## CALCULATOR
copyright Georgios Karytinos
Use this table to calculate all the technical and financial parameters related to the installation
and operation of the "Iasos Ia" wind turbine.
(Instructions, tips, comments, in the file "INSTRUCTIONS Iae.xls").
(For your convenience, we recommend printing the instructions).
(You can only type in the blue cells).
Chapter A. Introduction.
After filling in all the necessary data below so that this software can calculate the parameters concerning the "Iasos Ia" wind
turbine, you will be able to decide for yourself which of the following scenarios is best for you:
|  | Scenario 1st: | Use the wind turbine to cover as much of your electricity needs as possible. If the amounts of
electricity produced by the wind turbine are not sufficient for your needs, cover the difference by
purchasing electricity from your country's electricity grid. If the produced amounts of electricity
exceed your needs, sell the excess electricity to any buyer.
|  | Scenario 2nd: | Use the wind turbine to cover as much of your electricity needs as possible. If the amounts of
electricity produced by the wind turbine are not sufficient for your needs, cover the difference
by purchasing electricity from your country's electricity grid. But unlike the previous scenario
(Scenario 1), in this scenario you will not be able to sell any amount of electricity to any buyer.
|  | Scenario 3rd: | Use the wind turbine on an autonomous electricity grid, completely independent of your
country's electricity grid. In this scenario, you will neither be able to buy nor sell electricity. We
recommend, in this scenario, to use batteries with the highest capacity possible.
|  | Scenario 4th: | Use the wind turbine to sell the entire amount of electricity produced, to any buyer, while at the
same time and independently to buying the electricity you need for your consumption from the
electricity grid of your country.
|  | Scenario 5th: | Use the wind turbine to sell the entire amount of electricity produced, to any buyer. In other
words become an electricity producer.
"Chapter B". Estimation of wind potential, using the "wind rose".
If for any reason you do not want or cannot fill in the data in this chapter, just skip it and continue to the next chapter.
In order to estimate in a scientific manner and with great accuracy the expected amounts of electricity produced by any
wind turbine, the wind data of the area where the wind turbine will be installed must be available. This data should cover
a period of at least one year.
To collect this data, special equipment needs to be installed, for many months, in the area where the wind turbine will
be installed. Then, specialized scientists, using special software, can calculate, with relatively high accuracy, the expected
quantities of electricity produced.
But this process is expensive and time-consuming.
For choosing the place to install a small wind turbine, it does not make sense to make this kind of big expenses.
The only simple solution to approximate the expected amounts of electricity produced, based on the wind potential of
your area, is to use a "wind rose". This solution has no cost, but it requires patience and a little effort from you to measure
the sizes (parameters) shown in the "wind rose" of your area.
Based on the data displayed in the "wind rose" of your area, fill in the following cells:
| Select wind speed measurement unit: | [6 empty] | mph | kts | m/s
1 | (As shown in the "wind rose").
[8 empty] | mph | kts | m/s
Select only one of the three available units by typing the number 1 in the corresponding cell:
0
2 | Fill in the average annual wind speed as shown in the "wind rose": | [9 empty] | 0
You must enter a wind speed greater than 1 m/s.
101 | Convert wind speed units: | [8 empty] | 0 | m/s
3 | Type in the duration of the apnea (calm), as it is written in the "wind rose": | [9 empty] | %
Carefully measure, as accurately as possible, the distance from the perimeter of the inner circle
4 | to the perimeter of the outer circle (length in mm) and enter the corresponding number: | [9 empty] | mm
Note that the inner circle represents 0%.
5 | Type in the percentage of time, which the outer circle represents: | [9 empty] | %
Note that each circle represents a percentage of time, which is indicated on the "wind rose".
Complete the next small table based on the legend of "wind rose". These zones, of wind speed, are symbolized in the
"wind rose" by different colors. You can fill in up to seven wind speed zones:
|  |  |  | 0 | 0 | 0 | 0 | 0 | 0 | 0
6 |  |  | From:
7 |  |  | To:
|  |  | min m/s | 0 | 0 | 0 | 0 | 0 | 0 | 0
|  |  | max m/s | 0 | 0 | 0 | 0 | 0 | 0 | 0
|  |  | average m/s | 0 | 0 | 0 | 0 | 0 | 0 | 0
Draw the rays on the "wind rose" so that it is easy for you to measure the length of each wind speed sector. The wind
speed sectors are distinguished by the different color. Start the measurements from the inner sector (the zone with the
lowest wind speeds) located in the radius of the "wind rose", in the north and continue the measurements to the left of
the circle. Fill in your measurements in the following table:
|  |  |  | mm | mm | mm | mm | mm | mm | mm |  |  |  | % | % | % | % | % | % | %
8 | [13 empty] | #DIV/0! | #DIV/0! | #DIV/0! | #DIV/0! | #DIV/0! | #DIV/0! | #DIV/0!
[14 empty] | #DIV/0! | #DIV/0! | #DIV/0! | #DIV/0! | #DIV/0! | #DIV/0! | #DIV/0!
[14 empty] | #DIV/0! | #DIV/0! | #DIV/0! | #DIV/0! | #DIV/0! | #DIV/0! | #DIV/0!
[14 empty] | #DIV/0! | #DIV/0! | #DIV/0! | #DIV/0! | #DIV/0! | #DIV/0! | #DIV/0!
[14 empty] | #DIV/0! | #DIV/0! | #DIV/0! | #DIV/0! | #DIV/0! | #DIV/0! | #DIV/0!
[14 empty] | #DIV/0! | #DIV/0! | #DIV/0! | #DIV/0! | #DIV/0! | #DIV/0! | #DIV/0!
[14 empty] | #DIV/0! | #DIV/0! | #DIV/0! | #DIV/0! | #DIV/0! | #DIV/0! | #DIV/0!
[14 empty] | #DIV/0! | #DIV/0! | #DIV/0! | #DIV/0! | #DIV/0! | #DIV/0! | #DIV/0!
[14 empty] | #DIV/0! | #DIV/0! | #DIV/0! | #DIV/0! | #DIV/0! | #DIV/0! | #DIV/0!
[14 empty] | #DIV/0! | #DIV/0! | #DIV/0! | #DIV/0! | #DIV/0! | #DIV/0! | #DIV/0!
[14 empty] | #DIV/0! | #DIV/0! | #DIV/0! | #DIV/0! | #DIV/0! | #DIV/0! | #DIV/0!
[14 empty] | #DIV/0! | #DIV/0! | #DIV/0! | #DIV/0! | #DIV/0! | #DIV/0! | #DIV/0!
[14 empty] | #DIV/0! | #DIV/0! | #DIV/0! | #DIV/0! | #DIV/0! | #DIV/0! | #DIV/0!
[14 empty] | #DIV/0! | #DIV/0! | #DIV/0! | #DIV/0! | #DIV/0! | #DIV/0! | #DIV/0!
[14 empty] | #DIV/0! | #DIV/0! | #DIV/0! | #DIV/0! | #DIV/0! | #DIV/0! | #DIV/0!
[14 empty] | #DIV/0! | #DIV/0! | #DIV/0! | #DIV/0! | #DIV/0! | #DIV/0! | #DIV/0!
[14 empty] | #DIV/0! | #DIV/0! | #DIV/0! | #DIV/0! | #DIV/0! | #DIV/0! | #DIV/0!
[14 empty] | #DIV/0! | #DIV/0! | #DIV/0! | #DIV/0! | #DIV/0! | #DIV/0! | #DIV/0!
[14 empty] | #DIV/0! | #DIV/0! | #DIV/0! | #DIV/0! | #DIV/0! | #DIV/0! | #DIV/0!
[14 empty] | #DIV/0! | #DIV/0! | #DIV/0! | #DIV/0! | #DIV/0! | #DIV/0! | #DIV/0!
[14 empty] | #DIV/0! | #DIV/0! | #DIV/0! | #DIV/0! | #DIV/0! | #DIV/0! | #DIV/0!
[14 empty] | #DIV/0! | #DIV/0! | #DIV/0! | #DIV/0! | #DIV/0! | #DIV/0! | #DIV/0!
[14 empty] | #DIV/0! | #DIV/0! | #DIV/0! | #DIV/0! | #DIV/0! | #DIV/0! | #DIV/0!
[14 empty] | #DIV/0! | #DIV/0! | #DIV/0! | #DIV/0! | #DIV/0! | #DIV/0! | #DIV/0!
[14 empty] | #DIV/0! | #DIV/0! | #DIV/0! | #DIV/0! | #DIV/0! | #DIV/0! | #DIV/0!
[14 empty] | #DIV/0! | #DIV/0! | #DIV/0! | #DIV/0! | #DIV/0! | #DIV/0! | #DIV/0!
[14 empty] | #DIV/0! | #DIV/0! | #DIV/0! | #DIV/0! | #DIV/0! | #DIV/0! | #DIV/0!
[14 empty] | #DIV/0! | #DIV/0! | #DIV/0! | #DIV/0! | #DIV/0! | #DIV/0! | #DIV/0!
[14 empty] | #DIV/0! | #DIV/0! | #DIV/0! | #DIV/0! | #DIV/0! | #DIV/0! | #DIV/0!
[14 empty] | #DIV/0! | #DIV/0! | #DIV/0! | #DIV/0! | #DIV/0! | #DIV/0! | #DIV/0!
[14 empty] | #DIV/0! | #DIV/0! | #DIV/0! | #DIV/0! | #DIV/0! | #DIV/0! | #DIV/0!
[14 empty] | #DIV/0! | #DIV/0! | #DIV/0! | #DIV/0! | #DIV/0! | #DIV/0! | #DIV/0!
[14 empty] | #DIV/0! | #DIV/0! | #DIV/0! | #DIV/0! | #DIV/0! | #DIV/0! | #DIV/0!
[14 empty] | #DIV/0! | #DIV/0! | #DIV/0! | #DIV/0! | #DIV/0! | #DIV/0! | #DIV/0!
[14 empty] | #DIV/0! | #DIV/0! | #DIV/0! | #DIV/0! | #DIV/0! | #DIV/0! | #DIV/0!
[14 empty] | #DIV/0! | #DIV/0! | #DIV/0! | #DIV/0! | #DIV/0! | #DIV/0! | #DIV/0!
102 | According to your measurements, each wind speed sector participates in the production of the total wind potential,
with the following percentages:
|  | total | Calm % | % | % | % | % | % | % | %
|  | 0 | 0 | 0 | 0 | 0 | 0 | 0 | 0 | 0 | %
|  |  | 0 | 0 | 0 | 0 | 0 | 100 | 0 | 0 |  |  | Ποσοστό χρόνου ανά τομέα τομέα χωρίς διόρθωση
|  | 100 | 0 | 0 | 0 | 0 | 0 | 100 | 0 | 0 |  |  | Ποσοστό χρόνου ανά τομέα τομέα με διόρθωση
If the sum (total) is 2 units less or more than 100, your measurements are not accurate.
We recommend that you do the measurements again. If the sum (total) is at most 2 units lower or higher than 100,
then the software will automatically make the corrections, reducing the percentage of participation of the highest
wind speed zone.
Chapter C. Technical operating parameters of the wind turbine.
Wind potential, produced amounts of electricity.
If you have filled in data from "wind rose" in "Chapter B" and want the calculations to be done with that data, then
do not fill in the next parameter (9). If for any reason you fill in parameter (9), then the data of "Chapter B" will not
be taken into account.
9 | Type in or not the average annual wind speed, which you think is correct: | [9 empty] | m/s
You must enter a wind speed greater than 1 m/s. | [12 empty] | CALM
0 | [12 empty] | 0 | 0 | 0 | 0 | 0 | 0 | 0 | 0 |  | m/s | Μέση ταχύτητα ανέμου ανά τομέα
0 | [12 empty] | 0 | 0 | 0 | 0 | 0 | 100 | 0 | 0 |  | % | Ποσοστό χρόνου ανά τομέα τομέα με διόρθωση
| Based on the data you entered in the previous parameters and assuming that you use all the energy produced by the | [11 empty] | 0 | 0 | 0 | 0 | 0 | 0 | 0 | 0 | 0 | m/s | Μέση ετήσια ταχύτητα ανέμου με συνάρτηση πυκνότητας πιθανότητας
| wind turbine, the operating data and technical parameters of the wind turbine are: | [11 empty] | 0.0 | 0.0 | 0.0 | 0.0 | 0.0 | 0.0 | 0.0 | 0.0 | 0.0 | m/s | Μετατροπή αριθμού σε κείμενο για στρογγυλοποίηση δεκαδικών
103 | Average annual wind speed, by wind speed zone: | [11 empty] | 0 | 0 | 0 | 0 | 0 | 0 | 0 | 0 | 0 | m/s | Μετατροπή κειμένου σε αριθμό
|  |  |  | 0 | 0 | 0 | 0 | 0 | 0 | 0 | m/s
104 | Average annual wind speed: | [8 empty] | 0 | m/s |  | 0 | 0 | 0 | 0 | 0 | 0 | 0 | 0 | 0 | rpm | Ταχύτητα περιστροφής στροβίλου ανά τομέα.
The displayed annual average wind speed is calculated from the probability density function of a random variable.
Chapter B data is taken into account.
105 | The performance of the wind turbine will be underestimated (-) or overestimated (+) by: | [8 empty] | 0 | %
0
0
0
106 | Average speed of rotation of the turbine, in the given conditions, per wind speed zone:
|  |  |  | 0 | 0 | 0 | 0 | 0 | 0 | 0 | rpm
0
0
107 | Average speed of rotation of the turbine, in the given conditions: | [8 empty] | 0 | rpm
108 | Nominal turbine torque, with the specific wind speed, per wind speed zone:
|  |  |  | 0 | 0 | 0 | 0 | 0 | 0 | 0 | Nm
109 | Nominal, average turbine torque, at the given wind speed: | [8 empty] | 0 | Nm |  | 0 | 0 | 0 | 0 | 0 | 0 | 0 | 0 | 0
110 | Nominal turbine torque, with the specific wind speed and the specific turbine rotation speed, per wind speed zone:
|  |  |  | 0 | 0 | 0 | 0 | 0 | 0 | 0 | Nm
111 | Nominal average turbine torque, with the specific wind speed and the specific turbine rotation speed:
[10 empty] | 0 | Nm |  | 0 | 0 | 0 | 0 | 0 | 0 | 0 | 0 | 0
112 | Actual turbine torque, under the specified conditions, per wind speed zone:
|  |  |  | 0 | 0 | 0 | 0 | 0 | 0 | 0 | Nm
113 | Actual average turbine torque, under the specified conditions: | [8 empty] | 0 | Nm |  | 0 | 0 | 0 | 0 | 0 | 0 | 0 | 0 | 0
114 | Ideal power transmission ratio, under the specific conditions, per wind speed zone:
|  |  |  | 0 | 0 | 0 | 0 | 0 | 0 | 0 | ratio
115 | Ideal, average power transmission ratio, under the given conditions: | [8 empty] | 0 | ratio
116 | Actual power transmission ratio, under the specified conditions, using a power converter with a | [11 empty] | 0 | 0 | 0 | 0 | 0 | 0 | 0 | 0 | 0
| default power transmission ratio, model: "9912": | [8 empty] | 0 | ratio |  |  |  | 5.9327 | 6.9413 | 8.1332 | 8.8143 | 9.5635 | 10.3916 | 12.34
117 | Nominal rotational speed of the "power shaft", after conversion to the power transmission ratio: | [8 empty] | 0 | rpm |  | ΙΣΧΥΟΣ | RATE | 5.9327 | 6.9413 | 8.1332 | 8.8143 | 9.5635 | 10.3916 | 12.34
118 | Actual rotational speed of the "power shaft", after conversion to the power transmission ratio, under the specified
| conditions, per wind speed zone: |  |  | 0 | 0 | 0 | 0 | 0 | 0 | 0 | rpm
119 | Actual average rotational speed of the "power shaft", after conversion to the power transmission ratio,
| under the specified conditions: | [8 empty] | 0 | rpm |  | 0 | 0 | 0 | 0 | 0 | 0 | 0 | 0 | 0
120 | Torque of the "power shaft", after conversion to the power transmission ratio, under the specified conditions,
| per wind speed zone: |  |  | 0 | 0 | 0 | 0 | 0 | 0 | 0 | Nm
121 | Average torque of the "power shaft", after conversion to the power transmission ratio,
| under the specified conditions: | [8 empty] | 0 | Nm |  | 0 | 0 | 0 | 0 | 0 | 0 | 0 | 0 | 0
122 | Number of generators, which are active: | [8 empty] | 0 | pieces
123 | Total rated power of the generators: | [8 empty] | 0 | watt
124 | Rated rotation speed of the generators: | [8 empty] | 0 | rpm
125 | Rated efficiency of generators: | [8 empty] | 0 | %
126 | Minimum generator efficiency: | [8 empty] | 0 | %
127 | Actual efficiency of the generators, under the specified conditions, per wind speed zone:
|  |  |  | 0 | 0 | 0 | 0 | 0 | 0 | 0 | %
128 | Actual average efficiency of the generators, under the specified conditions: | [8 empty] | 0 | % |  | 0 | 0 | 0 | 0 | 0 | 0 | 0 | 0 | 0
129 | Rated generator phase voltage: | [8 empty] | 0 | acv
130 | Actual phase voltage of the generators, under the specified conditions, per wind speed zone:
|  |  |  | 0 | 0 | 0 | 0 | 0 | 0 | 0 | acv
131 | Actual average phase voltage of the generators, under the specified conditions: | [8 empty] | 0 | acv |  | 0 | 0 | 0 | 0 | 0 | 0 | 0 | 0 | 0
132 | "Cut in" voltage (indicative): | [8 empty] | 0 | acv
133 | Power factor: | [8 empty] | 0 | cosφ
134 | Rated torque supplied by the generators: | [8 empty] | 0 | Nm
135 | Actual torque provided by the generators, under the specified conditions, per wind speed zone:
|  |  |  | 0 | 0 | 0 | 0 | 0 | 0 | 0 | Nm
136 | Actual average torque delivered by the generators, under the specified conditions: | [8 empty] | 0 | Nm |  | 0 | 0 | 0 | 0 | 0 | 0 | 0 | 0 | 0
137 | Actual torque, which the generators require, under the specified conditions, per wind speed zone:
|  |  |  | 0 | 0 | 0 | 0 | 0 | 0 | 0 | Nm
138 | Actual average torque required by the generators, under the specified conditions: | [8 empty] | 0 | Nm |  | 0 | 0 | 0 | 0 | 0 | 0 | 0 | 0 | 0
139 | Electricity produced, under the given conditions, by wind speed zone:
|  |  |  | 0 | 0 | 0 | 0 | 0 | 0 | 0 | Wh
140 | Electricity produced, by the wind turbine, per hour: | [8 empty] | 0 | Wh |  | 0 | 0 | 0 | 0 | 0 | 0 | 0 | 0 | 0
141 | Electricity produced, by the wind turbine, per day: | [8 empty] | 0 | Kwh
142 | Electricity produced, by the wind turbine, per month: | [8 empty] | 0 | Kwh
143 | Electricity produced, by the wind turbine,per year: | [8 empty] | 0 | Kwh
144 | Maximum wind turbine power, according to Albert Betz's function, in the specific conditions, per wind speed zone:
|  |  |  | 0 | 0 | 0 | 0 | 0 | 0 | 0 | watt
145 | Average maximum wind turbine power, according to Albert Betz's function: | [8 empty] | 0 | watt |  | 0 | 0 | 0 | 0 | 0 | 0 | 0 | 0 | 0
146 | Wind turbine aerodynamic factor, under the specified conditions, per wind speed zone:
|  |  |  | 0 | 0 | 0 | 0 | 0 | 0 | 0 | %
147 | Average aerodynamic factor of "Iasos" wind turbine: | [8 empty] | 0 | % |  | 0 | 0 | 0 | 0 | 0 | 0 | 0 | 0 | 0
Chapter D. Technical operating parameters of the wind turbine.
Calculation of consumption and required power for the off grid inverter.
If for any reason you cannot or do not want to fill in the next cells below, regarding your annual electricity consumption,
skip the parameters from (10) to (53) and enter only the next parameter (54).
Fill in as many of the cells below as you want so that, on the one hand, you can calculate your total annual electricity
consumption and on the other hand you can calculate the power of the "off grid inverter", which is necessary for you
to cover your needs. You should decide your maximum instantaneous consumption (PEAK) in order to choose an "off
grid inverter" of suitable power.
Your maximum instantaneous consumption (peak of consumption) is equal to the sum of the power of all devices,
which are simultaneously in operation. The higher the peak of consumption, the more powerful and therefore more
expensive inverter you should buy.
In the following cells, of this section, if you want the consumption of a device to be included in the "peak of consumption",
enter the number 1 in the corresponding cell.
If you will use the wind turbine to cover the energy needs of several houses, then in the cells below, concerning energy
consumption, you should type the total consumption of all the houses.
148
[7 empty] | Months | Rated | Annual | P
[5 empty] | Average operating time |  | of use | device | consum | e
[5 empty] | per day: |  | per | power | ption: | a |  |  | Peak
| Electrical equipment: |  |  | Pieces: | (hours) | (min) | year: | (Watt) | (Kw) | k |  |  | Kw
10 | Fan heater: | [7 empty] | 0 |  | 0 |  | 0
11 | Video standby: | [7 empty] | 0 |  | 0 |  | 0
12 | Stereo standby: | [7 empty] | 0 |  | 0 |  | 0
13 | TV standby: | [7 empty] | 0 |  | 0 |  | 0
14 | Floor fan: | [7 empty] | 0 |  | 0 |  | 0
15 | Ceiling fan: | [7 empty] | 0 |  | 0 |  | 0
16 | TV decoder: | [7 empty] | 0 |  | 0 |  | 0
17 | Phone answering machine: | [7 empty] | 0 |  | 0 |  | 0
18 | Video: | [7 empty] | 0 |  | 0 |  | 0
19 | Inkjet printer: | [7 empty] | 0 |  | 0 |  | 0
20 | Vacuum cleaner: | [7 empty] | 0 |  | 0 |  | 0
21 | Electric heater: | [7 empty] | 0 |  | 0 |  | 0
22 | Electric clothes iron: | [7 empty] | 0 |  | 0 |  | 0
23 | Computers: | [7 empty] | 0 |  | 0 |  | 0
24 | Large water heater: | [7 empty] | 0 |  | 0 |  | 0
25 | Water heater small: | [7 empty] | 0 |  | 0 |  | 0
26 | Cassette player: | [7 empty] | 0 |  | 0 |  | 0
27 | Freezer: | [7 empty] | 0 |  | 0 |  | 0
28 | Oil boiler: | [7 empty] | 0 |  | 0 |  | 0
29 | Coffee maker: | [7 empty] | 0 |  | 0 |  | 0
30 | Air conditioner 9000 BTU: | [7 empty] | 0 |  | 0 |  | 0
31 | Electric cooker: | [7 empty] | 0 |  | 0 |  | 0
32 | Electric cooker: | [7 empty] | 0 |  | 0 |  | 0
33 | Electric cooker - oven: | [7 empty] | 0 |  | 0 |  | 0
34 | Incandescent lamps: | [7 empty] | 0 |  | 0 |  | 0
35 | Electronic lamps: | [7 empty] | 0 |  | 0 |  | 0
36 | Mixer: | [7 empty] | 0 |  | 0 |  | 0
37 | Dishwasher large: | [7 empty] | 0 |  | 0 |  | 0
38 | Washing machine: | [7 empty] | 0 |  | 0 |  | 0
39 | Hair dryer: | [7 empty] | 0 |  | 0 |  | 0
40 | Stereo: | [7 empty] | 0 |  | 0 |  | 0
41 | LCD TV: | [7 empty] | 0 |  | 0 |  | 0
42 | Color TV: | [7 empty] | 0 |  | 0 |  | 0
43 | Toaster: | [7 empty] | 0 |  | 0 |  | 0
44 | Microwave: | [7 empty] | 0 |  | 0 |  | 0
45 | Fryer: | [7 empty] | 0 |  | 0 |  | 0
46 | Large two-door refrigerator: | [7 empty] | 0 |  | 0 |  | 0
47 | Refrigerator with freezer: | [7 empty] | 0 |  | 0 |  | 0
48 | Refrigerator without freezer: | [7 empty] | 0 |  | 0 |  | 0
49 | Xbox 360: | [7 empty] | 0 |  | 0 |  | 0
50 | Other: | [7 empty] | 0 |  | 0 |  | 0
51 | Other: | [7 empty] | 0 |  | 0 |  | 0
52 | Other: | [7 empty] | 0 |  | 0 |  | 0
53 | Inverter: |  |  | 1 | 24 |  | 12 | 80 | 691.2 | 1 | OK |  | 0.08
149 | Master controller: |  |  | 1 | 24 |  | 12 | 28 | 241.92 | 1 | OK |  | 0.028
150 | Charger controller: |  |  | 1 | 24 |  | 12 | 64 | 552.96 | 1 | OK |  | 0.064
If for any reason you cannot or do not want to fill in the above data to calculate your annual electricity consumption,
54 | simply enter your approximate average annual electricity consumption: | [9 empty] | Kwh
0
0
Based on the information you have filled in up to this point, the following applies:
151 | Total consumption, in electricity, per hour: | [8 empty] | 0.16964 | Kwh
152 | Total consumption, in electricity, per day: | [8 empty] | 4.0715 | Kwh
153 | Total consumption, in electricity, per mounth: | [8 empty] | 123.84 | Kwh
154 | Total consumption, in electricity, per year: | [8 empty] | 1486.08 | Kwh
155 | Peak of consumption: | [8 empty] | 0.172 | Kwh
156 | Power required for the pure sine wave off grid inverter: | [8 empty] | 0.344 | Kw
157 | Surplus (+), deficit (-) of electricity, on an annual basis: | [8 empty] | -1486.08 | Kwh
The electricity produced by the wind turbine at the wind speed you entered is not enough to meet your needs.
Try, either dialing in a higher wind speed (Chapter C), or reducing your consumption (Chapter D)…
Either just keep going…
158 | Extra load: | [8 empty] | 0 | Kwh
0
0
0
Chapter E. Technical operating parameters of the wind turbine.
Calculation of necessary storage space for energy storage (batteries).
Type in for how many hours of absolute apnea (calm) you want to have stored electricity,
55 | to meet your needs: | [9 empty] | Hours |  | 0
You must enter apnea (calm) hours. | [12 empty] | You must enter apnea (calm) hours.
0
0
159 | According to the data you have typed in the previous cells, the electrical energy you wish to be
| stored in the batteries is: | [8 empty] | 0 | Kwh
The more electricity you want to store, the more bigger and more expensive the batteries will be.
Enter the amount of electricity you want to have stored (either the one resulting from the previous calculations
56 | shown in parameter (159), or any other amount of electricity you want): | [9 empty] | Kwh
0
0
0
According to the data you have already entered, you need, for electricity storage:
160 | Battery Type: | [8 empty] | OPzS | Type
161 | Voltage of each battery: | [8 empty] | 2 | dcv
162 | Total voltage of battery array: | [8 empty] | 48 | dcv
163 | Capacity of each battery: | [8 empty] | 0 | Ah
164 | Number of batteries in the array: | [8 empty] | 24 | pieces
57 | Battery Efficiency: | [8 empty] | 80 | %
165 | Total power of the battery array: | [8 empty] | 0 | Kw
166 | Minimum total batteries array capacity: | [8 empty] | 0 | Ah
Chapter F. Economic parameters.
Investment cost.
The operating cost of the wind turbine is zero.
The maintenance cost of the wind turbine is almost zero. The only consumable material is approximately 1 Kg of
lubricating oil per year.
Write in the following cells, the corresponding values, in your local currency. If any of these costs are subsidized,
subtract the subsidy and enter the actual cost.
58 | Cost of buying a wind turbine: | [9 empty] | currency
59 | Total cost of transporting a wind turbine from the supplier to the buyer. | [9 empty] | currency
60 | Costs for the construction of the concrete base: | [9 empty] | currency
61 | Assembly cost: | [9 empty] | currency
62 | Purchase cost for the "pure sine wave off grid inverter": | [9 empty] | currency
63 | Purchase cost for the "on grid inverter", in case you choose to connect to the electricity grid: | [9 empty] | currency
64 | Cost of purchasing batteries to create an autonomous electric grid: | [9 empty] | currency
Cost of purchasing batteries for the cases of partial or total sale of the generated electricity to your
65 | country's grid: | [9 empty] | currency
0
0
If your premises are not connected to your country's electricity grid so that you can purchase electricity,
66 | if you were to seek to connect to that grid, enter what the corresponding total cost would be: | [9 empty] | currency
If your premises are not connected to the purchaser of the electricity , in the event that you would seek
67 | to connect with the purchaser, enter what the corresponding total cost would be: | [9 empty] | currency
167 | Total wind turbine cost, (investment cost) for the scenario where you will channel part or all of the
| generated electricity into your country's electricity grid: | [8 empty] | 0 | currency
168 | Total wind turbine cost, (investment cost) for the scenario that the wind turbine will operate in an
| autonomous grid, storing the electricity in batteries: | [8 empty] | 0 | currency
Chapter G. Economic parameters.
Financial details of cooperation with your country's electricity grid.
If you are already connected to your country's electricity grid, check the bill carefully. You will find that electricity sales
companies charge a different price for each Kwh consumption, depending on some consumption zones.
In the next small table, type in the consumption zones, for monthly consumptions.
[6 empty] | Zone 1 | Zone 2 | Zone 3 | Zone 4 | Zone 5
68 |  |  |  |  | From: | 0 |  |  |  |  | Kwh
69 |  |  |  |  | To: | [5 empty] | Kwh
Enter the price per Kwh at which the electricity company in your area sells electricity to
70 | consumers, per consumption zone: | [9 empty] | c/Kwh
If you are already connected to your country's electricity grid and buy electricity, maybe many types of taxes are included
in your electricity bill. Some of these taxes you will have to pay to them, whether you buy electricity from your country's
grid or not. But some of these taxes you won't pay to them if you have a wind turbine and therefore don't buy electricity
from your country's electricity grid. Taxes in this second category increase the cost of the electricity you buy. Therefore
they should be calculated. A typical such tax is the value added tax (VAT).
To calculate how much the taxes increase the final cost of the electricity you buy, some calculations have to be done.
Electricity bills do not necessarily refer to a calendar month's consumption. For this reason, use some of the most recent
electricity bills, regardless of the time period to which each one refers.
Based on five recent electricity bills, enter the necessary financial figures in the following cells to estimate
your average tax burden:
71 | Amount of money, which concerns ONLY the electricity you consumed: | [7 empty] | (1st bill) |  | currence
Total amount of money, which refers to taxes, which are directly related to
72 | your electricity consumption: | [7 empty] | (1st bill) |  | currence
73 | Amount of money, which concerns ONLY the electricity you consumed: | [7 empty] | (2nd bill) |  | currence
Total amount of money, which refers to taxes, which are directly related to
74 | your electricity consumption: | [7 empty] | (2nd bill) |  | currence
75 | Amount of money, which concerns ONLY the electricity you consumed: | [7 empty] | (3rd bill) |  | currence
Total amount of money, which refers to taxes, which are directly related to
76 | your electricity consumption: | [7 empty] | (3rd bill) |  | currence
77 | Amount of money, which concerns ONLY the electricity you consumed: | [7 empty] | (4th bill) |  | currence
Total amount of money, which refers to taxes, which are directly related to
78 | your electricity consumption: | [7 empty] | (4th bill) |  | currence
79 | Amount of money, which concerns ONLY the electricity you consumed: | [7 empty] | (5th bill) |  | currence
Total amount of money, which refers to taxes, which are directly related to
80 | your electricity consumption: | [7 empty] | (5th bill) |  | currence
169 | Based on the information you typed above, due to taxes, the price of the electricity you buy from your | [12 empty] | Ρεύμα | Φόροι
| country's electricity grid increases by: | [8 empty] | 0 | % |  |  | 0 | 0
170 | Therefore, the real price of electricity, |  |  |  |  | Zone 1 | Zone 2 | Zone 3 | Zone 4 | Zone 5
| which you buy, is: |  |  |  |  | 0 | 0 | 0 | 0 | 0 | currency
Clarify with your electricity supplier which of the following two scenarios applies and enter the number 1 in the
corresponding scenario:
a. Your total monthly consumption is billed based on the price of a single zone, the one that matches
81 | the total amount of consumption.
b. Your total monthly consumption is divided among the consumption zones, according to the limits
82 | limits of each zone, starting from "Zone 1".
You must select only one of the two previous options.
83 | Enter the price per Kwh at which you can sell the electricity produced by the wind turbine: | [9 empty] | c/Kwh
In the event that you sell any amount of electricity, produced by the wind turbine, and your related receipts are each
time reduced by a certain percentage, withholdings or taxes, enter the reduction
84 | percentage of your receipts: | [9 empty] | %
a. If your premises are already connected to the electricity grid of your country,
85 | enter the number 1:
b. If your premises are not already connected to the electricity grid of your country,
86 | enter the number 1:
You must select only one of the two previous options.
87 | a. If your premises are already connected to the electricity buyer, enter the number 1:
b. If your premises are not already connected to the buyer of the electricity energy,
88 | enter the number 1:
You must select only one of the two previous options.
Chapter H. Financial results.
The analysis of the financial results that follows is done according to the scenarios presented in "Chapter A".
Scenario 1st:
Use the wind turbine to cover as much of your electricity needs as possible. If the amounts of electricity produced by
by the wind turbine are not sufficient for your needs, cover the difference by purchasing electricity from your country's
electricity grid. If the amounts of electricity produced by the wind turbine exceed your needs, sell the excess electricity
to any buyer.
171 | Cost of purchasing and installing a wind turbine: | [8 empty] | 0 | currency
172 | Total cost to connect your premises to the electricity networks: | [8 empty] | 0 | currency |  | 0 | 0
173 | Your monthly electricity consumption is: | [8 empty] | 123.84 | Kwh
174 | Your annual electricity consumption is: | [8 empty] | 1486.08 | Kwh
175 | The value of your electricity consumption per year is: | [8 empty] | 0 | currency
176 | The electricity produced by the wind turbine is annually: | [8 empty] | 0 | Kwh
177 | Surplus (+), deficit (-) of electricity, annually: | [8 empty] | -1486.08 | Kwh
0
178 | If your consumption is greater than the production of the wind turbine, then you will have to buy the amount of electricity
you lack, from the electricity company. The cost of purchasing the additional electricity
| will be annually: | [8 empty] | 0 | currency
179 | If your consumption is less than the output of the wind turbine, then there is excess electricity to sell to any buyer.
| The revenue from the sale of excess electricity will be annually: | [8 empty] | 0 | currency
There is no surplus electricity for sale.
180 | After taxation, your income from the sale of electricity will be annually: | [8 empty] | 0 | currency
181 | In the 1st scenario, your financial benefit per year will be: | [8 empty] | 0 | currency |  | Αξία κατανάλωσης μείον κόστος για αγορά ρεύματος συν έσοδα από πώληση ρεύματος
182 | In the 1st scenario, the cost of the wind turbine will be depreciated to: | [8 empty] | 0 | years |  | (Κόστος αγοράς ανεμογεννήτριας συν κόστος για σύνδεση στα δίκτυα) διά όφελος
Scenario 2nd:
To use the wind turbine to cover as much of your electricity needs as possible. If the amounts of electricity produced by
the wind turbine are not sufficient for your needs, cover the difference by purchasing electricity from your country's
electricity grid. But unlike the previous scenario (Scenario 1st), in this scenario you will not be able to sell any amount of
electricity to any buyer.
183 | Cost of purchasing and installing a wind turbine: | [8 empty] | 0 | currency
184 | Total cost to connect your premises to the electricity networks: | [8 empty] | 0 | currency |  | 0
0
185 | Your monthly electricity consumption is: | [8 empty] | 123.84 | Kwh
186 | Your annual electricity consumption is: | [8 empty] | 1486.08 | Kwh
187 | The value of your electricity consumption per year is: | [8 empty] | 0 | currency
188 | Surplus (+), deficit (-) of electricity, annually: | [8 empty] | -1486.08 | Kwh
0
0
189 | If your consumption is greater than the production of the wind turbine, then you will have to buy the amount
of electricity you lack from the electricity company. The cost of purchasing the additional electricity
| will be on an annual basis: | [8 empty] | 0 | currency
190 | In the 2nd scenario, your financial benefit per year will be: | [8 empty] | 0 | currency |  | Αξία κατανάλωσης μείον κόστος για αγορά ρεύματος συν έσοδα από πώληση ρεύματος
191 | In the 2nd scenario, the cost of the wind turbine will be depreciated to: | [8 empty] | 0 | years |  | (Κόστος αγοράς ανεμογεννήτριας συν κόστος για σύνδεση στα δίκτυα) διά όφελος
Scenario 3rd:
Use the wind turbine on an autonomous electricity grid, completely independent of your country's electricity grid.
In this scenario, you will neither be able to buy nor sell electricity. We recommend, in this scenario, to use batteries
with the highest capacity possible.
192 | Cost of purchasing and installing a wind turbine: | [8 empty] | 0 | currency | currency
193 | Total cost to connect your premises to the electricity networks: | [8 empty] | 0 | currency |  | 0 | 0
194 | Your monthly electricity consumption is: | [8 empty] | 123.84 | Kwh
195 | Your annual electricity consumption is: | [8 empty] | 1486.08 | Kwh
196 | The value of your electricity consumption per year is: | [8 empty] | 0 | currency
197 | The electricity produced by the wind turbine is annually: | [8 empty] | 0 | Kwh |  | Αξία ενέργειας που λείπει
198 | Surplus (+), deficit (-) of electricity, annually: | [8 empty] | -1486.08 | Kwh |  | 0
0
0
199 | In the 3rd scenario, your financial benefit per year will be: | [8 empty] | 0 | currency |  | Αξία κατανάλωσης μείον αξία ρεύματος που λείπει συν έσοδα από πώληση ρεύματος
200 | In the 3rd scenario, the cost of the wind turbine will be depreciated to: | [8 empty] | 0 | years |  | (Κόστος αγοράς ανεμογεννήτριας συν κόστος για σύνδεση στα δίκτυα) διά όφελος
Scenario 4th:
To use the wind turbine to sell the entire amount of electricity produced, to any buyer, while at the same time and
independently buying from the electricity grid of your country the electricity you need for your consumption.
201 | Cost of purchasing and installing a wind turbine: | [8 empty] | 0 | currency
202 | Total cost to connect your premises to the electricity networks: | [8 empty] | 0 | currency |  | 0 | 0
203 | Your monthly electricity consumption is: | [8 empty] | 123.84 | Kwh
204 | Your annual electricity consumption is: | [8 empty] | 1486.08 | Kwh
205 | The value of your electricity consumption per year is: | [8 empty] | 0 | currency
206 | The value of electricity production per year, is: | [8 empty] | 0 | currency
207 | After taxation, your income from the sale of electricity will be annually: | [8 empty] | 0 | currency
208 | In the 4th scenario, your financial benefit per year will be: | [8 empty] | 0 | currency |  | Έσοδα από πώληση ρεύματος
209 | In the 4th scenario, the cost of the wind turbine will be depreciated to: | [8 empty] | 0 | years |  | (Κόστος αγοράς ανεμογεννήτριας συν κόστος για σύνδεση στα δίκτυα) διά όφελος
Scenario 5th:
Use the wind turbine to sell the entire amount of electricity produced, to any buyer. In other words become
an electricity producer.
210 | Cost of purchasing and installing a wind turbine: | [8 empty] | 0 | currency
211 | Total cost to connect your premises to the electricity networks: | [8 empty] | 0 | currency |  | 0 | 0
212 | The electricity produced by the wind turbine is annually: | [8 empty] | 0 | Kwh
213 | The revenue from the sale of electricity will be annually: | [8 empty] | 0 | currency
214 | After taxation, your income from the sale of electricity will be annually: | [8 empty] | 0 | currency
215 | In the 5th scenario, your financial benefit per year will be: | [8 empty] | 0 | currency |  | Έσοδα από πώληση ρεύματος
216 | In the 5th scenario, the cost of the wind turbine will be depreciated to: | [8 empty] | 0 | years |  | (Κόστος αγοράς ανεμογεννήτριας συν κόστος για σύνδεση στα δίκτυα) διά όφελος

## Φύλλο1
ΣΕΝΑΡΙΟ 1
ΕΤΗΣΙΟ ΚΟΣΤΟΣ ΣΥΝΟΛΙΚΗΣ ΚΑΤΑΝΑΛΩΣΗΣ Όλα τα kw σε μια ζώνη
123.84 | Σε αυτή την μηνιαία κατανάλωση επιδιώκουμε την τιμολόγηση
| 0 | 0 | 0 | 0 | 0 | Ζώνες τιμολογίου | Από
1000000 | 1000000 | 1000000 | 1000000 | 1000000 |  | Ζώνες τιμολογίου | Μέχρι
0 | 0 | 0 | 0 | 0 |  | 0 | Μηνιαία κατανάλωση μετά τον εντοπισμό
| 0 | 0 | 0 | 0 | 0 |  | Τελικές τιμές ανά Kwh
| 0 | 0 | 0 | 0 | 0 | 0 | Ετήσιο κόστος
ΕΤΗΣΙΟ ΚΟΣΤΟΣ ΣΥΝΟΛΙΚΗΣ ΚΑΤΑΝΑΛΩΣΗΣ Όλα τα kw μοιράζονται στις ζώνες
| 0 | 0 | 0 | 0 | 0 |  | Από
1000000 | 1000000 | 1000000 | 1000000 | 1000000 |  |  | Μέχρι
| 1000000 | 1000000 | 1000000 | 1000000 | 1000000
| -999876.16 | -1999876.16 | -2999876.16 | -3999876.16 | -4999876.16
| 123.84 | 0 | 0 | 0 | 0 | 123.84 | Μηνιαία κατανάλωση μετά τον εντοπισμό
| 0 | 0 | 0 | 0 | 0 |  | Τελικές τιμές ανά Kwh
| 0 | 0 | 0 | 0 | 0 | 0 | Ετήσιο κόστος
ΣΕΝΑΡΙΟ 1 | Αγορά πρόσθετης ενέργειας, διότι δεν επαρκεί η παραγωγή
ΕΤΗΣΙΟ ΚΟΣΤΟΣ ΣΥΝΟΛΙΚΗΣ ΚΑΤΑΝΑΛΩΣΗΣ Όλα τα kw σε μια ζώνη
123.84 | Σε αυτή την μηνιαία κατανάλωση επιδιώκουμε την τιμολόγηση
| 0 | 0 | 0 | 0 | 0 | Ζώνες τιμολογίου | Από
1000000 | 1000000 | 1000000 | 1000000 | 1000000 |  | Ζώνες τιμολογίου | Μέχρι
0 | 0 | 0 | 0 | 0 |  | 0 | Μηνιαία κατανάλωση μετά τον εντοπισμό
| 0 | 0 | 0 | 0 | 0 |  | Τελικές τιμές ανά Kwh
| 0 | 0 | 0 | 0 | 0 | 0 | Ετήσιο κόστος
ΕΤΗΣΙΟ ΚΟΣΤΟΣ ΣΥΝΟΛΙΚΗΣ ΚΑΤΑΝΑΛΩΣΗΣ Όλα τα kw μοιράζονται στις ζώνες
| 0 | 0 | 0 | 0 | 0 |  | Από
1000000 | 1000000 | 1000000 | 1000000 | 1000000 |  |  | Μέχρι
| 1000000 | 1000000 | 1000000 | 1000000 | 1000000
| -999876.16 | -1999876.16 | -2999876.16 | -3999876.16 | -4999876.16
| 123.84 | 0 | 0 | 0 | 0 | 123.84 | Μηνιαία κατανάλωση μετά τον εντοπισμό
| 0 | 0 | 0 | 0 | 0 |  | Τελικές τιμές ανά Kwh
| 0 | 0 | 0 | 0 | 0 | 0 | Ετήσιο κόστος
ΣΕΝΑΡΙΟ 2
ΕΤΗΣΙΟ ΚΟΣΤΟΣ ΣΥΝΟΛΙΚΗΣ ΚΑΤΑΝΑΛΩΣΗΣ Όλα τα kw σε μια ζώνη
123.84 | Σε αυτή την μηνιαία κατανάλωση επιδιώκουμε την τιμολόγηση
| 0 | 0 | 0 | 0 | 0 | Ζώνες τιμολογίου | Από
1000000 | 1000000 | 1000000 | 1000000 | 1000000 |  | Ζώνες τιμολογίου | Μέχρι
0 | 0 | 0 | 0 | 0 |  | 0 | Μηνιαία κατανάλωση μετά τον εντοπισμό
| 0 | 0 | 0 | 0 | 0 |  | Τελικές τιμές ανά Kwh
| 0 | 0 | 0 | 0 | 0 | 0 | Ετήσιο κόστος
ΕΤΗΣΙΟ ΚΟΣΤΟΣ ΣΥΝΟΛΙΚΗΣ ΚΑΤΑΝΑΛΩΣΗΣ Όλα τα kw μοιράζονται στις ζώνες
| 0 | 0 | 0 | 0 | 0 |  | Από
1000000 | 1000000 | 1000000 | 1000000 | 1000000 |  |  | Μέχρι
| 1000000 | 1000000 | 1000000 | 1000000 | 1000000
| -999876.16 | -1999876.16 | -2999876.16 | -3999876.16 | -4999876.16
| 123.84 | 0 | 0 | 0 | 0 | 123.84 | Μηνιαία κατανάλωση μετά τον εντοπισμό
| 0 | 0 | 0 | 0 | 0 |  | Τελικές τιμές ανά Kwh
| 0 | 0 | 0 | 0 | 0 | 0 | Ετήσιο κόστος
ΣΕΝΑΡΙΟ 2 | Αγορά πρόσθετης ενέργειας, διότι δεν επαρκεί η παραγωγή
ΕΤΗΣΙΟ ΚΟΣΤΟΣ ΣΥΝΟΛΙΚΗΣ ΚΑΤΑΝΑΛΩΣΗΣ Όλα τα kw σε μια ζώνη
123.84 | Σε αυτή την μηνιαία κατανάλωση επιδιώκουμε την τιμολόγηση
| 0 | 0 | 0 | 0 | 0 | Ζώνες τιμολογίου | Από
1000000 | 1000000 | 1000000 | 1000000 | 1000000 |  | Ζώνες τιμολογίου | Μέχρι
0 | 0 | 0 | 0 | 0 |  | 0 | Μηνιαία κατανάλωση μετά τον εντοπισμό
| 0 | 0 | 0 | 0 | 0 |  | Τελικές τιμές ανά Kwh
| 0 | 0 | 0 | 0 | 0 | 0 | Ετήσιο κόστος
ΕΤΗΣΙΟ ΚΟΣΤΟΣ ΣΥΝΟΛΙΚΗΣ ΚΑΤΑΝΑΛΩΣΗΣ Όλα τα kw μοιράζονται στις ζώνες
| 0 | 0 | 0 | 0 | 0 |  | Από
1000000 | 1000000 | 1000000 | 1000000 | 1000000 |  |  | Μέχρι
| 1000000 | 1000000 | 1000000 | 1000000 | 1000000
| -999876.16 | -1999876.16 | -2999876.16 | -3999876.16 | -4999876.16
| 123.84 | 0 | 0 | 0 | 0 | 123.84 | Μηνιαία κατανάλωση μετά τον εντοπισμό
| 0 | 0 | 0 | 0 | 0 |  | Τελικές τιμές ανά Kwh
| 0 | 0 | 0 | 0 | 0 | 0 | Ετήσιο κόστος
ΣΕΝΑΡΙΟ 3
ΕΤΗΣΙΟ ΚΟΣΤΟΣ ΣΥΝΟΛΙΚΗΣ ΚΑΤΑΝΑΛΩΣΗΣ Όλα τα kw σε μια ζώνη
123.84 | Σε αυτή την μηνιαία κατανάλωση επιδιώκουμε την τιμολόγηση
| 0 | 0 | 0 | 0 | 0 | Ζώνες τιμολογίου | Από
1000000 | 1000000 | 1000000 | 1000000 | 1000000 |  | Ζώνες τιμολογίου | Μέχρι
0 | 0 | 0 | 0 | 0 |  | 0 | Μηνιαία κατανάλωση μετά τον εντοπισμό
| 0 | 0 | 0 | 0 | 0 |  | Τελικές τιμές ανά Kwh
| 0 | 0 | 0 | 0 | 0 | 0 | Ετήσιο κόστος
ΕΤΗΣΙΟ ΚΟΣΤΟΣ ΣΥΝΟΛΙΚΗΣ ΚΑΤΑΝΑΛΩΣΗΣ Όλα τα kw μοιράζονται στις ζώνες
| 0 | 0 | 0 | 0 | 0 |  | Από
1000000 | 1000000 | 1000000 | 1000000 | 1000000 |  |  | Μέχρι
| 1000000 | 1000000 | 1000000 | 1000000 | 1000000
| -999876.16 | -1999876.16 | -2999876.16 | -3999876.16 | -4999876.16
| 123.84 | 0 | 0 | 0 | 0 | 123.84 | Μηνιαία κατανάλωση μετά τον εντοπισμό
| 0 | 0 | 0 | 0 | 0 |  | Τελικές τιμές ανά Kwh
| 0 | 0 | 0 | 0 | 0 | 0 | Ετήσιο κόστος
ΣΕΝΑΡΙΟ 3 | Αξία ενέργειας που λείπει
ΕΤΗΣΙΟ ΚΟΣΤΟΣ ΣΥΝΟΛΙΚΗΣ ΚΑΤΑΝΑΛΩΣΗΣ Όλα τα kw σε μια ζώνη
123.84 | Σε αυτή την μηνιαία κατανάλωση επιδιώκουμε την τιμολόγηση
| 0 | 0 | 0 | 0 | 0 | Ζώνες τιμολογίου | Από
1000000 | 1000000 | 1000000 | 1000000 | 1000000 |  | Ζώνες τιμολογίου | Μέχρι
0 | 0 | 0 | 0 | 0 |  | 0 | Μηνιαία κατανάλωση μετά τον εντοπισμό
| 0 | 0 | 0 | 0 | 0 |  | Τελικές τιμές ανά Kwh
| 0 | 0 | 0 | 0 | 0 | 0 | Ετήσιο κόστος
ΕΤΗΣΙΟ ΚΟΣΤΟΣ ΣΥΝΟΛΙΚΗΣ ΚΑΤΑΝΑΛΩΣΗΣ Όλα τα kw μοιράζονται στις ζώνες
| 0 | 0 | 0 | 0 | 0 |  | Από
1000000 | 1000000 | 1000000 | 1000000 | 1000000 |  |  | Μέχρι
| 1000000 | 1000000 | 1000000 | 1000000 | 1000000
| -999876.16 | -1999876.16 | -2999876.16 | -3999876.16 | -4999876.16
| 123.84 | 0 | 0 | 0 | 0 | 123.84 | Μηνιαία κατανάλωση μετά τον εντοπισμό
| 0 | 0 | 0 | 0 | 0 |  | Τελικές τιμές ανά Kwh
| 0 | 0 | 0 | 0 | 0 | 0 | Ετήσιο κόστος
ΣΕΝΑΡΙΟ 4
ΕΤΗΣΙΟ ΚΟΣΤΟΣ ΣΥΝΟΛΙΚΗΣ ΚΑΤΑΝΑΛΩΣΗΣ Όλα τα kw σε μια ζώνη
123.84 | Σε αυτή την μηνιαία κατανάλωση επιδιώκουμε την τιμολόγηση
| 0 | 0 | 0 | 0 | 0 | Ζώνες τιμολογίου | Από
1000000 | 1000000 | 1000000 | 1000000 | 1000000 |  | Ζώνες τιμολογίου | Μέχρι
0 | 0 | 0 | 0 | 0 |  | 0 | Μηνιαία κατανάλωση μετά τον εντοπισμό
| 0 | 0 | 0 | 0 | 0 |  | Τελικές τιμές ανά Kwh
| 0 | 0 | 0 | 0 | 0 | 0 | Ετήσιο κόστος
ΕΤΗΣΙΟ ΚΟΣΤΟΣ ΣΥΝΟΛΙΚΗΣ ΚΑΤΑΝΑΛΩΣΗΣ Όλα τα kw μοιράζονται στις ζώνες
| 0 | 0 | 0 | 0 | 0 |  | Από
1000000 | 1000000 | 1000000 | 1000000 | 1000000 |  |  | Μέχρι
| 1000000 | 1000000 | 1000000 | 1000000 | 1000000
| -999876.16 | -1999876.16 | -2999876.16 | -3999876.16 | -4999876.16
| 123.84 | 0 | 0 | 0 | 0 | 123.84 | Μηνιαία κατανάλωση μετά τον εντοπισμό
| 0 | 0 | 0 | 0 | 0 |  | Τελικές τιμές ανά Kwh
| 0 | 0 | 0 | 0 | 0 | 0 | Ετήσιο κόστος

## Calculations
Iasos Ia
Για να βρεθεί η γραμμική συνάρτηση (συνάρτηση ευθείας) (y=ax+b) που διέρχεται από δύο γνωστά σημεία Α και Β
|  | Wind speed | 1 | 2 | 3 | 4 | 5 | 6 | 7 | 8 | 9 | 10 | 11 | 12 | 13 | 14 |  | πρώτα υπολογίζουμε το a το οποίο είναι και η κλίση της ευθείας, από την σχέση: (y2-y1)/(x2-x1)
Για να μετατραπεί η ονομαστική ισχύς (watt) σε ροπή, χρησιμοποιούμε τον |  | Ideal ration | 1.9 | 2.3 | 2.9 | 3.1 | 3.8 | 4 | 5 | 5.1 | 5.1 | 5.2 | 5.9 | 6.1 | 6 | 6.2 |  | Στην συνέχεια αντικαθιστούμε στην συνάρτηση της ευθείας το a και στην θέση του y βάζουμε την αντίστοιχη συντεταγμένη
γνωστό τύπο, ο οποίος χρειάζεται να λαβεί υπόψη τις στροφές. |  | Realy ration | 5.4 | 5.4 | 5.4 | 5.4 | 5.4 | 5.4 | 5.4 | 5.4 | 5.4 | 5.4 | 5.4 | 5.4 | 5.4 | 5.4 |  | του Β και στην θέση x την αντίστοιχη συντεταγμένη του Β. Στην σνυέχεια λύνουμε την συνάρτηση ως προς το b. Μπορούμε τώρα να φτιάξουμε την τελική συνάρτηση αφού έχουμε το a και b
watt=Nm*2*3,14*(RPM/60) |  | Watt | 14.85 | 56.7 | 122.85 | 209.25 | 311.85 | 427.95 | 554.85 | 680.4 | 831.6 | 953.1 | 1129.95 | 1286.55 | 1448.55 | 1614.6 | 9643.05
Nm=watt/(2*3,14*(RPM/60)) |  | Acv | 1.782 | 6.804 | 14.742 | 25.11 | 37.422 | 51.354 | 66.582 | 81.648 | 99.792 | 114.372 | 135.594 | 154.386 | 173.826 | 193.752
|  | Watt % | 0.154 | 0.58799 | 1.274 | 2.17 | 3.2339 | 4.4379 | 5.7539 | 7.0559 | 8.6238 | 9.8838 | 11.7178 | 13.3417 | 15.0217 | 16.7437
|  |  | 26.6 | 78.775 | 147.9 | 232.5 | 330.6 | 441 | 560 | 680.85 | 832.575 | 954.2 | 1131.325 | 1291.675 | 1458 | 1632.15 | 9798.15 | WATT Με ιδανική σχέση μετάδοσης
1.583
E16 to GM52
WIND SPEED: | 1 | m/s | 1 | 1.1 | 1.2 | 1.3 | 1.4 | 1.5 | 1.6 | 1.7 | 1.8 | 1.9 | 2 | 2.1 | 2.2 | 2.3 | 2.4 | 2.5 | 2.6 | 2.7 | 2.8 | 2.9 | 3 | 3.1 | 3.2 | 3.3 | 3.4 | 3.5 | 3.6 | 3.7 | 3.8 | 3.9 | 4 | 4.1 | 4.2 | 4.3 | 4.4 | 4.5 | 4.6 | 4.7 | 4.8 | 4.9 | 5 | 5.1 | 5.2 | 5.3 | 5.4 | 5.5 | 5.6 | 5.7 | 5.8 | 5.9 | 6 | 6.1 | 6.2 | 6.3 | 6.4 | 6.5 | 6.6 | 6.7 | 6.8 | 6.9 | 7 | 7.1 | 7.2 | 7.3 | 7.4 | 7.5 | 7.6 | 7.7 | 7.8 | 7.9 | 8 | 8.1 | 8.2 | 8.3 | 8.4 | 8.5 | 8.6 | 8.7 | 8.8 | 8.9 | 9 | 9.1 | 9.2 | 9.3 | 9.4 | 9.5 | 9.6 | 9.7 | 9.8 | 9.9 | 10 | 10.1 | 10.2 | 10.3 | 10.4 | 10.5 | 10.6 | 10.7 | 10.8 | 10.9 | 11 | 11.1 | 11.2 | 11.3 | 11.4 | 11.5 | 11.6 | 11.7 | 11.8 | 11.9 | 12 | 12.1 | 12.2 | 12.3 | 12.4 | 12.5 | 12.6 | 12.7 | 12.8 | 12.9 | 13 | 13.1 | 13.2 | 13.3 | 13.4 | 13.5 | 13.6 | 13.7 | 13.8 | 13.9 | 14
TURBINE ROTATION SPEED, UNDER SPECIFIEND CONDITIONS: | 2 | rpm | 0.55 | 0.705 | 0.86 | 1.015 | 1.17 | 1.325 | 1.48 | 1.635 | 1.79 | 1.945 | 2.1 | 2.345 | 2.59 | 2.835 | 3.08 | 3.325 | 3.57 | 3.815 | 4.06 | 4.305 | 4.55 | 4.87 | 5.19 | 5.51 | 5.83 | 6.15 | 6.47 | 6.79 | 7.11 | 7.43 | 7.75 | 8.13 | 8.51 | 8.89 | 9.27 | 9.65 | 10.03 | 10.41 | 10.79 | 11.17 | 11.55 | 11.98 | 12.41 | 12.84 | 13.27 | 13.7 | 14.13 | 14.56 | 14.99 | 15.42 | 15.85 | 16.32 | 16.79 | 17.26 | 17.73 | 18.2 | 18.67 | 19.14 | 19.61 | 20.08 | 20.55 | 21.015 | 21.48 | 21.945 | 22.41 | 22.875 | 23.34 | 23.805 | 24.27 | 24.735 | 25.2 | 25.76 | 26.32 | 26.88 | 27.44 | 28 | 28.56 | 29.12 | 29.68 | 30.24 | 30.8 | 31.25 | 31.7 | 32.15 | 32.6 | 33.05 | 33.5 | 33.95 | 34.4 | 34.85 | 35.3 | 35.955 | 36.61 | 37.265 | 37.92 | 38.575 | 39.23 | 39.885 | 40.54 | 41.195 | 41.85 | 42.43 | 43.01 | 43.59 | 44.17 | 44.75 | 45.33 | 45.91 | 46.49 | 47.07 | 47.65 | 48.25 | 48.85 | 49.45 | 50.05 | 50.65 | 51.25 | 51.85 | 52.45 | 53.05 | 53.65 | 54.265 | 54.88 | 55.495 | 56.11 | 56.725 | 57.34 | 57.955 | 58.57 | 59.185 | 59.8
NOMINAL TURBINE TORQUE, UNDER THE SPECIFIC WIND SPEED: συνάρτηση με βάση 0 ταχύτητα ανέμου | 3 | Nm | 3.9422 | 4.5889 | 5.3656 | 6.2663 | 7.2854 | 8.4177 | 9.6582 | 11.0026 | 12.4467 | 13.9866 | 15.619 | 17.3406 | 19.1486 | 21.0404 | 23.0136 | 25.0662 | 27.1964 | 29.4026 | 31.6834 | 34.0376 | 36.4643 | 38.9627 | 41.5321 | 44.1722 | 46.8826 | 49.6631 | 52.5137 | 55.4346 | 58.4259 | 61.4879 | 64.6211 | 67.8259 | 71.1028 | 74.4526 | 77.8758 | 81.3733 | 84.9458 | 88.5942 | 92.3193 | 96.1219 | 100.003 | 103.9635 | 108.0043 | 112.1263 | 116.3304 | 120.6174 | 124.9884 | 129.444 | 133.9852 | 138.6127 | 143.3274 | 148.1298 | 153.0208 | 158.0009 | 163.0708 | 168.231 | 173.482 | 178.8241 | 184.2579 | 189.7836 | 195.4015 | 201.1117 | 206.9145 | 212.8098 | 218.7978 | 224.8783 | 231.0513 | 237.3165 | 243.6738 | 250.1228 | 256.6632 | 263.2945 | 270.0164 | 276.8282 | 283.7293 | 290.7193 | 297.7973 | 304.9626 | 312.2145 | 319.5522 | 326.9748 | 334.4815 | 342.0714 | 349.7434 | 357.4968 | 365.3306 | 373.2437 | 381.2353 | 389.3043 | 397.4499 | 405.671 | 413.9669 | 422.3365 | 430.7791 | 439.2939 | 447.88 | 456.5369 | 465.2638 | 474.0603 | 482.9258 | 491.86 | 500.8625 | 509.9333 | 519.0723 | 528.2794 | 537.5551 | 546.8996 | 556.3134 | 565.7972 | 575.352 | 584.9788 | 594.6788 | 604.4536 | 614.3048 | 624.2344 | 634.2447 | 644.3381 | 654.5174 | 664.7855 | 675.1459 | 685.6022 | 696.1585 | 706.819 | 717.5885 | 728.4721 | 739.4753 | 750.6039 | 761.8642 | 773.2631 | 784.8076 | 796.5056
NOMINAL TURBINE TORQUE, UNDER SPECIFIC WIND SPEED AND ROTATION SPEED: μέγιστο συνάρτησης με βάση 0 στροφές | 4 | Nm | 3.903 | 5.1012 | 6.2994 | 7.4976 | 8.6958 | 9.894 | 11.0922 | 12.2904 | 13.4886 | 14.6868 | 15.885 | 17.8985 | 19.912 | 21.9255 | 23.939 | 25.9525 | 27.966 | 29.9795 | 31.993 | 34.0065 | 36.02 | 38.8557 | 41.6914 | 44.5271 | 47.3628 | 50.1985 | 53.0342 | 55.8699 | 58.7056 | 61.5413 | 64.377 | 68.0394 | 71.7018 | 75.3642 | 79.0266 | 82.689 | 86.3514 | 90.0138 | 93.6762 | 97.3386 | 101.001 | 105.2356 | 109.4702 | 113.7048 | 117.9394 | 122.174 | 126.4086 | 130.6432 | 134.8778 | 139.1124 | 143.347 | 148.4746 | 153.6022 | 158.7298 | 163.8574 | 168.9849 | 174.1125 | 179.2401 | 184.3677 | 189.4953 | 194.6229 | 200.7279 | 206.8329 | 212.938 | 219.043 | 225.148 | 231.253 | 237.358 | 243.463 | 249.5681 | 255.6731 | 262.9654 | 270.2577 | 277.55 | 284.8423 | 292.1346 | 299.4269 | 306.7192 | 314.0115 | 321.3038 | 328.5961 | 336.3067 | 344.0173 | 351.7279 | 359.4385 | 367.1491 | 374.8597 | 382.5702 | 390.2808 | 397.9914 | 405.702 | 414.2472 | 422.7923 | 431.3375 | 439.8826 | 448.4278 | 456.9729 | 465.5181 | 474.0632 | 482.6083 | 491.1535 | 500.5012 | 509.849 | 519.1967 | 528.5445 | 537.8922 | 547.24 | 556.5877 | 565.9355 | 575.2833 | 584.631 | 594.7877 | 604.9444 | 615.1011 | 625.2578 | 635.4145 | 645.5712 | 655.7279 | 665.8846 | 676.0413 | 686.198 | 697.2111 | 708.2242 | 719.2373 | 730.2505 | 741.2636 | 752.2767 | 763.2898 | 774.3029 | 785.316 | 796.3291
REAL TURBINE TORQUE, UNDER SPECIFIED CONDITIONS: | 5 | Nm | 3.514 | 4.4562 | 5.3984 | 6.3406 | 7.2828 | 8.225 | 9.1672 | 10.1094 | 11.0516 | 11.9938 | 12.936 | 14.3021 | 15.6682 | 17.0343 | 18.4004 | 19.7665 | 21.1326 | 22.4987 | 23.8648 | 25.231 | 26.5971 | 28.2643 | 29.9315 | 31.5988 | 33.266 | 34.9333 | 36.6005 | 38.2677 | 39.935 | 41.6022 | 43.2694 | 45.1761 | 47.0827 | 48.9894 | 50.896 | 52.8027 | 54.7093 | 56.616 | 58.5226 | 60.4293 | 62.3359 | 64.4186 | 66.5012 | 68.5839 | 70.6666 | 72.7492 | 74.8319 | 76.9146 | 78.9972 | 81.0799 | 83.1626 | 85.3788 | 87.595 | 89.8112 | 92.0274 | 94.2435 | 96.4597 | 98.6759 | 100.8921 | 103.1083 | 105.3245 | 107.5105 | 109.6965 | 111.8825 | 114.0685 | 116.2545 | 118.4405 | 120.6265 | 122.8125 | 124.9984 | 127.1844 | 129.8411 | 132.4977 | 135.1544 | 137.811 | 140.4677 | 143.1243 | 145.7809 | 148.4376 | 151.0942 | 153.7509 | 155.9054 | 158.0599 | 160.2145 | 162.369 | 164.5236 | 166.6781 | 168.8326 | 170.9872 | 173.1417 | 175.2962 | 178.4348 | 181.5734 | 184.7119 | 187.8505 | 190.9891 | 194.1277 | 197.2662 | 200.4048 | 203.5434 | 206.6819 | 209.4704 | 212.2589 | 215.0474 | 217.8359 | 220.6244 | 223.4129 | 226.2014 | 228.9899 | 231.7784 | 234.5669 | 237.436 | 240.3051 | 243.1742 | 246.0434 | 248.9125 | 251.7816 | 254.6507 | 257.5198 | 260.389 | 263.2581 | 266.231 | 269.2038 | 272.1767 | 275.1496 | 278.1224 | 281.0953 | 284.0682 | 287.0411 | 290.0139 | 292.9868
REAL TURBINE POWER, UNDER SPECIFIED CONDITIONS: | 6 | watt | 0.20229 | 0.46639 | 0.7305 | 0.9946 | 1.2587 | 1.5228 | 1.7869 | 2.051 | 2.3151 | 2.5792 | 2.8433 | 3.8256 | 4.8079 | 5.7903 | 6.7726 | 7.7549 | 8.7372 | 9.7195 | 10.7018 | 11.6841 | 12.6664 | 14.9096 | 17.1529 | 19.3961 | 21.6393 | 23.8826 | 26.1258 | 28.369 | 30.6123 | 32.8555 | 35.0987 | 39.1246 | 43.1506 | 47.1765 | 51.2024 | 55.2283 | 59.2542 | 63.2801 | 67.3061 | 71.332 | 75.3579 | 81.6185 | 87.8791 | 94.1397 | 100.4003 | 106.6609 | 112.9215 | 119.1821 | 125.4427 | 131.7033 | 137.9639 | 146.8218 | 155.6796 | 164.5375 | 173.3954 | 182.2532 | 191.1111 | 199.969 | 208.8268 | 217.6847 | 226.5426 | 237.4345 | 248.3264 | 259.2183 | 270.1102 | 281.0021 | 291.894 | 302.7859 | 313.6779 | 324.5698 | 335.4617 | 351.4807 | 367.4997 | 383.5187 | 399.5377 | 415.5568 | 431.5758 | 447.5948 | 463.6138 | 479.6328 | 495.6518 | 510.8539 | 526.056 | 541.2581 | 556.4602 | 571.6623 | 586.8644 | 602.0665 | 617.2686 | 632.4707 | 647.6728 | 673.4384 | 699.204 | 724.9696 | 750.7353 | 776.5009 | 802.2665 | 828.0321 | 853.7977 | 879.5633 | 905.3289 | 931.7831 | 958.2373 | 984.6915 | 1011.1457 | 1037.6 | 1064.0542 | 1090.5084 | 1116.9626 | 1143.4168 | 1169.871 | 1200.713 | 1231.5549 | 1262.3969 | 1293.2389 | 1324.0809 | 1354.9228 | 1385.7648 | 1416.6068 | 1447.4487 | 1478.2907 | 1513.844 | 1549.3974 | 1584.9507 | 1620.504 | 1656.0573 | 1691.6107 | 1727.164 | 1762.7173 | 1798.2706 | 1833.824
REAL TURBINE POWER, UNDER SPECIFIED CONDITIONS: | 7 | Hp | 0.00027127 | 0.00062544 | 0.00097961 | 0.0013338 | 0.0016879 | 0.0020421 | 0.0023963 | 0.0027505 | 0.0031046 | 0.0034588 | 0.003813 | 0.0051303 | 0.0064476 | 0.0077649 | 0.0090822 | 0.010399 | 0.011717 | 0.013034 | 0.014351 | 0.015669 | 0.016986 | 0.019994 | 0.023002 | 0.026011 | 0.029019 | 0.032027 | 0.035035 | 0.038043 | 0.041052 | 0.04406 | 0.047068 | 0.052467 | 0.057866 | 0.063265 | 0.068664 | 0.074062 | 0.079461 | 0.08486 | 0.090259 | 0.095658 | 0.10106 | 0.10945 | 0.11785 | 0.12624 | 0.13464 | 0.14303 | 0.15143 | 0.15983 | 0.16822 | 0.17662 | 0.18501 | 0.19689 | 0.20877 | 0.22065 | 0.23253 | 0.24441 | 0.25628 | 0.26816 | 0.28004 | 0.29192 | 0.3038 | 0.3184 | 0.33301 | 0.34762 | 0.36222 | 0.37683 | 0.39144 | 0.40604 | 0.42065 | 0.43526 | 0.44986 | 0.47134 | 0.49283 | 0.51431 | 0.53579 | 0.55727 | 0.57875 | 0.60023 | 0.62172 | 0.6432 | 0.66468 | 0.68507 | 0.70545 | 0.72584 | 0.74623 | 0.76661 | 0.787 | 0.80738 | 0.82777 | 0.84816 | 0.86854 | 0.9031 | 0.93765 | 0.9722 | 1.0068 | 1.0413 | 1.0759 | 1.1104 | 1.145 | 1.1795 | 1.2141 | 1.2495 | 1.285 | 1.3205 | 1.356 | 1.3914 | 1.4269 | 1.4624 | 1.4979 | 1.5333 | 1.5688 | 1.6102 | 1.6515 | 1.6929 | 1.7343 | 1.7756 | 1.817 | 1.8583 | 1.8997 | 1.9411 | 1.9824 | 2.0301 | 2.0778 | 2.1255 | 2.1731 | 2.2208 | 2.2685 | 2.3162 | 2.3638 | 2.4115 | 2.4592
BEST POWER TRANSMISSION RATIO, UNDER SPECIFIED CONDITIONS: | 8 | ratio | 1.9 | 1.94 | 1.98 | 2.02 | 2.06 | 2.1 | 2.14 | 2.18 | 2.22 | 2.26 | 2.3 | 2.36 | 2.42 | 2.48 | 2.54 | 2.6 | 2.66 | 2.72 | 2.78 | 2.84 | 2.9 | 2.92 | 2.94 | 2.96 | 2.98 | 3 | 3.02 | 3.04 | 3.06 | 3.08 | 3.1 | 3.17 | 3.24 | 3.31 | 3.38 | 3.45 | 3.52 | 3.59 | 3.66 | 3.73 | 3.8 | 3.82 | 3.84 | 3.86 | 3.88 | 3.9 | 3.92 | 3.94 | 3.96 | 3.98 | 4 | 4.1 | 4.2 | 4.3 | 4.4 | 4.5 | 4.6 | 4.7 | 4.8 | 4.9 | 5 | 5.01 | 5.02 | 5.03 | 5.04 | 5.05 | 5.06 | 5.07 | 5.08 | 5.09 | 5.1 | 5.1 | 5.1 | 5.1 | 5.1 | 5.1 | 5.1 | 5.1 | 5.1 | 5.1 | 5.1 | 5.11 | 5.12 | 5.13 | 5.14 | 5.15 | 5.16 | 5.17 | 5.18 | 5.19 | 5.2 | 5.27 | 5.34 | 5.41 | 5.48 | 5.55 | 5.62 | 5.69 | 5.76 | 5.83 | 5.9 | 5.92 | 5.94 | 5.96 | 5.98 | 6 | 6.02 | 6.04 | 6.06 | 6.08 | 6.1 | 6.09 | 6.08 | 6.07 | 6.06 | 6.05 | 6.04 | 6.03 | 6.02 | 6.01 | 6 | 6.02 | 6.04 | 6.06 | 6.08 | 6.1 | 6.12 | 6.14 | 6.16 | 6.18 | 6.2
REAL POWER TRASMISSION RATIO, UNDER SPECIFIED CONDITIONS: | 9 | ratio | 5.4 | 5.4 | 5.4 | 5.4 | 5.4 | 5.4 | 5.4 | 5.4 | 5.4 | 5.4 | 5.4 | 5.4 | 5.4 | 5.4 | 5.4 | 5.4 | 5.4 | 5.4 | 5.4 | 5.4 | 5.4 | 5.4 | 5.4 | 5.4 | 5.4 | 5.4 | 5.4 | 5.4 | 5.4 | 5.4 | 5.4 | 5.4 | 5.4 | 5.4 | 5.4 | 5.4 | 5.4 | 5.4 | 5.4 | 5.4 | 5.4 | 5.4 | 5.4 | 5.4 | 5.4 | 5.4 | 5.4 | 5.4 | 5.4 | 5.4 | 5.4 | 5.4 | 5.4 | 5.4 | 5.4 | 5.4 | 5.4 | 5.4 | 5.4 | 5.4 | 5.4 | 5.4 | 5.4 | 5.4 | 5.4 | 5.4 | 5.4 | 5.4 | 5.4 | 5.4 | 5.4 | 5.4 | 5.4 | 5.4 | 5.4 | 5.4 | 5.4 | 5.4 | 5.4 | 5.4 | 5.4 | 5.4 | 5.4 | 5.4 | 5.4 | 5.4 | 5.4 | 5.4 | 5.4 | 5.4 | 5.4 | 5.4 | 5.4 | 5.4 | 5.4 | 5.4 | 5.4 | 5.4 | 5.4 | 5.4 | 5.4 | 5.4 | 5.4 | 5.4 | 5.4 | 5.4 | 5.4 | 5.4 | 5.4 | 5.4 | 5.4 | 5.4 | 5.4 | 5.4 | 5.4 | 5.4 | 5.4 | 5.4 | 5.4 | 5.4 | 5.4 | 5.4 | 5.4 | 5.4 | 5.4 | 5.4 | 5.4 | 5.4 | 5.4 | 5.4 | 5.4
"POWER SHAFT" NOMINAL ROTATION SPEED, AFTER TRANSMISSION: | 10 | rpm | 300 | 300 | 300 | 300 | 300 | 300 | 300 | 300 | 300 | 300 | 300 | 300 | 300 | 300 | 300 | 300 | 300 | 300 | 300 | 300 | 300 | 300 | 300 | 300 | 300 | 300 | 300 | 300 | 300 | 300 | 300 | 300 | 300 | 300 | 300 | 300 | 300 | 300 | 300 | 300 | 300 | 300 | 300 | 300 | 300 | 300 | 300 | 300 | 300 | 300 | 300 | 300 | 300 | 300 | 300 | 300 | 300 | 300 | 300 | 300 | 300 | 300 | 300 | 300 | 300 | 300 | 300 | 300 | 300 | 300 | 300 | 300 | 300 | 300 | 300 | 300 | 300 | 300 | 300 | 300 | 300 | 300 | 300 | 300 | 300 | 300 | 300 | 300 | 300 | 300 | 300 | 300 | 300 | 300 | 300 | 300 | 300 | 300 | 300 | 300 | 300 | 300 | 300 | 300 | 300 | 300 | 300 | 300 | 300 | 300 | 300 | 300 | 300 | 300 | 300 | 300 | 300 | 300 | 300 | 300 | 300 | 300 | 300 | 300 | 300 | 300 | 300 | 300 | 300 | 300 | 300
"POWER SHAFT" REAL ROTATION SPEED, AFTER TRANSMISSION UNDER SPECIFIED CONDITIONS: | 11 | rpm | 2.97 | 3.807 | 4.644 | 5.481 | 6.318 | 7.155 | 7.992 | 8.829 | 9.666 | 10.503 | 11.34 | 12.663 | 13.986 | 15.309 | 16.632 | 17.955 | 19.278 | 20.601 | 21.924 | 23.247 | 24.57 | 26.298 | 28.026 | 29.754 | 31.482 | 33.21 | 34.938 | 36.666 | 38.394 | 40.122 | 41.85 | 43.902 | 45.954 | 48.006 | 50.058 | 52.11 | 54.162 | 56.214 | 58.266 | 60.318 | 62.37 | 64.692 | 67.014 | 69.336 | 71.658 | 73.98 | 76.302 | 78.624 | 80.946 | 83.268 | 85.59 | 88.128 | 90.666 | 93.204 | 95.742 | 98.28 | 100.818 | 103.356 | 105.894 | 108.432 | 110.97 | 113.481 | 115.992 | 118.503 | 121.014 | 123.525 | 126.036 | 128.547 | 131.058 | 133.569 | 136.08 | 139.104 | 142.128 | 145.152 | 148.176 | 151.2 | 154.224 | 157.248 | 160.272 | 163.296 | 166.32 | 168.75 | 171.18 | 173.61 | 176.04 | 178.47 | 180.9 | 183.33 | 185.76 | 188.19 | 190.62 | 194.157 | 197.694 | 201.231 | 204.768 | 208.305 | 211.842 | 215.379 | 218.916 | 222.453 | 225.99 | 229.122 | 232.254 | 235.386 | 238.518 | 241.65 | 244.782 | 247.914 | 251.046 | 254.178 | 257.31 | 260.55 | 263.79 | 267.03 | 270.27 | 273.51 | 276.75 | 279.99 | 283.23 | 286.47 | 289.71 | 293.031 | 296.352 | 299.673 | 302.994 | 306.315 | 309.636 | 312.957 | 316.278 | 319.599 | 322.92
"POWER SHAFT" TORQUE, AFTER TRANSMISSION, UNDER SPECIFIED CONDITIONS: | 12 | Nm | 0.65074 | 0.82522 | 0.9997 | 1.1742 | 1.3487 | 1.5231 | 1.6976 | 1.8721 | 2.0466 | 2.2211 | 2.3955 | 2.6485 | 2.9015 | 3.1545 | 3.4075 | 3.6605 | 3.9134 | 4.1664 | 4.4194 | 4.6724 | 4.9254 | 5.2341 | 5.5429 | 5.8516 | 6.1604 | 6.4691 | 6.7779 | 7.0866 | 7.3954 | 7.7041 | 8.0129 | 8.3659 | 8.719 | 9.0721 | 9.4252 | 9.7783 | 10.1314 | 10.4844 | 10.8375 | 11.1906 | 11.5437 | 11.9294 | 12.315 | 12.7007 | 13.0864 | 13.4721 | 13.8578 | 14.2434 | 14.6291 | 15.0148 | 15.4005 | 15.8109 | 16.2213 | 16.6317 | 17.0421 | 17.4525 | 17.8629 | 18.2733 | 18.6837 | 19.0941 | 19.5045 | 19.9094 | 20.3142 | 20.719 | 21.1238 | 21.5286 | 21.9334 | 22.3382 | 22.743 | 23.1479 | 23.5527 | 24.0446 | 24.5366 | 25.0286 | 25.5206 | 26.0125 | 26.5045 | 26.9965 | 27.4884 | 27.9804 | 28.4724 | 28.8714 | 29.2704 | 29.6693 | 30.0683 | 30.4673 | 30.8663 | 31.2653 | 31.6643 | 32.0633 | 32.4623 | 33.0435 | 33.6247 | 34.2059 | 34.7871 | 35.3683 | 35.9496 | 36.5308 | 37.112 | 37.6932 | 38.2744 | 38.7908 | 39.3072 | 39.8236 | 40.34 | 40.8564 | 41.3728 | 41.8891 | 42.4055 | 42.9219 | 43.4383 | 43.9696 | 44.5009 | 45.0323 | 45.5636 | 46.0949 | 46.6262 | 47.1575 | 47.6889 | 48.2202 | 48.7515 | 49.302 | 49.8526 | 50.4031 | 50.9536 | 51.5042 | 52.0547 | 52.6052 | 53.1558 | 53.7063 | 54.2568
"POWER SHAFT" POWER, AFTER TRANSMISSION, UNDER SPECIFIED CONDITIONS: | 13 | watt | 0.20229 | 0.46639 | 0.7305 | 0.9946 | 1.2587 | 1.5228 | 1.7869 | 2.051 | 2.3151 | 2.5792 | 2.8433 | 3.8256 | 4.8079 | 5.7903 | 6.7726 | 7.7549 | 8.7372 | 9.7195 | 10.7018 | 11.6841 | 12.6664 | 14.9096 | 17.1529 | 19.3961 | 21.6393 | 23.8826 | 26.1258 | 28.369 | 30.6123 | 32.8555 | 35.0987 | 39.1246 | 43.1506 | 47.1765 | 51.2024 | 55.2283 | 59.2542 | 63.2801 | 67.3061 | 71.332 | 75.3579 | 81.6185 | 87.8791 | 94.1397 | 100.4003 | 106.6609 | 112.9215 | 119.1821 | 125.4427 | 131.7033 | 137.9639 | 146.8218 | 155.6796 | 164.5375 | 173.3954 | 182.2532 | 191.1111 | 199.969 | 208.8268 | 217.6847 | 226.5426 | 237.4345 | 248.3264 | 259.2183 | 270.1102 | 281.0021 | 291.894 | 302.7859 | 313.6779 | 324.5698 | 335.4617 | 351.4807 | 367.4997 | 383.5187 | 399.5377 | 415.5568 | 431.5758 | 447.5948 | 463.6138 | 479.6328 | 495.6518 | 510.8539 | 526.056 | 541.2581 | 556.4602 | 571.6623 | 586.8644 | 602.0665 | 617.2686 | 632.4707 | 647.6728 | 673.4384 | 699.204 | 724.9696 | 750.7353 | 776.5009 | 802.2665 | 828.0321 | 853.7977 | 879.5633 | 905.3289 | 931.7831 | 958.2373 | 984.6915 | 1011.1457 | 1037.6 | 1064.0542 | 1090.5084 | 1116.9626 | 1143.4168 | 1169.871 | 1200.713 | 1231.5549 | 1262.3969 | 1293.2389 | 1324.0809 | 1354.9228 | 1385.7648 | 1416.6068 | 1447.4487 | 1478.2907 | 1513.844 | 1549.3974 | 1584.9507 | 1620.504 | 1656.0573 | 1691.6107 | 1727.164 | 1762.7173 | 1798.2706 | 1833.824
NUMBER OF GENERATORS WHICH ARE ACTIVE: | 14 | pieces | bar: 1 to 14
PRIMARY GENERATOR NOMINAL POWER: | 15 | watt | 1500 | 1500 | 1500 | 1500 | 1500 | 1500 | 1500 | 1500 | 1500 | 1500 | 1500 | 1500 | 1500 | 1500 | 1500 | 1500 | 1500 | 1500 | 1500 | 1500 | 1500 | 1500 | 1500 | 1500 | 1500 | 1500 | 1500 | 1500 | 1500 | 1500 | 1500 | 1500 | 1500 | 1500 | 1500 | 1500 | 1500 | 1500 | 1500 | 1500 | 1500 | 1500 | 1500 | 1500 | 1500 | 1500 | 1500 | 1500 | 1500 | 1500 | 1500 | 1500 | 1500 | 1500 | 1500 | 1500 | 1500 | 1500 | 1500 | 1500 | 1500 | 1500 | 1500 | 1500 | 1500 | 1500 | 1500 | 1500 | 1500 | 1500 | 1500 | 1500 | 1500 | 1500 | 1500 | 1500 | 1500 | 1500 | 1500 | 1500 | 1500 | 1500 | 1500 | 1500 | 1500 | 1500 | 1500 | 1500 | 1500 | 1500 | 1500 | 1500 | 1500 | 1500 | 1500 | 1500 | 1500 | 1500 | 1500 | 1500 | 1500 | 1500 | 1500 | 1500 | 1500 | 1500 | 1500 | 1500 | 1500 | 1500 | 1500 | 1500 | 1500 | 1500 | 1500 | 1500 | 1500 | 1500 | 1500 | 1500 | 1500 | 1500 | 1500 | 1500 | 1500 | 1500 | 1500 | 1500 | 1500 | 1500 | 1500
PRIMARY GENERATOR NOMINAL ROTATION SPEED: | 16 | rpm | 300 | 300 | 300 | 300 | 300 | 300 | 300 | 300 | 300 | 300 | 300 | 300 | 300 | 300 | 300 | 300 | 300 | 300 | 300 | 300 | 300 | 300 | 300 | 300 | 300 | 300 | 300 | 300 | 300 | 300 | 300 | 300 | 300 | 300 | 300 | 300 | 300 | 300 | 300 | 300 | 300 | 300 | 300 | 300 | 300 | 300 | 300 | 300 | 300 | 300 | 300 | 300 | 300 | 300 | 300 | 300 | 300 | 300 | 300 | 300 | 300 | 300 | 300 | 300 | 300 | 300 | 300 | 300 | 300 | 300 | 300 | 300 | 300 | 300 | 300 | 300 | 300 | 300 | 300 | 300 | 300 | 300 | 300 | 300 | 300 | 300 | 300 | 300 | 300 | 300 | 300 | 300 | 300 | 300 | 300 | 300 | 300 | 300 | 300 | 300 | 300 | 300 | 300 | 300 | 300 | 300 | 300 | 300 | 300 | 300 | 300 | 300 | 300 | 300 | 300 | 300 | 300 | 300 | 300 | 300 | 300 | 300 | 300 | 300 | 300 | 300 | 300 | 300 | 300 | 300 | 300
SECONDARY GENERATOR NOMINAL POWER: | 17 | watt |  | 0 | 0 | 0 | 0 | 0 | 0 | 0 | 0 | 0 | 0 | 0 | 0 | 0 | 0 | 0 | 0 | 0 | 0 | 0 | 0 | 0 | 0 | 0 | 0 | 0 | 0 | 0 | 0 | 0 | 0 | 0 | 0 | 0 | 0 | 0 | 0 | 0 | 0 | 0 | 0 | 0 | 0 | 0 | 0 | 0 | 0 | 0 | 0 | 0 | 0 | 0 | 0 | 0 | 0 | 0 | 0 | 0 | 0 | 0 | 0 | 0 | 0 | 0 | 0 | 0 | 0 | 0 | 0 | 0 | 0 | 0 | 0 | 0 | 0 | 0 | 0 | 0 | 0 | 0 | 0 | 0 | 0 | 0 | 0 | 0 | 0 | 0 | 0 | 0 | 0 | 0 | 0 | 0 | 0 | 0 | 0 | 0 | 0 | 0 | 0 | 0 | 0 | 0 | 0 | 0 | 0 | 0 | 0 | 0 | 0 | 0 | 0 | 0 | 0 | 0 | 0 | 0 | 0 | 0 | 0 | 0 | 0 | 0 | 0 | 0 | 0 | 0 | 0 | 0 | 0
SECONDARY GENERATOR NOMINAL ROTATION SPEED: | 18 | rpm |  | 0 | 0 | 0 | 0 | 0 | 0 | 0 | 0 | 0 | 0 | 0 | 0 | 0 | 0 | 0 | 0 | 0 | 0 | 0 | 0 | 0 | 0 | 0 | 0 | 0 | 0 | 0 | 0 | 0 | 0 | 0 | 0 | 0 | 0 | 0 | 0 | 0 | 0 | 0 | 0 | 0 | 0 | 0 | 0 | 0 | 0 | 0 | 0 | 0 | 0 | 0 | 0 | 0 | 0 | 0 | 0 | 0 | 0 | 0 | 0 | 0 | 0 | 0 | 0 | 0 | 0 | 0 | 0 | 0 | 0 | 0 | 0 | 0 | 0 | 0 | 0 | 0 | 0 | 0 | 0 | 0 | 0 | 0 | 0 | 0 | 0 | 0 | 0 | 0 | 0 | 0 | 0 | 0 | 0 | 0 | 0 | 0 | 0 | 0 | 0 | 0 | 0 | 0 | 0 | 0 | 0 | 0 | 0 | 0 | 0 | 0 | 0 | 0 | 0 | 0 | 0 | 0 | 0 | 0 | 0 | 0 | 0 | 0 | 0 | 0 | 0 | 0 | 0 | 0 | 0
GENERATORS NOMINAL POWER: | 19 | watt | 1500 | 1500 | 1500 | 1500 | 1500 | 1500 | 1500 | 1500 | 1500 | 1500 | 1500 | 1500 | 1500 | 1500 | 1500 | 1500 | 1500 | 1500 | 1500 | 1500 | 1500 | 1500 | 1500 | 1500 | 1500 | 1500 | 1500 | 1500 | 1500 | 1500 | 1500 | 1500 | 1500 | 1500 | 1500 | 1500 | 1500 | 1500 | 1500 | 1500 | 1500 | 1500 | 1500 | 1500 | 1500 | 1500 | 1500 | 1500 | 1500 | 1500 | 1500 | 1500 | 1500 | 1500 | 1500 | 1500 | 1500 | 1500 | 1500 | 1500 | 1500 | 1500 | 1500 | 1500 | 1500 | 1500 | 1500 | 1500 | 1500 | 1500 | 1500 | 1500 | 1500 | 1500 | 1500 | 1500 | 1500 | 1500 | 1500 | 1500 | 1500 | 1500 | 1500 | 1500 | 1500 | 1500 | 1500 | 1500 | 1500 | 1500 | 1500 | 1500 | 1500 | 1500 | 1500 | 1500 | 1500 | 1500 | 1500 | 1500 | 1500 | 1500 | 1500 | 1500 | 1500 | 1500 | 1500 | 1500 | 1500 | 1500 | 1500 | 1500 | 1500 | 1500 | 1500 | 1500 | 1500 | 1500 | 1500 | 1500 | 1500 | 1500 | 1500 | 1500 | 1500 | 1500 | 1500 | 1500 | 1500 | 1500 | 1500
GENERATORS NOMINAL ROTATION SPEED: | 20 | rpm | 300 | 300 | 300 | 300 | 300 | 300 | 300 | 300 | 300 | 300 | 300 | 300 | 300 | 300 | 300 | 300 | 300 | 300 | 300 | 300 | 300 | 300 | 300 | 300 | 300 | 300 | 300 | 300 | 300 | 300 | 300 | 300 | 300 | 300 | 300 | 300 | 300 | 300 | 300 | 300 | 300 | 300 | 300 | 300 | 300 | 300 | 300 | 300 | 300 | 300 | 300 | 300 | 300 | 300 | 300 | 300 | 300 | 300 | 300 | 300 | 300 | 300 | 300 | 300 | 300 | 300 | 300 | 300 | 300 | 300 | 300 | 300 | 300 | 300 | 300 | 300 | 300 | 300 | 300 | 300 | 300 | 300 | 300 | 300 | 300 | 300 | 300 | 300 | 300 | 300 | 300 | 300 | 300 | 300 | 300 | 300 | 300 | 300 | 300 | 300 | 300 | 300 | 300 | 300 | 300 | 300 | 300 | 300 | 300 | 300 | 300 | 300 | 300 | 300 | 300 | 300 | 300 | 300 | 300 | 300 | 300 | 300 | 300 | 300 | 300 | 300 | 300 | 300 | 300 | 300 | 300
NOMINAL GENERATORS EFFICIENCY: | 21 | % | 95.41 | 95.41 | 95.41 | 95.41 | 95.41 | 95.41 | 95.41 | 95.41 | 95.41 | 95.41 | 95.41 | 95.41 | 95.41 | 95.41 | 95.41 | 95.41 | 95.41 | 95.41 | 95.41 | 95.41 | 95.41 | 95.41 | 95.41 | 95.41 | 95.41 | 95.41 | 95.41 | 95.41 | 95.41 | 95.41 | 95.41 | 95.41 | 95.41 | 95.41 | 95.41 | 95.41 | 95.41 | 95.41 | 95.41 | 95.41 | 95.41 | 95.41 | 95.41 | 95.41 | 95.41 | 95.41 | 95.41 | 95.41 | 95.41 | 95.41 | 95.41 | 95.41 | 95.41 | 95.41 | 95.41 | 95.41 | 95.41 | 95.41 | 95.41 | 95.41 | 95.41 | 95.41 | 95.41 | 95.41 | 95.41 | 95.41 | 95.41 | 95.41 | 95.41 | 95.41 | 95.41 | 95.41 | 95.41 | 95.41 | 95.41 | 95.41 | 95.41 | 95.41 | 95.41 | 95.41 | 95.41 | 95.41 | 95.41 | 95.41 | 95.41 | 95.41 | 95.41 | 95.41 | 95.41 | 95.41 | 95.41 | 95.41 | 95.41 | 95.41 | 95.41 | 95.41 | 95.41 | 95.41 | 95.41 | 95.41 | 95.41 | 95.41 | 95.41 | 95.41 | 95.41 | 95.41 | 95.41 | 95.41 | 95.41 | 95.41 | 95.41 | 95.41 | 95.41 | 95.41 | 95.41 | 95.41 | 95.41 | 95.41 | 95.41 | 95.41 | 95.41 | 95.41 | 95.41 | 95.41 | 95.41 | 95.41 | 95.41 | 95.41 | 95.41 | 95.41 | 95.41
MINIMUM GENERATORS EFFICIENCY, UNDER SPECIFIED CONDITIONS: | 22 | % | 74.5037 | 74.5037 | 74.5037 | 74.5037 | 74.5037 | 74.5037 | 74.5037 | 74.5037 | 74.5037 | 74.5037 | 74.5037 | 74.5037 | 74.5037 | 74.5037 | 74.5037 | 74.5037 | 74.5037 | 74.5037 | 74.5037 | 74.5037 | 74.5037 | 74.5037 | 74.5037 | 74.5037 | 74.5037 | 74.5037 | 74.5037 | 74.5037 | 74.5037 | 74.5037 | 74.5037 | 74.5037 | 74.5037 | 74.5037 | 74.5037 | 74.5037 | 74.5037 | 74.5037 | 74.5037 | 74.5037 | 74.5037 | 74.5037 | 74.5037 | 74.5037 | 74.5037 | 74.5037 | 74.5037 | 74.5037 | 74.5037 | 74.5037 | 74.5037 | 74.5037 | 74.5037 | 74.5037 | 74.5037 | 74.5037 | 74.5037 | 74.5037 | 74.5037 | 74.5037 | 74.5037 | 74.5037 | 74.5037 | 74.5037 | 74.5037 | 74.5037 | 74.5037 | 74.5037 | 74.5037 | 74.5037 | 74.5037 | 74.5037 | 74.5037 | 74.5037 | 74.5037 | 74.5037 | 74.5037 | 74.5037 | 74.5037 | 74.5037 | 74.5037 | 74.5037 | 74.5037 | 74.5037 | 74.5037 | 74.5037 | 74.5037 | 74.5037 | 74.5037 | 74.5037 | 74.5037 | 74.5037 | 74.5037 | 74.5037 | 74.5037 | 74.5037 | 74.5037 | 74.5037 | 74.5037 | 74.5037 | 74.5037 | 74.5037 | 74.5037 | 74.5037 | 74.5037 | 74.5037 | 74.5037 | 74.5037 | 74.5037 | 74.5037 | 74.5037 | 74.5037 | 74.5037 | 74.5037 | 74.5037 | 74.5037 | 74.5037 | 74.5037 | 74.5037 | 74.5037 | 74.5037 | 74.5037 | 74.5037 | 74.5037 | 74.5037 | 74.5037 | 74.5037 | 74.5037 | 74.5037 | 74.5037 | 74.5037
REAL GENERATORS EFFICIENCY, UNDER SPECIFIED CONDITIONS: | 23 | % | 75.2582 | 75.4585 | 75.6587 | 75.859 | 76.0593 | 76.2595 | 76.4598 | 76.6601 | 76.8603 | 77.0606 | 77.2609 | 77.5425 | 77.8241 | 78.1057 | 78.3873 | 78.6689 | 78.9505 | 79.2322 | 79.5138 | 79.7954 | 80.077 | 80.3868 | 80.6966 | 81.0065 | 81.3163 | 81.6261 | 81.9359 | 82.2457 | 82.5555 | 82.8654 | 83.1752 | 83.4693 | 83.7635 | 84.0576 | 84.3518 | 84.646 | 84.9401 | 85.2343 | 85.5284 | 85.8226 | 86.1167 | 86.3695 | 86.6223 | 86.8751 | 87.1279 | 87.3807 | 87.6335 | 87.8863 | 88.1391 | 88.3919 | 88.6447 | 88.8438 | 89.043 | 89.2421 | 89.4412 | 89.6404 | 89.8395 | 90.0387 | 90.2378 | 90.437 | 90.6361 | 90.7728 | 90.9094 | 91.0461 | 91.1827 | 91.3194 | 91.4561 | 91.5927 | 91.7294 | 91.866 | 92.0027 | 92.1103 | 92.2178 | 92.3254 | 92.433 | 92.5406 | 92.6481 | 92.7557 | 92.8633 | 92.9708 | 93.0784 | 93.1339 | 93.1894 | 93.245 | 93.3005 | 93.356 | 93.4115 | 93.467 | 93.5225 | 93.578 | 93.6335 | 93.6843 | 93.735 | 93.7857 | 93.8364 | 93.8871 | 93.9378 | 93.9885 | 94.0392 | 94.0899 | 94.1406 | 94.1689 | 94.1972 | 94.2255 | 94.2538 | 94.2821 | 94.3104 | 94.3387 | 94.367 | 94.3953 | 94.4236 | 94.4451 | 94.4666 | 94.488 | 94.5095 | 94.531 | 94.5525 | 94.574 | 94.5954 | 94.6169 | 94.6384 | 94.6562 | 94.674 | 94.6919 | 94.7097 | 94.7275 | 94.7453 | 94.7631 | 94.781 | 94.7988 | 94.8166
PRIMARY GENERATOR ROTATION SPEED, UNDER SPECIFIED CONDITIONS: | 24 | rpm | 2.97 | 3.807 | 4.644 | 5.481 | 6.318 | 7.155 | 7.992 | 8.829 | 9.666 | 10.503 | 11.34 | 12.663 | 13.986 | 15.309 | 16.632 | 17.955 | 19.278 | 20.601 | 21.924 | 23.247 | 24.57 | 26.298 | 28.026 | 29.754 | 31.482 | 33.21 | 34.938 | 36.666 | 38.394 | 40.122 | 41.85 | 43.902 | 45.954 | 48.006 | 50.058 | 52.11 | 54.162 | 56.214 | 58.266 | 60.318 | 62.37 | 64.692 | 67.014 | 69.336 | 71.658 | 73.98 | 76.302 | 78.624 | 80.946 | 83.268 | 85.59 | 88.128 | 90.666 | 93.204 | 95.742 | 98.28 | 100.818 | 103.356 | 105.894 | 108.432 | 110.97 | 113.481 | 115.992 | 118.503 | 121.014 | 123.525 | 126.036 | 128.547 | 131.058 | 133.569 | 136.08 | 139.104 | 142.128 | 145.152 | 148.176 | 151.2 | 154.224 | 157.248 | 160.272 | 163.296 | 166.32 | 168.75 | 171.18 | 173.61 | 176.04 | 178.47 | 180.9 | 183.33 | 185.76 | 188.19 | 190.62 | 194.157 | 197.694 | 201.231 | 204.768 | 208.305 | 211.842 | 215.379 | 218.916 | 222.453 | 225.99 | 229.122 | 232.254 | 235.386 | 238.518 | 241.65 | 244.782 | 247.914 | 251.046 | 254.178 | 257.31 | 260.55 | 263.79 | 267.03 | 270.27 | 273.51 | 276.75 | 279.99 | 283.23 | 286.47 | 289.71 | 293.031 | 296.352 | 299.673 | 302.994 | 306.315 | 309.636 | 312.957 | 316.278 | 319.599 | 322.92
SECONDARY GENERATOR ROTATION SPEED, UNDER SPECIFIED CONDITIONS: | 25 | rpm | 2.97 | 3.807 | 4.644 | 5.481 | 6.318 | 7.155 | 7.992 | 8.829 | 9.666 | 10.503 | 11.34 | 12.663 | 13.986 | 15.309 | 16.632 | 17.955 | 19.278 | 20.601 | 21.924 | 23.247 | 24.57 | 26.298 | 28.026 | 29.754 | 31.482 | 33.21 | 34.938 | 36.666 | 38.394 | 40.122 | 41.85 | 43.902 | 45.954 | 48.006 | 50.058 | 52.11 | 54.162 | 56.214 | 58.266 | 60.318 | 62.37 | 64.692 | 67.014 | 69.336 | 71.658 | 73.98 | 76.302 | 78.624 | 80.946 | 83.268 | 85.59 | 88.128 | 90.666 | 93.204 | 95.742 | 98.28 | 100.818 | 103.356 | 105.894 | 108.432 | 110.97 | 113.481 | 115.992 | 118.503 | 121.014 | 123.525 | 126.036 | 128.547 | 131.058 | 133.569 | 136.08 | 139.104 | 142.128 | 145.152 | 148.176 | 151.2 | 154.224 | 157.248 | 160.272 | 163.296 | 166.32 | 168.75 | 171.18 | 173.61 | 176.04 | 178.47 | 180.9 | 183.33 | 185.76 | 188.19 | 190.62 | 194.157 | 197.694 | 201.231 | 204.768 | 208.305 | 211.842 | 215.379 | 218.916 | 222.453 | 225.99 | 229.122 | 232.254 | 235.386 | 238.518 | 241.65 | 244.782 | 247.914 | 251.046 | 254.178 | 257.31 | 260.55 | 263.79 | 267.03 | 270.27 | 273.51 | 276.75 | 279.99 | 283.23 | 286.47 | 289.71 | 293.031 | 296.352 | 299.673 | 302.994 | 306.315 | 309.636 | 312.957 | 316.278 | 319.599 | 322.92
GENERATORS NOMINAL PHASE VOLTAGE: | 26 | acv | 180 | 180 | 180 | 180 | 180 | 180 | 180 | 180 | 180 | 180 | 180 | 180 | 180 | 180 | 180 | 180 | 180 | 180 | 180 | 180 | 180 | 180 | 180 | 180 | 180 | 180 | 180 | 180 | 180 | 180 | 180 | 180 | 180 | 180 | 180 | 180 | 180 | 180 | 180 | 180 | 180 | 180 | 180 | 180 | 180 | 180 | 180 | 180 | 180 | 180 | 180 | 180 | 180 | 180 | 180 | 180 | 180 | 180 | 180 | 180 | 180 | 180 | 180 | 180 | 180 | 180 | 180 | 180 | 180 | 180 | 180 | 180 | 180 | 180 | 180 | 180 | 180 | 180 | 180 | 180 | 180 | 180 | 180 | 180 | 180 | 180 | 180 | 180 | 180 | 180 | 180 | 180 | 180 | 180 | 180 | 180 | 180 | 180 | 180 | 180 | 180 | 180 | 180 | 180 | 180 | 180 | 180 | 180 | 180 | 180 | 180 | 180 | 180 | 180 | 180 | 180 | 180 | 180 | 180 | 180 | 180 | 180 | 180 | 180 | 180 | 180 | 180 | 180 | 180 | 180 | 180
PHASE VOLTAGE, FROM THE PRIMARY GENERATOR, UNDER SPECIFIED CONDITIONS: | 27 | acv | 1.782 | 2.2842 | 2.7864 | 3.2886 | 3.7908 | 4.293 | 4.7952 | 5.2974 | 5.7996 | 6.3018 | 6.804 | 7.5978 | 8.3916 | 9.1854 | 9.9792 | 10.773 | 11.5668 | 12.3606 | 13.1544 | 13.9482 | 14.742 | 15.7788 | 16.8156 | 17.8524 | 18.8892 | 19.926 | 20.9628 | 21.9996 | 23.0364 | 24.0732 | 25.11 | 26.3412 | 27.5724 | 28.8036 | 30.0348 | 31.266 | 32.4972 | 33.7284 | 34.9596 | 36.1908 | 37.422 | 38.8152 | 40.2084 | 41.6016 | 42.9948 | 44.388 | 45.7812 | 47.1744 | 48.5676 | 49.9608 | 51.354 | 52.8768 | 54.3996 | 55.9224 | 57.4452 | 58.968 | 60.4908 | 62.0136 | 63.5364 | 65.0592 | 66.582 | 68.0886 | 69.5952 | 71.1018 | 72.6084 | 74.115 | 75.6216 | 77.1282 | 78.6348 | 80.1414 | 81.648 | 83.4624 | 85.2768 | 87.0912 | 88.9056 | 90.72 | 92.5344 | 94.3488 | 96.1632 | 97.9776 | 99.792 | 101.25 | 102.708 | 104.166 | 105.624 | 107.082 | 108.54 | 109.998 | 111.456 | 112.914 | 114.372 | 116.4942 | 118.6164 | 120.7386 | 122.8608 | 124.983 | 127.1052 | 129.2274 | 131.3496 | 133.4718 | 135.594 | 137.4732 | 139.3524 | 141.2316 | 143.1108 | 144.99 | 146.8692 | 148.7484 | 150.6276 | 152.5068 | 154.386 | 156.33 | 158.274 | 160.218 | 162.162 | 164.106 | 166.05 | 167.994 | 169.938 | 171.882 | 173.826 | 175.8186 | 177.8112 | 179.8038 | 181.7964 | 183.789 | 185.7816 | 187.7742 | 189.7668 | 191.7594 | 193.752
PHASE VOLTAGE, FROM THE SECONDARY GENERATOR, UNDER SPECIFIED CONDITIONS: | 28 | acv | 1.782 | 2.2842 | 2.7864 | 3.2886 | 3.7908 | 4.293 | 4.7952 | 5.2974 | 5.7996 | 6.3018 | 6.804 | 7.5978 | 8.3916 | 9.1854 | 9.9792 | 10.773 | 11.5668 | 12.3606 | 13.1544 | 13.9482 | 14.742 | 15.7788 | 16.8156 | 17.8524 | 18.8892 | 19.926 | 20.9628 | 21.9996 | 23.0364 | 24.0732 | 25.11 | 26.3412 | 27.5724 | 28.8036 | 30.0348 | 31.266 | 32.4972 | 33.7284 | 34.9596 | 36.1908 | 37.422 | 38.8152 | 40.2084 | 41.6016 | 42.9948 | 44.388 | 45.7812 | 47.1744 | 48.5676 | 49.9608 | 51.354 | 52.8768 | 54.3996 | 55.9224 | 57.4452 | 58.968 | 60.4908 | 62.0136 | 63.5364 | 65.0592 | 66.582 | 68.0886 | 69.5952 | 71.1018 | 72.6084 | 74.115 | 75.6216 | 77.1282 | 78.6348 | 80.1414 | 81.648 | 83.4624 | 85.2768 | 87.0912 | 88.9056 | 90.72 | 92.5344 | 94.3488 | 96.1632 | 97.9776 | 99.792 | 101.25 | 102.708 | 104.166 | 105.624 | 107.082 | 108.54 | 109.998 | 111.456 | 112.914 | 114.372 | 116.4942 | 118.6164 | 120.7386 | 122.8608 | 124.983 | 127.1052 | 129.2274 | 131.3496 | 133.4718 | 135.594 | 137.4732 | 139.3524 | 141.2316 | 143.1108 | 144.99 | 146.8692 | 148.7484 | 150.6276 | 152.5068 | 154.386 | 156.33 | 158.274 | 160.218 | 162.162 | 164.106 | 166.05 | 167.994 | 169.938 | 171.882 | 173.826 | 175.8186 | 177.8112 | 179.8038 | 181.7964 | 183.789 | 185.7816 | 187.7742 | 189.7668 | 191.7594 | 193.752
GENERATORS AMPERAGE: | 29 | A | 8.4594 | 8.4594 | 8.4594 | 8.4594 | 8.4594 | 8.4594 | 8.4594 | 8.4594 | 8.4594 | 8.4594 | 8.4594 | 8.4594 | 8.4594 | 8.4594 | 8.4594 | 8.4594 | 8.4594 | 8.4594 | 8.4594 | 8.4594 | 8.4594 | 8.4594 | 8.4594 | 8.4594 | 8.4594 | 8.4594 | 8.4594 | 8.4594 | 8.4594 | 8.4594 | 8.4594 | 8.4594 | 8.4594 | 8.4594 | 8.4594 | 8.4594 | 8.4594 | 8.4594 | 8.4594 | 8.4594 | 8.4594 | 8.4594 | 8.4594 | 8.4594 | 8.4594 | 8.4594 | 8.4594 | 8.4594 | 8.4594 | 8.4594 | 8.4594 | 8.4594 | 8.4594 | 8.4594 | 8.4594 | 8.4594 | 8.4594 | 8.4594 | 8.4594 | 8.4594 | 8.4594 | 8.4594 | 8.4594 | 8.4594 | 8.4594 | 8.4594 | 8.4594 | 8.4594 | 8.4594 | 8.4594 | 8.4594 | 8.4594 | 8.4594 | 8.4594 | 8.4594 | 8.4594 | 8.4594 | 8.4594 | 8.4594 | 8.4594 | 8.4594 | 8.4594 | 8.4594 | 8.4594 | 8.4594 | 8.4594 | 8.4594 | 8.4594 | 8.4594 | 8.4594 | 8.4594 | 8.4594 | 8.4594 | 8.4594 | 8.4594 | 8.4594 | 8.4594 | 8.4594 | 8.4594 | 8.4594 | 8.4594 | 8.4594 | 8.4594 | 8.4594 | 8.4594 | 8.4594 | 8.4594 | 8.4594 | 8.4594 | 8.4594 | 8.4594 | 8.4594 | 8.4594 | 8.4594 | 8.4594 | 8.4594 | 8.4594 | 8.4594 | 8.4594 | 8.4594 | 8.4594 | 8.4594 | 8.4594 | 8.4594 | 8.4594 | 8.4594 | 8.4594 | 8.4594 | 8.4594 | 8.4594 | 8.4594
CUT IN VOLTAGE: | 30 | acv | 16 | 16 | 16 | 16 | 16 | 16 | 16 | 16 | 16 | 16 | 16 | 16 | 16 | 16 | 16 | 16 | 16 | 16 | 16 | 16 | 16 | 16 | 16 | 16 | 16 | 16 | 16 | 16 | 16 | 16 | 16 | 16 | 16 | 16 | 16 | 16 | 16 | 16 | 16 | 16 | 16 | 16 | 16 | 16 | 16 | 16 | 16 | 16 | 16 | 16 | 16 | 16 | 16 | 16 | 16 | 16 | 16 | 16 | 16 | 16 | 16 | 16 | 16 | 16 | 16 | 16 | 16 | 16 | 16 | 16 | 16 | 16 | 16 | 16 | 16 | 16 | 16 | 16 | 16 | 16 | 16 | 16 | 16 | 16 | 16 | 16 | 16 | 16 | 16 | 16 | 16 | 16 | 16 | 16 | 16 | 16 | 16 | 16 | 16 | 16 | 16 | 16 | 16 | 16 | 16 | 16 | 16 | 16 | 16 | 16 | 16 | 16 | 16 | 16 | 16 | 16 | 16 | 16 | 16 | 16 | 16 | 16 | 16 | 16 | 16 | 16 | 16 | 16 | 16 | 16 | 16
POWER FACTOR: | 31 | cosφ | 0.9851 | 0.9851 | 0.9851 | 0.9851 | 0.9851 | 0.9851 | 0.9851 | 0.9851 | 0.9851 | 0.9851 | 0.9851 | 0.9851 | 0.9851 | 0.9851 | 0.9851 | 0.9851 | 0.9851 | 0.9851 | 0.9851 | 0.9851 | 0.9851 | 0.9851 | 0.9851 | 0.9851 | 0.9851 | 0.9851 | 0.9851 | 0.9851 | 0.9851 | 0.9851 | 0.9851 | 0.9851 | 0.9851 | 0.9851 | 0.9851 | 0.9851 | 0.9851 | 0.9851 | 0.9851 | 0.9851 | 0.9851 | 0.9851 | 0.9851 | 0.9851 | 0.9851 | 0.9851 | 0.9851 | 0.9851 | 0.9851 | 0.9851 | 0.9851 | 0.9851 | 0.9851 | 0.9851 | 0.9851 | 0.9851 | 0.9851 | 0.9851 | 0.9851 | 0.9851 | 0.9851 | 0.9851 | 0.9851 | 0.9851 | 0.9851 | 0.9851 | 0.9851 | 0.9851 | 0.9851 | 0.9851 | 0.9851 | 0.9851 | 0.9851 | 0.9851 | 0.9851 | 0.9851 | 0.9851 | 0.9851 | 0.9851 | 0.9851 | 0.9851 | 0.9851 | 0.9851 | 0.9851 | 0.9851 | 0.9851 | 0.9851 | 0.9851 | 0.9851 | 0.9851 | 0.9851 | 0.9851 | 0.9851 | 0.9851 | 0.9851 | 0.9851 | 0.9851 | 0.9851 | 0.9851 | 0.9851 | 0.9851 | 0.9851 | 0.9851 | 0.9851 | 0.9851 | 0.9851 | 0.9851 | 0.9851 | 0.9851 | 0.9851 | 0.9851 | 0.9851 | 0.9851 | 0.9851 | 0.9851 | 0.9851 | 0.9851 | 0.9851 | 0.9851 | 0.9851 | 0.9851 | 0.9851 | 0.9851 | 0.9851 | 0.9851 | 0.9851 | 0.9851 | 0.9851 | 0.9851 | 0.9851 | 0.9851
NOMINAL GENERATORS OUTPUT TORQUE: | 32 | Nm | 47.7707 | 47.7707 | 47.7707 | 47.7707 | 47.7707 | 47.7707 | 47.7707 | 47.7707 | 47.7707 | 47.7707 | 47.7707 | 47.7707 | 47.7707 | 47.7707 | 47.7707 | 47.7707 | 47.7707 | 47.7707 | 47.7707 | 47.7707 | 47.7707 | 47.7707 | 47.7707 | 47.7707 | 47.7707 | 47.7707 | 47.7707 | 47.7707 | 47.7707 | 47.7707 | 47.7707 | 47.7707 | 47.7707 | 47.7707 | 47.7707 | 47.7707 | 47.7707 | 47.7707 | 47.7707 | 47.7707 | 47.7707 | 47.7707 | 47.7707 | 47.7707 | 47.7707 | 47.7707 | 47.7707 | 47.7707 | 47.7707 | 47.7707 | 47.7707 | 47.7707 | 47.7707 | 47.7707 | 47.7707 | 47.7707 | 47.7707 | 47.7707 | 47.7707 | 47.7707 | 47.7707 | 47.7707 | 47.7707 | 47.7707 | 47.7707 | 47.7707 | 47.7707 | 47.7707 | 47.7707 | 47.7707 | 47.7707 | 47.7707 | 47.7707 | 47.7707 | 47.7707 | 47.7707 | 47.7707 | 47.7707 | 47.7707 | 47.7707 | 47.7707 | 47.7707 | 47.7707 | 47.7707 | 47.7707 | 47.7707 | 47.7707 | 47.7707 | 47.7707 | 47.7707 | 47.7707 | 47.7707 | 47.7707 | 47.7707 | 47.7707 | 47.7707 | 47.7707 | 47.7707 | 47.7707 | 47.7707 | 47.7707 | 47.7707 | 47.7707 | 47.7707 | 47.7707 | 47.7707 | 47.7707 | 47.7707 | 47.7707 | 47.7707 | 47.7707 | 47.7707 | 47.7707 | 47.7707 | 47.7707 | 47.7707 | 47.7707 | 47.7707 | 47.7707 | 47.7707 | 47.7707 | 47.7707 | 47.7707 | 47.7707 | 47.7707 | 47.7707 | 47.7707 | 47.7707 | 47.7707 | 47.7707 | 47.7707
REAL GENERATORS OUTPUT TORQUE, UNDER SPECIFIED CONDITIONS: | 33 | Nm | 0.47293 | 0.60621 | 0.73949 | 0.87277 | 1.0061 | 1.1393 | 1.2726 | 1.4059 | 1.5392 | 1.6725 | 1.8057 | 2.0164 | 2.2271 | 2.4377 | 2.6484 | 2.8591 | 3.0697 | 3.2804 | 3.4911 | 3.7018 | 3.9124 | 4.1876 | 4.4627 | 4.7379 | 5.0131 | 5.2882 | 5.5634 | 5.8385 | 6.1137 | 6.3889 | 6.664 | 6.9908 | 7.3175 | 7.6443 | 7.971 | 8.2978 | 8.6245 | 8.9513 | 9.278 | 9.6048 | 9.9315 | 10.3013 | 10.671 | 11.0408 | 11.4105 | 11.7803 | 12.15 | 12.5197 | 12.8895 | 13.2592 | 13.629 | 14.0331 | 14.4373 | 14.8414 | 15.2455 | 15.6497 | 16.0538 | 16.458 | 16.8621 | 17.2662 | 17.6704 | 18.0702 | 18.4701 | 18.8699 | 19.2697 | 19.6696 | 20.0694 | 20.4693 | 20.8691 | 21.2689 | 21.6688 | 22.1503 | 22.6318 | 23.1134 | 23.5949 | 24.0764 | 24.558 | 25.0395 | 25.521 | 26.0025 | 26.4841 | 26.871 | 27.258 | 27.6449 | 28.0318 | 28.4188 | 28.8057 | 29.1927 | 29.5796 | 29.9666 | 30.3535 | 30.9167 | 31.4799 | 32.0432 | 32.6064 | 33.1696 | 33.7328 | 34.296 | 34.8592 | 35.4225 | 35.9857 | 36.4844 | 36.9831 | 37.4818 | 37.9806 | 38.4793 | 38.978 | 39.4768 | 39.9755 | 40.4742 | 40.9729 | 41.4889 | 42.0048 | 42.5207 | 43.0366 | 43.5525 | 44.0685 | 44.5844 | 45.1003 | 45.6162 | 46.1322 | 46.661 | 47.1898 | 47.7186 | 48.2475 | 48.7763 | 49.3051 | 49.8339 | 50.3627 | 50.8916 | 51.4204
TORQUE REQUIRED BY THE GENERATORS, UNDER SPECIFIED CONDITIONS: | 34 | Nm | 0.62841 | 0.79929 | 0.97017 | 1.141 | 1.3119 | 1.4828 | 1.6537 | 1.8246 | 1.9954 | 2.1663 | 2.3372 | 2.5921 | 2.8469 | 3.1018 | 3.3566 | 3.6115 | 3.8664 | 4.1212 | 4.3761 | 4.631 | 4.8858 | 5.1984 | 5.5111 | 5.8237 | 6.1363 | 6.4489 | 6.7615 | 7.0742 | 7.3868 | 7.6994 | 8.012 | 8.3641 | 8.7161 | 9.0682 | 9.4203 | 9.7723 | 10.1244 | 10.4765 | 10.8285 | 11.1806 | 11.5326 | 11.9169 | 12.3011 | 12.6853 | 13.0695 | 13.4537 | 13.838 | 14.2222 | 14.6064 | 14.9906 | 15.3748 | 15.787 | 16.1991 | 16.6112 | 17.0233 | 17.4354 | 17.8475 | 18.2596 | 18.6717 | 19.0839 | 19.496 | 19.9016 | 20.3072 | 20.7129 | 21.1185 | 21.5242 | 21.9298 | 22.3354 | 22.7411 | 23.1467 | 23.5523 | 24.0425 | 24.5326 | 25.0227 | 25.5128 | 26.0029 | 26.493 | 26.9832 | 27.4733 | 27.9634 | 28.4535 | 28.8499 | 29.2463 | 29.6427 | 30.039 | 30.4354 | 30.8318 | 31.2282 | 31.6246 | 32.021 | 32.4173 | 32.9981 | 33.579 | 34.1598 | 34.7406 | 35.3214 | 35.9022 | 36.483 | 37.0638 | 37.6446 | 38.2254 | 38.7422 | 39.2589 | 39.7756 | 40.2923 | 40.8091 | 41.3258 | 41.8425 | 42.3592 | 42.8759 | 43.3927 | 43.928 | 44.4633 | 44.9986 | 45.5339 | 46.0692 | 46.6045 | 47.1398 | 47.6751 | 48.2104 | 48.7457 | 49.2943 | 49.8429 | 50.3914 | 50.94 | 51.4886 | 52.0371 | 52.5857 | 53.1343 | 53.6828 | 54.2314
GENERATORS OUTPUT ENERGY, UNDER SPECIFIED CONDITIONS: | 35 | watt/hour | 14.85 | 19.035 | 23.22 | 27.405 | 31.59 | 35.775 | 39.96 | 44.145 | 48.33 | 52.515 | 56.7 | 63.315 | 69.93 | 76.545 | 83.16 | 89.775 | 96.39 | 103.005 | 109.62 | 116.235 | 122.85 | 131.49 | 140.13 | 148.77 | 157.41 | 166.05 | 174.69 | 183.33 | 191.97 | 200.61 | 209.25 | 219.51 | 229.77 | 240.03 | 250.29 | 260.55 | 270.81 | 281.07 | 291.33 | 301.59 | 311.85 | 323.46 | 335.07 | 346.68 | 358.29 | 369.9 | 381.51 | 393.12 | 404.73 | 416.34 | 427.95 | 440.64 | 453.33 | 466.02 | 478.71 | 491.4 | 504.09 | 516.78 | 529.47 | 542.16 | 554.85 | 567.405 | 579.96 | 592.515 | 605.07 | 617.625 | 630.18 | 642.735 | 655.29 | 667.845 | 680.4 | 695.52 | 710.64 | 725.76 | 740.88 | 756 | 771.12 | 786.24 | 801.36 | 816.48 | 831.6 | 843.75 | 855.9 | 868.05 | 880.2 | 892.35 | 904.5 | 916.65 | 928.8 | 940.95 | 953.1 | 970.785 | 988.47 | 1006.155 | 1023.84 | 1041.525 | 1059.21 | 1076.895 | 1094.58 | 1112.265 | 1129.95 | 1145.61 | 1161.27 | 1176.93 | 1192.59 | 1208.25 | 1223.91 | 1239.57 | 1255.23 | 1270.89 | 1286.55 | 1302.75 | 1318.95 | 1335.15 | 1351.35 | 1367.55 | 1383.75 | 1399.95 | 1416.15 | 1432.35 | 1448.55 | 1465.155 | 1481.76 | 1498.365 | 1514.97 | 1531.575 | 1548.18 | 1564.785 | 1581.39 | 1597.995 | 1614.6
POWER PRODUCED BY WIND TURBINE, BASED ON ALBERT BETZ FORMULA: το πολύ 59,3% αυτού του αριθμού | 36 | watt | 3.947 | 6.7099 | 9.4727 | 12.2356 | 14.9985 | 17.7614 | 20.5243 | 23.2871 | 26.05 | 28.8129 | 31.5758 | 39.075 | 46.5743 | 54.0735 | 61.5728 | 69.072 | 76.5712 | 84.0705 | 91.5697 | 99.069 | 106.5682 | 121.172 | 135.7758 | 150.3796 | 164.9834 | 179.5872 | 194.191 | 208.7948 | 223.3986 | 238.0024 | 252.6062 | 276.6827 | 300.7592 | 324.8358 | 348.9123 | 372.9888 | 397.0653 | 421.1419 | 445.2184 | 469.2949 | 493.3714 | 529.2889 | 565.2063 | 601.1238 | 637.0412 | 672.9587 | 708.8761 | 744.7935 | 780.711 | 816.6284 | 852.5459 | 902.6724 | 952.7989 | 1002.9255 | 1053.052 | 1103.1786 | 1153.3051 | 1203.4316 | 1253.5582 | 1303.6847 | 1353.8113 | 1420.5151 | 1487.2189 | 1553.9227 | 1620.6265 | 1687.3304 | 1754.0342 | 1820.738 | 1887.4418 | 1954.1456 | 2020.8495 | 2106.4987 | 2192.148 | 2277.7973 | 2363.4466 | 2449.0959 | 2534.7452 | 2620.3944 | 2706.0437 | 2791.693 | 2877.3423 | 2984.3052 | 3091.2682 | 3198.2311 | 3305.194 | 3412.1569 | 3519.1199 | 3626.0828 | 3733.0457 | 3840.0087 | 3946.9716 | 4077.6164 | 4208.2611 | 4338.9059 | 4469.5506 | 4600.1954 | 4730.8402 | 4861.4849 | 4992.1297 | 5122.7744 | 5253.4192 | 5410.114 | 5566.8087 | 5723.5035 | 5880.1983 | 6036.8931 | 6193.5878 | 6350.2826 | 6506.9774 | 6663.6722 | 6820.3669 | 7005.4799 | 7190.5929 | 7375.7058 | 7560.8188 | 7745.9318 | 7931.0447 | 8116.1577 | 8301.2707 | 8486.3836 | 8671.4966 | 8887.396 | 9103.2953 | 9319.1946 | 9535.094 | 9750.9933 | 9966.8927 | 10182.792 | 10398.6914 | 10614.5907 | 10830.4901
AERODYNAMIC FACTOR: | 37 | % | 5.1251 | 5.5131 | 5.9011 | 6.289 | 6.677 | 7.065 | 7.4529 | 7.8409 | 8.2288 | 8.6168 | 9.0048 | 9.2929 | 9.581 | 9.8691 | 10.1572 | 10.4452 | 10.7333 | 11.0214 | 11.3095 | 11.5976 | 11.8857 | 12.0866 | 12.2875 | 12.4884 | 12.6893 | 12.8902 | 13.0911 | 13.292 | 13.4929 | 13.6938 | 13.8946 | 14.0326 | 14.1705 | 14.3085 | 14.4464 | 14.5844 | 14.7223 | 14.8602 | 14.9982 | 15.1361 | 15.2741 | 15.3649 | 15.4558 | 15.5466 | 15.6375 | 15.7283 | 15.8192 | 15.91 | 16.0009 | 16.0917 | 16.1826 | 16.2377 | 16.2928 | 16.3479 | 16.403 | 16.4581 | 16.5132 | 16.5684 | 16.6235 | 16.6786 | 16.7337 | 16.7203 | 16.707 | 16.6936 | 16.6802 | 16.6669 | 16.6535 | 16.6401 | 16.6268 | 16.6134 | 16.6 | 16.6626 | 16.7252 | 16.7878 | 16.8504 | 16.913 | 16.9756 | 17.0382 | 17.1008 | 17.1634 | 17.226 | 17.1444 | 17.0627 | 16.981 | 16.8994 | 16.8177 | 16.736 | 16.6544 | 16.5727 | 16.491 | 16.4094 | 16.4917 | 16.5741 | 16.6565 | 16.7389 | 16.8212 | 16.9036 | 16.986 | 17.0684 | 17.1508 | 17.2331 | 17.2251 | 17.217 | 17.209 | 17.2009 | 17.1929 | 17.1848 | 17.1768 | 17.1687 | 17.1607 | 17.1526 | 17.1421 | 17.1316 | 17.1211 | 17.1106 | 17.1002 | 17.0897 | 17.0792 | 17.0687 | 17.0582 | 17.0477 | 17.0361 | 17.0246 | 17.013 | 17.0014 | 16.9899 | 16.9783 | 16.9667 | 16.9552 | 16.9436 | 16.932
6.4178 | Εμβαδόν
|  |  | y = 0,0337799999999999x2 - 0,725899999999999x + 3,903 | [10 empty] | y = 0,00000000000000235429x6 - 0,00000000000039203973x5 - 0,00000000358194903294x4 + 0,00000343364257756904x3 - 0,00135193806691619000x2 + 0,25803271245940800000x + 74,50366578911580000000
WIND SPEED m/s
| 1 |  | 1: συναρτηση με; 1.3: "Power shaft"; 1.4: "Power shaft"; 1.5: "Power shaft"; 1.9: Electric; 2: συναρτηση; 2.2: Power; 2.3: Torque
|  |  | βαση τις στροφές |  |  | rotation speed | torque | power |  |  |  | energy | Torque |  | supply | supply
|  | Turbine | 1: Turbine; 1.1: Turbine; 1.2: Turbine; 1.3: after; 1.4: after; 1.5: after; 1.6: Generators; 1.7: Generators; 1.8: Generators; 1.9: from; 2: output from; 2.1: συνάρτηση; 2.2: to; 2.3: to; 2.4: Rest of; 2.5: Rest of
|  | speed | 1: torque; 1.1: power; 1.2: power; 1.3: transmission; 1.4: transmission; 1.5: transmission; 1.6: speed; 1.7: voltage; 1.8: current; 1.9: generator; 2: generator; 2.1: Efficiency; 2.2: generator; 2.3: generator; 2.4: power; 2.5: torque
|  | rpm | 1: Nm; 1.1: watt; 1.2: Hp; 1.3: rpm; 1.4: Nm; 1.5: watt; 1.6: rpm; 1.7: acv; 1.8: ampere; 1.9: watt/hour; 2: Nm; 2.1: %; 2.2: watt; 2.3: Nm; 2.4: watt; 2.5: Nm; 4.4: WIND SPEED m/s; 5.4: WIND SPEED m/s; 6.4: WIND SPEED m/s; 7.4: WIND SPEED m/s; 8.4: WIND SPEED m/s; 9.4: WIND SPEED m/s; 10.4: WIND SPEED m/s; 11.4: WIND SPEED m/s
| 1 | 2 | 1: 3; 1.1: 4; 1.2: 5; 1.3: 6; 1.4: 7; 1.5: 8; 1.6: 9; 1.7: 10; 1.8: 11; 1.9: 12; 2: 13; 2.1: 14; 2.2: 15; 2.3: 16; 4.4: 3; 5.4: 4; 6.4: 5; 7.4: 6; 8.4: 7; 9.4: 8; 10.4: 9; 11.4: 10
66 to 2066 | 1 | 0 | 1: 3.903; 1.1: 0; 1.2: 0; 1.3: 0; 1.4: 0.72278; 1.5: 0; 1.6: 0; 1.7: 0; 1.8: 0; 1.9: 0; 2: 0; 2.1: 74.5037; 2.2: 0; 2.3: 0; 2.4: 0; 2.5: 0.72278; 4.8: Power; 4.9: Power; 5.1: Power; 5.8: Power; 5.9: Power; 6.1: Power; 6.8: Power; 6.9: Power; 7.1: Power; 7.8: Power; 7.9: Power; 8.1: Power; 8.8: Power; 8.9: Power; 9.1: Power; 9.8: Power; 9.9: Power; 10.1: Power; 10.8: Power; 10.9: Power; 11.1: Power; 11.8: Power; 11.9: Power; 12.1: Power
| 1 | 0.05 | 1: 3.8668; 1.1: 0.020236; 1.2: 2.7137e-05; 1.3: 0.27; 1.4: 0.71607; 1.5: 0.020236; 1.6: 0.27; 1.7: 0.162; 1.8: 8.4594; 1.9: 1.35; 2: 0.042994; 2.1: 74.5732; 2.2: 0.0016293; 2.3: 0.057653; 2.4: 0.018607; 2.5: 0.65842; 4.7: Turbine power; 4.9: supply; 5: supply; 5.2: supply; 5.7: Turbine power; 5.9: supply; 6: supply; 6.2: supply; 6.7: Turbine power; 6.9: supply; 7: supply; 7.2: supply; 7.7: Turbine power; 7.9: supply; 8: supply; 8.2: supply; 8.7: Turbine power; 8.9: supply; 9: supply; 9.2: supply; 9.7: Turbine power; 9.9: supply; 10: supply; 10.2: supply; 10.7: Turbine power; 10.9: supply; 11: supply; 11.2: supply; 11.7: Turbine power; 11.9: supply; 12: supply; 12.2: supply
| 1 | 0.1 | 1: 3.8307; 1.1: 0.040095; 1.2: 5.3768e-05; 1.3: 0.54; 1.4: 0.7094; 1.5: 0.040095; 1.6: 0.54; 1.7: 0.324; 1.8: 8.4594; 1.9: 2.7; 2: 0.085987; 2.1: 74.6426; 2.2: 0.006511; 2.3: 0.1152; 2.4: 0.033584; 2.5: 0.5942; 4.7: after; 4.8: Generator; 4.9: from; 5: from; 5.2: to; 5.3: Rest of; 5.7: after; 5.8: Generator; 5.9: from; 6: from; 6.2: to; 6.3: Rest of; 6.7: after; 6.8: Generator; 6.9: from; 7: from; 7.2: to; 7.3: Rest of; 7.7: after; 7.8: Generator; 7.9: from; 8: from; 8.2: to; 8.3: Rest of; 8.7: after; 8.8: Generator; 8.9: from; 9: from; 9.2: to; 9.3: Rest of; 9.7: after; 9.8: Generator; 9.9: from; 10: from; 10.2: to; 10.3: Rest of; 10.7: after; 10.8: Generator; 10.9: from; 11: from; 11.2: to; 11.3: Rest of; 11.7: after; 11.8: Generator; 11.9: from; 12: from; 12.2: to; 12.3: Rest of
| 1 | 0.15 | 3.7949 | 0.05958 | 7.9897e-05 | 0.81 | 0.70275 | 0.05958 | 0.81 | 0.486 | 8.4594 | 4.05 | 0.12898 | 74.7118 | 0.014636 | 0.17264 | 0.044943 | 0.53012 | [19 empty] | Turbine speed | Turbine power | transmission | speed | generator | generator | Efficiency | generator | energy |  | Turbine speed | Turbine power | transmission | speed | generator | generator | Efficiency | generator | energy |  | Turbine speed | Turbine power | transmission | speed | generator | generator | Efficiensy | generator | energy |  | Turbine speed | Turbine power | transmission | speed | generator | generator | Efficiensy | generator | energy |  | Turbine speed | Turbine power | transmission | speed | generator | generator | Efficiensy | generator | energy |  | Turbine speed | Turbine power | transmission | speed | generator | generator | Efficiensy | generator | energy |  | Turbine speed | Turbine power | transmission | speed | generator | generator | Efficiensy | generator | energy |  | Turbine speed | Turbine power | transmission | speed | generator | generator | Efficiensy | generator | energy
| 1 | 0.2 | 3.7592 | 0.078692 | 0.00010553 | 1.08 | 0.69614 | 0.078692 | 1.08 | 0.648 | 8.4594 | 5.4 | 0.17197 | 74.7808 | 0.025996 | 0.22997 | 0.052696 | 0.46617 | [19 empty] | rpm | Nm | Nm | rpm | watt | Nm | % | Nm | Nm |  | rpm | Nm | Nm | rpm | watt | Nm | % | Nm | Nm |  | rpm | Nm | Nm | rpm | watt | Nm | % | Nm | Nm |  | rpm | Nm | Nm | rpm | watt | Nm | % | Nm | Nm |  | rpm | Nm | Nm | rpm | watt | Nm | % | Nm | Nm |  | rpm | Nm | Nm | rpm | watt | Nm | % | Nm | Nm |  | rpm | Nm | Nm | rpm | watt | Nm | % | Nm | Nm |  | rpm | Nm | Nm | rpm | watt | Nm | % | Nm | Nm
| 1 | 0.25 | 1: 3.7236; 1.1: 0.097435; 1.2: 0.00013066; 1.3: 1.35; 1.4: 0.68956; 1.5: 0.097435; 1.6: 1.35; 1.7: 0.81; 1.8: 8.4594; 1.9: 6.75; 2: 0.21497; 2.1: 74.8496; 2.2: 0.040581; 2.3: 0.2872; 2.4: 0.056854; 2.5: 0.40236
| 1 | 0.3 | 3.6883 | 0.11581 | 0.00015531 | 1.62 | 0.68301 | 0.11581 | 1.62 | 0.972 | 8.4594 | 8.1 | 0.25796 | 74.9181 | 0.058384 | 0.34432 | 0.057428 | 0.33869 | [11 empty] | 1 | [7 empty] | 0 | 370.5633 | 68.6228 | 0 | 0 | 0 | 77.5425 | 0 | 68.6228 | 1 | 0 | 611.8082 | 113.2978 | 0 | 0 | 0 | 77.8241 | 0 | 113.2978 | 1 | 0 | 958.0411 | 177.415 | 0 | 0 | 0 | 78.1057 | 0 | 177.415 | 1 | 0 | 1385.2783 | 256.533 | 0 | 0 | 0 | 78.3873 | 0 | 256.533 | 1 | 0 | 1890.6475 | 350.1199 | 0 | 0 | 0 | 78.6689 | 0 | 350.1199 | 2 | 0 | 2470.1189 | 457.4294 | 0 | 0 | 0 | 78.9505 | 0 | 457.4294 | 2 | 0 | 3124.7006 | 578.6483 | 0 | 0 | 0 | 79.2322 | 0 | 578.6483 | 2 | 0 | 3868.4497 | 716.3796 | 0 | 0 | 0 | 79.5138 | 0 | 716.3796
| 1 | 0.35 | 3.6531 | 0.13382 | 0.00017946 | 1.89 | 0.6765 | 0.13382 | 1.89 | 1.134 | 8.4594 | 9.45 | 0.30096 | 74.9865 | 0.079394 | 0.40135 | 0.05443 | 0.27515 | [11 empty] | 1 | [7 empty] | 0.05 | 368.7242 | 68.2823 | 0.27 | 1.35 | 0.042994 | #REF! | #REF! | #REF! | #REF! | 0.05 | 609.3579 | 112.844 | 0.27 | 1.35 | 0.042994 | #REF! | #REF! | #REF! | #REF! | 0.05 | 954.7467 | 176.805 | 0.27 | 1.35 | 0.042994 | #REF! | #REF! | #REF! | #REF! | 0.05 | 1381.0894 | 255.7573 | 0.27 | 1.35 | 0.042994 | #REF! | #REF! | #REF! | #REF! | 0.05 | 1885.5069 | 349.1679 | 0.27 | 1.35 | 0.042994 | #REF! | #REF! | #REF! | 2 | 0.05 | 2464.4206 | 456.3742 | 0.27 | 1.35 | 0.042994 | #REF! | #REF! | #REF! | 2 | 0.05 | 3118.5175 | 577.5032 | 0.27 | 1.35 | 0.042994 | #REF! | #REF! | #REF! | 2 | 0.05 | 3861.6176 | 715.1144 | 0.27 | 1.35 | 0.042994 | #REF! | #REF! | #REF!
| 1 | 0.4 | 3.618 | 0.15148 | 0.00020313 | 2.16 | 0.67001 | 0.15148 | 2.16 | 1.296 | 8.4594 | 10.8 | 0.34395 | 75.0547 | 0.1036 | 0.45826 | 0.047871 | 0.21174 | [11 empty] | 1 | [7 empty] | 0.1 | 366.8898 | 67.9426 | 0.54 | 2.7 | 0.085987 | #REF! | #REF! | #REF! | #REF! | 0.1 | 606.9153 | 112.3917 | 0.54 | 2.7 | 0.085987 | #REF! | #REF! | #REF! | #REF! | 0.1 | 951.4649 | 176.1972 | 0.54 | 2.7 | 0.085987 | #REF! | #REF! | #REF! | #REF! | 0.1 | 1376.919 | 254.985 | 0.54 | 2.7 | 0.085987 | #REF! | #REF! | #REF! | #REF! | 0.1 | 1880.3921 | 348.2208 | 0.54 | 2.7 | 0.085987 | #REF! | #REF! | #REF! | 2 | 0.1 | 2458.7473 | 455.3236 | 0.54 | 2.7 | 0.085987 | #REF! | #REF! | #REF! | 2 | 0.1 | 3112.3581 | 576.3626 | 0.54 | 2.7 | 0.085987 | #REF! | #REF! | #REF! | 2 | 0.1 | 3854.8093 | 713.8536 | 0.54 | 2.7 | 0.085987 | #REF! | #REF! | #REF!
| 1 | 0.45 | 3.5832 | 0.16877 | 0.00022632 | 2.43 | 0.66355 | 0.16877 | 2.43 | 1.458 | 8.4594 | 12.15 | 0.38694 | 75.1228 | 0.13101 | 0.51508 | 0.037762 | 0.14847 | [11 empty] | 1 | [7 empty] | 0.15 | 365.0602 | 67.6037 | 0.81 | 4.05 | 0.12898 | #REF! | #REF! | #REF! | #REF! | 0.15 | 604.4805 | 111.9408 | 0.81 | 4.05 | 0.12898 | #REF! | #REF! | #REF! | #REF! | 0.15 | 948.1956 | 175.5918 | 0.81 | 4.05 | 0.12898 | #REF! | #REF! | #REF! | #REF! | 0.15 | 1372.7669 | 254.2161 | 0.81 | 4.05 | 0.12898 | #REF! | #REF! | #REF! | #REF! | 0.15 | 1875.3029 | 347.2783 | 0.81 | 4.05 | 0.12898 | #REF! | #REF! | #REF! | 2 | 0.15 | 2453.0989 | 454.2776 | 0.81 | 4.05 | 0.12898 | #REF! | #REF! | #REF! | 2 | 0.15 | 3106.2222 | 575.2263 | 0.81 | 4.05 | 0.12898 | #REF! | #REF! | #REF! | 2 | 0.15 | 3848.0249 | 712.5972 | 0.81 | 4.05 | 0.12898 | #REF! | #REF! | #REF!
| 1 | 0.5 | 3.5485 | 0.1857 | 0.00024903 | 2.7 | 0.65713 | 0.1857 | 2.7 | 1.62 | 8.4594 | 13.5 | 0.42994 | 75.1906 | 0.16159 | 0.5718 | 0.024115 | 0.085333 | [11 empty] | 1 | [7 empty] | 0.2 | 363.2353 | 67.2658 | 1.08 | 5.4 | 0.17197 | #REF! | #REF! | #REF! | #REF! | 0.2 | 602.0534 | 111.4914 | 1.08 | 5.4 | 0.17197 | #REF! | #REF! | #REF! | #REF! | 0.2 | 944.9388 | 174.9887 | 1.08 | 5.4 | 0.17197 | #REF! | #REF! | #REF! | #REF! | 0.2 | 1368.6331 | 253.4506 | 1.08 | 5.4 | 0.17197 | #REF! | #REF! | #REF! | #REF! | 0.2 | 1870.2392 | 346.3406 | 1.08 | 5.4 | 0.17197 | #REF! | #REF! | #REF! | 2 | 0.2 | 2447.4752 | 453.2362 | 1.08 | 5.4 | 0.17197 | #REF! | #REF! | #REF! | 2 | 0.2 | 3100.1097 | 574.0944 | 1.08 | 5.4 | 0.17197 | #REF! | #REF! | #REF! | 2 | 0.2 | 3841.2642 | 711.3452 | 1.08 | 5.4 | 0.17197 | #REF! | #REF! | #REF!
| 2 | 0.55 | 3.514 | 0.20229 | 0.00027127 | 2.97 | 0.65074 | 0.20229 | 2.97 | 1.782 | 8.4594 | 14.85 | 0.47293 | 75.2582 | 0.19535 | 0.62841 | 0.0069402 | 0.022326 | [11 empty] | 1 | [7 empty] | 0.25 | 361.4152 | 66.9287 | 1.35 | 6.75 | 0.21497 | #REF! | #REF! | #REF! | #REF! | 0.25 | 599.6341 | 111.0433 | 1.35 | 6.75 | 0.21497 | #REF! | #REF! | #REF! | #REF! | 0.25 | 941.6944 | 174.3879 | 1.35 | 6.75 | 0.21497 | #REF! | #REF! | #REF! | #REF! | 0.25 | 1364.5175 | 252.6884 | 1.35 | 6.75 | 0.21497 | #REF! | #REF! | #REF! | #REF! | 0.25 | 1865.2008 | 345.4076 | 1.35 | 6.75 | 0.21497 | #REF! | #REF! | #REF! | 2 | 0.25 | 2441.8762 | 452.1993 | 1.35 | 6.75 | 0.21497 | #REF! | #REF! | #REF! | 2 | 0.25 | 3094.0206 | 572.9668 | 1.35 | 6.75 | 0.21497 | #REF! | #REF! | #REF! | 2 | 0.25 | 3834.5271 | 710.0976 | 1.35 | 6.75 | 0.21497 | #REF! | #REF! | #REF!
| 2 | 0.6 | 3.4796 | 0.21852 | 0.00029304 | 3.24 | 0.64437 | 0.21852 | 3.24 | 1.944 | 8.4594 | 16.2 | 0.51592 | 75.3256 | 0.23227 | 0.68492 | -0.013751 | -0.04055 | [11 empty] | 1 | [7 empty] | 0.3 | 359.5998 | 66.5926 | 1.62 | 8.1 | 0.25796 | #REF! | #REF! | #REF! | #REF! | 0.3 | 597.2225 | 110.5968 | 1.62 | 8.1 | 0.25796 | #REF! | #REF! | #REF! | #REF! | 0.3 | 938.4624 | 173.7893 | 1.62 | 8.1 | 0.25796 | #REF! | #REF! | #REF! | #REF! | 0.3 | 1360.42 | 251.9296 | 1.62 | 8.1 | 0.25796 | #REF! | #REF! | #REF! | #REF! | 0.3 | 1860.1875 | 344.4792 | 1.62 | 8.1 | 0.25796 | #REF! | #REF! | #REF! | 2 | 0.3 | 2436.3016 | 451.167 | 1.62 | 8.1 | 0.25796 | #REF! | #REF! | #REF! | 2 | 0.3 | 3087.9546 | 571.8434 | 1.62 | 8.1 | 0.25796 | #REF! | #REF! | #REF! | 2 | 0.3 | 3827.8134 | 708.8543 | 1.62 | 8.1 | 0.25796 | #REF! | #REF! | #REF!
| 2 | 0.65 | 3.4454 | 0.2344 | 0.00031434 | 3.51 | 0.63804 | 0.2344 | 3.51 | 2.106 | 8.4594 | 17.55 | 0.55892 | 75.3929 | 0.27235 | 0.74134 | -0.037949 | -0.1033 | [11 empty] | 1 | [7 empty] | 0.35 | 357.7892 | 66.2573 | 1.89 | 9.45 | 0.30096 | #REF! | #REF! | #REF! | #REF! | 0.35 | 594.8186 | 110.1516 | 1.89 | 9.45 | 0.30096 | #REF! | #REF! | #REF! | #REF! | 0.35 | 935.2427 | 173.1931 | 1.89 | 9.45 | 0.30096 | #REF! | #REF! | #REF! | #REF! | 0.35 | 1356.3405 | 251.1742 | 1.89 | 9.45 | 0.30096 | #REF! | #REF! | #REF! | #REF! | 0.35 | 1855.1993 | 343.5554 | 1.89 | 9.45 | 0.30096 | #REF! | #REF! | #REF! | 2 | 0.35 | 2430.7514 | 450.1392 | 1.89 | 9.45 | 0.30096 | #REF! | #REF! | #REF! | 2 | 0.35 | 3081.9117 | 570.7244 | 1.89 | 9.45 | 0.30096 | #REF! | #REF! | #REF! | 2 | 0.35 | 3821.1231 | 707.6154 | 1.89 | 9.45 | 0.30096 | #REF! | #REF! | #REF!
| 2 | 0.7 | 3.4114 | 0.24994 | 0.00033518 | 3.78 | 0.63174 | 0.24994 | 3.78 | 2.268 | 8.4594 | 18.9 | 0.60191 | 75.4599 | 0.31558 | 0.79766 | -0.065641 | -0.16591 | [11 empty] | 1 | [7 empty] | 0.4 | 355.9833 | 65.9228 | 2.16 | 10.8 | 0.34395 | #REF! | #REF! | #REF! | #REF! | 0.4 | 592.4224 | 109.7079 | 2.16 | 10.8 | 0.34395 | #REF! | #REF! | #REF! | #REF! | 0.4 | 932.0354 | 172.5991 | 2.16 | 10.8 | 0.34395 | #REF! | #REF! | #REF! | #REF! | 0.4 | 1352.279 | 250.422 | 2.16 | 10.8 | 0.34395 | #REF! | #REF! | #REF! | #REF! | 0.4 | 1850.2358 | 342.6363 | 2.16 | 10.8 | 0.34395 | #REF! | #REF! | #REF! | 2 | 0.4 | 2425.2254 | 449.1158 | 2.16 | 10.8 | 0.34395 | #REF! | #REF! | #REF! | 2 | 0.4 | 3075.8918 | 569.6096 | 2.16 | 10.8 | 0.34395 | #REF! | #REF! | #REF! | 2 | 0.4 | 3814.4561 | 706.3808 | 2.16 | 10.8 | 0.34395 | #REF! | #REF! | #REF!
| 2 | 0.75 | 3.3776 | 0.26514 | 0.00035556 | 4.05 | 0.62548 | 0.26514 | 4.05 | 2.43 | 8.4594 | 20.25 | 0.6449 | 75.5268 | 0.36196 | 0.85388 | -0.096818 | -0.2284 | [11 empty] | 1 | [7 empty] | 0.45 | 354.1822 | 65.5893 | 2.43 | 12.15 | 0.38694 | #REF! | #REF! | #REF! | #REF! | 0.45 | 590.0339 | 109.2655 | 2.43 | 12.15 | 0.38694 | #REF! | #REF! | #REF! | #REF! | 0.45 | 928.8402 | 172.0075 | 2.43 | 12.15 | 0.38694 | #REF! | #REF! | #REF! | #REF! | 0.45 | 1348.2352 | 249.6732 | 2.43 | 12.15 | 0.38694 | #REF! | #REF! | #REF! | #REF! | 0.45 | 1845.297 | 341.7217 | 2.43 | 12.15 | 0.38694 | #REF! | #REF! | #REF! | 2 | 0.45 | 2419.7235 | 448.0969 | 2.43 | 12.15 | 0.38694 | #REF! | #REF! | #REF! | 2 | 0.45 | 3069.8948 | 568.499 | 2.43 | 12.15 | 0.38694 | #REF! | #REF! | #REF! | 2 | 0.45 | 3807.8122 | 705.1504 | 2.43 | 12.15 | 0.38694 | #REF! | #REF! | #REF!
| 2 | 0.8 | 3.3439 | 0.28 | 0.00037548 | 4.32 | 0.61924 | 0.28 | 4.32 | 2.592 | 8.4594 | 21.6 | 0.6879 | 75.5934 | 0.41146 | 0.91 | -0.13147 | -0.29076 | [11 empty] | 1 | [7 empty] | 0.5 | 352.3857 | 65.2566 | 2.7 | 13.5 | 0.42994 | #REF! | #REF! | #REF! | #REF! | 0.5 | 587.6531 | 108.8246 | 2.7 | 13.5 | 0.42994 | #REF! | #REF! | #REF! | #REF! | 0.5 | 925.6573 | 171.418 | 2.7 | 13.5 | 0.42994 | #REF! | #REF! | #REF! | #REF! | 0.5 | 1344.2092 | 248.9276 | 2.7 | 13.5 | 0.42994 | #REF! | #REF! | #REF! | #REF! | 0.5 | 1840.3827 | 340.8116 | 2.7 | 13.5 | 0.42994 | #REF! | #REF! | #REF! | 2 | 0.5 | 2414.2454 | 447.0825 | 2.7 | 13.5 | 0.42994 | #REF! | #REF! | #REF! | 2 | 0.5 | 3063.9204 | 567.3927 | 2.7 | 13.5 | 0.42994 | #REF! | #REF! | #REF! | 2 | 0.5 | 3801.1914 | 703.9243 | 2.7 | 13.5 | 0.42994 | #REF! | #REF! | #REF!
| 2 | 0.85 | 3.3104 | 0.29451 | 0.00039495 | 4.59 | 0.61304 | 0.29451 | 4.59 | 2.754 | 8.4594 | 22.95 | 0.73089 | 75.6599 | 0.4641 | 0.96602 | -0.16958 | -0.35299 | [11 empty] | 1 | [7 empty] | 0.55 | 350.5941 | 64.9248 | 2.97 | 14.85 | 0.47293 | #REF! | #REF! | #REF! | #REF! | 0.55 | 585.2799 | 108.3852 | 2.97 | 14.85 | 0.47293 | #REF! | #REF! | #REF! | #REF! | 0.55 | 922.4866 | 170.8308 | 2.97 | 14.85 | 0.47293 | #REF! | #REF! | #REF! | #REF! | 0.55 | 1340.2008 | 248.1853 | 2.97 | 14.85 | 0.47293 | #REF! | #REF! | #REF! | #REF! | 0.55 | 1835.4928 | 339.9061 | 2.97 | 14.85 | 0.47293 | #REF! | #REF! | #REF! | 2 | 0.55 | 2408.7912 | 446.0724 | 2.97 | 14.85 | 0.47293 | #REF! | #REF! | #REF! | 2 | 0.55 | 3057.9687 | 566.2905 | 2.97 | 14.85 | 0.47293 | #REF! | #REF! | #REF! | 2 | 0.55 | 3794.5936 | 702.7025 | 2.97 | 14.85 | 0.47293 | #REF! | #REF! | #REF!
| 2 | 0.9 | 3.2771 | 0.3087 | 0.00041397 | 4.86 | 0.60686 | 0.3087 | 4.86 | 2.916 | 8.4594 | 24.3 | 0.77389 | 75.7262 | 0.51985 | 1.022 | -0.21115 | -0.41509 | [11 empty] | 1 | [7 empty] | 0.6 | 348.8072 | 64.5939 | 3.24 | 16.2 | 0.51592 | #REF! | #REF! | #REF! | #REF! | 0.6 | 582.9144 | 107.9471 | 3.24 | 16.2 | 0.51592 | #REF! | #REF! | #REF! | #REF! | 0.6 | 919.3279 | 170.2459 | 3.24 | 16.2 | 0.51592 | #REF! | #REF! | #REF! | #REF! | 0.6 | 1336.21 | 247.4463 | 3.24 | 16.2 | 0.51592 | #REF! | #REF! | #REF! | #REF! | 0.6 | 1830.6271 | 339.005 | 3.24 | 16.2 | 0.51592 | #REF! | #REF! | #REF! | 2 | 0.6 | 2403.3607 | 445.0668 | 3.24 | 16.2 | 0.51592 | #REF! | #REF! | #REF! | 2 | 0.6 | 3052.0395 | 565.1925 | 3.24 | 16.2 | 0.51592 | #REF! | #REF! | #REF! | 2 | 0.6 | 3788.0185 | 701.4849 | 3.24 | 16.2 | 0.51592 | #REF! | #REF! | #REF!
| 2 | 0.95 | 3.2439 | 0.32255 | 0.00043255 | 5.13 | 0.60072 | 0.32255 | 5.13 | 3.078 | 8.4594 | 25.65 | 0.81688 | 75.7923 | 0.57871 | 1.0778 | -0.25616 | -0.47707 | [11 empty] | 1 | [7 empty] | 0.65 | 347.025 | 64.2639 | 3.51 | 17.55 | 0.55892 | #REF! | #REF! | #REF! | #REF! | 0.65 | 580.5564 | 107.5105 | 3.51 | 17.55 | 0.55892 | #REF! | #REF! | #REF! | #REF! | 0.65 | 916.1814 | 169.6632 | 3.51 | 17.55 | 0.55892 | #REF! | #REF! | #REF! | #REF! | 0.65 | 1332.2366 | 246.7105 | 3.51 | 17.55 | 0.55892 | #REF! | #REF! | #REF! | #REF! | 0.65 | 1825.7854 | 338.1084 | 3.51 | 17.55 | 0.55892 | #REF! | #REF! | #REF! | 2 | 0.65 | 2397.9536 | 444.0655 | 3.51 | 17.55 | 0.55892 | #REF! | #REF! | #REF! | 2 | 0.65 | 3046.1327 | 564.0986 | 3.51 | 17.55 | 0.55892 | #REF! | #REF! | #REF! | 2 | 0.65 | 3781.4663 | 700.2715 | 3.51 | 17.55 | 0.55892 | #REF! | #REF! | #REF!
| 2 | 1 | 3.2109 | 0.33607 | 0.00045068 | 5.4 | 0.59461 | 0.33607 | 5.4 | 3.24 | 8.4594 | 27 | 0.85987 | 75.8582 | 0.64067 | 1.1335 | -0.3046 | -0.53892 | [11 empty] | 1 | [7 empty] | 0.7 | 345.2476 | 63.9347 | 3.78 | 18.9 | 0.60191 | #REF! | #REF! | #REF! | #REF! | 0.7 | 578.2061 | 107.0752 | 3.78 | 18.9 | 0.60191 | #REF! | #REF! | #REF! | #REF! | 0.7 | 913.0468 | 169.0827 | 3.78 | 18.9 | 0.60191 | #REF! | #REF! | #REF! | #REF! | 0.7 | 1328.2806 | 245.9779 | 3.78 | 18.9 | 0.60191 | #REF! | #REF! | #REF! | #REF! | 0.7 | 1820.9676 | 337.2162 | 3.78 | 18.9 | 0.60191 | #REF! | #REF! | #REF! | 2 | 0.7 | 2392.57 | 443.0685 | 3.78 | 18.9 | 0.60191 | #REF! | #REF! | #REF! | 2 | 0.7 | 3040.2481 | 563.0089 | 3.78 | 18.9 | 0.60191 | #REF! | #REF! | #REF! | 2 | 0.7 | 3774.9366 | 699.0623 | 3.78 | 18.9 | 0.60191 | #REF! | #REF! | #REF!
| 2 | 1.05 | 3.178 | 0.34927 | 0.00046838 | 5.67 | 0.58853 | 0.34927 | 5.67 | 3.402 | 8.4594 | 28.35 | 0.90287 | 75.9239 | 0.70573 | 1.1892 | -0.35646 | -0.60065 | [11 empty] | 1 | [7 empty] | 0.75 | 343.4749 | 63.6065 | 4.05 | 20.25 | 0.6449 | #REF! | #REF! | #REF! | #REF! | 0.75 | 575.8634 | 106.6414 | 4.05 | 20.25 | 0.6449 | #REF! | #REF! | #REF! | #REF! | 0.75 | 909.9242 | 168.5045 | 4.05 | 20.25 | 0.6449 | #REF! | #REF! | #REF! | #REF! | 0.75 | 1324.3418 | 245.2485 | 4.05 | 20.25 | 0.6449 | #REF! | #REF! | #REF! | #REF! | 0.75 | 1816.1736 | 336.3284 | 4.05 | 20.25 | 0.6449 | #REF! | #REF! | #REF! | 2 | 0.75 | 2387.2096 | 442.0758 | 4.05 | 20.25 | 0.6449 | #REF! | #REF! | #REF! | 2 | 0.75 | 3034.3858 | 561.9233 | 4.05 | 20.25 | 0.6449 | #REF! | #REF! | #REF! | 2 | 0.75 | 3768.4295 | 697.8573 | 4.05 | 20.25 | 0.6449 | #REF! | #REF! | #REF!
| 2 | 1.1 | 3.1454 | 0.36214 | 0.00048564 | 5.94 | 0.58248 | 0.36214 | 5.94 | 3.564 | 8.4594 | 29.7 | 0.94586 | 75.9894 | 0.77387 | 1.2447 | -0.41173 | -0.66225 | [11 empty] | 1 | [7 empty] | 0.8 | 341.7069 | 63.2791 | 4.32 | 21.6 | 0.6879 | #REF! | #REF! | #REF! | #REF! | 0.8 | 573.5283 | 106.2089 | 4.32 | 21.6 | 0.6879 | #REF! | #REF! | #REF! | #REF! | 0.8 | 906.8136 | 167.9284 | 4.32 | 21.6 | 0.6879 | #REF! | #REF! | #REF! | #REF! | 0.8 | 1320.4203 | 244.5223 | 4.32 | 21.6 | 0.6879 | #REF! | #REF! | #REF! | #REF! | 0.8 | 1811.4031 | 335.445 | 4.32 | 21.6 | 0.6879 | #REF! | #REF! | #REF! | 2 | 0.8 | 2381.8723 | 441.0875 | 4.32 | 21.6 | 0.6879 | #REF! | #REF! | #REF! | 2 | 0.8 | 3028.5454 | 560.8417 | 4.32 | 21.6 | 0.6879 | #REF! | #REF! | #REF! | 2 | 0.8 | 3761.9448 | 696.6564 | 4.32 | 21.6 | 0.6879 | #REF! | #REF! | #REF!
| 2 | 1.15 | 3.1129 | 0.37469 | 0.00050246 | 6.21 | 0.57646 | 0.37469 | 6.21 | 3.726 | 8.4594 | 31.05 | 0.98885 | 76.0547 | 0.8451 | 1.3002 | -0.47041 | -0.72373 | [11 empty] | 1 | [7 empty] | 0.85 | 339.9437 | 62.9525 | 4.59 | 22.95 | 0.73089 | #REF! | #REF! | #REF! | #REF! | 0.85 | 571.2007 | 105.7779 | 4.59 | 22.95 | 0.73089 | #REF! | #REF! | #REF! | #REF! | 0.85 | 903.7149 | 167.3546 | 4.59 | 22.95 | 0.73089 | #REF! | #REF! | #REF! | #REF! | 0.85 | 1316.5159 | 243.7992 | 4.59 | 22.95 | 0.73089 | #REF! | #REF! | #REF! | #REF! | 0.85 | 1806.6561 | 334.5659 | 4.59 | 22.95 | 0.73089 | #REF! | #REF! | #REF! | 2 | 0.85 | 2376.558 | 440.1033 | 4.59 | 22.95 | 0.73089 | #REF! | #REF! | #REF! | 2 | 0.85 | 3022.727 | 559.7643 | 4.59 | 22.95 | 0.73089 | #REF! | #REF! | #REF! | 2 | 0.85 | 3755.4824 | 695.4597 | 4.59 | 22.95 | 0.73089 | #REF! | #REF! | #REF!
| 2 | 1.2 | 3.0806 | 0.38692 | 0.00051887 | 6.48 | 0.57047 | 0.38692 | 6.48 | 3.888 | 8.4594 | 32.4 | 1.0318 | 76.1199 | 0.91939 | 1.3556 | -0.53247 | -0.78508 | [11 empty] | 1 | [7 empty] | 0.9 | 338.1853 | 62.6269 | 4.86 | 24.3 | 0.77389 | #REF! | #REF! | #REF! | #REF! | 0.9 | 568.8807 | 105.3483 | 4.86 | 24.3 | 0.77389 | #REF! | #REF! | #REF! | #REF! | 0.9 | 900.628 | 166.783 | 4.86 | 24.3 | 0.77389 | #REF! | #REF! | #REF! | #REF! | 0.9 | 1312.6285 | 243.0793 | 4.86 | 24.3 | 0.77389 | #REF! | #REF! | #REF! | #REF! | 0.9 | 1801.9324 | 333.6912 | 4.86 | 24.3 | 0.77389 | #REF! | #REF! | #REF! | 2 | 0.9 | 2371.2666 | 439.1235 | 4.86 | 24.3 | 0.77389 | #REF! | #REF! | #REF! | 2 | 0.9 | 3016.9305 | 558.6908 | 4.86 | 24.3 | 0.77389 | #REF! | #REF! | #REF! | 2 | 0.9 | 3749.0422 | 694.2671 | 4.86 | 24.3 | 0.77389 | #REF! | #REF! | #REF!
| 2 | 1.25 | 3.0484 | 0.39883 | 0.00053484 | 6.75 | 0.56452 | 0.39883 | 6.75 | 4.05 | 8.4594 | 33.75 | 1.0748 | 76.1848 | 0.99675 | 1.4108 | -0.59792 | -0.84631 | [11 empty] | 1 | [7 empty] | 0.95 | 336.4315 | 62.3021 | 5.13 | 25.65 | 0.81688 | #REF! | #REF! | #REF! | #REF! | 0.95 | 566.5682 | 104.92 | 5.13 | 25.65 | 0.81688 | #REF! | #REF! | #REF! | #REF! | 0.95 | 897.5529 | 166.2135 | 5.13 | 25.65 | 0.81688 | #REF! | #REF! | #REF! | #REF! | 0.95 | 1308.758 | 242.3626 | 5.13 | 25.65 | 0.81688 | #REF! | #REF! | #REF! | #REF! | 0.95 | 1797.2317 | 332.8207 | 5.13 | 25.65 | 0.81688 | #REF! | #REF! | #REF! | 2 | 0.95 | 2365.998 | 438.1478 | 5.13 | 25.65 | 0.81688 | #REF! | #REF! | #REF! | 2 | 0.95 | 3011.1556 | 557.6214 | 5.13 | 25.65 | 0.81688 | #REF! | #REF! | #REF! | 2 | 0.95 | 3742.6241 | 693.0785 | 5.13 | 25.65 | 0.81688 | #REF! | #REF! | #REF!
| 2 | 1.3 | 3.0164 | 0.41043 | 0.0005504 | 7.02 | 0.5586 | 0.41043 | 7.02 | 4.212 | 8.4594 | 35.1 | 1.1178 | 76.2496 | 1.0772 | 1.466 | -0.66674 | -0.90742 | [11 empty] | 1 | [7 empty] | 1 | 334.6826 | 61.9783 | 5.4 | 27 | 0.85987 | #REF! | #REF! | #REF! | #REF! | 1 | 564.2633 | 104.4932 | 5.4 | 27 | 0.85987 | #REF! | #REF! | #REF! | #REF! | 1 | 894.4896 | 165.6462 | 5.4 | 27 | 0.85987 | #REF! | #REF! | #REF! | #REF! | 1 | 1304.9043 | 241.6489 | 5.4 | 27 | 0.85987 | #REF! | #REF! | #REF! | #REF! | 1 | 1792.5541 | 331.9545 | 5.4 | 27 | 0.85987 | #REF! | #REF! | #REF! | 2 | 1 | 2360.7519 | 437.1763 | 5.4 | 27 | 0.85987 | #REF! | #REF! | #REF! | 2 | 1 | 3005.4024 | 556.556 | 5.4 | 27 | 0.85987 | #REF! | #REF! | #REF! | 2 | 1 | 3736.228 | 691.8941 | 5.4 | 27 | 0.85987 | #REF! | #REF! | #REF!
| 2 | 1.35 | 2.9846 | 0.42172 | 0.00056554 | 7.29 | 0.5527 | 0.42172 | 7.29 | 4.374 | 8.4594 | 36.45 | 1.1608 | 76.3142 | 1.1606 | 1.5211 | -0.73892 | -0.96841 | [11 empty] | 1 | [7 empty] | 1.05 | 332.9383 | 61.6552 | 5.67 | 28.35 | 0.90287 | #REF! | #REF! | #REF! | #REF! | 1.05 | 561.9658 | 104.0677 | 5.67 | 28.35 | 0.90287 | #REF! | #REF! | #REF! | #REF! | 1.05 | 891.438 | 165.0811 | 5.67 | 28.35 | 0.90287 | #REF! | #REF! | #REF! | #REF! | 1.05 | 1301.0674 | 240.9384 | 5.67 | 28.35 | 0.90287 | #REF! | #REF! | #REF! | #REF! | 1.05 | 1787.8993 | 331.0925 | 5.67 | 28.35 | 0.90287 | #REF! | #REF! | #REF! | 2 | 1.05 | 2355.5283 | 436.2089 | 5.67 | 28.35 | 0.90287 | #REF! | #REF! | #REF! | 2 | 1.05 | 2999.6707 | 555.4946 | 5.67 | 28.35 | 0.90287 | #REF! | #REF! | #REF! | 2 | 1.05 | 3729.8539 | 690.7137 | 5.67 | 28.35 | 0.90287 | #REF! | #REF! | #REF!
| 2 | 1.4 | 2.9529 | 0.43271 | 0.00058027 | 7.56 | 0.54684 | 0.43271 | 7.56 | 4.536 | 8.4594 | 37.8 | 1.2038 | 76.3786 | 1.2472 | 1.5761 | -0.81445 | -1.0293 | [11 empty] | 1 | [7 empty] | 1.1 | 331.1989 | 61.3331 | 5.94 | 29.7 | 0.94586 | #REF! | #REF! | #REF! | #REF! | 1.1 | 559.6758 | 103.6437 | 5.94 | 29.7 | 0.94586 | #REF! | #REF! | #REF! | #REF! | 1.1 | 888.3981 | 164.5182 | 5.94 | 29.7 | 0.94586 | #REF! | #REF! | #REF! | #REF! | 1.1 | 1297.2472 | 240.231 | 5.94 | 29.7 | 0.94586 | #REF! | #REF! | #REF! | #REF! | 1.1 | 1783.2672 | 330.2347 | 5.94 | 29.7 | 0.94586 | #REF! | #REF! | #REF! | 2 | 1.1 | 2350.327 | 435.2457 | 5.94 | 29.7 | 0.94586 | #REF! | #REF! | #REF! | 2 | 1.1 | 2993.9603 | 554.4371 | 5.94 | 29.7 | 0.94586 | #REF! | #REF! | #REF! | 2 | 1.1 | 3723.5015 | 689.5373 | 5.94 | 29.7 | 0.94586 | #REF! | #REF! | #REF!
| 2 | 1.45 | 2.9215 | 0.44338 | 0.00059458 | 7.83 | 0.54101 | 0.44338 | 7.83 | 4.698 | 8.4594 | 39.15 | 1.2468 | 76.4428 | 1.3367 | 1.631 | -0.89332 | -1.09 | [11 empty] | 1 | [7 empty] | 1.15 | 329.4641 | 61.0119 | 6.21 | 31.05 | 0.98885 | #REF! | #REF! | #REF! | #REF! | 1.15 | 557.3934 | 103.221 | 6.21 | 31.05 | 0.98885 | #REF! | #REF! | #REF! | #REF! | 1.15 | 885.3698 | 163.9574 | 6.21 | 31.05 | 0.98885 | #REF! | #REF! | #REF! | #REF! | 1.15 | 1293.4435 | 239.5266 | 6.21 | 31.05 | 0.98885 | #REF! | #REF! | #REF! | #REF! | 1.15 | 1778.6576 | 329.381 | 6.21 | 31.05 | 0.98885 | #REF! | #REF! | #REF! | 2 | 1.15 | 2345.148 | 434.2867 | 6.21 | 31.05 | 0.98885 | #REF! | #REF! | #REF! | 2 | 1.15 | 2988.2712 | 553.3836 | 6.21 | 31.05 | 0.98885 | #REF! | #REF! | #REF! | 2 | 1.15 | 3717.1708 | 688.365 | 6.21 | 31.05 | 0.98885 | #REF! | #REF! | #REF!
| 2 | 1.5 | 2.8902 | 0.45375 | 0.00060849 | 8.1 | 0.53521 | 0.45375 | 8.1 | 4.86 | 8.4594 | 40.5 | 1.2898 | 76.5068 | 1.4293 | 1.6859 | -0.97553 | -1.1507 | [11 empty] | 1 | [7 empty] | 1.2 | 327.7341 | 60.6915 | 6.48 | 32.4 | 1.0318 | #REF! | #REF! | #REF! | #REF! | 1.2 | 555.1183 | 102.7997 | 6.48 | 32.4 | 1.0318 | #REF! | #REF! | #REF! | #REF! | 1.2 | 882.3531 | 163.3987 | 6.48 | 32.4 | 1.0318 | #REF! | #REF! | #REF! | #REF! | 1.2 | 1289.6563 | 238.8252 | 6.48 | 32.4 | 1.0318 | #REF! | #REF! | #REF! | #REF! | 1.2 | 1774.0704 | 328.5316 | 6.48 | 32.4 | 1.0318 | #REF! | #REF! | #REF! | 2 | 1.2 | 2339.991 | 433.3317 | 6.48 | 32.4 | 1.0318 | #REF! | #REF! | #REF! | 2 | 1.2 | 2982.6033 | 552.3339 | 6.48 | 32.4 | 1.0318 | #REF! | #REF! | #REF! | 2 | 1.2 | 3710.8618 | 687.1966 | 6.48 | 32.4 | 1.0318 | #REF! | #REF! | #REF!
| 2 | 1.55 | 2.859 | 0.46383 | 0.000622 | 8.37 | 0.52945 | 0.46383 | 8.37 | 5.022 | 8.4594 | 41.85 | 1.3328 | 76.5707 | 1.5249 | 1.7406 | -1.0611 | -1.2112 | [11 empty] | 1 | [7 empty] | 1.25 | 326.0089 | 60.372 | 6.75 | 33.75 | 1.0748 | #REF! | #REF! | #REF! | #REF! | 1.25 | 552.8508 | 102.3798 | 6.75 | 33.75 | 1.0748 | #REF! | #REF! | #REF! | #REF! | 1.25 | 879.348 | 162.8422 | 6.75 | 33.75 | 1.0748 | #REF! | #REF! | #REF! | #REF! | 1.25 | 1285.8855 | 238.127 | 6.75 | 33.75 | 1.0748 | #REF! | #REF! | #REF! | #REF! | 1.25 | 1769.5055 | 327.6862 | 6.75 | 33.75 | 1.0748 | #REF! | #REF! | #REF! | 2 | 1.25 | 2334.856 | 432.3807 | 6.75 | 33.75 | 1.0748 | #REF! | #REF! | #REF! | 2 | 1.25 | 2976.9565 | 551.2882 | 6.75 | 33.75 | 1.0748 | #REF! | #REF! | #REF! | 2 | 1.25 | 3704.5742 | 686.0323 | 6.75 | 33.75 | 1.0748 | #REF! | #REF! | #REF!
| 2 | 1.6 | 2.828 | 0.4736 | 0.00063511 | 8.64 | 0.52371 | 0.4736 | 8.64 | 5.184 | 8.4594 | 43.2 | 1.3758 | 76.6343 | 1.6235 | 1.7953 | -1.1499 | -1.2716 | [11 empty] | 1 | [7 empty] | 1.3 | 324.2884 | 60.0534 | 7.02 | 35.1 | 1.1178 | #REF! | #REF! | #REF! | #REF! | 1.3 | 550.5906 | 101.9612 | 7.02 | 35.1 | 1.1178 | #REF! | #REF! | #REF! | #REF! | 1.3 | 876.3543 | 162.2878 | 7.02 | 35.1 | 1.1178 | #REF! | #REF! | #REF! | #REF! | 1.3 | 1282.1311 | 237.4317 | 7.02 | 35.1 | 1.1178 | #REF! | #REF! | #REF! | #REF! | 1.3 | 1764.9626 | 326.8449 | 7.02 | 35.1 | 1.1178 | #REF! | #REF! | #REF! | 2 | 1.3 | 2329.7428 | 431.4339 | 7.02 | 35.1 | 1.1178 | #REF! | #REF! | #REF! | 2 | 1.3 | 2971.3306 | 550.2464 | 7.02 | 35.1 | 1.1178 | #REF! | #REF! | #REF! | 2 | 1.3 | 3698.308 | 684.8719 | 7.02 | 35.1 | 1.1178 | #REF! | #REF! | #REF!
| 2 | 1.65 | 2.7972 | 0.48308 | 0.00064782 | 8.91 | 0.51801 | 0.48308 | 8.91 | 5.346 | 8.4594 | 44.55 | 1.4188 | 76.6978 | 1.7251 | 1.8498 | -1.242 | -1.3318 | [11 empty] | 1 | [7 empty] | 1.35 | 322.5726 | 59.7357 | 7.29 | 36.45 | 1.1608 | #REF! | #REF! | #REF! | #REF! | 1.35 | 548.3379 | 101.5441 | 7.29 | 36.45 | 1.1608 | #REF! | #REF! | #REF! | #REF! | 1.35 | 873.3721 | 161.7356 | 7.29 | 36.45 | 1.1608 | #REF! | #REF! | #REF! | #REF! | 1.35 | 1278.3929 | 236.7394 | 7.29 | 36.45 | 1.1608 | #REF! | #REF! | #REF! | #REF! | 1.35 | 1760.4417 | 326.0077 | 7.29 | 36.45 | 1.1608 | #REF! | #REF! | #REF! | 2 | 1.35 | 2324.6514 | 430.491 | 7.29 | 36.45 | 1.1608 | #REF! | #REF! | #REF! | 2 | 1.35 | 2965.7255 | 549.2084 | 7.29 | 36.45 | 1.1608 | #REF! | #REF! | #REF! | 2 | 1.35 | 3692.0632 | 683.7154 | 7.29 | 36.45 | 1.1608 | #REF! | #REF! | #REF!
| 2 | 1.7 | 2.7666 | 0.49227 | 0.00066014 | 9.18 | 0.51233 | 0.49227 | 9.18 | 5.508 | 8.4594 | 45.9 | 1.4618 | 76.7611 | 1.8298 | 1.9043 | -1.3375 | -1.392 | [11 empty] | 1 | [7 empty] | 1.4 | 320.8616 | 59.4188 | 7.56 | 37.8 | 1.2038 | #REF! | #REF! | #REF! | #REF! | 1.4 | 546.0926 | 101.1283 | 7.56 | 37.8 | 1.2038 | #REF! | #REF! | #REF! | #REF! | 1.4 | 870.4013 | 161.1854 | 7.56 | 37.8 | 1.2038 | #REF! | #REF! | #REF! | #REF! | 1.4 | 1274.6708 | 236.0501 | 7.56 | 37.8 | 1.2038 | #REF! | #REF! | #REF! | #REF! | 1.4 | 1755.9426 | 325.1746 | 7.56 | 37.8 | 1.2038 | #REF! | #REF! | #REF! | 2 | 1.4 | 2319.5815 | 429.5521 | 7.56 | 37.8 | 1.2038 | #REF! | #REF! | #REF! | 2 | 1.4 | 2960.1412 | 548.1743 | 7.56 | 37.8 | 1.2038 | #REF! | #REF! | #REF! | 2 | 1.4 | 3685.8395 | 682.5629 | 7.56 | 37.8 | 1.2038 | #REF! | #REF! | #REF!
| 2 | 1.75 | 2.7361 | 0.50117 | 0.00067208 | 9.45 | 0.50669 | 0.50117 | 9.45 | 5.67 | 8.4594 | 47.25 | 1.5048 | 76.8242 | 1.9374 | 1.9587 | -1.4362 | -1.452 | [11 empty] | 1 | [7 empty] | 1.45 | 319.1553 | 59.1028 | 7.83 | 39.15 | 1.2468 | #REF! | #REF! | #REF! | #REF! | 1.45 | 543.8546 | 100.7138 | 7.83 | 39.15 | 1.2468 | #REF! | #REF! | #REF! | #REF! | 1.45 | 867.4419 | 160.6374 | 7.83 | 39.15 | 1.2468 | #REF! | #REF! | #REF! | #REF! | 1.45 | 1270.9647 | 235.3638 | 7.83 | 39.15 | 1.2468 | #REF! | #REF! | #REF! | #REF! | 1.45 | 1751.4652 | 324.3454 | 7.83 | 39.15 | 1.2468 | #REF! | #REF! | #REF! | 2 | 1.45 | 2314.533 | 428.6172 | 7.83 | 39.15 | 1.2468 | #REF! | #REF! | #REF! | 2 | 1.45 | 2954.5775 | 547.144 | 7.83 | 39.15 | 1.2468 | #REF! | #REF! | #REF! | 2 | 1.45 | 3679.6369 | 681.4142 | 7.83 | 39.15 | 1.2468 | #REF! | #REF! | #REF!
| 2 | 1.8 | 2.7058 | 0.50978 | 0.00068362 | 9.72 | 0.50108 | 0.50978 | 9.72 | 5.832 | 8.4594 | 48.6 | 1.5478 | 76.8871 | 2.048 | 2.013 | -1.5382 | -1.512 | [11 empty] | 1 | [7 empty] | 1.5 | 317.4537 | 58.7877 | 8.1 | 40.5 | 1.2898 | #REF! | #REF! | #REF! | #REF! | 1.5 | 541.6241 | 100.3008 | 8.1 | 40.5 | 1.2898 | #REF! | #REF! | #REF! | #REF! | 1.5 | 864.4938 | 160.0914 | 8.1 | 40.5 | 1.2898 | #REF! | #REF! | #REF! | #REF! | 1.5 | 1267.2747 | 234.6805 | 8.1 | 40.5 | 1.2898 | #REF! | #REF! | #REF! | #REF! | 1.5 | 1747.0093 | 323.5202 | 8.1 | 40.5 | 1.2898 | #REF! | #REF! | #REF! | 2 | 1.5 | 2309.5059 | 427.6863 | 8.1 | 40.5 | 1.2898 | #REF! | #REF! | #REF! | 2 | 1.5 | 2949.0343 | 546.1175 | 8.1 | 40.5 | 1.2898 | #REF! | #REF! | #REF! | 2 | 1.5 | 3673.4553 | 680.2695 | 8.1 | 40.5 | 1.2898 | #REF! | #REF! | #REF!
| 2 | 1.85 | 2.6757 | 0.5181 | 0.00069479 | 9.99 | 0.4955 | 0.5181 | 9.99 | 5.994 | 8.4594 | 49.95 | 1.5908 | 76.9499 | 2.1616 | 2.0673 | -1.6435 | -1.5718 | [11 empty] | 1 | [7 empty] | 1.55 | 315.7569 | 58.4735 | 8.37 | 41.85 | 1.3328 | #REF! | #REF! | #REF! | #REF! | 1.55 | 539.4009 | 99.889 | 8.37 | 41.85 | 1.3328 | #REF! | #REF! | #REF! | #REF! | 1.55 | 861.557 | 159.5476 | 8.37 | 41.85 | 1.3328 | #REF! | #REF! | #REF! | #REF! | 1.55 | 1263.6006 | 234.0001 | 8.37 | 41.85 | 1.3328 | #REF! | #REF! | #REF! | #REF! | 1.55 | 1742.5748 | 322.699 | 8.37 | 41.85 | 1.3328 | #REF! | #REF! | #REF! | 2 | 1.55 | 2304.5 | 426.7593 | 8.37 | 41.85 | 1.3328 | #REF! | #REF! | #REF! | 2 | 1.55 | 2943.5115 | 545.0947 | 8.37 | 41.85 | 1.3328 | #REF! | #REF! | #REF! | 2 | 1.55 | 3667.2946 | 679.1286 | 8.37 | 41.85 | 1.3328 | #REF! | #REF! | #REF!
| 2 | 1.9 | 2.6457 | 0.52615 | 0.00070558 | 10.26 | 0.48995 | 0.52615 | 10.26 | 6.156 | 8.4594 | 51.3 | 1.6338 | 77.0124 | 2.2782 | 2.1214 | -1.752 | -1.6315 | [11 empty] | 1 | [7 empty] | 1.6 | 314.0649 | 58.1602 | 8.64 | 43.2 | 1.3758 | #REF! | #REF! | #REF! | #REF! | 1.6 | 537.185 | 99.4787 | 8.64 | 43.2 | 1.3758 | #REF! | #REF! | #REF! | #REF! | 1.6 | 858.6314 | 159.0058 | 8.64 | 43.2 | 1.3758 | #REF! | #REF! | #REF! | #REF! | 1.6 | 1259.9422 | 233.3226 | 8.64 | 43.2 | 1.3758 | #REF! | #REF! | #REF! | #REF! | 1.6 | 1738.1615 | 321.8818 | 8.64 | 43.2 | 1.3758 | #REF! | #REF! | #REF! | 2 | 1.6 | 2299.5152 | 425.8361 | 8.64 | 43.2 | 1.3758 | #REF! | #REF! | #REF! | 2 | 1.6 | 2938.0091 | 544.0758 | 8.64 | 43.2 | 1.3758 | #REF! | #REF! | #REF! | 2 | 1.6 | 3661.1548 | 677.9916 | 8.64 | 43.2 | 1.3758 | #REF! | #REF! | #REF!
| 2 | 1.95 | 2.6159 | 0.53391 | 0.00071599 | 10.53 | 0.48443 | 0.53391 | 10.53 | 6.318 | 8.4594 | 52.65 | 1.6768 | 77.0748 | 2.3977 | 2.1755 | -1.8638 | -1.6911 | [11 empty] | 1 | [7 empty] | 1.65 | 312.3776 | 57.8477 | 8.91 | 44.55 | 1.4188 | #REF! | #REF! | #REF! | #REF! | 1.65 | 534.9765 | 99.0697 | 8.91 | 44.55 | 1.4188 | #REF! | #REF! | #REF! | #REF! | 1.65 | 855.7171 | 158.4661 | 8.91 | 44.55 | 1.4188 | #REF! | #REF! | #REF! | #REF! | 1.65 | 1256.2996 | 232.6481 | 8.91 | 44.55 | 1.4188 | #REF! | #REF! | #REF! | #REF! | 1.65 | 1733.7694 | 321.0684 | 8.91 | 44.55 | 1.4188 | #REF! | #REF! | #REF! | 2 | 1.65 | 2294.5513 | 424.9169 | 8.91 | 44.55 | 1.4188 | #REF! | #REF! | #REF! | 2 | 1.65 | 2932.5268 | 543.0605 | 8.91 | 44.55 | 1.4188 | #REF! | #REF! | #REF! | 2 | 1.65 | 3655.0356 | 676.8584 | 8.91 | 44.55 | 1.4188 | #REF! | #REF! | #REF!
| 2 | 2 | 2.5863 | 0.5414 | 0.00072603 | 10.8 | 0.47895 | 0.5414 | 10.8 | 6.48 | 8.4594 | 54 | 1.7197 | 77.137 | 2.5202 | 2.2295 | -1.9788 | -1.7505 | [11 empty] | 1 | [7 empty] | 1.7 | 310.695 | 57.5361 | 9.18 | 45.9 | 1.4618 | #REF! | #REF! | #REF! | #REF! | 1.7 | 532.7753 | 98.6621 | 9.18 | 45.9 | 1.4618 | #REF! | #REF! | #REF! | #REF! | 1.7 | 852.8139 | 157.9285 | 9.18 | 45.9 | 1.4618 | #REF! | #REF! | #REF! | #REF! | 1.7 | 1252.6726 | 231.9764 | 9.18 | 45.9 | 1.4618 | #REF! | #REF! | #REF! | #REF! | 1.7 | 1729.3982 | 320.2589 | 9.18 | 45.9 | 1.4618 | #REF! | #REF! | #REF! | 2 | 1.7 | 2289.6083 | 424.0015 | 9.18 | 45.9 | 1.4618 | #REF! | #REF! | #REF! | 2 | 1.7 | 2927.0647 | 542.049 | 9.18 | 45.9 | 1.4618 | #REF! | #REF! | #REF! | 2 | 1.7 | 3648.937 | 675.7291 | 9.18 | 45.9 | 1.4618 | #REF! | #REF! | #REF!
| 2 | 2.05 | 2.5569 | 0.54862 | 0.00073571 | 11.07 | 0.47349 | 0.54862 | 11.07 | 6.642 | 8.4594 | 55.35 | 1.7627 | 77.199 | 2.6456 | 2.2834 | -2.097 | -1.8099 | [11 empty] | 1 | [7 empty] | 1.75 | 309.0172 | 57.2254 | 9.45 | 47.25 | 1.5048 | #REF! | #REF! | #REF! | #REF! | 1.75 | 530.5813 | 98.2558 | 9.45 | 47.25 | 1.5048 | #REF! | #REF! | #REF! | #REF! | 1.75 | 849.9218 | 157.3929 | 9.45 | 47.25 | 1.5048 | #REF! | #REF! | #REF! | #REF! | 1.75 | 1249.0612 | 231.3076 | 9.45 | 47.25 | 1.5048 | #REF! | #REF! | #REF! | #REF! | 1.75 | 1725.0478 | 319.4533 | 9.45 | 47.25 | 1.5048 | #REF! | #REF! | #REF! | 2 | 1.75 | 2284.6859 | 423.09 | 9.45 | 47.25 | 1.5048 | #REF! | #REF! | #REF! | 2 | 1.75 | 2921.6225 | 541.0412 | 9.45 | 47.25 | 1.5048 | #REF! | #REF! | #REF! | 2 | 1.75 | 3642.8589 | 674.6035 | 9.45 | 47.25 | 1.5048 | #REF! | #REF! | #REF!
| 2 | 2.1 | 2.5276 | 0.55556 | 0.00074502 | 11.34 | 0.46807 | 0.55556 | 11.34 | 6.804 | 8.4594 | 56.7 | 1.8057 | 77.2609 | 2.7741 | 2.3372 | -2.2185 | -1.8691 | [11 empty] | 1 | [7 empty] | 1.8 | 307.3441 | 56.9156 | 9.72 | 48.6 | 1.5478 | #REF! | #REF! | #REF! | #REF! | 1.8 | 528.3947 | 97.8509 | 9.72 | 48.6 | 1.5478 | #REF! | #REF! | #REF! | #REF! | 1.8 | 847.0408 | 156.8594 | 9.72 | 48.6 | 1.5478 | #REF! | #REF! | #REF! | #REF! | 1.8 | 1245.4652 | 230.6417 | 9.72 | 48.6 | 1.5478 | #REF! | #REF! | #REF! | #REF! | 1.8 | 1720.7181 | 318.6515 | 9.72 | 48.6 | 1.5478 | #REF! | #REF! | #REF! | 2 | 1.8 | 2279.7842 | 422.1823 | 9.72 | 48.6 | 1.5478 | #REF! | #REF! | #REF! | 2 | 1.8 | 2916.2002 | 540.0371 | 9.72 | 48.6 | 1.5478 | #REF! | #REF! | #REF! | 2 | 1.8 | 3636.8012 | 673.4817 | 9.72 | 48.6 | 1.5478 | #REF! | #REF! | #REF!
| 2 | 2.15 | 2.4985 | 0.56224 | 0.00075397 | 11.61 | 0.46268 | 0.56224 | 11.61 | 6.966 | 8.4594 | 58.05 | 1.8487 | 77.3225 | 2.9054 | 2.3909 | -2.3432 | -1.9283 | [11 empty] | 1 | [7 empty] | 1.85 | 305.6758 | 56.6066 | 9.99 | 49.95 | 1.5908 | #REF! | #REF! | #REF! | #REF! | 1.85 | 526.2154 | 97.4473 | 9.99 | 49.95 | 1.5908 | #REF! | #REF! | #REF! | #REF! | 1.85 | 844.1708 | 156.3279 | 9.99 | 49.95 | 1.5908 | #REF! | #REF! | #REF! | #REF! | 1.85 | 1241.8847 | 229.9786 | 9.99 | 49.95 | 1.5908 | #REF! | #REF! | #REF! | #REF! | 1.85 | 1716.409 | 317.8535 | 9.99 | 49.95 | 1.5908 | #REF! | #REF! | #REF! | 2 | 1.85 | 2274.9029 | 421.2783 | 9.99 | 49.95 | 1.5908 | #REF! | #REF! | #REF! | 2 | 1.85 | 2910.7977 | 539.0366 | 9.99 | 49.95 | 1.5908 | #REF! | #REF! | #REF! | 2 | 1.85 | 3630.7639 | 672.3637 | 9.99 | 49.95 | 1.5908 | #REF! | #REF! | #REF!
| 2 | 2.2 | 2.4695 | 0.56865 | 0.00076257 | 11.88 | 0.45732 | 0.56865 | 11.88 | 7.128 | 8.4594 | 59.4 | 1.8917 | 77.384 | 3.0397 | 2.4446 | -2.4711 | -1.9873 | [11 empty] | 1 | [7 empty] | 1.9 | 304.0122 | 56.2986 | 10.26 | 51.3 | 1.6338 | #REF! | #REF! | #REF! | #REF! | 1.9 | 524.0433 | 97.045 | 10.26 | 51.3 | 1.6338 | #REF! | #REF! | #REF! | #REF! | 1.9 | 841.3118 | 155.7985 | 10.26 | 51.3 | 1.6338 | #REF! | #REF! | #REF! | #REF! | 1.9 | 1238.3194 | 229.3184 | 10.26 | 51.3 | 1.6338 | #REF! | #REF! | #REF! | #REF! | 1.9 | 1712.1202 | 317.0593 | 10.26 | 51.3 | 1.6338 | #REF! | #REF! | #REF! | 2 | 1.9 | 2270.042 | 420.3781 | 10.26 | 51.3 | 1.6338 | #REF! | #REF! | #REF! | 2 | 1.9 | 2905.4149 | 538.0398 | 10.26 | 51.3 | 1.6338 | #REF! | #REF! | #REF! | 2 | 1.9 | 3624.7467 | 671.2494 | 10.26 | 51.3 | 1.6338 | #REF! | #REF! | #REF!
| 2 | 2.25 | 2.4407 | 0.57479 | 0.00077081 | 12.15 | 0.45199 | 0.57479 | 12.15 | 7.29 | 8.4594 | 60.75 | 1.9347 | 77.4453 | 3.1769 | 2.4982 | -2.6021 | -2.0462 | [11 empty] | 1 | [7 empty] | 1.95 | 302.3534 | 55.9914 | 10.53 | 52.65 | 1.6768 | #REF! | #REF! | #REF! | #REF! | 1.95 | 521.8784 | 96.6441 | 10.53 | 52.65 | 1.6768 | #REF! | #REF! | #REF! | #REF! | 1.95 | 838.4637 | 155.2711 | 10.53 | 52.65 | 1.6768 | #REF! | #REF! | #REF! | #REF! | 1.95 | 1234.7694 | 228.661 | 10.53 | 52.65 | 1.6768 | #REF! | #REF! | #REF! | #REF! | 1.95 | 1707.8518 | 316.2688 | 10.53 | 52.65 | 1.6768 | #REF! | #REF! | #REF! | 2 | 1.95 | 2265.2013 | 419.4817 | 10.53 | 52.65 | 1.6768 | #REF! | #REF! | #REF! | 2 | 1.95 | 2900.0517 | 537.0466 | 10.53 | 52.65 | 1.6768 | #REF! | #REF! | #REF! | 2 | 1.95 | 3618.7497 | 670.1388 | 10.53 | 52.65 | 1.6768 | #REF! | #REF! | #REF!
| 2 | 2.3 | 2.4121 | 0.58068 | 0.0007787 | 12.42 | 0.44669 | 0.58068 | 12.42 | 7.452 | 8.4594 | 62.1 | 1.9777 | 77.5064 | 3.3171 | 2.5517 | -2.7364 | -2.105 | [11 empty] | 1 | [7 empty] | 2 | 300.6993 | 55.685 | 10.8 | 54 | 1.7197 | #REF! | #REF! | #REF! | #REF! | 2 | 519.7208 | 96.2446 | 10.8 | 54 | 1.7197 | #REF! | #REF! | #REF! | #REF! | 2 | 835.6266 | 154.7457 | 10.8 | 54 | 1.7197 | #REF! | #REF! | #REF! | #REF! | 2 | 1231.2345 | 228.0064 | 10.8 | 54 | 1.7197 | #REF! | #REF! | #REF! | #REF! | 2 | 1703.6035 | 315.4821 | 10.8 | 54 | 1.7197 | #REF! | #REF! | #REF! | 2 | 2 | 2260.3807 | 418.589 | 10.8 | 54 | 1.7197 | #REF! | #REF! | #REF! | 2 | 2 | 2894.708 | 536.057 | 10.8 | 54 | 1.7197 | #REF! | #REF! | #REF! | 2 | 2 | 3612.7727 | 669.032 | 10.8 | 54 | 1.7197 | #REF! | #REF! | #REF!
| 2 | 2.35 | 2.3837 | 0.58631 | 0.00078625 | 12.69 | 0.44142 | 0.58631 | 12.69 | 7.614 | 8.4594 | 63.45 | 2.0207 | 77.5673 | 3.4601 | 2.6051 | -2.8738 | -2.1637 | [11 empty] | 1 | [7 empty] | 2.05 | 299.0499 | 55.3796 | 11.07 | 55.35 | 1.7627 | #REF! | #REF! | #REF! | #REF! | 2.05 | 517.5703 | 95.8464 | 11.07 | 55.35 | 1.7627 | #REF! | #REF! | #REF! | #REF! | 2.05 | 832.8003 | 154.2223 | 11.07 | 55.35 | 1.7627 | #REF! | #REF! | #REF! | #REF! | 2.05 | 1227.7147 | 227.3546 | 11.07 | 55.35 | 1.7627 | #REF! | #REF! | #REF! | #REF! | 2.05 | 1699.3751 | 314.6991 | 11.07 | 55.35 | 1.7627 | #REF! | #REF! | #REF! | 2 | 2.05 | 2255.5801 | 417.7 | 11.07 | 55.35 | 1.7627 | #REF! | #REF! | #REF! | 2 | 2.05 | 2889.3836 | 535.071 | 11.07 | 55.35 | 1.7627 | #REF! | #REF! | #REF! | 2 | 2.05 | 3606.8156 | 667.9288 | 11.07 | 55.35 | 1.7627 | #REF! | #REF! | #REF!
| 2 | 2.4 | 2.3554 | 0.59168 | 0.00079346 | 12.96 | 0.43619 | 0.59168 | 12.96 | 7.776 | 8.4594 | 64.8 | 2.0637 | 77.6281 | 3.6061 | 2.6584 | -3.0144 | -2.2223 | [11 empty] | 1 | [7 empty] | 2.1 | 297.4053 | 55.0751 | 11.34 | 56.7 | 1.8057 | #REF! | #REF! | #REF! | #REF! | 2.1 | 515.4271 | 95.4495 | 11.34 | 56.7 | 1.8057 | #REF! | #REF! | #REF! | #REF! | 2.1 | 829.9848 | 153.7009 | 11.34 | 56.7 | 1.8057 | #REF! | #REF! | #REF! | #REF! | 2.1 | 1224.2099 | 226.7055 | 11.34 | 56.7 | 1.8057 | #REF! | #REF! | #REF! | #REF! | 2.1 | 1695.1667 | 313.9198 | 11.34 | 56.7 | 1.8057 | #REF! | #REF! | #REF! | 2 | 2.1 | 2250.7994 | 416.8147 | 11.34 | 56.7 | 1.8057 | #REF! | #REF! | #REF! | 2 | 2.1 | 2884.0785 | 534.0886 | 11.34 | 56.7 | 1.8057 | #REF! | #REF! | #REF! | 2 | 2.1 | 3600.8784 | 666.8293 | 11.34 | 56.7 | 1.8057 | #REF! | #REF! | #REF!
| 2 | 2.45 | 2.3273 | 0.5968 | 0.00080032 | 13.23 | 0.43098 | 0.5968 | 13.23 | 7.938 | 8.4594 | 66.15 | 2.1067 | 77.6886 | 3.755 | 2.7117 | -3.1582 | -2.2807 | [11 empty] | 1 | [7 empty] | 2.15 | 295.7654 | 54.7714 | 11.61 | 58.05 | 1.8487 | #REF! | #REF! | #REF! | #REF! | 2.15 | 513.2911 | 95.0539 | 11.61 | 58.05 | 1.8487 | #REF! | #REF! | #REF! | #REF! | 2.15 | 827.1801 | 153.1815 | 11.61 | 58.05 | 1.8487 | #REF! | #REF! | #REF! | #REF! | 2.15 | 1220.72 | 226.0593 | 11.61 | 58.05 | 1.8487 | #REF! | #REF! | #REF! | #REF! | 2.15 | 1690.978 | 313.1441 | 11.61 | 58.05 | 1.8487 | #REF! | #REF! | #REF! | 2 | 2.15 | 2246.0384 | 415.933 | 11.61 | 58.05 | 1.8487 | #REF! | #REF! | #REF! | 2 | 2.15 | 2878.7926 | 533.1097 | 11.61 | 58.05 | 1.8487 | #REF! | #REF! | #REF! | 2 | 2.15 | 3594.9609 | 665.7335 | 11.61 | 58.05 | 1.8487 | #REF! | #REF! | #REF!
| 2 | 2.5 | 2.2994 | 0.60167 | 0.00080685 | 13.5 | 0.42581 | 0.60167 | 13.5 | 8.1 | 8.4594 | 67.5 | 2.1497 | 77.749 | 3.9068 | 2.7649 | -3.3051 | -2.3391 | [11 empty] | 1 | [7 empty] | 2.2 | 294.1303 | 54.4686 | 11.88 | 59.4 | 1.8917 | #REF! | #REF! | #REF! | #REF! | 2.2 | 511.1622 | 94.6597 | 11.88 | 59.4 | 1.8917 | #REF! | #REF! | #REF! | #REF! | 2.2 | 824.3861 | 152.6641 | 11.88 | 59.4 | 1.8917 | #REF! | #REF! | #REF! | #REF! | 2.2 | 1217.2449 | 225.4157 | 11.88 | 59.4 | 1.8917 | #REF! | #REF! | #REF! | #REF! | 2.2 | 1686.8089 | 312.372 | 11.88 | 59.4 | 1.8917 | #REF! | #REF! | #REF! | 2 | 2.2 | 2241.2971 | 415.055 | 11.88 | 59.4 | 1.8917 | #REF! | #REF! | #REF! | 2 | 2.2 | 2873.5257 | 532.1344 | 11.88 | 59.4 | 1.8917 | #REF! | #REF! | #REF! | 2 | 2.2 | 3589.063 | 664.6413 | 11.88 | 59.4 | 1.8917 | #REF! | #REF! | #REF!
| 2 | 2.55 | 2.2716 | 0.60629 | 0.00081305 | 13.77 | 0.42067 | 0.60629 | 13.77 | 8.262 | 8.4594 | 68.85 | 2.1927 | 77.8093 | 4.0615 | 2.818 | -3.4552 | -2.3973 | [11 empty] | 1 | [7 empty] | 2.25 | 292.4999 | 54.1666 | 12.15 | 60.75 | 1.9347 | #REF! | #REF! | #REF! | #REF! | 2.25 | 509.0405 | 94.2668 | 12.15 | 60.75 | 1.9347 | #REF! | #REF! | #REF! | #REF! | 2.25 | 821.6028 | 152.1487 | 12.15 | 60.75 | 1.9347 | #REF! | #REF! | #REF! | #REF! | 2.25 | 1213.7845 | 224.7749 | 12.15 | 60.75 | 1.9347 | #REF! | #REF! | #REF! | #REF! | 2.25 | 1682.6593 | 311.6036 | 12.15 | 60.75 | 1.9347 | #REF! | #REF! | #REF! | 2 | 2.25 | 2236.5753 | 414.1806 | 12.15 | 60.75 | 1.9347 | #REF! | #REF! | #REF! | 2 | 2.25 | 2868.2779 | 531.1626 | 12.15 | 60.75 | 1.9347 | #REF! | #REF! | #REF! | 2 | 2.25 | 3583.1847 | 663.5527 | 12.15 | 60.75 | 1.9347 | #REF! | #REF! | #REF!
| 2 | 2.6 | 2.244 | 0.61067 | 0.00081892 | 14.04 | 0.41556 | 0.61067 | 14.04 | 8.424 | 8.4594 | 70.2 | 2.2357 | 77.8693 | 4.2191 | 2.8711 | -3.6084 | -2.4555 | [11 empty] | 1 | [7 empty] | 2.3 | 290.8743 | 53.8656 | 12.42 | 62.1 | 1.9777 | #REF! | #REF! | #REF! | #REF! | 2.3 | 506.9259 | 93.8752 | 12.42 | 62.1 | 1.9777 | #REF! | #REF! | #REF! | #REF! | 2.3 | 818.8302 | 151.6352 | 12.42 | 62.1 | 1.9777 | #REF! | #REF! | #REF! | #REF! | 2.3 | 1210.3388 | 224.1368 | 12.42 | 62.1 | 1.9777 | #REF! | #REF! | #REF! | #REF! | 2.3 | 1678.529 | 310.8387 | 12.42 | 62.1 | 1.9777 | #REF! | #REF! | #REF! | 2 | 2.3 | 2231.8729 | 413.3098 | 12.42 | 62.1 | 1.9777 | #REF! | #REF! | #REF! | 2 | 2.3 | 2863.0489 | 530.1942 | 12.42 | 62.1 | 1.9777 | #REF! | #REF! | #REF! | 2 | 2.3 | 3577.3258 | 662.4677 | 12.42 | 62.1 | 1.9777 | #REF! | #REF! | #REF!
| 2 | 2.65 | 2.2166 | 0.61481 | 0.00082447 | 14.31 | 0.41048 | 0.61481 | 14.31 | 8.586 | 8.4594 | 71.55 | 2.2787 | 77.9292 | 4.3795 | 2.924 | -3.7647 | -2.5135 | [11 empty] | 1 | [7 empty] | 2.35 | 289.2534 | 53.5654 | 12.69 | 63.45 | 2.0207 | #REF! | #REF! | #REF! | #REF! | 2.35 | 504.8184 | 93.4849 | 12.69 | 63.45 | 2.0207 | #REF! | #REF! | #REF! | #REF! | 2.35 | 816.0682 | 151.1237 | 12.69 | 63.45 | 2.0207 | #REF! | #REF! | #REF! | #REF! | 2.35 | 1206.9077 | 223.5014 | 12.69 | 63.45 | 2.0207 | #REF! | #REF! | #REF! | #REF! | 2.35 | 1674.418 | 310.0774 | 12.69 | 63.45 | 2.0207 | #REF! | #REF! | #REF! | 2 | 2.35 | 2227.1898 | 412.4426 | 12.69 | 63.45 | 2.0207 | #REF! | #REF! | #REF! | 2 | 2.35 | 2857.8386 | 529.2294 | 12.69 | 63.45 | 2.0207 | #REF! | #REF! | #REF! | 2 | 2.35 | 3571.4863 | 661.3863 | 12.69 | 63.45 | 2.0207 | #REF! | #REF! | #REF!
| 2 | 2.7 | 2.1893 | 0.6187 | 0.0008297 | 14.58 | 0.40543 | 0.6187 | 14.58 | 8.748 | 8.4594 | 72.9 | 2.3217 | 77.9889 | 4.5429 | 2.9769 | -3.9242 | -2.5715 | [11 empty] | 1 | [7 empty] | 2.4 | 287.6372 | 53.2662 | 12.96 | 64.8 | 2.0637 | #REF! | #REF! | #REF! | #REF! | 2.4 | 502.7181 | 93.0959 | 12.96 | 64.8 | 2.0637 | #REF! | #REF! | #REF! | #REF! | 2.4 | 813.3168 | 150.6142 | 12.96 | 64.8 | 2.0637 | #REF! | #REF! | #REF! | #REF! | 2.4 | 1203.4911 | 222.8687 | 12.96 | 64.8 | 2.0637 | #REF! | #REF! | #REF! | #REF! | 2.4 | 1670.326 | 309.3196 | 12.96 | 64.8 | 2.0637 | #REF! | #REF! | #REF! | 2 | 2.4 | 2222.5258 | 411.5789 | 12.96 | 64.8 | 2.0637 | #REF! | #REF! | #REF! | 2 | 2.4 | 2852.6471 | 528.268 | 12.96 | 64.8 | 2.0637 | #REF! | #REF! | #REF! | 2 | 2.4 | 3565.666 | 660.3085 | 12.96 | 64.8 | 2.0637 | #REF! | #REF! | #REF!
| 2 | 2.75 | 2.1622 | 0.62236 | 0.0008346 | 14.85 | 0.40041 | 0.62236 | 14.85 | 8.91 | 8.4594 | 74.25 | 2.3646 | 78.0484 | 4.7091 | 3.0297 | -4.0867 | -2.6293 | [11 empty] | 1 | [7 empty] | 2.45 | 286.0258 | 52.9677 | 13.23 | 66.15 | 2.1067 | #REF! | #REF! | #REF! | #REF! | 2.45 | 500.6248 | 92.7083 | 13.23 | 66.15 | 2.1067 | #REF! | #REF! | #REF! | #REF! | 2.45 | 810.5759 | 150.1066 | 13.23 | 66.15 | 2.1067 | #REF! | #REF! | #REF! | #REF! | 2.45 | 1200.089 | 222.2387 | 13.23 | 66.15 | 2.1067 | #REF! | #REF! | #REF! | #REF! | 2.45 | 1666.2529 | 308.5654 | 13.23 | 66.15 | 2.1067 | #REF! | #REF! | #REF! | 2 | 2.45 | 2217.881 | 410.7187 | 13.23 | 66.15 | 2.1067 | #REF! | #REF! | #REF! | 2 | 2.45 | 2847.4741 | 527.31 | 13.23 | 66.15 | 2.1067 | #REF! | #REF! | #REF! | 2 | 2.45 | 3559.865 | 659.2343 | 13.23 | 66.15 | 2.1067 | #REF! | #REF! | #REF!
| 2 | 2.8 | 2.1353 | 0.62579 | 0.0008392 | 15.12 | 0.39543 | 0.62579 | 15.12 | 9.072 | 8.4594 | 75.6 | 2.4076 | 78.1077 | 4.8782 | 3.0825 | -4.2524 | -2.687 | [11 empty] | 1 | [7 empty] | 2.5 | 284.4191 | 52.6702 | 13.5 | 67.5 | 2.1497 | #REF! | #REF! | #REF! | #REF! | 2.5 | 498.5386 | 92.322 | 13.5 | 67.5 | 2.1497 | #REF! | #REF! | #REF! | #REF! | 2.5 | 807.8455 | 149.601 | 13.5 | 67.5 | 2.1497 | #REF! | #REF! | #REF! | #REF! | 2.5 | 1196.7011 | 221.6113 | 13.5 | 67.5 | 2.1497 | #REF! | #REF! | #REF! | #REF! | 2.5 | 1662.1987 | 307.8146 | 13.5 | 67.5 | 2.1497 | #REF! | #REF! | #REF! | 2 | 2.5 | 2213.255 | 409.862 | 13.5 | 67.5 | 2.1497 | #REF! | #REF! | #REF! | 2 | 2.5 | 2842.3195 | 526.3555 | 13.5 | 67.5 | 2.1497 | #REF! | #REF! | #REF! | 2 | 2.5 | 3554.083 | 658.1635 | 13.5 | 67.5 | 2.1497 | #REF! | #REF! | #REF!
| 2 | 2.85 | 2.1086 | 0.62898 | 0.00084348 | 15.39 | 0.39047 | 0.62898 | 15.39 | 9.234 | 8.4594 | 76.95 | 2.4506 | 78.1669 | 5.0501 | 3.1351 | -4.4212 | -2.7447 | [11 empty] | 1 | [7 empty] | 2.55 | 282.8172 | 52.3736 | 13.77 | 68.85 | 2.1927 | #REF! | #REF! | #REF! | #REF! | 2.55 | 496.4595 | 91.9369 | 13.77 | 68.85 | 2.1927 | #REF! | #REF! | #REF! | #REF! | 2.55 | 805.1255 | 149.0973 | 13.77 | 68.85 | 2.1927 | #REF! | #REF! | #REF! | #REF! | 2.55 | 1193.3276 | 220.9866 | 13.77 | 68.85 | 2.1927 | #REF! | #REF! | #REF! | #REF! | 2.55 | 1658.1632 | 307.0673 | 13.77 | 68.85 | 2.1927 | #REF! | #REF! | #REF! | 2 | 2.55 | 2208.6479 | 409.0089 | 13.77 | 68.85 | 2.1927 | #REF! | #REF! | #REF! | 2 | 2.55 | 2837.1834 | 525.4043 | 13.77 | 68.85 | 2.1927 | #REF! | #REF! | #REF! | 2 | 2.55 | 3548.32 | 657.0963 | 13.77 | 68.85 | 2.1927 | #REF! | #REF! | #REF!
| 2 | 2.9 | 2.082 | 0.63195 | 0.00084746 | 15.66 | 0.38555 | 0.63195 | 15.66 | 9.396 | 8.4594 | 78.3 | 2.4936 | 78.2259 | 5.2249 | 3.1877 | -4.593 | -2.8022 | [11 empty] | 1 | [7 empty] | 2.6 | 281.22 | 52.0778 | 14.04 | 70.2 | 2.2357 | #REF! | #REF! | #REF! | #REF! | 2.6 | 494.3875 | 91.5532 | 14.04 | 70.2 | 2.2357 | #REF! | #REF! | #REF! | #REF! | 2.6 | 802.4159 | 148.5955 | 14.04 | 70.2 | 2.2357 | #REF! | #REF! | #REF! | #REF! | 2.6 | 1189.9682 | 220.3645 | 14.04 | 70.2 | 2.2357 | #REF! | #REF! | #REF! | #REF! | 2.6 | 1654.1463 | 306.3234 | 14.04 | 70.2 | 2.2357 | #REF! | #REF! | #REF! | 2 | 2.6 | 2204.0595 | 408.1592 | 14.04 | 70.2 | 2.2357 | #REF! | #REF! | #REF! | 2 | 2.6 | 2832.0655 | 524.4566 | 14.04 | 70.2 | 2.2357 | #REF! | #REF! | #REF! | 2 | 2.6 | 3542.5759 | 656.0326 | 14.04 | 70.2 | 2.2357 | #REF! | #REF! | #REF!
| 2 | 2.95 | 2.0556 | 0.63469 | 0.00085113 | 15.93 | 0.38066 | 0.63469 | 15.93 | 9.558 | 8.4594 | 79.65 | 2.5366 | 78.2847 | 5.4026 | 3.2403 | -4.7679 | -2.8596 | [11 empty] | 1 | [7 empty] | 2.65 | 279.6276 | 51.7829 | 14.31 | 71.55 | 2.2787 | #REF! | #REF! | #REF! | #REF! | 2.65 | 492.3224 | 91.1708 | 14.31 | 71.55 | 2.2787 | #REF! | #REF! | #REF! | #REF! | 2.65 | 799.7167 | 148.0957 | 14.31 | 71.55 | 2.2787 | #REF! | #REF! | #REF! | #REF! | 2.65 | 1186.623 | 219.745 | 14.31 | 71.55 | 2.2787 | #REF! | #REF! | #REF! | #REF! | 2.65 | 1650.1478 | 305.5829 | 14.31 | 71.55 | 2.2787 | #REF! | #REF! | #REF! | 2 | 2.65 | 2199.4897 | 407.3129 | 14.31 | 71.55 | 2.2787 | #REF! | #REF! | #REF! | 2 | 2.65 | 2826.9658 | 523.5122 | 14.31 | 71.55 | 2.2787 | #REF! | #REF! | #REF! | 2 | 2.65 | 3536.8506 | 654.9723 | 14.31 | 71.55 | 2.2787 | #REF! | #REF! | #REF!
| 2 | 3 | 2.0293 | 0.63721 | 0.00085451 | 16.2 | 0.3758 | 0.63721 | 16.2 | 9.72 | 8.4594 | 81 | 2.5796 | 78.3433 | 5.5831 | 3.2927 | -4.9459 | -2.9169 | [11 empty] | 1 | [7 empty] | 2.7 | 278.0399 | 51.4889 | 14.58 | 72.9 | 2.3217 | #REF! | #REF! | #REF! | #REF! | 2.7 | 490.2644 | 90.7897 | 14.58 | 72.9 | 2.3217 | #REF! | #REF! | #REF! | #REF! | 2.7 | 797.0278 | 147.5977 | 14.58 | 72.9 | 2.3217 | #REF! | #REF! | #REF! | #REF! | 2.7 | 1183.2917 | 219.1281 | 14.58 | 72.9 | 2.3217 | #REF! | #REF! | #REF! | #REF! | 2.7 | 1646.1676 | 304.8459 | 14.58 | 72.9 | 2.3217 | #REF! | #REF! | #REF! | 2 | 2.7 | 2194.9384 | 406.4701 | 14.58 | 72.9 | 2.3217 | #REF! | #REF! | #REF! | 2 | 2.7 | 2821.8842 | 522.5712 | 14.58 | 72.9 | 2.3217 | #REF! | #REF! | #REF! | 2 | 2.7 | 3531.144 | 653.9156 | 14.58 | 72.9 | 2.3217 | #REF! | #REF! | #REF!
| 2 | 3.05 | 2.0032 | 0.6395 | 0.00085759 | 16.47 | 0.37097 | 0.6395 | 16.47 | 9.882 | 8.4594 | 82.35 | 2.6226 | 78.4018 | 5.7665 | 3.3451 | -5.127 | -2.9741 | [11 empty] | 1 | [7 empty] | 2.75 | 276.457 | 51.1957 | 14.85 | 74.25 | 2.3646 | #REF! | #REF! | #REF! | #REF! | 2.75 | 488.2134 | 90.4099 | 14.85 | 74.25 | 2.3646 | #REF! | #REF! | #REF! | #REF! | 2.75 | 794.3492 | 147.1017 | 14.85 | 74.25 | 2.3646 | #REF! | #REF! | #REF! | #REF! | 2.75 | 1179.9745 | 218.5138 | 14.85 | 74.25 | 2.3646 | #REF! | #REF! | #REF! | #REF! | 2.75 | 1642.2057 | 304.1122 | 14.85 | 74.25 | 2.3646 | #REF! | #REF! | #REF! | 2 | 2.75 | 2190.4055 | 405.6307 | 14.85 | 74.25 | 2.3646 | #REF! | #REF! | #REF! | 2 | 2.75 | 2816.8206 | 521.6335 | 14.85 | 74.25 | 2.3646 | #REF! | #REF! | #REF! | 2 | 2.75 | 3525.456 | 652.8622 | 14.85 | 74.25 | 2.3646 | #REF! | #REF! | #REF!
| 2 | 3.1 | 1.9773 | 0.64158 | 0.00086037 | 16.74 | 0.36617 | 0.64158 | 16.74 | 10.044 | 8.4594 | 83.7 | 2.6656 | 78.4601 | 5.9527 | 3.3974 | -5.3111 | -3.0312 | [11 empty] | 1 | [7 empty] | 2.8 | 274.8788 | 50.9035 | 15.12 | 75.6 | 2.4076 | #REF! | #REF! | #REF! | #REF! | 2.8 | 486.1694 | 90.0314 | 15.12 | 75.6 | 2.4076 | #REF! | #REF! | #REF! | #REF! | 2.8 | 791.6808 | 146.6076 | 15.12 | 75.6 | 2.4076 | #REF! | #REF! | #REF! | #REF! | 2.8 | 1176.6711 | 217.9021 | 15.12 | 75.6 | 2.4076 | #REF! | #REF! | #REF! | #REF! | 2.8 | 1638.2617 | 303.3818 | 15.12 | 75.6 | 2.4076 | #REF! | #REF! | #REF! | 2 | 2.8 | 2185.8909 | 404.7946 | 15.12 | 75.6 | 2.4076 | #REF! | #REF! | #REF! | 2 | 2.8 | 2811.7749 | 520.6991 | 15.12 | 75.6 | 2.4076 | #REF! | #REF! | #REF! | 2 | 2.8 | 3519.7866 | 651.8123 | 15.12 | 75.6 | 2.4076 | #REF! | #REF! | #REF!
| 2 | 3.15 | 1.9516 | 0.64344 | 0.00086287 | 17.01 | 0.36141 | 0.64344 | 17.01 | 10.206 | 8.4594 | 85.05 | 2.7086 | 78.5182 | 6.1417 | 3.4496 | -5.4982 | -3.0882 | [11 empty] | 1 | [7 empty] | 2.85 | 273.3053 | 50.6121 | 15.39 | 76.95 | 2.4506 | #REF! | #REF! | #REF! | #REF! | 2.85 | 484.1324 | 89.6541 | 15.39 | 76.95 | 2.4506 | #REF! | #REF! | #REF! | #REF! | 2.85 | 789.0227 | 146.1153 | 15.39 | 76.95 | 2.4506 | #REF! | #REF! | #REF! | #REF! | 2.85 | 1173.3815 | 217.2929 | 15.39 | 76.95 | 2.4506 | #REF! | #REF! | #REF! | #REF! | 2.85 | 1634.3358 | 302.6548 | 15.39 | 76.95 | 2.4506 | #REF! | #REF! | #REF! | 2 | 2.85 | 2181.3944 | 403.9619 | 15.39 | 76.95 | 2.4506 | #REF! | #REF! | #REF! | 2 | 2.85 | 2806.747 | 519.768 | 15.39 | 76.95 | 2.4506 | #REF! | #REF! | #REF! | 2 | 2.85 | 3514.1356 | 650.7659 | 15.39 | 76.95 | 2.4506 | #REF! | #REF! | #REF!
| 2 | 3.2 | 1.926 | 0.64509 | 0.00086508 | 17.28 | 0.35667 | 0.64509 | 17.28 | 10.368 | 8.4594 | 86.4 | 2.7516 | 78.5762 | 6.3335 | 3.5018 | -5.6884 | -3.1451 | [11 empty] | 1 | [7 empty] | 2.9 | 271.7366 | 50.3216 | 15.66 | 78.3 | 2.4936 | #REF! | #REF! | #REF! | #REF! | 2.9 | 482.1023 | 89.2782 | 15.66 | 78.3 | 2.4936 | #REF! | #REF! | #REF! | #REF! | 2.9 | 786.3747 | 145.6249 | 15.66 | 78.3 | 2.4936 | #REF! | #REF! | #REF! | #REF! | 2.9 | 1170.1057 | 216.6862 | 15.66 | 78.3 | 2.4936 | #REF! | #REF! | #REF! | #REF! | 2.9 | 1630.4276 | 301.931 | 15.66 | 78.3 | 2.4936 | #REF! | #REF! | #REF! | 2 | 2.9 | 2176.916 | 403.1326 | 15.66 | 78.3 | 2.4936 | #REF! | #REF! | #REF! | 2 | 2.9 | 2801.7368 | 518.8401 | 15.66 | 78.3 | 2.4936 | #REF! | #REF! | #REF! | 2 | 2.9 | 3508.503 | 649.7228 | 15.66 | 78.3 | 2.4936 | #REF! | #REF! | #REF!
| 2 | 3.25 | 1.9006 | 0.64653 | 0.00086701 | 17.55 | 0.35197 | 0.64653 | 17.55 | 10.53 | 8.4594 | 87.75 | 2.7946 | 78.634 | 6.5282 | 3.5539 | -5.8817 | -3.2019 | [11 empty] | 1 | [7 empty] | 2.95 | 270.1726 | 50.032 | 15.93 | 79.65 | 2.5366 | #REF! | #REF! | #REF! | #REF! | 2.95 | 480.0792 | 88.9035 | 15.93 | 79.65 | 2.5366 | #REF! | #REF! | #REF! | #REF! | 2.95 | 783.7368 | 145.1364 | 15.93 | 79.65 | 2.5366 | #REF! | #REF! | #REF! | #REF! | 2.95 | 1166.8435 | 216.0821 | 15.93 | 79.65 | 2.5366 | #REF! | #REF! | #REF! | #REF! | 2.95 | 1626.5372 | 301.2106 | 15.93 | 79.65 | 2.5366 | #REF! | #REF! | #REF! | 2 | 2.95 | 2172.4555 | 402.3066 | 15.93 | 79.65 | 2.5366 | #REF! | #REF! | #REF! | 2 | 2.95 | 2796.7441 | 517.9156 | 15.93 | 79.65 | 2.5366 | #REF! | #REF! | #REF! | 2 | 2.95 | 3502.8886 | 648.6831 | 15.93 | 79.65 | 2.5366 | #REF! | #REF! | #REF!
| 2 | 3.3 | 1.8754 | 0.64776 | 0.00086866 | 17.82 | 0.3473 | 0.64776 | 17.82 | 10.692 | 8.4594 | 89.1 | 2.8376 | 78.6916 | 6.7257 | 3.606 | -6.0779 | -3.2587 | [11 empty] | 1 | [7 empty] | 3 | 268.6134 | 49.7432 | 16.2 | 81 | 2.5796 | #REF! | #REF! | #REF! | #REF! | 3 | 478.063 | 88.5302 | 16.2 | 81 | 2.5796 | #REF! | #REF! | #REF! | #REF! | 3 | 781.109 | 144.6498 | 16.2 | 81 | 2.5796 | #REF! | #REF! | #REF! | #REF! | 3 | 1163.5949 | 215.4805 | 16.2 | 81 | 2.5796 | #REF! | #REF! | #REF! | #REF! | 3 | 1622.6643 | 300.4934 | 16.2 | 81 | 2.5796 | #REF! | #REF! | #REF! | 2 | 3 | 2168.0128 | 401.4839 | 16.2 | 81 | 2.5796 | #REF! | #REF! | #REF! | 2 | 3 | 2791.769 | 516.9943 | 16.2 | 81 | 2.5796 | #REF! | #REF! | #REF! | 2 | 3 | 3497.2924 | 647.6467 | 16.2 | 81 | 2.5796 | #REF! | #REF! | #REF!
| 2 | 3.35 | 1.8503 | 0.64879 | 0.00087004 | 18.09 | 0.34265 | 0.64879 | 18.09 | 10.854 | 8.4594 | 90.45 | 2.8806 | 78.749 | 6.926 | 3.6579 | -6.2772 | -3.3153 | [11 empty] | 1 | [7 empty] | 3.05 | 267.0589 | 49.4553 | 16.47 | 82.35 | 2.6226 | #REF! | #REF! | #REF! | #REF! | 3.05 | 476.0537 | 88.1581 | 16.47 | 82.35 | 2.6226 | #REF! | #REF! | #REF! | #REF! | 3.05 | 778.4913 | 144.165 | 16.47 | 82.35 | 2.6226 | #REF! | #REF! | #REF! | #REF! | 3.05 | 1160.3598 | 214.8814 | 16.47 | 82.35 | 2.6226 | #REF! | #REF! | #REF! | #REF! | 3.05 | 1618.8089 | 299.7794 | 16.47 | 82.35 | 2.6226 | #REF! | #REF! | #REF! | 2 | 3.05 | 2163.5879 | 400.6644 | 16.47 | 82.35 | 2.6226 | #REF! | #REF! | #REF! | 2 | 3.05 | 2786.8113 | 516.0762 | 16.47 | 82.35 | 2.6226 | #REF! | #REF! | #REF! | 2 | 3.05 | 3491.7143 | 646.6138 | 16.47 | 82.35 | 2.6226 | #REF! | #REF! | #REF!
| 2 | 3.4 | 1.8254 | 0.64961 | 0.00087114 | 18.36 | 0.33804 | 0.64961 | 18.36 | 11.016 | 8.4594 | 91.8 | 2.9236 | 78.8063 | 7.1291 | 3.7098 | -6.4795 | -3.3718 | [11 empty] | 1 | [7 empty] | 3.1 | 265.5091 | 49.1684 | 16.74 | 83.7 | 2.6656 | #REF! | #REF! | #REF! | #REF! | 3.1 | 474.0513 | 87.7873 | 16.74 | 83.7 | 2.6656 | #REF! | #REF! | #REF! | #REF! | 3.1 | 775.8835 | 143.6821 | 16.74 | 83.7 | 2.6656 | #REF! | #REF! | #REF! | #REF! | 3.1 | 1157.1382 | 214.2848 | 16.74 | 83.7 | 2.6656 | #REF! | #REF! | #REF! | #REF! | 3.1 | 1614.9708 | 299.0687 | 16.74 | 83.7 | 2.6656 | #REF! | #REF! | #REF! | 2 | 3.1 | 2159.1806 | 399.8483 | 16.74 | 83.7 | 2.6656 | #REF! | #REF! | #REF! | 2 | 3.1 | 2781.871 | 515.1613 | 16.74 | 83.7 | 2.6656 | #REF! | #REF! | #REF! | 2 | 3.1 | 3486.1541 | 645.5841 | 16.74 | 83.7 | 2.6656 | #REF! | #REF! | #REF!
| 2 | 3.45 | 1.8007 | 0.65024 | 0.00087198 | 18.63 | 0.33347 | 0.65024 | 18.63 | 11.178 | 8.4594 | 93.15 | 2.9666 | 78.8634 | 7.335 | 3.7616 | -6.6847 | -3.4282 | [11 empty] | 1 | [7 empty] | 3.15 | 263.9641 | 48.8822 | 17.01 | 85.05 | 2.7086 | #REF! | #REF! | #REF! | #REF! | 3.15 | 472.0558 | 87.4177 | 17.01 | 85.05 | 2.7086 | #REF! | #REF! | #REF! | #REF! | 3.15 | 773.2857 | 143.2011 | 17.01 | 85.05 | 2.7086 | #REF! | #REF! | #REF! | #REF! | 3.15 | 1153.9298 | 213.6907 | 17.01 | 85.05 | 2.7086 | #REF! | #REF! | #REF! | #REF! | 3.15 | 1611.1499 | 298.3611 | 17.01 | 85.05 | 2.7086 | #REF! | #REF! | #REF! | 2 | 3.15 | 2154.7907 | 399.0353 | 17.01 | 85.05 | 2.7086 | #REF! | #REF! | #REF! | 2 | 3.15 | 2776.9478 | 514.2496 | 17.01 | 85.05 | 2.7086 | #REF! | #REF! | #REF! | 2 | 3.15 | 3480.6119 | 644.5578 | 17.01 | 85.05 | 2.7086 | #REF! | #REF! | #REF!
| 2 | 3.5 | 1.7762 | 0.65066 | 0.00087256 | 18.9 | 0.32892 | 0.65066 | 18.9 | 11.34 | 8.4594 | 94.5 | 3.0096 | 78.9203 | 7.5437 | 3.8134 | -6.893 | -3.4845 | [11 empty] | 1 | [7 empty] | 3.2 | 262.4239 | 48.597 | 17.28 | 86.4 | 2.7516 | #REF! | #REF! | #REF! | #REF! | 3.2 | 470.0672 | 87.0495 | 17.28 | 86.4 | 2.7516 | #REF! | #REF! | #REF! | #REF! | 3.2 | 770.6978 | 142.7218 | 17.28 | 86.4 | 2.7516 | #REF! | #REF! | #REF! | #REF! | 3.2 | 1150.7348 | 213.099 | 17.28 | 86.4 | 2.7516 | #REF! | #REF! | #REF! | #REF! | 3.2 | 1607.3462 | 297.6567 | 17.28 | 86.4 | 2.7516 | #REF! | #REF! | #REF! | 2 | 3.2 | 2150.4183 | 398.2256 | 17.28 | 86.4 | 2.7516 | #REF! | #REF! | #REF! | 2 | 3.2 | 2772.0418 | 513.3411 | 17.28 | 86.4 | 2.7516 | #REF! | #REF! | #REF! | 2 | 3.2 | 3475.0875 | 643.5347 | 17.28 | 86.4 | 2.7516 | #REF! | #REF! | #REF!
| 2 | 3.55 | 1.7518 | 0.6509 | 0.00087287 | 19.17 | 0.3244 | 0.6509 | 19.17 | 11.502 | 8.4594 | 95.85 | 3.0525 | 78.977 | 7.7552 | 3.8651 | -7.1043 | -3.5407 | [11 empty] | 1 | [7 empty] | 3.25 | 260.8884 | 48.3127 | 17.55 | 87.75 | 2.7946 | #REF! | #REF! | #REF! | #REF! | 3.25 | 468.0855 | 86.6825 | 17.55 | 87.75 | 2.7946 | #REF! | #REF! | #REF! | #REF! | 3.25 | 768.1198 | 142.2444 | 17.55 | 87.75 | 2.7946 | #REF! | #REF! | #REF! | #REF! | 3.25 | 1147.553 | 212.5098 | 17.55 | 87.75 | 2.7946 | #REF! | #REF! | #REF! | #REF! | 3.25 | 1603.5594 | 296.9554 | 17.55 | 87.75 | 2.7946 | #REF! | #REF! | #REF! | 2 | 3.25 | 2146.0632 | 397.4191 | 17.55 | 87.75 | 2.7946 | #REF! | #REF! | #REF! | 2 | 3.25 | 2767.1529 | 512.4357 | 17.55 | 87.75 | 2.7946 | #REF! | #REF! | #REF! | 2 | 3.25 | 3469.5809 | 642.515 | 17.55 | 87.75 | 2.7946 | #REF! | #REF! | #REF!
| 2 | 3.6 | 1.7275 | 0.65094 | 0.00087293 | 19.44 | 0.31992 | 0.65094 | 19.44 | 11.664 | 8.4594 | 97.2 | 3.0955 | 79.0336 | 7.9695 | 3.9167 | -7.3185 | -3.5968 | [11 empty] | 1 | [7 empty] | 3.3 | 259.3576 | 48.0292 | 17.82 | 89.1 | 2.8376 | #REF! | #REF! | #REF! | #REF! | 3.3 | 466.1105 | 86.3168 | 17.82 | 89.1 | 2.8376 | #REF! | #REF! | #REF! | #REF! | 3.3 | 765.5517 | 141.7688 | 17.82 | 89.1 | 2.8376 | #REF! | #REF! | #REF! | #REF! | 3.3 | 1144.3843 | 211.923 | 17.82 | 89.1 | 2.8376 | #REF! | #REF! | #REF! | #REF! | 3.3 | 1599.7895 | 296.2573 | 17.82 | 89.1 | 2.8376 | #REF! | #REF! | #REF! | 2 | 3.3 | 2141.7253 | 396.6158 | 17.82 | 89.1 | 2.8376 | #REF! | #REF! | #REF! | 2 | 3.3 | 2762.2808 | 511.5335 | 17.82 | 89.1 | 2.8376 | #REF! | #REF! | #REF! | 2 | 3.3 | 3464.0919 | 641.4985 | 17.82 | 89.1 | 2.8376 | #REF! | #REF! | #REF!
| 2 | 3.65 | 1.7035 | 0.65079 | 0.00087273 | 19.71 | 0.31546 | 0.65079 | 19.71 | 11.826 | 8.4594 | 98.55 | 3.1385 | 79.09 | 8.1865 | 3.9683 | -7.5357 | -3.6528 | [11 empty] | 1 | [7 empty] | 3.35 | 257.8316 | 47.7466 | 18.09 | 90.45 | 2.8806 | #REF! | #REF! | #REF! | #REF! | 3.35 | 464.1425 | 85.9523 | 18.09 | 90.45 | 2.8806 | #REF! | #REF! | #REF! | #REF! | 3.35 | 762.9933 | 141.2951 | 18.09 | 90.45 | 2.8806 | #REF! | #REF! | #REF! | #REF! | 3.35 | 1141.2286 | 211.3386 | 18.09 | 90.45 | 2.8806 | #REF! | #REF! | #REF! | #REF! | 3.35 | 1596.0363 | 295.5623 | 18.09 | 90.45 | 2.8806 | #REF! | #REF! | #REF! | 2 | 3.35 | 2137.4044 | 395.8156 | 18.09 | 90.45 | 2.8806 | #REF! | #REF! | #REF! | 2 | 3.35 | 2757.4257 | 510.6344 | 18.09 | 90.45 | 2.8806 | #REF! | #REF! | #REF! | 2 | 3.35 | 3458.6204 | 640.4853 | 18.09 | 90.45 | 2.8806 | #REF! | #REF! | #REF!
| 2 | 3.7 | 1.6796 | 0.65046 | 0.00087228 | 19.98 | 0.31104 | 0.65046 | 19.98 | 11.988 | 8.4594 | 99.9 | 3.1815 | 79.1463 | 8.4064 | 4.0198 | -7.7559 | -3.7088 | [11 empty] | 1 | [7 empty] | 3.4 | 256.3103 | 47.4649 | 18.36 | 91.8 | 2.9236 | #REF! | #REF! | #REF! | #REF! | 3.4 | 462.1812 | 85.5891 | 18.36 | 91.8 | 2.9236 | #REF! | #REF! | #REF! | #REF! | 3.4 | 760.4447 | 140.8231 | 18.36 | 91.8 | 2.9236 | #REF! | #REF! | #REF! | #REF! | 3.4 | 1138.086 | 210.7567 | 18.36 | 91.8 | 2.9236 | #REF! | #REF! | #REF! | #REF! | 3.4 | 1592.2997 | 294.8703 | 18.36 | 91.8 | 2.9236 | #REF! | #REF! | #REF! | 2 | 3.4 | 2133.1005 | 395.0186 | 18.36 | 91.8 | 2.9236 | #REF! | #REF! | #REF! | 2 | 3.4 | 2752.5873 | 509.7384 | 18.36 | 91.8 | 2.9236 | #REF! | #REF! | #REF! | 2 | 3.4 | 3453.1664 | 639.4753 | 18.36 | 91.8 | 2.9236 | #REF! | #REF! | #REF!
| 2 | 3.75 | 1.6559 | 0.64994 | 0.00087159 | 20.25 | 0.30665 | 0.64994 | 20.25 | 12.15 | 8.4594 | 101.25 | 3.2245 | 79.2024 | 8.629 | 4.0712 | -7.9791 | -3.7646 | [11 empty] | 1 | [7 empty] | 3.45 | 254.7937 | 47.184 | 18.63 | 93.15 | 2.9666 | #REF! | #REF! | #REF! | #REF! | 3.45 | 460.2267 | 85.2272 | 18.63 | 93.15 | 2.9666 | #REF! | #REF! | #REF! | #REF! | 3.45 | 757.9058 | 140.3529 | 18.63 | 93.15 | 2.9666 | #REF! | #REF! | #REF! | #REF! | 3.45 | 1134.9562 | 210.1771 | 18.63 | 93.15 | 2.9666 | #REF! | #REF! | #REF! | #REF! | 3.45 | 1588.5796 | 294.1814 | 18.63 | 93.15 | 2.9666 | #REF! | #REF! | #REF! | 2 | 3.45 | 2128.8135 | 394.2247 | 18.63 | 93.15 | 2.9666 | #REF! | #REF! | #REF! | 2 | 3.45 | 2747.7656 | 508.8455 | 18.63 | 93.15 | 2.9666 | #REF! | #REF! | #REF! | 2 | 3.45 | 3447.7298 | 638.4685 | 18.63 | 93.15 | 2.9666 | #REF! | #REF! | #REF!
| 2 | 3.8 | 1.6324 | 0.64925 | 0.00087065 | 20.52 | 0.30229 | 0.64925 | 20.52 | 12.312 | 8.4594 | 102.6 | 3.2675 | 79.2583 | 8.8544 | 4.1226 | -8.2051 | -3.8203 | [11 empty] | 1 | [7 empty] | 3.5 | 253.2819 | 46.9041 | 18.9 | 94.5 | 3.0096 | #REF! | #REF! | #REF! | #REF! | 3.5 | 458.279 | 84.8665 | 18.9 | 94.5 | 3.0096 | #REF! | #REF! | #REF! | #REF! | 3.5 | 755.3766 | 139.8846 | 18.9 | 94.5 | 3.0096 | #REF! | #REF! | #REF! | #REF! | 3.5 | 1131.8393 | 209.5999 | 18.9 | 94.5 | 3.0096 | #REF! | #REF! | #REF! | #REF! | 3.5 | 1584.876 | 293.4956 | 18.9 | 94.5 | 3.0096 | #REF! | #REF! | #REF! | 2 | 3.5 | 2124.5433 | 393.4339 | 18.9 | 94.5 | 3.0096 | #REF! | #REF! | #REF! | 2 | 3.5 | 2742.9605 | 507.9556 | 18.9 | 94.5 | 3.0096 | #REF! | #REF! | #REF! | 2 | 3.5 | 3442.3105 | 637.4649 | 18.9 | 94.5 | 3.0096 | #REF! | #REF! | #REF!
| 2 | 3.85 | 1.609 | 0.64837 | 0.00086948 | 20.79 | 0.29796 | 0.64837 | 20.79 | 12.474 | 8.4594 | 103.95 | 3.3105 | 79.314 | 9.0826 | 4.1739 | -8.4342 | -3.876 | [11 empty] | 1 | [7 empty] | 3.55 | 251.7749 | 46.625 | 19.17 | 95.85 | 3.0525 | #REF! | #REF! | #REF! | #REF! | 3.55 | 456.3381 | 84.5071 | 19.17 | 95.85 | 3.0525 | #REF! | #REF! | #REF! | #REF! | 3.55 | 752.8571 | 139.418 | 19.17 | 95.85 | 3.0525 | #REF! | #REF! | #REF! | #REF! | 3.55 | 1128.7352 | 209.025 | 19.17 | 95.85 | 3.0525 | #REF! | #REF! | #REF! | #REF! | 3.55 | 1581.1886 | 292.8127 | 19.17 | 95.85 | 3.0525 | #REF! | #REF! | #REF! | 2 | 3.55 | 2120.2897 | 392.6462 | 19.17 | 95.85 | 3.0525 | #REF! | #REF! | #REF! | 2 | 3.55 | 2738.1718 | 507.0689 | 19.17 | 95.85 | 3.0525 | #REF! | #REF! | #REF! | 2 | 3.55 | 3436.9084 | 636.4645 | 19.17 | 95.85 | 3.0525 | #REF! | #REF! | #REF!
| 2 | 3.9 | 1.5858 | 0.64732 | 0.00086807 | 21.06 | 0.29366 | 0.64732 | 21.06 | 12.636 | 8.4594 | 105.3 | 3.3535 | 79.3696 | 9.3135 | 4.2252 | -8.6661 | -3.9315 | [11 empty] | 1 | [7 empty] | 3.6 | 250.2726 | 46.3468 | 19.44 | 97.2 | 3.0955 | #REF! | #REF! | #REF! | #REF! | 3.6 | 454.404 | 84.1489 | 19.44 | 97.2 | 3.0955 | #REF! | #REF! | #REF! | #REF! | 3.6 | 750.3472 | 138.9532 | 19.44 | 97.2 | 3.0955 | #REF! | #REF! | #REF! | #REF! | 3.6 | 1125.6438 | 208.4526 | 19.44 | 97.2 | 3.0955 | #REF! | #REF! | #REF! | #REF! | 3.6 | 1577.5174 | 292.1328 | 19.44 | 97.2 | 3.0955 | #REF! | #REF! | #REF! | 2 | 3.6 | 2116.0527 | 391.8616 | 19.44 | 97.2 | 3.0955 | #REF! | #REF! | #REF! | 2 | 3.6 | 2733.3996 | 506.1851 | 19.44 | 97.2 | 3.0955 | #REF! | #REF! | #REF! | 2 | 3.6 | 3431.5234 | 635.4673 | 19.44 | 97.2 | 3.0955 | #REF! | #REF! | #REF!
| 2 | 3.95 | 1.5627 | 0.64609 | 0.00086642 | 21.33 | 0.2894 | 0.64609 | 21.33 | 12.798 | 8.4594 | 106.65 | 3.3965 | 79.425 | 9.5471 | 4.2764 | -8.901 | -3.987 | [11 empty] | 1 | [7 empty] | 3.65 | 248.775 | 46.0694 | 19.71 | 98.55 | 3.1385 | #REF! | #REF! | #REF! | #REF! | 3.65 | 452.4766 | 83.792 | 19.71 | 98.55 | 3.1385 | #REF! | #REF! | #REF! | #REF! | 3.65 | 747.8468 | 138.4901 | 19.71 | 98.55 | 3.1385 | #REF! | #REF! | #REF! | #REF! | 3.65 | 1122.565 | 207.8824 | 19.71 | 98.55 | 3.1385 | #REF! | #REF! | #REF! | #REF! | 3.65 | 1573.8622 | 291.456 | 19.71 | 98.55 | 3.1385 | #REF! | #REF! | #REF! | 2 | 3.65 | 2111.8322 | 391.08 | 19.71 | 98.55 | 3.1385 | #REF! | #REF! | #REF! | 2 | 3.65 | 2728.6437 | 505.3044 | 19.71 | 98.55 | 3.1385 | #REF! | #REF! | #REF! | 2 | 3.65 | 3426.1555 | 634.4732 | 19.71 | 98.55 | 3.1385 | #REF! | #REF! | #REF!
| 2 | 4 | 1.5399 | 0.6447 | 0.00086455 | 21.6 | 0.28516 | 0.6447 | 21.6 | 12.96 | 8.4594 | 108 | 3.4395 | 79.4802 | 9.7836 | 4.3275 | -9.1389 | -4.0423 | [11 empty] | 1 | [7 empty] | 3.7 | 247.2822 | 45.793 | 19.98 | 99.9 | 3.1815 | #REF! | #REF! | #REF! | #REF! | 3.7 | 450.5559 | 83.4363 | 19.98 | 99.9 | 3.1815 | #REF! | #REF! | #REF! | #REF! | 3.7 | 745.3559 | 138.0289 | 19.98 | 99.9 | 3.1815 | #REF! | #REF! | #REF! | #REF! | 3.7 | 1119.4987 | 207.3146 | 19.98 | 99.9 | 3.1815 | #REF! | #REF! | #REF! | #REF! | 3.7 | 1570.223 | 290.782 | 19.98 | 99.9 | 3.1815 | #REF! | #REF! | #REF! | 2 | 3.7 | 2107.628 | 390.3015 | 19.98 | 99.9 | 3.1815 | #REF! | #REF! | #REF! | 2 | 3.7 | 2723.904 | 504.4267 | 19.98 | 99.9 | 3.1815 | #REF! | #REF! | #REF! | 2 | 3.7 | 3420.8046 | 633.4823 | 19.98 | 99.9 | 3.1815 | #REF! | #REF! | #REF!
| 2 | 4.05 | 1.5172 | 0.64313 | 0.00086246 | 21.87 | 0.28096 | 0.64313 | 21.87 | 13.122 | 8.4594 | 109.35 | 3.4825 | 79.5353 | 10.0227 | 4.3785 | -9.3796 | -4.0976 | [11 empty] | 1 | [7 empty] | 3.75 | 245.7941 | 45.5174 | 20.25 | 101.25 | 3.2245 | #REF! | #REF! | #REF! | #REF! | 3.75 | 448.6419 | 83.0818 | 20.25 | 101.25 | 3.2245 | #REF! | #REF! | #REF! | #REF! | 3.75 | 742.8746 | 137.5694 | 20.25 | 101.25 | 3.2245 | #REF! | #REF! | #REF! | #REF! | 3.75 | 1116.4449 | 206.7491 | 20.25 | 101.25 | 3.2245 | #REF! | #REF! | #REF! | #REF! | 3.75 | 1566.5996 | 290.111 | 20.25 | 101.25 | 3.2245 | #REF! | #REF! | #REF! | 2 | 3.75 | 2103.4401 | 389.5259 | 20.25 | 101.25 | 3.2245 | #REF! | #REF! | #REF! | 2 | 3.75 | 2719.1805 | 503.5519 | 20.25 | 101.25 | 3.2245 | #REF! | #REF! | #REF! | 2 | 3.75 | 3415.4705 | 632.4945 | 20.25 | 101.25 | 3.2245 | #REF! | #REF! | #REF!
| 2 | 4.1 | 1.4947 | 0.6414 | 0.00086014 | 22.14 | 0.27679 | 0.6414 | 22.14 | 13.284 | 8.4594 | 110.7 | 3.5255 | 79.5902 | 10.2647 | 4.4295 | -9.6232 | -4.1527 | [11 empty] | 1 | [7 empty] | 3.8 | 244.3108 | 45.2427 | 20.52 | 102.6 | 3.2675 | #REF! | #REF! | #REF! | #REF! | 3.8 | 446.7346 | 82.7286 | 20.52 | 102.6 | 3.2675 | #REF! | #REF! | #REF! | #REF! | 3.8 | 740.4026 | 137.1116 | 20.52 | 102.6 | 3.2675 | #REF! | #REF! | #REF! | #REF! | 3.8 | 1113.4036 | 206.1858 | 20.52 | 102.6 | 3.2675 | #REF! | #REF! | #REF! | #REF! | 3.8 | 1562.9919 | 289.4429 | 20.52 | 102.6 | 3.2675 | #REF! | #REF! | #REF! | 2 | 3.8 | 2099.2683 | 388.7534 | 20.52 | 102.6 | 3.2675 | #REF! | #REF! | #REF! | 2 | 3.8 | 2714.473 | 502.6802 | 20.52 | 102.6 | 3.2675 | #REF! | #REF! | #REF! | 2 | 3.8 | 3410.1532 | 631.5098 | 20.52 | 102.6 | 3.2675 | #REF! | #REF! | #REF!
| 2 | 4.15 | 1.4723 | 0.63951 | 0.0008576 | 22.41 | 0.27265 | 0.63951 | 22.41 | 13.446 | 8.4594 | 112.05 | 3.5685 | 79.645 | 10.5093 | 4.4805 | -9.8698 | -4.2078 | [11 empty] | 1 | [7 empty] | 3.85 | 242.8322 | 44.9689 | 20.79 | 103.95 | 3.3105 | #REF! | #REF! | #REF! | #REF! | 3.85 | 444.834 | 82.3767 | 20.79 | 103.95 | 3.3105 | #REF! | #REF! | #REF! | #REF! | 3.85 | 737.9401 | 136.6556 | 20.79 | 103.95 | 3.3105 | #REF! | #REF! | #REF! | #REF! | 3.85 | 1110.3746 | 205.6249 | 20.79 | 103.95 | 3.3105 | #REF! | #REF! | #REF! | #REF! | 3.85 | 1559.3998 | 288.7777 | 20.79 | 103.95 | 3.3105 | #REF! | #REF! | #REF! | 2 | 3.85 | 2095.1126 | 387.9838 | 20.79 | 103.95 | 3.3105 | #REF! | #REF! | #REF! | 2 | 3.85 | 2709.7815 | 501.8114 | 20.79 | 103.95 | 3.3105 | #REF! | #REF! | #REF! | 2 | 3.85 | 3404.8526 | 630.5283 | 20.79 | 103.95 | 3.3105 | #REF! | #REF! | #REF!
| 2 | 4.2 | 1.4501 | 0.63746 | 0.00085485 | 22.68 | 0.26854 | 0.63746 | 22.68 | 13.608 | 8.4594 | 113.4 | 3.6115 | 79.6995 | 10.7567 | 4.5313 | -10.1192 | -4.2628 | [11 empty] | 1 | [7 empty] | 3.9 | 241.3583 | 44.696 | 21.06 | 105.3 | 3.3535 | #REF! | #REF! | #REF! | #REF! | 3.9 | 442.9401 | 82.0259 | 21.06 | 105.3 | 3.3535 | #REF! | #REF! | #REF! | #REF! | 3.9 | 735.487 | 136.2013 | 21.06 | 105.3 | 3.3535 | #REF! | #REF! | #REF! | #REF! | 3.9 | 1107.3578 | 205.0663 | 21.06 | 105.3 | 3.3535 | #REF! | #REF! | #REF! | #REF! | 3.9 | 1555.8232 | 288.1154 | 21.06 | 105.3 | 3.3535 | #REF! | #REF! | #REF! | 2 | 3.9 | 2090.9728 | 387.2172 | 21.06 | 105.3 | 3.3535 | #REF! | #REF! | #REF! | 2 | 3.9 | 2705.1058 | 500.9455 | 21.06 | 105.3 | 3.3535 | #REF! | #REF! | #REF! | 2 | 3.9 | 3399.5686 | 629.5497 | 21.06 | 105.3 | 3.3535 | #REF! | #REF! | #REF!
| 2 | 4.25 | 1.4281 | 0.63526 | 0.00085189 | 22.95 | 0.26446 | 0.63526 | 22.95 | 13.77 | 8.4594 | 114.75 | 3.6545 | 79.754 | 11.0068 | 4.5822 | -10.3716 | -4.3177 | [11 empty] | 1 | [7 empty] | 3.95 | 239.8892 | 44.4239 | 21.33 | 106.65 | 3.3965 | #REF! | #REF! | #REF! | #REF! | 3.95 | 441.0528 | 81.6764 | 21.33 | 106.65 | 3.3965 | #REF! | #REF! | #REF! | #REF! | 3.95 | 733.0432 | 135.7487 | 21.33 | 106.65 | 3.3965 | #REF! | #REF! | #REF! | #REF! | 3.95 | 1104.3533 | 204.5099 | 21.33 | 106.65 | 3.3965 | #REF! | #REF! | #REF! | #REF! | 3.95 | 1552.262 | 287.4559 | 21.33 | 106.65 | 3.3965 | #REF! | #REF! | #REF! | 2 | 3.95 | 2086.8489 | 386.4535 | 21.33 | 106.65 | 3.3965 | #REF! | #REF! | #REF! | 2 | 3.95 | 2700.4459 | 500.0826 | 21.33 | 106.65 | 3.3965 | #REF! | #REF! | #REF! | 2 | 3.95 | 3394.3011 | 628.5743 | 21.33 | 106.65 | 3.3965 | #REF! | #REF! | #REF!
| 2 | 4.3 | 1.4062 | 0.63289 | 0.00084872 | 23.22 | 0.26041 | 0.63289 | 23.22 | 13.932 | 8.4594 | 116.1 | 3.6975 | 79.8082 | 11.2597 | 4.6329 | -10.6268 | -4.3725 | [11 empty] | 1 | [7 empty] | 4 | 238.4249 | 44.1528 | 21.6 | 108 | 3.4395 | #REF! | #REF! | #REF! | #REF! | 4 | 439.1721 | 81.3282 | 21.6 | 108 | 3.4395 | #REF! | #REF! | #REF! | #REF! | 4 | 730.6087 | 135.2979 | 21.6 | 108 | 3.4395 | #REF! | #REF! | #REF! | #REF! | 4 | 1101.3608 | 203.9557 | 21.6 | 108 | 3.4395 | #REF! | #REF! | #REF! | #REF! | 4 | 1548.7161 | 286.7993 | 21.6 | 108 | 3.4395 | #REF! | #REF! | #REF! | 2 | 4 | 2082.7407 | 385.6927 | 21.6 | 108 | 3.4395 | #REF! | #REF! | #REF! | 2 | 4 | 2695.8017 | 499.2225 | 21.6 | 108 | 3.4395 | #REF! | #REF! | #REF! | 2 | 4 | 3389.0501 | 627.6019 | 21.6 | 108 | 3.4395 | #REF! | #REF! | #REF!
| 2 | 4.35 | 1.3845 | 0.63038 | 0.00084535 | 23.49 | 0.2564 | 0.63038 | 23.49 | 14.094 | 8.4594 | 117.45 | 3.7404 | 79.8623 | 11.5152 | 4.6836 | -10.8849 | -4.4272 | [11 empty] | 1 | [7 empty] | 4.05 | 236.9652 | 43.8825 | 21.87 | 109.35 | 3.4825 | #REF! | #REF! | #REF! | #REF! | 4.05 | 437.2981 | 80.9811 | 21.87 | 109.35 | 3.4825 | #REF! | #REF! | #REF! | #REF! | 4.05 | 728.1834 | 134.8488 | 21.87 | 109.35 | 3.4825 | #REF! | #REF! | #REF! | #REF! | 4.05 | 1098.3805 | 203.4038 | 21.87 | 109.35 | 3.4825 | #REF! | #REF! | #REF! | #REF! | 4.05 | 1545.1853 | 286.1454 | 21.87 | 109.35 | 3.4825 | #REF! | #REF! | #REF! | 2 | 4.05 | 2078.6482 | 384.9349 | 21.87 | 109.35 | 3.4825 | #REF! | #REF! | #REF! | 2 | 4.05 | 2691.1732 | 498.3654 | 21.87 | 109.35 | 3.4825 | #REF! | #REF! | #REF! | 2 | 4.05 | 3383.8155 | 626.6325 | 21.87 | 109.35 | 3.4825 | #REF! | #REF! | #REF!
| 2 | 4.4 | 1.363 | 0.62772 | 0.00084178 | 23.76 | 0.25241 | 0.62772 | 23.76 | 14.256 | 8.4594 | 118.8 | 3.7834 | 79.9162 | 11.7735 | 4.7343 | -11.1458 | -4.4818 | [11 empty] | 1 | [7 empty] | 4.1 | 235.5104 | 43.613 | 22.14 | 110.7 | 3.5255 | #REF! | #REF! | #REF! | #REF! | 4.1 | 435.4307 | 80.6353 | 22.14 | 110.7 | 3.5255 | #REF! | #REF! | #REF! | #REF! | 4.1 | 725.7674 | 134.4014 | 22.14 | 110.7 | 3.5255 | #REF! | #REF! | #REF! | #REF! | 4.1 | 1095.4121 | 202.8541 | 22.14 | 110.7 | 3.5255 | #REF! | #REF! | #REF! | #REF! | 4.1 | 1541.6696 | 285.4944 | 22.14 | 110.7 | 3.5255 | #REF! | #REF! | #REF! | 2 | 4.1 | 2074.5712 | 384.1799 | 22.14 | 110.7 | 3.5255 | #REF! | #REF! | #REF! | 2 | 4.1 | 2686.5601 | 497.5111 | 22.14 | 110.7 | 3.5255 | #REF! | #REF! | #REF! | 2 | 4.1 | 3378.5972 | 625.6661 | 22.14 | 110.7 | 3.5255 | #REF! | #REF! | #REF!
| 2 | 4.45 | 1.3417 | 0.62491 | 0.00083801 | 24.03 | 0.24846 | 0.62491 | 24.03 | 14.418 | 8.4594 | 120.15 | 3.8264 | 79.97 | 12.0345 | 4.7848 | -11.4096 | -4.5364 | [11 empty] | 1 | [7 empty] | 4.15 | 234.0602 | 43.3445 | 22.41 | 112.05 | 3.5685 | #REF! | #REF! | #REF! | #REF! | 4.15 | 433.5699 | 80.2907 | 22.41 | 112.05 | 3.5685 | #REF! | #REF! | #REF! | #REF! | 4.15 | 723.3605 | 133.9557 | 22.41 | 112.05 | 3.5685 | #REF! | #REF! | #REF! | #REF! | 4.15 | 1092.4557 | 202.3066 | 22.41 | 112.05 | 3.5685 | #REF! | #REF! | #REF! | #REF! | 4.15 | 1538.1688 | 284.8461 | 22.41 | 112.05 | 3.5685 | #REF! | #REF! | #REF! | 2 | 4.15 | 2070.5098 | 383.4277 | 22.41 | 112.05 | 3.5685 | #REF! | #REF! | #REF! | 2 | 4.15 | 2681.9625 | 496.6597 | 22.41 | 112.05 | 3.5685 | #REF! | #REF! | #REF! | 2 | 4.15 | 3373.3951 | 624.7028 | 22.41 | 112.05 | 3.5685 | #REF! | #REF! | #REF!
| 2 | 4.5 | 1.3205 | 0.62195 | 0.00083405 | 24.3 | 0.24454 | 0.62195 | 24.3 | 14.58 | 8.4594 | 121.5 | 3.8694 | 80.0236 | 12.2983 | 4.8354 | -11.6763 | -4.5908 | [11 empty] | 1 | [7 empty] | 4.2 | 232.6149 | 43.0768 | 22.68 | 113.4 | 3.6115 | #REF! | #REF! | #REF! | #REF! | 4.2 | 431.7156 | 79.9473 | 22.68 | 113.4 | 3.6115 | #REF! | #REF! | #REF! | #REF! | 4.2 | 720.9628 | 133.5116 | 22.68 | 113.4 | 3.6115 | #REF! | #REF! | #REF! | #REF! | 4.2 | 1089.5111 | 201.7613 | 22.68 | 113.4 | 3.6115 | #REF! | #REF! | #REF! | #REF! | 4.2 | 1534.6829 | 284.2005 | 22.68 | 113.4 | 3.6115 | #REF! | #REF! | #REF! | 2 | 4.2 | 2066.4636 | 382.6785 | 22.68 | 113.4 | 3.6115 | #REF! | #REF! | #REF! | 2 | 4.2 | 2677.3802 | 495.8112 | 22.68 | 113.4 | 3.6115 | #REF! | #REF! | #REF! | 2 | 4.2 | 3368.2091 | 623.7424 | 22.68 | 113.4 | 3.6115 | #REF! | #REF! | #REF!
| 2 | 4.55 | 1.2995 | 0.61886 | 0.0008299 | 24.57 | 0.24065 | 0.61886 | 24.57 | 14.742 | 8.4594 | 122.85 | 3.9124 | 80.077 | 12.5647 | 4.8858 | -11.9458 | -4.6452 | [11 empty] | 1 | [7 empty] | 4.25 | 231.1742 | 42.81 | 22.95 | 114.75 | 3.6545 | #REF! | #REF! | #REF! | #REF! | 4.25 | 429.868 | 79.6052 | 22.95 | 114.75 | 3.6545 | #REF! | #REF! | #REF! | #REF! | 4.25 | 718.5742 | 133.0693 | 22.95 | 114.75 | 3.6545 | #REF! | #REF! | #REF! | #REF! | 4.25 | 1086.5783 | 201.2182 | 22.95 | 114.75 | 3.6545 | #REF! | #REF! | #REF! | #REF! | 4.25 | 1531.2117 | 283.5577 | 22.95 | 114.75 | 3.6545 | #REF! | #REF! | #REF! | 2 | 4.25 | 2062.4328 | 381.932 | 22.95 | 114.75 | 3.6545 | #REF! | #REF! | #REF! | 2 | 4.25 | 2672.8132 | 494.9654 | 22.95 | 114.75 | 3.6545 | #REF! | #REF! | #REF! | 2 | 4.25 | 3363.0392 | 622.785 | 22.95 | 114.75 | 3.6545 | #REF! | #REF! | #REF!
| 2 | 4.6 | 1.2786 | 0.61562 | 0.00082557 | 24.84 | 0.23679 | 0.61562 | 24.84 | 14.904 | 8.4594 | 124.2 | 3.9554 | 80.1303 | 12.8338 | 4.9362 | -12.2182 | -4.6994 | [11 empty] | 1 | [7 empty] | 4.3 | 229.7383 | 42.5441 | 23.22 | 116.1 | 3.6975 | #REF! | #REF! | #REF! | #REF! | 4.3 | 428.0268 | 79.2642 | 23.22 | 116.1 | 3.6975 | #REF! | #REF! | #REF! | #REF! | 4.3 | 716.1946 | 132.6286 | 23.22 | 116.1 | 3.6975 | #REF! | #REF! | #REF! | #REF! | 4.3 | 1083.6572 | 200.6773 | 23.22 | 116.1 | 3.6975 | #REF! | #REF! | #REF! | #REF! | 4.3 | 1527.7551 | 282.9176 | 23.22 | 116.1 | 3.6975 | #REF! | #REF! | #REF! | 2 | 4.3 | 2058.4171 | 381.1883 | 23.22 | 116.1 | 3.6975 | #REF! | #REF! | #REF! | 2 | 4.3 | 2668.2614 | 494.1225 | 23.22 | 116.1 | 3.6975 | #REF! | #REF! | #REF! | 2 | 4.3 | 3357.8852 | 621.8306 | 23.22 | 116.1 | 3.6975 | #REF! | #REF! | #REF!
| 2 | 4.65 | 1.258 | 0.61226 | 0.00082105 | 25.11 | 0.23296 | 0.61226 | 25.11 | 15.066 | 8.4594 | 125.55 | 3.9984 | 80.1834 | 13.1056 | 4.9866 | -12.4934 | -4.7536 | [11 empty] | 1 | [7 empty] | 4.35 | 228.3072 | 42.2791 | 23.49 | 117.45 | 3.7404 | #REF! | #REF! | #REF! | #REF! | 4.35 | 426.1922 | 78.9245 | 23.49 | 117.45 | 3.7404 | #REF! | #REF! | #REF! | #REF! | 4.35 | 713.8241 | 132.1896 | 23.49 | 117.45 | 3.7404 | #REF! | #REF! | #REF! | #REF! | 4.35 | 1080.7478 | 200.1385 | 23.49 | 117.45 | 3.7404 | #REF! | #REF! | #REF! | #REF! | 4.35 | 1524.3131 | 282.2802 | 23.49 | 117.45 | 3.7404 | #REF! | #REF! | #REF! | 2 | 4.35 | 2054.4165 | 380.4475 | 23.49 | 117.45 | 3.7404 | #REF! | #REF! | #REF! | 2 | 4.35 | 2663.7247 | 493.2824 | 23.49 | 117.45 | 3.7404 | #REF! | #REF! | #REF! | 2 | 4.35 | 3352.7471 | 620.8791 | 23.49 | 117.45 | 3.7404 | #REF! | #REF! | #REF!
| 2 | 4.7 | 1.2375 | 0.60875 | 0.00081635 | 25.38 | 0.22916 | 0.60875 | 25.38 | 15.228 | 8.4594 | 126.9 | 4.0414 | 80.2363 | 13.3801 | 5.0369 | -12.7714 | -4.8077 | [11 empty] | 1 | [7 empty] | 4.4 | 226.8807 | 42.015 | 23.76 | 118.8 | 3.7834 | #REF! | #REF! | #REF! | #REF! | 4.4 | 424.3642 | 78.586 | 23.76 | 118.8 | 3.7834 | #REF! | #REF! | #REF! | #REF! | 4.4 | 711.4626 | 131.7523 | 23.76 | 118.8 | 3.7834 | #REF! | #REF! | #REF! | #REF! | 4.4 | 1077.85 | 199.6018 | 23.76 | 118.8 | 3.7834 | #REF! | #REF! | #REF! | #REF! | 4.4 | 1520.8855 | 281.6455 | 23.76 | 118.8 | 3.7834 | #REF! | #REF! | #REF! | 2 | 4.4 | 2050.4308 | 379.7094 | 23.76 | 118.8 | 3.7834 | #REF! | #REF! | #REF! | 2 | 4.4 | 2659.203 | 492.445 | 23.76 | 118.8 | 3.7834 | #REF! | #REF! | #REF! | 2 | 4.4 | 3347.6248 | 619.9305 | 23.76 | 118.8 | 3.7834 | #REF! | #REF! | #REF!
| 2 | 4.75 | 1.2171 | 0.60512 | 0.00081148 | 25.65 | 0.2254 | 0.60512 | 25.65 | 15.39 | 8.4594 | 128.25 | 4.0844 | 80.2891 | 13.6574 | 5.0871 | -13.0522 | -4.8617 | [11 empty] | 1 | [7 empty] | 4.45 | 225.4591 | 41.7517 | 24.03 | 120.15 | 3.8264 | #REF! | #REF! | #REF! | #REF! | 4.45 | 422.5426 | 78.2486 | 24.03 | 120.15 | 3.8264 | #REF! | #REF! | #REF! | #REF! | 4.45 | 709.11 | 131.3167 | 24.03 | 120.15 | 3.8264 | #REF! | #REF! | #REF! | #REF! | 4.45 | 1074.9636 | 199.0673 | 24.03 | 120.15 | 3.8264 | #REF! | #REF! | #REF! | #REF! | 4.45 | 1517.4722 | 281.0134 | 24.03 | 120.15 | 3.8264 | #REF! | #REF! | #REF! | 2 | 4.45 | 2046.4601 | 378.9741 | 24.03 | 120.15 | 3.8264 | #REF! | #REF! | #REF! | 2 | 4.45 | 2654.6963 | 491.6104 | 24.03 | 120.15 | 3.8264 | #REF! | #REF! | #REF! | 2 | 4.45 | 3342.5182 | 618.9849 | 24.03 | 120.15 | 3.8264 | #REF! | #REF! | #REF!
| 2 | 4.8 | 1.197 | 0.60136 | 0.00080643 | 25.92 | 0.22166 | 0.60136 | 25.92 | 15.552 | 8.4594 | 129.6 | 4.1274 | 80.3418 | 13.9373 | 5.1373 | -13.3359 | -4.9156 | [11 empty] | 1 | [7 empty] | 4.5 | 224.0421 | 41.4893 | 24.3 | 121.5 | 3.8694 | #REF! | #REF! | #REF! | #REF! | 4.5 | 420.7275 | 77.9125 | 24.3 | 121.5 | 3.8694 | #REF! | #REF! | #REF! | #REF! | 4.5 | 706.7663 | 130.8826 | 24.3 | 121.5 | 3.8694 | #REF! | #REF! | #REF! | #REF! | 4.5 | 1072.0888 | 198.535 | 24.3 | 121.5 | 3.8694 | #REF! | #REF! | #REF! | #REF! | 4.5 | 1514.0731 | 280.3839 | 24.3 | 121.5 | 3.8694 | #REF! | #REF! | #REF! | 2 | 4.5 | 2042.5041 | 378.2415 | 24.3 | 121.5 | 3.8694 | #REF! | #REF! | #REF! | 2 | 4.5 | 2650.2044 | 490.7786 | 24.3 | 121.5 | 3.8694 | #REF! | #REF! | #REF! | 2 | 4.5 | 3337.4273 | 618.0421 | 24.3 | 121.5 | 3.8694 | #REF! | #REF! | #REF!
| 2 | 4.85 | 1.177 | 0.59747 | 0.00080122 | 26.19 | 0.21796 | 0.59747 | 26.19 | 15.714 | 8.4594 | 130.95 | 4.1704 | 80.3942 | 14.2198 | 5.1874 | -13.6224 | -4.9695 | [11 empty] | 1 | [7 empty] | 4.55 | 222.63 | 41.2278 | 24.57 | 122.85 | 3.9124 | #REF! | #REF! | #REF! | #REF! | 4.55 | 418.9189 | 77.5776 | 24.57 | 122.85 | 3.9124 | #REF! | #REF! | #REF! | #REF! | 4.55 | 704.4315 | 130.4503 | 24.57 | 122.85 | 3.9124 | #REF! | #REF! | #REF! | #REF! | 4.55 | 1069.2253 | 198.0047 | 24.57 | 122.85 | 3.9124 | #REF! | #REF! | #REF! | #REF! | 4.55 | 1510.6881 | 279.7571 | 24.57 | 122.85 | 3.9124 | #REF! | #REF! | #REF! | 2 | 4.55 | 2038.5628 | 377.5116 | 24.57 | 122.85 | 3.9124 | #REF! | #REF! | #REF! | 2 | 4.55 | 2645.7272 | 489.9495 | 24.57 | 122.85 | 3.9124 | #REF! | #REF! | #REF! | 2 | 4.55 | 3332.3519 | 617.1022 | 24.57 | 122.85 | 3.9124 | #REF! | #REF! | #REF!
| 2 | 4.9 | 1.1571 | 0.59346 | 0.00079585 | 26.46 | 0.21429 | 0.59346 | 26.46 | 15.876 | 8.4594 | 132.3 | 4.2134 | 80.4465 | 14.5051 | 5.2375 | -13.9117 | -5.0232 | [11 empty] | 1 | [7 empty] | 4.6 | 221.2225 | 40.9671 | 24.84 | 124.2 | 3.9554 | #REF! | #REF! | #REF! | #REF! | 4.6 | 417.1168 | 77.2439 | 24.84 | 124.2 | 3.9554 | #REF! | #REF! | #REF! | #REF! | 4.6 | 702.1056 | 130.0195 | 24.84 | 124.2 | 3.9554 | #REF! | #REF! | #REF! | #REF! | 4.6 | 1066.3731 | 197.4765 | 24.84 | 124.2 | 3.9554 | #REF! | #REF! | #REF! | #REF! | 4.6 | 1507.3172 | 279.1328 | 24.84 | 124.2 | 3.9554 | #REF! | #REF! | #REF! | 2 | 4.6 | 2034.6362 | 376.7845 | 24.84 | 124.2 | 3.9554 | #REF! | #REF! | #REF! | 2 | 4.6 | 2641.2647 | 489.1231 | 24.84 | 124.2 | 3.9554 | #REF! | #REF! | #REF! | 2 | 4.6 | 3327.292 | 616.1652 | 24.84 | 124.2 | 3.9554 | #REF! | #REF! | #REF!
| 2 | 4.95 | 1.1375 | 0.58933 | 0.00079031 | 26.73 | 0.21065 | 0.58933 | 26.73 | 16.038 | 8.4594 | 133.65 | 4.2564 | 80.4987 | 14.7931 | 5.2875 | -14.2037 | -5.0769 | [11 empty] | 1 | [7 empty] | 4.65 | 219.8198 | 40.7074 | 25.11 | 125.55 | 3.9984 | #REF! | #REF! | #REF! | #REF! | 4.65 | 415.3211 | 76.9113 | 25.11 | 125.55 | 3.9984 | #REF! | #REF! | #REF! | #REF! | 4.65 | 699.7884 | 129.5904 | 25.11 | 125.55 | 3.9984 | #REF! | #REF! | #REF! | #REF! | 4.65 | 1063.5322 | 196.9504 | 25.11 | 125.55 | 3.9984 | #REF! | #REF! | #REF! | #REF! | 4.65 | 1503.9601 | 278.5111 | 25.11 | 125.55 | 3.9984 | #REF! | #REF! | #REF! | 2 | 4.65 | 2030.724 | 376.06 | 25.11 | 125.55 | 3.9984 | #REF! | #REF! | #REF! | 2 | 4.65 | 2636.8169 | 488.2994 | 25.11 | 125.55 | 3.9984 | #REF! | #REF! | #REF! | 2 | 4.65 | 3322.2476 | 615.231 | 25.11 | 125.55 | 3.9984 | #REF! | #REF! | #REF!
| 2 | 5 | 1.118 | 0.58509 | 0.00078461 | 27 | 0.20704 | 0.58509 | 27 | 16.2 | 8.4594 | 135 | 4.2994 | 80.5507 | 15.0837 | 5.3375 | -14.4986 | -5.1304 | [11 empty] | 1 | [7 empty] | 4.7 | 218.4219 | 40.4485 | 25.38 | 126.9 | 4.0414 | #REF! | #REF! | #REF! | #REF! | 4.7 | 413.5318 | 76.58 | 25.38 | 126.9 | 4.0414 | #REF! | #REF! | #REF! | #REF! | 4.7 | 697.48 | 129.163 | 25.38 | 126.9 | 4.0414 | #REF! | #REF! | #REF! | #REF! | 4.7 | 1060.7025 | 196.4264 | 25.38 | 126.9 | 4.0414 | #REF! | #REF! | #REF! | #REF! | 4.7 | 1500.6169 | 277.892 | 25.38 | 126.9 | 4.0414 | #REF! | #REF! | #REF! | 2 | 4.7 | 2026.8263 | 375.3382 | 25.38 | 126.9 | 4.0414 | #REF! | #REF! | #REF! | 2 | 4.7 | 2632.3835 | 487.4784 | 25.38 | 126.9 | 4.0414 | #REF! | #REF! | #REF! | 2 | 4.7 | 3317.2184 | 614.2997 | 25.38 | 126.9 | 4.0414 | #REF! | #REF! | #REF!
| 2 | 5.05 | 1.0987 | 0.58073 | 0.00077877 | 27.27 | 0.20346 | 0.58073 | 27.27 | 16.362 | 8.4594 | 136.35 | 4.3424 | 80.6025 | 15.377 | 5.3874 | -14.7962 | -5.1839 | [11 empty] | 1 | [7 empty] | 4.75 | 217.0287 | 40.1905 | 25.65 | 128.25 | 4.0844 | #REF! | #REF! | #REF! | #REF! | 4.75 | 411.749 | 76.2498 | 25.65 | 128.25 | 4.0844 | #REF! | #REF! | #REF! | #REF! | 4.75 | 695.1804 | 128.7371 | 25.65 | 128.25 | 4.0844 | #REF! | #REF! | #REF! | #REF! | 4.75 | 1057.8839 | 195.9044 | 25.65 | 128.25 | 4.0844 | #REF! | #REF! | #REF! | #REF! | 4.75 | 1497.2873 | 277.2754 | 25.65 | 128.25 | 4.0844 | #REF! | #REF! | #REF! | 2 | 4.75 | 2022.9428 | 374.619 | 25.65 | 128.25 | 4.0844 | #REF! | #REF! | #REF! | 2 | 4.75 | 2627.9646 | 486.6601 | 25.65 | 128.25 | 4.0844 | #REF! | #REF! | #REF! | 2 | 4.75 | 3312.2045 | 613.3712 | 25.65 | 128.25 | 4.0844 | #REF! | #REF! | #REF!
| 2 | 5.1 | 1.0795 | 0.57625 | 0.00077277 | 27.54 | 0.19991 | 0.57625 | 27.54 | 16.524 | 8.4594 | 137.7 | 4.3854 | 80.6542 | 15.6729 | 5.4372 | -15.0967 | -5.2373 | [11 empty] | 1 | [7 empty] | 4.8 | 215.6402 | 39.9334 | 25.92 | 129.6 | 4.1274 | #REF! | #REF! | #REF! | #REF! | 4.8 | 409.9726 | 75.9208 | 25.92 | 129.6 | 4.1274 | #REF! | #REF! | #REF! | #REF! | 4.8 | 692.8894 | 128.3129 | 25.92 | 129.6 | 4.1274 | #REF! | #REF! | #REF! | #REF! | 4.8 | 1055.0763 | 195.3845 | 25.92 | 129.6 | 4.1274 | #REF! | #REF! | #REF! | #REF! | 4.8 | 1493.9714 | 276.6614 | 25.92 | 129.6 | 4.1274 | #REF! | #REF! | #REF! | 2 | 4.8 | 2019.0736 | 373.9025 | 25.92 | 129.6 | 4.1274 | #REF! | #REF! | #REF! | 2 | 4.8 | 2623.56 | 485.8444 | 25.92 | 129.6 | 4.1274 | #REF! | #REF! | #REF! | 2 | 4.8 | 3307.2058 | 612.4455 | 25.92 | 129.6 | 4.1274 | #REF! | #REF! | #REF!
| 2 | 5.15 | 1.0605 | 0.57167 | 0.00076662 | 27.81 | 0.1964 | 0.57167 | 27.81 | 16.686 | 8.4594 | 139.05 | 4.4283 | 80.7057 | 15.9715 | 5.487 | -15.3999 | -5.2906 | [11 empty] | 1 | [7 empty] | 4.85 | 214.2565 | 39.6771 | 26.19 | 130.95 | 4.1704 | #REF! | #REF! | #REF! | #REF! | 4.85 | 408.2025 | 75.5931 | 26.19 | 130.95 | 4.1704 | #REF! | #REF! | #REF! | #REF! | 4.85 | 690.6071 | 127.8902 | 26.19 | 130.95 | 4.1704 | #REF! | #REF! | #REF! | #REF! | 4.85 | 1052.2798 | 194.8666 | 26.19 | 130.95 | 4.1704 | #REF! | #REF! | #REF! | #REF! | 4.85 | 1490.669 | 276.0498 | 26.19 | 130.95 | 4.1704 | #REF! | #REF! | #REF! | 2 | 4.85 | 2015.2186 | 373.1886 | 26.19 | 130.95 | 4.1704 | #REF! | #REF! | #REF! | 2 | 4.85 | 2619.1697 | 485.0314 | 26.19 | 130.95 | 4.1704 | #REF! | #REF! | #REF! | 2 | 4.85 | 3302.2221 | 611.5226 | 26.19 | 130.95 | 4.1704 | #REF! | #REF! | #REF!
| 2 | 5.2 | 1.0417 | 0.56698 | 0.00076033 | 28.08 | 0.19291 | 0.56698 | 28.08 | 16.848 | 8.4594 | 140.4 | 4.4713 | 80.757 | 16.2728 | 5.5368 | -15.7058 | -5.3439 | [11 empty] | 1 | [7 empty] | 4.9 | 212.8775 | 39.4218 | 26.46 | 132.3 | 4.2134 | #REF! | #REF! | #REF! | #REF! | 4.9 | 406.4388 | 75.2664 | 26.46 | 132.3 | 4.2134 | #REF! | #REF! | #REF! | #REF! | 4.9 | 688.3334 | 127.4691 | 26.46 | 132.3 | 4.2134 | #REF! | #REF! | #REF! | #REF! | 4.9 | 1049.4941 | 194.3508 | 26.46 | 132.3 | 4.2134 | #REF! | #REF! | #REF! | #REF! | 4.9 | 1487.38 | 275.4407 | 26.46 | 132.3 | 4.2134 | #REF! | #REF! | #REF! | 2 | 4.9 | 2011.3776 | 372.4773 | 26.46 | 132.3 | 4.2134 | #REF! | #REF! | #REF! | 2 | 4.9 | 2614.7936 | 484.221 | 26.46 | 132.3 | 4.2134 | #REF! | #REF! | #REF! | 2 | 4.9 | 3297.2535 | 610.6025 | 26.46 | 132.3 | 4.2134 | #REF! | #REF! | #REF!
| 2 | 5.25 | 1.0231 | 0.56219 | 0.0007539 | 28.35 | 0.18946 | 0.56219 | 28.35 | 17.01 | 8.4594 | 141.75 | 4.5143 | 80.8082 | 16.5767 | 5.5865 | -16.0146 | -5.397 | [11 empty] | 1 | [7 empty] | 4.95 | 211.5033 | 39.1673 | 26.73 | 133.65 | 4.2564 | #REF! | #REF! | #REF! | #REF! | 4.95 | 404.6815 | 74.941 | 26.73 | 133.65 | 4.2564 | #REF! | #REF! | #REF! | #REF! | 4.95 | 686.0683 | 127.0497 | 26.73 | 133.65 | 4.2564 | #REF! | #REF! | #REF! | #REF! | 4.95 | 1046.7194 | 193.8369 | 26.73 | 133.65 | 4.2564 | #REF! | #REF! | #REF! | #REF! | 4.95 | 1484.1043 | 274.8341 | 26.73 | 133.65 | 4.2564 | #REF! | #REF! | #REF! | 2 | 4.95 | 2007.5506 | 371.7686 | 26.73 | 133.65 | 4.2564 | #REF! | #REF! | #REF! | 2 | 4.95 | 2610.4316 | 483.4133 | 26.73 | 133.65 | 4.2564 | #REF! | #REF! | #REF! | 2 | 4.95 | 3292.2998 | 609.6852 | 26.73 | 133.65 | 4.2564 | #REF! | #REF! | #REF!
| 2 | 5.3 | 1.0046 | 0.55729 | 0.00074734 | 28.62 | 0.18604 | 0.55729 | 28.62 | 17.172 | 8.4594 | 143.1 | 4.5573 | 80.8593 | 16.8833 | 5.6361 | -16.326 | -5.4501 | [11 empty] | 1 | [7 empty] | 5 | 210.1338 | 38.9137 | 27 | 135 | 4.2994 | #REF! | #REF! | #REF! | #REF! | 5 | 402.9305 | 74.6168 | 27 | 135 | 4.2994 | #REF! | #REF! | #REF! | #REF! | 5 | 683.8117 | 126.6318 | 27 | 135 | 4.2994 | #REF! | #REF! | #REF! | #REF! | 5 | 1043.9554 | 193.3251 | 27 | 135 | 4.2994 | #REF! | #REF! | #REF! | #REF! | 5 | 1480.8418 | 274.23 | 27 | 135 | 4.2994 | #REF! | #REF! | #REF! | 2 | 5 | 2003.7374 | 371.0625 | 27 | 135 | 4.2994 | #REF! | #REF! | #REF! | 2 | 5 | 2606.0836 | 482.6081 | 27 | 135 | 4.2994 | #REF! | #REF! | #REF! | 2 | 5 | 3287.361 | 608.7706 | 27 | 135 | 4.2994 | #REF! | #REF! | #REF!
| 2 | 5.35 | 0.9863 | 0.5523 | 0.00074064 | 28.89 | 0.18265 | 0.5523 | 28.89 | 17.334 | 8.4594 | 144.45 | 4.6003 | 80.9102 | 17.1926 | 5.6857 | -16.6403 | -5.5031 | [11 empty] | 1 | [7 empty] | 5.05 | 208.769 | 38.6609 | 27.27 | 136.35 | 4.3424 | #REF! | #REF! | #REF! | #REF! | 5.05 | 401.1859 | 74.2937 | 27.27 | 136.35 | 4.3424 | #REF! | #REF! | #REF! | #REF! | 5.05 | 681.5636 | 126.2155 | 27.27 | 136.35 | 4.3424 | #REF! | #REF! | #REF! | #REF! | 5.05 | 1041.2021 | 192.8152 | 27.27 | 136.35 | 4.3424 | #REF! | #REF! | #REF! | #REF! | 5.05 | 1477.5924 | 273.6282 | 27.27 | 136.35 | 4.3424 | #REF! | #REF! | #REF! | 2 | 5.05 | 1999.938 | 370.3589 | 27.27 | 136.35 | 4.3424 | #REF! | #REF! | #REF! | 2 | 5.05 | 2601.7496 | 481.8055 | 27.27 | 136.35 | 4.3424 | #REF! | #REF! | #REF! | 2 | 5.05 | 3282.437 | 607.8587 | 27.27 | 136.35 | 4.3424 | #REF! | #REF! | #REF!
| 2 | 5.4 | 0.96816 | 0.54721 | 0.00073382 | 29.16 | 0.17929 | 0.54721 | 29.16 | 17.496 | 8.4594 | 145.8 | 4.6433 | 80.9609 | 17.5045 | 5.7353 | -16.9572 | -5.556 | [11 empty] | 1 | [7 empty] | 5.1 | 207.409 | 38.4091 | 27.54 | 137.7 | 4.3854 | #REF! | #REF! | #REF! | #REF! | 5.1 | 399.4475 | 73.9718 | 27.54 | 137.7 | 4.3854 | #REF! | #REF! | #REF! | #REF! | 5.1 | 679.324 | 125.8007 | 27.54 | 137.7 | 4.3854 | #REF! | #REF! | #REF! | #REF! | 5.1 | 1038.4596 | 192.3073 | 27.54 | 137.7 | 4.3854 | #REF! | #REF! | #REF! | #REF! | 5.1 | 1474.356 | 273.0289 | 27.54 | 137.7 | 4.3854 | #REF! | #REF! | #REF! | 2 | 5.1 | 1996.1523 | 369.6578 | 27.54 | 137.7 | 4.3854 | #REF! | #REF! | #REF! | 2 | 5.1 | 2597.4295 | 481.0055 | 27.54 | 137.7 | 4.3854 | #REF! | #REF! | #REF! | 2 | 5.1 | 3277.5277 | 606.9496 | 27.54 | 137.7 | 4.3854 | #REF! | #REF! | #REF!
| 2 | 5.45 | 0.9502 | 0.54202 | 0.00072687 | 29.43 | 0.17596 | 0.54202 | 29.43 | 17.658 | 8.4594 | 147.15 | 4.6863 | 81.0115 | 17.819 | 5.7847 | -17.277 | -5.6088 | [11 empty] | 1 | [7 empty] | 5.15 | 206.0538 | 38.1581 | 27.81 | 139.05 | 4.4283 | #REF! | #REF! | #REF! | #REF! | 5.15 | 397.7155 | 73.651 | 27.81 | 139.05 | 4.4283 | #REF! | #REF! | #REF! | #REF! | 5.15 | 677.0929 | 125.3876 | 27.81 | 139.05 | 4.4283 | #REF! | #REF! | #REF! | #REF! | 5.15 | 1035.7276 | 191.8014 | 27.81 | 139.05 | 4.4283 | #REF! | #REF! | #REF! | #REF! | 5.15 | 1471.1326 | 272.432 | 27.81 | 139.05 | 4.4283 | #REF! | #REF! | #REF! | 2 | 5.15 | 1992.3802 | 368.9593 | 27.81 | 139.05 | 4.4283 | #REF! | #REF! | #REF! | 2 | 5.15 | 2593.1231 | 480.208 | 27.81 | 139.05 | 4.4283 | #REF! | #REF! | #REF! | 2 | 5.15 | 3272.633 | 606.0431 | 27.81 | 139.05 | 4.4283 | #REF! | #REF! | #REF!
| 2 | 5.5 | 0.9324 | 0.53675 | 0.00071979 | 29.7 | 0.17267 | 0.53675 | 29.7 | 17.82 | 8.4594 | 148.5 | 4.7293 | 81.0619 | 18.1361 | 5.8342 | -17.5994 | -5.6615 | [11 empty] | 1 | [7 empty] | 5.2 | 204.7032 | 37.908 | 28.08 | 140.4 | 4.4713 | #REF! | #REF! | #REF! | #REF! | 5.2 | 395.9897 | 73.3314 | 28.08 | 140.4 | 4.4713 | #REF! | #REF! | #REF! | #REF! | 5.2 | 674.8701 | 124.9759 | 28.08 | 140.4 | 4.4713 | #REF! | #REF! | #REF! | #REF! | 5.2 | 1033.0062 | 191.2974 | 28.08 | 140.4 | 4.4713 | #REF! | #REF! | #REF! | #REF! | 5.2 | 1467.922 | 271.8374 | 28.08 | 140.4 | 4.4713 | #REF! | #REF! | #REF! | 2 | 5.2 | 1988.6216 | 368.2633 | 28.08 | 140.4 | 4.4713 | #REF! | #REF! | #REF! | 2 | 5.2 | 2588.8305 | 479.413 | 28.08 | 140.4 | 4.4713 | #REF! | #REF! | #REF! | 2 | 5.2 | 3267.7528 | 605.1394 | 28.08 | 140.4 | 4.4713 | #REF! | #REF! | #REF!
| 2 | 5.55 | 0.91476 | 0.53139 | 0.0007126 | 29.97 | 0.1694 | 0.53139 | 29.97 | 17.982 | 8.4594 | 149.85 | 4.7723 | 81.1121 | 18.456 | 5.8836 | -17.9246 | -5.7142 | [11 empty] | 1 | [7 empty] | 5.25 | 203.3575 | 37.6588 | 28.35 | 141.75 | 4.5143 | #REF! | #REF! | #REF! | #REF! | 5.25 | 394.2702 | 73.013 | 28.35 | 141.75 | 4.5143 | #REF! | #REF! | #REF! | #REF! | 5.25 | 672.6557 | 124.5659 | 28.35 | 141.75 | 4.5143 | #REF! | #REF! | #REF! | #REF! | 5.25 | 1030.2953 | 190.7954 | 28.35 | 141.75 | 4.5143 | #REF! | #REF! | #REF! | #REF! | 5.25 | 1464.7241 | 271.2452 | 28.35 | 141.75 | 4.5143 | #REF! | #REF! | #REF! | 2 | 5.25 | 1984.8764 | 367.5697 | 28.35 | 141.75 | 4.5143 | #REF! | #REF! | #REF! | 2 | 5.25 | 2584.5515 | 478.6206 | 28.35 | 141.75 | 4.5143 | #REF! | #REF! | #REF! | 2 | 5.25 | 3262.8872 | 604.2384 | 28.35 | 141.75 | 4.5143 | #REF! | #REF! | #REF!
| 2 | 5.6 | 0.8973 | 0.52594 | 0.00070529 | 30.24 | 0.16617 | 0.52594 | 30.24 | 18.144 | 8.4594 | 151.2 | 4.8153 | 81.1622 | 18.7784 | 5.9329 | -18.2525 | -5.7667 | [11 empty] | 1 | [7 empty] | 5.3 | 202.0164 | 37.4105 | 28.62 | 143.1 | 4.5573 | #REF! | #REF! | #REF! | #REF! | 5.3 | 392.557 | 72.6957 | 28.62 | 143.1 | 4.5573 | #REF! | #REF! | #REF! | #REF! | 5.3 | 670.4496 | 124.1573 | 28.62 | 143.1 | 4.5573 | #REF! | #REF! | #REF! | #REF! | 5.3 | 1027.5948 | 190.2953 | 28.62 | 143.1 | 4.5573 | #REF! | #REF! | #REF! | #REF! | 5.3 | 1461.5389 | 270.6554 | 28.62 | 143.1 | 4.5573 | #REF! | #REF! | #REF! | 2 | 5.3 | 1981.1446 | 366.8786 | 28.62 | 143.1 | 4.5573 | #REF! | #REF! | #REF! | 2 | 5.3 | 2580.286 | 477.8307 | 28.62 | 143.1 | 4.5573 | #REF! | #REF! | #REF! | 2 | 5.3 | 3258.0359 | 603.34 | 28.62 | 143.1 | 4.5573 | #REF! | #REF! | #REF!
| 2 | 5.65 | 0.88001 | 0.52041 | 0.00069788 | 30.51 | 0.16296 | 0.52041 | 30.51 | 18.306 | 8.4594 | 152.55 | 4.8583 | 81.2122 | 19.1035 | 5.9822 | -18.5831 | -5.8192 | [11 empty] | 1 | [7 empty] | 5.35 | 200.6801 | 37.163 | 28.89 | 144.45 | 4.6003 | #REF! | #REF! | #REF! | #REF! | 5.35 | 390.85 | 72.3796 | 28.89 | 144.45 | 4.6003 | #REF! | #REF! | #REF! | #REF! | 5.35 | 668.2519 | 123.7503 | 28.89 | 144.45 | 4.6003 | #REF! | #REF! | #REF! | #REF! | 5.35 | 1024.9046 | 189.7972 | 28.89 | 144.45 | 4.6003 | #REF! | #REF! | #REF! | #REF! | 5.35 | 1458.3662 | 270.0678 | 28.89 | 144.45 | 4.6003 | #REF! | #REF! | #REF! | 2 | 5.35 | 1977.426 | 366.19 | 28.89 | 144.45 | 4.6003 | #REF! | #REF! | #REF! | 2 | 5.35 | 2576.0341 | 477.0433 | 28.89 | 144.45 | 4.6003 | #REF! | #REF! | #REF! | 2 | 5.35 | 3253.199 | 602.4443 | 28.89 | 144.45 | 4.6003 | #REF! | #REF! | #REF!
| 2 | 5.7 | 0.86288 | 0.5148 | 0.00069035 | 30.78 | 0.15979 | 0.5148 | 30.78 | 18.468 | 8.4594 | 153.9 | 4.9013 | 81.262 | 19.4312 | 6.0314 | -18.9164 | -5.8717 | [11 empty] | 1 | [7 empty] | 5.4 | 199.3486 | 36.9164 | 29.16 | 145.8 | 4.6433 | #REF! | #REF! | #REF! | #REF! | 5.4 | 389.1493 | 72.0647 | 29.16 | 145.8 | 4.6433 | #REF! | #REF! | #REF! | #REF! | 5.4 | 666.0623 | 123.3449 | 29.16 | 145.8 | 4.6433 | #REF! | #REF! | #REF! | #REF! | 5.4 | 1022.2248 | 189.3009 | 29.16 | 145.8 | 4.6433 | #REF! | #REF! | #REF! | #REF! | 5.4 | 1455.206 | 269.4826 | 29.16 | 145.8 | 4.6433 | #REF! | #REF! | #REF! | 2 | 5.4 | 1973.7206 | 365.5038 | 29.16 | 145.8 | 4.6433 | #REF! | #REF! | #REF! | 2 | 5.4 | 2571.7955 | 476.2584 | 29.16 | 145.8 | 4.6433 | #REF! | #REF! | #REF! | 2 | 5.4 | 3248.3763 | 601.5512 | 29.16 | 145.8 | 4.6433 | #REF! | #REF! | #REF!
| 2 | 5.75 | 0.84593 | 0.50911 | 0.00068272 | 31.05 | 0.15665 | 0.50911 | 31.05 | 18.63 | 8.4594 | 155.25 | 4.9443 | 81.3116 | 19.7615 | 6.0806 | -19.2524 | -5.924 | [11 empty] | 1 | [7 empty] | 5.45 | 198.0218 | 36.6707 | 29.43 | 147.15 | 4.6863 | #REF! | #REF! | #REF! | #REF! | 5.45 | 387.4547 | 71.7509 | 29.43 | 147.15 | 4.6863 | #REF! | #REF! | #REF! | #REF! | 5.45 | 663.881 | 122.9409 | 29.43 | 147.15 | 4.6863 | #REF! | #REF! | #REF! | #REF! | 5.45 | 1019.5552 | 188.8065 | 29.43 | 147.15 | 4.6863 | #REF! | #REF! | #REF! | #REF! | 5.45 | 1452.0581 | 268.8996 | 29.43 | 147.15 | 4.6863 | #REF! | #REF! | #REF! | 2 | 5.45 | 1970.0283 | 364.8201 | 29.43 | 147.15 | 4.6863 | #REF! | #REF! | #REF! | 2 | 5.45 | 2567.5703 | 475.476 | 29.43 | 147.15 | 4.6863 | #REF! | #REF! | #REF! | 2 | 5.45 | 3243.5679 | 600.6607 | 29.43 | 147.15 | 4.6863 | #REF! | #REF! | #REF!
| 2 | 5.8 | 0.82914 | 0.50334 | 0.00067499 | 31.32 | 0.15354 | 0.50334 | 31.32 | 18.792 | 8.4594 | 156.6 | 4.9873 | 81.3611 | 20.0944 | 6.1298 | -19.5911 | -5.9762 | [11 empty] | 1 | [7 empty] | 5.5 | 196.6997 | 36.4259 | 29.7 | 148.5 | 4.7293 | #REF! | #REF! | #REF! | #REF! | 5.5 | 385.7664 | 71.4382 | 29.7 | 148.5 | 4.7293 | #REF! | #REF! | #REF! | #REF! | 5.5 | 661.7079 | 122.5385 | 29.7 | 148.5 | 4.7293 | #REF! | #REF! | #REF! | #REF! | 5.5 | 1016.8957 | 188.314 | 29.7 | 148.5 | 4.7293 | #REF! | #REF! | #REF! | #REF! | 5.5 | 1448.9225 | 268.319 | 29.7 | 148.5 | 4.7293 | #REF! | #REF! | #REF! | 2 | 5.5 | 1966.349 | 364.1387 | 29.7 | 148.5 | 4.7293 | #REF! | #REF! | #REF! | 2 | 5.5 | 2563.3583 | 474.696 | 29.7 | 148.5 | 4.7293 | #REF! | #REF! | #REF! | 2 | 5.5 | 3238.7735 | 599.7729 | 29.7 | 148.5 | 4.7293 | #REF! | #REF! | #REF!
| 2 | 5.85 | 0.81252 | 0.49751 | 0.00066717 | 31.59 | 0.15047 | 0.49751 | 31.59 | 18.954 | 8.4594 | 157.95 | 5.0303 | 81.4104 | 20.43 | 6.1789 | -19.9325 | -6.0284 | [11 empty] | 1 | [7 empty] | 5.55 | 195.3824 | 36.1819 | 29.97 | 149.85 | 4.7723 | #REF! | #REF! | #REF! | #REF! | 5.55 | 384.0842 | 71.1267 | 29.97 | 149.85 | 4.7723 | #REF! | #REF! | #REF! | #REF! | 5.55 | 659.5429 | 122.1376 | 29.97 | 149.85 | 4.7723 | #REF! | #REF! | #REF! | #REF! | 5.55 | 1014.2464 | 187.8234 | 29.97 | 149.85 | 4.7723 | #REF! | #REF! | #REF! | #REF! | 5.55 | 1445.7991 | 267.7406 | 29.97 | 149.85 | 4.7723 | #REF! | #REF! | #REF! | 2 | 5.55 | 1962.6825 | 363.4597 | 29.97 | 149.85 | 4.7723 | #REF! | #REF! | #REF! | 2 | 5.55 | 2559.1595 | 473.9184 | 29.97 | 149.85 | 4.7723 | #REF! | #REF! | #REF! | 2 | 5.55 | 3233.9932 | 598.8876 | 29.97 | 149.85 | 4.7723 | #REF! | #REF! | #REF!
| 2 | 5.9 | 0.79607 | 0.4916 | 0.00065925 | 31.86 | 0.14742 | 0.4916 | 31.86 | 19.116 | 8.4594 | 159.3 | 5.0732 | 81.4596 | 20.7682 | 6.2279 | -20.2766 | -6.0805 | [11 empty] | 1 | [7 empty] | 5.6 | 194.0699 | 35.9389 | 30.24 | 151.2 | 4.8153 | #REF! | #REF! | #REF! | #REF! | 5.6 | 382.4082 | 70.8163 | 30.24 | 151.2 | 4.8153 | #REF! | #REF! | #REF! | #REF! | 5.6 | 657.386 | 121.7382 | 30.24 | 151.2 | 4.8153 | #REF! | #REF! | #REF! | #REF! | 5.6 | 1011.6071 | 187.3346 | 30.24 | 151.2 | 4.8153 | #REF! | #REF! | #REF! | #REF! | 5.6 | 1442.6877 | 267.1644 | 30.24 | 151.2 | 4.8153 | #REF! | #REF! | #REF! | 2 | 5.6 | 1959.0289 | 362.7831 | 30.24 | 151.2 | 4.8153 | #REF! | #REF! | #REF! | 2 | 5.6 | 2554.9738 | 473.1433 | 30.24 | 151.2 | 4.8153 | #REF! | #REF! | #REF! | 2 | 5.6 | 3229.2268 | 598.005 | 30.24 | 151.2 | 4.8153 | #REF! | #REF! | #REF!
| 2 | 5.95 | 0.77979 | 0.48563 | 0.00065124 | 32.13 | 0.14441 | 0.48563 | 32.13 | 19.278 | 8.4594 | 160.65 | 5.1162 | 81.5087 | 21.1089 | 6.2769 | -20.6233 | -6.1325 | [11 empty] | 1 | [7 empty] | 5.65 | 192.762 | 35.6967 | 30.51 | 152.55 | 4.8583 | #REF! | #REF! | #REF! | #REF! | 5.65 | 380.7383 | 70.5071 | 30.51 | 152.55 | 4.8583 | #REF! | #REF! | #REF! | #REF! | 5.65 | 655.2372 | 121.3402 | 30.51 | 152.55 | 4.8583 | #REF! | #REF! | #REF! | #REF! | 5.65 | 1008.9778 | 186.8477 | 30.51 | 152.55 | 4.8583 | #REF! | #REF! | #REF! | #REF! | 5.65 | 1439.5884 | 266.5904 | 30.51 | 152.55 | 4.8583 | #REF! | #REF! | #REF! | 2 | 5.65 | 1955.3881 | 362.1089 | 30.51 | 152.55 | 4.8583 | #REF! | #REF! | #REF! | 2 | 5.65 | 2550.8011 | 472.3706 | 30.51 | 152.55 | 4.8583 | #REF! | #REF! | #REF! | 2 | 5.65 | 3224.4743 | 597.1249 | 30.51 | 152.55 | 4.8583 | #REF! | #REF! | #REF!
| 2 | 6 | 0.76368 | 0.47959 | 0.00064314 | 32.4 | 0.14142 | 0.47959 | 32.4 | 19.44 | 8.4594 | 162 | 5.1592 | 81.5575 | 21.4523 | 6.3259 | -20.9727 | -6.1845 | [11 empty] | 1 | [7 empty] | 5.7 | 191.459 | 35.4554 | 30.78 | 153.9 | 4.9013 | #REF! | #REF! | #REF! | #REF! | 5.7 | 379.0746 | 70.199 | 30.78 | 153.9 | 4.9013 | #REF! | #REF! | #REF! | #REF! | 5.7 | 653.0965 | 120.9438 | 30.78 | 153.9 | 4.9013 | #REF! | #REF! | #REF! | #REF! | 5.7 | 1006.3585 | 186.3627 | 30.78 | 153.9 | 4.9013 | #REF! | #REF! | #REF! | #REF! | 5.7 | 1436.501 | 266.0187 | 30.78 | 153.9 | 4.9013 | #REF! | #REF! | #REF! | 2 | 5.7 | 1951.7599 | 361.437 | 30.78 | 153.9 | 4.9013 | #REF! | #REF! | #REF! | 2 | 5.7 | 2546.6413 | 471.6002 | 30.78 | 153.9 | 4.9013 | #REF! | #REF! | #REF! | 2 | 5.7 | 3219.7356 | 596.2473 | 30.78 | 153.9 | 4.9013 | #REF! | #REF! | #REF!
| 2 | 6.05 | 0.74774 | 0.47349 | 0.00063496 | 32.67 | 0.13847 | 0.47349 | 32.67 | 19.602 | 8.4594 | 163.35 | 5.2022 | 81.6063 | 21.7983 | 6.3748 | -21.3249 | -6.2363 | [11 empty] | 1 | [7 empty] | 5.75 | 190.1606 | 35.2149 | 31.05 | 155.25 | 4.9443 | #REF! | #REF! | #REF! | #REF! | 5.75 | 377.417 | 69.892 | 31.05 | 155.25 | 4.9443 | #REF! | #REF! | #REF! | #REF! | 5.75 | 650.9637 | 120.5488 | 31.05 | 155.25 | 4.9443 | #REF! | #REF! | #REF! | #REF! | 5.75 | 1003.749 | 185.8794 | 31.05 | 155.25 | 4.9443 | #REF! | #REF! | #REF! | #REF! | 5.75 | 1433.4253 | 265.4491 | 31.05 | 155.25 | 4.9443 | #REF! | #REF! | #REF! | 2 | 5.75 | 1948.1443 | 360.7675 | 31.05 | 155.25 | 4.9443 | #REF! | #REF! | #REF! | 2 | 5.75 | 2542.4945 | 470.8323 | 31.05 | 155.25 | 4.9443 | #REF! | #REF! | #REF! | 2 | 5.75 | 3215.0107 | 595.3724 | 31.05 | 155.25 | 4.9443 | #REF! | #REF! | #REF!
| 2 | 6.1 | 0.73196 | 0.46733 | 0.00062671 | 32.94 | 0.13555 | 0.46733 | 32.94 | 19.764 | 8.4594 | 164.7 | 5.2452 | 81.6548 | 22.147 | 6.4237 | -21.6796 | -6.2881 | [11 empty] | 1 | [7 empty] | 5.8 | 188.867 | 34.9754 | 31.32 | 156.6 | 4.9873 | #REF! | #REF! | #REF! | #REF! | 5.8 | 375.7655 | 69.5862 | 31.32 | 156.6 | 4.9873 | #REF! | #REF! | #REF! | #REF! | 5.8 | 648.8389 | 120.1554 | 31.32 | 156.6 | 4.9873 | #REF! | #REF! | #REF! | #REF! | 5.8 | 1001.1493 | 185.398 | 31.32 | 156.6 | 4.9873 | #REF! | #REF! | #REF! | #REF! | 5.8 | 1430.3614 | 264.8817 | 31.32 | 156.6 | 4.9873 | #REF! | #REF! | #REF! | 2 | 5.8 | 1944.5411 | 360.1002 | 31.32 | 156.6 | 4.9873 | #REF! | #REF! | #REF! | 2 | 5.8 | 2538.3604 | 470.0667 | 31.32 | 156.6 | 4.9873 | #REF! | #REF! | #REF! | 2 | 5.8 | 3210.2995 | 594.4999 | 31.32 | 156.6 | 4.9873 | #REF! | #REF! | #REF!
| 2 | 6.15 | 0.71636 | 0.46112 | 0.00061837 | 33.21 | 0.13266 | 0.46112 | 33.21 | 19.926 | 8.4594 | 166.05 | 5.2882 | 81.7033 | 22.4982 | 6.4725 | -22.037 | -6.3398 | [11 empty] | 1 | [7 empty] | 5.85 | 187.5782 | 34.7367 | 31.59 | 157.95 | 5.0303 | #REF! | #REF! | #REF! | #REF! | 5.85 | 374.1201 | 69.2815 | 31.59 | 157.95 | 5.0303 | #REF! | #REF! | #REF! | #REF! | 5.85 | 646.7221 | 119.7634 | 31.59 | 157.95 | 5.0303 | #REF! | #REF! | #REF! | #REF! | 5.85 | 998.5594 | 184.9184 | 31.59 | 157.95 | 5.0303 | #REF! | #REF! | #REF! | #REF! | 5.85 | 1427.3092 | 264.3165 | 31.59 | 157.95 | 5.0303 | #REF! | #REF! | #REF! | 2 | 5.85 | 1940.9504 | 359.4353 | 31.59 | 157.95 | 5.0303 | #REF! | #REF! | #REF! | 2 | 5.85 | 2534.2391 | 469.3035 | 31.59 | 157.95 | 5.0303 | #REF! | #REF! | #REF! | 2 | 5.85 | 3205.6018 | 593.63 | 31.59 | 157.95 | 5.0303 | #REF! | #REF! | #REF!
| 2 | 6.2 | 0.70092 | 0.45485 | 0.00060997 | 33.48 | 0.1298 | 0.45485 | 33.48 | 20.088 | 8.4594 | 167.4 | 5.3312 | 81.7515 | 22.852 | 6.5212 | -22.3971 | -6.3914 | [11 empty] | 1 | [7 empty] | 5.9 | 186.2941 | 34.4989 | 31.86 | 159.3 | 5.0732 | #REF! | #REF! | #REF! | #REF! | 5.9 | 372.4808 | 68.9779 | 31.86 | 159.3 | 5.0732 | #REF! | #REF! | #REF! | #REF! | 5.9 | 644.6132 | 119.3728 | 31.86 | 159.3 | 5.0732 | #REF! | #REF! | #REF! | #REF! | 5.9 | 995.9792 | 184.4406 | 31.86 | 159.3 | 5.0732 | #REF! | #REF! | #REF! | #REF! | 5.9 | 1424.2685 | 263.7534 | 31.86 | 159.3 | 5.0732 | #REF! | #REF! | #REF! | 2 | 5.9 | 1937.372 | 358.7726 | 31.86 | 159.3 | 5.0732 | #REF! | #REF! | #REF! | 2 | 5.9 | 2530.1304 | 468.5427 | 31.86 | 159.3 | 5.0732 | #REF! | #REF! | #REF! | 2 | 5.9 | 3200.9177 | 592.7625 | 31.86 | 159.3 | 5.0732 | #REF! | #REF! | #REF!
| 2 | 6.25 | 0.68566 | 0.44853 | 0.00060149 | 33.75 | 0.12697 | 0.44853 | 33.75 | 20.25 | 8.4594 | 168.75 | 5.3742 | 81.7997 | 23.2084 | 6.57 | -22.7598 | -6.443 | [11 empty] | 1 | [7 empty] | 5.95 | 185.0147 | 34.262 | 32.13 | 160.65 | 5.1162 | #REF! | #REF! | #REF! | #REF! | 5.95 | 370.8476 | 68.6755 | 32.13 | 160.65 | 5.1162 | #REF! | #REF! | #REF! | #REF! | 5.95 | 642.5121 | 118.9837 | 32.13 | 160.65 | 5.1162 | #REF! | #REF! | #REF! | #REF! | 5.95 | 993.4086 | 183.9646 | 32.13 | 160.65 | 5.1162 | #REF! | #REF! | #REF! | #REF! | 5.95 | 1421.2393 | 263.1925 | 32.13 | 160.65 | 5.1162 | #REF! | #REF! | #REF! | 2 | 5.95 | 1933.8058 | 358.1122 | 32.13 | 160.65 | 5.1162 | #REF! | #REF! | #REF! | 2 | 5.95 | 2526.0342 | 467.7841 | 32.13 | 160.65 | 5.1162 | #REF! | #REF! | #REF! | 2 | 5.95 | 3196.2471 | 591.8976 | 32.13 | 160.65 | 5.1162 | #REF! | #REF! | #REF!
| 2 | 6.3 | 0.67056 | 0.44217 | 0.00059295 | 34.02 | 0.12418 | 0.44217 | 34.02 | 20.412 | 8.4594 | 170.1 | 5.4172 | 81.8476 | 23.5674 | 6.6186 | -23.1252 | -6.4945 | [11 empty] | 1 | [7 empty] | 6 | 183.7401 | 34.0259 | 32.4 | 162 | 5.1592 | #REF! | #REF! | #REF! | #REF! | 6 | 369.2204 | 68.3741 | 32.4 | 162 | 5.1592 | #REF! | #REF! | #REF! | #REF! | 6 | 640.4188 | 118.5961 | 32.4 | 162 | 5.1592 | #REF! | #REF! | #REF! | #REF! | 6 | 990.8476 | 183.4903 | 32.4 | 162 | 5.1592 | #REF! | #REF! | #REF! | #REF! | 6 | 1418.2214 | 262.6336 | 32.4 | 162 | 5.1592 | #REF! | #REF! | #REF! | 2 | 6 | 1930.2518 | 357.454 | 32.4 | 162 | 5.1592 | #REF! | #REF! | #REF! | 2 | 6 | 2521.9506 | 467.0279 | 32.4 | 162 | 5.1592 | #REF! | #REF! | #REF! | 2 | 6 | 3191.5898 | 591.0351 | 32.4 | 162 | 5.1592 | #REF! | #REF! | #REF!
| 2 | 6.35 | 0.65563 | 0.43575 | 0.00058435 | 34.29 | 0.12141 | 0.43575 | 34.29 | 20.574 | 8.4594 | 171.45 | 5.4602 | 81.8955 | 23.929 | 6.6673 | -23.4932 | -6.5459 | [11 empty] | 1 | [7 empty] | 6.05 | 182.4702 | 33.7908 | 32.67 | 163.35 | 5.2022 | #REF! | #REF! | #REF! | #REF! | 6.05 | 367.5992 | 68.0739 | 32.67 | 163.35 | 5.2022 | #REF! | #REF! | #REF! | #REF! | 6.05 | 638.3334 | 118.2099 | 32.67 | 163.35 | 5.2022 | #REF! | #REF! | #REF! | #REF! | 6.05 | 988.2961 | 183.0178 | 32.67 | 163.35 | 5.2022 | #REF! | #REF! | #REF! | #REF! | 6.05 | 1415.2149 | 262.0768 | 32.67 | 163.35 | 5.2022 | #REF! | #REF! | #REF! | 2 | 6.05 | 1926.7099 | 356.7981 | 32.67 | 163.35 | 5.2022 | #REF! | #REF! | #REF! | 2 | 6.05 | 2517.8794 | 466.274 | 32.67 | 163.35 | 5.2022 | #REF! | #REF! | #REF! | 2 | 6.05 | 3186.9458 | 590.1752 | 32.67 | 163.35 | 5.2022 | #REF! | #REF! | #REF!
| 2 | 6.4 | 0.64087 | 0.4293 | 0.0005757 | 34.56 | 0.11868 | 0.4293 | 34.56 | 20.736 | 8.4594 | 172.8 | 5.5032 | 81.9431 | 24.2931 | 6.7159 | -23.8638 | -6.5972 | [11 empty] | 1 | [7 empty] | 6.1 | 181.2051 | 33.5565 | 32.94 | 164.7 | 5.2452 | #REF! | #REF! | #REF! | #REF! | 6.1 | 365.984 | 67.7748 | 32.94 | 164.7 | 5.2452 | #REF! | #REF! | #REF! | #REF! | 6.1 | 636.2557 | 117.8251 | 32.94 | 164.7 | 5.2452 | #REF! | #REF! | #REF! | #REF! | 6.1 | 985.754 | 182.547 | 32.94 | 164.7 | 5.2452 | #REF! | #REF! | #REF! | #REF! | 6.1 | 1412.2195 | 261.5221 | 32.94 | 164.7 | 5.2452 | #REF! | #REF! | #REF! | 2 | 6.1 | 1923.18 | 356.1444 | 32.94 | 164.7 | 5.2452 | #REF! | #REF! | #REF! | 2 | 6.1 | 2513.8206 | 465.5223 | 32.94 | 164.7 | 5.2452 | #REF! | #REF! | #REF! | 2 | 6.1 | 3182.3151 | 589.3176 | 32.94 | 164.7 | 5.2452 | #REF! | #REF! | #REF!
| 2 | 6.45 | 0.62628 | 0.4228 | 0.00056698 | 34.83 | 0.11598 | 0.4228 | 34.83 | 20.898 | 8.4594 | 174.15 | 5.5462 | 81.9907 | 24.6599 | 6.7644 | -24.2371 | -6.6484 | [11 empty] | 1 | [7 empty] | 6.15 | 179.9447 | 33.3231 | 33.21 | 166.05 | 5.2882 | #REF! | #REF! | #REF! | #REF! | 6.15 | 364.3749 | 67.4768 | 33.21 | 166.05 | 5.2882 | #REF! | #REF! | #REF! | #REF! | 6.15 | 634.1857 | 117.4418 | 33.21 | 166.05 | 5.2882 | #REF! | #REF! | #REF! | #REF! | 6.15 | 983.2214 | 182.078 | 33.21 | 166.05 | 5.2882 | #REF! | #REF! | #REF! | #REF! | 6.15 | 1409.2353 | 260.9695 | 33.21 | 166.05 | 5.2882 | #REF! | #REF! | #REF! | 2 | 6.15 | 1919.662 | 355.493 | 33.21 | 166.05 | 5.2882 | #REF! | #REF! | #REF! | 2 | 6.15 | 2509.7741 | 464.773 | 33.21 | 166.05 | 5.2882 | #REF! | #REF! | #REF! | 2 | 6.15 | 3177.6976 | 588.4625 | 33.21 | 166.05 | 5.2882 | #REF! | #REF! | #REF!
| 2 | 6.5 | 0.61186 | 0.41627 | 0.00055822 | 35.1 | 0.11331 | 0.41627 | 35.1 | 21.06 | 8.4594 | 175.5 | 5.5892 | 82.038 | 25.0292 | 6.8129 | -24.613 | -6.6996 | [11 empty] | 1 | [7 empty] | 6.2 | 178.689 | 33.0906 | 33.48 | 167.4 | 5.3312 | #REF! | #REF! | #REF! | #REF! | 6.2 | 362.7717 | 67.18 | 33.48 | 167.4 | 5.3312 | #REF! | #REF! | #REF! | #REF! | 6.2 | 632.1234 | 117.0599 | 33.48 | 167.4 | 5.3312 | #REF! | #REF! | #REF! | #REF! | 6.2 | 980.6981 | 181.6108 | 33.48 | 167.4 | 5.3312 | #REF! | #REF! | #REF! | #REF! | 6.2 | 1406.2621 | 260.4189 | 33.48 | 167.4 | 5.3312 | #REF! | #REF! | #REF! | 2 | 6.2 | 1916.1558 | 354.8437 | 33.48 | 167.4 | 5.3312 | #REF! | #REF! | #REF! | 2 | 6.2 | 2505.7397 | 464.0259 | 33.48 | 167.4 | 5.3312 | #REF! | #REF! | #REF! | 2 | 6.2 | 3173.0932 | 587.6098 | 33.48 | 167.4 | 5.3312 | #REF! | #REF! | #REF!
| 2 | 6.55 | 0.5976 | 0.4097 | 0.00054941 | 35.37 | 0.11067 | 0.4097 | 35.37 | 21.222 | 8.4594 | 176.85 | 5.6322 | 82.0853 | 25.4012 | 6.8614 | -24.9915 | -6.7507 | [11 empty] | 1 | [7 empty] | 6.25 | 177.4381 | 32.8589 | 33.75 | 168.75 | 5.3742 | #REF! | #REF! | #REF! | #REF! | 6.25 | 361.1746 | 66.8842 | 33.75 | 168.75 | 5.3742 | #REF! | #REF! | #REF! | #REF! | 6.25 | 630.0688 | 116.6794 | 33.75 | 168.75 | 5.3742 | #REF! | #REF! | #REF! | #REF! | 6.25 | 978.1841 | 181.1452 | 33.75 | 168.75 | 5.3742 | #REF! | #REF! | #REF! | #REF! | 6.25 | 1403.2998 | 259.8703 | 33.75 | 168.75 | 5.3742 | #REF! | #REF! | #REF! | 2 | 6.25 | 1912.6614 | 354.1966 | 33.75 | 168.75 | 5.3742 | #REF! | #REF! | #REF! | 2 | 6.25 | 2501.7176 | 463.281 | 33.75 | 168.75 | 5.3742 | #REF! | #REF! | #REF! | 2 | 6.25 | 3168.5018 | 586.7596 | 33.75 | 168.75 | 5.3742 | #REF! | #REF! | #REF!
| 2 | 6.6 | 0.58352 | 0.40309 | 0.00054056 | 35.64 | 0.10806 | 0.40309 | 35.64 | 21.384 | 8.4594 | 178.2 | 5.6752 | 82.1324 | 25.7757 | 6.9098 | -25.3726 | -6.8017 | [11 empty] | 1 | [7 empty] | 6.3 | 176.192 | 32.6281 | 34.02 | 170.1 | 5.4172 | #REF! | #REF! | #REF! | #REF! | 6.3 | 359.5833 | 66.5895 | 34.02 | 170.1 | 5.4172 | #REF! | #REF! | #REF! | #REF! | 6.3 | 628.0218 | 116.3003 | 34.02 | 170.1 | 5.4172 | #REF! | #REF! | #REF! | #REF! | 6.3 | 975.6794 | 180.6814 | 34.02 | 170.1 | 5.4172 | #REF! | #REF! | #REF! | #REF! | 6.3 | 1400.3485 | 259.3238 | 34.02 | 170.1 | 5.4172 | #REF! | #REF! | #REF! | 2 | 6.3 | 1909.1787 | 353.5516 | 34.02 | 170.1 | 5.4172 | #REF! | #REF! | #REF! | 2 | 6.3 | 2497.7074 | 462.5384 | 34.02 | 170.1 | 5.4172 | #REF! | #REF! | #REF! | 2 | 6.3 | 3163.9233 | 585.9117 | 34.02 | 170.1 | 5.4172 | #REF! | #REF! | #REF!
| 2 | 6.65 | 0.5696 | 0.39646 | 0.00053166 | 35.91 | 0.10548 | 0.39646 | 35.91 | 21.546 | 8.4594 | 179.55 | 5.7182 | 82.1793 | 26.1527 | 6.9581 | -25.7563 | -6.8527 | [11 empty] | 1 | [7 empty] | 6.35 | 174.9506 | 32.3983 | 34.29 | 171.45 | 5.4602 | #REF! | #REF! | #REF! | #REF! | 6.35 | 357.9981 | 66.2959 | 34.29 | 171.45 | 5.4602 | #REF! | #REF! | #REF! | #REF! | 6.35 | 625.9824 | 115.9227 | 34.29 | 171.45 | 5.4602 | #REF! | #REF! | #REF! | #REF! | 6.35 | 973.1838 | 180.2192 | 34.29 | 171.45 | 5.4602 | #REF! | #REF! | #REF! | #REF! | 6.35 | 1397.4079 | 258.7792 | 34.29 | 171.45 | 5.4602 | #REF! | #REF! | #REF! | 2 | 6.35 | 1905.7076 | 352.9088 | 34.29 | 171.45 | 5.4602 | #REF! | #REF! | #REF! | 2 | 6.35 | 2493.7093 | 461.798 | 34.29 | 171.45 | 5.4602 | #REF! | #REF! | #REF! | 2 | 6.35 | 3159.3578 | 585.0663 | 34.29 | 171.45 | 5.4602 | #REF! | #REF! | #REF!
| 2 | 6.7 | 0.55585 | 0.3898 | 0.00052273 | 36.18 | 0.10294 | 0.3898 | 36.18 | 21.708 | 8.4594 | 180.9 | 5.7611 | 82.2261 | 26.5324 | 7.0065 | -26.1426 | -6.9035 | [11 empty] | 1 | [7 empty] | 6.4 | 173.7139 | 32.1692 | 34.56 | 172.8 | 5.5032 | #REF! | #REF! | #REF! | #REF! | 6.4 | 356.4187 | 66.0035 | 34.56 | 172.8 | 5.5032 | #REF! | #REF! | #REF! | #REF! | 6.4 | 623.9505 | 115.5464 | 34.56 | 172.8 | 5.5032 | #REF! | #REF! | #REF! | #REF! | 6.4 | 970.6973 | 179.7588 | 34.56 | 172.8 | 5.5032 | #REF! | #REF! | #REF! | #REF! | 6.4 | 1394.478 | 258.2367 | 34.56 | 172.8 | 5.5032 | #REF! | #REF! | #REF! | 2 | 6.4 | 1902.248 | 352.2682 | 34.56 | 172.8 | 5.5032 | #REF! | #REF! | #REF! | 2 | 6.4 | 2489.7231 | 461.0598 | 34.56 | 172.8 | 5.5032 | #REF! | #REF! | #REF! | 2 | 6.4 | 3154.8051 | 584.2232 | 34.56 | 172.8 | 5.5032 | #REF! | #REF! | #REF!
| 2 | 6.75 | 0.54228 | 0.38312 | 0.00051377 | 36.45 | 0.10042 | 0.38312 | 36.45 | 21.87 | 8.4594 | 182.25 | 5.8041 | 82.2727 | 26.9146 | 7.0548 | -26.5315 | -6.9543 | [11 empty] | 1 | [7 empty] | 6.45 | 172.4819 | 31.9411 | 34.83 | 174.15 | 5.5462 | #REF! | #REF! | #REF! | #REF! | 6.45 | 354.8453 | 65.7121 | 34.83 | 174.15 | 5.5462 | #REF! | #REF! | #REF! | #REF! | 6.45 | 621.9262 | 115.1715 | 34.83 | 174.15 | 5.5462 | #REF! | #REF! | #REF! | #REF! | 6.45 | 968.2199 | 179.3 | 34.83 | 174.15 | 5.5462 | #REF! | #REF! | #REF! | #REF! | 6.45 | 1391.5588 | 257.6961 | 34.83 | 174.15 | 5.5462 | #REF! | #REF! | #REF! | 2 | 6.45 | 1898.7999 | 351.6296 | 34.83 | 174.15 | 5.5462 | #REF! | #REF! | #REF! | 2 | 6.45 | 2485.7488 | 460.3239 | 34.83 | 174.15 | 5.5462 | #REF! | #REF! | #REF! | 2 | 6.45 | 3150.2652 | 583.3824 | 34.83 | 174.15 | 5.5462 | #REF! | #REF! | #REF!
| 2 | 6.8 | 0.52887 | 0.37641 | 0.00050478 | 36.72 | 0.097938 | 0.37641 | 36.72 | 22.032 | 8.4594 | 183.6 | 5.8471 | 82.3192 | 27.2994 | 7.103 | -26.923 | -7.0051 | [11 empty] | 1 | [7 empty] | 6.5 | 171.2548 | 31.7138 | 35.1 | 175.5 | 5.5892 | #REF! | #REF! | #REF! | #REF! | 6.5 | 353.2778 | 65.4218 | 35.1 | 175.5 | 5.5892 | #REF! | #REF! | #REF! | #REF! | 6.5 | 619.9094 | 114.798 | 35.1 | 175.5 | 5.5892 | #REF! | #REF! | #REF! | #REF! | 6.5 | 965.7515 | 178.8429 | 35.1 | 175.5 | 5.5892 | #REF! | #REF! | #REF! | #REF! | 6.5 | 1388.6501 | 257.1574 | 35.1 | 175.5 | 5.5892 | #REF! | #REF! | #REF! | 2 | 6.5 | 1895.3631 | 350.9932 | 35.1 | 175.5 | 5.5892 | #REF! | #REF! | #REF! | 2 | 6.5 | 2481.7863 | 459.5901 | 35.1 | 175.5 | 5.5892 | #REF! | #REF! | #REF! | 2 | 6.5 | 3145.7379 | 582.5441 | 35.1 | 175.5 | 5.5892 | #REF! | #REF! | #REF!
| 2 | 6.85 | 0.51563 | 0.36969 | 0.00049576 | 36.99 | 0.095486 | 0.36969 | 36.99 | 22.194 | 8.4594 | 184.95 | 5.8901 | 82.3655 | 27.6867 | 7.1512 | -27.3171 | -7.0557 | [11 empty] | 1 | [7 empty] | 6.55 | 170.0323 | 31.4875 | 35.37 | 176.85 | 5.6322 | #REF! | #REF! | #REF! | #REF! | 6.55 | 351.7161 | 65.1326 | 35.37 | 176.85 | 5.6322 | #REF! | #REF! | #REF! | #REF! | 6.55 | 617.9 | 114.4259 | 35.37 | 176.85 | 5.6322 | #REF! | #REF! | #REF! | #REF! | 6.55 | 963.292 | 178.3874 | 35.37 | 176.85 | 5.6322 | #REF! | #REF! | #REF! | #REF! | 6.55 | 1385.7518 | 256.6207 | 35.37 | 176.85 | 5.6322 | #REF! | #REF! | #REF! | 2 | 6.55 | 1891.9377 | 350.3588 | 35.37 | 176.85 | 5.6322 | #REF! | #REF! | #REF! | 2 | 6.55 | 2477.8355 | 458.8584 | 35.37 | 176.85 | 5.6322 | #REF! | #REF! | #REF! | 2 | 6.55 | 3141.2233 | 581.708 | 35.37 | 176.85 | 5.6322 | #REF! | #REF! | #REF!
| 2 | 6.9 | 0.50256 | 0.36295 | 0.00048672 | 37.26 | 0.093066 | 0.36295 | 37.26 | 22.356 | 8.4594 | 186.3 | 5.9331 | 82.4117 | 28.0767 | 7.1994 | -27.7137 | -7.1063 | [11 empty] | 1 | [7 empty] | 6.6 | 168.8146 | 31.262 | 35.64 | 178.2 | 5.6752 | #REF! | #REF! | #REF! | #REF! | 6.6 | 350.1604 | 64.8445 | 35.64 | 178.2 | 5.6752 | #REF! | #REF! | #REF! | #REF! | 6.6 | 615.898 | 114.0552 | 35.64 | 178.2 | 5.6752 | #REF! | #REF! | #REF! | #REF! | 6.6 | 960.8415 | 177.9336 | 35.64 | 178.2 | 5.6752 | #REF! | #REF! | #REF! | #REF! | 6.6 | 1382.8639 | 256.0859 | 35.64 | 178.2 | 5.6752 | #REF! | #REF! | #REF! | 2 | 6.6 | 1888.5234 | 349.7266 | 35.64 | 178.2 | 5.6752 | #REF! | #REF! | #REF! | 2 | 6.6 | 2473.8963 | 458.1289 | 35.64 | 178.2 | 5.6752 | #REF! | #REF! | #REF! | 2 | 6.6 | 3136.7212 | 580.8743 | 35.64 | 178.2 | 5.6752 | #REF! | #REF! | #REF!
| 2 | 6.95 | 0.48965 | 0.35619 | 0.00047766 | 37.53 | 0.090677 | 0.35619 | 37.53 | 22.518 | 8.4594 | 187.65 | 5.9761 | 82.4578 | 28.4691 | 7.2475 | -28.1129 | -7.1568 | [11 empty] | 1 | [7 empty] | 6.65 | 167.6017 | 31.0373 | 35.91 | 179.55 | 5.7182 | #REF! | #REF! | #REF! | #REF! | 6.65 | 348.6105 | 64.5575 | 35.91 | 179.55 | 5.7182 | #REF! | #REF! | #REF! | #REF! | 6.65 | 613.9034 | 113.6858 | 35.91 | 179.55 | 5.7182 | #REF! | #REF! | #REF! | #REF! | 6.65 | 958.3997 | 177.4814 | 35.91 | 179.55 | 5.7182 | #REF! | #REF! | #REF! | #REF! | 6.65 | 1379.9864 | 255.553 | 35.91 | 179.55 | 5.7182 | #REF! | #REF! | #REF! | 2 | 6.65 | 1885.1203 | 349.0964 | 35.91 | 179.55 | 5.7182 | #REF! | #REF! | #REF! | 2 | 6.65 | 2469.9687 | 457.4016 | 35.91 | 179.55 | 5.7182 | #REF! | #REF! | #REF! | 2 | 6.65 | 3132.2316 | 580.0429 | 35.91 | 179.55 | 5.7182 | #REF! | #REF! | #REF!
| 2 | 7 | 0.47692 | 0.34942 | 0.00046858 | 37.8 | 0.088319 | 0.34942 | 37.8 | 22.68 | 8.4594 | 189 | 6.0191 | 82.5037 | 28.8642 | 7.2956 | -28.5147 | -7.2072 | [11 empty] | 1 | [7 empty] | 6.7 | 166.3935 | 30.8136 | 36.18 | 180.9 | 5.7611 | #REF! | #REF! | #REF! | #REF! | 6.7 | 347.0664 | 64.2716 | 36.18 | 180.9 | 5.7611 | #REF! | #REF! | #REF! | #REF! | 6.7 | 611.9162 | 113.3178 | 36.18 | 180.9 | 5.7611 | #REF! | #REF! | #REF! | #REF! | 6.7 | 955.9668 | 177.0309 | 36.18 | 180.9 | 5.7611 | #REF! | #REF! | #REF! | #REF! | 6.7 | 1377.119 | 255.022 | 36.18 | 180.9 | 5.7611 | #REF! | #REF! | #REF! | 2 | 6.7 | 1881.7283 | 348.4682 | 36.18 | 180.9 | 5.7611 | #REF! | #REF! | #REF! | 2 | 6.7 | 2466.0526 | 456.6764 | 36.18 | 180.9 | 5.7611 | #REF! | #REF! | #REF! | 2 | 6.7 | 3127.7545 | 579.2138 | 36.18 | 180.9 | 5.7611 | #REF! | #REF! | #REF!
| 2 | 7.05 | 0.46436 | 0.34265 | 0.0004595 | 38.07 | 0.085992 | 0.34265 | 38.07 | 22.842 | 8.4594 | 190.35 | 6.0621 | 82.5495 | 29.2617 | 7.3436 | -28.9191 | -7.2576 | [11 empty] | 1 | [7 empty] | 6.75 | 165.19 | 30.5907 | 36.45 | 182.25 | 5.8041 | #REF! | #REF! | #REF! | #REF! | 6.75 | 345.5282 | 63.9867 | 36.45 | 182.25 | 5.8041 | #REF! | #REF! | #REF! | #REF! | 6.75 | 609.9363 | 112.9512 | 36.45 | 182.25 | 5.8041 | #REF! | #REF! | #REF! | #REF! | 6.75 | 953.5426 | 176.582 | 36.45 | 182.25 | 5.8041 | #REF! | #REF! | #REF! | #REF! | 6.75 | 1374.2618 | 254.4929 | 36.45 | 182.25 | 5.8041 | #REF! | #REF! | #REF! | 2 | 6.75 | 1878.3473 | 347.8421 | 36.45 | 182.25 | 5.8041 | #REF! | #REF! | #REF! | 2 | 6.75 | 2462.148 | 455.9533 | 36.45 | 182.25 | 5.8041 | #REF! | #REF! | #REF! | 2 | 6.75 | 3123.2897 | 578.387 | 36.45 | 182.25 | 5.8041 | #REF! | #REF! | #REF!
| 2 | 7.1 | 0.45196 | 0.33587 | 0.0004504 | 38.34 | 0.083696 | 0.33587 | 38.34 | 23.004 | 8.4594 | 191.7 | 6.1051 | 82.5951 | 29.6619 | 7.3916 | -29.326 | -7.3079 | [11 empty] | 1 | [7 empty] | 6.8 | 163.9913 | 30.3688 | 36.72 | 183.6 | 5.8471 | #REF! | #REF! | #REF! | #REF! | 6.8 | 343.9957 | 63.7029 | 36.72 | 183.6 | 5.8471 | #REF! | #REF! | #REF! | #REF! | 6.8 | 607.9636 | 112.5859 | 36.72 | 183.6 | 5.8471 | #REF! | #REF! | #REF! | #REF! | 6.8 | 951.127 | 176.1346 | 36.72 | 183.6 | 5.8471 | #REF! | #REF! | #REF! | #REF! | 6.8 | 1371.4147 | 253.9657 | 36.72 | 183.6 | 5.8471 | #REF! | #REF! | #REF! | 2 | 6.8 | 1874.9772 | 347.218 | 36.72 | 183.6 | 5.8471 | #REF! | #REF! | #REF! | 2 | 6.8 | 2458.2547 | 455.2324 | 36.72 | 183.6 | 5.8471 | #REF! | #REF! | #REF! | 2 | 6.8 | 3118.8372 | 577.5624 | 36.72 | 183.6 | 5.8471 | #REF! | #REF! | #REF!
| 2 | 7.15 | 0.43973 | 0.32908 | 0.00044131 | 38.61 | 0.081432 | 0.32908 | 38.61 | 23.166 | 8.4594 | 193.05 | 6.1481 | 82.6406 | 30.0646 | 7.4396 | -29.7355 | -7.3581 | [11 empty] | 1 | [7 empty] | 6.85 | 162.7973 | 30.1476 | 36.99 | 184.95 | 5.8901 | #REF! | #REF! | #REF! | #REF! | 6.85 | 342.4691 | 63.4202 | 36.99 | 184.95 | 5.8901 | #REF! | #REF! | #REF! | #REF! | 6.85 | 605.9982 | 112.2219 | 36.99 | 184.95 | 5.8901 | #REF! | #REF! | #REF! | #REF! | 6.85 | 948.7201 | 175.6889 | 36.99 | 184.95 | 5.8901 | #REF! | #REF! | #REF! | #REF! | 6.85 | 1368.5776 | 253.4403 | 36.99 | 184.95 | 5.8901 | #REF! | #REF! | #REF! | 2 | 6.85 | 1871.6179 | 346.5959 | 36.99 | 184.95 | 5.8901 | #REF! | #REF! | #REF! | 2 | 6.85 | 2454.3728 | 454.5135 | 36.99 | 184.95 | 5.8901 | #REF! | #REF! | #REF! | 2 | 6.85 | 3114.3969 | 576.7402 | 36.99 | 184.95 | 5.8901 | #REF! | #REF! | #REF!
| 2 | 7.2 | 0.42768 | 0.3223 | 0.00043221 | 38.88 | 0.079199 | 0.3223 | 38.88 | 23.328 | 8.4594 | 194.4 | 6.1911 | 82.6859 | 30.4698 | 7.4875 | -30.1475 | -7.4083 | [11 empty] | 1 | [7 empty] | 6.9 | 161.608 | 29.9274 | 37.26 | 186.3 | 5.9331 | #REF! | #REF! | #REF! | #REF! | 6.9 | 340.9483 | 63.1386 | 37.26 | 186.3 | 5.9331 | #REF! | #REF! | #REF! | #REF! | 6.9 | 604.0401 | 111.8593 | 37.26 | 186.3 | 5.9331 | #REF! | #REF! | #REF! | #REF! | 6.9 | 946.3218 | 175.2448 | 37.26 | 186.3 | 5.9331 | #REF! | #REF! | #REF! | #REF! | 6.9 | 1365.7503 | 252.9167 | 37.26 | 186.3 | 5.9331 | #REF! | #REF! | #REF! | 2 | 6.9 | 1868.2694 | 345.9758 | 37.26 | 186.3 | 5.9331 | #REF! | #REF! | #REF! | 2 | 6.9 | 2450.5021 | 453.7967 | 37.26 | 186.3 | 5.9331 | #REF! | #REF! | #REF! | 2 | 6.9 | 3109.9687 | 575.9201 | 37.26 | 186.3 | 5.9331 | #REF! | #REF! | #REF!
| 2 | 7.25 | 0.41579 | 0.31551 | 0.00042311 | 39.15 | 0.076997 | 0.31551 | 39.15 | 23.49 | 8.4594 | 195.75 | 6.2341 | 82.7311 | 30.8776 | 7.5353 | -30.5621 | -7.4584 | [11 empty] | 1 | [7 empty] | 6.95 | 160.4235 | 29.7081 | 37.53 | 187.65 | 5.9761 | #REF! | #REF! | #REF! | #REF! | 6.95 | 339.4332 | 62.858 | 37.53 | 187.65 | 5.9761 | #REF! | #REF! | #REF! | #REF! | 6.95 | 602.0891 | 111.498 | 37.53 | 187.65 | 5.9761 | #REF! | #REF! | #REF! | #REF! | 6.95 | 943.932 | 174.8022 | 37.53 | 187.65 | 5.9761 | #REF! | #REF! | #REF! | #REF! | 6.95 | 1362.9329 | 252.395 | 37.53 | 187.65 | 5.9761 | #REF! | #REF! | #REF! | 2 | 6.95 | 1864.9316 | 345.3577 | 37.53 | 187.65 | 5.9761 | #REF! | #REF! | #REF! | 2 | 6.95 | 2446.6425 | 453.082 | 37.53 | 187.65 | 5.9761 | #REF! | #REF! | #REF! | 2 | 6.95 | 3105.5527 | 575.1024 | 37.53 | 187.65 | 5.9761 | #REF! | #REF! | #REF!
| 2 | 7.3 | 0.40407 | 0.30873 | 0.00041402 | 39.42 | 0.074827 | 0.30873 | 39.42 | 23.652 | 8.4594 | 197.1 | 6.2771 | 82.7761 | 31.2879 | 7.5832 | -30.9792 | -7.5084 | [11 empty] | 1 | [7 empty] | 7 | 159.2438 | 29.4896 | 37.8 | 189 | 6.0191 | #REF! | #REF! | #REF! | #REF! | 7 | 337.9239 | 62.5785 | 37.8 | 189 | 6.0191 | #REF! | #REF! | #REF! | #REF! | 7 | 600.1453 | 111.138 | 37.8 | 189 | 6.0191 | #REF! | #REF! | #REF! | #REF! | 7 | 941.5506 | 174.3612 | 37.8 | 189 | 6.0191 | #REF! | #REF! | #REF! | #REF! | 7 | 1360.1253 | 251.875 | 37.8 | 189 | 6.0191 | #REF! | #REF! | #REF! | 2 | 7 | 1861.6044 | 344.7416 | 37.8 | 189 | 6.0191 | #REF! | #REF! | #REF! | 2 | 7 | 2442.7941 | 452.3693 | 37.8 | 189 | 6.0191 | #REF! | #REF! | #REF! | 2 | 7 | 3101.1487 | 574.2868 | 37.8 | 189 | 6.0191 | #REF! | #REF! | #REF!
| 2 | 7.35 | 0.39252 | 0.30196 | 0.00040494 | 39.69 | 0.072688 | 0.30196 | 39.69 | 23.814 | 8.4594 | 198.45 | 6.3201 | 82.821 | 31.7008 | 7.631 | -31.3988 | -7.5583 | [11 empty] | 1 | [7 empty] | 7.05 | 158.0688 | 29.272 | 38.07 | 190.35 | 6.0621 | #REF! | #REF! | #REF! | #REF! | 7.05 | 336.4203 | 62.3001 | 38.07 | 190.35 | 6.0621 | #REF! | #REF! | #REF! | #REF! | 7.05 | 598.2086 | 110.7794 | 38.07 | 190.35 | 6.0621 | #REF! | #REF! | #REF! | #REF! | 7.05 | 939.1776 | 173.9218 | 38.07 | 190.35 | 6.0621 | #REF! | #REF! | #REF! | #REF! | 7.05 | 1357.3273 | 251.3569 | 38.07 | 190.35 | 6.0621 | #REF! | #REF! | #REF! | 2 | 7.05 | 1858.2878 | 344.1274 | 38.07 | 190.35 | 6.0621 | #REF! | #REF! | #REF! | 2 | 7.05 | 2438.9567 | 451.6587 | 38.07 | 190.35 | 6.0621 | #REF! | #REF! | #REF! | 2 | 7.05 | 3096.7566 | 573.4734 | 38.07 | 190.35 | 6.0621 | #REF! | #REF! | #REF!
| 2 | 7.4 | 0.38113 | 0.2952 | 0.00039587 | 39.96 | 0.07058 | 0.2952 | 39.96 | 23.976 | 8.4594 | 199.8 | 6.3631 | 82.8658 | 32.1162 | 7.6787 | -31.821 | -7.6082 | [11 empty] | 1 | [7 empty] | 7.1 | 156.8985 | 29.0553 | 38.34 | 191.7 | 6.1051 | #REF! | #REF! | #REF! | #REF! | 7.1 | 334.9225 | 62.0227 | 38.34 | 191.7 | 6.1051 | #REF! | #REF! | #REF! | #REF! | 7.1 | 596.279 | 110.422 | 38.34 | 191.7 | 6.1051 | #REF! | #REF! | #REF! | #REF! | 7.1 | 936.813 | 173.4839 | 38.34 | 191.7 | 6.1051 | #REF! | #REF! | #REF! | #REF! | 7.1 | 1354.5389 | 250.8405 | 38.34 | 191.7 | 6.1051 | #REF! | #REF! | #REF! | 2 | 7.1 | 1854.9817 | 343.5151 | 38.34 | 191.7 | 6.1051 | #REF! | #REF! | #REF! | 2 | 7.1 | 2435.1303 | 450.9501 | 38.34 | 191.7 | 6.1051 | #REF! | #REF! | #REF! | 2 | 7.1 | 3092.3765 | 572.6623 | 38.34 | 191.7 | 6.1051 | #REF! | #REF! | #REF!
| 2 | 7.45 | 0.36992 | 0.28845 | 0.00038682 | 40.23 | 0.068504 | 0.28845 | 40.23 | 24.138 | 8.4594 | 201.15 | 6.4061 | 82.9104 | 32.5342 | 7.7265 | -32.2457 | -7.658 | [11 empty] | 1 | [7 empty] | 7.15 | 155.733 | 28.8394 | 38.61 | 193.05 | 6.1481 | #REF! | #REF! | #REF! | #REF! | 7.15 | 333.4303 | 61.7464 | 38.61 | 193.05 | 6.1481 | #REF! | #REF! | #REF! | #REF! | 7.15 | 594.3564 | 110.066 | 38.61 | 193.05 | 6.1481 | #REF! | #REF! | #REF! | #REF! | 7.15 | 934.4567 | 173.0475 | 38.61 | 193.05 | 6.1481 | #REF! | #REF! | #REF! | #REF! | 7.15 | 1351.7601 | 250.3259 | 38.61 | 193.05 | 6.1481 | #REF! | #REF! | #REF! | 2 | 7.15 | 1851.6859 | 342.9048 | 38.61 | 193.05 | 6.1481 | #REF! | #REF! | #REF! | 2 | 7.15 | 2431.3148 | 450.2435 | 38.61 | 193.05 | 6.1481 | #REF! | #REF! | #REF! | 2 | 7.15 | 3088.0081 | 571.8534 | 38.61 | 193.05 | 6.1481 | #REF! | #REF! | #REF!
| 2 | 7.5 | 0.35888 | 0.28172 | 0.00037779 | 40.5 | 0.066458 | 0.28172 | 40.5 | 24.3 | 8.4594 | 202.5 | 6.449 | 82.9549 | 32.9547 | 7.7742 | -32.6729 | -7.7077 | [11 empty] | 1 | [7 empty] | 7.2 | 154.5722 | 28.6245 | 38.88 | 194.4 | 6.1911 | #REF! | #REF! | #REF! | #REF! | 7.2 | 331.9439 | 61.4711 | 38.88 | 194.4 | 6.1911 | #REF! | #REF! | #REF! | #REF! | 7.2 | 592.4409 | 109.7113 | 38.88 | 194.4 | 6.1911 | #REF! | #REF! | #REF! | #REF! | 7.2 | 932.1087 | 172.6127 | 38.88 | 194.4 | 6.1911 | #REF! | #REF! | #REF! | #REF! | 7.2 | 1348.9907 | 249.8131 | 38.88 | 194.4 | 6.1911 | #REF! | #REF! | #REF! | 2 | 7.2 | 1848.4005 | 342.2964 | 38.88 | 194.4 | 6.1911 | #REF! | #REF! | #REF! | 2 | 7.2 | 2427.5102 | 449.5389 | 38.88 | 194.4 | 6.1911 | #REF! | #REF! | #REF! | 2 | 7.2 | 3083.6516 | 571.0466 | 38.88 | 194.4 | 6.1911 | #REF! | #REF! | #REF!
| 2 | 7.55 | 0.348 | 0.275 | 0.00036878 | 40.77 | 0.064444 | 0.275 | 40.77 | 24.462 | 8.4594 | 203.85 | 6.492 | 82.9992 | 33.3777 | 7.8218 | -33.1027 | -7.7574 | [11 empty] | 1 | [7 empty] | 7.25 | 153.4162 | 28.4104 | 39.15 | 195.75 | 6.2341 | #REF! | #REF! | #REF! | #REF! | 7.25 | 330.4631 | 61.1969 | 39.15 | 195.75 | 6.2341 | #REF! | #REF! | #REF! | #REF! | 7.25 | 590.5323 | 109.3578 | 39.15 | 195.75 | 6.2341 | #REF! | #REF! | #REF! | #REF! | 7.25 | 929.7688 | 172.1794 | 39.15 | 195.75 | 6.2341 | #REF! | #REF! | #REF! | #REF! | 7.25 | 1346.2307 | 249.302 | 39.15 | 195.75 | 6.2341 | #REF! | #REF! | #REF! | 2 | 7.25 | 1845.1254 | 341.6899 | 39.15 | 195.75 | 6.2341 | #REF! | #REF! | #REF! | 2 | 7.25 | 2423.7163 | 448.8363 | 39.15 | 195.75 | 6.2341 | #REF! | #REF! | #REF! | 2 | 7.25 | 3079.3067 | 570.242 | 39.15 | 195.75 | 6.2341 | #REF! | #REF! | #REF!
| 2 | 7.6 | 0.33729 | 0.26831 | 0.0003598 | 41.04 | 0.062462 | 0.26831 | 41.04 | 24.624 | 8.4594 | 205.2 | 6.535 | 83.0434 | 33.8032 | 7.8694 | -33.5349 | -7.807 | [11 empty] | 1 | [7 empty] | 7.3 | 152.2649 | 28.1972 | 39.42 | 197.1 | 6.2771 | #REF! | #REF! | #REF! | #REF! | 7.3 | 328.988 | 60.9237 | 39.42 | 197.1 | 6.2771 | #REF! | #REF! | #REF! | #REF! | 7.3 | 588.6307 | 109.0057 | 39.42 | 197.1 | 6.2771 | #REF! | #REF! | #REF! | #REF! | 7.3 | 927.4371 | 171.7476 | 39.42 | 197.1 | 6.2771 | #REF! | #REF! | #REF! | #REF! | 7.3 | 1343.48 | 248.7926 | 39.42 | 197.1 | 6.2771 | #REF! | #REF! | #REF! | 2 | 7.3 | 1841.8604 | 341.0853 | 39.42 | 197.1 | 6.2771 | #REF! | #REF! | #REF! | 2 | 7.3 | 2419.9331 | 448.1358 | 39.42 | 197.1 | 6.2771 | #REF! | #REF! | #REF! | 2 | 7.3 | 3074.9735 | 569.4395 | 39.42 | 197.1 | 6.2771 | #REF! | #REF! | #REF!
| 2 | 7.65 | 0.32676 | 0.26163 | 0.00035086 | 41.31 | 0.06051 | 0.26163 | 41.31 | 24.786 | 8.4594 | 206.55 | 6.578 | 83.0875 | 34.2313 | 7.917 | -33.9697 | -7.8565 | [11 empty] | 1 | [7 empty] | 7.35 | 151.1184 | 27.9849 | 39.69 | 198.45 | 6.3201 | #REF! | #REF! | #REF! | #REF! | 7.35 | 327.5186 | 60.6516 | 39.69 | 198.45 | 6.3201 | #REF! | #REF! | #REF! | #REF! | 7.35 | 586.7361 | 108.6548 | 39.69 | 198.45 | 6.3201 | #REF! | #REF! | #REF! | #REF! | 7.35 | 925.1135 | 171.3173 | 39.69 | 198.45 | 6.3201 | #REF! | #REF! | #REF! | #REF! | 7.35 | 1340.7385 | 248.2849 | 39.69 | 198.45 | 6.3201 | #REF! | #REF! | #REF! | 2 | 7.35 | 1838.6056 | 340.4825 | 39.69 | 198.45 | 6.3201 | #REF! | #REF! | #REF! | 2 | 7.35 | 2416.1606 | 447.4371 | 39.69 | 198.45 | 6.3201 | #REF! | #REF! | #REF! | 2 | 7.35 | 3070.6518 | 568.6392 | 39.69 | 198.45 | 6.3201 | #REF! | #REF! | #REF!
| 2 | 7.7 | 0.31639 | 0.25499 | 0.00034194 | 41.58 | 0.05859 | 0.25499 | 41.58 | 24.948 | 8.4594 | 207.9 | 6.621 | 83.1314 | 34.6619 | 7.9645 | -34.4069 | -7.9059 | [11 empty] | 1 | [7 empty] | 7.4 | 149.9766 | 27.7734 | 39.96 | 199.8 | 6.3631 | #REF! | #REF! | #REF! | #REF! | 7.4 | 326.0548 | 60.3805 | 39.96 | 199.8 | 6.3631 | #REF! | #REF! | #REF! | #REF! | 7.4 | 584.8483 | 108.3052 | 39.96 | 199.8 | 6.3631 | #REF! | #REF! | #REF! | #REF! | 7.4 | 922.7979 | 170.8885 | 39.96 | 199.8 | 6.3631 | #REF! | #REF! | #REF! | #REF! | 7.4 | 1338.0062 | 247.7789 | 39.96 | 199.8 | 6.3631 | #REF! | #REF! | #REF! | 2 | 7.4 | 1835.3609 | 339.8816 | 39.96 | 199.8 | 6.3631 | #REF! | #REF! | #REF! | 2 | 7.4 | 2412.3987 | 446.7405 | 39.96 | 199.8 | 6.3631 | #REF! | #REF! | #REF! | 2 | 7.4 | 3066.3417 | 567.8411 | 39.96 | 199.8 | 6.3631 | #REF! | #REF! | #REF!
| 2 | 7.75 | 0.30619 | 0.24837 | 0.00033307 | 41.85 | 0.056701 | 0.24837 | 41.85 | 25.11 | 8.4594 | 209.25 | 6.664 | 83.1752 | 35.0951 | 8.012 | -34.8467 | -7.9553 | [11 empty] | 1 | [7 empty] | 7.45 | 148.8395 | 27.5629 | 40.23 | 201.15 | 6.4061 | #REF! | #REF! | #REF! | #REF! | 7.45 | 324.5966 | 60.1105 | 40.23 | 201.15 | 6.4061 | #REF! | #REF! | #REF! | #REF! | 7.45 | 582.9674 | 107.9569 | 40.23 | 201.15 | 6.4061 | #REF! | #REF! | #REF! | #REF! | 7.45 | 920.4903 | 170.4612 | 40.23 | 201.15 | 6.4061 | #REF! | #REF! | #REF! | #REF! | 7.45 | 1335.283 | 247.2746 | 40.23 | 201.15 | 6.4061 | #REF! | #REF! | #REF! | 2 | 7.45 | 1832.1261 | 339.2826 | 40.23 | 201.15 | 6.4061 | #REF! | #REF! | #REF! | 2 | 7.45 | 2408.6472 | 446.0458 | 40.23 | 201.15 | 6.4061 | #REF! | #REF! | #REF! | 2 | 7.45 | 3062.043 | 567.045 | 40.23 | 201.15 | 6.4061 | #REF! | #REF! | #REF!
| 2 | 7.8 | 0.29616 | 0.24178 | 0.00032423 | 42.12 | 0.054844 | 0.24178 | 42.12 | 25.272 | 8.4594 | 210.6 | 6.707 | 83.2188 | 35.5307 | 8.0595 | -35.2889 | -8.0046 | [11 empty] | 1 | [7 empty] | 7.5 | 147.7072 | 27.3532 | 40.5 | 202.5 | 6.449 | #REF! | #REF! | #REF! | #REF! | 7.5 | 323.144 | 59.8415 | 40.5 | 202.5 | 6.449 | #REF! | #REF! | #REF! | #REF! | 7.5 | 581.0933 | 107.6099 | 40.5 | 202.5 | 6.449 | #REF! | #REF! | #REF! | #REF! | 7.5 | 918.1907 | 170.0353 | 40.5 | 202.5 | 6.449 | #REF! | #REF! | #REF! | #REF! | 7.5 | 1332.5688 | 246.772 | 40.5 | 202.5 | 6.449 | #REF! | #REF! | #REF! | 2 | 7.5 | 1828.9012 | 338.6854 | 40.5 | 202.5 | 6.449 | #REF! | #REF! | #REF! | 2 | 7.5 | 2404.9063 | 445.353 | 40.5 | 202.5 | 6.449 | #REF! | #REF! | #REF! | 2 | 7.5 | 3057.7557 | 566.2511 | 40.5 | 202.5 | 6.449 | #REF! | #REF! | #REF!
| 2 | 7.85 | 0.28629 | 0.23523 | 0.00031545 | 42.39 | 0.053017 | 0.23523 | 42.39 | 25.434 | 8.4594 | 211.95 | 6.75 | 83.2623 | 35.9689 | 8.1069 | -35.7337 | -8.0539 | [11 empty] | 1 | [7 empty] | 7.55 | 146.5796 | 27.1444 | 40.77 | 203.85 | 6.492 | #REF! | #REF! | #REF! | #REF! | 7.55 | 321.697 | 59.5735 | 40.77 | 203.85 | 6.492 | #REF! | #REF! | #REF! | #REF! | 7.55 | 579.226 | 107.2641 | 40.77 | 203.85 | 6.492 | #REF! | #REF! | #REF! | #REF! | 7.55 | 915.8989 | 169.6109 | 40.77 | 203.85 | 6.492 | #REF! | #REF! | #REF! | #REF! | 7.55 | 1329.8636 | 246.271 | 40.77 | 203.85 | 6.492 | #REF! | #REF! | #REF! | 2 | 7.55 | 1825.6862 | 338.09 | 40.77 | 203.85 | 6.492 | #REF! | #REF! | #REF! | 2 | 7.55 | 2401.1757 | 444.6622 | 40.77 | 203.85 | 6.492 | #REF! | #REF! | #REF! | 2 | 7.55 | 3053.4797 | 565.4592 | 40.77 | 203.85 | 6.492 | #REF! | #REF! | #REF!
| 2 | 7.9 | 0.2766 | 0.22871 | 0.00030671 | 42.66 | 0.051222 | 0.22871 | 42.66 | 25.596 | 8.4594 | 213.3 | 6.793 | 83.3057 | 36.4096 | 8.1543 | -36.1809 | -8.1031 | [11 empty] | 1 | [7 empty] | 7.6 | 145.4568 | 26.9364 | 41.04 | 205.2 | 6.535 | #REF! | #REF! | #REF! | #REF! | 7.6 | 320.2556 | 59.3066 | 41.04 | 205.2 | 6.535 | #REF! | #REF! | #REF! | #REF! | 7.6 | 577.3654 | 106.9195 | 41.04 | 205.2 | 6.535 | #REF! | #REF! | #REF! | #REF! | 7.6 | 913.615 | 169.188 | 41.04 | 205.2 | 6.535 | #REF! | #REF! | #REF! | #REF! | 7.6 | 1327.1672 | 245.7717 | 41.04 | 205.2 | 6.535 | #REF! | #REF! | #REF! | 2 | 7.6 | 1822.481 | 337.4965 | 41.04 | 205.2 | 6.535 | #REF! | #REF! | #REF! | 2 | 7.6 | 2397.4555 | 443.9732 | 41.04 | 205.2 | 6.535 | #REF! | #REF! | #REF! | 2 | 7.6 | 3049.215 | 564.6694 | 41.04 | 205.2 | 6.535 | #REF! | #REF! | #REF!
| 2 | 7.95 | 0.26708 | 0.22223 | 0.00029802 | 42.93 | 0.049458 | 0.22223 | 42.93 | 25.758 | 8.4594 | 214.65 | 6.836 | 83.3489 | 36.8528 | 8.2017 | -36.6306 | -8.1522 | [11 empty] | 1 | [7 empty] | 7.65 | 144.3387 | 26.7294 | 41.31 | 206.55 | 6.578 | #REF! | #REF! | #REF! | #REF! | 7.65 | 318.8198 | 59.0407 | 41.31 | 206.55 | 6.578 | #REF! | #REF! | #REF! | #REF! | 7.65 | 575.5116 | 106.5762 | 41.31 | 206.55 | 6.578 | #REF! | #REF! | #REF! | #REF! | 7.65 | 911.3389 | 168.7665 | 41.31 | 206.55 | 6.578 | #REF! | #REF! | #REF! | #REF! | 7.65 | 1324.4797 | 245.274 | 41.31 | 206.55 | 6.578 | #REF! | #REF! | #REF! | 2 | 7.65 | 1819.2854 | 336.9047 | 41.31 | 206.55 | 6.578 | #REF! | #REF! | #REF! | 2 | 7.65 | 2393.7455 | 443.2862 | 41.31 | 206.55 | 6.578 | #REF! | #REF! | #REF! | 2 | 7.65 | 3044.9615 | 563.8818 | 41.31 | 206.55 | 6.578 | #REF! | #REF! | #REF!
| 2 | 8 | 0.25772 | 0.2158 | 0.00028939 | 43.2 | 0.047726 | 0.2158 | 43.2 | 25.92 | 8.4594 | 216 | 6.879 | 83.3919 | 37.2986 | 8.249 | -37.0828 | -8.2012 | [11 empty] | 1 | [7 empty] | 7.7 | 143.2253 | 26.5232 | 41.58 | 207.9 | 6.621 | #REF! | #REF! | #REF! | #REF! | 7.7 | 317.3895 | 58.7758 | 41.58 | 207.9 | 6.621 | #REF! | #REF! | #REF! | #REF! | 7.7 | 573.6645 | 106.2342 | 41.58 | 207.9 | 6.621 | #REF! | #REF! | #REF! | #REF! | 7.7 | 909.0705 | 168.3464 | 41.58 | 207.9 | 6.621 | #REF! | #REF! | #REF! | #REF! | 7.7 | 1321.8008 | 244.7779 | 41.58 | 207.9 | 6.621 | #REF! | #REF! | #REF! | 2 | 7.7 | 1816.0995 | 336.3147 | 41.58 | 207.9 | 6.621 | #REF! | #REF! | #REF! | 2 | 7.7 | 2390.0457 | 442.6011 | 41.58 | 207.9 | 6.621 | #REF! | #REF! | #REF! | 2 | 7.7 | 3040.7191 | 563.0961 | 41.58 | 207.9 | 6.621 | #REF! | #REF! | #REF!
| 2 | 8.05 | 0.24853 | 0.20941 | 0.00028082 | 43.47 | 0.046025 | 0.20941 | 43.47 | 26.082 | 8.4594 | 217.35 | 6.922 | 83.4349 | 37.7468 | 8.2963 | -37.5374 | -8.2502 | [11 empty] | 1 | [7 empty] | 7.75 | 142.1168 | 26.3179 | 41.85 | 209.25 | 6.664 | #REF! | #REF! | #REF! | #REF! | 7.75 | 315.9647 | 58.512 | 41.85 | 209.25 | 6.664 | #REF! | #REF! | #REF! | #REF! | 7.75 | 571.8241 | 105.8934 | 41.85 | 209.25 | 6.664 | #REF! | #REF! | #REF! | #REF! | 7.75 | 906.8098 | 167.9277 | 41.85 | 209.25 | 6.664 | #REF! | #REF! | #REF! | #REF! | 7.75 | 1319.1307 | 244.2835 | 41.85 | 209.25 | 6.664 | #REF! | #REF! | #REF! | 2 | 7.75 | 1812.9232 | 335.7265 | 41.85 | 209.25 | 6.664 | #REF! | #REF! | #REF! | 2 | 7.75 | 2386.3561 | 441.9178 | 41.85 | 209.25 | 6.664 | #REF! | #REF! | #REF! | 2 | 7.75 | 3036.4878 | 562.3125 | 41.85 | 209.25 | 6.664 | #REF! | #REF! | #REF!
| 2 | 8.1 | 0.23952 | 0.20306 | 0.00027231 | 43.74 | 0.044355 | 0.20306 | 43.74 | 26.244 | 8.4594 | 218.7 | 6.965 | 83.4777 | 38.1976 | 8.3435 | -37.9945 | -8.2992 | [11 empty] | 1 | [7 empty] | 7.8 | 141.0129 | 26.1135 | 42.12 | 210.6 | 6.707 | #REF! | #REF! | #REF! | #REF! | 7.8 | 314.5455 | 58.2492 | 42.12 | 210.6 | 6.707 | #REF! | #REF! | #REF! | #REF! | 7.8 | 569.9903 | 105.5538 | 42.12 | 210.6 | 6.707 | #REF! | #REF! | #REF! | #REF! | 7.8 | 904.5568 | 167.5105 | 42.12 | 210.6 | 6.707 | #REF! | #REF! | #REF! | #REF! | 7.8 | 1316.4691 | 243.7906 | 42.12 | 210.6 | 6.707 | #REF! | #REF! | #REF! | 2 | 7.8 | 1809.7564 | 335.1401 | 42.12 | 210.6 | 6.707 | #REF! | #REF! | #REF! | 2 | 7.8 | 2382.6766 | 441.2364 | 42.12 | 210.6 | 6.707 | #REF! | #REF! | #REF! | 2 | 7.8 | 3032.2675 | 561.531 | 42.12 | 210.6 | 6.707 | #REF! | #REF! | #REF!
| 2 | 8.15 | 0.23067 | 0.19677 | 0.00026387 | 44.01 | 0.042716 | 0.19677 | 44.01 | 26.406 | 8.4594 | 220.05 | 7.008 | 83.5203 | 38.6509 | 8.3907 | -38.4541 | -8.348 | [11 empty] | 1 | [7 empty] | 7.85 | 139.9138 | 25.91 | 42.39 | 211.95 | 6.75 | #REF! | #REF! | #REF! | #REF! | 7.85 | 313.1317 | 57.9874 | 42.39 | 211.95 | 6.75 | #REF! | #REF! | #REF! | #REF! | 7.85 | 568.1631 | 105.2154 | 42.39 | 211.95 | 6.75 | #REF! | #REF! | #REF! | #REF! | 7.85 | 902.3113 | 167.0947 | 42.39 | 211.95 | 6.75 | #REF! | #REF! | #REF! | #REF! | 7.85 | 1313.8161 | 243.2993 | 42.39 | 211.95 | 6.75 | #REF! | #REF! | #REF! | 2 | 7.85 | 1806.5991 | 334.5554 | 42.39 | 211.95 | 6.75 | #REF! | #REF! | #REF! | 2 | 7.85 | 2379.007 | 440.5569 | 42.39 | 211.95 | 6.75 | #REF! | #REF! | #REF! | 2 | 7.85 | 3028.0581 | 560.7515 | 42.39 | 211.95 | 6.75 | #REF! | #REF! | #REF!
| 2 | 8.2 | 0.22199 | 0.19052 | 0.0002555 | 44.28 | 0.041109 | 0.19052 | 44.28 | 26.568 | 8.4594 | 221.4 | 7.051 | 83.5629 | 39.1066 | 8.4379 | -38.9161 | -8.3968 | [11 empty] | 1 | [7 empty] | 7.9 | 138.8194 | 25.7073 | 42.66 | 213.3 | 6.793 | #REF! | #REF! | #REF! | #REF! | 7.9 | 311.7235 | 57.7266 | 42.66 | 213.3 | 6.793 | #REF! | #REF! | #REF! | #REF! | 7.9 | 566.3425 | 104.8782 | 42.66 | 213.3 | 6.793 | #REF! | #REF! | #REF! | #REF! | 7.9 | 900.0734 | 166.6803 | 42.66 | 213.3 | 6.793 | #REF! | #REF! | #REF! | #REF! | 7.9 | 1311.1715 | 242.8095 | 42.66 | 213.3 | 6.793 | #REF! | #REF! | #REF! | 2 | 7.9 | 1803.4511 | 333.9724 | 42.66 | 213.3 | 6.793 | #REF! | #REF! | #REF! | 2 | 7.9 | 2375.3475 | 439.8792 | 42.66 | 213.3 | 6.793 | #REF! | #REF! | #REF! | 2 | 7.9 | 3023.8597 | 559.974 | 42.66 | 213.3 | 6.793 | #REF! | #REF! | #REF!
| 2 | 8.25 | 0.21348 | 0.18434 | 0.0002472 | 44.55 | 0.039533 | 0.18434 | 44.55 | 26.73 | 8.4594 | 222.75 | 7.0939 | 83.6053 | 39.5649 | 8.4851 | -39.3806 | -8.4455 | [11 empty] | 1 | [7 empty] | 7.95 | 137.7298 | 25.5055 | 42.93 | 214.65 | 6.836 | #REF! | #REF! | #REF! | #REF! | 7.95 | 310.3207 | 57.4668 | 42.93 | 214.65 | 6.836 | #REF! | #REF! | #REF! | #REF! | 7.95 | 564.5284 | 104.5423 | 42.93 | 214.65 | 6.836 | #REF! | #REF! | #REF! | #REF! | 7.95 | 897.843 | 166.2672 | 42.93 | 214.65 | 6.836 | #REF! | #REF! | #REF! | #REF! | 7.95 | 1308.5354 | 242.3214 | 42.93 | 214.65 | 6.836 | #REF! | #REF! | #REF! | 2 | 7.95 | 1800.3124 | 333.3912 | 42.93 | 214.65 | 6.836 | #REF! | #REF! | #REF! | 2 | 7.95 | 2371.6978 | 439.2033 | 42.93 | 214.65 | 6.836 | #REF! | #REF! | #REF! | 2 | 7.95 | 3019.6721 | 559.1985 | 42.93 | 214.65 | 6.836 | #REF! | #REF! | #REF!
| 2 | 8.3 | 0.20513 | 0.17821 | 0.00023898 | 44.82 | 0.037988 | 0.17821 | 44.82 | 26.892 | 8.4594 | 224.1 | 7.1369 | 83.6475 | 40.0257 | 8.5322 | -39.8475 | -8.4942 | [11 empty] | 1 | [7 empty] | 8 | 136.6449 | 25.3046 | 43.2 | 216 | 6.879 | #REF! | #REF! | #REF! | #REF! | 8 | 308.9234 | 57.208 | 43.2 | 216 | 6.879 | #REF! | #REF! | #REF! | #REF! | 8 | 562.7209 | 104.2076 | 43.2 | 216 | 6.879 | #REF! | #REF! | #REF! | #REF! | 8 | 895.62 | 165.8556 | 43.2 | 216 | 6.879 | #REF! | #REF! | #REF! | #REF! | 8 | 1305.9075 | 241.8347 | 43.2 | 216 | 6.879 | #REF! | #REF! | #REF! | 2 | 8 | 1797.183 | 332.8117 | 43.2 | 216 | 6.879 | #REF! | #REF! | #REF! | 2 | 8 | 2368.0579 | 438.5292 | 43.2 | 216 | 6.879 | #REF! | #REF! | #REF! | 2 | 8 | 3015.4952 | 558.425 | 43.2 | 216 | 6.879 | #REF! | #REF! | #REF!
| 2 | 8.35 | 0.19696 | 0.17214 | 0.00023084 | 45.09 | 0.036474 | 0.17214 | 45.09 | 27.054 | 8.4594 | 225.45 | 7.1799 | 83.6896 | 40.489 | 8.5792 | -40.3169 | -8.5428 | [11 empty] | 1 | [7 empty] | 8.05 | 135.5648 | 25.1046 | 43.47 | 217.35 | 6.922 | #REF! | #REF! | #REF! | #REF! | 8.05 | 307.5315 | 56.9503 | 43.47 | 217.35 | 6.922 | #REF! | #REF! | #REF! | #REF! | 8.05 | 560.9198 | 103.874 | 43.47 | 217.35 | 6.922 | #REF! | #REF! | #REF! | #REF! | 8.05 | 893.4044 | 165.4453 | 43.47 | 217.35 | 6.922 | #REF! | #REF! | #REF! | #REF! | 8.05 | 1303.2879 | 241.3496 | 43.47 | 217.35 | 6.922 | #REF! | #REF! | #REF! | 2 | 8.05 | 1794.0627 | 332.2338 | 43.47 | 217.35 | 6.922 | #REF! | #REF! | #REF! | 2 | 8.05 | 2364.4279 | 437.857 | 43.47 | 217.35 | 6.922 | #REF! | #REF! | #REF! | 2 | 8.05 | 3011.3291 | 557.6535 | 43.47 | 217.35 | 6.922 | #REF! | #REF! | #REF!
| 2 | 8.4 | 0.18896 | 0.16613 | 0.00022279 | 45.36 | 0.034992 | 0.16613 | 45.36 | 27.216 | 8.4594 | 226.8 | 7.2229 | 83.7316 | 40.9549 | 8.6263 | -40.7887 | -8.5913 | [11 empty] | 1 | [7 empty] | 8.1 | 134.4894 | 24.9054 | 43.74 | 218.7 | 6.965 | #REF! | #REF! | #REF! | #REF! | 8.1 | 306.1451 | 56.6935 | 43.74 | 218.7 | 6.965 | #REF! | #REF! | #REF! | #REF! | 8.1 | 559.1252 | 103.5417 | 43.74 | 218.7 | 6.965 | #REF! | #REF! | #REF! | #REF! | 8.1 | 891.1962 | 165.0363 | 43.74 | 218.7 | 6.965 | #REF! | #REF! | #REF! | #REF! | 8.1 | 1300.6766 | 240.866 | 43.74 | 218.7 | 6.965 | #REF! | #REF! | #REF! | 2 | 8.1 | 1790.9516 | 331.6577 | 43.74 | 218.7 | 6.965 | #REF! | #REF! | #REF! | 2 | 8.1 | 2360.8075 | 437.1866 | 43.74 | 218.7 | 6.965 | #REF! | #REF! | #REF! | 2 | 8.1 | 3007.1736 | 556.884 | 43.74 | 218.7 | 6.965 | #REF! | #REF! | #REF!
| 2 | 8.45 | 0.18112 | 0.16019 | 0.00021482 | 45.63 | 0.033541 | 0.16019 | 45.63 | 27.378 | 8.4594 | 228.15 | 7.2659 | 83.7735 | 41.4232 | 8.6733 | -41.263 | -8.6398 | [11 empty] | 1 | [7 empty] | 8.15 | 133.4187 | 24.7072 | 44.01 | 220.05 | 7.008 | #REF! | #REF! | #REF! | #REF! | 8.15 | 304.7641 | 56.4378 | 44.01 | 220.05 | 7.008 | #REF! | #REF! | #REF! | #REF! | 8.15 | 557.337 | 103.2106 | 44.01 | 220.05 | 7.008 | #REF! | #REF! | #REF! | #REF! | 8.15 | 888.9953 | 164.6288 | 44.01 | 220.05 | 7.008 | #REF! | #REF! | #REF! | #REF! | 8.15 | 1298.0733 | 240.3839 | 44.01 | 220.05 | 7.008 | #REF! | #REF! | #REF! | 2 | 8.15 | 1787.8495 | 331.0832 | 44.01 | 220.05 | 7.008 | #REF! | #REF! | #REF! | 2 | 8.15 | 2357.1968 | 436.5179 | 44.01 | 220.05 | 7.008 | #REF! | #REF! | #REF! | 2 | 8.15 | 3003.0287 | 556.1164 | 44.01 | 220.05 | 7.008 | #REF! | #REF! | #REF!
| 2 | 8.5 | 0.17346 | 0.15432 | 0.00020694 | 45.9 | 0.032121 | 0.15432 | 45.9 | 27.54 | 8.4594 | 229.5 | 7.3089 | 83.8152 | 41.894 | 8.7203 | -41.7396 | -8.6882 | [11 empty] | 1 | [7 empty] | 8.2 | 132.3528 | 24.5098 | 44.28 | 221.4 | 7.051 | #REF! | #REF! | #REF! | #REF! | 8.2 | 303.3884 | 56.183 | 44.28 | 221.4 | 7.051 | #REF! | #REF! | #REF! | #REF! | 8.2 | 555.5551 | 102.8806 | 44.28 | 221.4 | 7.051 | #REF! | #REF! | #REF! | #REF! | 8.2 | 886.8016 | 164.2225 | 44.28 | 221.4 | 7.051 | #REF! | #REF! | #REF! | #REF! | 8.2 | 1295.4781 | 239.9034 | 44.28 | 221.4 | 7.051 | #REF! | #REF! | #REF! | 2 | 8.2 | 1784.7564 | 330.5104 | 44.28 | 221.4 | 7.051 | #REF! | #REF! | #REF! | 2 | 8.2 | 2353.5957 | 435.8511 | 44.28 | 221.4 | 7.051 | #REF! | #REF! | #REF! | 2 | 8.2 | 2998.8943 | 555.3508 | 44.28 | 221.4 | 7.051 | #REF! | #REF! | #REF!
| 2 | 8.55 | 0.16596 | 0.14852 | 0.00019916 | 46.17 | 0.030733 | 0.14852 | 46.17 | 27.702 | 8.4594 | 230.85 | 7.3519 | 83.8568 | 42.3673 | 8.7672 | -42.2188 | -8.7365 | [11 empty] | 1 | [7 empty] | 8.25 | 131.2917 | 24.3133 | 44.55 | 222.75 | 7.0939 | #REF! | #REF! | #REF! | #REF! | 8.25 | 302.0182 | 55.9293 | 44.55 | 222.75 | 7.0939 | #REF! | #REF! | #REF! | #REF! | 8.25 | 553.7797 | 102.5518 | 44.55 | 222.75 | 7.0939 | #REF! | #REF! | #REF! | #REF! | 8.25 | 884.6152 | 163.8176 | 44.55 | 222.75 | 7.0939 | #REF! | #REF! | #REF! | #REF! | 8.25 | 1292.8909 | 239.4242 | 44.55 | 222.75 | 7.0939 | #REF! | #REF! | #REF! | 2 | 8.25 | 1781.6722 | 329.9393 | 44.55 | 222.75 | 7.0939 | #REF! | #REF! | #REF! | 2 | 8.25 | 2350.0042 | 435.186 | 44.55 | 222.75 | 7.0939 | #REF! | #REF! | #REF! | 2 | 8.25 | 2994.7705 | 554.5871 | 44.55 | 222.75 | 7.0939 | #REF! | #REF! | #REF!
| 2 | 8.6 | 0.15863 | 0.14279 | 0.00019148 | 46.44 | 0.029376 | 0.14279 | 46.44 | 27.864 | 8.4594 | 232.2 | 7.3949 | 83.8982 | 42.8431 | 8.8141 | -42.7003 | -8.7848 | [11 empty] | 1 | [7 empty] | 8.3 | 130.2352 | 24.1176 | 44.82 | 224.1 | 7.1369 | #REF! | #REF! | #REF! | #REF! | 8.3 | 300.6533 | 55.6765 | 44.82 | 224.1 | 7.1369 | #REF! | #REF! | #REF! | #REF! | 8.3 | 552.0105 | 102.2242 | 44.82 | 224.1 | 7.1369 | #REF! | #REF! | #REF! | #REF! | 8.3 | 882.4359 | 163.4141 | 44.82 | 224.1 | 7.1369 | #REF! | #REF! | #REF! | #REF! | 8.3 | 1290.3117 | 238.9466 | 44.82 | 224.1 | 7.1369 | #REF! | #REF! | #REF! | 2 | 8.3 | 1778.5969 | 329.3698 | 44.82 | 224.1 | 7.1369 | #REF! | #REF! | #REF! | 2 | 8.3 | 2346.4221 | 434.5226 | 44.82 | 224.1 | 7.1369 | #REF! | #REF! | #REF! | 2 | 8.3 | 2990.657 | 553.8254 | 44.82 | 224.1 | 7.1369 | #REF! | #REF! | #REF!
| 2 | 8.65 | 0.15147 | 0.13714 | 0.0001839 | 46.71 | 0.02805 | 0.13714 | 46.71 | 28.026 | 8.4594 | 233.55 | 7.4379 | 83.9395 | 43.3214 | 8.861 | -43.1842 | -8.833 | [11 empty] | 1 | [7 empty] | 8.35 | 129.1836 | 23.9229 | 45.09 | 225.45 | 7.1799 | #REF! | #REF! | #REF! | #REF! | 8.35 | 299.2938 | 55.4248 | 45.09 | 225.45 | 7.1799 | #REF! | #REF! | #REF! | #REF! | 8.35 | 550.2477 | 101.8977 | 45.09 | 225.45 | 7.1799 | #REF! | #REF! | #REF! | #REF! | 8.35 | 880.2637 | 163.0118 | 45.09 | 225.45 | 7.1799 | #REF! | #REF! | #REF! | #REF! | 8.35 | 1287.7403 | 238.4704 | 45.09 | 225.45 | 7.1799 | #REF! | #REF! | #REF! | 2 | 8.35 | 1775.5304 | 328.8019 | 45.09 | 225.45 | 7.1799 | #REF! | #REF! | #REF! | 2 | 8.35 | 2342.8494 | 433.861 | 45.09 | 225.45 | 7.1799 | #REF! | #REF! | #REF! | 2 | 8.35 | 2986.5539 | 553.0655 | 45.09 | 225.45 | 7.1799 | #REF! | #REF! | #REF!
| 2 | 8.7 | 0.14448 | 0.13156 | 0.00017643 | 46.98 | 0.026755 | 0.13156 | 46.98 | 28.188 | 8.4594 | 234.9 | 7.4809 | 83.9807 | 43.8021 | 8.9079 | -43.6706 | -8.8811 | [11 empty] | 1 | [7 empty] | 8.4 | 128.1366 | 23.729 | 45.36 | 226.8 | 7.2229 | #REF! | #REF! | #REF! | #REF! | 8.4 | 297.9397 | 55.174 | 45.36 | 226.8 | 7.2229 | #REF! | #REF! | #REF! | #REF! | 8.4 | 548.4911 | 101.5724 | 45.36 | 226.8 | 7.2229 | #REF! | #REF! | #REF! | #REF! | 8.4 | 878.0986 | 162.6109 | 45.36 | 226.8 | 7.2229 | #REF! | #REF! | #REF! | #REF! | 8.4 | 1285.1767 | 237.9957 | 45.36 | 226.8 | 7.2229 | #REF! | #REF! | #REF! | 2 | 8.4 | 1772.4726 | 328.2357 | 45.36 | 226.8 | 7.2229 | #REF! | #REF! | #REF! | 2 | 8.4 | 2339.2861 | 433.2011 | 45.36 | 226.8 | 7.2229 | #REF! | #REF! | #REF! | 2 | 8.4 | 2982.4611 | 552.3076 | 45.36 | 226.8 | 7.2229 | #REF! | #REF! | #REF!
| 2 | 8.75 | 0.13766 | 0.12607 | 0.00016906 | 47.25 | 0.025492 | 0.12607 | 47.25 | 28.35 | 8.4594 | 236.25 | 7.5239 | 84.0217 | 44.2854 | 8.9547 | -44.1594 | -8.9292 | [11 empty] | 1 | [7 empty] | 8.45 | 127.0944 | 23.536 | 45.63 | 228.15 | 7.2659 | #REF! | #REF! | #REF! | #REF! | 8.45 | 296.5908 | 54.9242 | 45.63 | 228.15 | 7.2659 | #REF! | #REF! | #REF! | #REF! | 8.45 | 546.7408 | 101.2483 | 45.63 | 228.15 | 7.2659 | #REF! | #REF! | #REF! | #REF! | 8.45 | 875.9405 | 162.2112 | 45.63 | 228.15 | 7.2659 | #REF! | #REF! | #REF! | #REF! | 8.45 | 1282.6209 | 237.5224 | 45.63 | 228.15 | 7.2659 | #REF! | #REF! | #REF! | 2 | 8.45 | 1769.4235 | 327.671 | 45.63 | 228.15 | 7.2659 | #REF! | #REF! | #REF! | 2 | 8.45 | 2335.7321 | 432.543 | 45.63 | 228.15 | 7.2659 | #REF! | #REF! | #REF! | 2 | 8.45 | 2978.3785 | 551.5516 | 45.63 | 228.15 | 7.2659 | #REF! | #REF! | #REF!
| 2 | 8.8 | 0.131 | 0.12066 | 0.00016181 | 47.52 | 0.02426 | 0.12066 | 47.52 | 28.512 | 8.4594 | 237.6 | 7.5669 | 84.0626 | 44.7712 | 9.0015 | -44.6505 | -8.9772 | [11 empty] | 1 | [7 empty] | 8.5 | 126.057 | 23.3439 | 45.9 | 229.5 | 7.3089 | #REF! | #REF! | #REF! | #REF! | 8.5 | 295.2473 | 54.6754 | 45.9 | 229.5 | 7.3089 | #REF! | #REF! | #REF! | #REF! | 8.5 | 544.9966 | 100.9253 | 45.9 | 229.5 | 7.3089 | #REF! | #REF! | #REF! | #REF! | 8.5 | 873.7894 | 161.8129 | 45.9 | 229.5 | 7.3089 | #REF! | #REF! | #REF! | #REF! | 8.5 | 1280.0727 | 237.0505 | 45.9 | 229.5 | 7.3089 | #REF! | #REF! | #REF! | 2 | 8.5 | 1766.383 | 327.108 | 45.9 | 229.5 | 7.3089 | #REF! | #REF! | #REF! | 2 | 8.5 | 2332.1873 | 431.8865 | 45.9 | 229.5 | 7.3089 | #REF! | #REF! | #REF! | 2 | 8.5 | 2974.3062 | 550.7974 | 45.9 | 229.5 | 7.3089 | #REF! | #REF! | #REF!
| 2 | 8.85 | 0.12452 | 0.11534 | 0.00015468 | 47.79 | 0.023059 | 0.11534 | 47.79 | 28.674 | 8.4594 | 238.95 | 7.6099 | 84.1034 | 45.2595 | 9.0482 | -45.1441 | -9.0252 | [11 empty] | 1 | [7 empty] | 8.55 | 125.0243 | 23.1526 | 46.17 | 230.85 | 7.3519 | #REF! | #REF! | #REF! | #REF! | 8.55 | 293.9091 | 54.4276 | 46.17 | 230.85 | 7.3519 | #REF! | #REF! | #REF! | #REF! | 8.55 | 543.2587 | 100.6035 | 46.17 | 230.85 | 7.3519 | #REF! | #REF! | #REF! | #REF! | 8.55 | 871.6452 | 161.4158 | 46.17 | 230.85 | 7.3519 | #REF! | #REF! | #REF! | #REF! | 8.55 | 1277.5322 | 236.58 | 46.17 | 230.85 | 7.3519 | #REF! | #REF! | #REF! | 2 | 8.55 | 1763.351 | 326.5465 | 46.17 | 230.85 | 7.3519 | #REF! | #REF! | #REF! | 2 | 8.55 | 2328.6518 | 431.2318 | 46.17 | 230.85 | 7.3519 | #REF! | #REF! | #REF! | 2 | 8.55 | 2970.2439 | 550.0452 | 46.17 | 230.85 | 7.3519 | #REF! | #REF! | #REF!
| 2 | 8.9 | 0.1182 | 0.11011 | 0.00014766 | 48.06 | 0.02189 | 0.11011 | 48.06 | 28.836 | 8.4594 | 240.3 | 7.6529 | 84.144 | 45.7502 | 9.095 | -45.6401 | -9.0731 | [11 empty] | 1 | [7 empty] | 8.6 | 123.9963 | 22.9623 | 46.44 | 232.2 | 7.3949 | #REF! | #REF! | #REF! | #REF! | 8.6 | 292.5761 | 54.1808 | 46.44 | 232.2 | 7.3949 | #REF! | #REF! | #REF! | #REF! | 8.6 | 541.5269 | 100.2828 | 46.44 | 232.2 | 7.3949 | #REF! | #REF! | #REF! | #REF! | 8.6 | 869.5079 | 161.02 | 46.44 | 232.2 | 7.3949 | #REF! | #REF! | #REF! | #REF! | 8.6 | 1274.9992 | 236.111 | 46.44 | 232.2 | 7.3949 | #REF! | #REF! | #REF! | 2 | 8.6 | 1760.3276 | 325.9866 | 46.44 | 232.2 | 7.3949 | #REF! | #REF! | #REF! | 2 | 8.6 | 2325.1253 | 430.5788 | 46.44 | 232.2 | 7.3949 | #REF! | #REF! | #REF! | 2 | 8.6 | 2966.1917 | 549.2948 | 46.44 | 232.2 | 7.3949 | #REF! | #REF! | #REF!
| 2 | 8.95 | 0.11206 | 0.10497 | 0.00014077 | 48.33 | 0.020751 | 0.10497 | 48.33 | 28.998 | 8.4594 | 241.65 | 7.6959 | 84.1845 | 46.2434 | 9.1417 | -46.1384 | -9.1209 | [11 empty] | 1 | [7 empty] | 8.65 | 122.9731 | 22.7728 | 46.71 | 233.55 | 7.4379 | #REF! | #REF! | #REF! | #REF! | 8.65 | 291.2485 | 53.9349 | 46.71 | 233.55 | 7.4379 | #REF! | #REF! | #REF! | #REF! | 8.65 | 539.8012 | 99.9632 | 46.71 | 233.55 | 7.4379 | #REF! | #REF! | #REF! | #REF! | 8.65 | 867.3775 | 160.6255 | 46.71 | 233.55 | 7.4379 | #REF! | #REF! | #REF! | #REF! | 8.65 | 1272.4737 | 235.6433 | 46.71 | 233.55 | 7.4379 | #REF! | #REF! | #REF! | 2 | 8.65 | 1757.3125 | 325.4282 | 46.71 | 233.55 | 7.4379 | #REF! | #REF! | #REF! | 2 | 8.65 | 2321.608 | 429.9274 | 46.71 | 233.55 | 7.4379 | #REF! | #REF! | #REF! | 2 | 8.65 | 2962.1495 | 548.5462 | 46.71 | 233.55 | 7.4379 | #REF! | #REF! | #REF!
| 2 | 9 | 0.10608 | 0.099927 | 0.000134 | 48.6 | 0.019644 | 0.099927 | 48.6 | 29.16 | 8.4594 | 243 | 7.7389 | 84.2249 | 46.7391 | 9.1883 | -46.6392 | -9.1687 | [11 empty] | 1 | [7 empty] | 8.7 | 121.9546 | 22.5842 | 46.98 | 234.9 | 7.4809 | #REF! | #REF! | #REF! | #REF! | 8.7 | 289.9261 | 53.69 | 46.98 | 234.9 | 7.4809 | #REF! | #REF! | #REF! | #REF! | 8.7 | 538.0815 | 99.6447 | 46.98 | 234.9 | 7.4809 | #REF! | #REF! | #REF! | #REF! | 8.7 | 865.2538 | 160.2322 | 46.98 | 234.9 | 7.4809 | #REF! | #REF! | #REF! | #REF! | 8.7 | 1269.9557 | 235.177 | 46.98 | 234.9 | 7.4809 | #REF! | #REF! | #REF! | 2 | 8.7 | 1754.3058 | 324.8715 | 46.98 | 234.9 | 7.4809 | #REF! | #REF! | #REF! | 2 | 8.7 | 2318.0996 | 429.2777 | 46.98 | 234.9 | 7.4809 | #REF! | #REF! | #REF! | 2 | 8.7 | 2958.1173 | 547.7995 | 46.98 | 234.9 | 7.4809 | #REF! | #REF! | #REF!
| 2 | 9.05 | 0.10027 | 0.09498 | 0.00012737 | 48.87 | 0.018569 | 0.09498 | 48.87 | 29.322 | 8.4594 | 244.35 | 7.7818 | 84.2652 | 47.2373 | 9.235 | -47.1423 | -9.2164 | [11 empty] | 1 | [7 empty] | 8.75 | 120.9409 | 22.3965 | 47.25 | 236.25 | 7.5239 | #REF! | #REF! | #REF! | #REF! | 8.75 | 288.6089 | 53.4461 | 47.25 | 236.25 | 7.5239 | #REF! | #REF! | #REF! | #REF! | 8.75 | 536.368 | 99.3274 | 47.25 | 236.25 | 7.5239 | #REF! | #REF! | #REF! | #REF! | 8.75 | 863.1369 | 159.8402 | 47.25 | 236.25 | 7.5239 | #REF! | #REF! | #REF! | #REF! | 8.75 | 1267.445 | 234.712 | 47.25 | 236.25 | 7.5239 | #REF! | #REF! | #REF! | 2 | 8.75 | 1751.3075 | 324.3162 | 47.25 | 236.25 | 7.5239 | #REF! | #REF! | #REF! | 2 | 8.75 | 2314.6002 | 428.6297 | 47.25 | 236.25 | 7.5239 | #REF! | #REF! | #REF! | 2 | 8.75 | 2954.095 | 547.0546 | 47.25 | 236.25 | 7.5239 | #REF! | #REF! | #REF!
| 2 | 9.1 | 0.094632 | 0.090134 | 0.00012087 | 49.14 | 0.017524 | 0.090134 | 49.14 | 29.484 | 8.4594 | 245.7 | 7.8248 | 84.3053 | 47.738 | 9.2816 | -47.6479 | -9.264 | [11 empty] | 1 | [7 empty] | 8.8 | 119.9319 | 22.2096 | 47.52 | 237.6 | 7.5669 | #REF! | #REF! | #REF! | #REF! | 8.8 | 287.2969 | 53.2031 | 47.52 | 237.6 | 7.5669 | #REF! | #REF! | #REF! | #REF! | 8.8 | 534.6604 | 99.0112 | 47.52 | 237.6 | 7.5669 | #REF! | #REF! | #REF! | #REF! | 8.8 | 861.0267 | 159.4494 | 47.52 | 237.6 | 7.5669 | #REF! | #REF! | #REF! | #REF! | 8.8 | 1264.9417 | 234.2485 | 47.52 | 237.6 | 7.5669 | #REF! | #REF! | #REF! | 2 | 8.8 | 1748.3174 | 323.7625 | 47.52 | 237.6 | 7.5669 | #REF! | #REF! | #REF! | 2 | 8.8 | 2311.1097 | 427.9833 | 47.52 | 237.6 | 7.5669 | #REF! | #REF! | #REF! | 2 | 8.8 | 2950.0825 | 546.3116 | 47.52 | 237.6 | 7.5669 | #REF! | #REF! | #REF!
| 2 | 9.15 | 0.089161 | 0.08539 | 0.00011451 | 49.41 | 0.016511 | 0.08539 | 49.41 | 29.646 | 8.4594 | 247.05 | 7.8678 | 84.3453 | 48.2412 | 9.3281 | -48.1558 | -9.3116 | [11 empty] | 1 | [7 empty] | 8.85 | 118.9277 | 22.0236 | 47.79 | 238.95 | 7.6099 | #REF! | #REF! | #REF! | #REF! | 8.85 | 285.9902 | 52.9611 | 47.79 | 238.95 | 7.6099 | #REF! | #REF! | #REF! | #REF! | 8.85 | 532.9589 | 98.6961 | 47.79 | 238.95 | 7.6099 | #REF! | #REF! | #REF! | #REF! | 8.85 | 858.9231 | 159.0598 | 47.79 | 238.95 | 7.6099 | #REF! | #REF! | #REF! | #REF! | 8.85 | 1262.4456 | 233.7862 | 47.79 | 238.95 | 7.6099 | #REF! | #REF! | #REF! | 2 | 8.85 | 1745.3354 | 323.2103 | 47.79 | 238.95 | 7.6099 | #REF! | #REF! | #REF! | 2 | 8.85 | 2307.6281 | 427.3385 | 47.79 | 238.95 | 7.6099 | #REF! | #REF! | #REF! | 2 | 8.85 | 2946.0799 | 545.5703 | 47.79 | 238.95 | 7.6099 | #REF! | #REF! | #REF!
| 2 | 9.2 | 0.083859 | 0.080751 | 0.00010829 | 49.68 | 0.015529 | 0.080751 | 49.68 | 29.808 | 8.4594 | 248.4 | 7.9108 | 84.3851 | 48.7468 | 9.3747 | -48.666 | -9.3591 | [11 empty] | 1 | [7 empty] | 8.9 | 117.9282 | 21.8386 | 48.06 | 240.3 | 7.6529 | #REF! | #REF! | #REF! | #REF! | 8.9 | 284.6886 | 52.7201 | 48.06 | 240.3 | 7.6529 | #REF! | #REF! | #REF! | #REF! | 8.9 | 531.2633 | 98.3821 | 48.06 | 240.3 | 7.6529 | #REF! | #REF! | #REF! | #REF! | 8.9 | 856.8262 | 158.6715 | 48.06 | 240.3 | 7.6529 | #REF! | #REF! | #REF! | #REF! | 8.9 | 1259.9567 | 233.3253 | 48.06 | 240.3 | 7.6529 | #REF! | #REF! | #REF! | 2 | 8.9 | 1742.3616 | 322.6596 | 48.06 | 240.3 | 7.6529 | #REF! | #REF! | #REF! | 2 | 8.9 | 2304.1552 | 426.6954 | 48.06 | 240.3 | 7.6529 | #REF! | #REF! | #REF! | 2 | 8.9 | 2942.0869 | 544.8309 | 48.06 | 240.3 | 7.6529 | #REF! | #REF! | #REF!
| 2 | 9.25 | 0.078726 | 0.07622 | 0.00010221 | 49.95 | 0.014579 | 0.07622 | 49.95 | 29.97 | 8.4594 | 249.75 | 7.9538 | 84.4248 | 49.2549 | 9.4212 | -49.1787 | -9.4066 | [11 empty] | 1 | [7 empty] | 8.95 | 116.9334 | 21.6543 | 48.33 | 241.65 | 7.6959 | #REF! | #REF! | #REF! | #REF! | 8.95 | 283.3923 | 52.48 | 48.33 | 241.65 | 7.6959 | #REF! | #REF! | #REF! | #REF! | 8.95 | 529.5737 | 98.0692 | 48.33 | 241.65 | 7.6959 | #REF! | #REF! | #REF! | #REF! | 8.95 | 854.7359 | 158.2844 | 48.33 | 241.65 | 7.6959 | #REF! | #REF! | #REF! | #REF! | 8.95 | 1257.475 | 232.8657 | 48.33 | 241.65 | 7.6959 | #REF! | #REF! | #REF! | 2 | 8.95 | 1739.3959 | 322.1104 | 48.33 | 241.65 | 7.6959 | #REF! | #REF! | #REF! | 2 | 8.95 | 2300.6911 | 426.0539 | 48.33 | 241.65 | 7.6959 | #REF! | #REF! | #REF! | 2 | 8.95 | 2938.1036 | 544.0933 | 48.33 | 241.65 | 7.6959 | #REF! | #REF! | #REF!
| 2 | 9.3 | 0.073762 | 0.0718 | 9.6286e-05 | 50.22 | 0.01366 | 0.0718 | 50.22 | 30.132 | 8.4594 | 251.1 | 7.9968 | 84.4644 | 49.7655 | 9.4677 | -49.6937 | -9.454 | [11 empty] | 1 | [7 empty] | 9 | 115.9434 | 21.471 | 48.6 | 243 | 7.7389 | #REF! | #REF! | #REF! | #REF! | 9 | 282.1011 | 52.2409 | 48.6 | 243 | 7.7389 | #REF! | #REF! | #REF! | #REF! | 9 | 527.8899 | 97.7574 | 48.6 | 243 | 7.7389 | #REF! | #REF! | #REF! | #REF! | 9 | 852.652 | 157.8985 | 48.6 | 243 | 7.7389 | #REF! | #REF! | #REF! | #REF! | 9 | 1255.0003 | 232.4075 | 48.6 | 243 | 7.7389 | #REF! | #REF! | #REF! | 2 | 9 | 1736.4382 | 321.5626 | 48.6 | 243 | 7.7389 | #REF! | #REF! | #REF! | 2 | 9 | 2297.2357 | 425.414 | 48.6 | 243 | 7.7389 | #REF! | #REF! | #REF! | 2 | 9 | 2934.13 | 543.3574 | 48.6 | 243 | 7.7389 | #REF! | #REF! | #REF!
| 2 | 9.35 | 0.068967 | 0.067493 | 9.051e-05 | 50.49 | 0.012772 | 0.067493 | 50.49 | 30.294 | 8.4594 | 252.45 | 8.0398 | 84.5039 | 50.2785 | 9.5141 | -50.2111 | -9.5014 | [11 empty] | 1 | [7 empty] | 9.05 | 114.9582 | 21.2885 | 48.87 | 244.35 | 7.7818 | #REF! | #REF! | #REF! | #REF! | 9.05 | 280.815 | 52.0028 | 48.87 | 244.35 | 7.7818 | #REF! | #REF! | #REF! | #REF! | 9.05 | 526.2121 | 97.4467 | 48.87 | 244.35 | 7.7818 | #REF! | #REF! | #REF! | #REF! | 9.05 | 850.5747 | 157.5138 | 48.87 | 244.35 | 7.7818 | #REF! | #REF! | #REF! | #REF! | 9.05 | 1252.5326 | 231.9505 | 48.87 | 244.35 | 7.7818 | #REF! | #REF! | #REF! | 2 | 9.05 | 1733.4884 | 321.0164 | 48.87 | 244.35 | 7.7818 | #REF! | #REF! | #REF! | 2 | 9.05 | 2293.7889 | 424.7757 | 48.87 | 244.35 | 7.7818 | #REF! | #REF! | #REF! | 2 | 9.05 | 2930.1659 | 542.6233 | 48.87 | 244.35 | 7.7818 | #REF! | #REF! | #REF!
| 2 | 9.4 | 0.064341 | 0.063303 | 8.489e-05 | 50.76 | 0.011915 | 0.063303 | 50.76 | 30.456 | 8.4594 | 253.8 | 8.0828 | 84.5432 | 50.7941 | 9.5606 | -50.7308 | -9.5486 | [11 empty] | 1 | [7 empty] | 9.1 | 113.9776 | 21.107 | 49.14 | 245.7 | 7.8248 | #REF! | #REF! | #REF! | #REF! | 9.1 | 279.5341 | 51.7656 | 49.14 | 245.7 | 7.8248 | #REF! | #REF! | #REF! | #REF! | 9.1 | 524.5401 | 97.1371 | 49.14 | 245.7 | 7.8248 | #REF! | #REF! | #REF! | #REF! | 9.1 | 848.5038 | 157.1303 | 49.14 | 245.7 | 7.8248 | #REF! | #REF! | #REF! | #REF! | 9.1 | 1250.072 | 231.4948 | 49.14 | 245.7 | 7.8248 | #REF! | #REF! | #REF! | 2 | 9.1 | 1730.5466 | 320.4716 | 49.14 | 245.7 | 7.8248 | #REF! | #REF! | #REF! | 2 | 9.1 | 2290.3506 | 424.139 | 49.14 | 245.7 | 7.8248 | #REF! | #REF! | #REF! | 2 | 9.1 | 2926.2113 | 541.891 | 49.14 | 245.7 | 7.8248 | #REF! | #REF! | #REF!
| 2 | 9.45 | 0.059883 | 0.059231 | 7.943e-05 | 51.03 | 0.01109 | 0.059231 | 51.03 | 30.618 | 8.4594 | 255.15 | 8.1258 | 84.5824 | 51.3121 | 9.607 | -51.2529 | -9.5959 | [11 empty] | 1 | [7 empty] | 9.15 | 113.0019 | 20.9263 | 49.41 | 247.05 | 7.8678 | #REF! | #REF! | #REF! | #REF! | 9.15 | 278.2583 | 51.5293 | 49.41 | 247.05 | 7.8678 | #REF! | #REF! | #REF! | #REF! | 9.15 | 522.8739 | 96.8285 | 49.41 | 247.05 | 7.8678 | #REF! | #REF! | #REF! | #REF! | 9.15 | 846.4393 | 156.748 | 49.41 | 247.05 | 7.8678 | #REF! | #REF! | #REF! | #REF! | 9.15 | 1247.6182 | 231.0404 | 49.41 | 247.05 | 7.8678 | #REF! | #REF! | #REF! | 2 | 9.15 | 1727.6126 | 319.9283 | 49.41 | 247.05 | 7.8678 | #REF! | #REF! | #REF! | 2 | 9.15 | 2286.9209 | 423.5039 | 49.41 | 247.05 | 7.8678 | #REF! | #REF! | #REF! | 2 | 9.15 | 2922.2662 | 541.1604 | 49.41 | 247.05 | 7.8678 | #REF! | #REF! | #REF!
| 2 | 9.5 | 0.055595 | 0.05528 | 7.4132e-05 | 51.3 | 0.010295 | 0.05528 | 51.3 | 30.78 | 8.4594 | 256.5 | 8.1688 | 84.6215 | 51.8326 | 9.6533 | -51.7773 | -9.643 | [11 empty] | 1 | [7 empty] | 9.2 | 112.0308 | 20.7464 | 49.68 | 248.4 | 7.9108 | #REF! | #REF! | #REF! | #REF! | 9.2 | 276.9876 | 51.294 | 49.68 | 248.4 | 7.9108 | #REF! | #REF! | #REF! | #REF! | 9.2 | 521.2135 | 96.521 | 49.68 | 248.4 | 7.9108 | #REF! | #REF! | #REF! | #REF! | 9.2 | 844.3812 | 156.3669 | 49.68 | 248.4 | 7.9108 | #REF! | #REF! | #REF! | #REF! | 9.2 | 1245.1713 | 230.5873 | 49.68 | 248.4 | 7.9108 | #REF! | #REF! | #REF! | 2 | 9.2 | 1724.6863 | 319.3864 | 49.68 | 248.4 | 7.9108 | #REF! | #REF! | #REF! | 2 | 9.2 | 2283.4996 | 422.8703 | 49.68 | 248.4 | 7.9108 | #REF! | #REF! | #REF! | 2 | 9.2 | 2918.3305 | 540.4316 | 49.68 | 248.4 | 7.9108 | #REF! | #REF! | #REF!
| 2 | 9.55 | 0.051475 | 0.051453 | 6.9e-05 | 51.57 | 0.0095325 | 0.051453 | 51.57 | 30.942 | 8.4594 | 257.85 | 8.2118 | 84.6605 | 52.3555 | 9.6997 | -52.3041 | -9.6901 | [11 empty] | 1 | [7 empty] | 9.25 | 111.0645 | 20.5675 | 49.95 | 249.75 | 7.9538 | #REF! | #REF! | #REF! | #REF! | 9.25 | 275.722 | 51.0596 | 49.95 | 249.75 | 7.9538 | #REF! | #REF! | #REF! | #REF! | 9.25 | 519.5588 | 96.2146 | 49.95 | 249.75 | 7.9538 | #REF! | #REF! | #REF! | #REF! | 9.25 | 842.3294 | 155.9869 | 49.95 | 249.75 | 7.9538 | #REF! | #REF! | #REF! | #REF! | 9.25 | 1242.7311 | 230.1354 | 49.95 | 249.75 | 7.9538 | #REF! | #REF! | #REF! | 2 | 9.25 | 1721.7678 | 318.8459 | 49.95 | 249.75 | 7.9538 | #REF! | #REF! | #REF! | 2 | 9.25 | 2280.0868 | 422.2383 | 49.95 | 249.75 | 7.9538 | #REF! | #REF! | #REF! | 2 | 9.25 | 2914.4041 | 539.7045 | 49.95 | 249.75 | 7.9538 | #REF! | #REF! | #REF!
| 2 | 9.6 | 0.047525 | 0.047753 | 6.4038e-05 | 51.84 | 0.0088009 | 0.047753 | 51.84 | 31.104 | 8.4594 | 259.2 | 8.2548 | 84.6993 | 52.8809 | 9.746 | -52.8332 | -9.7372 | [11 empty] | 1 | [7 empty] | 9.3 | 110.103 | 20.3894 | 50.22 | 251.1 | 7.9968 | #REF! | #REF! | #REF! | #REF! | 9.3 | 274.4615 | 50.8262 | 50.22 | 251.1 | 7.9968 | #REF! | #REF! | #REF! | #REF! | 9.3 | 517.9099 | 95.9092 | 50.22 | 251.1 | 7.9968 | #REF! | #REF! | #REF! | #REF! | 9.3 | 840.2838 | 155.6081 | 50.22 | 251.1 | 7.9968 | #REF! | #REF! | #REF! | #REF! | 9.3 | 1240.2977 | 229.6848 | 50.22 | 251.1 | 7.9968 | #REF! | #REF! | #REF! | 2 | 9.3 | 1718.857 | 318.3068 | 50.22 | 251.1 | 7.9968 | #REF! | #REF! | #REF! | 2 | 9.3 | 2276.6823 | 421.6078 | 50.22 | 251.1 | 7.9968 | #REF! | #REF! | #REF! | 2 | 9.3 | 2910.4871 | 538.9791 | 50.22 | 251.1 | 7.9968 | #REF! | #REF! | #REF!
| 2 | 9.65 | 0.043743 | 0.044182 | 5.9249e-05 | 52.11 | 0.0081006 | 0.044182 | 52.11 | 31.266 | 8.4594 | 260.55 | 8.2978 | 84.738 | 53.4088 | 9.7923 | -53.3646 | -9.7842 | [11 empty] | 1 | [7 empty] | 9.35 | 109.1462 | 20.2123 | 50.49 | 252.45 | 8.0398 | #REF! | #REF! | #REF! | #REF! | 9.35 | 273.2061 | 50.5937 | 50.49 | 252.45 | 8.0398 | #REF! | #REF! | #REF! | #REF! | 9.35 | 516.2667 | 95.605 | 50.49 | 252.45 | 8.0398 | #REF! | #REF! | #REF! | #REF! | 9.35 | 838.2445 | 155.2305 | 50.49 | 252.45 | 8.0398 | #REF! | #REF! | #REF! | #REF! | 9.35 | 1237.871 | 229.2354 | 50.49 | 252.45 | 8.0398 | #REF! | #REF! | #REF! | 2 | 9.35 | 1715.9538 | 317.7692 | 50.49 | 252.45 | 8.0398 | #REF! | #REF! | #REF! | 2 | 9.35 | 2273.2861 | 420.9789 | 50.49 | 252.45 | 8.0398 | #REF! | #REF! | #REF! | 2 | 9.35 | 2906.5792 | 538.2554 | 50.49 | 252.45 | 8.0398 | #REF! | #REF! | #REF!
| 2 | 9.7 | 0.04013 | 0.040743 | 5.4637e-05 | 52.38 | 0.0074315 | 0.040743 | 52.38 | 31.428 | 8.4594 | 261.9 | 8.3408 | 84.7765 | 53.9391 | 9.8385 | -53.8984 | -9.8311 | [11 empty] | 1 | [7 empty] | 9.4 | 108.1941 | 20.0359 | 50.76 | 253.8 | 8.0828 | #REF! | #REF! | #REF! | #REF! | 9.4 | 271.9557 | 50.3622 | 50.76 | 253.8 | 8.0828 | #REF! | #REF! | #REF! | #REF! | 9.4 | 514.6292 | 95.3017 | 50.76 | 253.8 | 8.0828 | #REF! | #REF! | #REF! | #REF! | 9.4 | 836.2114 | 154.854 | 50.76 | 253.8 | 8.0828 | #REF! | #REF! | #REF! | #REF! | 9.4 | 1235.4509 | 228.7872 | 50.76 | 253.8 | 8.0828 | #REF! | #REF! | #REF! | 2 | 9.4 | 1713.0581 | 317.233 | 50.76 | 253.8 | 8.0828 | #REF! | #REF! | #REF! | 2 | 9.4 | 2269.8982 | 420.3515 | 50.76 | 253.8 | 8.0828 | #REF! | #REF! | #REF! | 2 | 9.4 | 2902.6806 | 537.5334 | 50.76 | 253.8 | 8.0828 | #REF! | #REF! | #REF!
| 2 | 9.75 | 0.036686 | 0.037438 | 5.0206e-05 | 52.65 | 0.0067938 | 0.037438 | 52.65 | 31.59 | 8.4594 | 263.25 | 8.3838 | 84.815 | 54.472 | 9.8848 | -54.4345 | -9.878 | [11 empty] | 1 | [7 empty] | 9.45 | 107.2468 | 19.8605 | 51.03 | 255.15 | 8.1258 | #REF! | #REF! | #REF! | #REF! | 9.45 | 270.7103 | 50.1315 | 51.03 | 255.15 | 8.1258 | #REF! | #REF! | #REF! | #REF! | 9.45 | 512.9973 | 94.9995 | 51.03 | 255.15 | 8.1258 | #REF! | #REF! | #REF! | #REF! | 9.45 | 834.1844 | 154.4786 | 51.03 | 255.15 | 8.1258 | #REF! | #REF! | #REF! | #REF! | 9.45 | 1233.0374 | 228.3403 | 51.03 | 255.15 | 8.1258 | #REF! | #REF! | #REF! | 2 | 9.45 | 1710.1699 | 316.6981 | 51.03 | 255.15 | 8.1258 | #REF! | #REF! | #REF! | 2 | 9.45 | 2266.5185 | 419.7256 | 51.03 | 255.15 | 8.1258 | #REF! | #REF! | #REF! | 2 | 9.45 | 2898.7911 | 536.8132 | 51.03 | 255.15 | 8.1258 | #REF! | #REF! | #REF!
| 2 | 9.8 | 0.033411 | 0.034271 | 4.5958e-05 | 52.92 | 0.0061873 | 0.034271 | 52.92 | 31.752 | 8.4594 | 264.6 | 8.4268 | 84.8533 | 55.0072 | 9.931 | -54.973 | -9.9248 | [11 empty] | 1 | [7 empty] | 9.5 | 106.3042 | 19.686 | 51.3 | 256.5 | 8.1688 | #REF! | #REF! | #REF! | #REF! | 9.5 | 269.4699 | 49.9018 | 51.3 | 256.5 | 8.1688 | #REF! | #REF! | #REF! | #REF! | 9.5 | 511.3711 | 94.6983 | 51.3 | 256.5 | 8.1688 | #REF! | #REF! | #REF! | #REF! | 9.5 | 832.1635 | 154.1044 | 51.3 | 256.5 | 8.1688 | #REF! | #REF! | #REF! | #REF! | 9.5 | 1230.6304 | 227.8945 | 51.3 | 256.5 | 8.1688 | #REF! | #REF! | #REF! | 2 | 9.5 | 1707.2892 | 316.1647 | 51.3 | 256.5 | 8.1688 | #REF! | #REF! | #REF! | 2 | 9.5 | 2263.1469 | 419.1013 | 51.3 | 256.5 | 8.1688 | #REF! | #REF! | #REF! | 2 | 9.5 | 2894.9107 | 536.0946 | 51.3 | 256.5 | 8.1688 | #REF! | #REF! | #REF!
| 2 | 9.85 | 0.030305 | 0.031243 | 4.1898e-05 | 53.19 | 0.005612 | 0.031243 | 53.19 | 31.914 | 8.4594 | 265.95 | 8.4697 | 84.8915 | 55.545 | 9.9771 | -55.5137 | -9.9715 | [11 empty] | 1 | [7 empty] | 9.55 | 105.3664 | 19.5123 | 51.57 | 257.85 | 8.2118 | #REF! | #REF! | #REF! | #REF! | 9.55 | 268.2346 | 49.6731 | 51.57 | 257.85 | 8.2118 | #REF! | #REF! | #REF! | #REF! | 9.55 | 509.7504 | 94.3982 | 51.57 | 257.85 | 8.2118 | #REF! | #REF! | #REF! | #REF! | 9.55 | 830.1487 | 153.7312 | 51.57 | 257.85 | 8.2118 | #REF! | #REF! | #REF! | #REF! | 9.55 | 1228.2299 | 227.45 | 51.57 | 257.85 | 8.2118 | #REF! | #REF! | #REF! | 2 | 9.55 | 1704.4159 | 315.6326 | 51.57 | 257.85 | 8.2118 | #REF! | #REF! | #REF! | 2 | 9.55 | 2259.7834 | 418.4784 | 51.57 | 257.85 | 8.2118 | #REF! | #REF! | #REF! | 2 | 9.55 | 2891.0393 | 535.3776 | 51.57 | 257.85 | 8.2118 | #REF! | #REF! | #REF!
| 2 | 9.9 | 0.027368 | 0.028359 | 3.8029e-05 | 53.46 | 0.0050681 | 0.028359 | 53.46 | 32.076 | 8.4594 | 267.3 | 8.5127 | 84.9295 | 56.0852 | 10.0233 | -56.0568 | -10.0182 | [11 empty] | 1 | [7 empty] | 9.6 | 104.4333 | 19.3395 | 51.84 | 259.2 | 8.2548 | #REF! | #REF! | #REF! | #REF! | 9.6 | 267.0042 | 49.4452 | 51.84 | 259.2 | 8.2548 | #REF! | #REF! | #REF! | #REF! | 9.6 | 508.1353 | 94.0991 | 51.84 | 259.2 | 8.2548 | #REF! | #REF! | #REF! | #REF! | 9.6 | 828.1399 | 153.3592 | 51.84 | 259.2 | 8.2548 | #REF! | #REF! | #REF! | #REF! | 9.6 | 1225.8358 | 227.0066 | 51.84 | 259.2 | 8.2548 | #REF! | #REF! | #REF! | 2 | 9.6 | 1701.5499 | 315.1018 | 51.84 | 259.2 | 8.2548 | #REF! | #REF! | #REF! | 2 | 9.6 | 2256.428 | 417.857 | 51.84 | 259.2 | 8.2548 | #REF! | #REF! | #REF! | 2 | 9.6 | 2887.1769 | 534.6624 | 51.84 | 259.2 | 8.2548 | #REF! | #REF! | #REF!
| 2 | 9.95 | 0.024599 | 0.025619 | 3.4355e-05 | 53.73 | 0.0045555 | 0.025619 | 53.73 | 32.238 | 8.4594 | 268.65 | 8.5557 | 84.9675 | 56.6278 | 10.0694 | -56.6022 | -10.0649 | [11 empty] | 1 | [7 empty] | 9.65 | 103.505 | 19.1676 | 52.11 | 260.55 | 8.2978 | #REF! | #REF! | #REF! | #REF! | 9.65 | 265.7788 | 49.2183 | 52.11 | 260.55 | 8.2978 | #REF! | #REF! | #REF! | #REF! | 9.65 | 506.5257 | 93.8011 | 52.11 | 260.55 | 8.2978 | #REF! | #REF! | #REF! | #REF! | 9.65 | 826.1371 | 152.9884 | 52.11 | 260.55 | 8.2978 | #REF! | #REF! | #REF! | #REF! | 9.65 | 1223.4481 | 226.5645 | 52.11 | 260.55 | 8.2978 | #REF! | #REF! | #REF! | 2 | 9.65 | 1698.6912 | 314.5724 | 52.11 | 260.55 | 8.2978 | #REF! | #REF! | #REF! | 2 | 9.65 | 2253.0805 | 417.2371 | 52.11 | 260.55 | 8.2978 | #REF! | #REF! | #REF! | 2 | 9.65 | 2883.3234 | 533.9488 | 52.11 | 260.55 | 8.2978 | #REF! | #REF! | #REF!
| 2 | 10 | 0.022 | 0.023027 | 3.0879e-05 | 54 | 0.0040741 | 0.023027 | 54 | 32.4 | 8.4594 | 270 | 8.5987 | 85.0053 | 57.1729 | 10.1155 | -57.1499 | -10.1114 | [11 empty] | 1 | [7 empty] | 9.7 | 102.5814 | 18.9965 | 52.38 | 261.9 | 8.3408 | #REF! | #REF! | #REF! | #REF! | 9.7 | 264.5584 | 48.9923 | 52.38 | 261.9 | 8.3408 | #REF! | #REF! | #REF! | #REF! | 9.7 | 504.9217 | 93.504 | 52.38 | 261.9 | 8.3408 | #REF! | #REF! | #REF! | #REF! | 9.7 | 824.1403 | 152.6186 | 52.38 | 261.9 | 8.3408 | #REF! | #REF! | #REF! | #REF! | 9.7 | 1221.0666 | 226.1235 | 52.38 | 261.9 | 8.3408 | #REF! | #REF! | #REF! | 2 | 9.7 | 1695.8398 | 314.0444 | 52.38 | 261.9 | 8.3408 | #REF! | #REF! | #REF! | 2 | 9.7 | 2249.741 | 416.6187 | 52.38 | 261.9 | 8.3408 | #REF! | #REF! | #REF! | 2 | 9.7 | 2879.4788 | 533.2368 | 52.38 | 261.9 | 8.3408 | #REF! | #REF! | #REF!
| 2 | 10.05 | 0.019569 | 0.020585 | 2.7605e-05 | 54.27 | 0.003624 | 0.020585 | 54.27 | 32.562 | 8.4594 | 271.35 | 8.6417 | 85.043 | 57.7205 | 10.1616 | -57.6999 | -10.158 | [11 empty] | 1 | [7 empty] | 9.75 | 101.6625 | 18.8264 | 52.65 | 263.25 | 8.3838 | #REF! | #REF! | #REF! | #REF! | 9.75 | 263.3429 | 48.7672 | 52.65 | 263.25 | 8.3838 | #REF! | #REF! | #REF! | #REF! | 9.75 | 503.3231 | 93.208 | 52.65 | 263.25 | 8.3838 | #REF! | #REF! | #REF! | #REF! | 9.75 | 822.1493 | 152.2499 | 52.65 | 263.25 | 8.3838 | #REF! | #REF! | #REF! | #REF! | 9.75 | 1218.6914 | 225.6836 | 52.65 | 263.25 | 8.3838 | #REF! | #REF! | #REF! | 2 | 9.75 | 1692.9955 | 313.5177 | 52.65 | 263.25 | 8.3838 | #REF! | #REF! | #REF! | 2 | 9.75 | 2246.4094 | 416.0017 | 52.65 | 263.25 | 8.3838 | #REF! | #REF! | #REF! | 2 | 9.75 | 2875.643 | 532.5265 | 52.65 | 263.25 | 8.3838 | #REF! | #REF! | #REF!
| 2 | 10.1 | 0.017308 | 0.018297 | 2.4536e-05 | 54.54 | 0.0032051 | 0.018297 | 54.54 | 32.724 | 8.4594 | 272.7 | 8.6847 | 85.0805 | 58.2705 | 10.2076 | -58.2522 | -10.2044 | [11 empty] | 1 | [7 empty] | 9.8 | 100.7484 | 18.6571 | 52.92 | 264.6 | 8.4268 | #REF! | #REF! | #REF! | #REF! | 9.8 | 262.1324 | 48.543 | 52.92 | 264.6 | 8.4268 | #REF! | #REF! | #REF! | #REF! | 9.8 | 501.7299 | 92.9129 | 52.92 | 264.6 | 8.4268 | #REF! | #REF! | #REF! | #REF! | 9.8 | 820.1643 | 151.8823 | 52.92 | 264.6 | 8.4268 | #REF! | #REF! | #REF! | #REF! | 9.8 | 1216.3225 | 225.2449 | 52.92 | 264.6 | 8.4268 | #REF! | #REF! | #REF! | 2 | 9.8 | 1690.1583 | 312.9923 | 52.92 | 264.6 | 8.4268 | #REF! | #REF! | #REF! | 2 | 9.8 | 2243.0856 | 415.3862 | 52.92 | 264.6 | 8.4268 | #REF! | #REF! | #REF! | 2 | 9.8 | 2871.816 | 531.8178 | 52.92 | 264.6 | 8.4268 | #REF! | #REF! | #REF!
| 2 | 10.15 | 0.015215 | 0.016164 | 2.1676e-05 | 54.81 | 0.0028176 | 0.016164 | 54.81 | 32.886 | 8.4594 | 274.05 | 8.7277 | 85.1179 | 58.823 | 10.2537 | -58.8068 | -10.2508 | [11 empty] | 1 | [7 empty] | 9.85 | 99.839 | 18.4887 | 53.19 | 265.95 | 8.4697 | #REF! | #REF! | #REF! | #REF! | 9.85 | 260.9268 | 48.3198 | 53.19 | 265.95 | 8.4697 | #REF! | #REF! | #REF! | #REF! | 9.85 | 500.1422 | 92.6189 | 53.19 | 265.95 | 8.4697 | #REF! | #REF! | #REF! | #REF! | 9.85 | 818.185 | 151.5157 | 53.19 | 265.95 | 8.4697 | #REF! | #REF! | #REF! | #REF! | 9.85 | 1213.9596 | 224.8073 | 53.19 | 265.95 | 8.4697 | #REF! | #REF! | #REF! | 2 | 9.85 | 1687.3283 | 312.4682 | 53.19 | 265.95 | 8.4697 | #REF! | #REF! | #REF! | 2 | 9.85 | 2239.7696 | 414.7721 | 53.19 | 265.95 | 8.4697 | #REF! | #REF! | #REF! | 2 | 9.85 | 2867.9977 | 531.1107 | 53.19 | 265.95 | 8.4697 | #REF! | #REF! | #REF!
| 2 | 10.2 | 0.013291 | 0.01419 | 1.9029e-05 | 55.08 | 0.0024613 | 0.01419 | 55.08 | 33.048 | 8.4594 | 275.4 | 8.7707 | 85.1553 | 59.3779 | 10.2997 | -59.3638 | -10.2972 | [11 empty] | 1 | [7 empty] | 9.9 | 98.9344 | 18.3212 | 53.46 | 267.3 | 8.5127 | #REF! | #REF! | #REF! | #REF! | 9.9 | 259.726 | 48.0974 | 53.46 | 267.3 | 8.5127 | #REF! | #REF! | #REF! | #REF! | 9.9 | 498.5599 | 92.3259 | 53.46 | 267.3 | 8.5127 | #REF! | #REF! | #REF! | #REF! | 9.9 | 816.2115 | 151.1503 | 53.46 | 267.3 | 8.5127 | #REF! | #REF! | #REF! | #REF! | 9.9 | 1211.6029 | 224.3709 | 53.46 | 267.3 | 8.5127 | #REF! | #REF! | #REF! | 2 | 9.9 | 1684.5052 | 311.9454 | 53.46 | 267.3 | 8.5127 | #REF! | #REF! | #REF! | 2 | 9.9 | 2236.4613 | 414.1595 | 53.46 | 267.3 | 8.5127 | #REF! | #REF! | #REF! | 2 | 9.9 | 2864.1881 | 530.4052 | 53.46 | 267.3 | 8.5127 | #REF! | #REF! | #REF!
| 2 | 10.25 | 0.011536 | 0.012376 | 1.6597e-05 | 55.35 | 0.0021363 | 0.012376 | 55.35 | 33.21 | 8.4594 | 276.75 | 8.8137 | 85.1924 | 59.9353 | 10.3456 | -59.923 | -10.3435 | [11 empty] | 1 | [7 empty] | 9.95 | 98.0345 | 18.1545 | 53.73 | 268.65 | 8.5557 | #REF! | #REF! | #REF! | #REF! | 9.95 | 258.5302 | 47.876 | 53.73 | 268.65 | 8.5557 | #REF! | #REF! | #REF! | #REF! | 9.95 | 496.9829 | 92.0339 | 53.73 | 268.65 | 8.5557 | #REF! | #REF! | #REF! | #REF! | 9.95 | 814.2438 | 150.7859 | 53.73 | 268.65 | 8.5557 | #REF! | #REF! | #REF! | #REF! | 9.95 | 1209.2522 | 223.9356 | 53.73 | 268.65 | 8.5557 | #REF! | #REF! | #REF! | 2 | 9.95 | 1681.6891 | 311.4239 | 53.73 | 268.65 | 8.5557 | #REF! | #REF! | #REF! | 2 | 9.95 | 2233.1608 | 413.5483 | 53.73 | 268.65 | 8.5557 | #REF! | #REF! | #REF! | 2 | 9.95 | 2860.3871 | 529.7013 | 53.73 | 268.65 | 8.5557 | #REF! | #REF! | #REF!
| 2 | 10.3 | 0.0099502 | 0.010727 | 1.4385e-05 | 55.62 | 0.0018426 | 0.010727 | 55.62 | 33.372 | 8.4594 | 278.1 | 8.8567 | 85.2295 | 60.4952 | 10.3916 | -60.4845 | -10.3897 | [11 empty] | 1 | [7 empty] | 10 | 97.1394 | 17.9888 | 54 | 270 | 8.5987 | #REF! | #REF! | #REF! | #REF! | 10 | 257.3392 | 47.6554 | 54 | 270 | 8.5987 | #REF! | #REF! | #REF! | #REF! | 10 | 495.4113 | 91.7428 | 54 | 270 | 8.5987 | #REF! | #REF! | #REF! | #REF! | 10 | 812.2818 | 150.4225 | 54 | 270 | 8.5987 | #REF! | #REF! | #REF! | #REF! | 10 | 1206.9075 | 223.5014 | 54 | 270 | 8.5987 | #REF! | #REF! | #REF! | 2 | 10 | 1678.88 | 310.9037 | 54 | 270 | 8.5987 | #REF! | #REF! | #REF! | 2 | 10 | 2229.8678 | 412.9385 | 54 | 270 | 8.5987 | #REF! | #REF! | #REF! | 2 | 10 | 2856.5947 | 528.999 | 54 | 270 | 8.5987 | #REF! | #REF! | #REF!
| 2 | 10.35 | 0.008533 | 0.0092439 | 1.2396e-05 | 55.89 | 0.0015802 | 0.0092439 | 55.89 | 33.534 | 8.4594 | 279.45 | 8.8997 | 85.2664 | 61.0575 | 10.4375 | -61.0482 | -10.4359 | [11 empty] | 1 | [7 empty] | 10.05 | 96.249 | 17.8239 | 54.27 | 271.35 | 8.6417 | #REF! | #REF! | #REF! | #REF! | 10.05 | 256.1531 | 47.4358 | 54.27 | 271.35 | 8.6417 | #REF! | #REF! | #REF! | #REF! | 10.05 | 493.845 | 91.4528 | 54.27 | 271.35 | 8.6417 | #REF! | #REF! | #REF! | #REF! | 10.05 | 810.3254 | 150.0603 | 54.27 | 271.35 | 8.6417 | #REF! | #REF! | #REF! | #REF! | 10.05 | 1204.5688 | 223.0683 | 54.27 | 271.35 | 8.6417 | #REF! | #REF! | #REF! | 2 | 10.05 | 1676.0777 | 310.3848 | 54.27 | 271.35 | 8.6417 | #REF! | #REF! | #REF! | 2 | 10.05 | 2226.5825 | 412.3301 | 54.27 | 271.35 | 8.6417 | #REF! | #REF! | #REF! | 2 | 10.05 | 2852.8108 | 528.2983 | 54.27 | 271.35 | 8.6417 | #REF! | #REF! | #REF!
| 2 | 10.4 | 0.0072848 | 0.0079297 | 1.0634e-05 | 56.16 | 0.001349 | 0.0079297 | 56.16 | 33.696 | 8.4594 | 280.8 | 8.9427 | 85.3033 | 61.6222 | 10.4834 | -61.6143 | -10.482 | [11 empty] | 1 | [7 empty] | 10.1 | 95.3633 | 17.6599 | 54.54 | 272.7 | 8.6847 | #REF! | #REF! | #REF! | #REF! | 10.1 | 254.9718 | 47.217 | 54.54 | 272.7 | 8.6847 | #REF! | #REF! | #REF! | #REF! | 10.1 | 492.2839 | 91.1637 | 54.54 | 272.7 | 8.6847 | #REF! | #REF! | #REF! | #REF! | 10.1 | 808.3747 | 149.699 | 54.54 | 272.7 | 8.6847 | #REF! | #REF! | #REF! | #REF! | 10.1 | 1202.2359 | 222.6363 | 54.54 | 272.7 | 8.6847 | #REF! | #REF! | #REF! | 2 | 10.1 | 1673.2822 | 309.8671 | 54.54 | 272.7 | 8.6847 | #REF! | #REF! | #REF! | 2 | 10.1 | 2223.3047 | 411.7231 | 54.54 | 272.7 | 8.6847 | #REF! | #REF! | #REF! | 2 | 10.1 | 2849.0353 | 527.5991 | 54.54 | 272.7 | 8.6847 | #REF! | #REF! | #REF!
| 2 | 10.45 | 0.0062054 | 0.0067873 | 9.1019e-06 | 56.43 | 0.0011492 | 0.0067873 | 56.43 | 33.858 | 8.4594 | 282.15 | 8.9857 | 85.3399 | 62.1894 | 10.5293 | -62.1826 | -10.5281 | [11 empty] | 1 | [7 empty] | 10.15 | 94.4824 | 17.4967 | 54.81 | 274.05 | 8.7277 | #REF! | #REF! | #REF! | #REF! | 10.15 | 253.7954 | 46.9991 | 54.81 | 274.05 | 8.7277 | #REF! | #REF! | #REF! | #REF! | 10.15 | 490.7282 | 90.8756 | 54.81 | 274.05 | 8.7277 | #REF! | #REF! | #REF! | #REF! | 10.15 | 806.4295 | 149.3388 | 54.81 | 274.05 | 8.7277 | #REF! | #REF! | #REF! | #REF! | 10.15 | 1199.909 | 222.2054 | 54.81 | 274.05 | 8.7277 | #REF! | #REF! | #REF! | 2 | 10.15 | 1670.4935 | 309.3506 | 54.81 | 274.05 | 8.7277 | #REF! | #REF! | #REF! | 2 | 10.15 | 2220.0344 | 411.1175 | 54.81 | 274.05 | 8.7277 | #REF! | #REF! | #REF! | 2 | 10.15 | 2845.2683 | 526.9015 | 54.81 | 274.05 | 8.7277 | #REF! | #REF! | #REF!
| 2 | 10.5 | 0.005295 | 0.0058192 | 7.8037e-06 | 56.7 | 0.00098056 | 0.0058192 | 56.7 | 34.02 | 8.4594 | 283.5 | 9.0287 | 85.3765 | 62.7591 | 10.5751 | -62.7532 | -10.5741 | [11 empty] | 1 | [7 empty] | 10.2 | 93.6062 | 17.3345 | 55.08 | 275.4 | 8.7707 | #REF! | #REF! | #REF! | #REF! | 10.2 | 252.6237 | 46.7822 | 55.08 | 275.4 | 8.7707 | #REF! | #REF! | #REF! | #REF! | 10.2 | 489.1776 | 90.5884 | 55.08 | 275.4 | 8.7707 | #REF! | #REF! | #REF! | #REF! | 10.2 | 804.4899 | 148.9796 | 55.08 | 275.4 | 8.7707 | #REF! | #REF! | #REF! | #REF! | 10.2 | 1197.5878 | 221.7755 | 55.08 | 275.4 | 8.7707 | #REF! | #REF! | #REF! | 2 | 10.2 | 1667.7115 | 308.8355 | 55.08 | 275.4 | 8.7707 | #REF! | #REF! | #REF! | 2 | 10.2 | 2216.7715 | 410.5132 | 55.08 | 275.4 | 8.7707 | #REF! | #REF! | #REF! | 2 | 10.2 | 2841.5096 | 526.2055 | 55.08 | 275.4 | 8.7707 | #REF! | #REF! | #REF!
| 2 | 10.55 | 0.0045534 | 0.0050281 | 6.7428e-06 | 56.97 | 0.00084323 | 0.0050281 | 56.97 | 34.182 | 8.4594 | 284.85 | 9.0717 | 85.413 | 63.3312 | 10.6209 | -63.3261 | -10.6201 | [11 empty] | 1 | [7 empty] | 10.25 | 92.7348 | 17.1731 | 55.35 | 276.75 | 8.8137 | #REF! | #REF! | #REF! | #REF! | 10.25 | 251.4569 | 46.5661 | 55.35 | 276.75 | 8.8137 | #REF! | #REF! | #REF! | #REF! | 10.25 | 487.6323 | 90.3023 | 55.35 | 276.75 | 8.8137 | #REF! | #REF! | #REF! | #REF! | 10.25 | 802.5559 | 148.6215 | 55.35 | 276.75 | 8.8137 | #REF! | #REF! | #REF! | #REF! | 10.25 | 1195.2723 | 221.3467 | 55.35 | 276.75 | 8.8137 | #REF! | #REF! | #REF! | 2 | 10.25 | 1664.9362 | 308.3215 | 55.35 | 276.75 | 8.8137 | #REF! | #REF! | #REF! | 2 | 10.25 | 2213.516 | 409.9104 | 55.35 | 276.75 | 8.8137 | #REF! | #REF! | #REF! | 2 | 10.25 | 2837.7593 | 525.511 | 55.35 | 276.75 | 8.8137 | #REF! | #REF! | #REF!
| 2 | 10.6 | 0.0039808 | 0.0044166 | 5.9227e-06 | 57.24 | 0.00073719 | 0.0044166 | 57.24 | 34.344 | 8.4594 | 286.2 | 9.1146 | 85.4493 | 63.9057 | 10.6667 | -63.9013 | -10.666 | [11 empty] | 1 | [7 empty] | 10.3 | 91.8681 | 17.0126 | 55.62 | 278.1 | 8.8567 | #REF! | #REF! | #REF! | #REF! | 10.3 | 250.2948 | 46.3509 | 55.62 | 278.1 | 8.8567 | #REF! | #REF! | #REF! | #REF! | 10.3 | 486.0921 | 90.0171 | 55.62 | 278.1 | 8.8567 | #REF! | #REF! | #REF! | #REF! | 10.3 | 800.6273 | 148.2643 | 55.62 | 278.1 | 8.8567 | #REF! | #REF! | #REF! | #REF! | 10.3 | 1192.9626 | 220.919 | 55.62 | 278.1 | 8.8567 | #REF! | #REF! | #REF! | 2 | 10.3 | 1662.1674 | 307.8088 | 55.62 | 278.1 | 8.8567 | #REF! | #REF! | #REF! | 2 | 10.3 | 2210.2679 | 409.3089 | 55.62 | 278.1 | 8.8567 | #REF! | #REF! | #REF! | 2 | 10.3 | 2834.0172 | 524.818 | 55.62 | 278.1 | 8.8567 | #REF! | #REF! | #REF!
| 2 | 10.65 | 0.0035771 | 0.0039873 | 5.3471e-06 | 57.51 | 0.00066242 | 0.0039873 | 57.51 | 34.506 | 8.4594 | 287.55 | 9.1576 | 85.4855 | 64.4827 | 10.7125 | -64.4787 | -10.7118 | [11 empty] | 1 | [7 empty] | 10.35 | 91.0062 | 16.853 | 55.89 | 279.45 | 8.8997 | #REF! | #REF! | #REF! | #REF! | 10.35 | 249.1375 | 46.1366 | 55.89 | 279.45 | 8.8997 | #REF! | #REF! | #REF! | #REF! | 10.35 | 484.5571 | 89.7328 | 55.89 | 279.45 | 8.8997 | #REF! | #REF! | #REF! | #REF! | 10.35 | 798.7041 | 147.9082 | 55.89 | 279.45 | 8.8997 | #REF! | #REF! | #REF! | #REF! | 10.35 | 1190.6585 | 220.4923 | 55.89 | 279.45 | 8.8997 | #REF! | #REF! | #REF! | 2 | 10.35 | 1659.4053 | 307.2973 | 55.89 | 279.45 | 8.8997 | #REF! | #REF! | #REF! | 2 | 10.35 | 2207.0271 | 408.7087 | 55.89 | 279.45 | 8.8997 | #REF! | #REF! | #REF! | 2 | 10.35 | 2830.2834 | 524.1266 | 55.89 | 279.45 | 8.8997 | #REF! | #REF! | #REF!
| 2 | 10.7 | 0.0033422 | 0.003743 | 5.0195e-06 | 57.78 | 0.00061893 | 0.003743 | 57.78 | 34.668 | 8.4594 | 288.9 | 9.2006 | 85.5216 | 65.0621 | 10.7583 | -65.0584 | -10.7576 | [11 empty] | 1 | [7 empty] | 10.4 | 90.149 | 16.6943 | 56.16 | 280.8 | 8.9427 | #REF! | #REF! | #REF! | #REF! | 10.4 | 247.985 | 45.9231 | 56.16 | 280.8 | 8.9427 | #REF! | #REF! | #REF! | #REF! | 10.4 | 483.0272 | 89.4495 | 56.16 | 280.8 | 8.9427 | #REF! | #REF! | #REF! | #REF! | 10.4 | 796.7864 | 147.553 | 56.16 | 280.8 | 8.9427 | #REF! | #REF! | #REF! | #REF! | 10.4 | 1188.3601 | 220.0667 | 56.16 | 280.8 | 8.9427 | #REF! | #REF! | #REF! | 2 | 10.4 | 1656.6497 | 306.787 | 56.16 | 280.8 | 8.9427 | #REF! | #REF! | #REF! | 2 | 10.4 | 2203.7935 | 408.1099 | 56.16 | 280.8 | 8.9427 | #REF! | #REF! | #REF! | 2 | 10.4 | 2826.5577 | 523.4366 | 56.16 | 280.8 | 8.9427 | #REF! | #REF! | #REF!
| 2 | 10.75 | 0.0032762 | 0.0036863 | 4.9434e-06 | 58.05 | 0.00060671 | 0.0036863 | 58.05 | 34.83 | 8.4594 | 290.25 | 9.2436 | 85.5575 | 65.644 | 10.804 | -65.6403 | -10.8034 | [11 empty] | 1 | [7 empty] | 10.45 | 89.2966 | 16.5364 | 56.43 | 282.15 | 8.9857 | #REF! | #REF! | #REF! | #REF! | 10.45 | 246.8372 | 45.7106 | 56.43 | 282.15 | 8.9857 | #REF! | #REF! | #REF! | #REF! | 10.45 | 481.5024 | 89.1671 | 56.43 | 282.15 | 8.9857 | #REF! | #REF! | #REF! | #REF! | 10.45 | 794.874 | 147.1989 | 56.43 | 282.15 | 8.9857 | #REF! | #REF! | #REF! | #REF! | 10.45 | 1186.0672 | 219.6421 | 56.43 | 282.15 | 8.9857 | #REF! | #REF! | #REF! | 2 | 10.45 | 1653.9005 | 306.2779 | 56.43 | 282.15 | 8.9857 | #REF! | #REF! | #REF! | 2 | 10.45 | 2200.5672 | 407.5124 | 56.43 | 282.15 | 8.9857 | #REF! | #REF! | #REF! | 2 | 10.45 | 2822.8402 | 522.7482 | 56.43 | 282.15 | 8.9857 | #REF! | #REF! | #REF!
| 2 | 10.8 | 0.0033792 | 0.0038198 | 5.1225e-06 | 58.32 | 0.00062578 | 0.0038198 | 58.32 | 34.992 | 8.4594 | 291.6 | 9.2866 | 85.5934 | 66.2283 | 10.8497 | -66.2245 | -10.8491 | [11 empty] | 1 | [7 empty] | 10.5 | 88.4488 | 16.3794 | 56.7 | 283.5 | 9.0287 | #REF! | #REF! | #REF! | #REF! | 10.5 | 245.6941 | 45.4989 | 56.7 | 283.5 | 9.0287 | #REF! | #REF! | #REF! | #REF! | 10.5 | 479.9827 | 88.8857 | 56.7 | 283.5 | 9.0287 | #REF! | #REF! | #REF! | #REF! | 10.5 | 792.9669 | 146.8457 | 56.7 | 283.5 | 9.0287 | #REF! | #REF! | #REF! | #REF! | 10.5 | 1183.7798 | 219.2185 | 56.7 | 283.5 | 9.0287 | #REF! | #REF! | #REF! | 2 | 10.5 | 1651.1578 | 305.77 | 56.7 | 283.5 | 9.0287 | #REF! | #REF! | #REF! | 2 | 10.5 | 2197.3479 | 406.9163 | 56.7 | 283.5 | 9.0287 | #REF! | #REF! | #REF! | 2 | 10.5 | 2819.1307 | 522.0612 | 56.7 | 283.5 | 9.0287 | #REF! | #REF! | #REF!
| 2 | 10.85 | 0.003651 | 0.0041463 | 5.5602e-06 | 58.59 | 0.00067612 | 0.0041463 | 58.59 | 35.154 | 8.4594 | 292.95 | 9.3296 | 85.6291 | 66.8151 | 10.8954 | -66.8109 | -10.8947 | [11 empty] | 1 | [7 empty] | 10.55 | 87.6059 | 16.2233 | 56.97 | 284.85 | 9.0717 | #REF! | #REF! | #REF! | #REF! | 10.55 | 244.5558 | 45.2881 | 56.97 | 284.85 | 9.0717 | #REF! | #REF! | #REF! | #REF! | 10.55 | 478.468 | 88.6052 | 56.97 | 284.85 | 9.0717 | #REF! | #REF! | #REF! | #REF! | 10.55 | 791.0651 | 146.4935 | 56.97 | 284.85 | 9.0717 | #REF! | #REF! | #REF! | #REF! | 10.55 | 1181.4979 | 218.7959 | 56.97 | 284.85 | 9.0717 | #REF! | #REF! | #REF! | 2 | 10.55 | 1648.4214 | 305.2632 | 56.97 | 284.85 | 9.0717 | #REF! | #REF! | #REF! | 2 | 10.55 | 2194.1358 | 406.3215 | 56.97 | 284.85 | 9.0717 | #REF! | #REF! | #REF! | 2 | 10.55 | 2815.4293 | 521.3758 | 56.97 | 284.85 | 9.0717 | #REF! | #REF! | #REF!
| 2 | 10.9 | 0.0040918 | 0.0046682 | 6.2602e-06 | 58.86 | 0.00075774 | 0.0046682 | 58.86 | 35.316 | 8.4594 | 294.3 | 9.3726 | 85.6647 | 67.4043 | 10.941 | -67.3996 | -10.9403 | [11 empty] | 1 | [7 empty] | 10.6 | 86.7677 | 16.0681 | 57.24 | 286.2 | 9.1146 | #REF! | #REF! | #REF! | #REF! | 10.6 | 243.4221 | 45.0782 | 57.24 | 286.2 | 9.1146 | #REF! | #REF! | #REF! | #REF! | 10.6 | 476.9583 | 88.3256 | 57.24 | 286.2 | 9.1146 | #REF! | #REF! | #REF! | #REF! | 10.6 | 789.1686 | 146.1423 | 57.24 | 286.2 | 9.1146 | #REF! | #REF! | #REF! | #REF! | 10.6 | 1179.2214 | 218.3743 | 57.24 | 286.2 | 9.1146 | #REF! | #REF! | #REF! | 2 | 10.6 | 1645.6914 | 304.7577 | 57.24 | 286.2 | 9.1146 | #REF! | #REF! | #REF! | 2 | 10.6 | 2190.9308 | 405.7279 | 57.24 | 286.2 | 9.1146 | #REF! | #REF! | #REF! | 2 | 10.6 | 2811.7358 | 520.6918 | 57.24 | 286.2 | 9.1146 | #REF! | #REF! | #REF!
| 2 | 10.95 | 0.0047014 | 0.0053883 | 7.2259e-06 | 59.13 | 0.00087064 | 0.0053883 | 59.13 | 35.478 | 8.4594 | 295.65 | 9.4156 | 85.7002 | 67.9959 | 10.9867 | -67.9905 | -10.9858 | [11 empty] | 1 | [7 empty] | 10.65 | 85.9342 | 15.9137 | 57.51 | 287.55 | 9.1576 | #REF! | #REF! | #REF! | #REF! | 10.65 | 242.2931 | 44.8691 | 57.51 | 287.55 | 9.1576 | #REF! | #REF! | #REF! | #REF! | 10.65 | 475.4536 | 88.047 | 57.51 | 287.55 | 9.1576 | #REF! | #REF! | #REF! | #REF! | 10.65 | 787.2773 | 145.7921 | 57.51 | 287.55 | 9.1576 | #REF! | #REF! | #REF! | #REF! | 10.65 | 1176.9503 | 217.9538 | 57.51 | 287.55 | 9.1576 | #REF! | #REF! | #REF! | 2 | 10.65 | 1642.9676 | 304.2533 | 57.51 | 287.55 | 9.1576 | #REF! | #REF! | #REF! | 2 | 10.65 | 2187.7328 | 405.1357 | 57.51 | 287.55 | 9.1576 | #REF! | #REF! | #REF! | 2 | 10.65 | 2808.0503 | 520.0093 | 57.51 | 287.55 | 9.1576 | #REF! | #REF! | #REF!
| 2 | 11 | 0.00548 | 0.0063093 | 8.4609e-06 | 59.4 | 0.0010148 | 0.0063093 | 59.4 | 35.64 | 8.4594 | 297 | 9.4586 | 85.7355 | 68.59 | 11.0323 | -68.5837 | -11.0313 | [11 empty] | 1 | [7 empty] | 10.7 | 85.1055 | 15.7603 | 57.78 | 288.9 | 9.2006 | #REF! | #REF! | #REF! | #REF! | 10.7 | 241.1688 | 44.6609 | 57.78 | 288.9 | 9.2006 | #REF! | #REF! | #REF! | #REF! | 10.7 | 473.9539 | 87.7692 | 57.78 | 288.9 | 9.2006 | #REF! | #REF! | #REF! | #REF! | 10.7 | 785.3912 | 145.4428 | 57.78 | 288.9 | 9.2006 | #REF! | #REF! | #REF! | #REF! | 10.7 | 1174.6845 | 217.5342 | 57.78 | 288.9 | 9.2006 | #REF! | #REF! | #REF! | 2 | 10.7 | 1640.2501 | 303.75 | 57.78 | 288.9 | 9.2006 | #REF! | #REF! | #REF! | 2 | 10.7 | 2184.5417 | 404.5448 | 57.78 | 288.9 | 9.2006 | #REF! | #REF! | #REF! | 2 | 10.7 | 2804.3727 | 519.3283 | 57.78 | 288.9 | 9.2006 | #REF! | #REF! | #REF!
| 2 | 11.05 | 0.0064274 | 0.0074338 | 9.9689e-06 | 59.67 | 0.0011903 | 0.0074338 | 59.67 | 35.802 | 8.4594 | 298.35 | 9.5016 | 85.7708 | 69.1865 | 11.0779 | -69.1791 | -11.0767 | [11 empty] | 1 | [7 empty] | 10.75 | 84.2815 | 15.6077 | 58.05 | 290.25 | 9.2436 | #REF! | #REF! | #REF! | #REF! | 10.75 | 240.0491 | 44.4535 | 58.05 | 290.25 | 9.2436 | #REF! | #REF! | #REF! | #REF! | 10.75 | 472.4591 | 87.4924 | 58.05 | 290.25 | 9.2436 | #REF! | #REF! | #REF! | #REF! | 10.75 | 783.5102 | 145.0945 | 58.05 | 290.25 | 9.2436 | #REF! | #REF! | #REF! | #REF! | 10.75 | 1172.424 | 217.1156 | 58.05 | 290.25 | 9.2436 | #REF! | #REF! | #REF! | 2 | 10.75 | 1637.5388 | 303.2479 | 58.05 | 290.25 | 9.2436 | #REF! | #REF! | #REF! | 2 | 10.75 | 2181.3576 | 403.9551 | 58.05 | 290.25 | 9.2436 | #REF! | #REF! | #REF! | 2 | 10.75 | 2800.7029 | 518.6487 | 58.05 | 290.25 | 9.2436 | #REF! | #REF! | #REF!
| 2 | 11.1 | 0.0075438 | 0.0087644 | 1.1753e-05 | 59.94 | 0.001397 | 0.0087644 | 59.94 | 35.964 | 8.4594 | 299.7 | 9.5446 | 85.8059 | 69.7855 | 11.1235 | -69.7767 | -11.1221 | [11 empty] | 1 | [7 empty] | 10.8 | 83.4622 | 15.456 | 58.32 | 291.6 | 9.2866 | #REF! | #REF! | #REF! | #REF! | 10.8 | 238.9341 | 44.2471 | 58.32 | 291.6 | 9.2866 | #REF! | #REF! | #REF! | #REF! | 10.8 | 470.9692 | 87.2165 | 58.32 | 291.6 | 9.2866 | #REF! | #REF! | #REF! | #REF! | 10.8 | 781.6344 | 144.7471 | 58.32 | 291.6 | 9.2866 | #REF! | #REF! | #REF! | #REF! | 10.8 | 1170.1688 | 216.6979 | 58.32 | 291.6 | 9.2866 | #REF! | #REF! | #REF! | 2 | 10.8 | 1634.8336 | 302.747 | 58.32 | 291.6 | 9.2866 | #REF! | #REF! | #REF! | 2 | 10.8 | 2178.1804 | 403.3667 | 58.32 | 291.6 | 9.2866 | #REF! | #REF! | #REF! | 2 | 10.8 | 2797.0409 | 517.9705 | 58.32 | 291.6 | 9.2866 | #REF! | #REF! | #REF!
| 2 | 11.15 | 0.008829 | 0.010304 | 1.3818e-05 | 60.21 | 0.001635 | 0.010304 | 60.21 | 36.126 | 8.4594 | 301.05 | 9.5876 | 85.8409 | 70.3869 | 11.169 | -70.3766 | -11.1674 | [11 empty] | 1 | [7 empty] | 10.85 | 82.6477 | 15.3051 | 58.59 | 292.95 | 9.3296 | #REF! | #REF! | #REF! | #REF! | 10.85 | 237.8237 | 44.0414 | 58.59 | 292.95 | 9.3296 | #REF! | #REF! | #REF! | #REF! | 10.85 | 469.4842 | 86.9415 | 58.59 | 292.95 | 9.3296 | #REF! | #REF! | #REF! | #REF! | 10.85 | 779.7636 | 144.4007 | 58.59 | 292.95 | 9.3296 | #REF! | #REF! | #REF! | #REF! | 10.85 | 1167.9187 | 216.2812 | 58.59 | 292.95 | 9.3296 | #REF! | #REF! | #REF! | 2 | 10.85 | 1632.1344 | 302.2471 | 58.59 | 292.95 | 9.3296 | #REF! | #REF! | #REF! | 2 | 10.85 | 2175.01 | 402.7796 | 58.59 | 292.95 | 9.3296 | #REF! | #REF! | #REF! | 2 | 10.85 | 2793.3866 | 517.2938 | 58.59 | 292.95 | 9.3296 | #REF! | #REF! | #REF!
| 2 | 11.2 | 0.010283 | 0.012055 | 1.6166e-05 | 60.48 | 0.0019043 | 0.012055 | 60.48 | 36.288 | 8.4594 | 302.4 | 9.6306 | 85.8758 | 70.9907 | 11.2145 | -70.9787 | -11.2126 | [11 empty] | 1 | [7 empty] | 10.9 | 81.838 | 15.1552 | 58.86 | 294.3 | 9.3726 | #REF! | #REF! | #REF! | #REF! | 10.9 | 236.7179 | 43.8366 | 58.86 | 294.3 | 9.3726 | #REF! | #REF! | #REF! | #REF! | 10.9 | 468.0041 | 86.6674 | 58.86 | 294.3 | 9.3726 | #REF! | #REF! | #REF! | #REF! | 10.9 | 777.8978 | 144.0552 | 58.86 | 294.3 | 9.3726 | #REF! | #REF! | #REF! | #REF! | 10.9 | 1165.6738 | 215.8655 | 58.86 | 294.3 | 9.3726 | #REF! | #REF! | #REF! | 2 | 10.9 | 1629.4414 | 301.7484 | 58.86 | 294.3 | 9.3726 | #REF! | #REF! | #REF! | 2 | 10.9 | 2171.8463 | 402.1938 | 58.86 | 294.3 | 9.3726 | #REF! | #REF! | #REF! | 2 | 10.9 | 2789.7401 | 516.6185 | 58.86 | 294.3 | 9.3726 | #REF! | #REF! | #REF!
| 2 | 11.25 | 0.011906 | 0.01402 | 1.8801e-05 | 60.75 | 0.0022049 | 0.01402 | 60.75 | 36.45 | 8.4594 | 303.75 | 9.6736 | 85.9106 | 71.597 | 11.26 | -71.583 | -11.2578 | [11 empty] | 1 | [7 empty] | 10.95 | 81.033 | 15.0061 | 59.13 | 295.65 | 9.4156 | #REF! | #REF! | #REF! | #REF! | 10.95 | 235.6167 | 43.6327 | 59.13 | 295.65 | 9.4156 | #REF! | #REF! | #REF! | #REF! | 10.95 | 466.5288 | 86.3942 | 59.13 | 295.65 | 9.4156 | #REF! | #REF! | #REF! | #REF! | 10.95 | 776.0371 | 143.7106 | 59.13 | 295.65 | 9.4156 | #REF! | #REF! | #REF! | #REF! | 10.95 | 1163.4341 | 215.4508 | 59.13 | 295.65 | 9.4156 | #REF! | #REF! | #REF! | 2 | 10.95 | 1626.7543 | 301.2508 | 59.13 | 295.65 | 9.4156 | #REF! | #REF! | #REF! | 2 | 10.95 | 2168.6895 | 401.6092 | 59.13 | 295.65 | 9.4156 | #REF! | #REF! | #REF! | 2 | 10.95 | 2786.1012 | 515.9447 | 59.13 | 295.65 | 9.4156 | #REF! | #REF! | #REF!
| 2 | 11.3 | 0.013698 | 0.016201 | 2.1726e-05 | 61.02 | 0.0025367 | 0.016201 | 61.02 | 36.612 | 8.4594 | 305.1 | 9.7166 | 85.9452 | 72.2057 | 11.3055 | -72.1895 | -11.303 | [11 empty] | 1 | [7 empty] | 11 | 80.2327 | 14.8579 | 59.4 | 297 | 9.4586 | #REF! | #REF! | #REF! | #REF! | 11 | 234.52 | 43.4296 | 59.4 | 297 | 9.4586 | #REF! | #REF! | #REF! | #REF! | 11 | 465.0583 | 86.1219 | 59.4 | 297 | 9.4586 | #REF! | #REF! | #REF! | #REF! | 11 | 774.1813 | 143.3669 | 59.4 | 297 | 9.4586 | #REF! | #REF! | #REF! | #REF! | 11 | 1161.1994 | 215.0369 | 59.4 | 297 | 9.4586 | #REF! | #REF! | #REF! | 2 | 11 | 1624.0732 | 300.7543 | 59.4 | 297 | 9.4586 | #REF! | #REF! | #REF! | 2 | 11 | 2165.5393 | 401.0258 | 59.4 | 297 | 9.4586 | #REF! | #REF! | #REF! | 2 | 11 | 2782.4699 | 515.2722 | 59.4 | 297 | 9.4586 | #REF! | #REF! | #REF!
| 2 | 11.35 | 0.015659 | 0.018602 | 2.4946e-05 | 61.29 | 0.0028998 | 0.018602 | 61.29 | 36.774 | 8.4594 | 306.45 | 9.7596 | 85.9798 | 72.8168 | 11.351 | -72.7982 | -11.3481 | [11 empty] | 1 | [7 empty] | 11.05 | 79.4372 | 14.7106 | 59.67 | 298.35 | 9.5016 | #REF! | #REF! | #REF! | #REF! | 11.05 | 233.4279 | 43.2274 | 59.67 | 298.35 | 9.5016 | #REF! | #REF! | #REF! | #REF! | 11.05 | 463.5926 | 85.8505 | 59.67 | 298.35 | 9.5016 | #REF! | #REF! | #REF! | #REF! | 11.05 | 772.3305 | 143.0242 | 59.67 | 298.35 | 9.5016 | #REF! | #REF! | #REF! | #REF! | 11.05 | 1158.9697 | 214.624 | 59.67 | 298.35 | 9.5016 | #REF! | #REF! | #REF! | 2 | 11.05 | 1621.398 | 300.2589 | 59.67 | 298.35 | 9.5016 | #REF! | #REF! | #REF! | 2 | 11.05 | 2162.3958 | 400.4437 | 59.67 | 298.35 | 9.5016 | #REF! | #REF! | #REF! | 2 | 11.05 | 2778.8461 | 514.6011 | 59.67 | 298.35 | 9.5016 | #REF! | #REF! | #REF!
| 2 | 11.4 | 0.017789 | 0.021226 | 2.8464e-05 | 61.56 | 0.0032942 | 0.021226 | 61.56 | 36.936 | 8.4594 | 307.8 | 9.8025 | 86.0142 | 73.4304 | 11.3964 | -73.4092 | -11.3931 | [11 empty] | 1 | [7 empty] | 11.1 | 78.6464 | 14.5641 | 59.94 | 299.7 | 9.5446 | #REF! | #REF! | #REF! | #REF! | 11.1 | 232.3404 | 43.026 | 59.94 | 299.7 | 9.5446 | #REF! | #REF! | #REF! | #REF! | 11.1 | 462.1316 | 85.5799 | 59.94 | 299.7 | 9.5446 | #REF! | #REF! | #REF! | #REF! | 11.1 | 770.4846 | 142.6823 | 59.94 | 299.7 | 9.5446 | #REF! | #REF! | #REF! | #REF! | 11.1 | 1156.745 | 214.212 | 59.94 | 299.7 | 9.5446 | #REF! | #REF! | #REF! | 2 | 11.1 | 1618.7286 | 299.7646 | 59.94 | 299.7 | 9.5446 | #REF! | #REF! | #REF! | 2 | 11.1 | 2159.2589 | 399.8628 | 59.94 | 299.7 | 9.5446 | #REF! | #REF! | #REF! | 2 | 11.1 | 2775.2299 | 513.9315 | 59.94 | 299.7 | 9.5446 | #REF! | #REF! | #REF!
| 2 | 11.45 | 0.020087 | 0.024073 | 3.2283e-05 | 61.83 | 0.0037199 | 0.024073 | 61.83 | 37.098 | 8.4594 | 309.15 | 9.8455 | 86.0485 | 74.0464 | 11.4419 | -74.0223 | -11.4381 | [11 empty] | 1 | [7 empty] | 11.15 | 77.8603 | 14.4186 | 60.21 | 301.05 | 9.5876 | #REF! | #REF! | #REF! | #REF! | 11.15 | 231.2574 | 42.8254 | 60.21 | 301.05 | 9.5876 | #REF! | #REF! | #REF! | #REF! | 11.15 | 460.6754 | 85.3103 | 60.21 | 301.05 | 9.5876 | #REF! | #REF! | #REF! | #REF! | 11.15 | 768.6435 | 142.3414 | 60.21 | 301.05 | 9.5876 | #REF! | #REF! | #REF! | #REF! | 11.15 | 1154.5252 | 213.801 | 60.21 | 301.05 | 9.5876 | #REF! | #REF! | #REF! | 2 | 11.15 | 1616.0651 | 299.2713 | 60.21 | 301.05 | 9.5876 | #REF! | #REF! | #REF! | 2 | 11.15 | 2156.1285 | 399.2831 | 60.21 | 301.05 | 9.5876 | #REF! | #REF! | #REF! | 2 | 11.15 | 2771.6212 | 513.2632 | 60.21 | 301.05 | 9.5876 | #REF! | #REF! | #REF!
| 2 | 11.5 | 0.022555 | 0.027149 | 3.6407e-05 | 62.1 | 0.0041769 | 0.027149 | 62.1 | 37.26 | 8.4594 | 310.5 | 9.8885 | 86.0827 | 74.6649 | 11.4873 | -74.6377 | -11.4831 | [11 empty] | 1 | [7 empty] | 11.2 | 77.079 | 14.2739 | 60.48 | 302.4 | 9.6306 | #REF! | #REF! | #REF! | #REF! | 11.2 | 230.179 | 42.6257 | 60.48 | 302.4 | 9.6306 | #REF! | #REF! | #REF! | #REF! | 11.2 | 459.2239 | 85.0415 | 60.48 | 302.4 | 9.6306 | #REF! | #REF! | #REF! | #REF! | 11.2 | 766.8073 | 142.0013 | 60.48 | 302.4 | 9.6306 | #REF! | #REF! | #REF! | #REF! | 11.2 | 1152.3104 | 213.3908 | 60.48 | 302.4 | 9.6306 | #REF! | #REF! | #REF! | 2 | 11.2 | 1613.4074 | 298.7791 | 60.48 | 302.4 | 9.6306 | #REF! | #REF! | #REF! | 2 | 11.2 | 2153.0047 | 398.7046 | 60.48 | 302.4 | 9.6306 | #REF! | #REF! | #REF! | 2 | 11.2 | 2768.0199 | 512.5963 | 60.48 | 302.4 | 9.6306 | #REF! | #REF! | #REF!
| 2 | 11.55 | 0.025191 | 0.030454 | 4.0839e-05 | 62.37 | 0.0046651 | 0.030454 | 62.37 | 37.422 | 8.4594 | 311.85 | 9.9315 | 86.1167 | 75.2857 | 11.5326 | -75.2553 | -11.528 | [11 empty] | 1 | [7 empty] | 11.25 | 76.3025 | 14.1301 | 60.75 | 303.75 | 9.6736 | #REF! | #REF! | #REF! | #REF! | 11.25 | 229.105 | 42.4268 | 60.75 | 303.75 | 9.6736 | #REF! | #REF! | #REF! | #REF! | 11.25 | 457.777 | 84.7735 | 60.75 | 303.75 | 9.6736 | #REF! | #REF! | #REF! | #REF! | 11.25 | 764.9758 | 141.6622 | 60.75 | 303.75 | 9.6736 | #REF! | #REF! | #REF! | #REF! | 11.25 | 1150.1004 | 212.9816 | 60.75 | 303.75 | 9.6736 | #REF! | #REF! | #REF! | 2 | 11.25 | 1610.7554 | 298.288 | 60.75 | 303.75 | 9.6736 | #REF! | #REF! | #REF! | 2 | 11.25 | 2149.8874 | 398.1273 | 60.75 | 303.75 | 9.6736 | #REF! | #REF! | #REF! | 2 | 11.25 | 2764.426 | 511.9307 | 60.75 | 303.75 | 9.6736 | #REF! | #REF! | #REF!
| 2 | 11.6 | 0.027997 | 0.033992 | 4.5584e-05 | 62.64 | 0.0051846 | 0.033992 | 62.64 | 37.584 | 8.4594 | 313.2 | 9.9745 | 86.1507 | 75.909 | 11.578 | -75.875 | -11.5728 | [11 empty] | 1 | [7 empty] | 11.3 | 75.5307 | 13.9872 | 61.02 | 305.1 | 9.7166 | #REF! | #REF! | #REF! | #REF! | 11.3 | 228.0355 | 42.2288 | 61.02 | 305.1 | 9.7166 | #REF! | #REF! | #REF! | #REF! | 11.3 | 456.3348 | 84.5065 | 61.02 | 305.1 | 9.7166 | #REF! | #REF! | #REF! | #REF! | 11.3 | 763.1492 | 141.3239 | 61.02 | 305.1 | 9.7166 | #REF! | #REF! | #REF! | #REF! | 11.3 | 1147.8952 | 212.5732 | 61.02 | 305.1 | 9.7166 | #REF! | #REF! | #REF! | 2 | 11.3 | 1608.109 | 297.798 | 61.02 | 305.1 | 9.7166 | #REF! | #REF! | #REF! | 2 | 11.3 | 2146.7765 | 397.5512 | 61.02 | 305.1 | 9.7166 | #REF! | #REF! | #REF! | 2 | 11.3 | 2760.8394 | 511.2666 | 61.02 | 305.1 | 9.7166 | #REF! | #REF! | #REF!
| 2 | 11.65 | 0.030971 | 0.037765 | 5.0644e-05 | 62.91 | 0.0057354 | 0.037765 | 62.91 | 37.746 | 8.4594 | 314.55 | 10.0175 | 86.1845 | 76.5348 | 11.6233 | -76.497 | -11.6176 | [11 empty] | 1 | [7 empty] | 11.35 | 74.7636 | 13.8451 | 61.29 | 306.45 | 9.7596 | #REF! | #REF! | #REF! | #REF! | 11.35 | 226.9705 | 42.0316 | 61.29 | 306.45 | 9.7596 | #REF! | #REF! | #REF! | #REF! | 11.35 | 454.8973 | 84.2402 | 61.29 | 306.45 | 9.7596 | #REF! | #REF! | #REF! | #REF! | 11.35 | 761.3273 | 140.9865 | 61.29 | 306.45 | 9.7596 | #REF! | #REF! | #REF! | #REF! | 11.35 | 1145.6948 | 212.1657 | 61.29 | 306.45 | 9.7596 | #REF! | #REF! | #REF! | 2 | 11.35 | 1605.4684 | 297.309 | 61.29 | 306.45 | 9.7596 | #REF! | #REF! | #REF! | 2 | 11.35 | 2143.672 | 396.9763 | 61.29 | 306.45 | 9.7596 | #REF! | #REF! | #REF! | 2 | 11.35 | 2757.2601 | 510.6037 | 61.29 | 306.45 | 9.7596 | #REF! | #REF! | #REF!
| 2 | 11.7 | 0.034114 | 0.041776 | 5.6023e-05 | 63.18 | 0.0063174 | 0.041776 | 63.18 | 37.908 | 8.4594 | 315.9 | 10.0605 | 86.2183 | 77.1629 | 11.6687 | -77.1212 | -11.6623 | [11 empty] | 1 | [7 empty] | 11.4 | 74.0013 | 13.7039 | 61.56 | 307.8 | 9.8025 | #REF! | #REF! | #REF! | #REF! | 11.4 | 225.9099 | 41.8352 | 61.56 | 307.8 | 9.8025 | #REF! | #REF! | #REF! | #REF! | 11.4 | 453.4643 | 83.9749 | 61.56 | 307.8 | 9.8025 | #REF! | #REF! | #REF! | #REF! | 11.4 | 759.51 | 140.65 | 61.56 | 307.8 | 9.8025 | #REF! | #REF! | #REF! | #REF! | 11.4 | 1143.4992 | 211.7591 | 61.56 | 307.8 | 9.8025 | #REF! | #REF! | #REF! | 2 | 11.4 | 1602.8333 | 296.821 | 61.56 | 307.8 | 9.8025 | #REF! | #REF! | #REF! | 2 | 11.4 | 2140.5739 | 396.4026 | 61.56 | 307.8 | 9.8025 | #REF! | #REF! | #REF! | 2 | 11.4 | 2753.688 | 509.9422 | 61.56 | 307.8 | 9.8025 | #REF! | #REF! | #REF!
| 2 | 11.75 | 0.037426 | 0.046028 | 6.1725e-05 | 63.45 | 0.0069308 | 0.046028 | 63.45 | 38.07 | 8.4594 | 317.25 | 10.1035 | 86.2519 | 77.7935 | 11.714 | -77.7475 | -11.707 | [11 empty] | 1 | [7 empty] | 11.45 | 73.2437 | 13.5637 | 61.83 | 309.15 | 9.8455 | #REF! | #REF! | #REF! | #REF! | 11.45 | 224.8538 | 41.6396 | 61.83 | 309.15 | 9.8455 | #REF! | #REF! | #REF! | #REF! | 11.45 | 452.0359 | 83.7104 | 61.83 | 309.15 | 9.8455 | #REF! | #REF! | #REF! | #REF! | 11.45 | 757.6975 | 140.3143 | 61.83 | 309.15 | 9.8455 | #REF! | #REF! | #REF! | #REF! | 11.45 | 1141.3082 | 211.3534 | 61.83 | 309.15 | 9.8455 | #REF! | #REF! | #REF! | 2 | 11.45 | 1600.2038 | 296.334 | 61.83 | 309.15 | 9.8455 | #REF! | #REF! | #REF! | 2 | 11.45 | 2137.482 | 395.83 | 61.83 | 309.15 | 9.8455 | #REF! | #REF! | #REF! | 2 | 11.45 | 2750.1232 | 509.2821 | 61.83 | 309.15 | 9.8455 | #REF! | #REF! | #REF!
| 2 | 11.8 | 0.040907 | 0.050523 | 6.7753e-05 | 63.72 | 0.0075754 | 0.050523 | 63.72 | 38.232 | 8.4594 | 318.6 | 10.1465 | 86.2854 | 78.4266 | 11.7592 | -78.376 | -11.7517 | [11 empty] | 1 | [7 empty] | 11.5 | 72.4909 | 13.4242 | 62.1 | 310.5 | 9.8885 | #REF! | #REF! | #REF! | #REF! | 11.5 | 223.8021 | 41.4448 | 62.1 | 310.5 | 9.8885 | #REF! | #REF! | #REF! | #REF! | 11.5 | 450.6121 | 83.4467 | 62.1 | 310.5 | 9.8885 | #REF! | #REF! | #REF! | #REF! | 11.5 | 755.8896 | 139.9795 | 62.1 | 310.5 | 9.8885 | #REF! | #REF! | #REF! | #REF! | 11.5 | 1139.1219 | 210.9485 | 62.1 | 310.5 | 9.8885 | #REF! | #REF! | #REF! | 2 | 11.5 | 1597.5798 | 295.8481 | 62.1 | 310.5 | 9.8885 | #REF! | #REF! | #REF! | 2 | 11.5 | 2134.3965 | 395.2586 | 62.1 | 310.5 | 9.8885 | #REF! | #REF! | #REF! | 2 | 11.5 | 2746.5655 | 508.6232 | 62.1 | 310.5 | 9.8885 | #REF! | #REF! | #REF!
| 2 | 11.85 | 0.044557 | 0.055264 | 7.411e-05 | 63.99 | 0.0082513 | 0.055264 | 63.99 | 38.394 | 8.4594 | 319.95 | 10.1895 | 86.3187 | 79.062 | 11.8045 | -79.0067 | -11.7962 | [11 empty] | 1 | [7 empty] | 11.55 | 71.7428 | 13.2857 | 62.37 | 311.85 | 9.9315 | #REF! | #REF! | #REF! | #REF! | 11.55 | 222.7549 | 41.2509 | 62.37 | 311.85 | 9.9315 | #REF! | #REF! | #REF! | #REF! | 11.55 | 449.1928 | 83.1839 | 62.37 | 311.85 | 9.9315 | #REF! | #REF! | #REF! | #REF! | 11.55 | 754.0862 | 139.6456 | 62.37 | 311.85 | 9.9315 | #REF! | #REF! | #REF! | #REF! | 11.55 | 1136.9403 | 210.5445 | 62.37 | 311.85 | 9.9315 | #REF! | #REF! | #REF! | 2 | 11.55 | 1594.9612 | 295.3632 | 62.37 | 311.85 | 9.9315 | #REF! | #REF! | #REF! | 2 | 11.55 | 2131.3171 | 394.6884 | 62.37 | 311.85 | 9.9315 | #REF! | #REF! | #REF! | 2 | 11.55 | 2743.015 | 507.9657 | 62.37 | 311.85 | 9.9315 | #REF! | #REF! | #REF!
| 2 | 11.9 | 0.048376 | 0.060254 | 8.0802e-05 | 64.26 | 0.0089585 | 0.060254 | 64.26 | 38.556 | 8.4594 | 321.3 | 10.2325 | 86.352 | 79.6999 | 11.8497 | -79.6396 | -11.8408 | [11 empty] | 1 | [7 empty] | 11.6 | 70.9994 | 13.148 | 62.64 | 313.2 | 9.9745 | #REF! | #REF! | #REF! | #REF! | 11.6 | 221.712 | 41.0578 | 62.64 | 313.2 | 9.9745 | #REF! | #REF! | #REF! | #REF! | 11.6 | 447.778 | 82.9219 | 62.64 | 313.2 | 9.9745 | #REF! | #REF! | #REF! | #REF! | 11.6 | 752.2875 | 139.3125 | 62.64 | 313.2 | 9.9745 | #REF! | #REF! | #REF! | #REF! | 11.6 | 1134.7632 | 210.1413 | 62.64 | 313.2 | 9.9745 | #REF! | #REF! | #REF! | 2 | 11.6 | 1592.3481 | 294.8793 | 62.64 | 313.2 | 9.9745 | #REF! | #REF! | #REF! | 2 | 11.6 | 2128.244 | 394.1193 | 62.64 | 313.2 | 9.9745 | #REF! | #REF! | #REF! | 2 | 11.6 | 2739.4715 | 507.3095 | 62.64 | 313.2 | 9.9745 | #REF! | #REF! | #REF!
| 2 | 11.95 | 0.052363 | 0.065494 | 8.783e-05 | 64.53 | 0.0096969 | 0.065494 | 64.53 | 38.718 | 8.4594 | 322.65 | 10.2755 | 86.3852 | 80.3402 | 11.895 | -80.2747 | -11.8853 | [11 empty] | 1 | [7 empty] | 11.65 | 70.2608 | 13.0113 | 62.91 | 314.55 | 10.0175 | #REF! | #REF! | #REF! | #REF! | 11.65 | 220.6736 | 40.8655 | 62.91 | 314.55 | 10.0175 | #REF! | #REF! | #REF! | #REF! | 11.65 | 446.3677 | 82.6607 | 62.91 | 314.55 | 10.0175 | #REF! | #REF! | #REF! | #REF! | 11.65 | 750.4933 | 138.9802 | 62.91 | 314.55 | 10.0175 | #REF! | #REF! | #REF! | #REF! | 11.65 | 1132.5906 | 209.739 | 62.91 | 314.55 | 10.0175 | #REF! | #REF! | #REF! | 2 | 11.65 | 1589.7404 | 294.3964 | 62.91 | 314.55 | 10.0175 | #REF! | #REF! | #REF! | 2 | 11.65 | 2125.177 | 393.5513 | 62.91 | 314.55 | 10.0175 | #REF! | #REF! | #REF! | 2 | 11.65 | 2735.935 | 506.6546 | 62.91 | 314.55 | 10.0175 | #REF! | #REF! | #REF!
| 2 | 12 | 0.05652 | 0.070989 | 9.5198e-05 | 64.8 | 0.010467 | 0.070989 | 64.8 | 38.88 | 8.4594 | 324 | 10.3185 | 86.4182 | 80.9829 | 11.9402 | -80.912 | -11.9297 | [11 empty] | 1 | [7 empty] | 11.7 | 69.527 | 12.8754 | 63.18 | 315.9 | 10.0605 | #REF! | #REF! | #REF! | #REF! | 11.7 | 219.6394 | 40.674 | 63.18 | 315.9 | 10.0605 | #REF! | #REF! | #REF! | #REF! | 11.7 | 444.9618 | 82.4003 | 63.18 | 315.9 | 10.0605 | #REF! | #REF! | #REF! | #REF! | 11.7 | 748.7036 | 138.6488 | 63.18 | 315.9 | 10.0605 | #REF! | #REF! | #REF! | #REF! | 11.7 | 1130.4226 | 209.3375 | 63.18 | 315.9 | 10.0605 | #REF! | #REF! | #REF! | 2 | 11.7 | 1587.1381 | 293.9145 | 63.18 | 315.9 | 10.0605 | #REF! | #REF! | #REF! | 2 | 11.7 | 2122.1161 | 392.9845 | 63.18 | 315.9 | 10.0605 | #REF! | #REF! | #REF! | 2 | 11.7 | 2732.4056 | 506.001 | 63.18 | 315.9 | 10.0605 | #REF! | #REF! | #REF!
| 2 | 12.05 | 0.060845 | 0.07674 | 0.00010291 | 65.07 | 0.011268 | 0.07674 | 65.07 | 39.042 | 8.4594 | 325.35 | 10.3615 | 86.4511 | 81.6281 | 11.9853 | -81.5514 | -11.9741 | [11 empty] | 1 | [7 empty] | 11.75 | 68.7979 | 12.7403 | 63.45 | 317.25 | 10.1035 | #REF! | #REF! | #REF! | #REF! | 11.75 | 218.6097 | 40.4833 | 63.45 | 317.25 | 10.1035 | #REF! | #REF! | #REF! | #REF! | 11.75 | 443.5604 | 82.1408 | 63.45 | 317.25 | 10.1035 | #REF! | #REF! | #REF! | #REF! | 11.75 | 746.9183 | 138.3182 | 63.45 | 317.25 | 10.1035 | #REF! | #REF! | #REF! | #REF! | 11.75 | 1128.259 | 208.9368 | 63.45 | 317.25 | 10.1035 | #REF! | #REF! | #REF! | 2 | 11.75 | 1584.5411 | 293.4335 | 63.45 | 317.25 | 10.1035 | #REF! | #REF! | #REF! | 2 | 11.75 | 2119.0613 | 392.4188 | 63.45 | 317.25 | 10.1035 | #REF! | #REF! | #REF! | 2 | 11.75 | 2728.883 | 505.3487 | 63.45 | 317.25 | 10.1035 | #REF! | #REF! | #REF!
| 2 | 12.1 | 0.06534 | 0.082751 | 0.00011097 | 65.34 | 0.0121 | 0.082751 | 65.34 | 39.204 | 8.4594 | 326.7 | 10.4045 | 86.4839 | 82.2757 | 12.0305 | -82.1929 | -12.0184 | [11 empty] | 1 | [7 empty] | 11.8 | 68.0735 | 12.6062 | 63.72 | 318.6 | 10.1465 | #REF! | #REF! | #REF! | #REF! | 11.8 | 217.5843 | 40.2934 | 63.72 | 318.6 | 10.1465 | #REF! | #REF! | #REF! | #REF! | 11.8 | 442.1634 | 81.8821 | 63.72 | 318.6 | 10.1465 | #REF! | #REF! | #REF! | #REF! | 11.8 | 745.1375 | 137.9884 | 63.72 | 318.6 | 10.1465 | #REF! | #REF! | #REF! | #REF! | 11.8 | 1126.0998 | 208.537 | 63.72 | 318.6 | 10.1465 | #REF! | #REF! | #REF! | 2 | 11.8 | 1581.9493 | 292.9536 | 63.72 | 318.6 | 10.1465 | #REF! | #REF! | #REF! | 2 | 11.8 | 2116.0124 | 391.8542 | 63.72 | 318.6 | 10.1465 | #REF! | #REF! | #REF! | 2 | 11.8 | 2725.3674 | 504.6977 | 63.72 | 318.6 | 10.1465 | #REF! | #REF! | #REF!
| 2 | 12.15 | 0.070003 | 0.089023 | 0.00011938 | 65.61 | 0.012964 | 0.089023 | 65.61 | 39.366 | 8.4594 | 328.05 | 10.4475 | 86.5166 | 82.9257 | 12.0757 | -82.8367 | -12.0627 | [11 empty] | 1 | [7 empty] | 11.85 | 67.3539 | 12.4729 | 63.99 | 319.95 | 10.1895 | #REF! | #REF! | #REF! | #REF! | 11.85 | 216.5632 | 40.1043 | 63.99 | 319.95 | 10.1895 | #REF! | #REF! | #REF! | #REF! | 11.85 | 440.7708 | 81.6242 | 63.99 | 319.95 | 10.1895 | #REF! | #REF! | #REF! | #REF! | 11.85 | 743.3612 | 137.6595 | 63.99 | 319.95 | 10.1895 | #REF! | #REF! | #REF! | #REF! | 11.85 | 1123.945 | 208.138 | 63.99 | 319.95 | 10.1895 | #REF! | #REF! | #REF! | 2 | 11.85 | 1579.3628 | 292.4746 | 63.99 | 319.95 | 10.1895 | #REF! | #REF! | #REF! | 2 | 11.85 | 2112.9696 | 391.2907 | 63.99 | 319.95 | 10.1895 | #REF! | #REF! | #REF! | 2 | 11.85 | 2721.8587 | 504.0479 | 63.99 | 319.95 | 10.1895 | #REF! | #REF! | #REF!
| 2 | 12.2 | 0.074835 | 0.09556 | 0.00012815 | 65.88 | 0.013858 | 0.09556 | 65.88 | 39.528 | 8.4594 | 329.4 | 10.4904 | 86.5492 | 83.5781 | 12.1208 | -83.4826 | -12.1069 | [11 empty] | 1 | [7 empty] | 11.9 | 66.639 | 12.3405 | 64.26 | 321.3 | 10.2325 | #REF! | #REF! | #REF! | #REF! | 11.9 | 215.5464 | 39.916 | 64.26 | 321.3 | 10.2325 | #REF! | #REF! | #REF! | #REF! | 11.9 | 439.3825 | 81.3671 | 64.26 | 321.3 | 10.2325 | #REF! | #REF! | #REF! | #REF! | 11.9 | 741.5892 | 137.3313 | 64.26 | 321.3 | 10.2325 | #REF! | #REF! | #REF! | #REF! | 11.9 | 1121.7946 | 207.7397 | 64.26 | 321.3 | 10.2325 | #REF! | #REF! | #REF! | 2 | 11.9 | 1576.7814 | 291.9966 | 64.26 | 321.3 | 10.2325 | #REF! | #REF! | #REF! | 2 | 11.9 | 2109.9327 | 390.7283 | 64.26 | 321.3 | 10.2325 | #REF! | #REF! | #REF! | 2 | 11.9 | 2718.3567 | 503.3994 | 64.26 | 321.3 | 10.2325 | #REF! | #REF! | #REF!
| 2 | 12.25 | 0.079836 | 0.10236 | 0.00013727 | 66.15 | 0.014784 | 0.10236 | 66.15 | 39.69 | 8.4594 | 330.75 | 10.5334 | 86.5817 | 84.233 | 12.1659 | -84.1306 | -12.1511 | [11 empty] | 1 | [7 empty] | 11.95 | 65.9288 | 12.209 | 64.53 | 322.65 | 10.2755 | #REF! | #REF! | #REF! | #REF! | 11.95 | 214.534 | 39.7285 | 64.53 | 322.65 | 10.2755 | #REF! | #REF! | #REF! | #REF! | 11.95 | 437.9986 | 81.1108 | 64.53 | 322.65 | 10.2755 | #REF! | #REF! | #REF! | #REF! | 11.95 | 739.8215 | 137.004 | 64.53 | 322.65 | 10.2755 | #REF! | #REF! | #REF! | #REF! | 11.95 | 1119.6485 | 207.3423 | 64.53 | 322.65 | 10.2755 | #REF! | #REF! | #REF! | 2 | 11.95 | 1574.2052 | 291.5195 | 64.53 | 322.65 | 10.2755 | #REF! | #REF! | #REF! | 2 | 11.95 | 2106.9017 | 390.167 | 64.53 | 322.65 | 10.2755 | #REF! | #REF! | #REF! | 2 | 11.95 | 2714.8616 | 502.7521 | 64.53 | 322.65 | 10.2755 | #REF! | #REF! | #REF!
| 2 | 12.3 | 0.085006 | 0.10944 | 0.00014676 | 66.42 | 0.015742 | 0.10944 | 66.42 | 39.852 | 8.4594 | 332.1 | 10.5764 | 86.6141 | 84.8903 | 12.211 | -84.7809 | -12.1952 | [11 empty] | 1 | [7 empty] | 12 | 65.2234 | 12.0784 | 64.8 | 324 | 10.3185 | #REF! | #REF! | #REF! | #REF! | 12 | 213.5258 | 39.5418 | 64.8 | 324 | 10.3185 | #REF! | #REF! | #REF! | #REF! | 12 | 436.6189 | 80.8554 | 64.8 | 324 | 10.3185 | #REF! | #REF! | #REF! | #REF! | 12 | 738.0582 | 136.6774 | 64.8 | 324 | 10.3185 | #REF! | #REF! | #REF! | #REF! | 12 | 1117.5067 | 206.9457 | 64.8 | 324 | 10.3185 | #REF! | #REF! | #REF! | 2 | 12 | 1571.6341 | 291.0434 | 64.8 | 324 | 10.3185 | #REF! | #REF! | #REF! | 2 | 12 | 2103.8766 | 389.6068 | 64.8 | 324 | 10.3185 | #REF! | #REF! | #REF! | 2 | 12 | 2711.3732 | 502.1061 | 64.8 | 324 | 10.3185 | #REF! | #REF! | #REF!
| 2 | 12.35 | 0.090345 | 0.11678 | 0.00015661 | 66.69 | 0.016731 | 0.11678 | 66.69 | 40.014 | 8.4594 | 333.45 | 10.6194 | 86.6463 | 85.55 | 12.2561 | -85.4332 | -12.2393 | [11 empty] | 1 | [7 empty] | 12.05 | 64.5228 | 11.9487 | 65.07 | 325.35 | 10.3615 | #REF! | #REF! | #REF! | #REF! | 12.05 | 212.5219 | 39.3559 | 65.07 | 325.35 | 10.3615 | #REF! | #REF! | #REF! | #REF! | 12.05 | 435.2436 | 80.6007 | 65.07 | 325.35 | 10.3615 | #REF! | #REF! | #REF! | #REF! | 12.05 | 736.2992 | 136.3517 | 65.07 | 325.35 | 10.3615 | #REF! | #REF! | #REF! | #REF! | 12.05 | 1115.3691 | 206.5498 | 65.07 | 325.35 | 10.3615 | #REF! | #REF! | #REF! | 2 | 12.05 | 1569.0681 | 290.5682 | 65.07 | 325.35 | 10.3615 | #REF! | #REF! | #REF! | 2 | 12.05 | 2100.8572 | 389.0476 | 65.07 | 325.35 | 10.3615 | #REF! | #REF! | #REF! | 2 | 12.05 | 2707.8914 | 501.4614 | 65.07 | 325.35 | 10.3615 | #REF! | #REF! | #REF!
| 2 | 12.4 | 0.095853 | 0.1244 | 0.00016683 | 66.96 | 0.017751 | 0.1244 | 66.96 | 40.176 | 8.4594 | 334.8 | 10.6624 | 86.6785 | 86.2121 | 12.3011 | -86.0877 | -12.2834 | [11 empty] | 1 | [7 empty] | 12.1 | 63.8269 | 11.8198 | 65.34 | 326.7 | 10.4045 | #REF! | #REF! | #REF! | #REF! | 12.1 | 211.5222 | 39.1708 | 65.34 | 326.7 | 10.4045 | #REF! | #REF! | #REF! | #REF! | 12.1 | 433.8725 | 80.3468 | 65.34 | 326.7 | 10.4045 | #REF! | #REF! | #REF! | #REF! | 12.1 | 734.5444 | 136.0267 | 65.34 | 326.7 | 10.4045 | #REF! | #REF! | #REF! | #REF! | 12.1 | 1113.2358 | 206.1548 | 65.34 | 326.7 | 10.4045 | #REF! | #REF! | #REF! | 2 | 12.1 | 1566.5071 | 290.0939 | 65.34 | 326.7 | 10.4045 | #REF! | #REF! | #REF! | 2 | 12.1 | 2097.8437 | 388.4896 | 65.34 | 326.7 | 10.4045 | #REF! | #REF! | #REF! | 2 | 12.1 | 2704.4164 | 500.8178 | 65.34 | 326.7 | 10.4045 | #REF! | #REF! | #REF!
| 2 | 12.45 | 0.10153 | 0.1323 | 0.00017742 | 67.23 | 0.018802 | 0.1323 | 67.23 | 40.338 | 8.4594 | 336.15 | 10.7054 | 86.7105 | 86.8767 | 12.3462 | -86.7444 | -12.3274 | [11 empty] | 1 | [7 empty] | 12.15 | 63.1357 | 11.6918 | 65.61 | 328.05 | 10.4475 | #REF! | #REF! | #REF! | #REF! | 12.15 | 210.5268 | 38.9864 | 65.61 | 328.05 | 10.4475 | #REF! | #REF! | #REF! | #REF! | 12.15 | 432.5057 | 80.0936 | 65.61 | 328.05 | 10.4475 | #REF! | #REF! | #REF! | #REF! | 12.15 | 732.7939 | 135.7026 | 65.61 | 328.05 | 10.4475 | #REF! | #REF! | #REF! | #REF! | 12.15 | 1111.1066 | 205.7605 | 65.61 | 328.05 | 10.4475 | #REF! | #REF! | #REF! | 2 | 12.15 | 1563.9511 | 289.6206 | 65.61 | 328.05 | 10.4475 | #REF! | #REF! | #REF! | 2 | 12.15 | 2094.8359 | 387.9326 | 65.61 | 328.05 | 10.4475 | #REF! | #REF! | #REF! | 2 | 12.15 | 2700.9479 | 500.1755 | 65.61 | 328.05 | 10.4475 | #REF! | #REF! | #REF!
| 2 | 12.5 | 0.10738 | 0.14048 | 0.00018839 | 67.5 | 0.019884 | 0.14048 | 67.5 | 40.5 | 8.4594 | 337.5 | 10.7484 | 86.7424 | 87.5437 | 12.3912 | -87.4032 | -12.3713 | [11 empty] | 1 | [7 empty] | 12.2 | 62.4493 | 11.5647 | 65.88 | 329.4 | 10.4904 | #REF! | #REF! | #REF! | #REF! | 12.2 | 209.5356 | 38.8029 | 65.88 | 329.4 | 10.4904 | #REF! | #REF! | #REF! | #REF! | 12.2 | 431.143 | 79.8413 | 65.88 | 329.4 | 10.4904 | #REF! | #REF! | #REF! | #REF! | 12.2 | 731.0475 | 135.3792 | 65.88 | 329.4 | 10.4904 | #REF! | #REF! | #REF! | #REF! | 12.2 | 1108.9815 | 205.3669 | 65.88 | 329.4 | 10.4904 | #REF! | #REF! | #REF! | 2 | 12.2 | 1561.4 | 289.1482 | 65.88 | 329.4 | 10.4904 | #REF! | #REF! | #REF! | 2 | 12.2 | 2091.8338 | 387.3766 | 65.88 | 329.4 | 10.4904 | #REF! | #REF! | #REF! | 2 | 12.2 | 2697.486 | 499.5344 | 65.88 | 329.4 | 10.4904 | #REF! | #REF! | #REF!
| 2 | 12.55 | 0.11339 | 0.14894 | 0.00019974 | 67.77 | 0.020998 | 0.14894 | 67.77 | 40.662 | 8.4594 | 338.85 | 10.7914 | 86.7742 | 88.2131 | 12.4362 | -88.0641 | -12.4152 | [11 empty] | 1 | [7 empty] | 12.25 | 61.7676 | 11.4384 | 66.15 | 330.75 | 10.5334 | #REF! | #REF! | #REF! | #REF! | 12.25 | 208.5486 | 38.6201 | 66.15 | 330.75 | 10.5334 | #REF! | #REF! | #REF! | #REF! | 12.25 | 429.7846 | 79.5897 | 66.15 | 330.75 | 10.5334 | #REF! | #REF! | #REF! | #REF! | 12.25 | 729.3053 | 135.0565 | 66.15 | 330.75 | 10.5334 | #REF! | #REF! | #REF! | #REF! | 12.25 | 1106.8605 | 204.9742 | 66.15 | 330.75 | 10.5334 | #REF! | #REF! | #REF! | 2 | 12.25 | 1558.8539 | 288.6766 | 66.15 | 330.75 | 10.5334 | #REF! | #REF! | #REF! | 2 | 12.25 | 2088.8374 | 386.8217 | 66.15 | 330.75 | 10.5334 | #REF! | #REF! | #REF! | 2 | 12.25 | 2694.0307 | 498.8946 | 66.15 | 330.75 | 10.5334 | #REF! | #REF! | #REF!
| 2 | 12.6 | 0.11957 | 0.15769 | 0.00021147 | 68.04 | 0.022143 | 0.15769 | 68.04 | 40.824 | 8.4594 | 340.2 | 10.8344 | 86.8059 | 88.8849 | 12.4812 | -88.7272 | -12.459 | [11 empty] | 1 | [7 empty] | 12.3 | 61.0906 | 11.3131 | 66.42 | 332.1 | 10.5764 | #REF! | #REF! | #REF! | #REF! | 12.3 | 207.5658 | 38.4381 | 66.42 | 332.1 | 10.5764 | #REF! | #REF! | #REF! | #REF! | 12.3 | 428.4303 | 79.339 | 66.42 | 332.1 | 10.5764 | #REF! | #REF! | #REF! | #REF! | 12.3 | 727.5673 | 134.7347 | 66.42 | 332.1 | 10.5764 | #REF! | #REF! | #REF! | #REF! | 12.3 | 1104.7437 | 204.5822 | 66.42 | 332.1 | 10.5764 | #REF! | #REF! | #REF! | 2 | 12.3 | 1556.3126 | 288.206 | 66.42 | 332.1 | 10.5764 | #REF! | #REF! | #REF! | 2 | 12.3 | 2085.8466 | 386.2679 | 66.42 | 332.1 | 10.5764 | #REF! | #REF! | #REF! | 2 | 12.3 | 2690.5818 | 498.2559 | 66.42 | 332.1 | 10.5764 | #REF! | #REF! | #REF!
| 2 | 12.65 | 0.12593 | 0.16673 | 0.00022359 | 68.31 | 0.023319 | 0.16673 | 68.31 | 40.986 | 8.4594 | 341.55 | 10.8774 | 86.8375 | 89.5591 | 12.5261 | -89.3924 | -12.5028 | [11 empty] | 1 | [7 empty] | 12.35 | 60.4184 | 11.1886 | 66.69 | 333.45 | 10.6194 | #REF! | #REF! | #REF! | #REF! | 12.35 | 206.5872 | 38.2569 | 66.69 | 333.45 | 10.6194 | #REF! | #REF! | #REF! | #REF! | 12.35 | 427.0802 | 79.0889 | 66.69 | 333.45 | 10.6194 | #REF! | #REF! | #REF! | #REF! | 12.35 | 725.8334 | 134.4136 | 66.69 | 333.45 | 10.6194 | #REF! | #REF! | #REF! | #REF! | 12.35 | 1102.6308 | 204.1909 | 66.69 | 333.45 | 10.6194 | #REF! | #REF! | #REF! | 2 | 12.35 | 1553.7762 | 287.7363 | 66.69 | 333.45 | 10.6194 | #REF! | #REF! | #REF! | 2 | 12.35 | 2082.8614 | 385.7151 | 66.69 | 333.45 | 10.6194 | #REF! | #REF! | #REF! | 2 | 12.35 | 2687.1394 | 497.6184 | 66.69 | 333.45 | 10.6194 | #REF! | #REF! | #REF!
| 2 | 12.7 | 0.13245 | 0.17606 | 0.0002361 | 68.58 | 0.024527 | 0.17606 | 68.58 | 41.148 | 8.4594 | 342.9 | 10.9204 | 86.869 | 90.2358 | 12.5711 | -90.0597 | -12.5466 | [11 empty] | 1 | [7 empty] | 12.4 | 59.751 | 11.065 | 66.96 | 334.8 | 10.6624 | #REF! | #REF! | #REF! | #REF! | 12.4 | 205.6127 | 38.0764 | 66.96 | 334.8 | 10.6624 | #REF! | #REF! | #REF! | #REF! | 12.4 | 425.7342 | 78.8397 | 66.96 | 334.8 | 10.6624 | #REF! | #REF! | #REF! | #REF! | 12.4 | 724.1035 | 134.0932 | 66.96 | 334.8 | 10.6624 | #REF! | #REF! | #REF! | #REF! | 12.4 | 1100.5219 | 203.8004 | 66.96 | 334.8 | 10.6624 | #REF! | #REF! | #REF! | 2 | 12.4 | 1551.2446 | 287.2675 | 66.96 | 334.8 | 10.6624 | #REF! | #REF! | #REF! | 2 | 12.4 | 2079.8818 | 385.1633 | 66.96 | 334.8 | 10.6624 | #REF! | #REF! | #REF! | 2 | 12.4 | 2683.7034 | 496.9821 | 66.96 | 334.8 | 10.6624 | #REF! | #REF! | #REF!
| 2 | 12.75 | 0.13914 | 0.18568 | 0.000249 | 68.85 | 0.025766 | 0.18568 | 68.85 | 41.31 | 8.4594 | 344.25 | 10.9634 | 86.9004 | 90.9149 | 12.616 | -90.7292 | -12.5903 | [11 empty] | 1 | [7 empty] | 12.45 | 59.0883 | 10.9423 | 67.23 | 336.15 | 10.7054 | #REF! | #REF! | #REF! | #REF! | 12.45 | 204.6424 | 37.8967 | 67.23 | 336.15 | 10.7054 | #REF! | #REF! | #REF! | #REF! | 12.45 | 424.3923 | 78.5912 | 67.23 | 336.15 | 10.7054 | #REF! | #REF! | #REF! | #REF! | 12.45 | 722.3777 | 133.7737 | 67.23 | 336.15 | 10.7054 | #REF! | #REF! | #REF! | #REF! | 12.45 | 1098.4171 | 203.4106 | 67.23 | 336.15 | 10.7054 | #REF! | #REF! | #REF! | 2 | 12.45 | 1548.7178 | 286.7996 | 67.23 | 336.15 | 10.7054 | #REF! | #REF! | #REF! | 2 | 12.45 | 2076.9076 | 384.6125 | 67.23 | 336.15 | 10.7054 | #REF! | #REF! | #REF! | 2 | 12.45 | 2680.2738 | 496.347 | 67.23 | 336.15 | 10.7054 | #REF! | #REF! | #REF!
| 2 | 12.8 | 0.146 | 0.19559 | 0.0002623 | 69.12 | 0.027036 | 0.19559 | 69.12 | 41.472 | 8.4594 | 345.6 | 11.0064 | 86.9317 | 91.5964 | 12.6609 | -91.4008 | -12.6339 | [11 empty] | 1 | [7 empty] | 12.5 | 58.4303 | 10.8204 | 67.5 | 337.5 | 10.7484 | #REF! | #REF! | #REF! | #REF! | 12.5 | 203.6762 | 37.7178 | 67.5 | 337.5 | 10.7484 | #REF! | #REF! | #REF! | #REF! | 12.5 | 423.0545 | 78.3434 | 67.5 | 337.5 | 10.7484 | #REF! | #REF! | #REF! | #REF! | 12.5 | 720.656 | 133.4548 | 67.5 | 337.5 | 10.7484 | #REF! | #REF! | #REF! | #REF! | 12.5 | 1096.3161 | 203.0215 | 67.5 | 337.5 | 10.7484 | #REF! | #REF! | #REF! | 2 | 12.5 | 1546.1957 | 286.3325 | 67.5 | 337.5 | 10.7484 | #REF! | #REF! | #REF! | 2 | 12.5 | 2073.9389 | 384.0628 | 67.5 | 337.5 | 10.7484 | #REF! | #REF! | #REF! | 2 | 12.5 | 2676.8505 | 495.713 | 67.5 | 337.5 | 10.7484 | #REF! | #REF! | #REF!
| 2 | 12.85 | 0.15302 | 0.20581 | 0.000276 | 69.39 | 0.028338 | 0.20581 | 69.39 | 41.634 | 8.4594 | 346.95 | 11.0494 | 86.9628 | 92.2803 | 12.7058 | -92.0745 | -12.6775 | [11 empty] | 1 | [7 empty] | 12.55 | 57.7771 | 10.6995 | 67.77 | 338.85 | 10.7914 | #REF! | #REF! | #REF! | #REF! | 12.55 | 202.7142 | 37.5397 | 67.77 | 338.85 | 10.7914 | #REF! | #REF! | #REF! | #REF! | 12.55 | 421.7208 | 78.0964 | 67.77 | 338.85 | 10.7914 | #REF! | #REF! | #REF! | #REF! | 12.55 | 718.9382 | 133.1367 | 67.77 | 338.85 | 10.7914 | #REF! | #REF! | #REF! | #REF! | 12.55 | 1094.2191 | 202.6332 | 67.77 | 338.85 | 10.7914 | #REF! | #REF! | #REF! | 2 | 12.55 | 1543.6782 | 285.8663 | 67.77 | 338.85 | 10.7914 | #REF! | #REF! | #REF! | 2 | 12.55 | 2070.9757 | 383.514 | 67.77 | 338.85 | 10.7914 | #REF! | #REF! | #REF! | 2 | 12.55 | 2673.4335 | 495.0803 | 67.77 | 338.85 | 10.7914 | #REF! | #REF! | #REF!
| 2 | 12.9 | 0.16022 | 0.21633 | 0.0002901 | 69.66 | 0.02967 | 0.21633 | 69.66 | 41.796 | 8.4594 | 348.3 | 11.0924 | 86.9939 | 92.9666 | 12.7507 | -92.7503 | -12.7211 | [11 empty] | 1 | [7 empty] | 12.6 | 57.1286 | 10.5794 | 68.04 | 340.2 | 10.8344 | #REF! | #REF! | #REF! | #REF! | 12.6 | 201.7562 | 37.3623 | 68.04 | 340.2 | 10.8344 | #REF! | #REF! | #REF! | #REF! | 12.6 | 420.391 | 77.8502 | 68.04 | 340.2 | 10.8344 | #REF! | #REF! | #REF! | #REF! | 12.6 | 717.2244 | 132.8193 | 68.04 | 340.2 | 10.8344 | #REF! | #REF! | #REF! | #REF! | 12.6 | 1092.1259 | 202.2455 | 68.04 | 340.2 | 10.8344 | #REF! | #REF! | #REF! | 2 | 12.6 | 1541.1655 | 285.401 | 68.04 | 340.2 | 10.8344 | #REF! | #REF! | #REF! | 2 | 12.6 | 2068.0179 | 382.9663 | 68.04 | 340.2 | 10.8344 | #REF! | #REF! | #REF! | 2 | 12.6 | 2670.0227 | 494.4486 | 68.04 | 340.2 | 10.8344 | #REF! | #REF! | #REF!
| 2 | 12.95 | 0.16759 | 0.22715 | 0.00030461 | 69.93 | 0.031034 | 0.22715 | 69.93 | 41.958 | 8.4594 | 349.65 | 11.1354 | 87.0248 | 93.6554 | 12.7956 | -93.4282 | -12.7646 | [11 empty] | 1 | [7 empty] | 12.65 | 56.4849 | 10.4602 | 68.31 | 341.55 | 10.8774 | #REF! | #REF! | #REF! | #REF! | 12.65 | 200.8024 | 37.1856 | 68.31 | 341.55 | 10.8774 | #REF! | #REF! | #REF! | #REF! | 12.65 | 419.0653 | 77.6047 | 68.31 | 341.55 | 10.8774 | #REF! | #REF! | #REF! | #REF! | 12.65 | 715.5145 | 132.5027 | 68.31 | 341.55 | 10.8774 | #REF! | #REF! | #REF! | #REF! | 12.65 | 1090.0365 | 201.8586 | 68.31 | 341.55 | 10.8774 | #REF! | #REF! | #REF! | 2 | 12.65 | 1538.6573 | 284.9365 | 68.31 | 341.55 | 10.8774 | #REF! | #REF! | #REF! | 2 | 12.65 | 2065.0654 | 382.4195 | 68.31 | 341.55 | 10.8774 | #REF! | #REF! | #REF! | 2 | 12.65 | 2666.6182 | 493.8182 | 68.31 | 341.55 | 10.8774 | #REF! | #REF! | #REF!
| 2 | 13 | 0.17512 | 0.23828 | 0.00031954 | 70.2 | 0.03243 | 0.23828 | 70.2 | 42.12 | 8.4594 | 351 | 11.1783 | 87.0556 | 94.3466 | 12.8405 | -94.1083 | -12.808 | [11 empty] | 1 | [7 empty] | 12.7 | 55.8459 | 10.3418 | 68.58 | 342.9 | 10.9204 | #REF! | #REF! | #REF! | #REF! | 12.7 | 199.8526 | 37.0097 | 68.58 | 342.9 | 10.9204 | #REF! | #REF! | #REF! | #REF! | 12.7 | 417.7436 | 77.3599 | 68.58 | 342.9 | 10.9204 | #REF! | #REF! | #REF! | #REF! | 12.7 | 713.8086 | 132.1868 | 68.58 | 342.9 | 10.9204 | #REF! | #REF! | #REF! | #REF! | 12.7 | 1087.951 | 201.4724 | 68.58 | 342.9 | 10.9204 | #REF! | #REF! | #REF! | 2 | 12.7 | 1536.1537 | 284.4729 | 68.58 | 342.9 | 10.9204 | #REF! | #REF! | #REF! | 2 | 12.7 | 2062.1183 | 381.8738 | 68.58 | 342.9 | 10.9204 | #REF! | #REF! | #REF! | 2 | 12.7 | 2663.2198 | 493.1889 | 68.58 | 342.9 | 10.9204 | #REF! | #REF! | #REF!
| 2 | 13.05 | 0.18282 | 0.24972 | 0.00033488 | 70.47 | 0.033856 | 0.24972 | 70.47 | 42.282 | 8.4594 | 352.35 | 11.2213 | 87.0864 | 95.0401 | 12.8853 | -94.7904 | -12.8514 | [11 empty] | 1 | [7 empty] | 12.75 | 55.2116 | 10.2244 | 68.85 | 344.25 | 10.9634 | #REF! | #REF! | #REF! | #REF! | 12.75 | 198.9069 | 36.8346 | 68.85 | 344.25 | 10.9634 | #REF! | #REF! | #REF! | #REF! | 12.75 | 416.4258 | 77.1159 | 68.85 | 344.25 | 10.9634 | #REF! | #REF! | #REF! | #REF! | 12.75 | 712.1065 | 131.8716 | 68.85 | 344.25 | 10.9634 | #REF! | #REF! | #REF! | #REF! | 12.75 | 1085.8692 | 201.0869 | 68.85 | 344.25 | 10.9634 | #REF! | #REF! | #REF! | 2 | 12.75 | 1533.6547 | 284.0101 | 68.85 | 344.25 | 10.9634 | #REF! | #REF! | #REF! | 2 | 12.75 | 2059.1765 | 381.329 | 68.85 | 344.25 | 10.9634 | #REF! | #REF! | #REF! | 2 | 12.75 | 2659.8276 | 492.5607 | 68.85 | 344.25 | 10.9634 | #REF! | #REF! | #REF!
| 2 | 13.1 | 0.1907 | 0.26147 | 0.00035064 | 70.74 | 0.035314 | 0.26147 | 70.74 | 42.444 | 8.4594 | 353.7 | 11.2643 | 87.117 | 95.7362 | 12.9301 | -95.4747 | -12.8948 | [11 empty] | 1 | [7 empty] | 12.8 | 54.5821 | 10.1078 | 69.12 | 345.6 | 11.0064 | #REF! | #REF! | #REF! | #REF! | 12.8 | 197.9652 | 36.6602 | 69.12 | 345.6 | 11.0064 | #REF! | #REF! | #REF! | #REF! | 12.8 | 415.112 | 76.8726 | 69.12 | 345.6 | 11.0064 | #REF! | #REF! | #REF! | #REF! | 12.8 | 710.4083 | 131.5571 | 69.12 | 345.6 | 11.0064 | #REF! | #REF! | #REF! | #REF! | 12.8 | 1083.7912 | 200.7021 | 69.12 | 345.6 | 11.0064 | #REF! | #REF! | #REF! | 2 | 12.8 | 1531.1602 | 283.5482 | 69.12 | 345.6 | 11.0064 | #REF! | #REF! | #REF! | 2 | 12.8 | 2056.2399 | 380.7852 | 69.12 | 345.6 | 11.0064 | #REF! | #REF! | #REF! | 2 | 12.8 | 2656.4414 | 491.9336 | 69.12 | 345.6 | 11.0064 | #REF! | #REF! | #REF!
| 2 | 13.15 | 0.19874 | 0.27354 | 0.00036682 | 71.01 | 0.036803 | 0.27354 | 71.01 | 42.606 | 8.4594 | 355.05 | 11.3073 | 87.1475 | 96.4346 | 12.9749 | -96.161 | -12.9381 | [11 empty] | 1 | [7 empty] | 12.85 | 53.9574 | 9.9921 | 69.39 | 346.95 | 11.0494 | #REF! | #REF! | #REF! | #REF! | 12.85 | 197.0276 | 36.4866 | 69.39 | 346.95 | 11.0494 | #REF! | #REF! | #REF! | #REF! | 12.85 | 413.8021 | 76.63 | 69.39 | 346.95 | 11.0494 | #REF! | #REF! | #REF! | #REF! | 12.85 | 708.7139 | 131.2433 | 69.39 | 346.95 | 11.0494 | #REF! | #REF! | #REF! | #REF! | 12.85 | 1081.7168 | 200.3179 | 69.39 | 346.95 | 11.0494 | #REF! | #REF! | #REF! | 2 | 12.85 | 1528.6702 | 283.0871 | 69.39 | 346.95 | 11.0494 | #REF! | #REF! | #REF! | 2 | 12.85 | 2053.3085 | 380.2423 | 69.39 | 346.95 | 11.0494 | #REF! | #REF! | #REF! | 2 | 12.85 | 2653.0614 | 491.3077 | 69.39 | 346.95 | 11.0494 | #REF! | #REF! | #REF!
| 2 | 13.2 | 0.20695 | 0.28592 | 0.00038342 | 71.28 | 0.038324 | 0.28592 | 71.28 | 42.768 | 8.4594 | 356.4 | 11.3503 | 87.1779 | 97.1354 | 13.0197 | -96.8495 | -12.9814 | [11 empty] | 1 | [7 empty] | 12.9 | 53.3374 | 9.8773 | 69.66 | 348.3 | 11.0924 | #REF! | #REF! | #REF! | #REF! | 12.9 | 196.094 | 36.3137 | 69.66 | 348.3 | 11.0924 | #REF! | #REF! | #REF! | #REF! | 12.9 | 412.496 | 76.3882 | 69.66 | 348.3 | 11.0924 | #REF! | #REF! | #REF! | #REF! | 12.9 | 707.0233 | 130.9302 | 69.66 | 348.3 | 11.0924 | #REF! | #REF! | #REF! | #REF! | 12.9 | 1079.6462 | 199.9345 | 69.66 | 348.3 | 11.0924 | #REF! | #REF! | #REF! | 2 | 12.9 | 1526.1846 | 282.6268 | 69.66 | 348.3 | 11.0924 | #REF! | #REF! | #REF! | 2 | 12.9 | 2050.3823 | 379.7004 | 69.66 | 348.3 | 11.0924 | #REF! | #REF! | #REF! | 2 | 12.9 | 2649.6873 | 490.6828 | 69.66 | 348.3 | 11.0924 | #REF! | #REF! | #REF!
| 2 | 13.25 | 0.21533 | 0.29862 | 0.00040046 | 71.55 | 0.039875 | 0.29862 | 71.55 | 42.93 | 8.4594 | 357.75 | 11.3933 | 87.2082 | 97.8387 | 13.0645 | -97.5401 | -13.0246 | [11 empty] | 1 | [7 empty] | 12.95 | 52.7221 | 9.7634 | 69.93 | 349.65 | 11.1354 | #REF! | #REF! | #REF! | #REF! | 12.95 | 195.1644 | 36.1415 | 69.93 | 349.65 | 11.1354 | #REF! | #REF! | #REF! | #REF! | 12.95 | 411.1939 | 76.147 | 69.93 | 349.65 | 11.1354 | #REF! | #REF! | #REF! | #REF! | 12.95 | 705.3365 | 130.6179 | 69.93 | 349.65 | 11.1354 | #REF! | #REF! | #REF! | #REF! | 12.95 | 1077.5792 | 199.5517 | 69.93 | 349.65 | 11.1354 | #REF! | #REF! | #REF! | 2 | 12.95 | 1523.7034 | 282.1673 | 69.93 | 349.65 | 11.1354 | #REF! | #REF! | #REF! | 2 | 12.95 | 2047.4613 | 379.1595 | 69.93 | 349.65 | 11.1354 | #REF! | #REF! | #REF! | 2 | 12.95 | 2646.3193 | 490.0591 | 69.93 | 349.65 | 11.1354 | #REF! | #REF! | #REF!
| 2 | 13.3 | 0.22387 | 0.31165 | 0.00041793 | 71.82 | 0.041458 | 0.31165 | 71.82 | 43.092 | 8.4594 | 359.1 | 11.4363 | 87.2384 | 98.5444 | 13.1093 | -98.2327 | -13.0678 | [11 empty] | 1 | [7 empty] | 13 | 52.1116 | 9.6503 | 70.2 | 351 | 11.1783 | #REF! | #REF! | #REF! | #REF! | 13 | 194.2387 | 35.9701 | 70.2 | 351 | 11.1783 | #REF! | #REF! | #REF! | #REF! | 13 | 409.8956 | 75.9066 | 70.2 | 351 | 11.1783 | #REF! | #REF! | #REF! | #REF! | 13 | 703.6535 | 130.3062 | 70.2 | 351 | 11.1783 | #REF! | #REF! | #REF! | #REF! | 13 | 1075.5158 | 199.1696 | 70.2 | 351 | 11.1783 | #REF! | #REF! | #REF! | 2 | 13 | 1521.2266 | 281.7086 | 70.2 | 351 | 11.1783 | #REF! | #REF! | #REF! | 2 | 13 | 2044.5453 | 378.6195 | 70.2 | 351 | 11.1783 | #REF! | #REF! | #REF! | 2 | 13 | 2642.9571 | 489.4365 | 70.2 | 351 | 11.1783 | #REF! | #REF! | #REF!
| 2 | 13.35 | 0.23259 | 0.325 | 0.00043583 | 72.09 | 0.043072 | 0.325 | 72.09 | 43.254 | 8.4594 | 360.45 | 11.4793 | 87.2685 | 99.2525 | 13.154 | -98.9275 | -13.1109 | [11 empty] | 1 | [7 empty] | 13.05 | 51.5058 | 9.5381 | 70.47 | 352.35 | 11.2213 | #REF! | #REF! | #REF! | #REF! | 13.05 | 193.3171 | 35.7995 | 70.47 | 352.35 | 11.2213 | #REF! | #REF! | #REF! | #REF! | 13.05 | 408.6011 | 75.6669 | 70.47 | 352.35 | 11.2213 | #REF! | #REF! | #REF! | #REF! | 13.05 | 701.9741 | 129.9952 | 70.47 | 352.35 | 11.2213 | #REF! | #REF! | #REF! | #REF! | 13.05 | 1073.456 | 198.7881 | 70.47 | 352.35 | 11.2213 | #REF! | #REF! | #REF! | 2 | 13.05 | 1518.7542 | 281.2508 | 70.47 | 352.35 | 11.2213 | #REF! | #REF! | #REF! | 2 | 13.05 | 2041.6345 | 378.0805 | 70.47 | 352.35 | 11.2213 | #REF! | #REF! | #REF! | 2 | 13.05 | 2639.6009 | 488.815 | 70.47 | 352.35 | 11.2213 | #REF! | #REF! | #REF!
| 2 | 13.4 | 0.24148 | 0.33868 | 0.00045418 | 72.36 | 0.044718 | 0.33868 | 72.36 | 43.416 | 8.4594 | 361.8 | 11.5223 | 87.2985 | 99.963 | 13.1987 | -99.6243 | -13.154 | [11 empty] | 1 | [7 empty] | 13.1 | 50.9047 | 9.4268 | 70.74 | 353.7 | 11.2643 | #REF! | #REF! | #REF! | #REF! | 13.1 | 192.3994 | 35.6295 | 70.74 | 353.7 | 11.2643 | #REF! | #REF! | #REF! | #REF! | 13.1 | 407.3105 | 75.4279 | 70.74 | 353.7 | 11.2643 | #REF! | #REF! | #REF! | #REF! | 13.1 | 700.2985 | 129.6849 | 70.74 | 353.7 | 11.2643 | #REF! | #REF! | #REF! | #REF! | 13.1 | 1071.3998 | 198.4074 | 70.74 | 353.7 | 11.2643 | #REF! | #REF! | #REF! | 2 | 13.1 | 1516.286 | 280.7937 | 70.74 | 353.7 | 11.2643 | #REF! | #REF! | #REF! | 2 | 13.1 | 2038.7287 | 377.5424 | 70.74 | 353.7 | 11.2643 | #REF! | #REF! | #REF! | 2 | 13.1 | 2636.2506 | 488.1946 | 70.74 | 353.7 | 11.2643 | #REF! | #REF! | #REF!
| 2 | 13.45 | 0.25053 | 0.35269 | 0.00047296 | 72.63 | 0.046395 | 0.35269 | 72.63 | 43.578 | 8.4594 | 363.15 | 11.5653 | 87.3284 | 100.6759 | 13.2434 | -100.3232 | -13.1971 | [11 empty] | 1 | [7 empty] | 13.15 | 50.3084 | 9.3164 | 71.01 | 355.05 | 11.3073 | #REF! | #REF! | #REF! | #REF! | 13.15 | 191.4856 | 35.4603 | 71.01 | 355.05 | 11.3073 | #REF! | #REF! | #REF! | #REF! | 13.15 | 406.0236 | 75.1896 | 71.01 | 355.05 | 11.3073 | #REF! | #REF! | #REF! | #REF! | 13.15 | 698.6265 | 129.3753 | 71.01 | 355.05 | 11.3073 | #REF! | #REF! | #REF! | #REF! | 13.15 | 1069.3471 | 198.0272 | 71.01 | 355.05 | 11.3073 | #REF! | #REF! | #REF! | 2 | 13.15 | 1513.8221 | 280.3374 | 71.01 | 355.05 | 11.3073 | #REF! | #REF! | #REF! | 2 | 13.15 | 2035.8279 | 377.0052 | 71.01 | 355.05 | 11.3073 | #REF! | #REF! | #REF! | 2 | 13.15 | 2632.9061 | 487.5752 | 71.01 | 355.05 | 11.3073 | #REF! | #REF! | #REF!
| 2 | 13.5 | 0.25976 | 0.36703 | 0.0004922 | 72.9 | 0.048103 | 0.36703 | 72.9 | 43.74 | 8.4594 | 364.5 | 11.6083 | 87.3581 | 101.3912 | 13.2881 | -101.0242 | -13.24 | [11 empty] | 1 | [7 empty] | 13.2 | 49.7169 | 9.2068 | 71.28 | 356.4 | 11.3503 | #REF! | #REF! | #REF! | #REF! | 13.2 | 190.5758 | 35.2918 | 71.28 | 356.4 | 11.3503 | #REF! | #REF! | #REF! | #REF! | 13.2 | 404.7405 | 74.9519 | 71.28 | 356.4 | 11.3503 | #REF! | #REF! | #REF! | #REF! | 13.2 | 696.9582 | 129.0663 | 71.28 | 356.4 | 11.3503 | #REF! | #REF! | #REF! | #REF! | 13.2 | 1067.2978 | 197.6477 | 71.28 | 356.4 | 11.3503 | #REF! | #REF! | #REF! | 2 | 13.2 | 1511.3625 | 279.8819 | 71.28 | 356.4 | 11.3503 | #REF! | #REF! | #REF! | 2 | 13.2 | 2032.9321 | 376.4689 | 71.28 | 356.4 | 11.3503 | #REF! | #REF! | #REF! | 2 | 13.2 | 2629.5674 | 486.9569 | 71.28 | 356.4 | 11.3503 | #REF! | #REF! | #REF!
| 2 | 13.55 | 0.26915 | 0.38171 | 0.00051189 | 73.17 | 0.049842 | 0.38171 | 73.17 | 43.902 | 8.4594 | 365.85 | 11.6513 | 87.3878 | 102.109 | 13.3328 | -101.7273 | -13.283 | [11 empty] | 1 | [7 empty] | 13.25 | 49.1301 | 9.0982 | 71.55 | 357.75 | 11.3933 | #REF! | #REF! | #REF! | #REF! | 13.25 | 189.6699 | 35.1241 | 71.55 | 357.75 | 11.3933 | #REF! | #REF! | #REF! | #REF! | 13.25 | 403.4611 | 74.715 | 71.55 | 357.75 | 11.3933 | #REF! | #REF! | #REF! | #REF! | 13.25 | 695.2935 | 128.7581 | 71.55 | 357.75 | 11.3933 | #REF! | #REF! | #REF! | #REF! | 13.25 | 1065.2521 | 197.2689 | 71.55 | 357.75 | 11.3933 | #REF! | #REF! | #REF! | 2 | 13.25 | 1508.9071 | 279.4272 | 71.55 | 357.75 | 11.3933 | #REF! | #REF! | #REF! | 2 | 13.25 | 2030.0412 | 375.9336 | 71.55 | 357.75 | 11.3933 | #REF! | #REF! | #REF! | 2 | 13.25 | 2626.2344 | 486.3397 | 71.55 | 357.75 | 11.3933 | #REF! | #REF! | #REF!
| 2 | 13.6 | 0.27871 | 0.39673 | 0.00053203 | 73.44 | 0.051613 | 0.39673 | 73.44 | 44.064 | 8.4594 | 367.2 | 11.6943 | 87.4174 | 102.8292 | 13.3775 | -102.4324 | -13.3259 | [11 empty] | 1 | [7 empty] | 13.3 | 48.548 | 8.9904 | 71.82 | 359.1 | 11.4363 | #REF! | #REF! | #REF! | #REF! | 13.3 | 188.7679 | 34.957 | 71.82 | 359.1 | 11.4363 | #REF! | #REF! | #REF! | #REF! | 13.3 | 402.1855 | 74.4788 | 71.82 | 359.1 | 11.4363 | #REF! | #REF! | #REF! | #REF! | 13.3 | 693.6324 | 128.4504 | 71.82 | 359.1 | 11.4363 | #REF! | #REF! | #REF! | #REF! | 13.3 | 1063.2098 | 196.8907 | 71.82 | 359.1 | 11.4363 | #REF! | #REF! | #REF! | 2 | 13.3 | 1506.4558 | 278.9733 | 71.82 | 359.1 | 11.4363 | #REF! | #REF! | #REF! | 2 | 13.3 | 2027.1552 | 375.3991 | 71.82 | 359.1 | 11.4363 | #REF! | #REF! | #REF! | 2 | 13.3 | 2622.9072 | 485.7236 | 71.82 | 359.1 | 11.4363 | #REF! | #REF! | #REF!
| 2 | 13.65 | 0.28844 | 0.41209 | 0.00055263 | 73.71 | 0.053415 | 0.41209 | 73.71 | 44.226 | 8.4594 | 368.55 | 11.7373 | 87.4468 | 103.5517 | 13.4222 | -103.1397 | -13.3688 | [11 empty] | 1 | [7 empty] | 13.35 | 47.9707 | 8.8835 | 72.09 | 360.45 | 11.4793 | #REF! | #REF! | #REF! | #REF! | 13.35 | 187.8698 | 34.7907 | 72.09 | 360.45 | 11.4793 | #REF! | #REF! | #REF! | #REF! | 13.35 | 400.9135 | 74.2432 | 72.09 | 360.45 | 11.4793 | #REF! | #REF! | #REF! | #REF! | 13.35 | 691.9748 | 128.1435 | 72.09 | 360.45 | 11.4793 | #REF! | #REF! | #REF! | #REF! | 13.35 | 1061.1709 | 196.5131 | 72.09 | 360.45 | 11.4793 | #REF! | #REF! | #REF! | 2 | 13.35 | 1504.0087 | 278.5201 | 72.09 | 360.45 | 11.4793 | #REF! | #REF! | #REF! | 2 | 13.35 | 2024.2741 | 374.8656 | 72.09 | 360.45 | 11.4793 | #REF! | #REF! | #REF! | 2 | 13.35 | 2619.5857 | 485.1085 | 72.09 | 360.45 | 11.4793 | #REF! | #REF! | #REF!
| 2 | 13.7 | 0.29834 | 0.4278 | 0.00057369 | 73.98 | 0.055248 | 0.4278 | 73.98 | 44.388 | 8.4594 | 369.9 | 11.7803 | 87.4762 | 104.2767 | 13.4668 | -103.849 | -13.4116 | [11 empty] | 1 | [7 empty] | 13.4 | 47.3981 | 8.7774 | 72.36 | 361.8 | 11.5223 | #REF! | #REF! | #REF! | #REF! | 13.4 | 186.9756 | 34.6251 | 72.36 | 361.8 | 11.5223 | #REF! | #REF! | #REF! | #REF! | 13.4 | 399.6453 | 74.0084 | 72.36 | 361.8 | 11.5223 | #REF! | #REF! | #REF! | #REF! | 13.4 | 690.3208 | 127.8372 | 72.36 | 361.8 | 11.5223 | #REF! | #REF! | #REF! | #REF! | 13.4 | 1059.1354 | 196.1362 | 72.36 | 361.8 | 11.5223 | #REF! | #REF! | #REF! | 2 | 13.4 | 1501.5657 | 278.0677 | 72.36 | 361.8 | 11.5223 | #REF! | #REF! | #REF! | 2 | 13.4 | 2021.3979 | 374.3329 | 72.36 | 361.8 | 11.5223 | #REF! | #REF! | #REF! | 2 | 13.4 | 2616.2698 | 484.4944 | 72.36 | 361.8 | 11.5223 | #REF! | #REF! | #REF!
| 2 | 13.75 | 0.30841 | 0.44385 | 0.00059521 | 74.25 | 0.057112 | 0.44385 | 74.25 | 44.55 | 8.4594 | 371.25 | 11.8232 | 87.5055 | 105.0042 | 13.5114 | -104.5603 | -13.4543 | [11 empty] | 1 | [7 empty] | 13.45 | 46.8303 | 8.6723 | 72.63 | 363.15 | 11.5653 | #REF! | #REF! | #REF! | #REF! | 13.45 | 186.0852 | 34.4602 | 72.63 | 363.15 | 11.5653 | #REF! | #REF! | #REF! | #REF! | 13.45 | 398.3807 | 73.7742 | 72.63 | 363.15 | 11.5653 | #REF! | #REF! | #REF! | #REF! | 13.45 | 688.6703 | 127.5315 | 72.63 | 363.15 | 11.5653 | #REF! | #REF! | #REF! | #REF! | 13.45 | 1057.1032 | 195.7599 | 72.63 | 363.15 | 11.5653 | #REF! | #REF! | #REF! | 2 | 13.45 | 1499.1267 | 277.6161 | 72.63 | 363.15 | 11.5653 | #REF! | #REF! | #REF! | 2 | 13.45 | 2018.5264 | 373.8012 | 72.63 | 363.15 | 11.5653 | #REF! | #REF! | #REF! | 2 | 13.45 | 2612.9596 | 483.8814 | 72.63 | 363.15 | 11.5653 | #REF! | #REF! | #REF!
| 2 | 13.8 | 0.31864 | 0.46025 | 0.0006172 | 74.52 | 0.059008 | 0.46025 | 74.52 | 44.712 | 8.4594 | 372.6 | 11.8662 | 87.5346 | 105.734 | 13.5561 | -105.2737 | -13.497 | [11 empty] | 1 | [7 empty] | 13.5 | 46.2672 | 8.568 | 72.9 | 364.5 | 11.6083 | #REF! | #REF! | #REF! | #REF! | 13.5 | 185.1986 | 34.296 | 72.9 | 364.5 | 11.6083 | #REF! | #REF! | #REF! | #REF! | 13.5 | 397.1197 | 73.5407 | 72.9 | 364.5 | 11.6083 | #REF! | #REF! | #REF! | #REF! | 13.5 | 687.0233 | 127.2265 | 72.9 | 364.5 | 11.6083 | #REF! | #REF! | #REF! | #REF! | 13.5 | 1055.0744 | 195.3841 | 72.9 | 364.5 | 11.6083 | #REF! | #REF! | #REF! | 2 | 13.5 | 1496.6919 | 277.1652 | 72.9 | 364.5 | 11.6083 | #REF! | #REF! | #REF! | 2 | 13.5 | 2015.6597 | 373.2703 | 72.9 | 364.5 | 11.6083 | #REF! | #REF! | #REF! | 2 | 13.5 | 2609.6549 | 483.2694 | 72.9 | 364.5 | 11.6083 | #REF! | #REF! | #REF!
| 2 | 13.85 | 0.32905 | 0.477 | 0.00063967 | 74.79 | 0.060935 | 0.477 | 74.79 | 44.874 | 8.4594 | 373.95 | 11.9092 | 87.5637 | 106.4662 | 13.6007 | -105.9892 | -13.5397 | [11 empty] | 1 | [7 empty] | 13.55 | 45.7088 | 8.4646 | 73.17 | 365.85 | 11.6513 | #REF! | #REF! | #REF! | #REF! | 13.55 | 184.3159 | 34.1326 | 73.17 | 365.85 | 11.6513 | #REF! | #REF! | #REF! | #REF! | 13.55 | 395.8623 | 73.3078 | 73.17 | 365.85 | 11.6513 | #REF! | #REF! | #REF! | #REF! | 13.55 | 685.3798 | 126.9222 | 73.17 | 365.85 | 11.6513 | #REF! | #REF! | #REF! | #REF! | 13.55 | 1053.0489 | 195.0091 | 73.17 | 365.85 | 11.6513 | #REF! | #REF! | #REF! | 2 | 13.55 | 1494.261 | 276.715 | 73.17 | 365.85 | 11.6513 | #REF! | #REF! | #REF! | 2 | 13.55 | 2012.7977 | 372.7403 | 73.17 | 365.85 | 11.6513 | #REF! | #REF! | #REF! | 2 | 13.55 | 2606.3558 | 482.6585 | 73.17 | 365.85 | 11.6513 | #REF! | #REF! | #REF!
| 2 | 13.9 | 0.33962 | 0.49411 | 0.00066261 | 75.06 | 0.062893 | 0.49411 | 75.06 | 45.036 | 8.4594 | 375.3 | 11.9522 | 87.5926 | 107.2009 | 13.6452 | -106.7068 | -13.5824 | [11 empty] | 1 | [7 empty] | 13.6 | 45.1552 | 8.3621 | 73.44 | 367.2 | 11.6943 | #REF! | #REF! | #REF! | #REF! | 13.6 | 183.437 | 33.9698 | 73.44 | 367.2 | 11.6943 | #REF! | #REF! | #REF! | #REF! | 13.6 | 394.6086 | 73.0757 | 73.44 | 367.2 | 11.6943 | #REF! | #REF! | #REF! | #REF! | 13.6 | 683.7397 | 126.6185 | 73.44 | 367.2 | 11.6943 | #REF! | #REF! | #REF! | #REF! | 13.6 | 1051.0266 | 194.6346 | 73.44 | 367.2 | 11.6943 | #REF! | #REF! | #REF! | 2 | 13.6 | 1491.8341 | 276.2656 | 73.44 | 367.2 | 11.6943 | #REF! | #REF! | #REF! | 2 | 13.6 | 2009.9405 | 372.2112 | 73.44 | 367.2 | 11.6943 | #REF! | #REF! | #REF! | 2 | 13.6 | 2603.0622 | 482.0485 | 73.44 | 367.2 | 11.6943 | #REF! | #REF! | #REF!
| 2 | 13.95 | 0.35037 | 0.51157 | 0.00068603 | 75.33 | 0.064883 | 0.51157 | 75.33 | 45.198 | 8.4594 | 376.65 | 11.9952 | 87.6215 | 107.938 | 13.6898 | -107.4264 | -13.6249 | [11 empty] | 1 | [7 empty] | 13.65 | 44.6063 | 8.2604 | 73.71 | 368.55 | 11.7373 | #REF! | #REF! | #REF! | #REF! | 13.65 | 182.5619 | 33.8078 | 73.71 | 368.55 | 11.7373 | #REF! | #REF! | #REF! | #REF! | 13.65 | 393.3584 | 72.8441 | 73.71 | 368.55 | 11.7373 | #REF! | #REF! | #REF! | #REF! | 13.65 | 682.103 | 126.3154 | 73.71 | 368.55 | 11.7373 | #REF! | #REF! | #REF! | #REF! | 13.65 | 1049.0076 | 194.2607 | 73.71 | 368.55 | 11.7373 | #REF! | #REF! | #REF! | 2 | 13.65 | 1489.4112 | 275.8169 | 73.71 | 368.55 | 11.7373 | #REF! | #REF! | #REF! | 2 | 13.65 | 2007.0879 | 371.6829 | 73.71 | 368.55 | 11.7373 | #REF! | #REF! | #REF! | 2 | 13.65 | 2599.774 | 481.4396 | 73.71 | 368.55 | 11.7373 | #REF! | #REF! | #REF!
| 2 | 14 | 0.36128 | 0.5294 | 0.00070993 | 75.6 | 0.066904 | 0.5294 | 75.6 | 45.36 | 8.4594 | 378 | 12.0382 | 87.6502 | 108.6774 | 13.7344 | -108.148 | -13.6675 | [11 empty] | 1 | [7 empty] | 13.7 | 44.0622 | 8.1597 | 73.98 | 369.9 | 11.7803 | #REF! | #REF! | #REF! | #REF! | 13.7 | 181.6905 | 33.6464 | 73.98 | 369.9 | 11.7803 | #REF! | #REF! | #REF! | #REF! | 13.7 | 392.1117 | 72.6133 | 73.98 | 369.9 | 11.7803 | #REF! | #REF! | #REF! | #REF! | 13.7 | 680.4697 | 126.0129 | 73.98 | 369.9 | 11.7803 | #REF! | #REF! | #REF! | #REF! | 13.7 | 1046.9919 | 193.8874 | 73.98 | 369.9 | 11.7803 | #REF! | #REF! | #REF! | 2 | 13.7 | 1486.9922 | 275.3689 | 73.98 | 369.9 | 11.7803 | #REF! | #REF! | #REF! | 2 | 13.7 | 2004.24 | 371.1556 | 73.98 | 369.9 | 11.7803 | #REF! | #REF! | #REF! | 2 | 13.7 | 2596.4913 | 480.8317 | 73.98 | 369.9 | 11.7803 | #REF! | #REF! | #REF!
| 2 | 14.05 | 0.37236 | 0.54758 | 0.00073432 | 75.87 | 0.068956 | 0.54758 | 75.87 | 45.522 | 8.4594 | 379.35 | 12.0812 | 87.6788 | 109.4193 | 13.7789 | -108.8718 | -13.71 | [11 empty] | 1 | [7 empty] | 13.75 | 43.5228 | 8.0598 | 74.25 | 371.25 | 11.8232 | #REF! | #REF! | #REF! | #REF! | 13.75 | 180.823 | 33.4857 | 74.25 | 371.25 | 11.8232 | #REF! | #REF! | #REF! | #REF! | 13.75 | 390.8686 | 72.3831 | 74.25 | 371.25 | 11.8232 | #REF! | #REF! | #REF! | #REF! | 13.75 | 678.8398 | 125.7111 | 74.25 | 371.25 | 11.8232 | #REF! | #REF! | #REF! | #REF! | 13.75 | 1044.9793 | 193.5147 | 74.25 | 371.25 | 11.8232 | #REF! | #REF! | #REF! | 2 | 13.75 | 1484.577 | 274.9217 | 74.25 | 371.25 | 11.8232 | #REF! | #REF! | #REF! | 2 | 13.75 | 2001.3967 | 370.629 | 74.25 | 371.25 | 11.8232 | #REF! | #REF! | #REF! | 2 | 13.75 | 2593.214 | 480.2248 | 74.25 | 371.25 | 11.8232 | #REF! | #REF! | #REF!
| 2 | 14.1 | 0.38361 | 0.56613 | 0.0007592 | 76.14 | 0.071039 | 0.56613 | 76.14 | 45.684 | 8.4594 | 380.7 | 12.1242 | 87.7074 | 110.1636 | 13.8235 | -109.5975 | -13.7524 | [11 empty] | 1 | [7 empty] | 13.8 | 42.9882 | 7.9608 | 74.52 | 372.6 | 11.8662 | #REF! | #REF! | #REF! | #REF! | 13.8 | 179.9591 | 33.3258 | 74.52 | 372.6 | 11.8662 | #REF! | #REF! | #REF! | #REF! | 13.8 | 389.629 | 72.1535 | 74.52 | 372.6 | 11.8662 | #REF! | #REF! | #REF! | #REF! | 13.8 | 677.2132 | 125.4099 | 74.52 | 372.6 | 11.8662 | #REF! | #REF! | #REF! | #REF! | 13.8 | 1042.9699 | 193.1426 | 74.52 | 372.6 | 11.8662 | #REF! | #REF! | #REF! | 2 | 13.8 | 1482.1658 | 274.4751 | 74.52 | 372.6 | 11.8662 | #REF! | #REF! | #REF! | 2 | 13.8 | 1998.5579 | 370.1033 | 74.52 | 372.6 | 11.8662 | #REF! | #REF! | #REF! | 2 | 13.8 | 2589.9421 | 479.6189 | 74.52 | 372.6 | 11.8662 | #REF! | #REF! | #REF!
| 2 | 14.15 | 0.39503 | 0.58505 | 0.00078457 | 76.41 | 0.073154 | 0.58505 | 76.41 | 45.846 | 8.4594 | 382.05 | 12.1672 | 87.7358 | 110.9104 | 13.868 | -110.3253 | -13.7948 | [11 empty] | 1 | [7 empty] | 13.85 | 42.4583 | 7.8627 | 74.79 | 373.95 | 11.9092 | #REF! | #REF! | #REF! | #REF! | 13.85 | 179.0991 | 33.1665 | 74.79 | 373.95 | 11.9092 | #REF! | #REF! | #REF! | #REF! | 13.85 | 388.3929 | 71.9246 | 74.79 | 373.95 | 11.9092 | #REF! | #REF! | #REF! | #REF! | 13.85 | 675.59 | 125.1093 | 74.79 | 373.95 | 11.9092 | #REF! | #REF! | #REF! | #REF! | 13.85 | 1040.9636 | 192.771 | 74.79 | 373.95 | 11.9092 | #REF! | #REF! | #REF! | 2 | 13.85 | 1479.7584 | 274.0293 | 74.79 | 373.95 | 11.9092 | #REF! | #REF! | #REF! | 2 | 13.85 | 1995.7237 | 369.5785 | 74.79 | 373.95 | 11.9092 | #REF! | #REF! | #REF! | 2 | 13.85 | 2586.6755 | 479.014 | 74.79 | 373.95 | 11.9092 | #REF! | #REF! | #REF!
| 2 | 14.2 | 0.40662 | 0.60434 | 0.00081044 | 76.68 | 0.0753 | 0.60434 | 76.68 | 46.008 | 8.4594 | 383.4 | 12.2102 | 87.7642 | 111.6595 | 13.9125 | -111.0552 | -13.8372 | [11 empty] | 1 | [7 empty] | 13.9 | 41.9332 | 7.7654 | 75.06 | 375.3 | 11.9522 | #REF! | #REF! | #REF! | #REF! | 13.9 | 178.2427 | 33.0079 | 75.06 | 375.3 | 11.9522 | #REF! | #REF! | #REF! | #REF! | 13.9 | 387.1602 | 71.6963 | 75.06 | 375.3 | 11.9522 | #REF! | #REF! | #REF! | #REF! | 13.9 | 673.97 | 124.8093 | 75.06 | 375.3 | 11.9522 | #REF! | #REF! | #REF! | #REF! | 13.9 | 1038.9604 | 192.4001 | 75.06 | 375.3 | 11.9522 | #REF! | #REF! | #REF! | 2 | 13.9 | 1477.3547 | 273.5842 | 75.06 | 375.3 | 11.9522 | #REF! | #REF! | #REF! | 2 | 13.9 | 1992.894 | 369.0544 | 75.06 | 375.3 | 11.9522 | #REF! | #REF! | #REF! | 2 | 13.9 | 2583.4142 | 478.41 | 75.06 | 375.3 | 11.9522 | #REF! | #REF! | #REF!
| 2 | 14.25 | 0.41838 | 0.62401 | 0.00083681 | 76.95 | 0.077477 | 0.62401 | 76.95 | 46.17 | 8.4594 | 384.75 | 12.2532 | 87.7924 | 112.4111 | 13.957 | -111.787 | -13.8795 | [11 empty] | 1 | [7 empty] | 13.95 | 41.4128 | 7.669 | 75.33 | 376.65 | 11.9952 | #REF! | #REF! | #REF! | #REF! | 13.95 | 177.3901 | 32.85 | 75.33 | 376.65 | 11.9952 | #REF! | #REF! | #REF! | #REF! | 13.95 | 385.9311 | 71.4687 | 75.33 | 376.65 | 11.9952 | #REF! | #REF! | #REF! | #REF! | 13.95 | 672.3533 | 124.5099 | 75.33 | 376.65 | 11.9952 | #REF! | #REF! | #REF! | #REF! | 13.95 | 1036.9604 | 192.0297 | 75.33 | 376.65 | 11.9952 | #REF! | #REF! | #REF! | 2 | 13.95 | 1474.9549 | 273.1398 | 75.33 | 376.65 | 11.9952 | #REF! | #REF! | #REF! | 2 | 13.95 | 1990.0688 | 368.5313 | 75.33 | 376.65 | 11.9952 | #REF! | #REF! | #REF! | 2 | 13.95 | 2580.1582 | 477.8071 | 75.33 | 376.65 | 11.9952 | #REF! | #REF! | #REF!
| 2 | 14.3 | 0.4303 | 0.64405 | 0.00086368 | 77.22 | 0.079686 | 0.64405 | 77.22 | 46.332 | 8.4594 | 386.1 | 12.2962 | 87.8205 | 113.165 | 14.0015 | -112.521 | -13.9218 | [11 empty] | 1 | [7 empty] | 14 | 40.8971 | 7.5735 | 75.6 | 378 | 12.0382 | #REF! | #REF! | #REF! | #REF! | 14 | 176.5411 | 32.6928 | 75.6 | 378 | 12.0382 | #REF! | #REF! | #REF! | #REF! | 14 | 384.7053 | 71.2417 | 75.6 | 378 | 12.0382 | #REF! | #REF! | #REF! | #REF! | 14 | 670.7399 | 124.2111 | 75.6 | 378 | 12.0382 | #REF! | #REF! | #REF! | #REF! | 14 | 1034.9634 | 191.6599 | 75.6 | 378 | 12.0382 | #REF! | #REF! | #REF! | 2 | 14 | 1472.5588 | 272.6961 | 75.6 | 378 | 12.0382 | #REF! | #REF! | #REF! | 2 | 14 | 1987.2481 | 368.0089 | 75.6 | 378 | 12.0382 | #REF! | #REF! | #REF! | 2 | 14 | 2576.9074 | 477.2051 | 75.6 | 378 | 12.0382 | #REF! | #REF! | #REF!
| 2 | 14.35 | 0.4424 | 0.66447 | 0.00089106 | 77.49 | 0.081925 | 0.66447 | 77.49 | 46.494 | 8.4594 | 387.45 | 12.3392 | 87.8486 | 113.9214 | 14.046 | -113.2569 | -13.964 | [11 empty] | 1 | [7 empty] | 14.05 | 40.3862 | 7.4789 | 75.87 | 379.35 | 12.0812 | #REF! | #REF! | #REF! | #REF! | 14.05 | 175.6959 | 32.5363 | 75.87 | 379.35 | 12.0812 | #REF! | #REF! | #REF! | #REF! | 14.05 | 383.4829 | 71.0154 | 75.87 | 379.35 | 12.0812 | #REF! | #REF! | #REF! | #REF! | 14.05 | 669.1297 | 123.9129 | 75.87 | 379.35 | 12.0812 | #REF! | #REF! | #REF! | #REF! | 14.05 | 1032.9694 | 191.2906 | 75.87 | 379.35 | 12.0812 | #REF! | #REF! | #REF! | 2 | 14.05 | 1470.1663 | 272.253 | 75.87 | 379.35 | 12.0812 | #REF! | #REF! | #REF! | 2 | 14.05 | 1984.4317 | 367.4874 | 75.87 | 379.35 | 12.0812 | #REF! | #REF! | #REF! | 2 | 14.05 | 2573.6619 | 476.6041 | 75.87 | 379.35 | 12.0812 | #REF! | #REF! | #REF!
| 2 | 14.4 | 0.45466 | 0.68526 | 0.00091896 | 77.76 | 0.084196 | 0.68526 | 77.76 | 46.656 | 8.4594 | 388.8 | 12.3822 | 87.8765 | 114.6802 | 14.0904 | -113.9949 | -14.0062 | [11 empty] | 1 | [7 empty] | 14.1 | 39.88 | 7.3852 | 76.14 | 380.7 | 12.1242 | #REF! | #REF! | #REF! | #REF! | 14.1 | 174.8542 | 32.3804 | 76.14 | 380.7 | 12.1242 | #REF! | #REF! | #REF! | #REF! | 14.1 | 382.264 | 70.7896 | 76.14 | 380.7 | 12.1242 | #REF! | #REF! | #REF! | #REF! | 14.1 | 667.5227 | 123.6153 | 76.14 | 380.7 | 12.1242 | #REF! | #REF! | #REF! | #REF! | 14.1 | 1030.9785 | 190.9219 | 76.14 | 380.7 | 12.1242 | #REF! | #REF! | #REF! | 2 | 14.1 | 1467.7776 | 271.8107 | 76.14 | 380.7 | 12.1242 | #REF! | #REF! | #REF! | 2 | 14.1 | 1981.6198 | 366.9666 | 76.14 | 380.7 | 12.1242 | #REF! | #REF! | #REF! | 2 | 14.1 | 2570.4215 | 476.004 | 76.14 | 380.7 | 12.1242 | #REF! | #REF! | #REF!
| 2 | 14.45 | 0.46709 | 0.70645 | 0.00094736 | 78.03 | 0.086499 | 0.70645 | 78.03 | 46.818 | 8.4594 | 390.15 | 12.4252 | 87.9044 | 115.4414 | 14.1349 | -114.7349 | -14.0484 | [11 empty] | 1 | [7 empty] | 14.15 | 39.3786 | 7.2923 | 76.41 | 382.05 | 12.1672 | #REF! | #REF! | #REF! | #REF! | 14.15 | 174.0163 | 32.2252 | 76.41 | 382.05 | 12.1672 | #REF! | #REF! | #REF! | #REF! | 14.15 | 381.0484 | 70.5645 | 76.41 | 382.05 | 12.1672 | #REF! | #REF! | #REF! | #REF! | 14.15 | 665.9189 | 123.3183 | 76.41 | 382.05 | 12.1672 | #REF! | #REF! | #REF! | #REF! | 14.15 | 1028.9905 | 190.5538 | 76.41 | 382.05 | 12.1672 | #REF! | #REF! | #REF! | 2 | 14.15 | 1465.3926 | 271.369 | 76.41 | 382.05 | 12.1672 | #REF! | #REF! | #REF! | 2 | 14.15 | 1978.8122 | 366.4467 | 76.41 | 382.05 | 12.1672 | #REF! | #REF! | #REF! | 2 | 14.15 | 2567.1862 | 475.4049 | 76.41 | 382.05 | 12.1672 | #REF! | #REF! | #REF!
| 2 | 14.5 | 0.4797 | 0.72802 | 0.00097629 | 78.3 | 0.088832 | 0.72802 | 78.3 | 46.98 | 8.4594 | 391.5 | 12.4682 | 87.9321 | 116.205 | 14.1793 | -115.477 | -14.0905 | [11 empty] | 1 | [7 empty] | 14.2 | 38.8819 | 7.2004 | 76.68 | 383.4 | 12.2102 | #REF! | #REF! | #REF! | #REF! | 14.2 | 173.182 | 32.0707 | 76.68 | 383.4 | 12.2102 | #REF! | #REF! | #REF! | #REF! | 14.2 | 379.8361 | 70.34 | 76.68 | 383.4 | 12.2102 | #REF! | #REF! | #REF! | #REF! | 14.2 | 664.3183 | 123.0219 | 76.68 | 383.4 | 12.2102 | #REF! | #REF! | #REF! | #REF! | 14.2 | 1027.0056 | 190.1862 | 76.68 | 383.4 | 12.2102 | #REF! | #REF! | #REF! | 2 | 14.2 | 1463.0111 | 270.928 | 76.68 | 383.4 | 12.2102 | #REF! | #REF! | #REF! | 2 | 14.2 | 1976.0089 | 365.9276 | 76.68 | 383.4 | 12.2102 | #REF! | #REF! | #REF! | 2 | 14.2 | 2563.956 | 474.8067 | 76.68 | 383.4 | 12.2102 | #REF! | #REF! | #REF!
| 2 | 14.55 | 0.49247 | 0.74998 | 0.0010057 | 78.57 | 0.091197 | 0.74998 | 78.57 | 47.142 | 8.4594 | 392.85 | 12.5111 | 87.9598 | 116.971 | 14.2237 | -116.221 | -14.1325 | [11 empty] | 1 | [7 empty] | 14.25 | 38.39 | 7.1093 | 76.95 | 384.75 | 12.2532 | #REF! | #REF! | #REF! | #REF! | 14.25 | 172.3513 | 31.9169 | 76.95 | 384.75 | 12.2532 | #REF! | #REF! | #REF! | #REF! | 14.25 | 378.6272 | 70.1161 | 76.95 | 384.75 | 12.2532 | #REF! | #REF! | #REF! | #REF! | 14.25 | 662.7208 | 122.7261 | 76.95 | 384.75 | 12.2532 | #REF! | #REF! | #REF! | #REF! | 14.25 | 1025.0236 | 189.8192 | 76.95 | 384.75 | 12.2532 | #REF! | #REF! | #REF! | 2 | 14.25 | 1460.6333 | 270.4876 | 76.95 | 384.75 | 12.2532 | #REF! | #REF! | #REF! | 2 | 14.25 | 1973.21 | 365.4093 | 76.95 | 384.75 | 12.2532 | #REF! | #REF! | #REF! | 2 | 14.25 | 2560.7309 | 474.2094 | 76.95 | 384.75 | 12.2532 | #REF! | #REF! | #REF!
| 2 | 14.6 | 0.5054 | 0.77233 | 0.0010357 | 78.84 | 0.093593 | 0.77233 | 78.84 | 47.304 | 8.4594 | 394.2 | 12.5541 | 87.9873 | 117.7395 | 14.2681 | -116.9671 | -14.1745 | [11 empty] | 1 | [7 empty] | 14.3 | 37.9028 | 7.019 | 77.22 | 386.1 | 12.2962 | #REF! | #REF! | #REF! | #REF! | 14.3 | 171.5242 | 31.7637 | 77.22 | 386.1 | 12.2962 | #REF! | #REF! | #REF! | #REF! | 14.3 | 377.4216 | 69.8929 | 77.22 | 386.1 | 12.2962 | #REF! | #REF! | #REF! | #REF! | 14.3 | 661.1264 | 122.4308 | 77.22 | 386.1 | 12.2962 | #REF! | #REF! | #REF! | #REF! | 14.3 | 1023.0445 | 189.4527 | 77.22 | 386.1 | 12.2962 | #REF! | #REF! | #REF! | 2 | 14.3 | 1458.259 | 270.048 | 77.22 | 386.1 | 12.2962 | #REF! | #REF! | #REF! | 2 | 14.3 | 1970.4153 | 364.8917 | 77.22 | 386.1 | 12.2962 | #REF! | #REF! | #REF! | 2 | 14.3 | 2557.5109 | 473.6131 | 77.22 | 386.1 | 12.2962 | #REF! | #REF! | #REF!
| 2 | 14.65 | 0.51851 | 0.79507 | 0.0010662 | 79.11 | 0.096021 | 0.79507 | 79.11 | 47.466 | 8.4594 | 395.55 | 12.5971 | 88.0147 | 118.5103 | 14.3125 | -117.7152 | -14.2165 | [11 empty] | 1 | [7 empty] | 14.35 | 37.4203 | 6.9297 | 77.49 | 387.45 | 12.3392 | #REF! | #REF! | #REF! | #REF! | 14.35 | 170.7007 | 31.6112 | 77.49 | 387.45 | 12.3392 | #REF! | #REF! | #REF! | #REF! | 14.35 | 376.2192 | 69.6702 | 77.49 | 387.45 | 12.3392 | #REF! | #REF! | #REF! | #REF! | 14.35 | 659.5351 | 122.1361 | 77.49 | 387.45 | 12.3392 | #REF! | #REF! | #REF! | #REF! | 14.35 | 1021.0683 | 189.0867 | 77.49 | 387.45 | 12.3392 | #REF! | #REF! | #REF! | 2 | 14.35 | 1455.8883 | 269.6089 | 77.49 | 387.45 | 12.3392 | #REF! | #REF! | #REF! | 2 | 14.35 | 1967.6248 | 364.375 | 77.49 | 387.45 | 12.3392 | #REF! | #REF! | #REF! | 2 | 14.35 | 2554.2958 | 473.0177 | 77.49 | 387.45 | 12.3392 | #REF! | #REF! | #REF!
| 2 | 14.7 | 0.53179 | 0.81821 | 0.0010972 | 79.38 | 0.09848 | 0.81821 | 79.38 | 47.628 | 8.4594 | 396.9 | 12.6401 | 88.0421 | 119.2836 | 14.3569 | -118.4653 | -14.2584 | [11 empty] | 1 | [7 empty] | 14.4 | 36.9426 | 6.8412 | 77.76 | 388.8 | 12.3822 | #REF! | #REF! | #REF! | #REF! | 14.4 | 169.8807 | 31.4594 | 77.76 | 388.8 | 12.3822 | #REF! | #REF! | #REF! | #REF! | 14.4 | 375.0202 | 69.4482 | 77.76 | 388.8 | 12.3822 | #REF! | #REF! | #REF! | #REF! | 14.4 | 657.9469 | 121.842 | 77.76 | 388.8 | 12.3822 | #REF! | #REF! | #REF! | #REF! | 14.4 | 1019.095 | 188.7213 | 77.76 | 388.8 | 12.3822 | #REF! | #REF! | #REF! | 2 | 14.4 | 1453.5211 | 269.1706 | 77.76 | 388.8 | 12.3822 | #REF! | #REF! | #REF! | 2 | 14.4 | 1964.8386 | 363.859 | 77.76 | 388.8 | 12.3822 | #REF! | #REF! | #REF! | 2 | 14.4 | 2551.0857 | 472.4233 | 77.76 | 388.8 | 12.3822 | #REF! | #REF! | #REF!
| 2 | 14.75 | 0.54524 | 0.84175 | 0.0011288 | 79.65 | 0.10097 | 0.84175 | 79.65 | 47.79 | 8.4594 | 398.25 | 12.6831 | 88.0693 | 120.0592 | 14.4013 | -119.2175 | -14.3003 | [11 empty] | 1 | [7 empty] | 14.45 | 36.4696 | 6.7536 | 78.03 | 390.15 | 12.4252 | #REF! | #REF! | #REF! | #REF! | 14.45 | 169.0644 | 31.3082 | 78.03 | 390.15 | 12.4252 | #REF! | #REF! | #REF! | #REF! | 14.45 | 373.8244 | 69.2267 | 78.03 | 390.15 | 12.4252 | #REF! | #REF! | #REF! | #REF! | 14.45 | 656.3617 | 121.5485 | 78.03 | 390.15 | 12.4252 | #REF! | #REF! | #REF! | #REF! | 14.45 | 1017.1245 | 188.3564 | 78.03 | 390.15 | 12.4252 | #REF! | #REF! | #REF! | 2 | 14.45 | 1451.1574 | 268.7328 | 78.03 | 390.15 | 12.4252 | #REF! | #REF! | #REF! | 2 | 14.45 | 1962.0565 | 363.3438 | 78.03 | 390.15 | 12.4252 | #REF! | #REF! | #REF! | 2 | 14.45 | 2547.8806 | 471.8297 | 78.03 | 390.15 | 12.4252 | #REF! | #REF! | #REF!
| 2 | 14.8 | 0.55885 | 0.8657 | 0.0011609 | 79.92 | 0.10349 | 0.8657 | 79.92 | 47.952 | 8.4594 | 399.6 | 12.7261 | 88.0965 | 120.8373 | 14.4457 | -119.9716 | -14.3422 | [11 empty] | 1 | [7 empty] | 14.5 | 36.0014 | 6.6669 | 78.3 | 391.5 | 12.4682 | #REF! | #REF! | #REF! | #REF! | 14.5 | 168.2516 | 31.1577 | 78.3 | 391.5 | 12.4682 | #REF! | #REF! | #REF! | #REF! | 14.5 | 372.6318 | 69.0059 | 78.3 | 391.5 | 12.4682 | #REF! | #REF! | #REF! | #REF! | 14.5 | 654.7796 | 121.2555 | 78.3 | 391.5 | 12.4682 | #REF! | #REF! | #REF! | #REF! | 14.5 | 1015.1569 | 187.992 | 78.3 | 391.5 | 12.4682 | #REF! | #REF! | #REF! | 2 | 14.5 | 1448.7971 | 268.2958 | 78.3 | 391.5 | 12.4682 | #REF! | #REF! | #REF! | 2 | 14.5 | 1959.2786 | 362.8294 | 78.3 | 391.5 | 12.4682 | #REF! | #REF! | #REF! | 2 | 14.5 | 2544.6804 | 471.2371 | 78.3 | 391.5 | 12.4682 | #REF! | #REF! | #REF!
| 2 | 14.85 | 0.57264 | 0.89005 | 0.0011936 | 80.19 | 0.10604 | 0.89005 | 80.19 | 48.114 | 8.4594 | 400.95 | 12.7691 | 88.1235 | 121.6178 | 14.49 | -120.7278 | -14.384 | [11 empty] | 1 | [7 empty] | 14.55 | 35.5379 | 6.5811 | 78.57 | 392.85 | 12.5111 | #REF! | #REF! | #REF! | #REF! | 14.55 | 167.4423 | 31.0078 | 78.57 | 392.85 | 12.5111 | #REF! | #REF! | #REF! | #REF! | 14.55 | 371.4424 | 68.7856 | 78.57 | 392.85 | 12.5111 | #REF! | #REF! | #REF! | #REF! | 14.55 | 653.2005 | 120.9631 | 78.57 | 392.85 | 12.5111 | #REF! | #REF! | #REF! | #REF! | 14.55 | 1013.192 | 187.6282 | 78.57 | 392.85 | 12.5111 | #REF! | #REF! | #REF! | 2 | 14.55 | 1446.4403 | 267.8593 | 78.57 | 392.85 | 12.5111 | #REF! | #REF! | #REF! | 2 | 14.55 | 1956.5048 | 362.3157 | 78.57 | 392.85 | 12.5111 | #REF! | #REF! | #REF! | 2 | 14.55 | 2541.485 | 470.6454 | 78.57 | 392.85 | 12.5111 | #REF! | #REF! | #REF!
| 2 | 14.9 | 0.58659 | 0.9148 | 0.0012268 | 80.46 | 0.10863 | 0.9148 | 80.46 | 48.276 | 8.4594 | 402.3 | 12.8121 | 88.1505 | 122.4007 | 14.5343 | -121.4859 | -14.4257 | [11 empty] | 1 | [7 empty] | 14.6 | 35.0792 | 6.4961 | 78.84 | 394.2 | 12.5541 | #REF! | #REF! | #REF! | #REF! | 14.6 | 166.6365 | 30.8586 | 78.84 | 394.2 | 12.5541 | #REF! | #REF! | #REF! | #REF! | 14.6 | 370.2563 | 68.566 | 78.84 | 394.2 | 12.5541 | #REF! | #REF! | #REF! | #REF! | 14.6 | 651.6243 | 120.6712 | 78.84 | 394.2 | 12.5541 | #REF! | #REF! | #REF! | #REF! | 14.6 | 1011.23 | 187.2648 | 78.84 | 394.2 | 12.5541 | #REF! | #REF! | #REF! | 2 | 14.6 | 1444.0869 | 267.4235 | 78.84 | 394.2 | 12.5541 | #REF! | #REF! | #REF! | 2 | 14.6 | 1953.7351 | 361.8028 | 78.84 | 394.2 | 12.5541 | #REF! | #REF! | #REF! | 2 | 14.6 | 2538.2945 | 470.0545 | 78.84 | 394.2 | 12.5541 | #REF! | #REF! | #REF!
| 2 | 14.95 | 0.60071 | 0.93997 | 0.0012605 | 80.73 | 0.11124 | 0.93997 | 80.73 | 48.438 | 8.4594 | 403.65 | 12.8551 | 88.1774 | 123.186 | 14.5787 | -122.2461 | -14.4674 | [11 empty] | 1 | [7 empty] | 14.65 | 34.6252 | 6.4121 | 79.11 | 395.55 | 12.5971 | #REF! | #REF! | #REF! | #REF! | 14.65 | 165.8342 | 30.71 | 79.11 | 395.55 | 12.5971 | #REF! | #REF! | #REF! | #REF! | 14.65 | 369.0733 | 68.3469 | 79.11 | 395.55 | 12.5971 | #REF! | #REF! | #REF! | #REF! | 14.65 | 650.0512 | 120.3798 | 79.11 | 395.55 | 12.5971 | #REF! | #REF! | #REF! | #REF! | 14.65 | 1009.2707 | 186.902 | 79.11 | 395.55 | 12.5971 | #REF! | #REF! | #REF! | 2 | 14.65 | 1441.7368 | 266.9883 | 79.11 | 395.55 | 12.5971 | #REF! | #REF! | #REF! | 2 | 14.65 | 1950.9695 | 361.2906 | 79.11 | 395.55 | 12.5971 | #REF! | #REF! | #REF! | 2 | 14.65 | 2535.1088 | 469.4646 | 79.11 | 395.55 | 12.5971 | #REF! | #REF! | #REF!
| 2 | 15 | 0.615 | 0.96555 | 0.0012948 | 81 | 0.11389 | 0.96555 | 81 | 48.6 | 8.4594 | 405 | 12.8981 | 88.2041 | 123.9738 | 14.623 | -123.0082 | -14.5091 | [11 empty] | 1 | [7 empty] | 14.7 | 34.1759 | 6.3289 | 79.38 | 396.9 | 12.6401 | #REF! | #REF! | #REF! | #REF! | 14.7 | 165.0354 | 30.5621 | 79.38 | 396.9 | 12.6401 | #REF! | #REF! | #REF! | #REF! | 14.7 | 367.8934 | 68.1284 | 79.38 | 396.9 | 12.6401 | #REF! | #REF! | #REF! | #REF! | 14.7 | 648.481 | 120.0891 | 79.38 | 396.9 | 12.6401 | #REF! | #REF! | #REF! | #REF! | 14.7 | 1007.3142 | 186.5397 | 79.38 | 396.9 | 12.6401 | #REF! | #REF! | #REF! | 2 | 14.7 | 1439.3902 | 266.5537 | 79.38 | 396.9 | 12.6401 | #REF! | #REF! | #REF! | 2 | 14.7 | 1948.2079 | 360.7792 | 79.38 | 396.9 | 12.6401 | #REF! | #REF! | #REF! | 2 | 14.7 | 2531.9279 | 468.8755 | 79.38 | 396.9 | 12.6401 | #REF! | #REF! | #REF!
| 2 | 15.05 | 0.62946 | 0.99155 | 0.0013297 | 81.27 | 0.11657 | 0.99155 | 81.27 | 48.762 | 8.4594 | 406.35 | 12.9411 | 88.2308 | 124.7639 | 14.6673 | -123.7724 | -14.5507 | [11 empty] | 1 | [7 empty] | 14.75 | 33.7314 | 6.2466 | 79.65 | 398.25 | 12.6831 | #REF! | #REF! | #REF! | #REF! | 14.75 | 164.2401 | 30.4148 | 79.65 | 398.25 | 12.6831 | #REF! | #REF! | #REF! | #REF! | 14.75 | 366.7167 | 67.9105 | 79.65 | 398.25 | 12.6831 | #REF! | #REF! | #REF! | #REF! | 14.75 | 646.9137 | 119.7988 | 79.65 | 398.25 | 12.6831 | #REF! | #REF! | #REF! | #REF! | 14.75 | 1005.3604 | 186.1779 | 79.65 | 398.25 | 12.6831 | #REF! | #REF! | #REF! | 2 | 14.75 | 1437.0468 | 266.1198 | 79.65 | 398.25 | 12.6831 | #REF! | #REF! | #REF! | 2 | 14.75 | 1945.4503 | 360.2686 | 79.65 | 398.25 | 12.6831 | #REF! | #REF! | #REF! | 2 | 14.75 | 2528.7517 | 468.2873 | 79.65 | 398.25 | 12.6831 | #REF! | #REF! | #REF!
| 2 | 15.1 | 0.64409 | 1.018 | 0.0013651 | 81.54 | 0.11928 | 1.018 | 81.54 | 48.924 | 8.4594 | 407.7 | 12.9841 | 88.2574 | 125.5565 | 14.7116 | -124.5385 | -14.5923 | [11 empty] | 1 | [7 empty] | 14.8 | 33.2917 | 6.1651 | 79.92 | 399.6 | 12.7261 | #REF! | #REF! | #REF! | #REF! | 14.8 | 163.4483 | 30.2682 | 79.92 | 399.6 | 12.7261 | #REF! | #REF! | #REF! | #REF! | 14.8 | 365.5431 | 67.6932 | 79.92 | 399.6 | 12.7261 | #REF! | #REF! | #REF! | #REF! | 14.8 | 645.3493 | 119.5091 | 79.92 | 399.6 | 12.7261 | #REF! | #REF! | #REF! | #REF! | 14.8 | 1003.4093 | 185.8165 | 79.92 | 399.6 | 12.7261 | #REF! | #REF! | #REF! | 2 | 14.8 | 1434.7068 | 265.6864 | 79.92 | 399.6 | 12.7261 | #REF! | #REF! | #REF! | 2 | 14.8 | 1942.6966 | 359.7586 | 79.92 | 399.6 | 12.7261 | #REF! | #REF! | #REF! | 2 | 14.8 | 2525.5802 | 467.7 | 79.92 | 399.6 | 12.7261 | #REF! | #REF! | #REF!
| 2 | 15.15 | 0.65889 | 1.0448 | 0.0014011 | 81.81 | 0.12202 | 1.0448 | 81.81 | 49.086 | 8.4594 | 409.05 | 13.0271 | 88.2839 | 126.3515 | 14.7559 | -125.3067 | -14.6339 | [11 empty] | 1 | [7 empty] | 14.85 | 32.8566 | 6.0846 | 80.19 | 400.95 | 12.7691 | #REF! | #REF! | #REF! | #REF! | 14.85 | 162.6599 | 30.1222 | 80.19 | 400.95 | 12.7691 | #REF! | #REF! | #REF! | #REF! | 14.85 | 364.3726 | 67.4764 | 80.19 | 400.95 | 12.7691 | #REF! | #REF! | #REF! | #REF! | 14.85 | 643.7878 | 119.22 | 80.19 | 400.95 | 12.7691 | #REF! | #REF! | #REF! | #REF! | 14.85 | 1001.4609 | 185.4557 | 80.19 | 400.95 | 12.7691 | #REF! | #REF! | #REF! | 2 | 14.85 | 1432.37 | 265.2537 | 80.19 | 400.95 | 12.7691 | #REF! | #REF! | #REF! | 2 | 14.85 | 1939.947 | 359.2494 | 80.19 | 400.95 | 12.7691 | #REF! | #REF! | #REF! | 2 | 14.85 | 2522.4135 | 467.1136 | 80.19 | 400.95 | 12.7691 | #REF! | #REF! | #REF!
| 2 | 15.2 | 0.67385 | 1.0721 | 0.0014376 | 82.08 | 0.12479 | 1.0721 | 82.08 | 49.248 | 8.4594 | 410.4 | 13.0701 | 88.3102 | 127.1488 | 14.8002 | -126.0768 | -14.6754 | [11 empty] | 1 | [7 empty] | 14.9 | 32.4264 | 6.0049 | 80.46 | 402.3 | 12.8121 | #REF! | #REF! | #REF! | #REF! | 14.9 | 161.8749 | 29.9768 | 80.46 | 402.3 | 12.8121 | #REF! | #REF! | #REF! | #REF! | 14.9 | 363.2052 | 67.2602 | 80.46 | 402.3 | 12.8121 | #REF! | #REF! | #REF! | #REF! | 14.9 | 642.2291 | 118.9313 | 80.46 | 402.3 | 12.8121 | #REF! | #REF! | #REF! | #REF! | 14.9 | 999.5152 | 185.0954 | 80.46 | 402.3 | 12.8121 | #REF! | #REF! | #REF! | 2 | 14.9 | 1430.0365 | 264.8216 | 80.46 | 402.3 | 12.8121 | #REF! | #REF! | #REF! | 2 | 14.9 | 1937.2012 | 358.741 | 80.46 | 402.3 | 12.8121 | #REF! | #REF! | #REF! | 2 | 14.9 | 2519.2514 | 466.528 | 80.46 | 402.3 | 12.8121 | #REF! | #REF! | #REF!
| 2 | 15.25 | 0.68899 | 1.0997 | 0.0014748 | 82.35 | 0.12759 | 1.0997 | 82.35 | 49.41 | 8.4594 | 411.75 | 13.1131 | 88.3365 | 127.9486 | 14.8444 | -126.8489 | -14.7168 | [11 empty] | 1 | [7 empty] | 14.95 | 32.0008 | 5.9261 | 80.73 | 403.65 | 12.8551 | #REF! | #REF! | #REF! | #REF! | 14.95 | 161.0933 | 29.8321 | 80.73 | 403.65 | 12.8551 | #REF! | #REF! | #REF! | #REF! | 14.95 | 362.0408 | 67.0446 | 80.73 | 403.65 | 12.8551 | #REF! | #REF! | #REF! | #REF! | 14.95 | 640.6734 | 118.6432 | 80.73 | 403.65 | 12.8551 | #REF! | #REF! | #REF! | #REF! | 14.95 | 997.5721 | 184.7356 | 80.73 | 403.65 | 12.8551 | #REF! | #REF! | #REF! | 2 | 14.95 | 1427.7062 | 264.39 | 80.73 | 403.65 | 12.8551 | #REF! | #REF! | #REF! | 2 | 14.95 | 1934.4594 | 358.2332 | 80.73 | 403.65 | 12.8551 | #REF! | #REF! | #REF! | 2 | 14.95 | 2516.0939 | 465.9433 | 80.73 | 403.65 | 12.8551 | #REF! | #REF! | #REF!
| 2 | 15.3 | 0.70429 | 1.1279 | 0.0015125 | 82.62 | 0.13042 | 1.1279 | 82.62 | 49.572 | 8.4594 | 413.1 | 13.1561 | 88.3627 | 128.7508 | 14.8887 | -127.623 | -14.7583 | [11 empty] | 1 | [7 empty] | 15 | 31.58 | 5.8482 | 81 | 405 | 12.8981 | #REF! | #REF! | #REF! | #REF! | 15 | 160.3152 | 29.688 | 81 | 405 | 12.8981 | #REF! | #REF! | #REF! | #REF! | 15 | 360.8795 | 66.8295 | 81 | 405 | 12.8981 | #REF! | #REF! | #REF! | #REF! | 15 | 639.1204 | 118.3556 | 81 | 405 | 12.8981 | #REF! | #REF! | #REF! | #REF! | 15 | 995.6316 | 184.3762 | 81 | 405 | 12.8981 | #REF! | #REF! | #REF! | 2 | 15 | 1425.3791 | 263.9591 | 81 | 405 | 12.8981 | #REF! | #REF! | #REF! | 2 | 15 | 1931.7214 | 357.7262 | 81 | 405 | 12.8981 | #REF! | #REF! | #REF! | 2 | 15 | 2512.941 | 465.3594 | 81 | 405 | 12.8981 | #REF! | #REF! | #REF!
| 2 | 15.35 | 0.71976 | 1.1564 | 0.0015508 | 82.89 | 0.13329 | 1.1564 | 82.89 | 49.734 | 8.4594 | 414.45 | 13.199 | 88.3888 | 129.5555 | 14.9329 | -128.3991 | -14.7996 | [11 empty] | 1 | [7 empty] | 15.05 | 31.164 | 5.7711 | 81.27 | 406.35 | 12.9411 | #REF! | #REF! | #REF! | #REF! | 15.05 | 159.5404 | 29.5445 | 81.27 | 406.35 | 12.9411 | #REF! | #REF! | #REF! | #REF! | 15.05 | 359.7212 | 66.615 | 81.27 | 406.35 | 12.9411 | #REF! | #REF! | #REF! | #REF! | 15.05 | 637.5702 | 118.0686 | 81.27 | 406.35 | 12.9411 | #REF! | #REF! | #REF! | #REF! | 15.05 | 993.6937 | 184.0174 | 81.27 | 406.35 | 12.9411 | #REF! | #REF! | #REF! | 2 | 15.05 | 1423.0552 | 263.5287 | 81.27 | 406.35 | 12.9411 | #REF! | #REF! | #REF! | 2 | 15.05 | 1928.9873 | 357.2199 | 81.27 | 406.35 | 12.9411 | #REF! | #REF! | #REF! | 2 | 15.05 | 2509.7927 | 464.7764 | 81.27 | 406.35 | 12.9411 | #REF! | #REF! | #REF!
| 2 | 15.4 | 0.7354 | 1.1854 | 0.0015896 | 83.16 | 0.13619 | 1.1854 | 83.16 | 49.896 | 8.4594 | 415.8 | 13.242 | 88.4148 | 130.3625 | 14.9772 | -129.1771 | -14.841 | [11 empty] | 1 | [7 empty] | 15.1 | 30.7527 | 5.6949 | 81.54 | 407.7 | 12.9841 | #REF! | #REF! | #REF! | #REF! | 15.1 | 158.769 | 29.4017 | 81.54 | 407.7 | 12.9841 | #REF! | #REF! | #REF! | #REF! | 15.1 | 358.5659 | 66.4011 | 81.54 | 407.7 | 12.9841 | #REF! | #REF! | #REF! | #REF! | 15.1 | 636.0229 | 117.782 | 81.54 | 407.7 | 12.9841 | #REF! | #REF! | #REF! | #REF! | 15.1 | 991.7584 | 183.659 | 81.54 | 407.7 | 12.9841 | #REF! | #REF! | #REF! | 2 | 15.1 | 1420.7345 | 263.099 | 81.54 | 407.7 | 12.9841 | #REF! | #REF! | #REF! | 2 | 15.1 | 1926.257 | 356.7143 | 81.54 | 407.7 | 12.9841 | #REF! | #REF! | #REF! | 2 | 15.1 | 2506.6489 | 464.1942 | 81.54 | 407.7 | 12.9841 | #REF! | #REF! | #REF!
| 2 | 15.45 | 0.75122 | 1.2148 | 0.0016291 | 83.43 | 0.13911 | 1.2148 | 83.43 | 50.058 | 8.4594 | 417.15 | 13.285 | 88.4407 | 131.1719 | 15.0214 | -129.9571 | -14.8823 | [11 empty] | 1 | [7 empty] | 15.15 | 30.3461 | 5.6197 | 81.81 | 409.05 | 13.0271 | #REF! | #REF! | #REF! | #REF! | 15.15 | 158.0009 | 29.2594 | 81.81 | 409.05 | 13.0271 | #REF! | #REF! | #REF! | #REF! | 15.15 | 357.4136 | 66.1877 | 81.81 | 409.05 | 13.0271 | #REF! | #REF! | #REF! | #REF! | 15.15 | 634.4783 | 117.496 | 81.81 | 409.05 | 13.0271 | #REF! | #REF! | #REF! | #REF! | 15.15 | 989.8257 | 183.301 | 81.81 | 409.05 | 13.0271 | #REF! | #REF! | #REF! | 2 | 15.15 | 1418.4169 | 262.6698 | 81.81 | 409.05 | 13.0271 | #REF! | #REF! | #REF! | 2 | 15.15 | 1923.5305 | 356.2093 | 81.81 | 409.05 | 13.0271 | #REF! | #REF! | #REF! | 2 | 15.15 | 2503.5097 | 463.6129 | 81.81 | 409.05 | 13.0271 | #REF! | #REF! | #REF!
| 2 | 15.5 | 0.7672 | 1.2446 | 0.0016691 | 83.7 | 0.14207 | 1.2446 | 83.7 | 50.22 | 8.4594 | 418.5 | 13.328 | 88.4665 | 131.9838 | 15.0656 | -130.7391 | -14.9235 | [11 empty] | 1 | [7 empty] | 15.2 | 29.9443 | 5.5452 | 82.08 | 410.4 | 13.0701 | #REF! | #REF! | #REF! | #REF! | 15.2 | 157.2362 | 29.1178 | 82.08 | 410.4 | 13.0701 | #REF! | #REF! | #REF! | #REF! | 15.2 | 356.2643 | 65.9749 | 82.08 | 410.4 | 13.0701 | #REF! | #REF! | #REF! | #REF! | 15.2 | 632.9364 | 117.2105 | 82.08 | 410.4 | 13.0701 | #REF! | #REF! | #REF! | #REF! | 15.2 | 987.8955 | 182.9436 | 82.08 | 410.4 | 13.0701 | #REF! | #REF! | #REF! | 2 | 15.2 | 1416.1023 | 262.2412 | 82.08 | 410.4 | 13.0701 | #REF! | #REF! | #REF! | 2 | 15.2 | 1920.8077 | 355.7051 | 82.08 | 410.4 | 13.0701 | #REF! | #REF! | #REF! | 2 | 15.2 | 2500.3749 | 463.0324 | 82.08 | 410.4 | 13.0701 | #REF! | #REF! | #REF!
| 2 | 15.55 | 0.78334 | 1.2749 | 0.0017097 | 83.97 | 0.14506 | 1.2749 | 83.97 | 50.382 | 8.4594 | 419.85 | 13.371 | 88.4923 | 132.7981 | 15.1098 | -131.5231 | -14.9648 | [11 empty] | 1 | [7 empty] | 15.25 | 29.5473 | 5.4717 | 82.35 | 411.75 | 13.1131 | #REF! | #REF! | #REF! | #REF! | 15.25 | 156.4749 | 28.9768 | 82.35 | 411.75 | 13.1131 | #REF! | #REF! | #REF! | #REF! | 15.25 | 355.1179 | 65.7626 | 82.35 | 411.75 | 13.1131 | #REF! | #REF! | #REF! | #REF! | 15.25 | 631.3973 | 116.9254 | 82.35 | 411.75 | 13.1131 | #REF! | #REF! | #REF! | #REF! | 15.25 | 985.9678 | 182.5866 | 82.35 | 411.75 | 13.1131 | #REF! | #REF! | #REF! | 2 | 15.25 | 1413.7909 | 261.8131 | 82.35 | 411.75 | 13.1131 | #REF! | #REF! | #REF! | 2 | 15.25 | 1918.0887 | 355.2016 | 82.35 | 411.75 | 13.1131 | #REF! | #REF! | #REF! | 2 | 15.25 | 2497.2446 | 462.4527 | 82.35 | 411.75 | 13.1131 | #REF! | #REF! | #REF!
| 2 | 15.6 | 0.79966 | 1.3057 | 0.001751 | 84.24 | 0.14809 | 1.3057 | 84.24 | 50.544 | 8.4594 | 421.2 | 13.414 | 88.5179 | 133.6147 | 15.154 | -132.309 | -15.0059 | [11 empty] | 1 | [7 empty] | 15.3 | 29.1549 | 5.3991 | 82.62 | 413.1 | 13.1561 | #REF! | #REF! | #REF! | #REF! | 15.3 | 155.7168 | 28.8364 | 82.62 | 413.1 | 13.1561 | #REF! | #REF! | #REF! | #REF! | 15.3 | 353.9745 | 65.5508 | 82.62 | 413.1 | 13.1561 | #REF! | #REF! | #REF! | #REF! | 15.3 | 629.8609 | 116.6409 | 82.62 | 413.1 | 13.1561 | #REF! | #REF! | #REF! | #REF! | 15.3 | 984.0426 | 182.2301 | 82.62 | 413.1 | 13.1561 | #REF! | #REF! | #REF! | 2 | 15.3 | 1411.4825 | 261.3857 | 82.62 | 413.1 | 13.1561 | #REF! | #REF! | #REF! | 2 | 15.3 | 1915.3733 | 354.6988 | 82.62 | 413.1 | 13.1561 | #REF! | #REF! | #REF! | 2 | 15.3 | 2494.1187 | 461.8738 | 82.62 | 413.1 | 13.1561 | #REF! | #REF! | #REF!
| 2 | 15.65 | 0.81615 | 1.3369 | 0.0017928 | 84.51 | 0.15114 | 1.3369 | 84.51 | 50.706 | 8.4594 | 422.55 | 13.457 | 88.5434 | 134.4338 | 15.1982 | -133.097 | -15.0471 | [11 empty] | 1 | [7 empty] | 15.35 | 28.7673 | 5.3273 | 82.89 | 414.45 | 13.199 | #REF! | #REF! | #REF! | #REF! | 15.35 | 154.962 | 28.6967 | 82.89 | 414.45 | 13.199 | #REF! | #REF! | #REF! | #REF! | 15.35 | 352.834 | 65.3396 | 82.89 | 414.45 | 13.199 | #REF! | #REF! | #REF! | #REF! | 15.35 | 628.3272 | 116.3569 | 82.89 | 414.45 | 13.199 | #REF! | #REF! | #REF! | #REF! | 15.35 | 982.12 | 181.8741 | 82.89 | 414.45 | 13.199 | #REF! | #REF! | #REF! | 2 | 15.35 | 1409.1772 | 260.9587 | 82.89 | 414.45 | 13.199 | #REF! | #REF! | #REF! | 2 | 15.35 | 1912.6617 | 354.1966 | 82.89 | 414.45 | 13.199 | #REF! | #REF! | #REF! | 2 | 15.35 | 2490.9971 | 461.2958 | 82.89 | 414.45 | 13.199 | #REF! | #REF! | #REF!
| 2 | 15.7 | 0.8328 | 1.3685 | 0.0018352 | 84.78 | 0.15422 | 1.3685 | 84.78 | 50.868 | 8.4594 | 423.9 | 13.5 | 88.5689 | 135.2553 | 15.2424 | -133.8868 | -15.0882 | [11 empty] | 1 | [7 empty] | 15.4 | 28.3845 | 5.2564 | 83.16 | 415.8 | 13.242 | #REF! | #REF! | #REF! | #REF! | 15.4 | 154.2105 | 28.5575 | 83.16 | 415.8 | 13.242 | #REF! | #REF! | #REF! | #REF! | 15.4 | 351.6963 | 65.1289 | 83.16 | 415.8 | 13.242 | #REF! | #REF! | #REF! | #REF! | 15.4 | 626.7962 | 116.0734 | 83.16 | 415.8 | 13.242 | #REF! | #REF! | #REF! | #REF! | 15.4 | 980.1998 | 181.5185 | 83.16 | 415.8 | 13.242 | #REF! | #REF! | #REF! | 2 | 15.4 | 1406.8749 | 260.5324 | 83.16 | 415.8 | 13.242 | #REF! | #REF! | #REF! | 2 | 15.4 | 1909.9537 | 353.6951 | 83.16 | 415.8 | 13.242 | #REF! | #REF! | #REF! | 2 | 15.4 | 2487.88 | 460.7185 | 83.16 | 415.8 | 13.242 | #REF! | #REF! | #REF!
| 2 | 15.75 | 0.84963 | 1.4006 | 0.0018782 | 85.05 | 0.15734 | 1.4006 | 85.05 | 51.03 | 8.4594 | 425.25 | 13.543 | 88.5942 | 136.0793 | 15.2865 | -134.6786 | -15.1292 | [11 empty] | 1 | [7 empty] | 15.45 | 28.0064 | 5.1864 | 83.43 | 417.15 | 13.285 | #REF! | #REF! | #REF! | #REF! | 15.45 | 153.4623 | 28.4189 | 83.43 | 417.15 | 13.285 | #REF! | #REF! | #REF! | #REF! | 15.45 | 350.5616 | 64.9188 | 83.43 | 417.15 | 13.285 | #REF! | #REF! | #REF! | #REF! | 15.45 | 625.2678 | 115.7903 | 83.43 | 417.15 | 13.285 | #REF! | #REF! | #REF! | #REF! | 15.45 | 978.282 | 181.1633 | 83.43 | 417.15 | 13.285 | #REF! | #REF! | #REF! | 2 | 15.45 | 1404.5755 | 260.1066 | 83.43 | 417.15 | 13.285 | #REF! | #REF! | #REF! | 2 | 15.45 | 1907.2494 | 353.1943 | 83.43 | 417.15 | 13.285 | #REF! | #REF! | #REF! | 2 | 15.45 | 2484.7672 | 460.1421 | 83.43 | 417.15 | 13.285 | #REF! | #REF! | #REF!
| 2 | 15.8 | 0.86662 | 1.4332 | 0.0019219 | 85.32 | 0.16049 | 1.4332 | 85.32 | 51.192 | 8.4594 | 426.6 | 13.586 | 88.6195 | 136.9056 | 15.3307 | -135.4724 | -15.1702 | [11 empty] | 1 | [7 empty] | 15.5 | 27.633 | 5.1172 | 83.7 | 418.5 | 13.328 | #REF! | #REF! | #REF! | #REF! | 15.5 | 152.7173 | 28.281 | 83.7 | 418.5 | 13.328 | #REF! | #REF! | #REF! | #REF! | 15.5 | 349.4297 | 64.7092 | 83.7 | 418.5 | 13.328 | #REF! | #REF! | #REF! | #REF! | 15.5 | 623.7421 | 115.5078 | 83.7 | 418.5 | 13.328 | #REF! | #REF! | #REF! | #REF! | 15.5 | 976.3667 | 180.8086 | 83.7 | 418.5 | 13.328 | #REF! | #REF! | #REF! | 2 | 15.5 | 1402.2792 | 259.6813 | 83.7 | 418.5 | 13.328 | #REF! | #REF! | #REF! | 2 | 15.5 | 1904.5487 | 352.6942 | 83.7 | 418.5 | 13.328 | #REF! | #REF! | #REF! | 2 | 15.5 | 2481.6587 | 459.5664 | 83.7 | 418.5 | 13.328 | #REF! | #REF! | #REF!
| 2 | 15.85 | 0.88378 | 1.4662 | 0.0019662 | 85.59 | 0.16366 | 1.4662 | 85.59 | 51.354 | 8.4594 | 427.95 | 13.629 | 88.6447 | 137.7343 | 15.3748 | -136.2682 | -15.2112 | [11 empty] | 1 | [7 empty] | 15.55 | 27.2644 | 5.049 | 83.97 | 419.85 | 13.371 | #REF! | #REF! | #REF! | #REF! | 15.55 | 151.9756 | 28.1436 | 83.97 | 419.85 | 13.371 | #REF! | #REF! | #REF! | #REF! | 15.55 | 348.3006 | 64.5001 | 83.97 | 419.85 | 13.371 | #REF! | #REF! | #REF! | #REF! | 15.55 | 622.2189 | 115.2257 | 83.97 | 419.85 | 13.371 | #REF! | #REF! | #REF! | #REF! | 15.55 | 974.4538 | 180.4544 | 83.97 | 419.85 | 13.371 | #REF! | #REF! | #REF! | 2 | 15.55 | 1399.9858 | 259.2566 | 83.97 | 419.85 | 13.371 | #REF! | #REF! | #REF! | 2 | 15.55 | 1901.8515 | 352.1947 | 83.97 | 419.85 | 13.371 | #REF! | #REF! | #REF! | 2 | 15.55 | 2478.5544 | 458.9916 | 83.97 | 419.85 | 13.371 | #REF! | #REF! | #REF!
| 2 | 15.9 | 0.90111 | 1.4996 | 0.002011 | 85.86 | 0.16687 | 1.4996 | 85.86 | 51.516 | 8.4594 | 429.3 | 13.672 | 88.6697 | 138.5655 | 15.419 | -137.0659 | -15.2521 | [11 empty] | 1 | [7 empty] | 15.6 | 26.9006 | 4.9816 | 84.24 | 421.2 | 13.414 | #REF! | #REF! | #REF! | #REF! | 15.6 | 151.237 | 28.0069 | 84.24 | 421.2 | 13.414 | #REF! | #REF! | #REF! | #REF! | 15.6 | 347.1744 | 64.2916 | 84.24 | 421.2 | 13.414 | #REF! | #REF! | #REF! | #REF! | 15.6 | 620.6984 | 114.9442 | 84.24 | 421.2 | 13.414 | #REF! | #REF! | #REF! | #REF! | 15.6 | 972.5433 | 180.1006 | 84.24 | 421.2 | 13.414 | #REF! | #REF! | #REF! | 2 | 15.6 | 1397.6953 | 258.8325 | 84.24 | 421.2 | 13.414 | #REF! | #REF! | #REF! | 2 | 15.6 | 1899.1579 | 351.6959 | 84.24 | 421.2 | 13.414 | #REF! | #REF! | #REF! | 2 | 15.6 | 2475.4544 | 458.4175 | 84.24 | 421.2 | 13.414 | #REF! | #REF! | #REF!
| 2 | 15.95 | 0.91861 | 1.5336 | 0.0020565 | 86.13 | 0.17011 | 1.5336 | 86.13 | 51.678 | 8.4594 | 430.65 | 13.715 | 88.6947 | 139.3991 | 15.4631 | -137.8655 | -15.293 | [11 empty] | 1 | [7 empty] | 15.65 | 26.5414 | 4.9151 | 84.51 | 422.55 | 13.457 | #REF! | #REF! | #REF! | #REF! | 15.65 | 150.5017 | 27.8707 | 84.51 | 422.55 | 13.457 | #REF! | #REF! | #REF! | #REF! | 15.65 | 346.051 | 64.0835 | 84.51 | 422.55 | 13.457 | #REF! | #REF! | #REF! | #REF! | 15.65 | 619.1805 | 114.6631 | 84.51 | 422.55 | 13.457 | #REF! | #REF! | #REF! | #REF! | 15.65 | 970.6351 | 179.7472 | 84.51 | 422.55 | 13.457 | #REF! | #REF! | #REF! | 2 | 15.65 | 1395.4076 | 258.4088 | 84.51 | 422.55 | 13.457 | #REF! | #REF! | #REF! | 2 | 15.65 | 1896.4678 | 351.1977 | 84.51 | 422.55 | 13.457 | #REF! | #REF! | #REF! | 2 | 15.65 | 2472.3587 | 457.8442 | 84.51 | 422.55 | 13.457 | #REF! | #REF! | #REF!
| 2 | 16 | 0.93628 | 1.568 | 0.0021027 | 86.4 | 0.17339 | 1.568 | 86.4 | 51.84 | 8.4594 | 432 | 13.758 | 88.7196 | 140.235 | 15.5072 | -138.6671 | -15.3339 | [11 empty] | 1 | [7 empty] | 15.7 | 26.1871 | 4.8495 | 84.78 | 423.9 | 13.5 | #REF! | #REF! | #REF! | #REF! | 15.7 | 149.7696 | 27.7351 | 84.78 | 423.9 | 13.5 | #REF! | #REF! | #REF! | #REF! | 15.7 | 344.9304 | 63.876 | 84.78 | 423.9 | 13.5 | #REF! | #REF! | #REF! | #REF! | 15.7 | 617.6651 | 114.3824 | 84.78 | 423.9 | 13.5 | #REF! | #REF! | #REF! | #REF! | 15.7 | 968.7294 | 179.3943 | 84.78 | 423.9 | 13.5 | #REF! | #REF! | #REF! | 2 | 15.7 | 1393.1229 | 257.9857 | 84.78 | 423.9 | 13.5 | #REF! | #REF! | #REF! | 2 | 15.7 | 1893.7813 | 350.7002 | 84.78 | 423.9 | 13.5 | #REF! | #REF! | #REF! | 2 | 15.7 | 2469.2671 | 457.2717 | 84.78 | 423.9 | 13.5 | #REF! | #REF! | #REF!
| 2 | 16.05 | 0.95412 | 1.6028 | 0.0021494 | 86.67 | 0.17669 | 1.6028 | 86.67 | 52.002 | 8.4594 | 433.35 | 13.801 | 88.7444 | 141.0734 | 15.5513 | -139.4706 | -15.3747 | [11 empty] | 1 | [7 empty] | 15.75 | 25.8374 | 4.7847 | 85.05 | 425.25 | 13.543 | #REF! | #REF! | #REF! | #REF! | 15.75 | 149.0407 | 27.6001 | 85.05 | 425.25 | 13.543 | #REF! | #REF! | #REF! | #REF! | 15.75 | 343.8125 | 63.669 | 85.05 | 425.25 | 13.543 | #REF! | #REF! | #REF! | #REF! | 15.75 | 616.1523 | 114.1023 | 85.05 | 425.25 | 13.543 | #REF! | #REF! | #REF! | #REF! | 15.75 | 966.826 | 179.0418 | 85.05 | 425.25 | 13.543 | #REF! | #REF! | #REF! | 2 | 15.75 | 1390.8411 | 257.5632 | 85.05 | 425.25 | 13.543 | #REF! | #REF! | #REF! | 2 | 15.75 | 1891.0982 | 350.2034 | 85.05 | 425.25 | 13.543 | #REF! | #REF! | #REF! | 2 | 15.75 | 2466.1797 | 456.6999 | 85.05 | 425.25 | 13.543 | #REF! | #REF! | #REF!
| 2 | 16.1 | 0.97212 | 1.6382 | 0.0021968 | 86.94 | 0.18002 | 1.6382 | 86.94 | 52.164 | 8.4594 | 434.7 | 13.8439 | 88.7691 | 141.9143 | 15.5955 | -140.2761 | -15.4154 | [11 empty] | 1 | [7 empty] | 15.8 | 25.4925 | 4.7208 | 85.32 | 426.6 | 13.586 | #REF! | #REF! | #REF! | #REF! | 15.8 | 148.3149 | 27.4657 | 85.32 | 426.6 | 13.586 | #REF! | #REF! | #REF! | #REF! | 15.8 | 342.6974 | 63.4625 | 85.32 | 426.6 | 13.586 | #REF! | #REF! | #REF! | #REF! | 15.8 | 614.6421 | 113.8226 | 85.32 | 426.6 | 13.586 | #REF! | #REF! | #REF! | #REF! | 15.8 | 964.9249 | 178.6898 | 85.32 | 426.6 | 13.586 | #REF! | #REF! | #REF! | 2 | 15.8 | 1388.562 | 257.1411 | 85.32 | 426.6 | 13.586 | #REF! | #REF! | #REF! | 2 | 15.8 | 1888.4186 | 349.7071 | 85.32 | 426.6 | 13.586 | #REF! | #REF! | #REF! | 2 | 15.8 | 2463.0964 | 456.129 | 85.32 | 426.6 | 13.586 | #REF! | #REF! | #REF!
| 2 | 16.15 | 0.9903 | 1.674 | 0.0022448 | 87.21 | 0.18339 | 1.674 | 87.21 | 52.326 | 8.4594 | 436.05 | 13.8869 | 88.7938 | 142.7575 | 15.6395 | -141.0835 | -15.4562 | [11 empty] | 1 | [7 empty] | 15.85 | 25.1524 | 4.6578 | 85.59 | 427.95 | 13.629 | #REF! | #REF! | #REF! | #REF! | 15.85 | 147.5923 | 27.3319 | 85.59 | 427.95 | 13.629 | #REF! | #REF! | #REF! | #REF! | 15.85 | 341.5851 | 63.2565 | 85.59 | 427.95 | 13.629 | #REF! | #REF! | #REF! | #REF! | 15.85 | 613.1343 | 113.5434 | 85.59 | 427.95 | 13.629 | #REF! | #REF! | #REF! | #REF! | 15.85 | 963.0261 | 178.3382 | 85.59 | 427.95 | 13.629 | #REF! | #REF! | #REF! | 2 | 15.85 | 1386.2858 | 256.7196 | 85.59 | 427.95 | 13.629 | #REF! | #REF! | #REF! | 2 | 15.85 | 1885.7424 | 349.2116 | 85.59 | 427.95 | 13.629 | #REF! | #REF! | #REF! | 2 | 15.85 | 2460.0173 | 455.5588 | 85.59 | 427.95 | 13.629 | #REF! | #REF! | #REF!
| 2 | 16.2 | 1.0086 | 1.7103 | 0.0022935 | 87.48 | 0.18679 | 1.7103 | 87.48 | 52.488 | 8.4594 | 437.4 | 13.9299 | 88.8183 | 143.6031 | 15.6836 | -141.8929 | -15.4968 | [11 empty] | 1 | [7 empty] | 15.9 | 24.817 | 4.5957 | 85.86 | 429.3 | 13.672 | #REF! | #REF! | #REF! | #REF! | 15.9 | 146.8728 | 27.1987 | 85.86 | 429.3 | 13.672 | #REF! | #REF! | #REF! | #REF! | 15.9 | 340.4755 | 63.051 | 85.86 | 429.3 | 13.672 | #REF! | #REF! | #REF! | #REF! | 15.9 | 611.6291 | 113.2646 | 85.86 | 429.3 | 13.672 | #REF! | #REF! | #REF! | #REF! | 15.9 | 961.1297 | 177.987 | 85.86 | 429.3 | 13.672 | #REF! | #REF! | #REF! | 2 | 15.9 | 1384.0124 | 256.2986 | 85.86 | 429.3 | 13.672 | #REF! | #REF! | #REF! | 2 | 15.9 | 1883.0696 | 348.7166 | 85.86 | 429.3 | 13.672 | #REF! | #REF! | #REF! | 2 | 15.9 | 2456.9422 | 454.9893 | 85.86 | 429.3 | 13.672 | #REF! | #REF! | #REF!
| 2 | 16.25 | 1.0272 | 1.747 | 0.0023428 | 87.75 | 0.19021 | 1.747 | 87.75 | 52.65 | 8.4594 | 438.75 | 13.9729 | 88.8427 | 144.4512 | 15.7277 | -142.7042 | -15.5375 | [11 empty] | 1 | [7 empty] | 15.95 | 24.4863 | 4.5345 | 86.13 | 430.65 | 13.715 | #REF! | #REF! | #REF! | #REF! | 15.95 | 146.1564 | 27.066 | 86.13 | 430.65 | 13.715 | #REF! | #REF! | #REF! | #REF! | 15.95 | 339.3686 | 62.846 | 86.13 | 430.65 | 13.715 | #REF! | #REF! | #REF! | #REF! | 15.95 | 610.1263 | 112.9864 | 86.13 | 430.65 | 13.715 | #REF! | #REF! | #REF! | #REF! | 15.95 | 959.2355 | 177.6362 | 86.13 | 430.65 | 13.715 | #REF! | #REF! | #REF! | 2 | 15.95 | 1381.7417 | 255.8781 | 86.13 | 430.65 | 13.715 | #REF! | #REF! | #REF! | 2 | 15.95 | 1880.4002 | 348.2223 | 86.13 | 430.65 | 13.715 | #REF! | #REF! | #REF! | 2 | 15.95 | 2453.8712 | 454.4206 | 86.13 | 430.65 | 13.715 | #REF! | #REF! | #REF!
| 2 | 16.3 | 1.0458 | 1.7843 | 0.0023927 | 88.02 | 0.19367 | 1.7843 | 88.02 | 52.812 | 8.4594 | 440.1 | 14.0159 | 88.8671 | 145.3016 | 15.7718 | -143.5174 | -15.5781 | [11 empty] | 1 | [7 empty] | 16 | 24.1604 | 4.4741 | 86.4 | 432 | 13.758 | #REF! | #REF! | #REF! | #REF! | 16 | 145.4432 | 26.9339 | 86.4 | 432 | 13.758 | #REF! | #REF! | #REF! | #REF! | 16 | 338.2644 | 62.6415 | 86.4 | 432 | 13.758 | #REF! | #REF! | #REF! | #REF! | 16 | 608.626 | 112.7085 | 86.4 | 432 | 13.758 | #REF! | #REF! | #REF! | #REF! | 16 | 957.3436 | 177.2858 | 86.4 | 432 | 13.758 | #REF! | #REF! | #REF! | 2 | 16 | 1379.4738 | 255.4581 | 86.4 | 432 | 13.758 | #REF! | #REF! | #REF! | 2 | 16 | 1877.7342 | 347.7286 | 86.4 | 432 | 13.758 | #REF! | #REF! | #REF! | 2 | 16 | 2450.8042 | 453.8526 | 86.4 | 432 | 13.758 | #REF! | #REF! | #REF!
| 2 | 16.35 | 1.0647 | 1.822 | 0.0024433 | 88.29 | 0.19716 | 1.822 | 88.29 | 52.974 | 8.4594 | 441.45 | 14.0589 | 88.8913 | 146.1545 | 15.8158 | -144.3325 | -15.6187 | [11 empty] | 1 | [7 empty] | 16.05 | 23.8392 | 4.4147 | 86.67 | 433.35 | 13.801 | #REF! | #REF! | #REF! | #REF! | 16.05 | 144.733 | 26.8024 | 86.67 | 433.35 | 13.801 | #REF! | #REF! | #REF! | #REF! | 16.05 | 337.1628 | 62.4376 | 86.67 | 433.35 | 13.801 | #REF! | #REF! | #REF! | #REF! | 16.05 | 607.1281 | 112.4311 | 86.67 | 433.35 | 13.801 | #REF! | #REF! | #REF! | #REF! | 16.05 | 955.4539 | 176.9359 | 86.67 | 433.35 | 13.801 | #REF! | #REF! | #REF! | 2 | 16.05 | 1377.2086 | 255.0386 | 86.67 | 433.35 | 13.801 | #REF! | #REF! | #REF! | 2 | 16.05 | 1875.0715 | 347.2355 | 86.67 | 433.35 | 13.801 | #REF! | #REF! | #REF! | 2 | 16.05 | 2447.7412 | 453.2854 | 86.67 | 433.35 | 13.801 | #REF! | #REF! | #REF!
| 2 | 16.4 | 1.0837 | 1.8602 | 0.0024946 | 88.56 | 0.20069 | 1.8602 | 88.56 | 53.136 | 8.4594 | 442.8 | 14.1019 | 88.9155 | 147.0098 | 15.8599 | -145.1496 | -15.6592 | [11 empty] | 1 | [7 empty] | 16.1 | 23.5228 | 4.3561 | 86.94 | 434.7 | 13.8439 | #REF! | #REF! | #REF! | #REF! | 16.1 | 144.0259 | 26.6715 | 86.94 | 434.7 | 13.8439 | #REF! | #REF! | #REF! | #REF! | 16.1 | 336.0639 | 62.2341 | 86.94 | 434.7 | 13.8439 | #REF! | #REF! | #REF! | #REF! | 16.1 | 605.6327 | 112.1542 | 86.94 | 434.7 | 13.8439 | #REF! | #REF! | #REF! | #REF! | 16.1 | 953.5665 | 176.5864 | 86.94 | 434.7 | 13.8439 | #REF! | #REF! | #REF! | 2 | 16.1 | 1374.9461 | 254.6197 | 86.94 | 434.7 | 13.8439 | #REF! | #REF! | #REF! | 2 | 16.1 | 1872.4121 | 346.743 | 86.94 | 434.7 | 13.8439 | #REF! | #REF! | #REF! | 2 | 16.1 | 2444.6822 | 452.7189 | 86.94 | 434.7 | 13.8439 | #REF! | #REF! | #REF!
| 2 | 16.45 | 1.1029 | 1.8989 | 0.0025465 | 88.83 | 0.20424 | 1.8989 | 88.83 | 53.298 | 8.4594 | 444.15 | 14.1449 | 88.9396 | 147.8675 | 15.9039 | -145.9686 | -15.6997 | [11 empty] | 1 | [7 empty] | 16.15 | 23.2111 | 4.2984 | 87.21 | 436.05 | 13.8869 | #REF! | #REF! | #REF! | #REF! | 16.15 | 143.3219 | 26.5411 | 87.21 | 436.05 | 13.8869 | #REF! | #REF! | #REF! | #REF! | 16.15 | 334.9677 | 62.0311 | 87.21 | 436.05 | 13.8869 | #REF! | #REF! | #REF! | #REF! | 16.15 | 604.1397 | 111.8777 | 87.21 | 436.05 | 13.8869 | #REF! | #REF! | #REF! | #REF! | 16.15 | 951.6813 | 176.2373 | 87.21 | 436.05 | 13.8869 | #REF! | #REF! | #REF! | 2 | 16.15 | 1372.6864 | 254.2012 | 87.21 | 436.05 | 13.8869 | #REF! | #REF! | #REF! | 2 | 16.15 | 1869.7561 | 346.2511 | 87.21 | 436.05 | 13.8869 | #REF! | #REF! | #REF! | 2 | 16.15 | 2441.6271 | 452.1532 | 87.21 | 436.05 | 13.8869 | #REF! | #REF! | #REF!
| 2 | 16.5 | 1.1223 | 1.9381 | 0.0025991 | 89.1 | 0.20783 | 1.9381 | 89.1 | 53.46 | 8.4594 | 445.5 | 14.1879 | 88.9636 | 148.7277 | 15.948 | -146.7895 | -15.7402 | [11 empty] | 1 | [7 empty] | 16.2 | 22.9042 | 4.2415 | 87.48 | 437.4 | 13.9299 | #REF! | #REF! | #REF! | #REF! | 16.2 | 142.6209 | 26.4113 | 87.48 | 437.4 | 13.9299 | #REF! | #REF! | #REF! | #REF! | 16.2 | 333.8741 | 61.8285 | 87.48 | 437.4 | 13.9299 | #REF! | #REF! | #REF! | #REF! | 16.2 | 602.6492 | 111.6017 | 87.48 | 437.4 | 13.9299 | #REF! | #REF! | #REF! | #REF! | 16.2 | 949.7983 | 175.8886 | 87.48 | 437.4 | 13.9299 | #REF! | #REF! | #REF! | 2 | 16.2 | 1370.4292 | 253.7832 | 87.48 | 437.4 | 13.9299 | #REF! | #REF! | #REF! | 2 | 16.2 | 1867.1032 | 345.7599 | 87.48 | 437.4 | 13.9299 | #REF! | #REF! | #REF! | 2 | 16.2 | 2438.576 | 451.5882 | 87.48 | 437.4 | 13.9299 | #REF! | #REF! | #REF!
| 2 | 16.55 | 1.1418 | 1.9778 | 0.0026523 | 89.37 | 0.21144 | 1.9778 | 89.37 | 53.622 | 8.4594 | 446.85 | 14.2309 | 88.9875 | 149.5902 | 15.992 | -147.6124 | -15.7806 | [11 empty] | 1 | [7 empty] | 16.25 | 22.602 | 4.1855 | 87.75 | 438.75 | 13.9729 | #REF! | #REF! | #REF! | #REF! | 16.25 | 141.9229 | 26.282 | 87.75 | 438.75 | 13.9729 | #REF! | #REF! | #REF! | #REF! | 16.25 | 332.7831 | 61.6265 | 87.75 | 438.75 | 13.9729 | #REF! | #REF! | #REF! | #REF! | 16.25 | 601.161 | 111.3261 | 87.75 | 438.75 | 13.9729 | #REF! | #REF! | #REF! | #REF! | 16.25 | 947.9174 | 175.5403 | 87.75 | 438.75 | 13.9729 | #REF! | #REF! | #REF! | 2 | 16.25 | 1368.1748 | 253.3657 | 87.75 | 438.75 | 13.9729 | #REF! | #REF! | #REF! | 2 | 16.25 | 1864.4537 | 345.2692 | 87.75 | 438.75 | 13.9729 | #REF! | #REF! | #REF! | 2 | 16.25 | 2435.5288 | 451.0238 | 87.75 | 438.75 | 13.9729 | #REF! | #REF! | #REF!
| 2 | 16.6 | 1.1615 | 2.018 | 0.0027062 | 89.64 | 0.21509 | 2.018 | 89.64 | 53.784 | 8.4594 | 448.2 | 14.2739 | 89.0113 | 150.4552 | 16.036 | -148.4371 | -15.8209 | [11 empty] | 1 | [7 empty] | 16.3 | 22.3045 | 4.1305 | 88.02 | 440.1 | 14.0159 | #REF! | #REF! | #REF! | #REF! | 16.3 | 141.228 | 26.1533 | 88.02 | 440.1 | 14.0159 | #REF! | #REF! | #REF! | #REF! | 16.3 | 331.6946 | 61.4249 | 88.02 | 440.1 | 14.0159 | #REF! | #REF! | #REF! | #REF! | 16.3 | 599.6751 | 111.0509 | 88.02 | 440.1 | 14.0159 | #REF! | #REF! | #REF! | #REF! | 16.3 | 946.0388 | 175.1924 | 88.02 | 440.1 | 14.0159 | #REF! | #REF! | #REF! | 2 | 16.3 | 1365.923 | 252.9487 | 88.02 | 440.1 | 14.0159 | #REF! | #REF! | #REF! | 2 | 16.3 | 1861.8073 | 344.7791 | 88.02 | 440.1 | 14.0159 | #REF! | #REF! | #REF! | 2 | 16.3 | 2432.4854 | 450.4603 | 88.02 | 440.1 | 14.0159 | #REF! | #REF! | #REF!
| 2 | 16.65 | 1.1813 | 2.0587 | 0.0027608 | 89.91 | 0.21877 | 2.0587 | 89.91 | 53.946 | 8.4594 | 449.55 | 14.3169 | 89.0351 | 151.3225 | 16.08 | -149.2638 | -15.8613 | [11 empty] | 1 | [7 empty] | 16.35 | 22.0118 | 4.0763 | 88.29 | 441.45 | 14.0589 | #REF! | #REF! | #REF! | #REF! | 16.35 | 140.536 | 26.0252 | 88.29 | 441.45 | 14.0589 | #REF! | #REF! | #REF! | #REF! | 16.35 | 330.6088 | 61.2239 | 88.29 | 441.45 | 14.0589 | #REF! | #REF! | #REF! | #REF! | 16.35 | 598.1917 | 110.7762 | 88.29 | 441.45 | 14.0589 | #REF! | #REF! | #REF! | #REF! | 16.35 | 944.1623 | 174.8449 | 88.29 | 441.45 | 14.0589 | #REF! | #REF! | #REF! | 2 | 16.35 | 1363.6737 | 252.5322 | 88.29 | 441.45 | 14.0589 | #REF! | #REF! | #REF! | 2 | 16.35 | 1859.1642 | 344.2897 | 88.29 | 441.45 | 14.0589 | #REF! | #REF! | #REF! | 2 | 16.35 | 2429.4459 | 449.8974 | 88.29 | 441.45 | 14.0589 | #REF! | #REF! | #REF!
| 2 | 16.7 | 1.2014 | 2.0999 | 0.002816 | 90.18 | 0.22248 | 2.0999 | 90.18 | 54.108 | 8.4594 | 450.9 | 14.3599 | 89.0587 | 152.1923 | 16.1241 | -150.0924 | -15.9016 | [11 empty] | 1 | [7 empty] | 16.4 | 21.7238 | 4.0229 | 88.56 | 442.8 | 14.1019 | #REF! | #REF! | #REF! | #REF! | 16.4 | 139.8471 | 25.8976 | 88.56 | 442.8 | 14.1019 | #REF! | #REF! | #REF! | #REF! | 16.4 | 329.5255 | 61.0232 | 88.56 | 442.8 | 14.1019 | #REF! | #REF! | #REF! | #REF! | 16.4 | 596.7105 | 110.5019 | 88.56 | 442.8 | 14.1019 | #REF! | #REF! | #REF! | #REF! | 16.4 | 942.288 | 174.4978 | 88.56 | 442.8 | 14.1019 | #REF! | #REF! | #REF! | 2 | 16.4 | 1361.4271 | 252.1161 | 88.56 | 442.8 | 14.1019 | #REF! | #REF! | #REF! | 2 | 16.4 | 1856.5243 | 343.8008 | 88.56 | 442.8 | 14.1019 | #REF! | #REF! | #REF! | 2 | 16.4 | 2426.4102 | 449.3352 | 88.56 | 442.8 | 14.1019 | #REF! | #REF! | #REF!
| 2 | 16.75 | 1.2216 | 2.1416 | 0.002872 | 90.45 | 0.22622 | 2.1416 | 90.45 | 54.27 | 8.4594 | 452.25 | 14.4029 | 89.0823 | 153.0645 | 16.168 | -150.9229 | -15.9418 | [11 empty] | 1 | [7 empty] | 16.45 | 21.4406 | 3.9705 | 88.83 | 444.15 | 14.1449 | #REF! | #REF! | #REF! | #REF! | 16.45 | 139.1611 | 25.7706 | 88.83 | 444.15 | 14.1449 | #REF! | #REF! | #REF! | #REF! | 16.45 | 328.4448 | 60.8231 | 88.83 | 444.15 | 14.1449 | #REF! | #REF! | #REF! | #REF! | 16.45 | 595.2317 | 110.2281 | 88.83 | 444.15 | 14.1449 | #REF! | #REF! | #REF! | #REF! | 16.45 | 940.4158 | 174.1511 | 88.83 | 444.15 | 14.1449 | #REF! | #REF! | #REF! | 2 | 16.45 | 1359.183 | 251.7006 | 88.83 | 444.15 | 14.1449 | #REF! | #REF! | #REF! | 2 | 16.45 | 1853.8874 | 343.3125 | 88.83 | 444.15 | 14.1449 | #REF! | #REF! | #REF! | 2 | 16.45 | 2423.3783 | 448.7738 | 88.83 | 444.15 | 14.1449 | #REF! | #REF! | #REF!
| 2 | 16.8 | 1.2419 | 2.1838 | 0.0029286 | 90.72 | 0.22999 | 2.1838 | 90.72 | 54.432 | 8.4594 | 453.6 | 14.4459 | 89.1057 | 153.9392 | 16.212 | -151.7553 | -15.9821 | [11 empty] | 1 | [7 empty] | 16.5 | 21.1621 | 3.9189 | 89.1 | 445.5 | 14.1879 | #REF! | #REF! | #REF! | #REF! | 16.5 | 138.4781 | 25.6441 | 89.1 | 445.5 | 14.1879 | #REF! | #REF! | #REF! | #REF! | 16.5 | 327.3666 | 60.6234 | 89.1 | 445.5 | 14.1879 | #REF! | #REF! | #REF! | #REF! | 16.5 | 593.7552 | 109.9547 | 89.1 | 445.5 | 14.1879 | #REF! | #REF! | #REF! | #REF! | 16.5 | 938.5458 | 173.8048 | 89.1 | 445.5 | 14.1879 | #REF! | #REF! | #REF! | 2 | 16.5 | 1356.9415 | 251.2855 | 89.1 | 445.5 | 14.1879 | #REF! | #REF! | #REF! | 2 | 16.5 | 1851.2538 | 342.8248 | 89.1 | 445.5 | 14.1879 | #REF! | #REF! | #REF! | 2 | 16.5 | 2420.3502 | 448.213 | 89.1 | 445.5 | 14.1879 | #REF! | #REF! | #REF!
| 2 | 16.85 | 1.2625 | 2.2266 | 0.0029859 | 90.99 | 0.23379 | 2.2266 | 90.99 | 54.594 | 8.4594 | 454.95 | 14.4889 | 89.1291 | 154.8162 | 16.256 | -152.5896 | -16.0222 | [11 empty] | 1 | [7 empty] | 16.55 | 20.8884 | 3.8682 | 89.37 | 446.85 | 14.2309 | #REF! | #REF! | #REF! | #REF! | 16.55 | 137.798 | 25.5182 | 89.37 | 446.85 | 14.2309 | #REF! | #REF! | #REF! | #REF! | 16.55 | 326.2909 | 60.4242 | 89.37 | 446.85 | 14.2309 | #REF! | #REF! | #REF! | #REF! | 16.55 | 592.281 | 109.6817 | 89.37 | 446.85 | 14.2309 | #REF! | #REF! | #REF! | #REF! | 16.55 | 936.6778 | 173.4589 | 89.37 | 446.85 | 14.2309 | #REF! | #REF! | #REF! | 2 | 16.55 | 1354.7026 | 250.8708 | 89.37 | 446.85 | 14.2309 | #REF! | #REF! | #REF! | 2 | 16.55 | 1848.6232 | 342.3376 | 89.37 | 446.85 | 14.2309 | #REF! | #REF! | #REF! | 2 | 16.55 | 2417.3258 | 447.6529 | 89.37 | 446.85 | 14.2309 | #REF! | #REF! | #REF!
| 2 | 16.9 | 1.2832 | 2.2698 | 0.0030439 | 91.26 | 0.23763 | 2.2698 | 91.26 | 54.756 | 8.4594 | 456.3 | 14.5318 | 89.1524 | 155.6957 | 16.3 | -153.4259 | -16.0624 | [11 empty] | 1 | [7 empty] | 16.6 | 20.6194 | 3.8184 | 89.64 | 448.2 | 14.2739 | #REF! | #REF! | #REF! | #REF! | 16.6 | 137.1209 | 25.3928 | 89.64 | 448.2 | 14.2739 | #REF! | #REF! | #REF! | #REF! | 16.6 | 325.2177 | 60.2255 | 89.64 | 448.2 | 14.2739 | #REF! | #REF! | #REF! | #REF! | 16.6 | 590.8091 | 109.4091 | 89.64 | 448.2 | 14.2739 | #REF! | #REF! | #REF! | #REF! | 16.6 | 934.8119 | 173.1133 | 89.64 | 448.2 | 14.2739 | #REF! | #REF! | #REF! | 2 | 16.6 | 1352.4661 | 250.4567 | 89.64 | 448.2 | 14.2739 | #REF! | #REF! | #REF! | 2 | 16.6 | 1845.9958 | 341.8511 | 89.64 | 448.2 | 14.2739 | #REF! | #REF! | #REF! | 2 | 16.6 | 2414.3052 | 447.0936 | 89.64 | 448.2 | 14.2739 | #REF! | #REF! | #REF!
| 2 | 16.95 | 1.3041 | 2.3136 | 0.0031025 | 91.53 | 0.2415 | 2.3136 | 91.53 | 54.918 | 8.4594 | 457.65 | 14.5748 | 89.1756 | 156.5775 | 16.344 | -154.264 | -16.1025 | [11 empty] | 1 | [7 empty] | 16.65 | 20.3551 | 3.7695 | 89.91 | 449.55 | 14.3169 | #REF! | #REF! | #REF! | #REF! | 16.65 | 136.4466 | 25.2679 | 89.91 | 449.55 | 14.3169 | #REF! | #REF! | #REF! | #REF! | 16.65 | 324.147 | 60.0272 | 89.91 | 449.55 | 14.3169 | #REF! | #REF! | #REF! | #REF! | 16.65 | 589.3395 | 109.1369 | 89.91 | 449.55 | 14.3169 | #REF! | #REF! | #REF! | #REF! | 16.65 | 932.9482 | 172.7682 | 89.91 | 449.55 | 14.3169 | #REF! | #REF! | #REF! | 2 | 16.65 | 1350.2322 | 250.043 | 89.91 | 449.55 | 14.3169 | #REF! | #REF! | #REF! | 2 | 16.65 | 1843.3714 | 341.3651 | 89.91 | 449.55 | 14.3169 | #REF! | #REF! | #REF! | 2 | 16.65 | 2411.2882 | 446.5349 | 89.91 | 449.55 | 14.3169 | #REF! | #REF! | #REF!
| 2 | 17 | 1.3251 | 2.3578 | 0.0031619 | 91.8 | 0.24539 | 2.3578 | 91.8 | 55.08 | 8.4594 | 459 | 14.6178 | 89.1988 | 157.4618 | 16.3879 | -155.104 | -16.1425 | [11 empty] | 1 | [7 empty] | 16.7 | 20.0956 | 3.7214 | 90.18 | 450.9 | 14.3599 | #REF! | #REF! | #REF! | #REF! | 16.7 | 135.7753 | 25.1436 | 90.18 | 450.9 | 14.3599 | #REF! | #REF! | #REF! | #REF! | 16.7 | 323.0788 | 59.8294 | 90.18 | 450.9 | 14.3599 | #REF! | #REF! | #REF! | #REF! | 16.7 | 587.8721 | 108.8652 | 90.18 | 450.9 | 14.3599 | #REF! | #REF! | #REF! | #REF! | 16.7 | 931.0864 | 172.4234 | 90.18 | 450.9 | 14.3599 | #REF! | #REF! | #REF! | 2 | 16.7 | 1348.0007 | 249.6298 | 90.18 | 450.9 | 14.3599 | #REF! | #REF! | #REF! | 2 | 16.7 | 1840.75 | 340.8796 | 90.18 | 450.9 | 14.3599 | #REF! | #REF! | #REF! | 2 | 16.7 | 2408.2749 | 445.9768 | 90.18 | 450.9 | 14.3599 | #REF! | #REF! | #REF!
| 2 | 17.05 | 1.3463 | 2.4026 | 0.003222 | 92.07 | 0.24932 | 2.4026 | 92.07 | 55.242 | 8.4594 | 460.35 | 14.6608 | 89.2218 | 158.3485 | 16.4319 | -155.9459 | -16.1826 | [11 empty] | 1 | [7 empty] | 16.75 | 19.8408 | 3.6742 | 90.45 | 452.25 | 14.4029 | #REF! | #REF! | #REF! | #REF! | 16.75 | 135.1068 | 25.0198 | 90.45 | 452.25 | 14.4029 | #REF! | #REF! | #REF! | #REF! | 16.75 | 322.013 | 59.632 | 90.45 | 452.25 | 14.4029 | #REF! | #REF! | #REF! | #REF! | 16.75 | 586.4069 | 108.5939 | 90.45 | 452.25 | 14.4029 | #REF! | #REF! | #REF! | #REF! | 16.75 | 929.2268 | 172.079 | 90.45 | 452.25 | 14.4029 | #REF! | #REF! | #REF! | 2 | 16.75 | 1345.7717 | 249.217 | 90.45 | 452.25 | 14.4029 | #REF! | #REF! | #REF! | 2 | 16.75 | 1838.1317 | 340.3948 | 90.45 | 452.25 | 14.4029 | #REF! | #REF! | #REF! | 2 | 16.75 | 2405.2653 | 445.4195 | 90.45 | 452.25 | 14.4029 | #REF! | #REF! | #REF!
| 2 | 17.1 | 1.3677 | 2.4479 | 0.0032827 | 92.34 | 0.25328 | 2.4479 | 92.34 | 55.404 | 8.4594 | 461.7 | 14.7038 | 89.2448 | 159.2376 | 16.4758 | -156.7897 | -16.2226 | [11 empty] | 1 | [7 empty] | 16.8 | 19.5908 | 3.6279 | 90.72 | 453.6 | 14.4459 | #REF! | #REF! | #REF! | #REF! | 16.8 | 134.4413 | 24.8965 | 90.72 | 453.6 | 14.4459 | #REF! | #REF! | #REF! | #REF! | 16.8 | 320.9497 | 59.4351 | 90.72 | 453.6 | 14.4459 | #REF! | #REF! | #REF! | #REF! | 16.8 | 584.944 | 108.323 | 90.72 | 453.6 | 14.4459 | #REF! | #REF! | #REF! | #REF! | 16.8 | 927.3692 | 171.735 | 90.72 | 453.6 | 14.4459 | #REF! | #REF! | #REF! | 2 | 16.8 | 1343.5451 | 248.8047 | 90.72 | 453.6 | 14.4459 | #REF! | #REF! | #REF! | 2 | 16.8 | 1835.5164 | 339.9104 | 90.72 | 453.6 | 14.4459 | #REF! | #REF! | #REF! | 2 | 16.8 | 2402.2593 | 444.8628 | 90.72 | 453.6 | 14.4459 | #REF! | #REF! | #REF!
| 2 | 17.15 | 1.3893 | 2.4938 | 0.0033442 | 92.61 | 0.25727 | 2.4938 | 92.61 | 55.566 | 8.4594 | 463.05 | 14.7468 | 89.2676 | 160.1292 | 16.5198 | -157.6354 | -16.2625 | [11 empty] | 1 | [7 empty] | 16.85 | 19.3455 | 3.5825 | 90.99 | 454.95 | 14.4889 | #REF! | #REF! | #REF! | #REF! | 16.85 | 133.7785 | 24.7738 | 90.99 | 454.95 | 14.4889 | #REF! | #REF! | #REF! | #REF! | 16.85 | 319.8887 | 59.2387 | 90.99 | 454.95 | 14.4889 | #REF! | #REF! | #REF! | #REF! | 16.85 | 583.4833 | 108.0525 | 90.99 | 454.95 | 14.4889 | #REF! | #REF! | #REF! | #REF! | 16.85 | 925.5136 | 171.3914 | 90.99 | 454.95 | 14.4889 | #REF! | #REF! | #REF! | 2 | 16.85 | 1341.321 | 248.3928 | 90.99 | 454.95 | 14.4889 | #REF! | #REF! | #REF! | 2 | 16.85 | 1832.9041 | 339.4267 | 90.99 | 454.95 | 14.4889 | #REF! | #REF! | #REF! | 2 | 16.85 | 2399.2568 | 444.3068 | 90.99 | 454.95 | 14.4889 | #REF! | #REF! | #REF!
| 2 | 17.2 | 1.411 | 2.5402 | 0.0034064 | 92.88 | 0.2613 | 2.5402 | 92.88 | 55.728 | 8.4594 | 464.4 | 14.7898 | 89.2904 | 161.0231 | 16.5637 | -158.483 | -16.3024 | [11 empty] | 1 | [7 empty] | 16.9 | 19.105 | 3.538 | 91.26 | 456.3 | 14.5318 | #REF! | #REF! | #REF! | #REF! | 16.9 | 133.1187 | 24.6516 | 91.26 | 456.3 | 14.5318 | #REF! | #REF! | #REF! | #REF! | 16.9 | 318.8302 | 59.0426 | 91.26 | 456.3 | 14.5318 | #REF! | #REF! | #REF! | #REF! | 16.9 | 582.0248 | 107.7824 | 91.26 | 456.3 | 14.5318 | #REF! | #REF! | #REF! | #REF! | 16.9 | 923.66 | 171.0482 | 91.26 | 456.3 | 14.5318 | #REF! | #REF! | #REF! | 2 | 16.9 | 1339.0992 | 247.9813 | 91.26 | 456.3 | 14.5318 | #REF! | #REF! | #REF! | 2 | 16.9 | 1830.2948 | 338.9435 | 91.26 | 456.3 | 14.5318 | #REF! | #REF! | #REF! | 2 | 16.9 | 2396.258 | 443.7515 | 91.26 | 456.3 | 14.5318 | #REF! | #REF! | #REF!
| 2 | 17.25 | 1.4329 | 2.5871 | 0.0034693 | 93.15 | 0.26535 | 2.5871 | 93.15 | 55.89 | 8.4594 | 465.75 | 14.8328 | 89.3131 | 161.9195 | 16.6076 | -159.3324 | -16.3423 | [11 empty] | 1 | [7 empty] | 16.95 | 18.8692 | 3.4943 | 91.53 | 457.65 | 14.5748 | #REF! | #REF! | #REF! | #REF! | 16.95 | 132.4616 | 24.5299 | 91.53 | 457.65 | 14.5748 | #REF! | #REF! | #REF! | #REF! | 16.95 | 317.7741 | 58.8471 | 91.53 | 457.65 | 14.5748 | #REF! | #REF! | #REF! | #REF! | 16.95 | 580.5685 | 107.5127 | 91.53 | 457.65 | 14.5748 | #REF! | #REF! | #REF! | #REF! | 16.95 | 921.8085 | 170.7053 | 91.53 | 457.65 | 14.5748 | #REF! | #REF! | #REF! | 2 | 16.95 | 1336.8799 | 247.5704 | 91.53 | 457.65 | 14.5748 | #REF! | #REF! | #REF! | 2 | 16.95 | 1827.6884 | 338.4608 | 91.53 | 457.65 | 14.5748 | #REF! | #REF! | #REF! | 2 | 16.95 | 2393.2627 | 443.1968 | 91.53 | 457.65 | 14.5748 | #REF! | #REF! | #REF!
| 2 | 17.3 | 1.4549 | 2.6345 | 0.0035329 | 93.42 | 0.26943 | 2.6345 | 93.42 | 56.052 | 8.4594 | 467.1 | 14.8758 | 89.3357 | 162.8183 | 16.6516 | -160.1838 | -16.3821 | [11 empty] | 1 | [7 empty] | 17 | 18.6382 | 3.4515 | 91.8 | 459 | 14.6178 | #REF! | #REF! | #REF! | #REF! | 17 | 131.8073 | 24.4088 | 91.8 | 459 | 14.6178 | #REF! | #REF! | #REF! | #REF! | 17 | 316.7204 | 58.6519 | 91.8 | 459 | 14.6178 | #REF! | #REF! | #REF! | #REF! | 17 | 579.1143 | 107.2434 | 91.8 | 459 | 14.6178 | #REF! | #REF! | #REF! | #REF! | 17 | 919.9589 | 170.3628 | 91.8 | 459 | 14.6178 | #REF! | #REF! | #REF! | 2 | 17 | 1334.6629 | 247.1598 | 91.8 | 459 | 14.6178 | #REF! | #REF! | #REF! | 2 | 17 | 1825.0849 | 337.9787 | 91.8 | 459 | 14.6178 | #REF! | #REF! | #REF! | 2 | 17 | 2390.2709 | 442.6428 | 91.8 | 459 | 14.6178 | #REF! | #REF! | #REF!
| 2 | 17.35 | 1.4772 | 2.6825 | 0.0035973 | 93.69 | 0.27355 | 2.6825 | 93.69 | 56.214 | 8.4594 | 468.45 | 14.9188 | 89.3583 | 163.7195 | 16.6955 | -161.037 | -16.4219 | [11 empty] | 1 | [7 empty] | 17.05 | 18.4118 | 3.4096 | 92.07 | 460.35 | 14.6608 | #REF! | #REF! | #REF! | #REF! | 17.05 | 131.1559 | 24.2881 | 92.07 | 460.35 | 14.6608 | #REF! | #REF! | #REF! | #REF! | 17.05 | 315.669 | 58.4572 | 92.07 | 460.35 | 14.6608 | #REF! | #REF! | #REF! | #REF! | 17.05 | 577.6623 | 106.9745 | 92.07 | 460.35 | 14.6608 | #REF! | #REF! | #REF! | #REF! | 17.05 | 918.1113 | 170.0206 | 92.07 | 460.35 | 14.6608 | #REF! | #REF! | #REF! | 2 | 17.05 | 1332.4483 | 246.7497 | 92.07 | 460.35 | 14.6608 | #REF! | #REF! | #REF! | 2 | 17.05 | 1822.4843 | 337.4971 | 92.07 | 460.35 | 14.6608 | #REF! | #REF! | #REF! | 2 | 17.05 | 2387.2827 | 442.0894 | 92.07 | 460.35 | 14.6608 | #REF! | #REF! | #REF!
| 2 | 17.4 | 1.4996 | 2.731 | 0.0036624 | 93.96 | 0.2777 | 2.731 | 93.96 | 56.376 | 8.4594 | 469.8 | 14.9618 | 89.3807 | 164.6232 | 16.7394 | -161.8921 | -16.4617 | [11 empty] | 1 | [7 empty] | 17.1 | 18.1903 | 3.3686 | 92.34 | 461.7 | 14.7038 | #REF! | #REF! | #REF! | #REF! | 17.1 | 130.5072 | 24.168 | 92.34 | 461.7 | 14.7038 | #REF! | #REF! | #REF! | #REF! | 17.1 | 314.6199 | 58.263 | 92.34 | 461.7 | 14.7038 | #REF! | #REF! | #REF! | #REF! | 17.1 | 576.2124 | 106.706 | 92.34 | 461.7 | 14.7038 | #REF! | #REF! | #REF! | #REF! | 17.1 | 916.2657 | 169.6788 | 92.34 | 461.7 | 14.7038 | #REF! | #REF! | #REF! | 2 | 17.1 | 1330.2361 | 246.34 | 92.34 | 461.7 | 14.7038 | #REF! | #REF! | #REF! | 2 | 17.1 | 1819.8866 | 337.016 | 92.34 | 461.7 | 14.7038 | #REF! | #REF! | #REF! | 2 | 17.1 | 2384.2979 | 441.5366 | 92.34 | 461.7 | 14.7038 | #REF! | #REF! | #REF!
| 2 | 17.45 | 1.5221 | 2.7801 | 0.0037282 | 94.23 | 0.28188 | 2.7801 | 94.23 | 56.538 | 8.4594 | 471.15 | 15.0048 | 89.4031 | 165.5292 | 16.7833 | -162.7491 | -16.5014 | [11 empty] | 1 | [7 empty] | 17.15 | 17.9735 | 3.3284 | 92.61 | 463.05 | 14.7468 | #REF! | #REF! | #REF! | #REF! | 17.15 | 129.8613 | 24.0484 | 92.61 | 463.05 | 14.7468 | #REF! | #REF! | #REF! | #REF! | 17.15 | 313.5732 | 58.0691 | 92.61 | 463.05 | 14.7468 | #REF! | #REF! | #REF! | #REF! | 17.15 | 574.7647 | 106.4379 | 92.61 | 463.05 | 14.7468 | #REF! | #REF! | #REF! | #REF! | 17.15 | 914.422 | 169.3374 | 92.61 | 463.05 | 14.7468 | #REF! | #REF! | #REF! | 2 | 17.15 | 1328.0261 | 245.9308 | 92.61 | 463.05 | 14.7468 | #REF! | #REF! | #REF! | 2 | 17.15 | 1817.2918 | 336.5355 | 92.61 | 463.05 | 14.7468 | #REF! | #REF! | #REF! | 2 | 17.15 | 2381.3166 | 440.9845 | 92.61 | 463.05 | 14.7468 | #REF! | #REF! | #REF!
| 2 | 17.5 | 1.5449 | 2.8297 | 0.0037947 | 94.5 | 0.28609 | 2.8297 | 94.5 | 56.7 | 8.4594 | 472.5 | 15.0478 | 89.4254 | 166.4377 | 16.8272 | -163.608 | -16.5411 | [11 empty] | 1 | [7 empty] | 17.2 | 17.7614 | 3.2891 | 92.88 | 464.4 | 14.7898 | #REF! | #REF! | #REF! | #REF! | 17.2 | 129.2182 | 23.9293 | 92.88 | 464.4 | 14.7898 | #REF! | #REF! | #REF! | #REF! | 17.2 | 312.5289 | 57.8757 | 92.88 | 464.4 | 14.7898 | #REF! | #REF! | #REF! | #REF! | 17.2 | 573.3191 | 106.1702 | 92.88 | 464.4 | 14.7898 | #REF! | #REF! | #REF! | #REF! | 17.2 | 912.5803 | 168.9964 | 92.88 | 464.4 | 14.7898 | #REF! | #REF! | #REF! | 2 | 17.2 | 1325.8185 | 245.5219 | 92.88 | 464.4 | 14.7898 | #REF! | #REF! | #REF! | 2 | 17.2 | 1814.6998 | 336.0555 | 92.88 | 464.4 | 14.7898 | #REF! | #REF! | #REF! | 2 | 17.2 | 2378.3387 | 440.4331 | 92.88 | 464.4 | 14.7898 | #REF! | #REF! | #REF!
| 2 | 17.55 | 1.5678 | 2.8799 | 0.0038619 | 94.77 | 0.29033 | 2.8799 | 94.77 | 56.862 | 8.4594 | 473.85 | 15.0908 | 89.4476 | 167.3486 | 16.8711 | -164.4687 | -16.5807 | [11 empty] | 1 | [7 empty] | 17.25 | 17.5541 | 3.2508 | 93.15 | 465.75 | 14.8328 | #REF! | #REF! | #REF! | #REF! | 17.25 | 128.5777 | 23.8107 | 93.15 | 465.75 | 14.8328 | #REF! | #REF! | #REF! | #REF! | 17.25 | 311.4868 | 57.6827 | 93.15 | 465.75 | 14.8328 | #REF! | #REF! | #REF! | #REF! | 17.25 | 571.8756 | 105.9029 | 93.15 | 465.75 | 14.8328 | #REF! | #REF! | #REF! | #REF! | 17.25 | 910.7405 | 168.6557 | 93.15 | 465.75 | 14.8328 | #REF! | #REF! | #REF! | 2 | 17.25 | 1323.6132 | 245.1136 | 93.15 | 465.75 | 14.8328 | #REF! | #REF! | #REF! | 2 | 17.25 | 1812.1106 | 335.576 | 93.15 | 465.75 | 14.8328 | #REF! | #REF! | #REF! | 2 | 17.25 | 2375.3642 | 439.8823 | 93.15 | 465.75 | 14.8328 | #REF! | #REF! | #REF!
| 2 | 17.6 | 1.5909 | 2.9306 | 0.0039299 | 95.04 | 0.2946 | 2.9306 | 95.04 | 57.024 | 8.4594 | 475.2 | 15.1338 | 89.4697 | 168.2619 | 16.915 | -165.3313 | -16.6204 | [11 empty] | 1 | [7 empty] | 17.3 | 17.3515 | 3.2132 | 93.42 | 467.1 | 14.8758 | #REF! | #REF! | #REF! | #REF! | 17.3 | 127.94 | 23.6926 | 93.42 | 467.1 | 14.8758 | #REF! | #REF! | #REF! | #REF! | 17.3 | 310.447 | 57.4902 | 93.42 | 467.1 | 14.8758 | #REF! | #REF! | #REF! | #REF! | 17.3 | 570.4342 | 105.636 | 93.42 | 467.1 | 14.8758 | #REF! | #REF! | #REF! | #REF! | 17.3 | 908.9027 | 168.3153 | 93.42 | 467.1 | 14.8758 | #REF! | #REF! | #REF! | 2 | 17.3 | 1321.4101 | 244.7056 | 93.42 | 467.1 | 14.8758 | #REF! | #REF! | #REF! | 2 | 17.3 | 1809.5243 | 335.0971 | 93.42 | 467.1 | 14.8758 | #REF! | #REF! | #REF! | 2 | 17.3 | 2372.3931 | 439.3321 | 93.42 | 467.1 | 14.8758 | #REF! | #REF! | #REF!
| 2 | 17.65 | 1.6141 | 2.9818 | 0.0039987 | 95.31 | 0.29891 | 2.9818 | 95.31 | 57.186 | 8.4594 | 476.55 | 15.1768 | 89.4917 | 169.1776 | 16.9588 | -166.1958 | -16.6599 | [11 empty] | 1 | [7 empty] | 17.35 | 17.1536 | 3.1766 | 93.69 | 468.45 | 14.9188 | #REF! | #REF! | #REF! | #REF! | 17.35 | 127.3051 | 23.575 | 93.69 | 468.45 | 14.9188 | #REF! | #REF! | #REF! | #REF! | 17.35 | 309.4095 | 57.2981 | 93.69 | 468.45 | 14.9188 | #REF! | #REF! | #REF! | #REF! | 17.35 | 568.9949 | 105.3694 | 93.69 | 468.45 | 14.9188 | #REF! | #REF! | #REF! | #REF! | 17.35 | 907.0668 | 167.9753 | 93.69 | 468.45 | 14.9188 | #REF! | #REF! | #REF! | 2 | 17.35 | 1319.2093 | 244.298 | 93.69 | 468.45 | 14.9188 | #REF! | #REF! | #REF! | 2 | 17.35 | 1806.9407 | 334.6187 | 93.69 | 468.45 | 14.9188 | #REF! | #REF! | #REF! | 2 | 17.35 | 2369.4254 | 438.7825 | 93.69 | 468.45 | 14.9188 | #REF! | #REF! | #REF!
| 2 | 17.7 | 1.6375 | 3.0336 | 0.0040682 | 95.58 | 0.30324 | 3.0336 | 95.58 | 57.348 | 8.4594 | 477.9 | 15.2197 | 89.5136 | 170.0958 | 17.0027 | -167.0621 | -16.6995 | [11 empty] | 1 | [7 empty] | 17.4 | 16.9605 | 3.1408 | 93.96 | 469.8 | 14.9618 | #REF! | #REF! | #REF! | #REF! | 17.4 | 126.6728 | 23.4579 | 93.96 | 469.8 | 14.9618 | #REF! | #REF! | #REF! | #REF! | 17.4 | 308.3742 | 57.1063 | 93.96 | 469.8 | 14.9618 | #REF! | #REF! | #REF! | #REF! | 17.4 | 567.5576 | 105.1033 | 93.96 | 469.8 | 14.9618 | #REF! | #REF! | #REF! | #REF! | 17.4 | 905.2327 | 167.6357 | 93.96 | 469.8 | 14.9618 | #REF! | #REF! | #REF! | 2 | 17.4 | 1317.0108 | 243.8909 | 93.96 | 469.8 | 14.9618 | #REF! | #REF! | #REF! | 2 | 17.4 | 1804.3599 | 334.1407 | 93.96 | 469.8 | 14.9618 | #REF! | #REF! | #REF! | 2 | 17.4 | 2366.461 | 438.2335 | 93.96 | 469.8 | 14.9618 | #REF! | #REF! | #REF!
| 2 | 17.75 | 1.6611 | 3.086 | 0.0041384 | 95.85 | 0.30761 | 3.086 | 95.85 | 57.51 | 8.4594 | 479.25 | 15.2627 | 89.5355 | 171.0164 | 17.0466 | -167.9303 | -16.739 | [11 empty] | 1 | [7 empty] | 17.45 | 16.7722 | 3.106 | 94.23 | 471.15 | 15.0048 | #REF! | #REF! | #REF! | #REF! | 17.45 | 126.0431 | 23.3413 | 94.23 | 471.15 | 15.0048 | #REF! | #REF! | #REF! | #REF! | 17.45 | 307.3412 | 56.915 | 94.23 | 471.15 | 15.0048 | #REF! | #REF! | #REF! | #REF! | 17.45 | 566.1224 | 104.8375 | 94.23 | 471.15 | 15.0048 | #REF! | #REF! | #REF! | #REF! | 17.45 | 903.4006 | 167.2964 | 94.23 | 471.15 | 15.0048 | #REF! | #REF! | #REF! | 2 | 17.45 | 1314.8145 | 243.4842 | 94.23 | 471.15 | 15.0048 | #REF! | #REF! | #REF! | 2 | 17.45 | 1801.7819 | 333.6633 | 94.23 | 471.15 | 15.0048 | #REF! | #REF! | #REF! | 2 | 17.45 | 2363.4999 | 437.6852 | 94.23 | 471.15 | 15.0048 | #REF! | #REF! | #REF!
| 2 | 17.8 | 1.6848 | 3.139 | 0.0042094 | 96.12 | 0.31201 | 3.139 | 96.12 | 57.672 | 8.4594 | 480.6 | 15.3057 | 89.5573 | 171.9394 | 17.0904 | -168.8004 | -16.7784 | [11 empty] | 1 | [7 empty] | 17.5 | 16.5886 | 3.072 | 94.5 | 472.5 | 15.0478 | #REF! | #REF! | #REF! | #REF! | 17.5 | 125.4162 | 23.2252 | 94.5 | 472.5 | 15.0478 | #REF! | #REF! | #REF! | #REF! | 17.5 | 306.3105 | 56.7242 | 94.5 | 472.5 | 15.0478 | #REF! | #REF! | #REF! | #REF! | 17.5 | 564.6893 | 104.5721 | 94.5 | 472.5 | 15.0478 | #REF! | #REF! | #REF! | #REF! | 17.5 | 901.5704 | 166.9575 | 94.5 | 472.5 | 15.0478 | #REF! | #REF! | #REF! | 2 | 17.5 | 1312.6203 | 243.0778 | 94.5 | 472.5 | 15.0478 | #REF! | #REF! | #REF! | 2 | 17.5 | 1799.2066 | 333.1864 | 94.5 | 472.5 | 15.0478 | #REF! | #REF! | #REF! | 2 | 17.5 | 2360.5422 | 437.1374 | 94.5 | 472.5 | 15.0478 | #REF! | #REF! | #REF!
| 2 | 17.85 | 1.7088 | 3.1925 | 0.0042812 | 96.39 | 0.31644 | 3.1925 | 96.39 | 57.834 | 8.4594 | 481.95 | 15.3487 | 89.579 | 172.8648 | 17.1343 | -169.6723 | -16.8179 | [11 empty] | 1 | [7 empty] | 17.55 | 16.4097 | 3.0388 | 94.77 | 473.85 | 15.0908 | #REF! | #REF! | #REF! | #REF! | 17.55 | 124.7919 | 23.1096 | 94.77 | 473.85 | 15.0908 | #REF! | #REF! | #REF! | #REF! | 17.55 | 305.2819 | 56.5337 | 94.77 | 473.85 | 15.0908 | #REF! | #REF! | #REF! | #REF! | 17.55 | 563.2581 | 104.3071 | 94.77 | 473.85 | 15.0908 | #REF! | #REF! | #REF! | #REF! | 17.55 | 899.742 | 166.6189 | 94.77 | 473.85 | 15.0908 | #REF! | #REF! | #REF! | 2 | 17.55 | 1310.4284 | 242.6719 | 94.77 | 473.85 | 15.0908 | #REF! | #REF! | #REF! | 2 | 17.55 | 1796.634 | 332.71 | 94.77 | 473.85 | 15.0908 | #REF! | #REF! | #REF! | 2 | 17.55 | 2357.5877 | 436.5903 | 94.77 | 473.85 | 15.0908 | #REF! | #REF! | #REF!
| 2 | 17.9 | 1.7328 | 3.2465 | 0.0043537 | 96.66 | 0.3209 | 3.2465 | 96.66 | 57.996 | 8.4594 | 483.3 | 15.3917 | 89.6006 | 173.7926 | 17.1781 | -170.5461 | -16.8572 | [11 empty] | 1 | [7 empty] | 17.6 | 16.2356 | 3.0066 | 95.04 | 475.2 | 15.1338 | #REF! | #REF! | #REF! | #REF! | 17.6 | 124.1702 | 22.9945 | 95.04 | 475.2 | 15.1338 | #REF! | #REF! | #REF! | #REF! | 17.6 | 304.2556 | 56.3436 | 95.04 | 475.2 | 15.1338 | #REF! | #REF! | #REF! | #REF! | 17.6 | 561.829 | 104.0424 | 95.04 | 475.2 | 15.1338 | #REF! | #REF! | #REF! | #REF! | 17.6 | 897.9155 | 166.2806 | 95.04 | 475.2 | 15.1338 | #REF! | #REF! | #REF! | 2 | 17.6 | 1308.2387 | 242.2664 | 95.04 | 475.2 | 15.1338 | #REF! | #REF! | #REF! | 2 | 17.6 | 1794.064 | 332.2341 | 95.04 | 475.2 | 15.1338 | #REF! | #REF! | #REF! | 2 | 17.6 | 2354.6364 | 436.0438 | 95.04 | 475.2 | 15.1338 | #REF! | #REF! | #REF!
| 2 | 17.95 | 1.7571 | 3.3012 | 0.0044269 | 96.93 | 0.32539 | 3.3012 | 96.93 | 58.158 | 8.4594 | 484.65 | 15.4347 | 89.6222 | 174.7229 | 17.222 | -171.4217 | -16.8966 | [11 empty] | 1 | [7 empty] | 17.65 | 16.0662 | 2.9752 | 95.31 | 476.55 | 15.1768 | #REF! | #REF! | #REF! | #REF! | 17.65 | 123.5512 | 22.8798 | 95.31 | 476.55 | 15.1768 | #REF! | #REF! | #REF! | #REF! | 17.65 | 303.2314 | 56.154 | 95.31 | 476.55 | 15.1768 | #REF! | #REF! | #REF! | #REF! | 17.65 | 560.4019 | 103.7781 | 95.31 | 476.55 | 15.1768 | #REF! | #REF! | #REF! | #REF! | 17.65 | 896.0908 | 165.9427 | 95.31 | 476.55 | 15.1768 | #REF! | #REF! | #REF! | 2 | 17.65 | 1306.0512 | 241.8613 | 95.31 | 476.55 | 15.1768 | #REF! | #REF! | #REF! | 2 | 17.65 | 1791.4968 | 331.7587 | 95.31 | 476.55 | 15.1768 | #REF! | #REF! | #REF! | 2 | 17.65 | 2351.6884 | 435.4979 | 95.31 | 476.55 | 15.1768 | #REF! | #REF! | #REF!
| 2 | 18 | 1.7815 | 3.3564 | 0.004501 | 97.2 | 0.32991 | 3.3564 | 97.2 | 58.32 | 8.4594 | 486 | 15.4777 | 89.6436 | 175.6556 | 17.2658 | -172.2992 | -16.9359 | [11 empty] | 1 | [7 empty] | 17.7 | 15.9015 | 2.9447 | 95.58 | 477.9 | 15.2197 | #REF! | #REF! | #REF! | #REF! | 17.7 | 122.9347 | 22.7657 | 95.58 | 477.9 | 15.2197 | #REF! | #REF! | #REF! | #REF! | 17.7 | 302.2094 | 55.9647 | 95.58 | 477.9 | 15.2197 | #REF! | #REF! | #REF! | #REF! | 17.7 | 558.9769 | 103.5142 | 95.58 | 477.9 | 15.2197 | #REF! | #REF! | #REF! | #REF! | 17.7 | 894.268 | 165.6052 | 95.58 | 477.9 | 15.2197 | #REF! | #REF! | #REF! | 2 | 17.7 | 1303.8658 | 241.4566 | 95.58 | 477.9 | 15.2197 | #REF! | #REF! | #REF! | 2 | 17.7 | 1788.9322 | 331.2837 | 95.58 | 477.9 | 15.2197 | #REF! | #REF! | #REF! | 2 | 17.7 | 2348.7437 | 434.9525 | 95.58 | 477.9 | 15.2197 | #REF! | #REF! | #REF!
| 2 | 18.05 | 1.8061 | 3.4122 | 0.0045758 | 97.47 | 0.33447 | 3.4122 | 97.47 | 58.482 | 8.4594 | 487.35 | 15.5207 | 89.665 | 176.5907 | 17.3097 | -173.1785 | -16.9752 | [11 empty] | 1 | [7 empty] | 17.75 | 15.7416 | 2.9151 | 95.85 | 479.25 | 15.2627 | #REF! | #REF! | #REF! | #REF! | 17.75 | 122.3209 | 22.652 | 95.85 | 479.25 | 15.2627 | #REF! | #REF! | #REF! | #REF! | 17.75 | 301.1896 | 55.7759 | 95.85 | 479.25 | 15.2627 | #REF! | #REF! | #REF! | #REF! | 17.75 | 557.5537 | 103.2507 | 95.85 | 479.25 | 15.2627 | #REF! | #REF! | #REF! | #REF! | 17.75 | 892.4471 | 165.268 | 95.85 | 479.25 | 15.2627 | #REF! | #REF! | #REF! | 2 | 17.75 | 1301.6825 | 241.0523 | 95.85 | 479.25 | 15.2627 | #REF! | #REF! | #REF! | 2 | 17.75 | 1786.3703 | 330.8093 | 95.85 | 479.25 | 15.2627 | #REF! | #REF! | #REF! | 2 | 17.75 | 2345.8021 | 434.4078 | 95.85 | 479.25 | 15.2627 | #REF! | #REF! | #REF!
| 2 | 18.1 | 1.8309 | 3.4685 | 0.0046514 | 97.74 | 0.33905 | 3.4685 | 97.74 | 58.644 | 8.4594 | 488.7 | 15.5637 | 89.6863 | 177.5282 | 17.3535 | -174.0597 | -17.0144 | [11 empty] | 1 | [7 empty] | 17.8 | 15.5865 | 2.8864 | 96.12 | 480.6 | 15.3057 | #REF! | #REF! | #REF! | #REF! | 17.8 | 121.7096 | 22.5388 | 96.12 | 480.6 | 15.3057 | #REF! | #REF! | #REF! | #REF! | 17.8 | 300.172 | 55.5874 | 96.12 | 480.6 | 15.3057 | #REF! | #REF! | #REF! | #REF! | 17.8 | 556.1326 | 102.9875 | 96.12 | 480.6 | 15.3057 | #REF! | #REF! | #REF! | #REF! | 17.8 | 890.6279 | 164.9311 | 96.12 | 480.6 | 15.3057 | #REF! | #REF! | #REF! | 2 | 17.8 | 1299.5014 | 240.6484 | 96.12 | 480.6 | 15.3057 | #REF! | #REF! | #REF! | 2 | 17.8 | 1783.811 | 330.3354 | 96.12 | 480.6 | 15.3057 | #REF! | #REF! | #REF! | 2 | 17.8 | 2342.8636 | 433.8636 | 96.12 | 480.6 | 15.3057 | #REF! | #REF! | #REF!
| 2 | 18.15 | 1.8558 | 3.5255 | 0.0047277 | 98.01 | 0.34367 | 3.5255 | 98.01 | 58.806 | 8.4594 | 490.05 | 15.6067 | 89.7075 | 178.4681 | 17.3973 | -174.9427 | -17.0536 | [11 empty] | 1 | [7 empty] | 17.85 | 15.4361 | 2.8585 | 96.39 | 481.95 | 15.3487 | #REF! | #REF! | #REF! | #REF! | 17.85 | 121.1009 | 22.4261 | 96.39 | 481.95 | 15.3487 | #REF! | #REF! | #REF! | #REF! | 17.85 | 299.1565 | 55.3993 | 96.39 | 481.95 | 15.3487 | #REF! | #REF! | #REF! | #REF! | 17.85 | 554.7134 | 102.7247 | 96.39 | 481.95 | 15.3487 | #REF! | #REF! | #REF! | #REF! | 17.85 | 888.8106 | 164.5946 | 96.39 | 481.95 | 15.3487 | #REF! | #REF! | #REF! | 2 | 17.85 | 1297.3224 | 240.2449 | 96.39 | 481.95 | 15.3487 | #REF! | #REF! | #REF! | 2 | 17.85 | 1781.2543 | 329.8619 | 96.39 | 481.95 | 15.3487 | #REF! | #REF! | #REF! | 2 | 17.85 | 2339.9284 | 433.3201 | 96.39 | 481.95 | 15.3487 | #REF! | #REF! | #REF!
| 2 | 18.2 | 1.8809 | 3.583 | 0.0048049 | 98.28 | 0.34832 | 3.583 | 98.28 | 58.968 | 8.4594 | 491.4 | 15.6497 | 89.7287 | 179.4105 | 17.4411 | -175.8275 | -17.0928 | [11 empty] | 1 | [7 empty] | 17.9 | 15.2904 | 2.8316 | 96.66 | 483.3 | 15.3917 | #REF! | #REF! | #REF! | #REF! | 17.9 | 120.4947 | 22.3138 | 96.66 | 483.3 | 15.3917 | #REF! | #REF! | #REF! | #REF! | 17.9 | 298.1431 | 55.2117 | 96.66 | 483.3 | 15.3917 | #REF! | #REF! | #REF! | #REF! | 17.9 | 553.2962 | 102.4623 | 96.66 | 483.3 | 15.3917 | #REF! | #REF! | #REF! | #REF! | 17.9 | 886.9951 | 164.2584 | 96.66 | 483.3 | 15.3917 | #REF! | #REF! | #REF! | 2 | 17.9 | 1295.1455 | 239.8418 | 96.66 | 483.3 | 15.3917 | #REF! | #REF! | #REF! | 2 | 17.9 | 1778.7001 | 329.3889 | 96.66 | 483.3 | 15.3917 | #REF! | #REF! | #REF! | 2 | 17.9 | 2336.9962 | 432.7771 | 96.66 | 483.3 | 15.3917 | #REF! | #REF! | #REF!
| 2 | 18.25 | 1.9062 | 3.6411 | 0.0048828 | 98.55 | 0.353 | 3.6411 | 98.55 | 59.13 | 8.4594 | 492.75 | 15.6927 | 89.7497 | 180.3553 | 17.4849 | -176.7142 | -17.1319 | [11 empty] | 1 | [7 empty] | 17.95 | 15.1495 | 2.8055 | 96.93 | 484.65 | 15.4347 | #REF! | #REF! | #REF! | #REF! | 17.95 | 119.8911 | 22.202 | 96.93 | 484.65 | 15.4347 | #REF! | #REF! | #REF! | #REF! | 17.95 | 297.1318 | 55.0244 | 96.93 | 484.65 | 15.4347 | #REF! | #REF! | #REF! | #REF! | 17.95 | 551.8809 | 102.2002 | 96.93 | 484.65 | 15.4347 | #REF! | #REF! | #REF! | #REF! | 17.95 | 885.1814 | 163.9225 | 96.93 | 484.65 | 15.4347 | #REF! | #REF! | #REF! | 2 | 17.95 | 1292.9707 | 239.439 | 96.93 | 484.65 | 15.4347 | #REF! | #REF! | #REF! | 2 | 17.95 | 1776.1486 | 328.9164 | 96.93 | 484.65 | 15.4347 | #REF! | #REF! | #REF! | 2 | 17.95 | 2334.0672 | 432.2347 | 96.93 | 484.65 | 15.4347 | #REF! | #REF! | #REF!
| 2 | 18.3 | 1.9316 | 3.6998 | 0.0049615 | 98.82 | 0.35771 | 3.6998 | 98.82 | 59.292 | 8.4594 | 494.1 | 15.7357 | 89.7707 | 181.3025 | 17.5287 | -177.6027 | -17.171 | [11 empty] | 1 | [7 empty] | 18 | 15.0133 | 2.7802 | 97.2 | 486 | 15.4777 | #REF! | #REF! | #REF! | #REF! | 18 | 119.2899 | 22.0907 | 97.2 | 486 | 15.4777 | #REF! | #REF! | #REF! | #REF! | 18 | 296.1226 | 54.8375 | 97.2 | 486 | 15.4777 | #REF! | #REF! | #REF! | #REF! | 18 | 550.4676 | 101.9384 | 97.2 | 486 | 15.4777 | #REF! | #REF! | #REF! | #REF! | 18 | 883.3695 | 163.5869 | 97.2 | 486 | 15.4777 | #REF! | #REF! | #REF! | 2 | 18 | 1290.7979 | 239.0366 | 97.2 | 486 | 15.4777 | #REF! | #REF! | #REF! | 2 | 18 | 1773.5996 | 328.4444 | 97.2 | 486 | 15.4777 | #REF! | #REF! | #REF! | 2 | 18 | 2331.1412 | 431.6928 | 97.2 | 486 | 15.4777 | #REF! | #REF! | #REF!
| 2 | 18.35 | 1.9572 | 3.7591 | 0.005041 | 99.09 | 0.36245 | 3.7591 | 99.09 | 59.454 | 8.4594 | 495.45 | 15.7787 | 89.7916 | 182.2522 | 17.5725 | -178.4931 | -17.2101 | [11 empty] | 1 | [7 empty] | 18.05 | 14.8819 | 2.7559 | 97.47 | 487.35 | 15.5207 | #REF! | #REF! | #REF! | #REF! | 18.05 | 118.6913 | 21.9799 | 97.47 | 487.35 | 15.5207 | #REF! | #REF! | #REF! | #REF! | 18.05 | 295.1156 | 54.651 | 97.47 | 487.35 | 15.5207 | #REF! | #REF! | #REF! | #REF! | 18.05 | 549.0562 | 101.6771 | 97.47 | 487.35 | 15.5207 | #REF! | #REF! | #REF! | #REF! | 18.05 | 881.5593 | 163.2517 | 97.47 | 487.35 | 15.5207 | #REF! | #REF! | #REF! | 2 | 18.05 | 1288.6272 | 238.6347 | 97.47 | 487.35 | 15.5207 | #REF! | #REF! | #REF! | 2 | 18.05 | 1771.0531 | 327.9728 | 97.47 | 487.35 | 15.5207 | #REF! | #REF! | #REF! | 2 | 18.05 | 2328.2183 | 431.1515 | 97.47 | 487.35 | 15.5207 | #REF! | #REF! | #REF!
| 2 | 18.4 | 1.983 | 3.819 | 0.0051213 | 99.36 | 0.36722 | 3.819 | 99.36 | 59.616 | 8.4594 | 496.8 | 15.8217 | 89.8124 | 183.2043 | 17.6163 | -179.3853 | -17.2491 | [11 empty] | 1 | [7 empty] | 18.1 | 14.7552 | 2.7324 | 97.74 | 488.7 | 15.5637 | #REF! | #REF! | #REF! | #REF! | 18.1 | 118.0952 | 21.8695 | 97.74 | 488.7 | 15.5637 | #REF! | #REF! | #REF! | #REF! | 18.1 | 294.1105 | 54.4649 | 97.74 | 488.7 | 15.5637 | #REF! | #REF! | #REF! | #REF! | 18.1 | 547.6467 | 101.416 | 97.74 | 488.7 | 15.5637 | #REF! | #REF! | #REF! | #REF! | 18.1 | 879.751 | 162.9168 | 97.74 | 488.7 | 15.5637 | #REF! | #REF! | #REF! | 2 | 18.1 | 1286.4585 | 238.2331 | 97.74 | 488.7 | 15.5637 | #REF! | #REF! | #REF! | 2 | 18.1 | 1768.5091 | 327.5017 | 97.74 | 488.7 | 15.5637 | #REF! | #REF! | #REF! | 2 | 18.1 | 2325.2984 | 430.6108 | 97.74 | 488.7 | 15.5637 | #REF! | #REF! | #REF!
| 2 | 18.45 | 2.0089 | 3.8795 | 0.0052025 | 99.63 | 0.37203 | 3.8795 | 99.63 | 59.778 | 8.4594 | 498.15 | 15.8646 | 89.8331 | 184.1588 | 17.6601 | -180.2793 | -17.2881 | [11 empty] | 1 | [7 empty] | 18.15 | 14.6332 | 2.7099 | 98.01 | 490.05 | 15.6067 | #REF! | #REF! | #REF! | #REF! | 18.15 | 117.5015 | 21.7595 | 98.01 | 490.05 | 15.6067 | #REF! | #REF! | #REF! | #REF! | 18.15 | 293.1076 | 54.2792 | 98.01 | 490.05 | 15.6067 | #REF! | #REF! | #REF! | #REF! | 18.15 | 546.2391 | 101.1554 | 98.01 | 490.05 | 15.6067 | #REF! | #REF! | #REF! | #REF! | 18.15 | 877.9444 | 162.5823 | 98.01 | 490.05 | 15.6067 | #REF! | #REF! | #REF! | 2 | 18.15 | 1284.2919 | 237.8318 | 98.01 | 490.05 | 15.6067 | #REF! | #REF! | #REF! | 2 | 18.15 | 1765.9677 | 327.031 | 98.01 | 490.05 | 15.6067 | #REF! | #REF! | #REF! | 2 | 18.15 | 2322.3816 | 430.0707 | 98.01 | 490.05 | 15.6067 | #REF! | #REF! | #REF!
| 2 | 18.5 | 2.0351 | 3.9405 | 0.0052844 | 99.9 | 0.37686 | 3.9405 | 99.9 | 59.94 | 8.4594 | 499.5 | 15.9076 | 89.8538 | 185.1157 | 17.7039 | -181.1752 | -17.3271 | [11 empty] | 1 | [7 empty] | 18.2 | 14.516 | 2.6882 | 98.28 | 491.4 | 15.6497 | #REF! | #REF! | #REF! | #REF! | 18.2 | 116.9103 | 21.6501 | 98.28 | 491.4 | 15.6497 | #REF! | #REF! | #REF! | #REF! | 18.2 | 292.1067 | 54.0938 | 98.28 | 491.4 | 15.6497 | #REF! | #REF! | #REF! | #REF! | 18.2 | 544.8333 | 100.8951 | 98.28 | 491.4 | 15.6497 | #REF! | #REF! | #REF! | #REF! | 18.2 | 876.1395 | 162.2481 | 98.28 | 491.4 | 15.6497 | #REF! | #REF! | #REF! | 2 | 18.2 | 1282.1273 | 237.431 | 98.28 | 491.4 | 15.6497 | #REF! | #REF! | #REF! | 2 | 18.2 | 1763.4287 | 326.5609 | 98.28 | 491.4 | 15.6497 | #REF! | #REF! | #REF! | 2 | 18.2 | 2319.4678 | 429.5311 | 98.28 | 491.4 | 15.6497 | #REF! | #REF! | #REF!
| 2 | 18.55 | 2.0613 | 4.0022 | 0.0053671 | 100.17 | 0.38173 | 4.0022 | 100.17 | 60.102 | 8.4594 | 500.85 | 15.9506 | 89.8744 | 186.0751 | 17.7477 | -182.0728 | -17.366 | [11 empty] | 1 | [7 empty] | 18.25 | 14.4036 | 2.6673 | 98.55 | 492.75 | 15.6927 | #REF! | #REF! | #REF! | #REF! | 18.25 | 116.3215 | 21.541 | 98.55 | 492.75 | 15.6927 | #REF! | #REF! | #REF! | #REF! | 18.25 | 291.1078 | 53.9089 | 98.55 | 492.75 | 15.6927 | #REF! | #REF! | #REF! | #REF! | 18.25 | 543.4295 | 100.6351 | 98.55 | 492.75 | 15.6927 | #REF! | #REF! | #REF! | #REF! | 18.25 | 874.3364 | 161.9142 | 98.55 | 492.75 | 15.6927 | #REF! | #REF! | #REF! | 2 | 18.25 | 1279.9647 | 237.0305 | 98.55 | 492.75 | 15.6927 | #REF! | #REF! | #REF! | 2 | 18.25 | 1760.8922 | 326.0911 | 98.55 | 492.75 | 15.6927 | #REF! | #REF! | #REF! | 2 | 18.25 | 2316.557 | 428.992 | 98.55 | 492.75 | 15.6927 | #REF! | #REF! | #REF!
| 2 | 18.6 | 2.0878 | 4.0645 | 0.0054506 | 100.44 | 0.38663 | 4.0645 | 100.44 | 60.264 | 8.4594 | 502.2 | 15.9936 | 89.8949 | 187.0368 | 17.7915 | -182.9723 | -17.4049 | [11 empty] | 1 | [7 empty] | 18.3 | 14.2959 | 2.6474 | 98.82 | 494.1 | 15.7357 | #REF! | #REF! | #REF! | #REF! | 18.3 | 115.7352 | 21.4324 | 98.82 | 494.1 | 15.7357 | #REF! | #REF! | #REF! | #REF! | 18.3 | 290.111 | 53.7243 | 98.82 | 494.1 | 15.7357 | #REF! | #REF! | #REF! | #REF! | 18.3 | 542.0275 | 100.3755 | 98.82 | 494.1 | 15.7357 | #REF! | #REF! | #REF! | #REF! | 18.3 | 872.5351 | 161.5806 | 98.82 | 494.1 | 15.7357 | #REF! | #REF! | #REF! | 2 | 18.3 | 1277.8041 | 236.6304 | 98.82 | 494.1 | 15.7357 | #REF! | #REF! | #REF! | 2 | 18.3 | 1758.3581 | 325.6219 | 98.82 | 494.1 | 15.7357 | #REF! | #REF! | #REF! | 2 | 18.3 | 2313.6491 | 428.4535 | 98.82 | 494.1 | 15.7357 | #REF! | #REF! | #REF!
| 2 | 18.65 | 2.1144 | 4.1274 | 0.0055349 | 100.71 | 0.39156 | 4.1274 | 100.71 | 60.426 | 8.4594 | 503.55 | 16.0366 | 89.9153 | 188.001 | 17.8353 | -183.8736 | -17.4437 | [11 empty] | 1 | [7 empty] | 18.35 | 14.1929 | 2.6283 | 99.09 | 495.45 | 15.7787 | #REF! | #REF! | #REF! | #REF! | 18.35 | 115.1513 | 21.3243 | 99.09 | 495.45 | 15.7787 | #REF! | #REF! | #REF! | #REF! | 18.35 | 289.1161 | 53.54 | 99.09 | 495.45 | 15.7787 | #REF! | #REF! | #REF! | #REF! | 18.35 | 540.6274 | 100.1162 | 99.09 | 495.45 | 15.7787 | #REF! | #REF! | #REF! | #REF! | 18.35 | 870.7355 | 161.2473 | 99.09 | 495.45 | 15.7787 | #REF! | #REF! | #REF! | 2 | 18.35 | 1275.6455 | 236.2306 | 99.09 | 495.45 | 15.7787 | #REF! | #REF! | #REF! | 2 | 18.35 | 1755.8265 | 325.1531 | 99.09 | 495.45 | 15.7787 | #REF! | #REF! | #REF! | 2 | 18.35 | 2310.7441 | 427.9156 | 99.09 | 495.45 | 15.7787 | #REF! | #REF! | #REF!
| 2 | 18.7 | 2.1412 | 4.1909 | 0.0056201 | 100.98 | 0.39652 | 4.1909 | 100.98 | 60.588 | 8.4594 | 504.9 | 16.0796 | 89.9357 | 188.9677 | 17.879 | -184.7768 | -17.4825 | [11 empty] | 1 | [7 empty] | 18.4 | 14.0946 | 2.6101 | 99.36 | 496.8 | 15.8217 | #REF! | #REF! | #REF! | #REF! | 18.4 | 114.5697 | 21.2166 | 99.36 | 496.8 | 15.8217 | #REF! | #REF! | #REF! | #REF! | 18.4 | 288.1233 | 53.3562 | 99.36 | 496.8 | 15.8217 | #REF! | #REF! | #REF! | #REF! | 18.4 | 539.2292 | 99.8573 | 99.36 | 496.8 | 15.8217 | #REF! | #REF! | #REF! | #REF! | 18.4 | 868.9376 | 160.9144 | 99.36 | 496.8 | 15.8217 | #REF! | #REF! | #REF! | 2 | 18.4 | 1273.4888 | 235.8313 | 99.36 | 496.8 | 15.8217 | #REF! | #REF! | #REF! | 2 | 18.4 | 1753.2973 | 324.6847 | 99.36 | 496.8 | 15.8217 | #REF! | #REF! | #REF! | 2 | 18.4 | 2307.8421 | 427.3782 | 99.36 | 496.8 | 15.8217 | #REF! | #REF! | #REF!
| 2 | 18.75 | 2.1682 | 4.255 | 0.0057061 | 101.25 | 0.40151 | 4.255 | 101.25 | 60.75 | 8.4594 | 506.25 | 16.1226 | 89.9559 | 189.9367 | 17.9228 | -185.6817 | -17.5213 | [11 empty] | 1 | [7 empty] | 18.45 | 14.0012 | 2.5928 | 99.63 | 498.15 | 15.8646 | #REF! | #REF! | #REF! | #REF! | 18.45 | 113.9906 | 21.1094 | 99.63 | 498.15 | 15.8646 | #REF! | #REF! | #REF! | #REF! | 18.45 | 287.1325 | 53.1727 | 99.63 | 498.15 | 15.8646 | #REF! | #REF! | #REF! | #REF! | 18.45 | 537.8327 | 99.5987 | 99.63 | 498.15 | 15.8646 | #REF! | #REF! | #REF! | #REF! | 18.45 | 867.1415 | 160.5818 | 99.63 | 498.15 | 15.8646 | #REF! | #REF! | #REF! | 2 | 18.45 | 1271.3341 | 235.4322 | 99.63 | 498.15 | 15.8646 | #REF! | #REF! | #REF! | 2 | 18.45 | 1750.7705 | 324.2168 | 99.63 | 498.15 | 15.8646 | #REF! | #REF! | #REF! | 2 | 18.45 | 2304.943 | 426.8413 | 99.63 | 498.15 | 15.8646 | #REF! | #REF! | #REF!
| 2 | 18.8 | 2.1953 | 4.3197 | 0.0057929 | 101.52 | 0.40653 | 4.3197 | 101.52 | 60.912 | 8.4594 | 507.6 | 16.1656 | 89.9761 | 190.9082 | 17.9665 | -186.5885 | -17.56 | [11 empty] | 1 | [7 empty] | 18.5 | 13.9124 | 2.5764 | 99.9 | 499.5 | 15.9076 | #REF! | #REF! | #REF! | #REF! | 18.5 | 113.4138 | 21.0026 | 99.9 | 499.5 | 15.9076 | #REF! | #REF! | #REF! | #REF! | 18.5 | 286.1436 | 52.9896 | 99.9 | 499.5 | 15.9076 | #REF! | #REF! | #REF! | #REF! | 18.5 | 536.4382 | 99.3404 | 99.9 | 499.5 | 15.9076 | #REF! | #REF! | #REF! | #REF! | 18.5 | 865.347 | 160.2494 | 99.9 | 499.5 | 15.9076 | #REF! | #REF! | #REF! | 2 | 18.5 | 1269.1814 | 235.0336 | 99.9 | 499.5 | 15.9076 | #REF! | #REF! | #REF! | 2 | 18.5 | 1748.2461 | 323.7493 | 99.9 | 499.5 | 15.9076 | #REF! | #REF! | #REF! | 2 | 18.5 | 2302.0468 | 426.305 | 99.9 | 499.5 | 15.9076 | #REF! | #REF! | #REF!
| 2 | 18.85 | 2.2226 | 4.3851 | 0.0058805 | 101.79 | 0.41159 | 4.3851 | 101.79 | 61.074 | 8.4594 | 508.95 | 16.2086 | 89.9963 | 191.8821 | 18.0103 | -187.4971 | -17.5987 | [11 empty] | 1 | [7 empty] | 18.55 | 13.8284 | 2.5608 | 100.17 | 500.85 | 15.9506 | #REF! | #REF! | #REF! | #REF! | 18.55 | 112.8394 | 20.8962 | 100.17 | 500.85 | 15.9506 | #REF! | #REF! | #REF! | #REF! | 18.55 | 285.1567 | 52.8068 | 100.17 | 500.85 | 15.9506 | #REF! | #REF! | #REF! | #REF! | 18.55 | 535.0454 | 99.0825 | 100.17 | 500.85 | 15.9506 | #REF! | #REF! | #REF! | #REF! | 18.55 | 863.5543 | 159.9175 | 100.17 | 500.85 | 15.9506 | #REF! | #REF! | #REF! | 2 | 18.55 | 1267.0306 | 234.6353 | 100.17 | 500.85 | 15.9506 | #REF! | #REF! | #REF! | 2 | 18.55 | 1745.724 | 323.2822 | 100.17 | 500.85 | 15.9506 | #REF! | #REF! | #REF! | 2 | 18.55 | 2299.1535 | 425.7692 | 100.17 | 500.85 | 15.9506 | #REF! | #REF! | #REF!
| 2 | 18.9 | 2.25 | 4.451 | 0.0059689 | 102.06 | 0.41667 | 4.451 | 102.06 | 61.236 | 8.4594 | 510.3 | 16.2516 | 90.0163 | 192.8585 | 18.0541 | -188.4074 | -17.6374 | [11 empty] | 1 | [7 empty] | 18.6 | 13.7492 | 2.5461 | 100.44 | 502.2 | 15.9936 | #REF! | #REF! | #REF! | #REF! | 18.6 | 112.2673 | 20.7902 | 100.44 | 502.2 | 15.9936 | #REF! | #REF! | #REF! | #REF! | 18.6 | 284.1717 | 52.6244 | 100.44 | 502.2 | 15.9936 | #REF! | #REF! | #REF! | #REF! | 18.6 | 533.6545 | 98.8249 | 100.44 | 502.2 | 15.9936 | #REF! | #REF! | #REF! | #REF! | 18.6 | 861.7633 | 159.5858 | 100.44 | 502.2 | 15.9936 | #REF! | #REF! | #REF! | 2 | 18.6 | 1264.8816 | 234.2373 | 100.44 | 502.2 | 15.9936 | #REF! | #REF! | #REF! | 2 | 18.6 | 1743.2043 | 322.8156 | 100.44 | 502.2 | 15.9936 | #REF! | #REF! | #REF! | 2 | 18.6 | 2296.2629 | 425.2339 | 100.44 | 502.2 | 15.9936 | #REF! | #REF! | #REF!
| 2 | 18.95 | 2.2777 | 4.5176 | 0.0060582 | 102.33 | 0.42179 | 4.5176 | 102.33 | 61.398 | 8.4594 | 511.65 | 16.2946 | 90.0363 | 193.8373 | 18.0978 | -189.3196 | -17.676 | [11 empty] | 1 | [7 empty] | 18.65 | 13.6746 | 2.5323 | 100.71 | 503.55 | 16.0366 | #REF! | #REF! | #REF! | #REF! | 18.65 | 111.6976 | 20.6847 | 100.71 | 503.55 | 16.0366 | #REF! | #REF! | #REF! | #REF! | 18.65 | 283.1887 | 52.4424 | 100.71 | 503.55 | 16.0366 | #REF! | #REF! | #REF! | #REF! | 18.65 | 532.2653 | 98.5677 | 100.71 | 503.55 | 16.0366 | #REF! | #REF! | #REF! | #REF! | 18.65 | 859.9739 | 159.2544 | 100.71 | 503.55 | 16.0366 | #REF! | #REF! | #REF! | 2 | 18.65 | 1262.7347 | 233.8398 | 100.71 | 503.55 | 16.0366 | #REF! | #REF! | #REF! | 2 | 18.65 | 1740.687 | 322.3494 | 100.71 | 503.55 | 16.0366 | #REF! | #REF! | #REF! | 2 | 18.65 | 2293.3753 | 424.6991 | 100.71 | 503.55 | 16.0366 | #REF! | #REF! | #REF!
| 2 | 19 | 2.3055 | 4.5848 | 0.0061484 | 102.6 | 0.42694 | 4.5848 | 102.6 | 61.56 | 8.4594 | 513 | 16.3376 | 90.0561 | 194.8185 | 18.1415 | -190.2336 | -17.7146 | [11 empty] | 1 | [7 empty] | 18.7 | 13.6049 | 2.5194 | 100.98 | 504.9 | 16.0796 | #REF! | #REF! | #REF! | #REF! | 18.7 | 111.1301 | 20.5797 | 100.98 | 504.9 | 16.0796 | #REF! | #REF! | #REF! | #REF! | 18.7 | 282.2076 | 52.2607 | 100.98 | 504.9 | 16.0796 | #REF! | #REF! | #REF! | #REF! | 18.7 | 530.878 | 98.3107 | 100.98 | 504.9 | 16.0796 | #REF! | #REF! | #REF! | #REF! | 18.7 | 858.1863 | 158.9234 | 100.98 | 504.9 | 16.0796 | #REF! | #REF! | #REF! | 2 | 18.7 | 1260.5896 | 233.4425 | 100.98 | 504.9 | 16.0796 | #REF! | #REF! | #REF! | 2 | 18.7 | 1738.172 | 321.8837 | 100.98 | 504.9 | 16.0796 | #REF! | #REF! | #REF! | 2 | 18.7 | 2290.4904 | 424.1649 | 100.98 | 504.9 | 16.0796 | #REF! | #REF! | #REF!
| 2 | 19.05 | 2.3335 | 4.6527 | 0.0062393 | 102.87 | 0.43212 | 4.6527 | 102.87 | 61.722 | 8.4594 | 514.35 | 16.3806 | 90.076 | 195.8021 | 18.1853 | -191.1494 | -17.7532 | [11 empty] | 1 | [7 empty] | 18.75 | 13.5399 | 2.5074 | 101.25 | 506.25 | 16.1226 | #REF! | #REF! | #REF! | #REF! | 18.75 | 110.565 | 20.475 | 101.25 | 506.25 | 16.1226 | #REF! | #REF! | #REF! | #REF! | 18.75 | 281.2284 | 52.0793 | 101.25 | 506.25 | 16.1226 | #REF! | #REF! | #REF! | #REF! | 18.75 | 529.4924 | 98.0541 | 101.25 | 506.25 | 16.1226 | #REF! | #REF! | #REF! | #REF! | 18.75 | 856.4003 | 158.5927 | 101.25 | 506.25 | 16.1226 | #REF! | #REF! | #REF! | 2 | 18.75 | 1258.4463 | 233.0456 | 101.25 | 506.25 | 16.1226 | #REF! | #REF! | #REF! | 2 | 18.75 | 1735.6593 | 321.4184 | 101.25 | 506.25 | 16.1226 | #REF! | #REF! | #REF! | 2 | 18.75 | 2287.6083 | 423.6312 | 101.25 | 506.25 | 16.1226 | #REF! | #REF! | #REF!
| 2 | 19.1 | 2.3616 | 4.7211 | 0.0063311 | 103.14 | 0.43733 | 4.7211 | 103.14 | 61.884 | 8.4594 | 515.7 | 16.4236 | 90.0957 | 196.7882 | 18.229 | -192.067 | -17.7917 | [11 empty] | 1 | [7 empty] | 18.8 | 13.4796 | 2.4962 | 101.52 | 507.6 | 16.1656 | #REF! | #REF! | #REF! | #REF! | 18.8 | 110.0021 | 20.3708 | 101.52 | 507.6 | 16.1656 | #REF! | #REF! | #REF! | #REF! | 18.8 | 280.2512 | 51.8984 | 101.52 | 507.6 | 16.1656 | #REF! | #REF! | #REF! | #REF! | 18.8 | 528.1086 | 97.7979 | 101.52 | 507.6 | 16.1656 | #REF! | #REF! | #REF! | #REF! | 18.8 | 854.616 | 158.2622 | 101.52 | 507.6 | 16.1656 | #REF! | #REF! | #REF! | 2 | 18.8 | 1256.305 | 232.6491 | 101.52 | 507.6 | 16.1656 | #REF! | #REF! | #REF! | 2 | 18.8 | 1733.1489 | 320.9535 | 101.52 | 507.6 | 16.1656 | #REF! | #REF! | #REF! | 2 | 18.8 | 2284.729 | 423.098 | 101.52 | 507.6 | 16.1656 | #REF! | #REF! | #REF!
| 2 | 19.15 | 2.3899 | 4.7902 | 0.0064238 | 103.41 | 0.44257 | 4.7902 | 103.41 | 62.046 | 8.4594 | 517.05 | 16.4666 | 90.1154 | 197.7766 | 18.2728 | -192.9864 | -17.8302 | [11 empty] | 1 | [7 empty] | 18.85 | 13.424 | 2.4859 | 101.79 | 508.95 | 16.2086 | #REF! | #REF! | #REF! | #REF! | 18.85 | 109.4415 | 20.267 | 101.79 | 508.95 | 16.2086 | #REF! | #REF! | #REF! | #REF! | 18.85 | 279.2758 | 51.7177 | 101.79 | 508.95 | 16.2086 | #REF! | #REF! | #REF! | #REF! | 18.85 | 526.7266 | 97.542 | 101.79 | 508.95 | 16.2086 | #REF! | #REF! | #REF! | #REF! | 18.85 | 852.8334 | 157.9321 | 101.79 | 508.95 | 16.2086 | #REF! | #REF! | #REF! | 2 | 18.85 | 1254.1655 | 232.2529 | 101.79 | 508.95 | 16.2086 | #REF! | #REF! | #REF! | 2 | 18.85 | 1730.6407 | 320.489 | 101.79 | 508.95 | 16.2086 | #REF! | #REF! | #REF! | 2 | 18.85 | 2281.8525 | 422.5653 | 101.79 | 508.95 | 16.2086 | #REF! | #REF! | #REF!
| 2 | 19.2 | 2.4184 | 4.86 | 0.0065173 | 103.68 | 0.44785 | 4.86 | 103.68 | 62.208 | 8.4594 | 518.4 | 16.5096 | 90.1349 | 198.7676 | 18.3165 | -193.9076 | -17.8686 | [11 empty] | 1 | [7 empty] | 18.9 | 13.3732 | 2.4765 | 102.06 | 510.3 | 16.2516 | #REF! | #REF! | #REF! | #REF! | 18.9 | 108.8832 | 20.1636 | 102.06 | 510.3 | 16.2516 | #REF! | #REF! | #REF! | #REF! | 18.9 | 278.3023 | 51.5375 | 102.06 | 510.3 | 16.2516 | #REF! | #REF! | #REF! | #REF! | 18.9 | 525.3464 | 97.2864 | 102.06 | 510.3 | 16.2516 | #REF! | #REF! | #REF! | #REF! | 18.9 | 851.0524 | 157.6023 | 102.06 | 510.3 | 16.2516 | #REF! | #REF! | #REF! | 2 | 18.9 | 1252.0279 | 231.857 | 102.06 | 510.3 | 16.2516 | #REF! | #REF! | #REF! | 2 | 18.9 | 1728.1348 | 320.025 | 102.06 | 510.3 | 16.2516 | #REF! | #REF! | #REF! | 2 | 18.9 | 2278.9787 | 422.0331 | 102.06 | 510.3 | 16.2516 | #REF! | #REF! | #REF!
| 2 | 19.25 | 2.447 | 4.9304 | 0.0066117 | 103.95 | 0.45315 | 4.9304 | 103.95 | 62.37 | 8.4594 | 519.75 | 16.5525 | 90.1545 | 199.7609 | 18.3602 | -194.8306 | -17.9071 | [11 empty] | 1 | [7 empty] | 18.95 | 13.3272 | 2.468 | 102.33 | 511.65 | 16.2946 | #REF! | #REF! | #REF! | #REF! | 18.95 | 108.3271 | 20.0606 | 102.33 | 511.65 | 16.2946 | #REF! | #REF! | #REF! | #REF! | 18.95 | 277.3306 | 51.3575 | 102.33 | 511.65 | 16.2946 | #REF! | #REF! | #REF! | #REF! | 18.95 | 523.9679 | 97.0311 | 102.33 | 511.65 | 16.2946 | #REF! | #REF! | #REF! | #REF! | 18.95 | 849.2731 | 157.2728 | 102.33 | 511.65 | 16.2946 | #REF! | #REF! | #REF! | 2 | 18.95 | 1249.8921 | 231.4615 | 102.33 | 511.65 | 16.2946 | #REF! | #REF! | #REF! | 2 | 18.95 | 1725.6312 | 319.5613 | 102.33 | 511.65 | 16.2946 | #REF! | #REF! | #REF! | 2 | 18.95 | 2276.1076 | 421.5014 | 102.33 | 511.65 | 16.2946 | #REF! | #REF! | #REF!
| 2 | 19.3 | 2.4758 | 5.0014 | 0.0067069 | 104.22 | 0.45849 | 5.0014 | 104.22 | 62.532 | 8.4594 | 521.1 | 16.5955 | 90.1739 | 200.7567 | 18.4039 | -195.7554 | -17.9454 | [11 empty] | 1 | [7 empty] | 19 | 13.2859 | 2.4603 | 102.6 | 513 | 16.3376 | #REF! | #REF! | #REF! | #REF! | 19 | 107.7732 | 19.958 | 102.6 | 513 | 16.3376 | #REF! | #REF! | #REF! | #REF! | 19 | 276.3609 | 51.1779 | 102.6 | 513 | 16.3376 | #REF! | #REF! | #REF! | #REF! | 19 | 522.5911 | 96.7761 | 102.6 | 513 | 16.3376 | #REF! | #REF! | #REF! | #REF! | 19 | 847.4955 | 156.9436 | 102.6 | 513 | 16.3376 | #REF! | #REF! | #REF! | 2 | 19 | 1247.7582 | 231.0663 | 102.6 | 513 | 16.3376 | #REF! | #REF! | #REF! | 2 | 19 | 1723.1298 | 319.0981 | 102.6 | 513 | 16.3376 | #REF! | #REF! | #REF! | 2 | 19 | 2273.2392 | 420.9702 | 102.6 | 513 | 16.3376 | #REF! | #REF! | #REF!
| 2 | 19.35 | 2.5048 | 5.073 | 0.006803 | 104.49 | 0.46386 | 5.073 | 104.49 | 62.694 | 8.4594 | 522.45 | 16.6385 | 90.1932 | 201.7549 | 18.4476 | -196.6819 | -17.9838 | [11 empty] | 1 | [7 empty] | 19.05 | 13.2493 | 2.4536 | 102.87 | 514.35 | 16.3806 | #REF! | #REF! | #REF! | #REF! | 19.05 | 107.2215 | 19.8558 | 102.87 | 514.35 | 16.3806 | #REF! | #REF! | #REF! | #REF! | 19.05 | 275.3929 | 50.9987 | 102.87 | 514.35 | 16.3806 | #REF! | #REF! | #REF! | #REF! | 19.05 | 521.2161 | 96.5215 | 102.87 | 514.35 | 16.3806 | #REF! | #REF! | #REF! | #REF! | 19.05 | 845.7195 | 156.6147 | 102.87 | 514.35 | 16.3806 | #REF! | #REF! | #REF! | 2 | 19.05 | 1245.626 | 230.6715 | 102.87 | 514.35 | 16.3806 | #REF! | #REF! | #REF! | 2 | 19.05 | 1720.6307 | 318.6353 | 102.87 | 514.35 | 16.3806 | #REF! | #REF! | #REF! | 2 | 19.05 | 2270.3735 | 420.4395 | 102.87 | 514.35 | 16.3806 | #REF! | #REF! | #REF!
| 2 | 19.4 | 2.534 | 5.1453 | 0.0069 | 104.76 | 0.46926 | 5.1453 | 104.76 | 62.856 | 8.4594 | 523.8 | 16.6815 | 90.2125 | 202.7556 | 18.4914 | -197.6103 | -18.0221 | [11 empty] | 1 | [7 empty] | 19.1 | 13.2175 | 2.4477 | 103.14 | 515.7 | 16.4236 | #REF! | #REF! | #REF! | #REF! | 19.1 | 106.672 | 19.7541 | 103.14 | 515.7 | 16.4236 | #REF! | #REF! | #REF! | #REF! | 19.1 | 274.4269 | 50.8198 | 103.14 | 515.7 | 16.4236 | #REF! | #REF! | #REF! | #REF! | 19.1 | 519.8428 | 96.2672 | 103.14 | 515.7 | 16.4236 | #REF! | #REF! | #REF! | #REF! | 19.1 | 843.9451 | 156.2861 | 103.14 | 515.7 | 16.4236 | #REF! | #REF! | #REF! | 2 | 19.1 | 1243.4957 | 230.277 | 103.14 | 515.7 | 16.4236 | #REF! | #REF! | #REF! | 2 | 19.1 | 1718.1337 | 318.1729 | 103.14 | 515.7 | 16.4236 | #REF! | #REF! | #REF! | 2 | 19.1 | 2267.5104 | 419.9093 | 103.14 | 515.7 | 16.4236 | #REF! | #REF! | #REF!
| 2 | 19.45 | 2.5633 | 5.2183 | 0.0069978 | 105.03 | 0.47469 | 5.2183 | 105.03 | 63.018 | 8.4594 | 525.15 | 16.7245 | 90.2317 | 203.7587 | 18.5351 | -198.5404 | -18.0604 | [11 empty] | 1 | [7 empty] | 19.15 | 13.1904 | 2.4427 | 103.41 | 517.05 | 16.4666 | #REF! | #REF! | #REF! | #REF! | 19.15 | 106.1247 | 19.6527 | 103.41 | 517.05 | 16.4666 | #REF! | #REF! | #REF! | #REF! | 19.15 | 273.4626 | 50.6412 | 103.41 | 517.05 | 16.4666 | #REF! | #REF! | #REF! | #REF! | 19.15 | 518.4713 | 96.0132 | 103.41 | 517.05 | 16.4666 | #REF! | #REF! | #REF! | #REF! | 19.15 | 842.1724 | 155.9579 | 103.41 | 517.05 | 16.4666 | #REF! | #REF! | #REF! | 2 | 19.15 | 1241.3672 | 229.8828 | 103.41 | 517.05 | 16.4666 | #REF! | #REF! | #REF! | 2 | 19.15 | 1715.639 | 317.7109 | 103.41 | 517.05 | 16.4666 | #REF! | #REF! | #REF! | 2 | 19.15 | 2264.65 | 419.3796 | 103.41 | 517.05 | 16.4666 | #REF! | #REF! | #REF!
| 2 | 19.5 | 2.5928 | 5.2919 | 0.0070965 | 105.3 | 0.48015 | 5.2919 | 105.3 | 63.18 | 8.4594 | 526.5 | 16.7675 | 90.2509 | 204.7642 | 18.5788 | -199.4723 | -18.0986 | [11 empty] | 1 | [7 empty] | 19.2 | 13.1681 | 2.4385 | 103.68 | 518.4 | 16.5096 | #REF! | #REF! | #REF! | #REF! | 19.2 | 105.5796 | 19.5518 | 103.68 | 518.4 | 16.5096 | #REF! | #REF! | #REF! | #REF! | 19.2 | 272.5001 | 50.463 | 103.68 | 518.4 | 16.5096 | #REF! | #REF! | #REF! | #REF! | 19.2 | 517.1014 | 95.7595 | 103.68 | 518.4 | 16.5096 | #REF! | #REF! | #REF! | #REF! | 19.2 | 840.4013 | 155.6299 | 103.68 | 518.4 | 16.5096 | #REF! | #REF! | #REF! | 2 | 19.2 | 1239.2405 | 229.489 | 103.68 | 518.4 | 16.5096 | #REF! | #REF! | #REF! | 2 | 19.2 | 1713.1464 | 317.2493 | 103.68 | 518.4 | 16.5096 | #REF! | #REF! | #REF! | 2 | 19.2 | 2261.7922 | 418.8504 | 103.68 | 518.4 | 16.5096 | #REF! | #REF! | #REF!
| 2 | 19.55 | 2.6225 | 5.3662 | 0.0071961 | 105.57 | 0.48564 | 5.3662 | 105.57 | 63.342 | 8.4594 | 527.85 | 16.8105 | 90.27 | 205.7721 | 18.6225 | -200.406 | -18.1368 | [11 empty] | 1 | [7 empty] | 19.25 | 13.1505 | 2.4353 | 103.95 | 519.75 | 16.5525 | #REF! | #REF! | #REF! | #REF! | 19.25 | 105.0366 | 19.4512 | 103.95 | 519.75 | 16.5525 | #REF! | #REF! | #REF! | #REF! | 19.25 | 271.5395 | 50.2851 | 103.95 | 519.75 | 16.5525 | #REF! | #REF! | #REF! | #REF! | 19.25 | 515.7333 | 95.5062 | 103.95 | 519.75 | 16.5525 | #REF! | #REF! | #REF! | #REF! | 19.25 | 838.6318 | 155.3022 | 103.95 | 519.75 | 16.5525 | #REF! | #REF! | #REF! | 2 | 19.25 | 1237.1155 | 229.0955 | 103.95 | 519.75 | 16.5525 | #REF! | #REF! | #REF! | 2 | 19.25 | 1710.656 | 316.7881 | 103.95 | 519.75 | 16.5525 | #REF! | #REF! | #REF! | 2 | 19.25 | 2258.9371 | 418.3217 | 103.95 | 519.75 | 16.5525 | #REF! | #REF! | #REF!
| 2 | 19.6 | 2.6523 | 5.4411 | 0.0072966 | 105.84 | 0.49116 | 5.4411 | 105.84 | 63.504 | 8.4594 | 529.2 | 16.8535 | 90.2889 | 206.7825 | 18.6662 | -201.3415 | -18.175 | [11 empty] | 1 | [7 empty] | 19.3 | 13.1376 | 2.4329 | 104.22 | 521.1 | 16.5955 | #REF! | #REF! | #REF! | #REF! | 19.3 | 104.4957 | 19.3511 | 104.22 | 521.1 | 16.5955 | #REF! | #REF! | #REF! | #REF! | 19.3 | 270.5806 | 50.1075 | 104.22 | 521.1 | 16.5955 | #REF! | #REF! | #REF! | #REF! | 19.3 | 514.3668 | 95.2531 | 104.22 | 521.1 | 16.5955 | #REF! | #REF! | #REF! | #REF! | 19.3 | 836.864 | 154.9748 | 104.22 | 521.1 | 16.5955 | #REF! | #REF! | #REF! | 2 | 19.3 | 1234.9924 | 228.7023 | 104.22 | 521.1 | 16.5955 | #REF! | #REF! | #REF! | 2 | 19.3 | 1708.1677 | 316.3274 | 104.22 | 521.1 | 16.5955 | #REF! | #REF! | #REF! | 2 | 19.3 | 2256.0845 | 417.7934 | 104.22 | 521.1 | 16.5955 | #REF! | #REF! | #REF!
| 2 | 19.65 | 2.6823 | 5.5167 | 0.007398 | 106.11 | 0.49672 | 5.5167 | 106.11 | 63.666 | 8.4594 | 530.55 | 16.8965 | 90.3079 | 207.7954 | 18.7099 | -202.2787 | -18.2132 | [11 empty] | 1 | [7 empty] | 19.35 | 13.1295 | 2.4314 | 104.49 | 522.45 | 16.6385 | #REF! | #REF! | #REF! | #REF! | 19.35 | 103.9569 | 19.2513 | 104.49 | 522.45 | 16.6385 | #REF! | #REF! | #REF! | #REF! | 19.35 | 269.6236 | 49.9303 | 104.49 | 522.45 | 16.6385 | #REF! | #REF! | #REF! | #REF! | 19.35 | 513.0021 | 95.0004 | 104.49 | 522.45 | 16.6385 | #REF! | #REF! | #REF! | #REF! | 19.35 | 835.0977 | 154.6477 | 104.49 | 522.45 | 16.6385 | #REF! | #REF! | #REF! | 2 | 19.35 | 1232.8709 | 228.3094 | 104.49 | 522.45 | 16.6385 | #REF! | #REF! | #REF! | 2 | 19.35 | 1705.6816 | 315.867 | 104.49 | 522.45 | 16.6385 | #REF! | #REF! | #REF! | 2 | 19.35 | 2253.2345 | 417.2657 | 104.49 | 522.45 | 16.6385 | #REF! | #REF! | #REF!
| 2 | 19.7 | 2.7125 | 5.5929 | 0.0075002 | 106.38 | 0.50231 | 5.5929 | 106.38 | 63.828 | 8.4594 | 531.9 | 16.9395 | 90.3267 | 208.8106 | 18.7536 | -203.2177 | -18.2513 | [11 empty] | 1 | [7 empty] | 19.4 | 13.1262 | 2.4308 | 104.76 | 523.8 | 16.6815 | #REF! | #REF! | #REF! | #REF! | 19.4 | 103.4203 | 19.1519 | 104.76 | 523.8 | 16.6815 | #REF! | #REF! | #REF! | #REF! | 19.4 | 268.6683 | 49.7534 | 104.76 | 523.8 | 16.6815 | #REF! | #REF! | #REF! | #REF! | 19.4 | 511.639 | 94.748 | 104.76 | 523.8 | 16.6815 | #REF! | #REF! | #REF! | #REF! | 19.4 | 833.3331 | 154.3209 | 104.76 | 523.8 | 16.6815 | #REF! | #REF! | #REF! | 2 | 19.4 | 1230.7513 | 227.9169 | 104.76 | 523.8 | 16.6815 | #REF! | #REF! | #REF! | 2 | 19.4 | 1703.1976 | 315.407 | 104.76 | 523.8 | 16.6815 | #REF! | #REF! | #REF! | 2 | 19.4 | 2250.3871 | 416.7384 | 104.76 | 523.8 | 16.6815 | #REF! | #REF! | #REF!
| 2 | 19.75 | 2.7428 | 5.6698 | 0.0076033 | 106.65 | 0.50792 | 5.6698 | 106.65 | 63.99 | 8.4594 | 533.25 | 16.9825 | 90.3455 | 209.8283 | 18.7973 | -204.1585 | -18.2893 | [11 empty] | 1 | [7 empty] | 19.45 | 13.1276 | 2.431 | 105.03 | 525.15 | 16.7245 | #REF! | #REF! | #REF! | #REF! | 19.45 | 102.8857 | 19.0529 | 105.03 | 525.15 | 16.7245 | #REF! | #REF! | #REF! | #REF! | 19.45 | 267.7147 | 49.5768 | 105.03 | 525.15 | 16.7245 | #REF! | #REF! | #REF! | #REF! | 19.45 | 510.2777 | 94.4959 | 105.03 | 525.15 | 16.7245 | #REF! | #REF! | #REF! | #REF! | 19.45 | 831.5701 | 153.9945 | 105.03 | 525.15 | 16.7245 | #REF! | #REF! | #REF! | 2 | 19.45 | 1228.6334 | 227.5247 | 105.03 | 525.15 | 16.7245 | #REF! | #REF! | #REF! | 2 | 19.45 | 1700.7157 | 314.9474 | 105.03 | 525.15 | 16.7245 | #REF! | #REF! | #REF! | 2 | 19.45 | 2247.5422 | 416.2115 | 105.03 | 525.15 | 16.7245 | #REF! | #REF! | #REF!
| 2 | 19.8 | 2.7733 | 5.7474 | 0.0077073 | 106.92 | 0.51357 | 5.7474 | 106.92 | 64.152 | 8.4594 | 534.6 | 17.0255 | 90.3642 | 210.8484 | 18.841 | -205.1011 | -18.3274 | [11 empty] | 1 | [7 empty] | 19.5 | 13.1337 | 2.4322 | 105.3 | 526.5 | 16.7675 | #REF! | #REF! | #REF! | #REF! | 19.5 | 102.3533 | 18.9543 | 105.3 | 526.5 | 16.7675 | #REF! | #REF! | #REF! | #REF! | 19.5 | 266.7629 | 49.4005 | 105.3 | 526.5 | 16.7675 | #REF! | #REF! | #REF! | #REF! | 19.5 | 508.9179 | 94.2441 | 105.3 | 526.5 | 16.7675 | #REF! | #REF! | #REF! | #REF! | 19.5 | 829.8087 | 153.6683 | 105.3 | 526.5 | 16.7675 | #REF! | #REF! | #REF! | 2 | 19.5 | 1226.5172 | 227.1328 | 105.3 | 526.5 | 16.7675 | #REF! | #REF! | #REF! | 2 | 19.5 | 1698.2359 | 314.4881 | 105.3 | 526.5 | 16.7675 | #REF! | #REF! | #REF! | 2 | 19.5 | 2244.6999 | 415.6852 | 105.3 | 526.5 | 16.7675 | #REF! | #REF! | #REF!
| 2 | 19.85 | 2.804 | 5.8256 | 0.0078123 | 107.19 | 0.51925 | 5.8256 | 107.19 | 64.314 | 8.4594 | 535.95 | 17.0685 | 90.3828 | 211.871 | 18.8846 | -206.0454 | -18.3654 | [11 empty] | 1 | [7 empty] | 19.55 | 13.1446 | 2.4342 | 105.57 | 527.85 | 16.8105 | #REF! | #REF! | #REF! | #REF! | 19.55 | 101.8229 | 18.8561 | 105.57 | 527.85 | 16.8105 | #REF! | #REF! | #REF! | #REF! | 19.55 | 265.8129 | 49.2246 | 105.57 | 527.85 | 16.8105 | #REF! | #REF! | #REF! | #REF! | 19.55 | 507.5599 | 93.9926 | 105.57 | 527.85 | 16.8105 | #REF! | #REF! | #REF! | #REF! | 19.55 | 828.0489 | 153.3424 | 105.57 | 527.85 | 16.8105 | #REF! | #REF! | #REF! | 2 | 19.55 | 1224.4027 | 226.7412 | 105.57 | 527.85 | 16.8105 | #REF! | #REF! | #REF! | 2 | 19.55 | 1695.7582 | 314.0293 | 105.57 | 527.85 | 16.8105 | #REF! | #REF! | #REF! | 2 | 19.55 | 2241.86 | 415.1593 | 105.57 | 527.85 | 16.8105 | #REF! | #REF! | #REF!
| 2 | 19.9 | 2.8348 | 5.9045 | 0.0079181 | 107.46 | 0.52496 | 5.9045 | 107.46 | 64.476 | 8.4594 | 537.3 | 17.1115 | 90.4014 | 212.896 | 18.9283 | -206.9915 | -18.4034 | [11 empty] | 1 | [7 empty] | 19.6 | 13.1602 | 2.4371 | 105.84 | 529.2 | 16.8535 | #REF! | #REF! | #REF! | #REF! | 19.6 | 101.2945 | 18.7582 | 105.84 | 529.2 | 16.8535 | #REF! | #REF! | #REF! | #REF! | 19.6 | 264.8646 | 49.049 | 105.84 | 529.2 | 16.8535 | #REF! | #REF! | #REF! | #REF! | 19.6 | 506.2035 | 93.7414 | 105.84 | 529.2 | 16.8535 | #REF! | #REF! | #REF! | #REF! | 19.6 | 826.2906 | 153.0168 | 105.84 | 529.2 | 16.8535 | #REF! | #REF! | #REF! | 2 | 19.6 | 1222.29 | 226.35 | 105.84 | 529.2 | 16.8535 | #REF! | #REF! | #REF! | 2 | 19.6 | 1693.2826 | 313.5709 | 105.84 | 529.2 | 16.8535 | #REF! | #REF! | #REF! | 2 | 19.6 | 2239.0227 | 414.6338 | 105.84 | 529.2 | 16.8535 | #REF! | #REF! | #REF!
| 2 | 19.95 | 2.8658 | 5.9841 | 0.0080248 | 107.73 | 0.53071 | 5.9841 | 107.73 | 64.638 | 8.4594 | 538.65 | 17.1545 | 90.4198 | 213.9234 | 18.972 | -207.9393 | -18.4413 | [11 empty] | 1 | [7 empty] | 19.65 | 13.1805 | 2.4408 | 106.11 | 530.55 | 16.8965 | #REF! | #REF! | #REF! | #REF! | 19.65 | 100.7681 | 18.6608 | 106.11 | 530.55 | 16.8965 | #REF! | #REF! | #REF! | #REF! | 19.65 | 263.918 | 48.8737 | 106.11 | 530.55 | 16.8965 | #REF! | #REF! | #REF! | #REF! | 19.65 | 504.8488 | 93.4905 | 106.11 | 530.55 | 16.8965 | #REF! | #REF! | #REF! | #REF! | 19.65 | 824.534 | 152.6915 | 106.11 | 530.55 | 16.8965 | #REF! | #REF! | #REF! | 2 | 19.65 | 1220.1789 | 225.9591 | 106.11 | 530.55 | 16.8965 | #REF! | #REF! | #REF! | 2 | 19.65 | 1690.809 | 313.1128 | 106.11 | 530.55 | 16.8965 | #REF! | #REF! | #REF! | 2 | 19.65 | 2236.1878 | 414.1089 | 106.11 | 530.55 | 16.8965 | #REF! | #REF! | #REF!
| 2 | 20 | 2.897 | 6.0644 | 0.0081325 | 108 | 0.53648 | 6.0644 | 108 | 64.8 | 8.4594 | 540 | 17.1975 | 90.4382 | 214.9533 | 19.0157 | -208.8889 | -18.4792 | [11 empty] | 1 | [7 empty] | 19.7 | 13.2056 | 2.4455 | 106.38 | 531.9 | 16.9395 | #REF! | #REF! | #REF! | #REF! | 19.7 | 100.2438 | 18.5637 | 106.38 | 531.9 | 16.9395 | #REF! | #REF! | #REF! | #REF! | 19.7 | 262.9731 | 48.6987 | 106.38 | 531.9 | 16.9395 | #REF! | #REF! | #REF! | #REF! | 19.7 | 503.4957 | 93.2399 | 106.38 | 531.9 | 16.9395 | #REF! | #REF! | #REF! | #REF! | 19.7 | 822.779 | 152.3665 | 106.38 | 531.9 | 16.9395 | #REF! | #REF! | #REF! | 2 | 19.7 | 1218.0696 | 225.5684 | 106.38 | 531.9 | 16.9395 | #REF! | #REF! | #REF! | 2 | 19.7 | 1688.3375 | 312.6551 | 106.38 | 531.9 | 16.9395 | #REF! | #REF! | #REF! | 2 | 19.7 | 2233.3554 | 413.5843 | 106.38 | 531.9 | 16.9395 | #REF! | #REF! | #REF!
| 2 | 20.05 | 2.9283 | 6.1453 | 0.008241 | 108.27 | 0.54229 | 6.1453 | 108.27 | 64.962 | 8.4594 | 541.35 | 17.2404 | 90.4566 | 215.9856 | 19.0594 | -209.8403 | -18.5171 | [11 empty] | 1 | [7 empty] | 19.75 | 13.2355 | 2.451 | 106.65 | 533.25 | 16.9825 | #REF! | #REF! | #REF! | #REF! | 19.75 | 99.7215 | 18.4669 | 106.65 | 533.25 | 16.9825 | #REF! | #REF! | #REF! | #REF! | 19.75 | 262.0299 | 48.5241 | 106.65 | 533.25 | 16.9825 | #REF! | #REF! | #REF! | #REF! | 19.75 | 502.1442 | 92.9897 | 106.65 | 533.25 | 16.9825 | #REF! | #REF! | #REF! | #REF! | 19.75 | 821.0255 | 152.0418 | 106.65 | 533.25 | 16.9825 | #REF! | #REF! | #REF! | 2 | 19.75 | 1215.9619 | 225.1781 | 106.65 | 533.25 | 16.9825 | #REF! | #REF! | #REF! | 2 | 19.75 | 1685.8681 | 312.1978 | 106.65 | 533.25 | 16.9825 | #REF! | #REF! | #REF! | 2 | 19.75 | 2230.5254 | 413.0603 | 106.65 | 533.25 | 16.9825 | #REF! | #REF! | #REF!
| 2 | 20.1 | 2.9599 | 6.227 | 0.0083505 | 108.54 | 0.54812 | 6.227 | 108.54 | 65.124 | 8.4594 | 542.7 | 17.2834 | 90.4749 | 217.0204 | 19.103 | -210.7934 | -18.5549 | [11 empty] | 1 | [7 empty] | 19.8 | 13.2701 | 2.4574 | 106.92 | 534.6 | 17.0255 | #REF! | #REF! | #REF! | #REF! | 19.8 | 99.2011 | 18.3706 | 106.92 | 534.6 | 17.0255 | #REF! | #REF! | #REF! | #REF! | 19.8 | 261.0884 | 48.3497 | 106.92 | 534.6 | 17.0255 | #REF! | #REF! | #REF! | #REF! | 19.8 | 500.7944 | 92.7397 | 106.92 | 534.6 | 17.0255 | #REF! | #REF! | #REF! | #REF! | 19.8 | 819.2736 | 151.7173 | 106.92 | 534.6 | 17.0255 | #REF! | #REF! | #REF! | 2 | 19.8 | 1213.8559 | 224.7881 | 106.92 | 534.6 | 17.0255 | #REF! | #REF! | #REF! | 2 | 19.8 | 1683.4006 | 311.7409 | 106.92 | 534.6 | 17.0255 | #REF! | #REF! | #REF! | 2 | 19.8 | 2227.6979 | 412.5366 | 106.92 | 534.6 | 17.0255 | #REF! | #REF! | #REF!
| 2 | 20.15 | 2.9916 | 6.3093 | 0.0084609 | 108.81 | 0.55399 | 6.3093 | 108.81 | 65.286 | 8.4594 | 544.05 | 17.3264 | 90.4931 | 218.0575 | 19.1467 | -211.7483 | -18.5927 | [11 empty] | 1 | [7 empty] | 19.85 | 13.3094 | 2.4647 | 107.19 | 535.95 | 17.0685 | #REF! | #REF! | #REF! | #REF! | 19.85 | 98.6828 | 18.2746 | 107.19 | 535.95 | 17.0685 | #REF! | #REF! | #REF! | #REF! | 19.85 | 260.1486 | 48.1757 | 107.19 | 535.95 | 17.0685 | #REF! | #REF! | #REF! | #REF! | 19.85 | 499.4462 | 92.49 | 107.19 | 535.95 | 17.0685 | #REF! | #REF! | #REF! | #REF! | 19.85 | 817.5233 | 151.3932 | 107.19 | 535.95 | 17.0685 | #REF! | #REF! | #REF! | 2 | 19.85 | 1211.7516 | 224.3984 | 107.19 | 535.95 | 17.0685 | #REF! | #REF! | #REF! | 2 | 19.85 | 1680.9352 | 311.2843 | 107.19 | 535.95 | 17.0685 | #REF! | #REF! | #REF! | 2 | 19.85 | 2224.8728 | 412.0135 | 107.19 | 535.95 | 17.0685 | #REF! | #REF! | #REF!
| 2 | 20.2 | 3.0234 | 6.3923 | 0.0085722 | 109.08 | 0.55989 | 6.3923 | 109.08 | 65.448 | 8.4594 | 545.4 | 17.3694 | 90.5112 | 219.0972 | 19.1904 | -212.7049 | -18.6305 | [11 empty] | 1 | [7 empty] | 19.9 | 13.3535 | 2.4729 | 107.46 | 537.3 | 17.1115 | #REF! | #REF! | #REF! | #REF! | 19.9 | 98.1664 | 18.179 | 107.46 | 537.3 | 17.1115 | #REF! | #REF! | #REF! | #REF! | 19.9 | 259.2105 | 48.0019 | 107.46 | 537.3 | 17.1115 | #REF! | #REF! | #REF! | #REF! | 19.9 | 498.0996 | 92.2407 | 107.46 | 537.3 | 17.1115 | #REF! | #REF! | #REF! | #REF! | 19.9 | 815.7745 | 151.0694 | 107.46 | 537.3 | 17.1115 | #REF! | #REF! | #REF! | 2 | 19.9 | 1209.649 | 224.0091 | 107.46 | 537.3 | 17.1115 | #REF! | #REF! | #REF! | 2 | 19.9 | 1678.4717 | 310.8281 | 107.46 | 537.3 | 17.1115 | #REF! | #REF! | #REF! | 2 | 19.9 | 2222.05 | 411.4907 | 107.46 | 537.3 | 17.1115 | #REF! | #REF! | #REF!
| 2 | 20.25 | 3.0554 | 6.476 | 0.0086845 | 109.35 | 0.56582 | 6.476 | 109.35 | 65.61 | 8.4594 | 546.75 | 17.4124 | 90.5292 | 220.1392 | 19.234 | -213.6632 | -18.6682 | [11 empty] | 1 | [7 empty] | 19.95 | 13.4023 | 2.4819 | 107.73 | 538.65 | 17.1545 | #REF! | #REF! | #REF! | #REF! | 19.95 | 97.6519 | 18.0837 | 107.73 | 538.65 | 17.1545 | #REF! | #REF! | #REF! | #REF! | 19.95 | 258.274 | 47.8285 | 107.73 | 538.65 | 17.1545 | #REF! | #REF! | #REF! | #REF! | 19.95 | 496.7546 | 91.9916 | 107.73 | 538.65 | 17.1545 | #REF! | #REF! | #REF! | #REF! | 19.95 | 814.0274 | 150.7458 | 107.73 | 538.65 | 17.1545 | #REF! | #REF! | #REF! | 2 | 19.95 | 1207.548 | 223.62 | 107.73 | 538.65 | 17.1545 | #REF! | #REF! | #REF! | 2 | 19.95 | 1676.0103 | 310.3723 | 107.73 | 538.65 | 17.1545 | #REF! | #REF! | #REF! | 2 | 19.95 | 2219.2297 | 410.9685 | 107.73 | 538.65 | 17.1545 | #REF! | #REF! | #REF!
| 2 | 20.3 | 3.0876 | 6.5604 | 0.0087976 | 109.62 | 0.57178 | 6.5604 | 109.62 | 65.772 | 8.4594 | 548.1 | 17.4554 | 90.5472 | 221.1837 | 19.2777 | -214.6234 | -18.7059 | [11 empty] | 1 | [7 empty] | 20 | 13.4558 | 2.4918 | 108 | 540 | 17.1975 | #REF! | #REF! | #REF! | #REF! | 20 | 97.1394 | 17.9888 | 108 | 540 | 17.1975 | #REF! | #REF! | #REF! | #REF! | 20 | 257.3392 | 47.6554 | 108 | 540 | 17.1975 | #REF! | #REF! | #REF! | #REF! | 20 | 495.4113 | 91.7428 | 108 | 540 | 17.1975 | #REF! | #REF! | #REF! | #REF! | 20 | 812.2818 | 150.4225 | 108 | 540 | 17.1975 | #REF! | #REF! | #REF! | 2 | 20 | 1205.4487 | 223.2312 | 108 | 540 | 17.1975 | #REF! | #REF! | #REF! | 2 | 20 | 1673.5508 | 309.9168 | 108 | 540 | 17.1975 | #REF! | #REF! | #REF! | 2 | 20 | 2216.4117 | 410.4466 | 108 | 540 | 17.1975 | #REF! | #REF! | #REF!
| 2 | 20.35 | 3.12 | 6.6455 | 0.0089117 | 109.89 | 0.57778 | 6.6455 | 109.89 | 65.934 | 8.4594 | 549.45 | 17.4984 | 90.5651 | 222.2307 | 19.3214 | -215.5852 | -18.7436 | [11 empty] | 1 | [7 empty] | 20.05 | 13.5141 | 2.5026 | 108.27 | 541.35 | 17.2404 | #REF! | #REF! | #REF! | #REF! | 20.05 | 96.6287 | 17.8942 | 108.27 | 541.35 | 17.2404 | #REF! | #REF! | #REF! | #REF! | 20.05 | 256.406 | 47.4826 | 108.27 | 541.35 | 17.2404 | #REF! | #REF! | #REF! | #REF! | 20.05 | 494.0695 | 91.4944 | 108.27 | 541.35 | 17.2404 | #REF! | #REF! | #REF! | #REF! | 20.05 | 810.5377 | 150.0996 | 108.27 | 541.35 | 17.2404 | #REF! | #REF! | #REF! | 2 | 20.05 | 1203.351 | 222.8428 | 108.27 | 541.35 | 17.2404 | #REF! | #REF! | #REF! | 2 | 20.05 | 1671.0933 | 309.4617 | 108.27 | 541.35 | 17.2404 | #REF! | #REF! | #REF! | 2 | 20.05 | 2213.5961 | 409.9252 | 108.27 | 541.35 | 17.2404 | #REF! | #REF! | #REF!
| 2 | 20.4 | 3.1525 | 6.7313 | 0.0090268 | 110.16 | 0.5838 | 6.7313 | 110.16 | 66.096 | 8.4594 | 550.8 | 17.5414 | 90.583 | 223.2801 | 19.365 | -216.5488 | -18.7812 | [11 empty] | 1 | [7 empty] | 20.1 | 13.5772 | 2.5143 | 108.54 | 542.7 | 17.2834 | #REF! | #REF! | #REF! | #REF! | 20.1 | 96.12 | 17.8 | 108.54 | 542.7 | 17.2834 | #REF! | #REF! | #REF! | #REF! | 20.1 | 255.4745 | 47.3101 | 108.54 | 542.7 | 17.2834 | #REF! | #REF! | #REF! | #REF! | 20.1 | 492.7294 | 91.2462 | 108.54 | 542.7 | 17.2834 | #REF! | #REF! | #REF! | #REF! | 20.1 | 808.7952 | 149.7769 | 108.54 | 542.7 | 17.2834 | #REF! | #REF! | #REF! | 2 | 20.1 | 1201.2549 | 222.4546 | 108.54 | 542.7 | 17.2834 | #REF! | #REF! | #REF! | 2 | 20.1 | 1668.6377 | 309.007 | 108.54 | 542.7 | 17.2834 | #REF! | #REF! | #REF! | 2 | 20.1 | 2210.7828 | 409.4042 | 108.54 | 542.7 | 17.2834 | #REF! | #REF! | #REF!
| 2 | 20.45 | 3.1852 | 6.8178 | 0.0091428 | 110.43 | 0.58986 | 6.8178 | 110.43 | 66.258 | 8.4594 | 552.15 | 17.5844 | 90.6008 | 224.3319 | 19.4087 | -217.5142 | -18.8188 | [11 empty] | 1 | [7 empty] | 20.15 | 13.645 | 2.5268 | 108.81 | 544.05 | 17.3264 | #REF! | #REF! | #REF! | #REF! | 20.15 | 95.6132 | 17.7061 | 108.81 | 544.05 | 17.3264 | #REF! | #REF! | #REF! | #REF! | 20.15 | 254.5446 | 47.1379 | 108.81 | 544.05 | 17.3264 | #REF! | #REF! | #REF! | #REF! | 20.15 | 491.3908 | 90.9983 | 108.81 | 544.05 | 17.3264 | #REF! | #REF! | #REF! | #REF! | 20.15 | 807.0543 | 149.4545 | 108.81 | 544.05 | 17.3264 | #REF! | #REF! | #REF! | 2 | 20.15 | 1199.1605 | 222.0668 | 108.81 | 544.05 | 17.3264 | #REF! | #REF! | #REF! | 2 | 20.15 | 1666.1841 | 308.5526 | 108.81 | 544.05 | 17.3264 | #REF! | #REF! | #REF! | 2 | 20.15 | 2207.9719 | 408.8837 | 108.81 | 544.05 | 17.3264 | #REF! | #REF! | #REF!
| 2 | 20.5 | 3.2181 | 6.905 | 0.0092597 | 110.7 | 0.59594 | 6.905 | 110.7 | 66.42 | 8.4594 | 553.5 | 17.6274 | 90.6185 | 225.3862 | 19.4523 | -218.4812 | -18.8564 | [11 empty] | 1 | [7 empty] | 20.2 | 13.7175 | 2.5403 | 109.08 | 545.4 | 17.3694 | #REF! | #REF! | #REF! | #REF! | 20.2 | 95.1082 | 17.6126 | 109.08 | 545.4 | 17.3694 | #REF! | #REF! | #REF! | #REF! | 20.2 | 253.6163 | 46.966 | 109.08 | 545.4 | 17.3694 | #REF! | #REF! | #REF! | #REF! | 20.2 | 490.0538 | 90.7507 | 109.08 | 545.4 | 17.3694 | #REF! | #REF! | #REF! | #REF! | 20.2 | 805.3149 | 149.1324 | 109.08 | 545.4 | 17.3694 | #REF! | #REF! | #REF! | 2 | 20.2 | 1197.0676 | 221.6792 | 109.08 | 545.4 | 17.3694 | #REF! | #REF! | #REF! | 2 | 20.2 | 1663.7324 | 308.0986 | 109.08 | 545.4 | 17.3694 | #REF! | #REF! | #REF! | 2 | 20.2 | 2205.1632 | 408.3636 | 109.08 | 545.4 | 17.3694 | #REF! | #REF! | #REF!
| 2 | 20.55 | 3.2511 | 6.9929 | 0.0093776 | 110.97 | 0.60206 | 6.9929 | 110.97 | 66.582 | 8.4594 | 554.85 | 17.6704 | 90.6361 | 226.4429 | 19.496 | -219.45 | -18.8939 | [11 empty] | 1 | [7 empty] | 20.25 | 13.7948 | 2.5546 | 109.35 | 546.75 | 17.4124 | #REF! | #REF! | #REF! | #REF! | 20.25 | 94.6051 | 17.5195 | 109.35 | 546.75 | 17.4124 | #REF! | #REF! | #REF! | #REF! | 20.25 | 252.6896 | 46.7944 | 109.35 | 546.75 | 17.4124 | #REF! | #REF! | #REF! | #REF! | 20.25 | 488.7184 | 90.5034 | 109.35 | 546.75 | 17.4124 | #REF! | #REF! | #REF! | #REF! | 20.25 | 803.5771 | 148.8106 | 109.35 | 546.75 | 17.4124 | #REF! | #REF! | #REF! | 2 | 20.25 | 1194.9764 | 221.2919 | 109.35 | 546.75 | 17.4124 | #REF! | #REF! | #REF! | 2 | 20.25 | 1661.2826 | 307.6449 | 109.35 | 546.75 | 17.4124 | #REF! | #REF! | #REF! | 2 | 20.25 | 2202.3569 | 407.8439 | 109.35 | 546.75 | 17.4124 | #REF! | #REF! | #REF!
| 2 | 20.6 | 3.2843 | 7.0815 | 0.0094964 | 111.24 | 0.60821 | 7.0815 | 111.24 | 66.744 | 8.4594 | 556.2 | 17.7134 | 90.6537 | 227.5021 | 19.5396 | -220.4206 | -18.9314 | [11 empty] | 1 | [7 empty] | 20.3 | 13.8768 | 2.5698 | 109.62 | 548.1 | 17.4554 | #REF! | #REF! | #REF! | #REF! | 20.3 | 94.1038 | 17.4266 | 109.62 | 548.1 | 17.4554 | #REF! | #REF! | #REF! | #REF! | 20.3 | 251.7645 | 46.6231 | 109.62 | 548.1 | 17.4554 | #REF! | #REF! | #REF! | #REF! | 20.3 | 487.3846 | 90.2564 | 109.62 | 548.1 | 17.4554 | #REF! | #REF! | #REF! | #REF! | 20.3 | 801.8408 | 148.489 | 109.62 | 548.1 | 17.4554 | #REF! | #REF! | #REF! | 2 | 20.3 | 1192.8868 | 220.905 | 109.62 | 548.1 | 17.4554 | #REF! | #REF! | #REF! | 2 | 20.3 | 1658.8348 | 307.1916 | 109.62 | 548.1 | 17.4554 | #REF! | #REF! | #REF! | 2 | 20.3 | 2199.5528 | 407.3246 | 109.62 | 548.1 | 17.4554 | #REF! | #REF! | #REF!
| 2 | 20.65 | 3.3177 | 7.1708 | 0.0096162 | 111.51 | 0.61439 | 7.1708 | 111.51 | 66.906 | 8.4594 | 557.55 | 17.7564 | 90.6712 | 228.5637 | 19.5833 | -221.3929 | -18.9689 | [11 empty] | 1 | [7 empty] | 20.35 | 13.9636 | 2.5858 | 109.89 | 549.45 | 17.4984 | #REF! | #REF! | #REF! | #REF! | 20.35 | 93.6043 | 17.3341 | 109.89 | 549.45 | 17.4984 | #REF! | #REF! | #REF! | #REF! | 20.35 | 250.841 | 46.452 | 109.89 | 549.45 | 17.4984 | #REF! | #REF! | #REF! | #REF! | 20.35 | 486.0523 | 90.0097 | 109.89 | 549.45 | 17.4984 | #REF! | #REF! | #REF! | #REF! | 20.35 | 800.106 | 148.1678 | 109.89 | 549.45 | 17.4984 | #REF! | #REF! | #REF! | 2 | 20.35 | 1190.7988 | 220.5183 | 109.89 | 549.45 | 17.4984 | #REF! | #REF! | #REF! | 2 | 20.35 | 1656.3888 | 306.7387 | 109.89 | 549.45 | 17.4984 | #REF! | #REF! | #REF! | 2 | 20.35 | 2196.751 | 406.8057 | 109.89 | 549.45 | 17.4984 | #REF! | #REF! | #REF!
| 2 | 20.7 | 3.3513 | 7.2608 | 0.009737 | 111.78 | 0.6206 | 7.2608 | 111.78 | 67.068 | 8.4594 | 558.9 | 17.7994 | 90.6886 | 229.6277 | 19.6269 | -222.3669 | -19.0063 | [11 empty] | 1 | [7 empty] | 20.4 | 14.0551 | 2.6028 | 110.16 | 550.8 | 17.5414 | #REF! | #REF! | #REF! | #REF! | 20.4 | 93.1067 | 17.242 | 110.16 | 550.8 | 17.5414 | #REF! | #REF! | #REF! | #REF! | 20.4 | 249.9191 | 46.2813 | 110.16 | 550.8 | 17.5414 | #REF! | #REF! | #REF! | #REF! | 20.4 | 484.7217 | 89.7633 | 110.16 | 550.8 | 17.5414 | #REF! | #REF! | #REF! | #REF! | 20.4 | 798.3728 | 147.8468 | 110.16 | 550.8 | 17.5414 | #REF! | #REF! | #REF! | 2 | 20.4 | 1188.7124 | 220.1319 | 110.16 | 550.8 | 17.5414 | #REF! | #REF! | #REF! | 2 | 20.4 | 1653.9447 | 306.2861 | 110.16 | 550.8 | 17.5414 | #REF! | #REF! | #REF! | 2 | 20.4 | 2193.9514 | 406.2873 | 110.16 | 550.8 | 17.5414 | #REF! | #REF! | #REF!
| 2 | 20.75 | 3.385 | 7.3516 | 0.0098587 | 112.05 | 0.62685 | 7.3516 | 112.05 | 67.23 | 8.4594 | 560.25 | 17.8424 | 90.706 | 230.6942 | 19.6705 | -223.3426 | -19.0437 | [11 empty] | 1 | [7 empty] | 20.45 | 14.1514 | 2.6206 | 110.43 | 552.15 | 17.5844 | #REF! | #REF! | #REF! | #REF! | 20.45 | 92.6108 | 17.1502 | 110.43 | 552.15 | 17.5844 | #REF! | #REF! | #REF! | #REF! | 20.45 | 248.9987 | 46.1109 | 110.43 | 552.15 | 17.5844 | #REF! | #REF! | #REF! | #REF! | 20.45 | 483.3925 | 89.5171 | 110.43 | 552.15 | 17.5844 | #REF! | #REF! | #REF! | #REF! | 20.45 | 796.6412 | 147.5261 | 110.43 | 552.15 | 17.5844 | #REF! | #REF! | #REF! | 2 | 20.45 | 1186.6275 | 219.7458 | 110.43 | 552.15 | 17.5844 | #REF! | #REF! | #REF! | 2 | 20.45 | 1651.5025 | 305.8338 | 110.43 | 552.15 | 17.5844 | #REF! | #REF! | #REF! | 2 | 20.45 | 2191.154 | 405.7693 | 110.43 | 552.15 | 17.5844 | #REF! | #REF! | #REF!
| 2 | 20.8 | 3.4189 | 7.4431 | 0.0099813 | 112.32 | 0.63312 | 7.4431 | 112.32 | 67.392 | 8.4594 | 561.6 | 17.8854 | 90.7233 | 231.7631 | 19.7142 | -224.32 | -19.0811 | [11 empty] | 1 | [7 empty] | 20.5 | 14.2523 | 2.6393 | 110.7 | 553.5 | 17.6274 | #REF! | #REF! | #REF! | #REF! | 20.5 | 92.1167 | 17.0587 | 110.7 | 553.5 | 17.6274 | #REF! | #REF! | #REF! | #REF! | 20.5 | 248.0799 | 45.9407 | 110.7 | 553.5 | 17.6274 | #REF! | #REF! | #REF! | #REF! | 20.5 | 482.065 | 89.2713 | 110.7 | 553.5 | 17.6274 | #REF! | #REF! | #REF! | #REF! | 20.5 | 794.9111 | 147.2058 | 110.7 | 553.5 | 17.6274 | #REF! | #REF! | #REF! | 2 | 20.5 | 1184.5443 | 219.3601 | 110.7 | 553.5 | 17.6274 | #REF! | #REF! | #REF! | 2 | 20.5 | 1649.0622 | 305.3819 | 110.7 | 553.5 | 17.6274 | #REF! | #REF! | #REF! | 2 | 20.5 | 2188.3589 | 405.2517 | 110.7 | 553.5 | 17.6274 | #REF! | #REF! | #REF!
| 2 | 20.85 | 3.4529 | 7.5353 | 0.010105 | 112.59 | 0.63943 | 7.5353 | 112.59 | 67.554 | 8.4594 | 562.95 | 17.9283 | 90.7405 | 232.8345 | 19.7578 | -225.2992 | -19.1184 | [11 empty] | 1 | [7 empty] | 20.55 | 14.3581 | 2.6589 | 110.97 | 554.85 | 17.6704 | #REF! | #REF! | #REF! | #REF! | 20.55 | 91.6244 | 16.9675 | 110.97 | 554.85 | 17.6704 | #REF! | #REF! | #REF! | #REF! | 20.55 | 247.1627 | 45.7709 | 110.97 | 554.85 | 17.6704 | #REF! | #REF! | #REF! | #REF! | 20.55 | 480.7389 | 89.0257 | 110.97 | 554.85 | 17.6704 | #REF! | #REF! | #REF! | #REF! | 20.55 | 793.1825 | 146.8856 | 110.97 | 554.85 | 17.6704 | #REF! | #REF! | #REF! | 2 | 20.55 | 1182.4626 | 218.9746 | 110.97 | 554.85 | 17.6704 | #REF! | #REF! | #REF! | 2 | 20.55 | 1646.6237 | 304.9303 | 110.97 | 554.85 | 17.6704 | #REF! | #REF! | #REF! | 2 | 20.55 | 2185.566 | 404.7344 | 110.97 | 554.85 | 17.6704 | #REF! | #REF! | #REF!
| 2 | 20.9 | 3.4871 | 7.6282 | 0.01023 | 112.86 | 0.64577 | 7.6282 | 112.86 | 67.716 | 8.4594 | 564.3 | 17.9713 | 90.7576 | 233.9083 | 19.8015 | -226.2801 | -19.1557 | [11 empty] | 1 | [7 empty] | 20.6 | 14.4686 | 2.6794 | 111.24 | 556.2 | 17.7134 | #REF! | #REF! | #REF! | #REF! | 20.6 | 91.1339 | 16.8766 | 111.24 | 556.2 | 17.7134 | #REF! | #REF! | #REF! | #REF! | 20.6 | 246.247 | 45.6013 | 111.24 | 556.2 | 17.7134 | #REF! | #REF! | #REF! | #REF! | 20.6 | 479.4145 | 88.7805 | 111.24 | 556.2 | 17.7134 | #REF! | #REF! | #REF! | #REF! | 20.6 | 791.4554 | 146.5658 | 111.24 | 556.2 | 17.7134 | #REF! | #REF! | #REF! | 2 | 20.6 | 1180.3824 | 218.5893 | 111.24 | 556.2 | 17.7134 | #REF! | #REF! | #REF! | 2 | 20.6 | 1644.187 | 304.4791 | 111.24 | 556.2 | 17.7134 | #REF! | #REF! | #REF! | 2 | 20.6 | 2182.7753 | 404.2176 | 111.24 | 556.2 | 17.7134 | #REF! | #REF! | #REF!
| 2 | 20.95 | 3.5215 | 7.7219 | 0.010355 | 113.13 | 0.65213 | 7.7219 | 113.13 | 67.878 | 8.4594 | 565.65 | 18.0143 | 90.7747 | 234.9846 | 19.8451 | -227.2627 | -19.193 | [11 empty] | 1 | [7 empty] | 20.65 | 14.5838 | 2.7007 | 111.51 | 557.55 | 17.7564 | #REF! | #REF! | #REF! | #REF! | 20.65 | 90.6451 | 16.7861 | 111.51 | 557.55 | 17.7564 | #REF! | #REF! | #REF! | #REF! | 20.65 | 245.3329 | 45.432 | 111.51 | 557.55 | 17.7564 | #REF! | #REF! | #REF! | #REF! | 20.65 | 478.0915 | 88.5355 | 111.51 | 557.55 | 17.7564 | #REF! | #REF! | #REF! | #REF! | 20.65 | 789.7299 | 146.2463 | 111.51 | 557.55 | 17.7564 | #REF! | #REF! | #REF! | 2 | 20.65 | 1178.3039 | 218.2044 | 111.51 | 557.55 | 17.7564 | #REF! | #REF! | #REF! | 2 | 20.65 | 1641.7522 | 304.0282 | 111.51 | 557.55 | 17.7564 | #REF! | #REF! | #REF! | 2 | 20.65 | 2179.9868 | 403.7013 | 111.51 | 557.55 | 17.7564 | #REF! | #REF! | #REF!
| 2 | 21 | 3.5561 | 7.8163 | 0.010482 | 113.4 | 0.65853 | 7.8163 | 113.4 | 68.04 | 8.4594 | 567 | 18.0573 | 90.7918 | 236.0633 | 19.8887 | -228.247 | -19.2302 | [11 empty] | 1 | [7 empty] | 20.7 | 14.7038 | 2.7229 | 111.78 | 558.9 | 17.7994 | #REF! | #REF! | #REF! | #REF! | 20.7 | 90.158 | 16.6959 | 111.78 | 558.9 | 17.7994 | #REF! | #REF! | #REF! | #REF! | 20.7 | 244.4203 | 45.263 | 111.78 | 558.9 | 17.7994 | #REF! | #REF! | #REF! | #REF! | 20.7 | 476.7701 | 88.2908 | 111.78 | 558.9 | 17.7994 | #REF! | #REF! | #REF! | #REF! | 20.7 | 788.0059 | 145.927 | 111.78 | 558.9 | 17.7994 | #REF! | #REF! | #REF! | 2 | 20.7 | 1176.2268 | 217.8198 | 111.78 | 558.9 | 17.7994 | #REF! | #REF! | #REF! | 2 | 20.7 | 1639.3192 | 303.5776 | 111.78 | 558.9 | 17.7994 | #REF! | #REF! | #REF! | 2 | 20.7 | 2177.2004 | 403.1853 | 111.78 | 558.9 | 17.7994 | #REF! | #REF! | #REF!
| 2 | 21.05 | 3.5908 | 7.9114 | 0.010609 | 113.67 | 0.66496 | 7.9114 | 113.67 | 68.202 | 8.4594 | 568.35 | 18.1003 | 90.8087 | 237.1445 | 19.9324 | -229.2331 | -19.2674 | [11 empty] | 1 | [7 empty] | 20.75 | 14.8285 | 2.746 | 112.05 | 560.25 | 17.8424 | #REF! | #REF! | #REF! | #REF! | 20.75 | 89.6726 | 16.606 | 112.05 | 560.25 | 17.8424 | #REF! | #REF! | #REF! | #REF! | 20.75 | 243.5092 | 45.0943 | 112.05 | 560.25 | 17.8424 | #REF! | #REF! | #REF! | #REF! | 20.75 | 475.4503 | 88.0463 | 112.05 | 560.25 | 17.8424 | #REF! | #REF! | #REF! | #REF! | 20.75 | 786.2835 | 145.608 | 112.05 | 560.25 | 17.8424 | #REF! | #REF! | #REF! | 2 | 20.75 | 1174.1514 | 217.4354 | 112.05 | 560.25 | 17.8424 | #REF! | #REF! | #REF! | 2 | 20.75 | 1636.888 | 303.1274 | 112.05 | 560.25 | 17.8424 | #REF! | #REF! | #REF! | 2 | 20.75 | 2174.4161 | 402.6697 | 112.05 | 560.25 | 17.8424 | #REF! | #REF! | #REF!
| 2 | 21.1 | 3.6257 | 8.0072 | 0.010738 | 113.94 | 0.67143 | 8.0072 | 113.94 | 68.364 | 8.4594 | 569.7 | 18.1433 | 90.8256 | 238.2281 | 19.976 | -230.2208 | -19.3046 | [11 empty] | 1 | [7 empty] | 20.8 | 14.9579 | 2.77 | 112.32 | 561.6 | 17.8854 | #REF! | #REF! | #REF! | #REF! | 20.8 | 89.1889 | 16.5165 | 112.32 | 561.6 | 17.8854 | #REF! | #REF! | #REF! | #REF! | 20.8 | 242.5996 | 44.9259 | 112.32 | 561.6 | 17.8854 | #REF! | #REF! | #REF! | #REF! | 20.8 | 474.132 | 87.8022 | 112.32 | 561.6 | 17.8854 | #REF! | #REF! | #REF! | #REF! | 20.8 | 784.5625 | 145.2894 | 112.32 | 561.6 | 17.8854 | #REF! | #REF! | #REF! | 2 | 20.8 | 1172.0774 | 217.0514 | 112.32 | 561.6 | 17.8854 | #REF! | #REF! | #REF! | 2 | 20.8 | 1634.4587 | 302.6775 | 112.32 | 561.6 | 17.8854 | #REF! | #REF! | #REF! | 2 | 20.8 | 2171.6341 | 402.1545 | 112.32 | 561.6 | 17.8854 | #REF! | #REF! | #REF!
| 2 | 21.15 | 3.6608 | 8.1038 | 0.010867 | 114.21 | 0.67792 | 8.1038 | 114.21 | 68.526 | 8.4594 | 571.05 | 18.1863 | 90.8424 | 239.3141 | 20.0196 | -231.2103 | -19.3417 | [11 empty] | 1 | [7 empty] | 20.85 | 15.0921 | 2.7948 | 112.59 | 562.95 | 17.9283 | #REF! | #REF! | #REF! | #REF! | 20.85 | 88.7068 | 16.4272 | 112.59 | 562.95 | 17.9283 | #REF! | #REF! | #REF! | #REF! | 20.85 | 241.6916 | 44.7577 | 112.59 | 562.95 | 17.9283 | #REF! | #REF! | #REF! | #REF! | 20.85 | 472.8152 | 87.5584 | 112.59 | 562.95 | 17.9283 | #REF! | #REF! | #REF! | #REF! | 20.85 | 782.8431 | 144.9709 | 112.59 | 562.95 | 17.9283 | #REF! | #REF! | #REF! | 2 | 20.85 | 1170.005 | 216.6676 | 112.59 | 562.95 | 17.9283 | #REF! | #REF! | #REF! | 2 | 20.85 | 1632.0311 | 302.228 | 112.59 | 562.95 | 17.9283 | #REF! | #REF! | #REF! | 2 | 20.85 | 2168.8541 | 401.6396 | 112.59 | 562.95 | 17.9283 | #REF! | #REF! | #REF!
| 2 | 21.2 | 3.696 | 8.2012 | 0.010998 | 114.48 | 0.68445 | 8.2012 | 114.48 | 68.688 | 8.4594 | 572.4 | 18.2293 | 90.8592 | 240.4026 | 20.0632 | -232.2014 | -19.3788 | [11 empty] | 1 | [7 empty] | 20.9 | 15.2311 | 2.8206 | 112.86 | 564.3 | 17.9713 | #REF! | #REF! | #REF! | #REF! | 20.9 | 88.2265 | 16.3382 | 112.86 | 564.3 | 17.9713 | #REF! | #REF! | #REF! | #REF! | 20.9 | 240.785 | 44.5898 | 112.86 | 564.3 | 17.9713 | #REF! | #REF! | #REF! | #REF! | 20.9 | 471.4999 | 87.3148 | 112.86 | 564.3 | 17.9713 | #REF! | #REF! | #REF! | #REF! | 20.9 | 781.1252 | 144.6528 | 112.86 | 564.3 | 17.9713 | #REF! | #REF! | #REF! | 2 | 20.9 | 1167.9341 | 216.2841 | 112.86 | 564.3 | 17.9713 | #REF! | #REF! | #REF! | 2 | 20.9 | 1629.6053 | 301.7788 | 112.86 | 564.3 | 17.9713 | #REF! | #REF! | #REF! | 2 | 20.9 | 2166.0762 | 401.1252 | 112.86 | 564.3 | 17.9713 | #REF! | #REF! | #REF!
| 2 | 21.25 | 3.7314 | 8.2993 | 0.01113 | 114.75 | 0.691 | 8.2993 | 114.75 | 68.85 | 8.4594 | 573.75 | 18.2723 | 90.8759 | 241.4936 | 20.1069 | -233.1943 | -19.4159 | [11 empty] | 1 | [7 empty] | 20.95 | 15.3748 | 2.8472 | 113.13 | 565.65 | 18.0143 | #REF! | #REF! | #REF! | #REF! | 20.95 | 87.7478 | 16.2496 | 113.13 | 565.65 | 18.0143 | #REF! | #REF! | #REF! | #REF! | 20.95 | 239.8799 | 44.4222 | 113.13 | 565.65 | 18.0143 | #REF! | #REF! | #REF! | #REF! | 20.95 | 470.1861 | 87.0715 | 113.13 | 565.65 | 18.0143 | #REF! | #REF! | #REF! | #REF! | 20.95 | 779.4089 | 144.335 | 113.13 | 565.65 | 18.0143 | #REF! | #REF! | #REF! | 2 | 20.95 | 1165.8648 | 215.9009 | 113.13 | 565.65 | 18.0143 | #REF! | #REF! | #REF! | 2 | 20.95 | 1627.1813 | 301.3299 | 113.13 | 565.65 | 18.0143 | #REF! | #REF! | #REF! | 2 | 20.95 | 2163.3005 | 400.6112 | 113.13 | 565.65 | 18.0143 | #REF! | #REF! | #REF!
| 2 | 21.3 | 3.767 | 8.3981 | 0.011262 | 115.02 | 0.69759 | 8.3981 | 115.02 | 69.012 | 8.4594 | 575.1 | 18.3153 | 90.8925 | 242.587 | 20.1505 | -234.1889 | -19.4529 | [11 empty] | 1 | [7 empty] | 21 | 15.5232 | 2.8747 | 113.4 | 567 | 18.0573 | #REF! | #REF! | #REF! | #REF! | 21 | 87.2707 | 16.1612 | 113.4 | 567 | 18.0573 | #REF! | #REF! | #REF! | #REF! | 21 | 238.9764 | 44.2549 | 113.4 | 567 | 18.0573 | #REF! | #REF! | #REF! | #REF! | 21 | 468.8739 | 86.8285 | 113.4 | 567 | 18.0573 | #REF! | #REF! | #REF! | #REF! | 21 | 777.694 | 144.0174 | 113.4 | 567 | 18.0573 | #REF! | #REF! | #REF! | 2 | 21 | 1163.7969 | 215.5179 | 113.4 | 567 | 18.0573 | #REF! | #REF! | #REF! | 2 | 21 | 1624.759 | 300.8813 | 113.4 | 567 | 18.0573 | #REF! | #REF! | #REF! | 2 | 21 | 2160.5268 | 400.0976 | 113.4 | 567 | 18.0573 | #REF! | #REF! | #REF!
| 2 | 21.35 | 3.8027 | 8.4977 | 0.011396 | 115.29 | 0.70421 | 8.4977 | 115.29 | 69.174 | 8.4594 | 576.45 | 18.3583 | 90.9091 | 243.6828 | 20.1941 | -235.1851 | -19.4899 | [11 empty] | 1 | [7 empty] | 21.05 | 15.6764 | 2.903 | 113.67 | 568.35 | 18.1003 | #REF! | #REF! | #REF! | #REF! | 21.05 | 86.7952 | 16.0732 | 113.67 | 568.35 | 18.1003 | #REF! | #REF! | #REF! | #REF! | 21.05 | 238.0743 | 44.0878 | 113.67 | 568.35 | 18.1003 | #REF! | #REF! | #REF! | #REF! | 21.05 | 467.5632 | 86.5858 | 113.67 | 568.35 | 18.1003 | #REF! | #REF! | #REF! | #REF! | 21.05 | 775.9807 | 143.7001 | 113.67 | 568.35 | 18.1003 | #REF! | #REF! | #REF! | 2 | 21.05 | 1161.7306 | 215.1353 | 113.67 | 568.35 | 18.1003 | #REF! | #REF! | #REF! | 2 | 21.05 | 1622.3385 | 300.4331 | 113.67 | 568.35 | 18.1003 | #REF! | #REF! | #REF! | 2 | 21.05 | 2157.7552 | 399.5843 | 113.67 | 568.35 | 18.1003 | #REF! | #REF! | #REF!
| 2 | 21.4 | 3.8386 | 8.598 | 0.01153 | 115.56 | 0.71086 | 8.598 | 115.56 | 69.336 | 8.4594 | 577.8 | 18.4013 | 90.9255 | 244.7811 | 20.2377 | -236.1831 | -19.5269 | [11 empty] | 1 | [7 empty] | 21.1 | 15.8343 | 2.9323 | 113.94 | 569.7 | 18.1433 | #REF! | #REF! | #REF! | #REF! | 21.1 | 86.3214 | 15.9854 | 113.94 | 569.7 | 18.1433 | #REF! | #REF! | #REF! | #REF! | 21.1 | 237.1736 | 43.921 | 113.94 | 569.7 | 18.1433 | #REF! | #REF! | #REF! | #REF! | 21.1 | 466.2539 | 86.3433 | 113.94 | 569.7 | 18.1433 | #REF! | #REF! | #REF! | #REF! | 21.1 | 774.2689 | 143.3831 | 113.94 | 569.7 | 18.1433 | #REF! | #REF! | #REF! | 2 | 21.1 | 1159.6657 | 214.7529 | 113.94 | 569.7 | 18.1433 | #REF! | #REF! | #REF! | 2 | 21.1 | 1619.9197 | 299.9851 | 113.94 | 569.7 | 18.1433 | #REF! | #REF! | #REF! | 2 | 21.1 | 2154.9857 | 399.0714 | 113.94 | 569.7 | 18.1433 | #REF! | #REF! | #REF!
| 2 | 21.45 | 3.8747 | 8.6991 | 0.011666 | 115.83 | 0.71754 | 8.6991 | 115.83 | 69.498 | 8.4594 | 579.15 | 18.4443 | 90.942 | 245.8819 | 20.2814 | -237.1828 | -19.5638 | [11 empty] | 1 | [7 empty] | 21.15 | 15.997 | 2.9624 | 114.21 | 571.05 | 18.1863 | #REF! | #REF! | #REF! | #REF! | 21.15 | 85.8491 | 15.898 | 114.21 | 571.05 | 18.1863 | #REF! | #REF! | #REF! | #REF! | 21.15 | 236.2744 | 43.7545 | 114.21 | 571.05 | 18.1863 | #REF! | #REF! | #REF! | #REF! | 21.15 | 464.9462 | 86.1012 | 114.21 | 571.05 | 18.1863 | #REF! | #REF! | #REF! | #REF! | 21.15 | 772.5586 | 143.0664 | 114.21 | 571.05 | 18.1863 | #REF! | #REF! | #REF! | 2 | 21.15 | 1157.6024 | 214.3708 | 114.21 | 571.05 | 18.1863 | #REF! | #REF! | #REF! | 2 | 21.15 | 1617.5027 | 299.5375 | 114.21 | 571.05 | 18.1863 | #REF! | #REF! | #REF! | 2 | 21.15 | 2152.2182 | 398.5589 | 114.21 | 571.05 | 18.1863 | #REF! | #REF! | #REF!
| 2 | 21.5 | 3.911 | 8.801 | 0.011802 | 116.1 | 0.72425 | 8.801 | 116.1 | 69.66 | 8.4594 | 580.5 | 18.4873 | 90.9583 | 246.9851 | 20.325 | -238.1841 | -19.6007 | [11 empty] | 1 | [7 empty] | 21.2 | 16.1644 | 2.9934 | 114.48 | 572.4 | 18.2293 | #REF! | #REF! | #REF! | #REF! | 21.2 | 85.3784 | 15.8108 | 114.48 | 572.4 | 18.2293 | #REF! | #REF! | #REF! | #REF! | 21.2 | 235.3767 | 43.5883 | 114.48 | 572.4 | 18.2293 | #REF! | #REF! | #REF! | #REF! | 21.2 | 463.64 | 85.8593 | 114.48 | 572.4 | 18.2293 | #REF! | #REF! | #REF! | #REF! | 21.2 | 770.8499 | 142.75 | 114.48 | 572.4 | 18.2293 | #REF! | #REF! | #REF! | 2 | 21.2 | 1155.5406 | 213.989 | 114.48 | 572.4 | 18.2293 | #REF! | #REF! | #REF! | 2 | 21.2 | 1615.0874 | 299.0903 | 114.48 | 572.4 | 18.2293 | #REF! | #REF! | #REF! | 2 | 21.2 | 2149.4527 | 398.0468 | 114.48 | 572.4 | 18.2293 | #REF! | #REF! | #REF!
| 2 | 21.55 | 3.9474 | 8.9036 | 0.01194 | 116.37 | 0.73099 | 8.9036 | 116.37 | 69.822 | 8.4594 | 581.85 | 18.5303 | 90.9746 | 248.0907 | 20.3686 | -239.1872 | -19.6376 | [11 empty] | 1 | [7 empty] | 21.25 | 16.3365 | 3.0253 | 114.75 | 573.75 | 18.2723 | #REF! | #REF! | #REF! | #REF! | 21.25 | 84.9093 | 15.7239 | 114.75 | 573.75 | 18.2723 | #REF! | #REF! | #REF! | #REF! | 21.25 | 234.4804 | 43.4223 | 114.75 | 573.75 | 18.2723 | #REF! | #REF! | #REF! | #REF! | 21.25 | 462.3353 | 85.6176 | 114.75 | 573.75 | 18.2723 | #REF! | #REF! | #REF! | #REF! | 21.25 | 769.1426 | 142.4338 | 114.75 | 573.75 | 18.2723 | #REF! | #REF! | #REF! | 2 | 21.25 | 1153.4802 | 213.6074 | 114.75 | 573.75 | 18.2723 | #REF! | #REF! | #REF! | 2 | 21.25 | 1612.6738 | 298.6433 | 114.75 | 573.75 | 18.2723 | #REF! | #REF! | #REF! | 2 | 21.25 | 2146.6892 | 397.535 | 114.75 | 573.75 | 18.2723 | #REF! | #REF! | #REF!
| 2 | 21.6 | 3.984 | 9.0069 | 0.012078 | 116.64 | 0.73777 | 9.0069 | 116.64 | 69.984 | 8.4594 | 583.2 | 18.5732 | 90.9909 | 249.1988 | 20.4122 | -240.1919 | -19.6744 | [11 empty] | 1 | [7 empty] | 21.3 | 16.5134 | 3.058 | 115.02 | 575.1 | 18.3153 | #REF! | #REF! | #REF! | #REF! | 21.3 | 84.4417 | 15.6374 | 115.02 | 575.1 | 18.3153 | #REF! | #REF! | #REF! | #REF! | 21.3 | 233.5856 | 43.2566 | 115.02 | 575.1 | 18.3153 | #REF! | #REF! | #REF! | #REF! | 21.3 | 461.0321 | 85.3763 | 115.02 | 575.1 | 18.3153 | #REF! | #REF! | #REF! | #REF! | 21.3 | 767.4369 | 142.1179 | 115.02 | 575.1 | 18.3153 | #REF! | #REF! | #REF! | 2 | 21.3 | 1151.4213 | 213.2262 | 115.02 | 575.1 | 18.3153 | #REF! | #REF! | #REF! | 2 | 21.3 | 1610.2619 | 298.1967 | 115.02 | 575.1 | 18.3153 | #REF! | #REF! | #REF! | 2 | 21.3 | 2143.9278 | 397.0237 | 115.02 | 575.1 | 18.3153 | #REF! | #REF! | #REF!
| 2 | 21.65 | 4.0207 | 9.1111 | 0.012218 | 116.91 | 0.74458 | 9.1111 | 116.91 | 70.146 | 8.4594 | 584.55 | 18.6162 | 91.007 | 250.3094 | 20.4558 | -241.1983 | -19.7113 | [11 empty] | 1 | [7 empty] | 21.35 | 16.6951 | 3.0917 | 115.29 | 576.45 | 18.3583 | #REF! | #REF! | #REF! | #REF! | 21.35 | 83.9756 | 15.551 | 115.29 | 576.45 | 18.3583 | #REF! | #REF! | #REF! | #REF! | 21.35 | 232.6922 | 43.0912 | 115.29 | 576.45 | 18.3583 | #REF! | #REF! | #REF! | #REF! | 21.35 | 459.7303 | 85.1352 | 115.29 | 576.45 | 18.3583 | #REF! | #REF! | #REF! | #REF! | 21.35 | 765.7327 | 141.8024 | 115.29 | 576.45 | 18.3583 | #REF! | #REF! | #REF! | 2 | 21.35 | 1149.364 | 212.8452 | 115.29 | 576.45 | 18.3583 | #REF! | #REF! | #REF! | 2 | 21.35 | 1607.8518 | 297.7503 | 115.29 | 576.45 | 18.3583 | #REF! | #REF! | #REF! | 2 | 21.35 | 2141.1684 | 396.5127 | 115.29 | 576.45 | 18.3583 | #REF! | #REF! | #REF!
| 2 | 21.7 | 4.0576 | 9.216 | 0.012359 | 117.18 | 0.75141 | 9.216 | 117.18 | 70.308 | 8.4594 | 585.9 | 18.6592 | 91.0231 | 251.4224 | 20.4994 | -242.2064 | -19.748 | [11 empty] | 1 | [7 empty] | 21.4 | 16.8814 | 3.1262 | 115.56 | 577.8 | 18.4013 | #REF! | #REF! | #REF! | #REF! | 21.4 | 83.5111 | 15.465 | 115.56 | 577.8 | 18.4013 | #REF! | #REF! | #REF! | #REF! | 21.4 | 231.8003 | 42.926 | 115.56 | 577.8 | 18.4013 | #REF! | #REF! | #REF! | #REF! | 21.4 | 458.4301 | 84.8945 | 115.56 | 577.8 | 18.4013 | #REF! | #REF! | #REF! | #REF! | 21.4 | 764.03 | 141.487 | 115.56 | 577.8 | 18.4013 | #REF! | #REF! | #REF! | 2 | 21.4 | 1147.308 | 212.4645 | 115.56 | 577.8 | 18.4013 | #REF! | #REF! | #REF! | 2 | 21.4 | 1605.4433 | 297.3043 | 115.56 | 577.8 | 18.4013 | #REF! | #REF! | #REF! | 2 | 21.4 | 2138.4109 | 396.002 | 115.56 | 577.8 | 18.4013 | #REF! | #REF! | #REF!
| 2 | 21.75 | 4.0947 | 9.3216 | 0.012501 | 117.45 | 0.75828 | 9.3216 | 117.45 | 70.47 | 8.4594 | 587.25 | 18.7022 | 91.0392 | 252.5378 | 20.5431 | -243.2162 | -19.7848 | [11 empty] | 1 | [7 empty] | 21.45 | 17.0726 | 3.1616 | 115.83 | 579.15 | 18.4443 | #REF! | #REF! | #REF! | #REF! | 21.45 | 83.0481 | 15.3793 | 115.83 | 579.15 | 18.4443 | #REF! | #REF! | #REF! | #REF! | 21.45 | 230.9097 | 42.7611 | 115.83 | 579.15 | 18.4443 | #REF! | #REF! | #REF! | #REF! | 21.45 | 457.1313 | 84.6539 | 115.83 | 579.15 | 18.4443 | #REF! | #REF! | #REF! | #REF! | 21.45 | 762.3288 | 141.172 | 115.83 | 579.15 | 18.4443 | #REF! | #REF! | #REF! | 2 | 21.45 | 1145.2536 | 212.084 | 115.83 | 579.15 | 18.4443 | #REF! | #REF! | #REF! | 2 | 21.45 | 1603.0365 | 296.8586 | 115.83 | 579.15 | 18.4443 | #REF! | #REF! | #REF! | 2 | 21.45 | 2135.6554 | 395.4917 | 115.83 | 579.15 | 18.4443 | #REF! | #REF! | #REF!
| 2 | 21.8 | 4.132 | 9.4281 | 0.012643 | 117.72 | 0.76518 | 9.4281 | 117.72 | 70.632 | 8.4594 | 588.6 | 18.7452 | 91.0552 | 253.6558 | 20.5867 | -244.2277 | -19.8215 | [11 empty] | 1 | [7 empty] | 21.5 | 17.2684 | 3.1979 | 116.1 | 580.5 | 18.4873 | #REF! | #REF! | #REF! | #REF! | 21.5 | 82.5865 | 15.2938 | 116.1 | 580.5 | 18.4873 | #REF! | #REF! | #REF! | #REF! | 21.5 | 230.0206 | 42.5964 | 116.1 | 580.5 | 18.4873 | #REF! | #REF! | #REF! | #REF! | 21.5 | 455.8341 | 84.4137 | 116.1 | 580.5 | 18.4873 | #REF! | #REF! | #REF! | #REF! | 21.5 | 760.6292 | 140.8573 | 116.1 | 580.5 | 18.4873 | #REF! | #REF! | #REF! | 2 | 21.5 | 1143.2006 | 211.7038 | 116.1 | 580.5 | 18.4873 | #REF! | #REF! | #REF! | 2 | 21.5 | 1600.6314 | 296.4132 | 116.1 | 580.5 | 18.4873 | #REF! | #REF! | #REF! | 2 | 21.5 | 2132.9019 | 394.9818 | 116.1 | 580.5 | 18.4873 | #REF! | #REF! | #REF!
| 2 | 21.85 | 4.1694 | 9.5353 | 0.012787 | 117.99 | 0.77211 | 9.5353 | 117.99 | 70.794 | 8.4594 | 589.95 | 18.7882 | 91.0711 | 254.7761 | 20.6303 | -245.2408 | -19.8582 | [11 empty] | 1 | [7 empty] | 21.55 | 17.469 | 3.235 | 116.37 | 581.85 | 18.5303 | #REF! | #REF! | #REF! | #REF! | 21.55 | 82.1264 | 15.2086 | 116.37 | 581.85 | 18.5303 | #REF! | #REF! | #REF! | #REF! | 21.55 | 229.1328 | 42.432 | 116.37 | 581.85 | 18.5303 | #REF! | #REF! | #REF! | #REF! | 21.55 | 454.5383 | 84.1738 | 116.37 | 581.85 | 18.5303 | #REF! | #REF! | #REF! | #REF! | 21.55 | 758.931 | 140.5428 | 116.37 | 581.85 | 18.5303 | #REF! | #REF! | #REF! | 2 | 21.55 | 1141.1491 | 211.3239 | 116.37 | 581.85 | 18.5303 | #REF! | #REF! | #REF! | 2 | 21.55 | 1598.2279 | 295.9681 | 116.37 | 581.85 | 18.5303 | #REF! | #REF! | #REF! | 2 | 21.55 | 2130.1503 | 394.4723 | 116.37 | 581.85 | 18.5303 | #REF! | #REF! | #REF!
| 2 | 21.9 | 4.207 | 9.6433 | 0.012932 | 118.26 | 0.77908 | 9.6433 | 118.26 | 70.956 | 8.4594 | 591.3 | 18.8312 | 91.0869 | 255.899 | 20.6739 | -246.2556 | -19.8948 | [11 empty] | 1 | [7 empty] | 21.6 | 17.6744 | 3.273 | 116.64 | 583.2 | 18.5732 | #REF! | #REF! | #REF! | #REF! | 21.6 | 81.6678 | 15.1237 | 116.64 | 583.2 | 18.5732 | #REF! | #REF! | #REF! | #REF! | 21.6 | 228.2465 | 42.2679 | 116.64 | 583.2 | 18.5732 | #REF! | #REF! | #REF! | #REF! | 21.6 | 453.2439 | 83.9341 | 116.64 | 583.2 | 18.5732 | #REF! | #REF! | #REF! | #REF! | 21.6 | 757.2344 | 140.2286 | 116.64 | 583.2 | 18.5732 | #REF! | #REF! | #REF! | 2 | 21.6 | 1139.0991 | 210.9443 | 116.64 | 583.2 | 18.5732 | #REF! | #REF! | #REF! | 2 | 21.6 | 1595.8262 | 295.5234 | 116.64 | 583.2 | 18.5732 | #REF! | #REF! | #REF! | 2 | 21.6 | 2127.4007 | 393.9631 | 116.64 | 583.2 | 18.5732 | #REF! | #REF! | #REF!
| 2 | 21.95 | 4.2448 | 9.7521 | 0.013078 | 118.53 | 0.78607 | 9.7521 | 118.53 | 71.118 | 8.4594 | 592.65 | 18.8742 | 91.1027 | 257.0242 | 20.7175 | -247.2721 | -19.9314 | [11 empty] | 1 | [7 empty] | 21.65 | 17.8845 | 3.3119 | 116.91 | 584.55 | 18.6162 | #REF! | #REF! | #REF! | #REF! | 21.65 | 81.2106 | 15.039 | 116.91 | 584.55 | 18.6162 | #REF! | #REF! | #REF! | #REF! | 21.65 | 227.3616 | 42.104 | 116.91 | 584.55 | 18.6162 | #REF! | #REF! | #REF! | #REF! | 21.65 | 451.9511 | 83.6947 | 116.91 | 584.55 | 18.6162 | #REF! | #REF! | #REF! | #REF! | 21.65 | 755.5392 | 139.9147 | 116.91 | 584.55 | 18.6162 | #REF! | #REF! | #REF! | 2 | 21.65 | 1137.0505 | 210.5649 | 116.91 | 584.55 | 18.6162 | #REF! | #REF! | #REF! | 2 | 21.65 | 1593.426 | 295.0789 | 116.91 | 584.55 | 18.6162 | #REF! | #REF! | #REF! | 2 | 21.65 | 2124.653 | 393.4543 | 116.91 | 584.55 | 18.6162 | #REF! | #REF! | #REF!
| 2 | 22 | 4.2827 | 9.8617 | 0.013225 | 118.8 | 0.7931 | 9.8617 | 118.8 | 71.28 | 8.4594 | 594 | 18.9172 | 91.1184 | 258.152 | 20.7611 | -248.2903 | -19.968 | [11 empty] | 1 | [7 empty] | 21.7 | 18.0993 | 3.3517 | 117.18 | 585.9 | 18.6592 | #REF! | #REF! | #REF! | #REF! | 21.7 | 80.7548 | 14.9546 | 117.18 | 585.9 | 18.6592 | #REF! | #REF! | #REF! | #REF! | 21.7 | 226.478 | 41.9404 | 117.18 | 585.9 | 18.6592 | #REF! | #REF! | #REF! | #REF! | 21.7 | 450.6597 | 83.4555 | 117.18 | 585.9 | 18.6592 | #REF! | #REF! | #REF! | #REF! | 21.7 | 753.8456 | 139.601 | 117.18 | 585.9 | 18.6592 | #REF! | #REF! | #REF! | 2 | 21.7 | 1135.0033 | 210.1858 | 117.18 | 585.9 | 18.6592 | #REF! | #REF! | #REF! | 2 | 21.7 | 1591.0275 | 294.6347 | 117.18 | 585.9 | 18.6592 | #REF! | #REF! | #REF! | 2 | 21.7 | 2121.9072 | 392.9458 | 117.18 | 585.9 | 18.6592 | #REF! | #REF! | #REF!
| 2 | 22.05 | 4.3208 | 9.972 | 0.013373 | 119.07 | 0.80015 | 9.972 | 119.07 | 71.442 | 8.4594 | 595.35 | 18.9602 | 91.1341 | 259.2822 | 20.8047 | -249.3101 | -20.0046 | [11 empty] | 1 | [7 empty] | 21.75 | 18.3189 | 3.3924 | 117.45 | 587.25 | 18.7022 | #REF! | #REF! | #REF! | #REF! | 21.75 | 80.3005 | 14.8705 | 117.45 | 587.25 | 18.7022 | #REF! | #REF! | #REF! | #REF! | 21.75 | 225.5959 | 41.777 | 117.45 | 587.25 | 18.7022 | #REF! | #REF! | #REF! | #REF! | 21.75 | 449.3699 | 83.2166 | 117.45 | 587.25 | 18.7022 | #REF! | #REF! | #REF! | #REF! | 21.75 | 752.1535 | 139.2877 | 117.45 | 587.25 | 18.7022 | #REF! | #REF! | #REF! | 2 | 21.75 | 1132.9576 | 209.807 | 117.45 | 587.25 | 18.7022 | #REF! | #REF! | #REF! | 2 | 21.75 | 1588.6307 | 294.1909 | 117.45 | 587.25 | 18.7022 | #REF! | #REF! | #REF! | 2 | 21.75 | 2119.1633 | 392.4376 | 117.45 | 587.25 | 18.7022 | #REF! | #REF! | #REF!
| 2 | 22.1 | 4.3591 | 10.0832 | 0.013522 | 119.34 | 0.80724 | 10.0832 | 119.34 | 71.604 | 8.4594 | 596.7 | 19.0032 | 91.1497 | 260.4148 | 20.8483 | -250.3316 | -20.0411 | [11 empty] | 1 | [7 empty] | 21.8 | 18.5432 | 3.4339 | 117.72 | 588.6 | 18.7452 | #REF! | #REF! | #REF! | #REF! | 21.8 | 79.8476 | 14.7866 | 117.72 | 588.6 | 18.7452 | #REF! | #REF! | #REF! | #REF! | 21.8 | 224.7151 | 41.6139 | 117.72 | 588.6 | 18.7452 | #REF! | #REF! | #REF! | #REF! | 21.8 | 448.0814 | 82.978 | 117.72 | 588.6 | 18.7452 | #REF! | #REF! | #REF! | #REF! | 21.8 | 750.463 | 138.9746 | 117.72 | 588.6 | 18.7452 | #REF! | #REF! | #REF! | 2 | 21.8 | 1130.9133 | 209.4284 | 117.72 | 588.6 | 18.7452 | #REF! | #REF! | #REF! | 2 | 21.8 | 1586.2354 | 293.7473 | 117.72 | 588.6 | 18.7452 | #REF! | #REF! | #REF! | 2 | 21.8 | 2116.4212 | 391.9299 | 117.72 | 588.6 | 18.7452 | #REF! | #REF! | #REF!
| 2 | 22.15 | 4.3975 | 10.1951 | 0.013672 | 119.61 | 0.81436 | 10.1951 | 119.61 | 71.766 | 8.4594 | 598.05 | 19.0462 | 91.1652 | 261.5499 | 20.8919 | -251.3548 | -20.0776 | [11 empty] | 1 | [7 empty] | 21.85 | 18.7723 | 3.4764 | 117.99 | 589.95 | 18.7882 | #REF! | #REF! | #REF! | #REF! | 21.85 | 79.396 | 14.703 | 117.99 | 589.95 | 18.7882 | #REF! | #REF! | #REF! | #REF! | 21.85 | 223.8357 | 41.4511 | 117.99 | 589.95 | 18.7882 | #REF! | #REF! | #REF! | #REF! | 21.85 | 446.7945 | 82.7397 | 117.99 | 589.95 | 18.7882 | #REF! | #REF! | #REF! | #REF! | 21.85 | 748.7739 | 138.6618 | 117.99 | 589.95 | 18.7882 | #REF! | #REF! | #REF! | 2 | 21.85 | 1128.8705 | 209.0501 | 117.99 | 589.95 | 18.7882 | #REF! | #REF! | #REF! | 2 | 21.85 | 1583.8418 | 293.304 | 117.99 | 589.95 | 18.7882 | #REF! | #REF! | #REF! | 2 | 21.85 | 2113.6811 | 391.4224 | 117.99 | 589.95 | 18.7882 | #REF! | #REF! | #REF!
| 2 | 22.2 | 4.4362 | 10.3079 | 0.013823 | 119.88 | 0.82151 | 10.3079 | 119.88 | 71.928 | 8.4594 | 599.4 | 19.0892 | 91.1807 | 262.6875 | 20.9355 | -252.3796 | -20.114 | [11 empty] | 1 | [7 empty] | 21.9 | 19.0061 | 3.5197 | 118.26 | 591.3 | 18.8312 | #REF! | #REF! | #REF! | #REF! | 21.9 | 78.9458 | 14.6196 | 118.26 | 591.3 | 18.8312 | #REF! | #REF! | #REF! | #REF! | 21.9 | 222.9576 | 41.2884 | 118.26 | 591.3 | 18.8312 | #REF! | #REF! | #REF! | #REF! | 21.9 | 445.509 | 82.5017 | 118.26 | 591.3 | 18.8312 | #REF! | #REF! | #REF! | #REF! | 21.9 | 747.0863 | 138.3493 | 118.26 | 591.3 | 18.8312 | #REF! | #REF! | #REF! | 2 | 21.9 | 1126.8291 | 208.6721 | 118.26 | 591.3 | 18.8312 | #REF! | #REF! | #REF! | 2 | 21.9 | 1581.4498 | 292.8611 | 118.26 | 591.3 | 18.8312 | #REF! | #REF! | #REF! | 2 | 21.9 | 2110.9428 | 390.9153 | 118.26 | 591.3 | 18.8312 | #REF! | #REF! | #REF!
| 2 | 22.25 | 4.4749 | 10.4214 | 0.013975 | 120.15 | 0.82869 | 10.4214 | 120.15 | 72.09 | 8.4594 | 600.75 | 19.1322 | 91.1961 | 263.8275 | 20.9792 | -253.4061 | -20.1505 | [11 empty] | 1 | [7 empty] | 21.95 | 19.2447 | 3.5638 | 118.53 | 592.65 | 18.8742 | #REF! | #REF! | #REF! | #REF! | 21.95 | 78.4969 | 14.5365 | 118.53 | 592.65 | 18.8742 | #REF! | #REF! | #REF! | #REF! | 21.95 | 222.0809 | 41.1261 | 118.53 | 592.65 | 18.8742 | #REF! | #REF! | #REF! | #REF! | 21.95 | 444.225 | 82.2639 | 118.53 | 592.65 | 18.8742 | #REF! | #REF! | #REF! | #REF! | 21.95 | 745.4003 | 138.0371 | 118.53 | 592.65 | 18.8742 | #REF! | #REF! | #REF! | 2 | 21.95 | 1124.7891 | 208.2943 | 118.53 | 592.65 | 18.8742 | #REF! | #REF! | #REF! | 2 | 21.95 | 1579.0594 | 292.4184 | 118.53 | 592.65 | 18.8742 | #REF! | #REF! | #REF! | 2 | 21.95 | 2108.2064 | 390.4086 | 118.53 | 592.65 | 18.8742 | #REF! | #REF! | #REF!
| 2 | 22.3 | 4.5139 | 10.5357 | 0.014129 | 120.42 | 0.8359 | 10.5357 | 120.42 | 72.252 | 8.4594 | 602.1 | 19.1752 | 91.2114 | 264.97 | 21.0228 | -254.4343 | -20.1869 | [11 empty] | 1 | [7 empty] | 22 | 19.488 | 3.6089 | 118.8 | 594 | 18.9172 | #REF! | #REF! | #REF! | #REF! | 22 | 78.0494 | 14.4536 | 118.8 | 594 | 18.9172 | #REF! | #REF! | #REF! | #REF! | 22 | 221.2056 | 40.964 | 118.8 | 594 | 18.9172 | #REF! | #REF! | #REF! | #REF! | 22 | 442.9424 | 82.0264 | 118.8 | 594 | 18.9172 | #REF! | #REF! | #REF! | #REF! | 22 | 743.7158 | 137.7251 | 118.8 | 594 | 18.9172 | #REF! | #REF! | #REF! | 2 | 22 | 1122.7506 | 207.9168 | 118.8 | 594 | 18.9172 | #REF! | #REF! | #REF! | 2 | 22 | 1576.6706 | 291.976 | 118.8 | 594 | 18.9172 | #REF! | #REF! | #REF! | 2 | 22 | 2105.4719 | 389.9022 | 118.8 | 594 | 18.9172 | #REF! | #REF! | #REF!
| 2 | 22.35 | 4.553 | 10.6508 | 0.014283 | 120.69 | 0.84315 | 10.6508 | 120.69 | 72.414 | 8.4594 | 603.45 | 19.2182 | 91.2267 | 266.1149 | 21.0664 | -255.4641 | -20.2232 | [11 empty] | 1 | [7 empty] | 22.05 | 19.736 | 3.6548 | 119.07 | 595.35 | 18.9602 | #REF! | #REF! | #REF! | #REF! | 22.05 | 77.6033 | 14.371 | 119.07 | 595.35 | 18.9602 | #REF! | #REF! | #REF! | #REF! | 22.05 | 220.3316 | 40.8021 | 119.07 | 595.35 | 18.9602 | #REF! | #REF! | #REF! | #REF! | 22.05 | 441.6613 | 81.7891 | 119.07 | 595.35 | 18.9602 | #REF! | #REF! | #REF! | #REF! | 22.05 | 742.0328 | 137.4135 | 119.07 | 595.35 | 18.9602 | #REF! | #REF! | #REF! | 2 | 22.05 | 1120.7135 | 207.5395 | 119.07 | 595.35 | 18.9602 | #REF! | #REF! | #REF! | 2 | 22.05 | 1574.2834 | 291.534 | 119.07 | 595.35 | 18.9602 | #REF! | #REF! | #REF! | 2 | 22.05 | 2102.7391 | 389.3961 | 119.07 | 595.35 | 18.9602 | #REF! | #REF! | #REF!
| 2 | 22.4 | 4.5923 | 10.7668 | 0.014438 | 120.96 | 0.85042 | 10.7668 | 120.96 | 72.576 | 8.4594 | 604.8 | 19.2611 | 91.242 | 267.2623 | 21.11 | -256.4955 | -20.2595 | [11 empty] | 1 | [7 empty] | 22.1 | 19.9888 | 3.7016 | 119.34 | 596.7 | 19.0032 | #REF! | #REF! | #REF! | #REF! | 22.1 | 77.1584 | 14.2886 | 119.34 | 596.7 | 19.0032 | #REF! | #REF! | #REF! | #REF! | 22.1 | 219.4589 | 40.6405 | 119.34 | 596.7 | 19.0032 | #REF! | #REF! | #REF! | #REF! | 22.1 | 440.3817 | 81.5522 | 119.34 | 596.7 | 19.0032 | #REF! | #REF! | #REF! | #REF! | 22.1 | 740.3513 | 137.1021 | 119.34 | 596.7 | 19.0032 | #REF! | #REF! | #REF! | 2 | 22.1 | 1118.6778 | 207.1626 | 119.34 | 596.7 | 19.0032 | #REF! | #REF! | #REF! | 2 | 22.1 | 1571.8978 | 291.0922 | 119.34 | 596.7 | 19.0032 | #REF! | #REF! | #REF! | 2 | 22.1 | 2100.0082 | 388.8904 | 119.34 | 596.7 | 19.0032 | #REF! | #REF! | #REF!
| 2 | 22.45 | 4.6317 | 10.8835 | 0.014595 | 121.23 | 0.85773 | 10.8835 | 121.23 | 72.738 | 8.4594 | 606.15 | 19.3041 | 91.2571 | 268.4122 | 21.1536 | -257.5286 | -20.2958 | [11 empty] | 1 | [7 empty] | 22.15 | 20.2464 | 3.7493 | 119.61 | 598.05 | 19.0462 | #REF! | #REF! | #REF! | #REF! | 22.15 | 76.7148 | 14.2064 | 119.61 | 598.05 | 19.0462 | #REF! | #REF! | #REF! | #REF! | 22.15 | 218.5876 | 40.4792 | 119.61 | 598.05 | 19.0462 | #REF! | #REF! | #REF! | #REF! | 22.15 | 439.1035 | 81.3155 | 119.61 | 598.05 | 19.0462 | #REF! | #REF! | #REF! | #REF! | 22.15 | 738.6713 | 136.791 | 119.61 | 598.05 | 19.0462 | #REF! | #REF! | #REF! | 2 | 22.15 | 1116.6435 | 206.7858 | 119.61 | 598.05 | 19.0462 | #REF! | #REF! | #REF! | 2 | 22.15 | 1569.5137 | 290.6507 | 119.61 | 598.05 | 19.0462 | #REF! | #REF! | #REF! | 2 | 22.15 | 2097.2792 | 388.385 | 119.61 | 598.05 | 19.0462 | #REF! | #REF! | #REF!
| 2 | 22.5 | 4.6714 | 11.0011 | 0.014753 | 121.5 | 0.86507 | 11.0011 | 121.5 | 72.9 | 8.4594 | 607.5 | 19.3471 | 91.2722 | 269.5645 | 21.1972 | -258.5634 | -20.3321 | [11 empty] | 1 | [7 empty] | 22.2 | 20.5086 | 3.7979 | 119.88 | 599.4 | 19.0892 | #REF! | #REF! | #REF! | #REF! | 22.2 | 76.2725 | 14.1245 | 119.88 | 599.4 | 19.0892 | #REF! | #REF! | #REF! | #REF! | 22.2 | 217.7176 | 40.3181 | 119.88 | 599.4 | 19.0892 | #REF! | #REF! | #REF! | #REF! | 22.2 | 437.8267 | 81.079 | 119.88 | 599.4 | 19.0892 | #REF! | #REF! | #REF! | #REF! | 22.2 | 736.9929 | 136.4802 | 119.88 | 599.4 | 19.0892 | #REF! | #REF! | #REF! | 2 | 22.2 | 1114.6107 | 206.4094 | 119.88 | 599.4 | 19.0892 | #REF! | #REF! | #REF! | 2 | 22.2 | 1567.1313 | 290.2095 | 119.88 | 599.4 | 19.0892 | #REF! | #REF! | #REF! | 2 | 22.2 | 2094.5519 | 387.88 | 119.88 | 599.4 | 19.0892 | #REF! | #REF! | #REF!
| 2 | 22.55 | 4.7112 | 11.1195 | 0.014911 | 121.77 | 0.87244 | 11.1195 | 121.77 | 73.062 | 8.4594 | 608.85 | 19.3901 | 91.2873 | 270.7193 | 21.2408 | -259.5998 | -20.3683 | [11 empty] | 1 | [7 empty] | 22.25 | 20.7756 | 3.8473 | 120.15 | 600.75 | 19.1322 | #REF! | #REF! | #REF! | #REF! | 22.25 | 75.8315 | 14.0429 | 120.15 | 600.75 | 19.1322 | #REF! | #REF! | #REF! | #REF! | 22.25 | 216.849 | 40.1572 | 120.15 | 600.75 | 19.1322 | #REF! | #REF! | #REF! | #REF! | 22.25 | 436.5515 | 80.8429 | 120.15 | 600.75 | 19.1322 | #REF! | #REF! | #REF! | #REF! | 22.25 | 735.3159 | 136.1696 | 120.15 | 600.75 | 19.1322 | #REF! | #REF! | #REF! | 2 | 22.25 | 1112.5792 | 206.0332 | 120.15 | 600.75 | 19.1322 | #REF! | #REF! | #REF! | 2 | 22.25 | 1564.7503 | 289.7686 | 120.15 | 600.75 | 19.1322 | #REF! | #REF! | #REF! | 2 | 22.25 | 2091.8264 | 387.3753 | 120.15 | 600.75 | 19.1322 | #REF! | #REF! | #REF!
| 2 | 22.6 | 4.7511 | 11.2386 | 0.015071 | 122.04 | 0.87984 | 11.2386 | 122.04 | 73.224 | 8.4594 | 610.2 | 19.4331 | 91.3022 | 271.8765 | 21.2844 | -260.6379 | -20.4045 | [11 empty] | 1 | [7 empty] | 22.3 | 21.0474 | 3.8977 | 120.42 | 602.1 | 19.1752 | #REF! | #REF! | #REF! | #REF! | 22.3 | 75.3917 | 13.9614 | 120.42 | 602.1 | 19.1752 | #REF! | #REF! | #REF! | #REF! | 22.3 | 215.9816 | 39.9966 | 120.42 | 602.1 | 19.1752 | #REF! | #REF! | #REF! | #REF! | 22.3 | 435.2776 | 80.607 | 120.42 | 602.1 | 19.1752 | #REF! | #REF! | #REF! | #REF! | 22.3 | 733.6405 | 135.8594 | 120.42 | 602.1 | 19.1752 | #REF! | #REF! | #REF! | 2 | 22.3 | 1110.5492 | 205.6573 | 120.42 | 602.1 | 19.1752 | #REF! | #REF! | #REF! | 2 | 22.3 | 1562.371 | 289.328 | 120.42 | 602.1 | 19.1752 | #REF! | #REF! | #REF! | 2 | 22.3 | 2089.1027 | 386.8709 | 120.42 | 602.1 | 19.1752 | #REF! | #REF! | #REF!
| 2 | 22.65 | 4.7913 | 11.3587 | 0.015232 | 122.31 | 0.88727 | 11.3587 | 122.31 | 73.386 | 8.4594 | 611.55 | 19.4761 | 91.3172 | 273.0362 | 21.328 | -261.6776 | -20.4407 | [11 empty] | 1 | [7 empty] | 22.35 | 21.3239 | 3.9489 | 120.69 | 603.45 | 19.2182 | #REF! | #REF! | #REF! | #REF! | 22.35 | 74.9532 | 13.8802 | 120.69 | 603.45 | 19.2182 | #REF! | #REF! | #REF! | #REF! | 22.35 | 215.1156 | 39.8362 | 120.69 | 603.45 | 19.2182 | #REF! | #REF! | #REF! | #REF! | 22.35 | 434.0053 | 80.3713 | 120.69 | 603.45 | 19.2182 | #REF! | #REF! | #REF! | #REF! | 22.35 | 731.9666 | 135.5494 | 120.69 | 603.45 | 19.2182 | #REF! | #REF! | #REF! | 2 | 22.35 | 1108.5205 | 205.2816 | 120.69 | 603.45 | 19.2182 | #REF! | #REF! | #REF! | 2 | 22.35 | 1559.9932 | 288.8876 | 120.69 | 603.45 | 19.2182 | #REF! | #REF! | #REF! | 2 | 22.35 | 2086.3807 | 386.3668 | 120.69 | 603.45 | 19.2182 | #REF! | #REF! | #REF!
| 2 | 22.7 | 4.8316 | 11.4795 | 0.015394 | 122.58 | 0.89473 | 11.4795 | 122.58 | 73.548 | 8.4594 | 612.9 | 19.5191 | 91.332 | 274.1984 | 21.3716 | -262.7189 | -20.4769 | [11 empty] | 1 | [7 empty] | 22.4 | 21.6052 | 4.001 | 120.96 | 604.8 | 19.2611 | #REF! | #REF! | #REF! | #REF! | 22.4 | 74.5158 | 13.7992 | 120.96 | 604.8 | 19.2611 | #REF! | #REF! | #REF! | #REF! | 22.4 | 214.2509 | 39.6761 | 120.96 | 604.8 | 19.2611 | #REF! | #REF! | #REF! | #REF! | 22.4 | 432.7343 | 80.136 | 120.96 | 604.8 | 19.2611 | #REF! | #REF! | #REF! | #REF! | 22.4 | 730.2943 | 135.2397 | 120.96 | 604.8 | 19.2611 | #REF! | #REF! | #REF! | 2 | 22.4 | 1106.4933 | 204.9062 | 120.96 | 604.8 | 19.2611 | #REF! | #REF! | #REF! | 2 | 22.4 | 1557.6169 | 288.4476 | 120.96 | 604.8 | 19.2611 | #REF! | #REF! | #REF! | 2 | 22.4 | 2083.6606 | 385.8631 | 120.96 | 604.8 | 19.2611 | #REF! | #REF! | #REF!
| 2 | 22.75 | 4.872 | 11.6011 | 0.015557 | 122.85 | 0.90223 | 11.6011 | 122.85 | 73.71 | 8.4594 | 614.25 | 19.5621 | 91.3468 | 275.363 | 21.4152 | -263.7619 | -20.513 | [11 empty] | 1 | [7 empty] | 22.45 | 21.8912 | 4.0539 | 121.23 | 606.15 | 19.3041 | #REF! | #REF! | #REF! | #REF! | 22.45 | 74.0797 | 13.7185 | 121.23 | 606.15 | 19.3041 | #REF! | #REF! | #REF! | #REF! | 22.45 | 213.3875 | 39.5162 | 121.23 | 606.15 | 19.3041 | #REF! | #REF! | #REF! | #REF! | 22.45 | 431.4649 | 79.9009 | 121.23 | 606.15 | 19.3041 | #REF! | #REF! | #REF! | #REF! | 22.45 | 728.6234 | 134.9303 | 121.23 | 606.15 | 19.3041 | #REF! | #REF! | #REF! | 2 | 22.45 | 1104.4675 | 204.531 | 121.23 | 606.15 | 19.3041 | #REF! | #REF! | #REF! | 2 | 22.45 | 1555.2422 | 288.0078 | 121.23 | 606.15 | 19.3041 | #REF! | #REF! | #REF! | 2 | 22.45 | 2080.9422 | 385.3597 | 121.23 | 606.15 | 19.3041 | #REF! | #REF! | #REF!
| 2 | 22.8 | 4.9127 | 11.7236 | 0.015722 | 123.12 | 0.90975 | 11.7236 | 123.12 | 73.872 | 8.4594 | 615.6 | 19.6051 | 91.3616 | 276.5301 | 21.4588 | -264.8065 | -20.549 | [11 empty] | 1 | [7 empty] | 22.5 | 22.1819 | 4.1078 | 121.5 | 607.5 | 19.3471 | #REF! | #REF! | #REF! | #REF! | 22.5 | 73.6448 | 13.6379 | 121.5 | 607.5 | 19.3471 | #REF! | #REF! | #REF! | #REF! | 22.5 | 212.5253 | 39.3565 | 121.5 | 607.5 | 19.3471 | #REF! | #REF! | #REF! | #REF! | 22.5 | 430.1969 | 79.6661 | 121.5 | 607.5 | 19.3471 | #REF! | #REF! | #REF! | #REF! | 22.5 | 726.9541 | 134.6211 | 121.5 | 607.5 | 19.3471 | #REF! | #REF! | #REF! | 2 | 22.5 | 1102.4431 | 204.1561 | 121.5 | 607.5 | 19.3471 | #REF! | #REF! | #REF! | 2 | 22.5 | 1552.869 | 287.5683 | 121.5 | 607.5 | 19.3471 | #REF! | #REF! | #REF! | 2 | 22.5 | 2078.2255 | 384.8566 | 121.5 | 607.5 | 19.3471 | #REF! | #REF! | #REF!
| 2 | 22.85 | 4.9535 | 11.8469 | 0.015887 | 123.39 | 0.91731 | 11.8469 | 123.39 | 74.034 | 8.4594 | 616.95 | 19.6481 | 91.3763 | 277.6997 | 21.5024 | -265.8527 | -20.5851 | [11 empty] | 1 | [7 empty] | 22.55 | 22.4774 | 4.1625 | 121.77 | 608.85 | 19.3901 | #REF! | #REF! | #REF! | #REF! | 22.55 | 73.211 | 13.5576 | 121.77 | 608.85 | 19.3901 | #REF! | #REF! | #REF! | #REF! | 22.55 | 211.6645 | 39.1971 | 121.77 | 608.85 | 19.3901 | #REF! | #REF! | #REF! | #REF! | 22.55 | 428.9303 | 79.4315 | 121.77 | 608.85 | 19.3901 | #REF! | #REF! | #REF! | #REF! | 22.55 | 725.2863 | 134.3123 | 121.77 | 608.85 | 19.3901 | #REF! | #REF! | #REF! | 2 | 22.55 | 1100.42 | 203.7815 | 121.77 | 608.85 | 19.3901 | #REF! | #REF! | #REF! | 2 | 22.55 | 1550.4973 | 287.1291 | 121.77 | 608.85 | 19.3901 | #REF! | #REF! | #REF! | 2 | 22.55 | 2075.5105 | 384.3538 | 121.77 | 608.85 | 19.3901 | #REF! | #REF! | #REF!
| 2 | 22.9 | 4.9945 | 11.9711 | 0.016053 | 123.66 | 0.9249 | 11.9711 | 123.66 | 74.196 | 8.4594 | 618.3 | 19.6911 | 91.3909 | 278.8717 | 21.546 | -266.9006 | -20.6211 | [11 empty] | 1 | [7 empty] | 22.6 | 22.7776 | 4.2181 | 122.04 | 610.2 | 19.4331 | #REF! | #REF! | #REF! | #REF! | 22.6 | 72.7785 | 13.4775 | 122.04 | 610.2 | 19.4331 | #REF! | #REF! | #REF! | #REF! | 22.6 | 210.805 | 39.038 | 122.04 | 610.2 | 19.4331 | #REF! | #REF! | #REF! | #REF! | 22.6 | 427.6652 | 79.1973 | 122.04 | 610.2 | 19.4331 | #REF! | #REF! | #REF! | #REF! | 22.6 | 723.62 | 134.0037 | 122.04 | 610.2 | 19.4331 | #REF! | #REF! | #REF! | 2 | 22.6 | 1098.3984 | 203.4071 | 122.04 | 610.2 | 19.4331 | #REF! | #REF! | #REF! | 2 | 22.6 | 1548.1271 | 286.6902 | 122.04 | 610.2 | 19.4331 | #REF! | #REF! | #REF! | 2 | 22.6 | 2072.7973 | 383.8514 | 122.04 | 610.2 | 19.4331 | #REF! | #REF! | #REF!
| 2 | 22.95 | 5.0356 | 12.096 | 0.016221 | 123.93 | 0.93252 | 12.096 | 123.93 | 74.358 | 8.4594 | 619.65 | 19.7341 | 91.4054 | 280.0462 | 21.5896 | -267.9501 | -20.6571 | [11 empty] | 1 | [7 empty] | 22.65 | 23.0826 | 4.2745 | 122.31 | 611.55 | 19.4761 | #REF! | #REF! | #REF! | #REF! | 22.65 | 72.347 | 13.3976 | 122.31 | 611.55 | 19.4761 | #REF! | #REF! | #REF! | #REF! | 22.65 | 209.9467 | 38.879 | 122.31 | 611.55 | 19.4761 | #REF! | #REF! | #REF! | #REF! | 22.65 | 426.4015 | 78.9632 | 122.31 | 611.55 | 19.4761 | #REF! | #REF! | #REF! | #REF! | 22.65 | 721.9553 | 133.6954 | 122.31 | 611.55 | 19.4761 | #REF! | #REF! | #REF! | 2 | 22.65 | 1096.3781 | 203.033 | 122.31 | 611.55 | 19.4761 | #REF! | #REF! | #REF! | 2 | 22.65 | 1545.7584 | 286.2516 | 122.31 | 611.55 | 19.4761 | #REF! | #REF! | #REF! | 2 | 22.65 | 2070.0858 | 383.3492 | 122.31 | 611.55 | 19.4761 | #REF! | #REF! | #REF!
| 2 | 23 | 5.0769 | 12.2218 | 0.01639 | 124.2 | 0.94017 | 12.2218 | 124.2 | 74.52 | 8.4594 | 621 | 19.7771 | 91.4199 | 281.2231 | 21.6332 | -269.0013 | -20.693 | [11 empty] | 1 | [7 empty] | 22.7 | 23.3923 | 4.3319 | 122.58 | 612.9 | 19.5191 | #REF! | #REF! | #REF! | #REF! | 22.7 | 71.9167 | 13.3179 | 122.58 | 612.9 | 19.5191 | #REF! | #REF! | #REF! | #REF! | 22.7 | 209.0898 | 38.7203 | 122.58 | 612.9 | 19.5191 | #REF! | #REF! | #REF! | #REF! | 22.7 | 425.1392 | 78.7295 | 122.58 | 612.9 | 19.5191 | #REF! | #REF! | #REF! | #REF! | 22.7 | 720.2921 | 133.3874 | 122.58 | 612.9 | 19.5191 | #REF! | #REF! | #REF! | 2 | 22.7 | 1094.3593 | 202.6591 | 122.58 | 612.9 | 19.5191 | #REF! | #REF! | #REF! | 2 | 22.7 | 1543.3913 | 285.8132 | 122.58 | 612.9 | 19.5191 | #REF! | #REF! | #REF! | 2 | 22.7 | 2067.376 | 382.8474 | 122.58 | 612.9 | 19.5191 | #REF! | #REF! | #REF!
| 2 | 23.05 | 5.1184 | 12.3485 | 0.01656 | 124.47 | 0.94785 | 12.3485 | 124.47 | 74.682 | 8.4594 | 622.35 | 19.8201 | 91.4344 | 282.4025 | 21.6768 | -270.054 | -20.729 | [11 empty] | 1 | [7 empty] | 22.75 | 23.7067 | 4.3901 | 122.85 | 614.25 | 19.5621 | #REF! | #REF! | #REF! | #REF! | 22.75 | 71.4875 | 13.2384 | 122.85 | 614.25 | 19.5621 | #REF! | #REF! | #REF! | #REF! | 22.75 | 208.2341 | 38.5619 | 122.85 | 614.25 | 19.5621 | #REF! | #REF! | #REF! | #REF! | 22.75 | 423.8784 | 78.496 | 122.85 | 614.25 | 19.5621 | #REF! | #REF! | #REF! | #REF! | 22.75 | 718.6304 | 133.0797 | 122.85 | 614.25 | 19.5621 | #REF! | #REF! | #REF! | 2 | 22.75 | 1092.3418 | 202.2855 | 122.85 | 614.25 | 19.5621 | #REF! | #REF! | #REF! | 2 | 22.75 | 1541.0256 | 285.3751 | 122.85 | 614.25 | 19.5621 | #REF! | #REF! | #REF! | 2 | 22.75 | 2064.6679 | 382.3459 | 122.85 | 614.25 | 19.5621 | #REF! | #REF! | #REF!
| 2 | 23.1 | 5.1601 | 12.476 | 0.016731 | 124.74 | 0.95557 | 12.476 | 124.74 | 74.844 | 8.4594 | 623.7 | 19.8631 | 91.4488 | 283.5844 | 21.7204 | -271.1084 | -20.7649 | [11 empty] | 1 | [7 empty] | 22.8 | 24.0259 | 4.4492 | 123.12 | 615.6 | 19.6051 | #REF! | #REF! | #REF! | #REF! | 22.8 | 71.0594 | 13.1592 | 123.12 | 615.6 | 19.6051 | #REF! | #REF! | #REF! | #REF! | 22.8 | 207.3797 | 38.4036 | 123.12 | 615.6 | 19.6051 | #REF! | #REF! | #REF! | #REF! | 22.8 | 422.6191 | 78.2628 | 123.12 | 615.6 | 19.6051 | #REF! | #REF! | #REF! | #REF! | 22.8 | 716.9703 | 132.7723 | 123.12 | 615.6 | 19.6051 | #REF! | #REF! | #REF! | 2 | 22.8 | 1090.3257 | 201.9122 | 123.12 | 615.6 | 19.6051 | #REF! | #REF! | #REF! | 2 | 22.8 | 1538.6615 | 284.9373 | 123.12 | 615.6 | 19.6051 | #REF! | #REF! | #REF! | 2 | 22.8 | 2061.9615 | 381.8447 | 123.12 | 615.6 | 19.6051 | #REF! | #REF! | #REF!
| 2 | 23.15 | 5.2019 | 12.6043 | 0.016903 | 125.01 | 0.96331 | 12.6043 | 125.01 | 75.006 | 8.4594 | 625.05 | 19.9061 | 91.4631 | 284.7688 | 21.764 | -272.1644 | -20.8007 | [11 empty] | 1 | [7 empty] | 22.85 | 24.3499 | 4.5092 | 123.39 | 616.95 | 19.6481 | #REF! | #REF! | #REF! | #REF! | 22.85 | 70.6324 | 13.0801 | 123.39 | 616.95 | 19.6481 | #REF! | #REF! | #REF! | #REF! | 22.85 | 206.5265 | 38.2457 | 123.39 | 616.95 | 19.6481 | #REF! | #REF! | #REF! | #REF! | 22.85 | 421.3612 | 78.0299 | 123.39 | 616.95 | 19.6481 | #REF! | #REF! | #REF! | #REF! | 22.85 | 715.3116 | 132.4651 | 123.39 | 616.95 | 19.6481 | #REF! | #REF! | #REF! | 2 | 22.85 | 1088.311 | 201.5391 | 123.39 | 616.95 | 19.6481 | #REF! | #REF! | #REF! | 2 | 22.85 | 1536.2988 | 284.4998 | 123.39 | 616.95 | 19.6481 | #REF! | #REF! | #REF! | 2 | 22.85 | 2059.2568 | 381.3438 | 123.39 | 616.95 | 19.6481 | #REF! | #REF! | #REF!
| 2 | 23.2 | 5.2439 | 12.7335 | 0.017076 | 125.28 | 0.97109 | 12.7335 | 125.28 | 75.168 | 8.4594 | 626.4 | 19.949 | 91.4774 | 285.9556 | 21.8076 | -273.2221 | -20.8365 | [11 empty] | 1 | [7 empty] | 22.9 | 24.6786 | 4.5701 | 123.66 | 618.3 | 19.6911 | #REF! | #REF! | #REF! | #REF! | 22.9 | 70.2065 | 13.0012 | 123.66 | 618.3 | 19.6911 | #REF! | #REF! | #REF! | #REF! | 22.9 | 205.6747 | 38.0879 | 123.66 | 618.3 | 19.6911 | #REF! | #REF! | #REF! | #REF! | 22.9 | 420.1047 | 77.7972 | 123.66 | 618.3 | 19.6911 | #REF! | #REF! | #REF! | #REF! | 22.9 | 713.6546 | 132.1583 | 123.66 | 618.3 | 19.6911 | #REF! | #REF! | #REF! | 2 | 22.9 | 1086.2976 | 201.1662 | 123.66 | 618.3 | 19.6911 | #REF! | #REF! | #REF! | 2 | 22.9 | 1533.9376 | 284.0625 | 123.66 | 618.3 | 19.6911 | #REF! | #REF! | #REF! | 2 | 22.9 | 2056.5537 | 380.8433 | 123.66 | 618.3 | 19.6911 | #REF! | #REF! | #REF!
| 2 | 23.25 | 5.286 | 12.8635 | 0.01725 | 125.55 | 0.97889 | 12.8635 | 125.55 | 75.33 | 8.4594 | 627.75 | 19.992 | 91.4916 | 287.1448 | 21.8512 | -274.2813 | -20.8723 | [11 empty] | 1 | [7 empty] | 22.95 | 25.012 | 4.6318 | 123.93 | 619.65 | 19.7341 | #REF! | #REF! | #REF! | #REF! | 22.95 | 69.7817 | 12.9225 | 123.93 | 619.65 | 19.7341 | #REF! | #REF! | #REF! | #REF! | 22.95 | 204.824 | 37.9304 | 123.93 | 619.65 | 19.7341 | #REF! | #REF! | #REF! | #REF! | 22.95 | 418.8497 | 77.5648 | 123.93 | 619.65 | 19.7341 | #REF! | #REF! | #REF! | #REF! | 22.95 | 711.999 | 131.8517 | 123.93 | 619.65 | 19.7341 | #REF! | #REF! | #REF! | 2 | 22.95 | 1084.2857 | 200.7936 | 123.93 | 619.65 | 19.7341 | #REF! | #REF! | #REF! | 2 | 22.95 | 1531.5779 | 283.6255 | 123.93 | 619.65 | 19.7341 | #REF! | #REF! | #REF! | 2 | 22.95 | 2053.8523 | 380.343 | 123.93 | 619.65 | 19.7341 | #REF! | #REF! | #REF!
| 2 | 23.3 | 5.3284 | 12.9944 | 0.017426 | 125.82 | 0.98673 | 12.9944 | 125.82 | 75.492 | 8.4594 | 629.1 | 20.035 | 91.5057 | 288.3366 | 21.8948 | -275.3422 | -20.9081 | [11 empty] | 1 | [7 empty] | 23 | 25.3502 | 4.6945 | 124.2 | 621 | 19.7771 | #REF! | #REF! | #REF! | #REF! | 23 | 69.3578 | 12.844 | 124.2 | 621 | 19.7771 | #REF! | #REF! | #REF! | #REF! | 23 | 203.9747 | 37.7731 | 124.2 | 621 | 19.7771 | #REF! | #REF! | #REF! | #REF! | 23 | 417.5962 | 77.3326 | 124.2 | 621 | 19.7771 | #REF! | #REF! | #REF! | #REF! | 23 | 710.345 | 131.5454 | 124.2 | 621 | 19.7771 | #REF! | #REF! | #REF! | 2 | 23 | 1082.2751 | 200.4213 | 124.2 | 621 | 19.7771 | #REF! | #REF! | #REF! | 2 | 23 | 1529.2197 | 283.1888 | 124.2 | 621 | 19.7771 | #REF! | #REF! | #REF! | 2 | 23 | 2051.1525 | 379.8431 | 124.2 | 621 | 19.7771 | #REF! | #REF! | #REF!
| 2 | 23.35 | 5.3709 | 13.1262 | 0.017602 | 126.09 | 0.9946 | 13.1262 | 126.09 | 75.654 | 8.4594 | 630.45 | 20.078 | 91.5198 | 289.5308 | 21.9384 | -276.4046 | -20.9438 | [11 empty] | 1 | [7 empty] | 23.05 | 25.6931 | 4.758 | 124.47 | 622.35 | 19.8201 | #REF! | #REF! | #REF! | #REF! | 23.05 | 68.9351 | 12.7658 | 124.47 | 622.35 | 19.8201 | #REF! | #REF! | #REF! | #REF! | 23.05 | 203.1266 | 37.616 | 124.47 | 622.35 | 19.8201 | #REF! | #REF! | #REF! | #REF! | 23.05 | 416.344 | 77.1007 | 124.47 | 622.35 | 19.8201 | #REF! | #REF! | #REF! | #REF! | 23.05 | 708.6926 | 131.2394 | 124.47 | 622.35 | 19.8201 | #REF! | #REF! | #REF! | 2 | 23.05 | 1080.2659 | 200.0492 | 124.47 | 622.35 | 19.8201 | #REF! | #REF! | #REF! | 2 | 23.05 | 1526.8629 | 282.7524 | 124.47 | 622.35 | 19.8201 | #REF! | #REF! | #REF! | 2 | 23.05 | 2048.4544 | 379.3434 | 124.47 | 622.35 | 19.8201 | #REF! | #REF! | #REF!
| 2 | 23.4 | 5.4135 | 13.2588 | 0.01778 | 126.36 | 1.0025 | 13.2588 | 126.36 | 75.816 | 8.4594 | 631.8 | 20.121 | 91.5339 | 290.7275 | 21.982 | -277.4687 | -20.9795 | [11 empty] | 1 | [7 empty] | 23.1 | 26.0407 | 4.8224 | 124.74 | 623.7 | 19.8631 | #REF! | #REF! | #REF! | #REF! | 23.1 | 68.5133 | 12.6876 | 124.74 | 623.7 | 19.8631 | #REF! | #REF! | #REF! | #REF! | 23.1 | 202.2797 | 37.4592 | 124.74 | 623.7 | 19.8631 | #REF! | #REF! | #REF! | #REF! | 23.1 | 415.0934 | 76.8691 | 124.74 | 623.7 | 19.8631 | #REF! | #REF! | #REF! | #REF! | 23.1 | 707.0416 | 130.9336 | 124.74 | 623.7 | 19.8631 | #REF! | #REF! | #REF! | 2 | 23.1 | 1078.2581 | 199.6774 | 124.74 | 623.7 | 19.8631 | #REF! | #REF! | #REF! | 2 | 23.1 | 1524.5076 | 282.3162 | 124.74 | 623.7 | 19.8631 | #REF! | #REF! | #REF! | 2 | 23.1 | 2045.7579 | 378.8441 | 124.74 | 623.7 | 19.8631 | #REF! | #REF! | #REF!
| 2 | 23.45 | 5.4564 | 13.3923 | 0.017959 | 126.63 | 1.0104 | 13.3923 | 126.63 | 75.978 | 8.4594 | 633.15 | 20.164 | 91.5479 | 291.9267 | 22.0257 | -278.5344 | -21.0152 | [11 empty] | 1 | [7 empty] | 23.15 | 26.3931 | 4.8876 | 125.01 | 625.05 | 19.9061 | #REF! | #REF! | #REF! | #REF! | 23.15 | 68.0925 | 12.6097 | 125.01 | 625.05 | 19.9061 | #REF! | #REF! | #REF! | #REF! | 23.15 | 201.4341 | 37.3026 | 125.01 | 625.05 | 19.9061 | #REF! | #REF! | #REF! | #REF! | 23.15 | 413.8441 | 76.6378 | 125.01 | 625.05 | 19.9061 | #REF! | #REF! | #REF! | #REF! | 23.15 | 705.3923 | 130.6282 | 125.01 | 625.05 | 19.9061 | #REF! | #REF! | #REF! | 2 | 23.15 | 1076.2516 | 199.3059 | 125.01 | 625.05 | 19.9061 | #REF! | #REF! | #REF! | 2 | 23.15 | 1522.1537 | 281.8803 | 125.01 | 625.05 | 19.9061 | #REF! | #REF! | #REF! | 2 | 23.15 | 2043.0631 | 378.345 | 125.01 | 625.05 | 19.9061 | #REF! | #REF! | #REF!
| 2 | 23.5 | 5.4994 | 13.5266 | 0.018139 | 126.9 | 1.0184 | 13.5266 | 126.9 | 76.14 | 8.4594 | 634.5 | 20.207 | 91.5618 | 293.1283 | 22.0693 | -279.6017 | -21.0509 | [11 empty] | 1 | [7 empty] | 23.2 | 26.7503 | 4.9538 | 125.28 | 626.4 | 19.949 | #REF! | #REF! | #REF! | #REF! | 23.2 | 67.6727 | 12.532 | 125.28 | 626.4 | 19.949 | #REF! | #REF! | #REF! | #REF! | 23.2 | 200.5897 | 37.1462 | 125.28 | 626.4 | 19.949 | #REF! | #REF! | #REF! | #REF! | 23.2 | 412.5963 | 76.4067 | 125.28 | 626.4 | 19.949 | #REF! | #REF! | #REF! | #REF! | 23.2 | 703.7445 | 130.323 | 125.28 | 626.4 | 19.949 | #REF! | #REF! | #REF! | 2 | 23.2 | 1074.2466 | 198.9345 | 125.28 | 626.4 | 19.949 | #REF! | #REF! | #REF! | 2 | 23.2 | 1519.8013 | 281.4447 | 125.28 | 626.4 | 19.949 | #REF! | #REF! | #REF! | 2 | 23.2 | 2040.3698 | 377.8463 | 125.28 | 626.4 | 19.949 | #REF! | #REF! | #REF!
| 2 | 23.55 | 5.5425 | 13.6618 | 0.018321 | 127.17 | 1.0264 | 13.6618 | 127.17 | 76.302 | 8.4594 | 635.85 | 20.25 | 91.5757 | 294.3324 | 22.1129 | -280.6706 | -21.0865 | [11 empty] | 1 | [7 empty] | 23.25 | 27.1122 | 5.0208 | 125.55 | 627.75 | 19.992 | #REF! | #REF! | #REF! | #REF! | 23.25 | 67.2539 | 12.4544 | 125.55 | 627.75 | 19.992 | #REF! | #REF! | #REF! | #REF! | 23.25 | 199.7466 | 36.9901 | 125.55 | 627.75 | 19.992 | #REF! | #REF! | #REF! | #REF! | 23.25 | 411.35 | 76.1759 | 125.55 | 627.75 | 19.992 | #REF! | #REF! | #REF! | #REF! | 23.25 | 702.0982 | 130.0182 | 125.55 | 627.75 | 19.992 | #REF! | #REF! | #REF! | 2 | 23.25 | 1072.2429 | 198.5635 | 125.55 | 627.75 | 19.992 | #REF! | #REF! | #REF! | 2 | 23.25 | 1517.4504 | 281.0093 | 125.55 | 627.75 | 19.992 | #REF! | #REF! | #REF! | 2 | 23.25 | 2037.6782 | 377.3478 | 125.55 | 627.75 | 19.992 | #REF! | #REF! | #REF!
| 2 | 23.6 | 5.5859 | 13.7978 | 0.018503 | 127.44 | 1.0344 | 13.7978 | 127.44 | 76.464 | 8.4594 | 637.2 | 20.293 | 91.5895 | 295.539 | 22.1565 | -281.7411 | -21.1221 | [11 empty] | 1 | [7 empty] | 23.3 | 27.4788 | 5.0887 | 125.82 | 629.1 | 20.035 | #REF! | #REF! | #REF! | #REF! | 23.3 | 66.836 | 12.377 | 125.82 | 629.1 | 20.035 | #REF! | #REF! | #REF! | #REF! | 23.3 | 198.9046 | 36.8342 | 125.82 | 629.1 | 20.035 | #REF! | #REF! | #REF! | #REF! | 23.3 | 410.1051 | 75.9454 | 125.82 | 629.1 | 20.035 | #REF! | #REF! | #REF! | #REF! | 23.3 | 700.4534 | 129.7136 | 125.82 | 629.1 | 20.035 | #REF! | #REF! | #REF! | 2 | 23.3 | 1070.2405 | 198.1927 | 125.82 | 629.1 | 20.035 | #REF! | #REF! | #REF! | 2 | 23.3 | 1515.1009 | 280.5742 | 125.82 | 629.1 | 20.035 | #REF! | #REF! | #REF! | 2 | 23.3 | 2034.9881 | 376.8497 | 125.82 | 629.1 | 20.035 | #REF! | #REF! | #REF!
| 2 | 23.65 | 5.6294 | 13.9348 | 0.018687 | 127.71 | 1.0425 | 13.9348 | 127.71 | 76.626 | 8.4594 | 638.55 | 20.336 | 91.6032 | 296.748 | 22.2001 | -282.8132 | -21.1576 | [11 empty] | 1 | [7 empty] | 23.35 | 27.8502 | 5.1574 | 126.09 | 630.45 | 20.078 | #REF! | #REF! | #REF! | #REF! | 23.35 | 66.4191 | 12.2998 | 126.09 | 630.45 | 20.078 | #REF! | #REF! | #REF! | #REF! | 23.35 | 198.064 | 36.6785 | 126.09 | 630.45 | 20.078 | #REF! | #REF! | #REF! | #REF! | 23.35 | 408.8616 | 75.7151 | 126.09 | 630.45 | 20.078 | #REF! | #REF! | #REF! | #REF! | 23.35 | 698.8103 | 129.4093 | 126.09 | 630.45 | 20.078 | #REF! | #REF! | #REF! | 2 | 23.35 | 1068.2396 | 197.8221 | 126.09 | 630.45 | 20.078 | #REF! | #REF! | #REF! | 2 | 23.35 | 1512.7528 | 280.1394 | 126.09 | 630.45 | 20.078 | #REF! | #REF! | #REF! | 2 | 23.35 | 2032.2997 | 376.3518 | 126.09 | 630.45 | 20.078 | #REF! | #REF! | #REF!
| 2 | 23.7 | 5.6731 | 14.0726 | 0.018872 | 127.98 | 1.0506 | 14.0726 | 127.98 | 76.788 | 8.4594 | 639.9 | 20.379 | 91.6169 | 297.9595 | 22.2437 | -283.8869 | -21.1931 | [11 empty] | 1 | [7 empty] | 23.4 | 28.2263 | 5.2271 | 126.36 | 631.8 | 20.121 | #REF! | #REF! | #REF! | #REF! | 23.4 | 66.0031 | 12.2228 | 126.36 | 631.8 | 20.121 | #REF! | #REF! | #REF! | #REF! | 23.4 | 197.2245 | 36.5231 | 126.36 | 631.8 | 20.121 | #REF! | #REF! | #REF! | #REF! | 23.4 | 407.6196 | 75.4851 | 126.36 | 631.8 | 20.121 | #REF! | #REF! | #REF! | #REF! | 23.4 | 697.1687 | 129.1053 | 126.36 | 631.8 | 20.121 | #REF! | #REF! | #REF! | 2 | 23.4 | 1066.24 | 197.4518 | 126.36 | 631.8 | 20.121 | #REF! | #REF! | #REF! | 2 | 23.4 | 1510.4061 | 279.7048 | 126.36 | 631.8 | 20.121 | #REF! | #REF! | #REF! | 2 | 23.4 | 2029.6128 | 375.8542 | 126.36 | 631.8 | 20.121 | #REF! | #REF! | #REF!
| 2 | 23.75 | 5.7169 | 14.2113 | 0.019058 | 128.25 | 1.0587 | 14.2113 | 128.25 | 76.95 | 8.4594 | 641.25 | 20.422 | 91.6306 | 299.1735 | 22.2873 | -284.9622 | -21.2286 | [11 empty] | 1 | [7 empty] | 23.45 | 28.6072 | 5.2976 | 126.63 | 633.15 | 20.164 | #REF! | #REF! | #REF! | #REF! | 23.45 | 65.5881 | 12.1459 | 126.63 | 633.15 | 20.164 | #REF! | #REF! | #REF! | #REF! | 23.45 | 196.3863 | 36.3678 | 126.63 | 633.15 | 20.164 | #REF! | #REF! | #REF! | #REF! | 23.45 | 406.3791 | 75.2554 | 126.63 | 633.15 | 20.164 | #REF! | #REF! | #REF! | #REF! | 23.45 | 695.5286 | 128.8016 | 126.63 | 633.15 | 20.164 | #REF! | #REF! | #REF! | 2 | 23.45 | 1064.2417 | 197.0818 | 126.63 | 633.15 | 20.164 | #REF! | #REF! | #REF! | 2 | 23.45 | 1508.0609 | 279.2705 | 126.63 | 633.15 | 20.164 | #REF! | #REF! | #REF! | 2 | 23.45 | 2026.9275 | 375.3569 | 126.63 | 633.15 | 20.164 | #REF! | #REF! | #REF!
| 2 | 23.8 | 5.7609 | 14.3508 | 0.019245 | 128.52 | 1.0668 | 14.3508 | 128.52 | 77.112 | 8.4594 | 642.6 | 20.465 | 91.6441 | 300.39 | 22.3309 | -286.0391 | -21.2641 | [11 empty] | 1 | [7 empty] | 23.5 | 28.9928 | 5.369 | 126.9 | 634.5 | 20.207 | #REF! | #REF! | #REF! | #REF! | 23.5 | 65.1739 | 12.0692 | 126.9 | 634.5 | 20.207 | #REF! | #REF! | #REF! | #REF! | 23.5 | 195.5493 | 36.2128 | 126.9 | 634.5 | 20.207 | #REF! | #REF! | #REF! | #REF! | 23.5 | 405.14 | 75.0259 | 126.9 | 634.5 | 20.207 | #REF! | #REF! | #REF! | #REF! | 23.5 | 693.8901 | 128.4982 | 126.9 | 634.5 | 20.207 | #REF! | #REF! | #REF! | 2 | 23.5 | 1062.2448 | 196.712 | 126.9 | 634.5 | 20.207 | #REF! | #REF! | #REF! | 2 | 23.5 | 1505.7171 | 278.8365 | 126.9 | 634.5 | 20.207 | #REF! | #REF! | #REF! | 2 | 23.5 | 2024.2438 | 374.86 | 126.9 | 634.5 | 20.207 | #REF! | #REF! | #REF!
| 2 | 23.85 | 5.8051 | 14.4913 | 0.019433 | 128.79 | 1.075 | 14.4913 | 128.79 | 77.274 | 8.4594 | 643.95 | 20.508 | 91.6577 | 301.6089 | 22.3745 | -287.1176 | -21.2995 | [11 empty] | 1 | [7 empty] | 23.55 | 29.3831 | 5.4413 | 127.17 | 635.85 | 20.25 | #REF! | #REF! | #REF! | #REF! | 23.55 | 64.7606 | 11.9927 | 127.17 | 635.85 | 20.25 | #REF! | #REF! | #REF! | #REF! | 23.55 | 194.7135 | 36.0581 | 127.17 | 635.85 | 20.25 | #REF! | #REF! | #REF! | #REF! | 23.55 | 403.9023 | 74.7967 | 127.17 | 635.85 | 20.25 | #REF! | #REF! | #REF! | #REF! | 23.55 | 692.2532 | 128.195 | 127.17 | 635.85 | 20.25 | #REF! | #REF! | #REF! | 2 | 23.55 | 1060.2493 | 196.3425 | 127.17 | 635.85 | 20.25 | #REF! | #REF! | #REF! | 2 | 23.55 | 1503.3747 | 278.4027 | 127.17 | 635.85 | 20.25 | #REF! | #REF! | #REF! | 2 | 23.55 | 2021.5616 | 374.3633 | 127.17 | 635.85 | 20.25 | #REF! | #REF! | #REF!
| 2 | 23.9 | 5.8495 | 14.6326 | 0.019623 | 129.06 | 1.0832 | 14.6326 | 129.06 | 77.436 | 8.4594 | 645.3 | 20.551 | 91.6712 | 302.8303 | 22.4181 | -288.1977 | -21.3349 | [11 empty] | 1 | [7 empty] | 23.6 | 29.7782 | 5.5145 | 127.44 | 637.2 | 20.293 | #REF! | #REF! | #REF! | #REF! | 23.6 | 64.3481 | 11.9163 | 127.44 | 637.2 | 20.293 | #REF! | #REF! | #REF! | #REF! | 23.6 | 193.879 | 35.9035 | 127.44 | 637.2 | 20.293 | #REF! | #REF! | #REF! | #REF! | 23.6 | 402.6661 | 74.5678 | 127.44 | 637.2 | 20.293 | #REF! | #REF! | #REF! | #REF! | 23.6 | 690.6178 | 127.8922 | 127.44 | 637.2 | 20.293 | #REF! | #REF! | #REF! | 2 | 23.6 | 1058.2552 | 195.9732 | 127.44 | 637.2 | 20.293 | #REF! | #REF! | #REF! | 2 | 23.6 | 1501.0337 | 277.9692 | 127.44 | 637.2 | 20.293 | #REF! | #REF! | #REF! | 2 | 23.6 | 2018.881 | 373.8668 | 127.44 | 637.2 | 20.293 | #REF! | #REF! | #REF!
| 2 | 23.95 | 5.894 | 14.7749 | 0.019813 | 129.33 | 1.0915 | 14.7749 | 129.33 | 77.598 | 8.4594 | 646.65 | 20.5939 | 91.6846 | 304.0542 | 22.4617 | -289.2794 | -21.3703 | [11 empty] | 1 | [7 empty] | 23.65 | 30.1781 | 5.5885 | 127.71 | 638.55 | 20.336 | #REF! | #REF! | #REF! | #REF! | 23.65 | 63.9366 | 11.8401 | 127.71 | 638.55 | 20.336 | #REF! | #REF! | #REF! | #REF! | 23.65 | 193.0456 | 35.7492 | 127.71 | 638.55 | 20.336 | #REF! | #REF! | #REF! | #REF! | 23.65 | 401.4313 | 74.3391 | 127.71 | 638.55 | 20.336 | #REF! | #REF! | #REF! | #REF! | 23.65 | 688.984 | 127.5896 | 127.71 | 638.55 | 20.336 | #REF! | #REF! | #REF! | 2 | 23.65 | 1056.2624 | 195.6042 | 127.71 | 638.55 | 20.336 | #REF! | #REF! | #REF! | 2 | 23.65 | 1498.6941 | 277.536 | 127.71 | 638.55 | 20.336 | #REF! | #REF! | #REF! | 2 | 23.65 | 2016.2019 | 373.3707 | 127.71 | 638.55 | 20.336 | #REF! | #REF! | #REF!
| 2 | 24 | 5.9387 | 14.918 | 0.020005 | 129.6 | 1.0998 | 14.918 | 129.6 | 77.76 | 8.4594 | 648 | 20.6369 | 91.6979 | 305.2806 | 22.5053 | -290.3626 | -21.4056 | [11 empty] | 1 | [7 empty] | 23.7 | 30.5826 | 5.6635 | 127.98 | 639.9 | 20.379 | #REF! | #REF! | #REF! | #REF! | 23.7 | 63.5258 | 11.764 | 127.98 | 639.9 | 20.379 | #REF! | #REF! | #REF! | #REF! | 23.7 | 192.2135 | 35.5951 | 127.98 | 639.9 | 20.379 | #REF! | #REF! | #REF! | #REF! | 23.7 | 400.198 | 74.1107 | 127.98 | 639.9 | 20.379 | #REF! | #REF! | #REF! | #REF! | 23.7 | 687.3517 | 127.2874 | 127.98 | 639.9 | 20.379 | #REF! | #REF! | #REF! | 2 | 23.7 | 1054.271 | 195.2354 | 127.98 | 639.9 | 20.379 | #REF! | #REF! | #REF! | 2 | 23.7 | 1496.356 | 277.103 | 127.98 | 639.9 | 20.379 | #REF! | #REF! | #REF! | 2 | 23.7 | 2013.5244 | 372.8749 | 127.98 | 639.9 | 20.379 | #REF! | #REF! | #REF!
| 2 | 24.05 | 5.9835 | 15.062 | 0.020198 | 129.87 | 1.1081 | 15.062 | 129.87 | 77.922 | 8.4594 | 649.35 | 20.6799 | 91.7113 | 306.5094 | 22.549 | -291.4474 | -21.4409 | [11 empty] | 1 | [7 empty] | 23.75 | 30.992 | 5.7393 | 128.25 | 641.25 | 20.422 | #REF! | #REF! | #REF! | #REF! | 23.75 | 63.1159 | 11.6881 | 128.25 | 641.25 | 20.422 | #REF! | #REF! | #REF! | #REF! | 23.75 | 191.3825 | 35.4412 | 128.25 | 641.25 | 20.422 | #REF! | #REF! | #REF! | #REF! | 23.75 | 398.9661 | 73.8826 | 128.25 | 641.25 | 20.422 | #REF! | #REF! | #REF! | #REF! | 23.75 | 685.7211 | 126.9854 | 128.25 | 641.25 | 20.422 | #REF! | #REF! | #REF! | 2 | 23.75 | 1052.281 | 194.8668 | 128.25 | 641.25 | 20.422 | #REF! | #REF! | #REF! | 2 | 23.75 | 1494.0192 | 276.6702 | 128.25 | 641.25 | 20.422 | #REF! | #REF! | #REF! | 2 | 23.75 | 2010.8484 | 372.3793 | 128.25 | 641.25 | 20.422 | #REF! | #REF! | #REF!
| 2 | 24.1 | 6.0286 | 15.2069 | 0.020393 | 130.14 | 1.1164 | 15.2069 | 130.14 | 78.084 | 8.4594 | 650.7 | 20.7229 | 91.7245 | 307.7407 | 22.5926 | -292.5338 | -21.4762 | [11 empty] | 1 | [7 empty] | 23.8 | 31.406 | 5.8159 | 128.52 | 642.6 | 20.465 | #REF! | #REF! | #REF! | #REF! | 23.8 | 62.7068 | 11.6124 | 128.52 | 642.6 | 20.465 | #REF! | #REF! | #REF! | #REF! | 23.8 | 190.5528 | 35.2876 | 128.52 | 642.6 | 20.465 | #REF! | #REF! | #REF! | #REF! | 23.8 | 397.7357 | 73.6548 | 128.52 | 642.6 | 20.465 | #REF! | #REF! | #REF! | #REF! | 23.8 | 684.092 | 126.6837 | 128.52 | 642.6 | 20.465 | #REF! | #REF! | #REF! | 2 | 23.8 | 1050.2923 | 194.4986 | 128.52 | 642.6 | 20.465 | #REF! | #REF! | #REF! | 2 | 23.8 | 1491.6838 | 276.2377 | 128.52 | 642.6 | 20.465 | #REF! | #REF! | #REF! | 2 | 23.8 | 2008.1739 | 371.8841 | 128.52 | 642.6 | 20.465 | #REF! | #REF! | #REF!
| 2 | 24.15 | 6.0738 | 15.3527 | 0.020588 | 130.41 | 1.1248 | 15.3527 | 130.41 | 78.246 | 8.4594 | 652.05 | 20.7659 | 91.7377 | 308.9745 | 22.6362 | -293.6218 | -21.5114 | [11 empty] | 1 | [7 empty] | 23.85 | 31.8248 | 5.8935 | 128.79 | 643.95 | 20.508 | #REF! | #REF! | #REF! | #REF! | 23.85 | 62.2985 | 11.5368 | 128.79 | 643.95 | 20.508 | #REF! | #REF! | #REF! | #REF! | 23.85 | 189.7243 | 35.1341 | 128.79 | 643.95 | 20.508 | #REF! | #REF! | #REF! | #REF! | 23.85 | 396.5068 | 73.4272 | 128.79 | 643.95 | 20.508 | #REF! | #REF! | #REF! | #REF! | 23.85 | 682.4645 | 126.3823 | 128.79 | 643.95 | 20.508 | #REF! | #REF! | #REF! | 2 | 23.85 | 1048.3049 | 194.1305 | 128.79 | 643.95 | 20.508 | #REF! | #REF! | #REF! | 2 | 23.85 | 1489.3499 | 275.8055 | 128.79 | 643.95 | 20.508 | #REF! | #REF! | #REF! | 2 | 23.85 | 2005.5009 | 371.3891 | 128.79 | 643.95 | 20.508 | #REF! | #REF! | #REF!
| 2 | 24.2 | 6.1191 | 15.4994 | 0.020785 | 130.68 | 1.1332 | 15.4994 | 130.68 | 78.408 | 8.4594 | 653.4 | 20.8089 | 91.7509 | 310.2108 | 22.6798 | -294.7114 | -21.5466 | [11 empty] | 1 | [7 empty] | 23.9 | 32.2484 | 5.9719 | 129.06 | 645.3 | 20.551 | #REF! | #REF! | #REF! | #REF! | 23.9 | 61.8909 | 11.4613 | 129.06 | 645.3 | 20.551 | #REF! | #REF! | #REF! | #REF! | 23.9 | 188.897 | 34.9809 | 129.06 | 645.3 | 20.551 | #REF! | #REF! | #REF! | #REF! | 23.9 | 395.2792 | 73.1999 | 129.06 | 645.3 | 20.551 | #REF! | #REF! | #REF! | #REF! | 23.9 | 680.8385 | 126.0812 | 129.06 | 645.3 | 20.551 | #REF! | #REF! | #REF! | 2 | 23.9 | 1046.319 | 193.7628 | 129.06 | 645.3 | 20.551 | #REF! | #REF! | #REF! | 2 | 23.9 | 1487.0173 | 275.3736 | 129.06 | 645.3 | 20.551 | #REF! | #REF! | #REF! | 2 | 23.9 | 2002.8294 | 370.8943 | 129.06 | 645.3 | 20.551 | #REF! | #REF! | #REF!
| 2 | 24.25 | 6.1647 | 15.647 | 0.020983 | 130.95 | 1.1416 | 15.647 | 130.95 | 78.57 | 8.4594 | 654.75 | 20.8519 | 91.764 | 311.4495 | 22.7234 | -295.8025 | -21.5818 | [11 empty] | 1 | [7 empty] | 23.95 | 32.6767 | 6.0512 | 129.33 | 646.65 | 20.5939 | #REF! | #REF! | #REF! | #REF! | 23.95 | 61.4842 | 11.386 | 129.33 | 646.65 | 20.5939 | #REF! | #REF! | #REF! | #REF! | 23.95 | 188.0708 | 34.8279 | 129.33 | 646.65 | 20.5939 | #REF! | #REF! | #REF! | #REF! | 23.95 | 394.0532 | 72.9728 | 129.33 | 646.65 | 20.5939 | #REF! | #REF! | #REF! | #REF! | 23.95 | 679.2142 | 125.7804 | 129.33 | 646.65 | 20.5939 | #REF! | #REF! | #REF! | 2 | 23.95 | 1044.3344 | 193.3953 | 129.33 | 646.65 | 20.5939 | #REF! | #REF! | #REF! | 2 | 23.95 | 1484.6861 | 274.9419 | 129.33 | 646.65 | 20.5939 | #REF! | #REF! | #REF! | 2 | 23.95 | 2000.1595 | 370.3999 | 129.33 | 646.65 | 20.5939 | #REF! | #REF! | #REF!
| 2 | 24.3 | 6.2104 | 15.7955 | 0.021182 | 131.22 | 1.1501 | 15.7955 | 131.22 | 78.732 | 8.4594 | 656.1 | 20.8949 | 91.777 | 312.6907 | 22.767 | -296.8952 | -21.617 | [11 empty] | 1 | [7 empty] | 24 | 33.1097 | 6.1314 | 129.6 | 648 | 20.6369 | #REF! | #REF! | #REF! | #REF! | 24 | 61.0782 | 11.3108 | 129.6 | 648 | 20.6369 | #REF! | #REF! | #REF! | #REF! | 24 | 187.2459 | 34.6752 | 129.6 | 648 | 20.6369 | #REF! | #REF! | #REF! | #REF! | 24 | 392.8286 | 72.746 | 129.6 | 648 | 20.6369 | #REF! | #REF! | #REF! | #REF! | 24 | 677.5914 | 125.4799 | 129.6 | 648 | 20.6369 | #REF! | #REF! | #REF! | 2 | 24 | 1042.3511 | 193.028 | 129.6 | 648 | 20.6369 | #REF! | #REF! | #REF! | 2 | 24 | 1482.3563 | 274.5104 | 129.6 | 648 | 20.6369 | #REF! | #REF! | #REF! | 2 | 24 | 1997.491 | 369.9057 | 129.6 | 648 | 20.6369 | #REF! | #REF! | #REF!
| 2 | 24.35 | 6.2563 | 15.9449 | 0.021382 | 131.49 | 1.1586 | 15.9449 | 131.49 | 78.894 | 8.4594 | 657.45 | 20.9379 | 91.79 | 313.9344 | 22.8107 | -297.9895 | -21.6521 | [11 empty] | 1 | [7 empty] | 24.05 | 33.5475 | 6.2125 | 129.87 | 649.35 | 20.6799 | #REF! | #REF! | #REF! | #REF! | 24.05 | 60.6729 | 11.2357 | 129.87 | 649.35 | 20.6799 | #REF! | #REF! | #REF! | #REF! | 24.05 | 186.4222 | 34.5226 | 129.87 | 649.35 | 20.6799 | #REF! | #REF! | #REF! | #REF! | 24.05 | 391.6055 | 72.5195 | 129.87 | 649.35 | 20.6799 | #REF! | #REF! | #REF! | #REF! | 24.05 | 675.9703 | 125.1797 | 129.87 | 649.35 | 20.6799 | #REF! | #REF! | #REF! | 2 | 24.05 | 1040.3692 | 192.661 | 129.87 | 649.35 | 20.6799 | #REF! | #REF! | #REF! | 2 | 24.05 | 1480.0278 | 274.0792 | 129.87 | 649.35 | 20.6799 | #REF! | #REF! | #REF! | 2 | 24.05 | 1994.824 | 369.4118 | 129.87 | 649.35 | 20.6799 | #REF! | #REF! | #REF!
| 2 | 24.4 | 6.3023 | 16.0952 | 0.021584 | 131.76 | 1.1671 | 16.0952 | 131.76 | 79.056 | 8.4594 | 658.8 | 20.9809 | 91.8029 | 315.1806 | 22.8543 | -299.0854 | -21.6872 | [11 empty] | 1 | [7 empty] | 24.1 | 33.9901 | 6.2945 | 130.14 | 650.7 | 20.7229 | #REF! | #REF! | #REF! | #REF! | 24.1 | 60.2683 | 11.1608 | 130.14 | 650.7 | 20.7229 | #REF! | #REF! | #REF! | #REF! | 24.1 | 185.5996 | 34.3703 | 130.14 | 650.7 | 20.7229 | #REF! | #REF! | #REF! | #REF! | 24.1 | 390.3838 | 72.2933 | 130.14 | 650.7 | 20.7229 | #REF! | #REF! | #REF! | #REF! | 24.1 | 674.3507 | 124.8798 | 130.14 | 650.7 | 20.7229 | #REF! | #REF! | #REF! | 2 | 24.1 | 1038.3887 | 192.2942 | 130.14 | 650.7 | 20.7229 | #REF! | #REF! | #REF! | 2 | 24.1 | 1477.7007 | 273.6483 | 130.14 | 650.7 | 20.7229 | #REF! | #REF! | #REF! | 2 | 24.1 | 1992.1585 | 368.9182 | 130.14 | 650.7 | 20.7229 | #REF! | #REF! | #REF!
| 2 | 24.45 | 6.3485 | 16.2465 | 0.021787 | 132.03 | 1.1757 | 16.2465 | 132.03 | 79.218 | 8.4594 | 660.15 | 21.0239 | 91.8158 | 316.4293 | 22.8979 | -300.1828 | -21.7222 | [11 empty] | 1 | [7 empty] | 24.15 | 34.4373 | 6.3773 | 130.41 | 652.05 | 20.7659 | #REF! | #REF! | #REF! | #REF! | 24.15 | 59.8644 | 11.086 | 130.41 | 652.05 | 20.7659 | #REF! | #REF! | #REF! | #REF! | 24.15 | 184.7783 | 34.2182 | 130.41 | 652.05 | 20.7659 | #REF! | #REF! | #REF! | #REF! | 24.15 | 389.1636 | 72.0673 | 130.41 | 652.05 | 20.7659 | #REF! | #REF! | #REF! | #REF! | 24.15 | 672.7327 | 124.5801 | 130.41 | 652.05 | 20.7659 | #REF! | #REF! | #REF! | 2 | 24.15 | 1036.4095 | 191.9277 | 130.41 | 652.05 | 20.7659 | #REF! | #REF! | #REF! | 2 | 24.15 | 1475.375 | 273.2176 | 130.41 | 652.05 | 20.7659 | #REF! | #REF! | #REF! | 2 | 24.15 | 1989.4944 | 368.4249 | 130.41 | 652.05 | 20.7659 | #REF! | #REF! | #REF!
| 2 | 24.5 | 6.3949 | 16.3986 | 0.021991 | 132.3 | 1.1842 | 16.3986 | 132.3 | 79.38 | 8.4594 | 661.5 | 21.0669 | 91.8286 | 317.6804 | 22.9415 | -301.2817 | -21.7573 | [11 empty] | 1 | [7 empty] | 24.2 | 34.8893 | 6.461 | 130.68 | 653.4 | 20.8089 | #REF! | #REF! | #REF! | #REF! | 24.2 | 59.4613 | 11.0113 | 130.68 | 653.4 | 20.8089 | #REF! | #REF! | #REF! | #REF! | 24.2 | 183.9581 | 34.0663 | 130.68 | 653.4 | 20.8089 | #REF! | #REF! | #REF! | #REF! | 24.2 | 387.9448 | 71.8416 | 130.68 | 653.4 | 20.8089 | #REF! | #REF! | #REF! | #REF! | 24.2 | 671.1163 | 124.2808 | 130.68 | 653.4 | 20.8089 | #REF! | #REF! | #REF! | 2 | 24.2 | 1034.4317 | 191.5614 | 130.68 | 653.4 | 20.8089 | #REF! | #REF! | #REF! | 2 | 24.2 | 1473.0507 | 272.7872 | 130.68 | 653.4 | 20.8089 | #REF! | #REF! | #REF! | 2 | 24.2 | 1986.8319 | 367.9318 | 130.68 | 653.4 | 20.8089 | #REF! | #REF! | #REF!
| 2 | 24.55 | 6.4414 | 16.5517 | 0.022196 | 132.57 | 1.1929 | 16.5517 | 132.57 | 79.542 | 8.4594 | 662.85 | 21.1099 | 91.8414 | 318.934 | 22.9851 | -302.3823 | -21.7923 | [11 empty] | 1 | [7 empty] | 24.25 | 35.3461 | 6.5456 | 130.95 | 654.75 | 20.8519 | #REF! | #REF! | #REF! | #REF! | 24.25 | 59.0588 | 10.9368 | 130.95 | 654.75 | 20.8519 | #REF! | #REF! | #REF! | #REF! | 24.25 | 183.1391 | 33.9147 | 130.95 | 654.75 | 20.8519 | #REF! | #REF! | #REF! | #REF! | 24.25 | 386.7276 | 71.6162 | 130.95 | 654.75 | 20.8519 | #REF! | #REF! | #REF! | #REF! | 24.25 | 669.5015 | 123.9818 | 130.95 | 654.75 | 20.8519 | #REF! | #REF! | #REF! | 2 | 24.25 | 1032.4553 | 191.1954 | 130.95 | 654.75 | 20.8519 | #REF! | #REF! | #REF! | 2 | 24.25 | 1470.7277 | 272.357 | 130.95 | 654.75 | 20.8519 | #REF! | #REF! | #REF! | 2 | 24.25 | 1984.1707 | 367.439 | 130.95 | 654.75 | 20.8519 | #REF! | #REF! | #REF!
| 2 | 24.6 | 6.4882 | 16.7057 | 0.022403 | 132.84 | 1.2015 | 16.7057 | 132.84 | 79.704 | 8.4594 | 664.2 | 21.1529 | 91.8541 | 320.1901 | 23.0288 | -303.4844 | -21.8273 | [11 empty] | 1 | [7 empty] | 24.3 | 35.8076 | 6.631 | 131.22 | 656.1 | 20.8949 | #REF! | #REF! | #REF! | #REF! | 24.3 | 58.657 | 10.8624 | 131.22 | 656.1 | 20.8949 | #REF! | #REF! | #REF! | #REF! | 24.3 | 182.3214 | 33.7632 | 131.22 | 656.1 | 20.8949 | #REF! | #REF! | #REF! | #REF! | 24.3 | 385.5118 | 71.3911 | 131.22 | 656.1 | 20.8949 | #REF! | #REF! | #REF! | #REF! | 24.3 | 667.8883 | 123.683 | 131.22 | 656.1 | 20.8949 | #REF! | #REF! | #REF! | 2 | 24.3 | 1030.4802 | 190.8297 | 131.22 | 656.1 | 20.8949 | #REF! | #REF! | #REF! | 2 | 24.3 | 1468.4061 | 271.9271 | 131.22 | 656.1 | 20.8949 | #REF! | #REF! | #REF! | 2 | 24.3 | 1981.5111 | 366.9465 | 131.22 | 656.1 | 20.8949 | #REF! | #REF! | #REF!
| 2 | 24.65 | 6.5351 | 16.8607 | 0.022611 | 133.11 | 1.2102 | 16.8607 | 133.11 | 79.866 | 8.4594 | 665.55 | 21.1959 | 91.8668 | 321.4487 | 23.0724 | -304.588 | -21.8622 | [11 empty] | 1 | [7 empty] | 24.35 | 36.2739 | 6.7174 | 131.49 | 657.45 | 20.9379 | #REF! | #REF! | #REF! | #REF! | 24.35 | 58.2558 | 10.7881 | 131.49 | 657.45 | 20.9379 | #REF! | #REF! | #REF! | #REF! | 24.35 | 181.5048 | 33.612 | 131.49 | 657.45 | 20.9379 | #REF! | #REF! | #REF! | #REF! | 24.35 | 384.2974 | 71.1662 | 131.49 | 657.45 | 20.9379 | #REF! | #REF! | #REF! | #REF! | 24.35 | 666.2767 | 123.3846 | 131.49 | 657.45 | 20.9379 | #REF! | #REF! | #REF! | 2 | 24.35 | 1028.5065 | 190.4642 | 131.49 | 657.45 | 20.9379 | #REF! | #REF! | #REF! | 2 | 24.35 | 1466.0859 | 271.4974 | 131.49 | 657.45 | 20.9379 | #REF! | #REF! | #REF! | 2 | 24.35 | 1978.8528 | 366.4542 | 131.49 | 657.45 | 20.9379 | #REF! | #REF! | #REF!
| 2 | 24.7 | 6.5821 | 17.0165 | 0.02282 | 133.38 | 1.2189 | 17.0165 | 133.38 | 80.028 | 8.4594 | 666.9 | 21.2389 | 91.8794 | 322.7097 | 23.116 | -305.6932 | -21.8971 | [11 empty] | 1 | [7 empty] | 24.4 | 36.7448 | 6.8046 | 131.76 | 658.8 | 20.9809 | #REF! | #REF! | #REF! | #REF! | 24.4 | 57.8552 | 10.7139 | 131.76 | 658.8 | 20.9809 | #REF! | #REF! | #REF! | #REF! | 24.4 | 180.6893 | 33.461 | 131.76 | 658.8 | 20.9809 | #REF! | #REF! | #REF! | #REF! | 24.4 | 383.0845 | 70.9416 | 131.76 | 658.8 | 20.9809 | #REF! | #REF! | #REF! | #REF! | 24.4 | 664.6667 | 123.0864 | 131.76 | 658.8 | 20.9809 | #REF! | #REF! | #REF! | 2 | 24.4 | 1026.5342 | 190.0989 | 131.76 | 658.8 | 20.9809 | #REF! | #REF! | #REF! | 2 | 24.4 | 1463.767 | 271.068 | 131.76 | 658.8 | 20.9809 | #REF! | #REF! | #REF! | 2 | 24.4 | 1976.1961 | 365.9622 | 131.76 | 658.8 | 20.9809 | #REF! | #REF! | #REF!
| 2 | 24.75 | 6.6293 | 17.1733 | 0.02303 | 133.65 | 1.2277 | 17.1733 | 133.65 | 80.19 | 8.4594 | 668.25 | 21.2818 | 91.892 | 323.9733 | 23.1596 | -306.8 | -21.932 | [11 empty] | 1 | [7 empty] | 24.45 | 37.2206 | 6.8927 | 132.03 | 660.15 | 21.0239 | #REF! | #REF! | #REF! | #REF! | 24.45 | 57.4553 | 10.6399 | 132.03 | 660.15 | 21.0239 | #REF! | #REF! | #REF! | #REF! | 24.45 | 179.8751 | 33.3102 | 132.03 | 660.15 | 21.0239 | #REF! | #REF! | #REF! | #REF! | 24.45 | 381.8731 | 70.7172 | 132.03 | 660.15 | 21.0239 | #REF! | #REF! | #REF! | #REF! | 24.45 | 663.0584 | 122.7886 | 132.03 | 660.15 | 21.0239 | #REF! | #REF! | #REF! | 2 | 24.45 | 1024.5632 | 189.7339 | 132.03 | 660.15 | 21.0239 | #REF! | #REF! | #REF! | 2 | 24.45 | 1461.4494 | 270.6388 | 132.03 | 660.15 | 21.0239 | #REF! | #REF! | #REF! | 2 | 24.45 | 1973.5407 | 365.4705 | 132.03 | 660.15 | 21.0239 | #REF! | #REF! | #REF!
| 2 | 24.8 | 6.6767 | 17.331 | 0.023241 | 133.92 | 1.2364 | 17.331 | 133.92 | 80.352 | 8.4594 | 669.6 | 21.3248 | 91.9045 | 325.2393 | 23.2033 | -307.9083 | -21.9668 | [11 empty] | 1 | [7 empty] | 24.5 | 37.7011 | 6.9817 | 132.3 | 661.5 | 21.0669 | #REF! | #REF! | #REF! | #REF! | 24.5 | 57.056 | 10.5659 | 132.3 | 661.5 | 21.0669 | #REF! | #REF! | #REF! | #REF! | 24.5 | 179.062 | 33.1596 | 132.3 | 661.5 | 21.0669 | #REF! | #REF! | #REF! | #REF! | 24.5 | 380.6632 | 70.4932 | 132.3 | 661.5 | 21.0669 | #REF! | #REF! | #REF! | #REF! | 24.5 | 661.4516 | 122.491 | 132.3 | 661.5 | 21.0669 | #REF! | #REF! | #REF! | 2 | 24.5 | 1022.5935 | 189.3692 | 132.3 | 661.5 | 21.0669 | #REF! | #REF! | #REF! | 2 | 24.5 | 1459.1332 | 270.2099 | 132.3 | 661.5 | 21.0669 | #REF! | #REF! | #REF! | 2 | 24.5 | 1970.8868 | 364.979 | 132.3 | 661.5 | 21.0669 | #REF! | #REF! | #REF!
| 2 | 24.85 | 6.7243 | 17.4897 | 0.023454 | 134.19 | 1.2452 | 17.4897 | 134.19 | 80.514 | 8.4594 | 670.95 | 21.3678 | 91.9169 | 326.5078 | 23.2469 | -309.0182 | -22.0017 | [11 empty] | 1 | [7 empty] | 24.55 | 38.1863 | 7.0715 | 132.57 | 662.85 | 21.1099 | #REF! | #REF! | #REF! | #REF! | 24.55 | 56.6572 | 10.4921 | 132.57 | 662.85 | 21.1099 | #REF! | #REF! | #REF! | #REF! | 24.55 | 178.2502 | 33.0093 | 132.57 | 662.85 | 21.1099 | #REF! | #REF! | #REF! | #REF! | 24.55 | 379.4548 | 70.2694 | 132.57 | 662.85 | 21.1099 | #REF! | #REF! | #REF! | #REF! | 24.55 | 659.8465 | 122.1938 | 132.57 | 662.85 | 21.1099 | #REF! | #REF! | #REF! | 2 | 24.55 | 1020.6253 | 189.0047 | 132.57 | 662.85 | 21.1099 | #REF! | #REF! | #REF! | 2 | 24.55 | 1456.8184 | 269.7812 | 132.57 | 662.85 | 21.1099 | #REF! | #REF! | #REF! | 2 | 24.55 | 1968.2343 | 364.4878 | 132.57 | 662.85 | 21.1099 | #REF! | #REF! | #REF!
| 2 | 24.9 | 6.772 | 17.6493 | 0.023668 | 134.46 | 1.2541 | 17.6493 | 134.46 | 80.676 | 8.4594 | 672.3 | 21.4108 | 91.9293 | 327.7788 | 23.2905 | -310.1296 | -22.0365 | [11 empty] | 1 | [7 empty] | 24.6 | 38.6762 | 7.1623 | 132.84 | 664.2 | 21.1529 | #REF! | #REF! | #REF! | #REF! | 24.6 | 56.2591 | 10.4183 | 132.84 | 664.2 | 21.1529 | #REF! | #REF! | #REF! | #REF! | 24.6 | 177.4395 | 32.8592 | 132.84 | 664.2 | 21.1529 | #REF! | #REF! | #REF! | #REF! | 24.6 | 378.2478 | 70.0459 | 132.84 | 664.2 | 21.1529 | #REF! | #REF! | #REF! | #REF! | 24.6 | 658.243 | 121.8968 | 132.84 | 664.2 | 21.1529 | #REF! | #REF! | #REF! | 2 | 24.6 | 1018.6584 | 188.6404 | 132.84 | 664.2 | 21.1529 | #REF! | #REF! | #REF! | 2 | 24.6 | 1454.5049 | 269.3528 | 132.84 | 664.2 | 21.1529 | #REF! | #REF! | #REF! | 2 | 24.6 | 1965.5832 | 363.9969 | 132.84 | 664.2 | 21.1529 | #REF! | #REF! | #REF!
| 2 | 24.95 | 6.8199 | 17.8098 | 0.023883 | 134.73 | 1.2629 | 17.8098 | 134.73 | 80.838 | 8.4594 | 673.65 | 21.4538 | 91.9417 | 329.0523 | 23.3342 | -311.2425 | -22.0712 | [11 empty] | 1 | [7 empty] | 24.65 | 39.171 | 7.2539 | 133.11 | 665.55 | 21.1959 | #REF! | #REF! | #REF! | #REF! | 24.65 | 55.8615 | 10.3447 | 133.11 | 665.55 | 21.1959 | #REF! | #REF! | #REF! | #REF! | 24.65 | 176.6299 | 32.7092 | 133.11 | 665.55 | 21.1959 | #REF! | #REF! | #REF! | #REF! | 24.65 | 377.0423 | 69.8226 | 133.11 | 665.55 | 21.1959 | #REF! | #REF! | #REF! | #REF! | 24.65 | 656.6411 | 121.6002 | 133.11 | 665.55 | 21.1959 | #REF! | #REF! | #REF! | 2 | 24.65 | 1016.6929 | 188.2765 | 133.11 | 665.55 | 21.1959 | #REF! | #REF! | #REF! | 2 | 24.65 | 1452.1927 | 268.9246 | 133.11 | 665.55 | 21.1959 | #REF! | #REF! | #REF! | 2 | 24.65 | 1962.9335 | 363.5062 | 133.11 | 665.55 | 21.1959 | #REF! | #REF! | #REF!
| 2 | 25 | 6.868 | 17.9713 | 0.0241 | 135 | 1.2719 | 17.9713 | 135 | 81 | 8.4594 | 675 | 21.4968 | 91.954 | 330.3283 | 23.3778 | -312.357 | -22.1059 | [11 empty] | 1 | [7 empty] | 24.7 | 39.6704 | 7.3464 | 133.38 | 666.9 | 21.2389 | #REF! | #REF! | #REF! | #REF! | 24.7 | 55.4644 | 10.2712 | 133.38 | 666.9 | 21.2389 | #REF! | #REF! | #REF! | #REF! | 24.7 | 175.8216 | 32.5596 | 133.38 | 666.9 | 21.2389 | #REF! | #REF! | #REF! | #REF! | 24.7 | 375.8383 | 69.5997 | 133.38 | 666.9 | 21.2389 | #REF! | #REF! | #REF! | #REF! | 24.7 | 655.0408 | 121.3039 | 133.38 | 666.9 | 21.2389 | #REF! | #REF! | #REF! | 2 | 24.7 | 1014.7287 | 187.9127 | 133.38 | 666.9 | 21.2389 | #REF! | #REF! | #REF! | 2 | 24.7 | 1449.8819 | 268.4966 | 133.38 | 666.9 | 21.2389 | #REF! | #REF! | #REF! | 2 | 24.7 | 1960.2852 | 363.0158 | 133.38 | 666.9 | 21.2389 | #REF! | #REF! | #REF!
| 2 | 25.05 | 6.9162 | 18.1337 | 0.024318 | 135.27 | 1.2808 | 18.1337 | 135.27 | 81.162 | 8.4594 | 676.35 | 21.5398 | 91.9662 | 331.6067 | 23.4214 | -313.473 | -22.1406 | [11 empty] | 1 | [7 empty] | 24.75 | 40.1746 | 7.4397 | 133.65 | 668.25 | 21.2818 | #REF! | #REF! | #REF! | #REF! | 24.75 | 55.0679 | 10.1978 | 133.65 | 668.25 | 21.2818 | #REF! | #REF! | #REF! | #REF! | 24.75 | 175.0144 | 32.4101 | 133.65 | 668.25 | 21.2818 | #REF! | #REF! | #REF! | #REF! | 24.75 | 374.6358 | 69.377 | 133.65 | 668.25 | 21.2818 | #REF! | #REF! | #REF! | #REF! | 24.75 | 653.4422 | 121.0078 | 133.65 | 668.25 | 21.2818 | #REF! | #REF! | #REF! | 2 | 24.75 | 1012.7659 | 187.5492 | 133.65 | 668.25 | 21.2818 | #REF! | #REF! | #REF! | 2 | 24.75 | 1447.5724 | 268.069 | 133.65 | 668.25 | 21.2818 | #REF! | #REF! | #REF! | 2 | 24.75 | 1957.6384 | 362.5256 | 133.65 | 668.25 | 21.2818 | #REF! | #REF! | #REF!
| 2 | 25.1 | 6.9646 | 18.2971 | 0.024537 | 135.54 | 1.2897 | 18.2971 | 135.54 | 81.324 | 8.4594 | 677.7 | 21.5828 | 91.9784 | 332.8876 | 23.4651 | -314.5906 | -22.1753 | [11 empty] | 1 | [7 empty] | 24.8 | 40.6835 | 7.534 | 133.92 | 669.6 | 21.3248 | #REF! | #REF! | #REF! | #REF! | 24.8 | 54.6718 | 10.1244 | 133.92 | 669.6 | 21.3248 | #REF! | #REF! | #REF! | #REF! | 24.8 | 174.2084 | 32.2608 | 133.92 | 669.6 | 21.3248 | #REF! | #REF! | #REF! | #REF! | 24.8 | 373.4347 | 69.1546 | 133.92 | 669.6 | 21.3248 | #REF! | #REF! | #REF! | #REF! | 24.8 | 651.8452 | 120.7121 | 133.92 | 669.6 | 21.3248 | #REF! | #REF! | #REF! | 2 | 24.8 | 1010.8045 | 187.186 | 133.92 | 669.6 | 21.3248 | #REF! | #REF! | #REF! | 2 | 24.8 | 1445.2642 | 267.6415 | 133.92 | 669.6 | 21.3248 | #REF! | #REF! | #REF! | 2 | 24.8 | 1954.9929 | 362.0357 | 133.92 | 669.6 | 21.3248 | #REF! | #REF! | #REF!
| 2 | 25.15 | 7.0132 | 18.4614 | 0.024757 | 135.81 | 1.2987 | 18.4614 | 135.81 | 81.486 | 8.4594 | 679.05 | 21.6258 | 91.9906 | 334.1711 | 23.5087 | -315.7097 | -22.21 | [11 empty] | 1 | [7 empty] | 24.85 | 41.1972 | 7.6291 | 134.19 | 670.95 | 21.3678 | #REF! | #REF! | #REF! | #REF! | 24.85 | 54.2763 | 10.0512 | 134.19 | 670.95 | 21.3678 | #REF! | #REF! | #REF! | #REF! | 24.85 | 173.4036 | 32.1118 | 134.19 | 670.95 | 21.3678 | #REF! | #REF! | #REF! | #REF! | 24.85 | 372.2352 | 68.9324 | 134.19 | 670.95 | 21.3678 | #REF! | #REF! | #REF! | #REF! | 24.85 | 650.2499 | 120.4166 | 134.19 | 670.95 | 21.3678 | #REF! | #REF! | #REF! | 2 | 24.85 | 1008.8444 | 186.823 | 134.19 | 670.95 | 21.3678 | #REF! | #REF! | #REF! | 2 | 24.85 | 1442.9574 | 267.2143 | 134.19 | 670.95 | 21.3678 | #REF! | #REF! | #REF! | 2 | 24.85 | 1952.3488 | 361.5461 | 134.19 | 670.95 | 21.3678 | #REF! | #REF! | #REF!
| 2 | 25.2 | 7.062 | 18.6267 | 0.024979 | 136.08 | 1.3078 | 18.6267 | 136.08 | 81.648 | 8.4594 | 680.4 | 21.6688 | 92.0027 | 335.457 | 23.5523 | -316.8303 | -22.2446 | [11 empty] | 1 | [7 empty] | 24.9 | 41.7156 | 7.7251 | 134.46 | 672.3 | 21.4108 | #REF! | #REF! | #REF! | #REF! | 24.9 | 53.8813 | 9.978 | 134.46 | 672.3 | 21.4108 | #REF! | #REF! | #REF! | #REF! | 24.9 | 172.5999 | 31.963 | 134.46 | 672.3 | 21.4108 | #REF! | #REF! | #REF! | #REF! | 24.9 | 371.0371 | 68.7106 | 134.46 | 672.3 | 21.4108 | #REF! | #REF! | #REF! | #REF! | 24.9 | 648.6562 | 120.1215 | 134.46 | 672.3 | 21.4108 | #REF! | #REF! | #REF! | 2 | 24.9 | 1006.8857 | 186.4603 | 134.46 | 672.3 | 21.4108 | #REF! | #REF! | #REF! | 2 | 24.9 | 1440.6518 | 266.7874 | 134.46 | 672.3 | 21.4108 | #REF! | #REF! | #REF! | 2 | 24.9 | 1949.7061 | 361.0567 | 134.46 | 672.3 | 21.4108 | #REF! | #REF! | #REF!
| 2 | 25.25 | 7.1109 | 18.7929 | 0.025202 | 136.35 | 1.3168 | 18.7929 | 136.35 | 81.81 | 8.4594 | 681.75 | 21.7118 | 92.0147 | 336.7454 | 23.596 | -317.9525 | -22.2792 | [11 empty] | 1 | [7 empty] | 24.95 | 42.2388 | 7.822 | 134.73 | 673.65 | 21.4538 | #REF! | #REF! | #REF! | #REF! | 24.95 | 53.4867 | 9.9049 | 134.73 | 673.65 | 21.4538 | #REF! | #REF! | #REF! | #REF! | 24.95 | 171.7975 | 31.8143 | 134.73 | 673.65 | 21.4538 | #REF! | #REF! | #REF! | #REF! | 24.95 | 369.8406 | 68.489 | 134.73 | 673.65 | 21.4538 | #REF! | #REF! | #REF! | #REF! | 24.95 | 647.0641 | 119.8267 | 134.73 | 673.65 | 21.4538 | #REF! | #REF! | #REF! | 2 | 24.95 | 1004.9284 | 186.0979 | 134.73 | 673.65 | 21.4538 | #REF! | #REF! | #REF! | 2 | 24.95 | 1438.3477 | 266.3607 | 134.73 | 673.65 | 21.4538 | #REF! | #REF! | #REF! | 2 | 24.95 | 1947.0647 | 360.5675 | 134.73 | 673.65 | 21.4538 | #REF! | #REF! | #REF!
| 2 | 25.3 | 7.16 | 18.9601 | 0.025426 | 136.62 | 1.3259 | 18.9601 | 136.62 | 81.972 | 8.4594 | 683.1 | 21.7548 | 92.0267 | 338.0363 | 23.6396 | -319.0762 | -22.3137 | [11 empty] | 1 | [7 empty] | 25 | 42.7667 | 7.9198 | 135 | 675 | 21.4968 | #REF! | #REF! | #REF! | #REF! | 25 | 53.0926 | 9.832 | 135 | 675 | 21.4968 | #REF! | #REF! | #REF! | #REF! | 25 | 170.9962 | 31.666 | 135 | 675 | 21.4968 | #REF! | #REF! | #REF! | #REF! | 25 | 368.6455 | 68.2677 | 135 | 675 | 21.4968 | #REF! | #REF! | #REF! | #REF! | 25 | 645.4737 | 119.5322 | 135 | 675 | 21.4968 | #REF! | #REF! | #REF! | 2 | 25 | 1002.9725 | 185.7356 | 135 | 675 | 21.4968 | #REF! | #REF! | #REF! | 2 | 25 | 1436.0448 | 265.9342 | 135 | 675 | 21.4968 | #REF! | #REF! | #REF! | 2 | 25 | 1944.4247 | 360.0787 | 135 | 675 | 21.4968 | #REF! | #REF! | #REF!
| 2 | 25.35 | 7.2092 | 19.1282 | 0.025651 | 136.89 | 1.335 | 19.1282 | 136.89 | 82.134 | 8.4594 | 684.45 | 21.7978 | 92.0387 | 339.3296 | 23.6833 | -320.2014 | -22.3482 | [11 empty] | 1 | [7 empty] | 25.05 | 43.2994 | 8.0184 | 135.27 | 676.35 | 21.5398 | #REF! | #REF! | #REF! | #REF! | 25.05 | 52.6989 | 9.7591 | 135.27 | 676.35 | 21.5398 | #REF! | #REF! | #REF! | #REF! | 25.05 | 170.196 | 31.5178 | 135.27 | 676.35 | 21.5398 | #REF! | #REF! | #REF! | #REF! | 25.05 | 367.4519 | 68.0467 | 135.27 | 676.35 | 21.5398 | #REF! | #REF! | #REF! | #REF! | 25.05 | 643.8849 | 119.2379 | 135.27 | 676.35 | 21.5398 | #REF! | #REF! | #REF! | 2 | 25.05 | 1001.0179 | 185.3737 | 135.27 | 676.35 | 21.5398 | #REF! | #REF! | #REF! | 2 | 25.05 | 1433.7433 | 265.508 | 135.27 | 676.35 | 21.5398 | #REF! | #REF! | #REF! | 2 | 25.05 | 1941.7861 | 359.59 | 135.27 | 676.35 | 21.5398 | #REF! | #REF! | #REF!
| 2 | 25.4 | 7.2586 | 19.2973 | 0.025878 | 137.16 | 1.3442 | 19.2973 | 137.16 | 82.296 | 8.4594 | 685.8 | 21.8408 | 92.0506 | 340.6255 | 23.7269 | -321.3281 | -22.3827 | [11 empty] | 1 | [7 empty] | 25.1 | 43.8368 | 8.1179 | 135.54 | 677.7 | 21.5828 | #REF! | #REF! | #REF! | #REF! | 25.1 | 52.3057 | 9.6862 | 135.54 | 677.7 | 21.5828 | #REF! | #REF! | #REF! | #REF! | 25.1 | 169.3971 | 31.3698 | 135.54 | 677.7 | 21.5828 | #REF! | #REF! | #REF! | #REF! | 25.1 | 366.2599 | 67.8259 | 135.54 | 677.7 | 21.5828 | #REF! | #REF! | #REF! | #REF! | 25.1 | 642.2978 | 118.944 | 135.54 | 677.7 | 21.5828 | #REF! | #REF! | #REF! | 2 | 25.1 | 999.0647 | 185.012 | 135.54 | 677.7 | 21.5828 | #REF! | #REF! | #REF! | 2 | 25.1 | 1431.443 | 265.082 | 135.54 | 677.7 | 21.5828 | #REF! | #REF! | #REF! | 2 | 25.1 | 1939.1489 | 359.1016 | 135.54 | 677.7 | 21.5828 | #REF! | #REF! | #REF!
| 2 | 25.45 | 7.3082 | 19.4674 | 0.026106 | 137.43 | 1.3534 | 19.4674 | 137.43 | 82.458 | 8.4594 | 687.15 | 21.8838 | 92.0624 | 341.9238 | 23.7706 | -322.4564 | -22.4172 | [11 empty] | 1 | [7 empty] | 25.15 | 44.3789 | 8.2183 | 135.81 | 679.05 | 21.6258 | #REF! | #REF! | #REF! | #REF! | 25.15 | 51.9129 | 9.6135 | 135.81 | 679.05 | 21.6258 | #REF! | #REF! | #REF! | #REF! | 25.15 | 168.5993 | 31.2221 | 135.81 | 679.05 | 21.6258 | #REF! | #REF! | #REF! | #REF! | 25.15 | 365.0693 | 67.6054 | 135.81 | 679.05 | 21.6258 | #REF! | #REF! | #REF! | #REF! | 25.15 | 640.7123 | 118.6504 | 135.81 | 679.05 | 21.6258 | #REF! | #REF! | #REF! | 2 | 25.15 | 997.1129 | 184.6505 | 135.81 | 679.05 | 21.6258 | #REF! | #REF! | #REF! | 2 | 25.15 | 1429.1441 | 264.6563 | 135.81 | 679.05 | 21.6258 | #REF! | #REF! | #REF! | 2 | 25.15 | 1936.513 | 358.6135 | 135.81 | 679.05 | 21.6258 | #REF! | #REF! | #REF!
| 2 | 25.5 | 7.358 | 19.6385 | 0.026336 | 137.7 | 1.3626 | 19.6385 | 137.7 | 82.62 | 8.4594 | 688.5 | 21.9268 | 92.0742 | 343.2247 | 23.8142 | -323.5862 | -22.4516 | [11 empty] | 1 | [7 empty] | 25.2 | 44.9258 | 8.3196 | 136.08 | 680.4 | 21.6688 | #REF! | #REF! | #REF! | #REF! | 25.2 | 51.5204 | 9.5408 | 136.08 | 680.4 | 21.6688 | #REF! | #REF! | #REF! | #REF! | 25.2 | 167.8027 | 31.0746 | 136.08 | 680.4 | 21.6688 | #REF! | #REF! | #REF! | #REF! | 25.2 | 363.8803 | 67.3852 | 136.08 | 680.4 | 21.6688 | #REF! | #REF! | #REF! | #REF! | 25.2 | 639.1285 | 118.3571 | 136.08 | 680.4 | 21.6688 | #REF! | #REF! | #REF! | 2 | 25.2 | 995.1624 | 184.2893 | 136.08 | 680.4 | 21.6688 | #REF! | #REF! | #REF! | 2 | 25.2 | 1426.8465 | 264.2308 | 136.08 | 680.4 | 21.6688 | #REF! | #REF! | #REF! | 2 | 25.2 | 1933.8784 | 358.1256 | 136.08 | 680.4 | 21.6688 | #REF! | #REF! | #REF!
| 2 | 25.55 | 7.4079 | 19.8105 | 0.026566 | 137.97 | 1.3718 | 19.8105 | 137.97 | 82.782 | 8.4594 | 689.85 | 21.9697 | 92.086 | 344.528 | 23.8579 | -324.7175 | -22.486 | [11 empty] | 1 | [7 empty] | 25.25 | 45.4774 | 8.4217 | 136.35 | 681.75 | 21.7118 | #REF! | #REF! | #REF! | #REF! | 25.25 | 51.1284 | 9.4682 | 136.35 | 681.75 | 21.7118 | #REF! | #REF! | #REF! | #REF! | 25.25 | 167.0072 | 30.9273 | 136.35 | 681.75 | 21.7118 | #REF! | #REF! | #REF! | #REF! | 25.25 | 362.6927 | 67.1653 | 136.35 | 681.75 | 21.7118 | #REF! | #REF! | #REF! | #REF! | 25.25 | 637.5464 | 118.0642 | 136.35 | 681.75 | 21.7118 | #REF! | #REF! | #REF! | 2 | 25.25 | 993.2134 | 183.9284 | 136.35 | 681.75 | 21.7118 | #REF! | #REF! | #REF! | 2 | 25.25 | 1424.5503 | 263.8056 | 136.35 | 681.75 | 21.7118 | #REF! | #REF! | #REF! | 2 | 25.25 | 1931.2452 | 357.638 | 136.35 | 681.75 | 21.7118 | #REF! | #REF! | #REF!
| 2 | 25.6 | 7.458 | 19.9835 | 0.026798 | 138.24 | 1.3811 | 19.9835 | 138.24 | 82.944 | 8.4594 | 691.2 | 22.0127 | 92.0977 | 345.8338 | 23.9015 | -325.8503 | -22.5204 | [11 empty] | 1 | [7 empty] | 25.3 | 46.0338 | 8.5248 | 136.62 | 683.1 | 21.7548 | #REF! | #REF! | #REF! | #REF! | 25.3 | 50.7367 | 9.3957 | 136.62 | 683.1 | 21.7548 | #REF! | #REF! | #REF! | #REF! | 25.3 | 166.213 | 30.7802 | 136.62 | 683.1 | 21.7548 | #REF! | #REF! | #REF! | #REF! | 25.3 | 361.5067 | 66.9457 | 136.62 | 683.1 | 21.7548 | #REF! | #REF! | #REF! | #REF! | 25.3 | 635.966 | 117.7715 | 136.62 | 683.1 | 21.7548 | #REF! | #REF! | #REF! | 2 | 25.3 | 991.2657 | 183.5677 | 136.62 | 683.1 | 21.7548 | #REF! | #REF! | #REF! | 2 | 25.3 | 1422.2553 | 263.3806 | 136.62 | 683.1 | 21.7548 | #REF! | #REF! | #REF! | 2 | 25.3 | 1928.6133 | 357.1506 | 136.62 | 683.1 | 21.7548 | #REF! | #REF! | #REF!
| 2 | 25.65 | 7.5083 | 20.1575 | 0.027032 | 138.51 | 1.3904 | 20.1575 | 138.51 | 83.106 | 8.4594 | 692.55 | 22.0557 | 92.1093 | 347.1421 | 23.9452 | -326.9846 | -22.5547 | [11 empty] | 1 | [7 empty] | 25.35 | 46.5949 | 8.6287 | 136.89 | 684.45 | 21.7978 | #REF! | #REF! | #REF! | #REF! | 25.35 | 50.3454 | 9.3232 | 136.89 | 684.45 | 21.7978 | #REF! | #REF! | #REF! | #REF! | 25.35 | 165.4199 | 30.6333 | 136.89 | 684.45 | 21.7978 | #REF! | #REF! | #REF! | #REF! | 25.35 | 360.3222 | 66.7263 | 136.89 | 684.45 | 21.7978 | #REF! | #REF! | #REF! | #REF! | 25.35 | 634.3872 | 117.4791 | 136.89 | 684.45 | 21.7978 | #REF! | #REF! | #REF! | 2 | 25.35 | 989.3194 | 183.2073 | 136.89 | 684.45 | 21.7978 | #REF! | #REF! | #REF! | 2 | 25.35 | 1419.9616 | 262.9559 | 136.89 | 684.45 | 21.7978 | #REF! | #REF! | #REF! | 2 | 25.35 | 1925.9828 | 356.6635 | 136.89 | 684.45 | 21.7978 | #REF! | #REF! | #REF!
| 2 | 25.7 | 7.5587 | 20.3325 | 0.027266 | 138.78 | 1.3998 | 20.3325 | 138.78 | 83.268 | 8.4594 | 693.9 | 22.0987 | 92.1209 | 348.4529 | 23.9888 | -328.1205 | -22.5891 | [11 empty] | 1 | [7 empty] | 25.4 | 47.1608 | 8.7335 | 137.16 | 685.8 | 21.8408 | #REF! | #REF! | #REF! | #REF! | 25.4 | 49.9544 | 9.2508 | 137.16 | 685.8 | 21.8408 | #REF! | #REF! | #REF! | #REF! | 25.4 | 164.628 | 30.4867 | 137.16 | 685.8 | 21.8408 | #REF! | #REF! | #REF! | #REF! | 25.4 | 359.1392 | 66.5073 | 137.16 | 685.8 | 21.8408 | #REF! | #REF! | #REF! | #REF! | 25.4 | 632.8101 | 117.1871 | 137.16 | 685.8 | 21.8408 | #REF! | #REF! | #REF! | 2 | 25.4 | 987.3745 | 182.8471 | 137.16 | 685.8 | 21.8408 | #REF! | #REF! | #REF! | 2 | 25.4 | 1417.6693 | 262.5313 | 137.16 | 685.8 | 21.8408 | #REF! | #REF! | #REF! | 2 | 25.4 | 1923.3536 | 356.1766 | 137.16 | 685.8 | 21.8408 | #REF! | #REF! | #REF!
| 2 | 25.75 | 7.6093 | 20.5084 | 0.027502 | 139.05 | 1.4091 | 20.5084 | 139.05 | 83.43 | 8.4594 | 695.25 | 22.1417 | 92.1325 | 349.7662 | 24.0325 | -329.2578 | -22.6233 | [11 empty] | 1 | [7 empty] | 25.45 | 47.7314 | 8.8391 | 137.43 | 687.15 | 21.8838 | #REF! | #REF! | #REF! | #REF! | 25.45 | 49.5637 | 9.1785 | 137.43 | 687.15 | 21.8838 | #REF! | #REF! | #REF! | #REF! | 25.45 | 163.8372 | 30.3402 | 137.43 | 687.15 | 21.8838 | #REF! | #REF! | #REF! | #REF! | 25.45 | 357.9578 | 66.2885 | 137.43 | 687.15 | 21.8838 | #REF! | #REF! | #REF! | #REF! | 25.45 | 631.2346 | 116.8953 | 137.43 | 687.15 | 21.8838 | #REF! | #REF! | #REF! | 2 | 25.45 | 985.4309 | 182.4872 | 137.43 | 687.15 | 21.8838 | #REF! | #REF! | #REF! | 2 | 25.45 | 1415.3782 | 262.1071 | 137.43 | 687.15 | 21.8838 | #REF! | #REF! | #REF! | 2 | 25.45 | 1920.7257 | 355.6899 | 137.43 | 687.15 | 21.8838 | #REF! | #REF! | #REF!
| 2 | 25.8 | 7.6601 | 20.6853 | 0.027739 | 139.32 | 1.4185 | 20.6853 | 139.32 | 83.592 | 8.4594 | 696.6 | 22.1847 | 92.144 | 351.082 | 24.0761 | -330.3967 | -22.6576 | [11 empty] | 1 | [7 empty] | 25.5 | 48.3067 | 8.9457 | 137.7 | 688.5 | 21.9268 | #REF! | #REF! | #REF! | #REF! | 25.5 | 49.1734 | 9.1062 | 137.7 | 688.5 | 21.9268 | #REF! | #REF! | #REF! | #REF! | 25.5 | 163.0476 | 30.194 | 137.7 | 688.5 | 21.9268 | #REF! | #REF! | #REF! | #REF! | 25.5 | 356.7778 | 66.07 | 137.7 | 688.5 | 21.9268 | #REF! | #REF! | #REF! | #REF! | 25.5 | 629.6609 | 116.6039 | 137.7 | 688.5 | 21.9268 | #REF! | #REF! | #REF! | 2 | 25.5 | 983.4888 | 182.1276 | 137.7 | 688.5 | 21.9268 | #REF! | #REF! | #REF! | 2 | 25.5 | 1413.0885 | 261.6831 | 137.7 | 688.5 | 21.9268 | #REF! | #REF! | #REF! | 2 | 25.5 | 1918.0992 | 355.2035 | 137.7 | 688.5 | 21.9268 | #REF! | #REF! | #REF!
| 2 | 25.85 | 7.711 | 20.8632 | 0.027978 | 139.59 | 1.428 | 20.8632 | 139.59 | 83.754 | 8.4594 | 697.95 | 22.2277 | 92.1555 | 352.4003 | 24.1198 | -331.537 | -22.6918 | [11 empty] | 1 | [7 empty] | 25.55 | 48.8868 | 9.0531 | 137.97 | 689.85 | 21.9697 | #REF! | #REF! | #REF! | #REF! | 25.55 | 48.7833 | 9.0339 | 137.97 | 689.85 | 21.9697 | #REF! | #REF! | #REF! | #REF! | 25.55 | 162.2593 | 30.048 | 137.97 | 689.85 | 21.9697 | #REF! | #REF! | #REF! | #REF! | 25.55 | 355.5994 | 65.8517 | 137.97 | 689.85 | 21.9697 | #REF! | #REF! | #REF! | #REF! | 25.55 | 628.0888 | 116.3127 | 137.97 | 689.85 | 21.9697 | #REF! | #REF! | #REF! | 2 | 25.55 | 981.548 | 181.7682 | 137.97 | 689.85 | 21.9697 | #REF! | #REF! | #REF! | 2 | 25.55 | 1410.8001 | 261.2593 | 137.97 | 689.85 | 21.9697 | #REF! | #REF! | #REF! | 2 | 25.55 | 1915.4739 | 354.7174 | 137.97 | 689.85 | 21.9697 | #REF! | #REF! | #REF!
| 2 | 25.9 | 7.7622 | 21.0422 | 0.028218 | 139.86 | 1.4374 | 21.0422 | 139.86 | 83.916 | 8.4594 | 699.3 | 22.2707 | 92.1669 | 353.7211 | 24.1635 | -332.6789 | -22.726 | [11 empty] | 1 | [7 empty] | 25.6 | 49.4717 | 9.1614 | 138.24 | 691.2 | 22.0127 | #REF! | #REF! | #REF! | #REF! | 25.6 | 48.3935 | 8.9618 | 138.24 | 691.2 | 22.0127 | #REF! | #REF! | #REF! | #REF! | 25.6 | 161.472 | 29.9022 | 138.24 | 691.2 | 22.0127 | #REF! | #REF! | #REF! | #REF! | 25.6 | 354.4226 | 65.6338 | 138.24 | 691.2 | 22.0127 | #REF! | #REF! | #REF! | #REF! | 25.6 | 626.5185 | 116.0219 | 138.24 | 691.2 | 22.0127 | #REF! | #REF! | #REF! | 2 | 25.6 | 979.6087 | 181.409 | 138.24 | 691.2 | 22.0127 | #REF! | #REF! | #REF! | 2 | 25.6 | 1408.5129 | 260.8357 | 138.24 | 691.2 | 22.0127 | #REF! | #REF! | #REF! | 2 | 25.6 | 1912.85 | 354.2315 | 138.24 | 691.2 | 22.0127 | #REF! | #REF! | #REF!
| 2 | 25.95 | 7.8134 | 21.2221 | 0.028459 | 140.13 | 1.4469 | 21.2221 | 140.13 | 84.078 | 8.4594 | 700.65 | 22.3137 | 92.1782 | 355.0443 | 24.2071 | -333.8223 | -22.7602 | [11 empty] | 1 | [7 empty] | 25.65 | 50.0613 | 9.2706 | 138.51 | 692.55 | 22.0557 | #REF! | #REF! | #REF! | #REF! | 25.65 | 48.004 | 8.8896 | 138.51 | 692.55 | 22.0557 | #REF! | #REF! | #REF! | #REF! | 25.65 | 160.686 | 29.7567 | 138.51 | 692.55 | 22.0557 | #REF! | #REF! | #REF! | #REF! | 25.65 | 353.2472 | 65.4162 | 138.51 | 692.55 | 22.0557 | #REF! | #REF! | #REF! | #REF! | 25.65 | 624.9498 | 115.7314 | 138.51 | 692.55 | 22.0557 | #REF! | #REF! | #REF! | 2 | 25.65 | 977.6707 | 181.0501 | 138.51 | 692.55 | 22.0557 | #REF! | #REF! | #REF! | 2 | 25.65 | 1406.2271 | 260.4124 | 138.51 | 692.55 | 22.0557 | #REF! | #REF! | #REF! | 2 | 25.65 | 1910.2274 | 353.7458 | 138.51 | 692.55 | 22.0557 | #REF! | #REF! | #REF!
| 2 | 26 | 7.8649 | 21.403 | 0.028702 | 140.4 | 1.4565 | 21.403 | 140.4 | 84.24 | 8.4594 | 702 | 22.3567 | 92.1896 | 356.3701 | 24.2508 | -334.9671 | -22.7943 | [11 empty] | 1 | [7 empty] | 25.7 | 50.6556 | 9.3807 | 138.78 | 693.9 | 22.0987 | #REF! | #REF! | #REF! | #REF! | 25.7 | 47.6147 | 8.8175 | 138.78 | 693.9 | 22.0987 | #REF! | #REF! | #REF! | #REF! | 25.7 | 159.9011 | 29.6113 | 138.78 | 693.9 | 22.0987 | #REF! | #REF! | #REF! | #REF! | 25.7 | 352.0734 | 65.1988 | 138.78 | 693.9 | 22.0987 | #REF! | #REF! | #REF! | #REF! | 25.7 | 623.3828 | 115.4413 | 138.78 | 693.9 | 22.0987 | #REF! | #REF! | #REF! | 2 | 25.7 | 975.7341 | 180.6915 | 138.78 | 693.9 | 22.0987 | #REF! | #REF! | #REF! | 2 | 25.7 | 1403.9425 | 259.9894 | 138.78 | 693.9 | 22.0987 | #REF! | #REF! | #REF! | 2 | 25.7 | 1907.606 | 353.2604 | 138.78 | 693.9 | 22.0987 | #REF! | #REF! | #REF!
| 2 | 26.05 | 7.9165 | 21.5849 | 0.028946 | 140.67 | 1.466 | 21.5849 | 140.67 | 84.402 | 8.4594 | 703.35 | 22.3997 | 92.2008 | 357.6983 | 24.2944 | -336.1135 | -22.8284 | [11 empty] | 1 | [7 empty] | 25.75 | 51.2546 | 9.4916 | 139.05 | 695.25 | 22.1417 | #REF! | #REF! | #REF! | #REF! | 25.75 | 47.2257 | 8.7455 | 139.05 | 695.25 | 22.1417 | #REF! | #REF! | #REF! | #REF! | 25.75 | 159.1175 | 29.4662 | 139.05 | 695.25 | 22.1417 | #REF! | #REF! | #REF! | #REF! | 25.75 | 350.9012 | 64.9817 | 139.05 | 695.25 | 22.1417 | #REF! | #REF! | #REF! | #REF! | 25.75 | 621.8176 | 115.1514 | 139.05 | 695.25 | 22.1417 | #REF! | #REF! | #REF! | 2 | 25.75 | 973.799 | 180.3331 | 139.05 | 695.25 | 22.1417 | #REF! | #REF! | #REF! | 2 | 25.75 | 1401.6593 | 259.5665 | 139.05 | 695.25 | 22.1417 | #REF! | #REF! | #REF! | 2 | 25.75 | 1904.986 | 352.7752 | 139.05 | 695.25 | 22.1417 | #REF! | #REF! | #REF!
| 2 | 26.1 | 7.9683 | 21.7678 | 0.029191 | 140.94 | 1.4756 | 21.7678 | 140.94 | 84.564 | 8.4594 | 704.7 | 22.4427 | 92.212 | 359.0291 | 24.3381 | -337.2613 | -22.8625 | [11 empty] | 1 | [7 empty] | 25.8 | 51.8584 | 9.6034 | 139.32 | 696.6 | 22.1847 | #REF! | #REF! | #REF! | #REF! | 25.8 | 46.8368 | 8.6735 | 139.32 | 696.6 | 22.1847 | #REF! | #REF! | #REF! | #REF! | 25.8 | 158.335 | 29.3213 | 139.32 | 696.6 | 22.1847 | #REF! | #REF! | #REF! | #REF! | 25.8 | 349.7305 | 64.7649 | 139.32 | 696.6 | 22.1847 | #REF! | #REF! | #REF! | #REF! | 25.8 | 620.254 | 114.8619 | 139.32 | 696.6 | 22.1847 | #REF! | #REF! | #REF! | 2 | 25.8 | 971.8652 | 179.975 | 139.32 | 696.6 | 22.1847 | #REF! | #REF! | #REF! | 2 | 25.8 | 1399.3774 | 259.144 | 139.32 | 696.6 | 22.1847 | #REF! | #REF! | #REF! | 2 | 25.8 | 1902.3673 | 352.2902 | 139.32 | 696.6 | 22.1847 | #REF! | #REF! | #REF!
| 2 | 26.15 | 8.0202 | 21.9517 | 0.029438 | 141.21 | 1.4852 | 21.9517 | 141.21 | 84.726 | 8.4594 | 706.05 | 22.4857 | 92.2232 | 360.3623 | 24.3818 | -338.4107 | -22.8966 | [11 empty] | 1 | [7 empty] | 25.85 | 52.467 | 9.7161 | 139.59 | 697.95 | 22.2277 | #REF! | #REF! | #REF! | #REF! | 25.85 | 46.4482 | 8.6015 | 139.59 | 697.95 | 22.2277 | #REF! | #REF! | #REF! | #REF! | 25.85 | 157.5536 | 29.1766 | 139.59 | 697.95 | 22.2277 | #REF! | #REF! | #REF! | #REF! | 25.85 | 348.5613 | 64.5484 | 139.59 | 697.95 | 22.2277 | #REF! | #REF! | #REF! | #REF! | 25.85 | 618.6922 | 114.5726 | 139.59 | 697.95 | 22.2277 | #REF! | #REF! | #REF! | 2 | 25.85 | 969.9328 | 179.6172 | 139.59 | 697.95 | 22.2277 | #REF! | #REF! | #REF! | 2 | 25.85 | 1397.0967 | 258.7216 | 139.59 | 697.95 | 22.2277 | #REF! | #REF! | #REF! | 2 | 25.85 | 1899.7498 | 351.8055 | 139.59 | 697.95 | 22.2277 | #REF! | #REF! | #REF!
| 2 | 26.2 | 8.0724 | 22.1366 | 0.029686 | 141.48 | 1.4949 | 22.1366 | 141.48 | 84.888 | 8.4594 | 707.4 | 22.5287 | 92.2343 | 361.6981 | 24.4255 | -339.5615 | -22.9306 | [11 empty] | 1 | [7 empty] | 25.9 | 53.0803 | 9.8297 | 139.86 | 699.3 | 22.2707 | #REF! | #REF! | #REF! | #REF! | 25.9 | 46.0598 | 8.5296 | 139.86 | 699.3 | 22.2707 | #REF! | #REF! | #REF! | #REF! | 25.9 | 156.7735 | 29.0321 | 139.86 | 699.3 | 22.2707 | #REF! | #REF! | #REF! | #REF! | 25.9 | 347.3937 | 64.3322 | 139.86 | 699.3 | 22.2707 | #REF! | #REF! | #REF! | #REF! | 25.9 | 617.132 | 114.2837 | 139.86 | 699.3 | 22.2707 | #REF! | #REF! | #REF! | 2 | 25.9 | 968.0018 | 179.2596 | 139.86 | 699.3 | 22.2707 | #REF! | #REF! | #REF! | 2 | 25.9 | 1394.8174 | 258.2995 | 139.86 | 699.3 | 22.2707 | #REF! | #REF! | #REF! | 2 | 25.9 | 1897.1337 | 351.3211 | 139.86 | 699.3 | 22.2707 | #REF! | #REF! | #REF!
| 2 | 26.25 | 8.1247 | 22.3225 | 0.029935 | 141.75 | 1.5046 | 22.3225 | 141.75 | 85.05 | 8.4594 | 708.75 | 22.5717 | 92.2454 | 363.0363 | 24.4691 | -340.7138 | -22.9646 | [11 empty] | 1 | [7 empty] | 25.95 | 53.6983 | 9.9441 | 140.13 | 700.65 | 22.3137 | #REF! | #REF! | #REF! | #REF! | 25.95 | 45.6716 | 8.4577 | 140.13 | 700.65 | 22.3137 | #REF! | #REF! | #REF! | #REF! | 25.95 | 155.9946 | 28.8879 | 140.13 | 700.65 | 22.3137 | #REF! | #REF! | #REF! | #REF! | 25.95 | 346.2277 | 64.1162 | 140.13 | 700.65 | 22.3137 | #REF! | #REF! | #REF! | #REF! | 25.95 | 615.5736 | 113.9951 | 140.13 | 700.65 | 22.3137 | #REF! | #REF! | #REF! | 2 | 25.95 | 966.0722 | 178.9023 | 140.13 | 700.65 | 22.3137 | #REF! | #REF! | #REF! | 2 | 25.95 | 1392.5393 | 257.8777 | 140.13 | 700.65 | 22.3137 | #REF! | #REF! | #REF! | 2 | 25.95 | 1894.5188 | 350.8368 | 140.13 | 700.65 | 22.3137 | #REF! | #REF! | #REF!
| 2 | 26.3 | 8.1771 | 22.5094 | 0.030186 | 142.02 | 1.5143 | 22.5094 | 142.02 | 85.212 | 8.4594 | 710.1 | 22.6146 | 92.2564 | 364.3771 | 24.5128 | -341.8676 | -22.9985 | [11 empty] | 1 | [7 empty] | 26 | 54.3211 | 10.0595 | 140.4 | 702 | 22.3567 | #REF! | #REF! | #REF! | #REF! | 26 | 45.2835 | 8.3858 | 140.4 | 702 | 22.3567 | #REF! | #REF! | #REF! | #REF! | 26 | 155.2168 | 28.7438 | 140.4 | 702 | 22.3567 | #REF! | #REF! | #REF! | #REF! | 26 | 345.0632 | 63.9006 | 140.4 | 702 | 22.3567 | #REF! | #REF! | #REF! | #REF! | 26 | 614.0169 | 113.7068 | 140.4 | 702 | 22.3567 | #REF! | #REF! | #REF! | 2 | 26 | 964.1441 | 178.5452 | 140.4 | 702 | 22.3567 | #REF! | #REF! | #REF! | 2 | 26 | 1390.2626 | 257.456 | 140.4 | 702 | 22.3567 | #REF! | #REF! | #REF! | 2 | 26 | 1891.9052 | 350.3528 | 140.4 | 702 | 22.3567 | #REF! | #REF! | #REF!
| 2 | 26.35 | 8.2297 | 22.6974 | 0.030438 | 142.29 | 1.524 | 22.6974 | 142.29 | 85.374 | 8.4594 | 711.45 | 22.6576 | 92.2674 | 365.7203 | 24.5565 | -343.0229 | -23.0325 | [11 empty] | 1 | [7 empty] | 26.05 | 54.9486 | 10.1757 | 140.67 | 703.35 | 22.3997 | #REF! | #REF! | #REF! | #REF! | 26.05 | 44.8955 | 8.314 | 140.67 | 703.35 | 22.3997 | #REF! | #REF! | #REF! | #REF! | 26.05 | 154.4402 | 28.6 | 140.67 | 703.35 | 22.3997 | #REF! | #REF! | #REF! | #REF! | 26.05 | 343.9002 | 63.6852 | 140.67 | 703.35 | 22.3997 | #REF! | #REF! | #REF! | #REF! | 26.05 | 612.4619 | 113.4189 | 140.67 | 703.35 | 22.3997 | #REF! | #REF! | #REF! | 2 | 26.05 | 962.2173 | 178.1884 | 140.67 | 703.35 | 22.3997 | #REF! | #REF! | #REF! | 2 | 26.05 | 1387.9871 | 257.0346 | 140.67 | 703.35 | 22.3997 | #REF! | #REF! | #REF! | 2 | 26.05 | 1889.2929 | 349.8691 | 140.67 | 703.35 | 22.3997 | #REF! | #REF! | #REF!
| 2 | 26.4 | 8.2825 | 22.8863 | 0.030691 | 142.56 | 1.5338 | 22.8863 | 142.56 | 85.536 | 8.4594 | 712.8 | 22.7006 | 92.2784 | 367.066 | 24.6002 | -344.1797 | -23.0664 | [11 empty] | 1 | [7 empty] | 26.1 | 55.5809 | 10.2928 | 140.94 | 704.7 | 22.4427 | #REF! | #REF! | #REF! | #REF! | 26.1 | 44.5077 | 8.2422 | 140.94 | 704.7 | 22.4427 | #REF! | #REF! | #REF! | #REF! | 26.1 | 153.6648 | 28.4564 | 140.94 | 704.7 | 22.4427 | #REF! | #REF! | #REF! | #REF! | 26.1 | 342.7389 | 63.4702 | 140.94 | 704.7 | 22.4427 | #REF! | #REF! | #REF! | #REF! | 26.1 | 610.9087 | 113.1312 | 140.94 | 704.7 | 22.4427 | #REF! | #REF! | #REF! | 2 | 26.1 | 960.292 | 177.8318 | 140.94 | 704.7 | 22.4427 | #REF! | #REF! | #REF! | 2 | 26.1 | 1385.7129 | 256.6135 | 140.94 | 704.7 | 22.4427 | #REF! | #REF! | #REF! | 2 | 26.1 | 1886.6819 | 349.3855 | 140.94 | 704.7 | 22.4427 | #REF! | #REF! | #REF!
| 2 | 26.45 | 8.3355 | 23.0763 | 0.030946 | 142.83 | 1.5436 | 23.0763 | 142.83 | 85.698 | 8.4594 | 714.15 | 22.7436 | 92.2893 | 368.4143 | 24.6439 | -345.3379 | -23.1002 | [11 empty] | 1 | [7 empty] | 26.15 | 56.2179 | 10.4107 | 141.21 | 706.05 | 22.4857 | #REF! | #REF! | #REF! | #REF! | 26.15 | 44.12 | 8.1704 | 141.21 | 706.05 | 22.4857 | #REF! | #REF! | #REF! | #REF! | 26.15 | 152.8906 | 28.3131 | 141.21 | 706.05 | 22.4857 | #REF! | #REF! | #REF! | #REF! | 26.15 | 341.5791 | 63.2554 | 141.21 | 706.05 | 22.4857 | #REF! | #REF! | #REF! | #REF! | 26.15 | 609.3572 | 112.8439 | 141.21 | 706.05 | 22.4857 | #REF! | #REF! | #REF! | 2 | 26.15 | 958.368 | 177.4756 | 141.21 | 706.05 | 22.4857 | #REF! | #REF! | #REF! | 2 | 26.15 | 1383.44 | 256.1926 | 141.21 | 706.05 | 22.4857 | #REF! | #REF! | #REF! | 2 | 26.15 | 1884.0721 | 348.9022 | 141.21 | 706.05 | 22.4857 | #REF! | #REF! | #REF!
| 2 | 26.5 | 8.3887 | 23.2673 | 0.031202 | 143.1 | 1.5535 | 23.2673 | 143.1 | 85.86 | 8.4594 | 715.5 | 22.7866 | 92.3001 | 369.765 | 24.6875 | -346.4977 | -23.1341 | [11 empty] | 1 | [7 empty] | 26.2 | 56.8597 | 10.5296 | 141.48 | 707.4 | 22.5287 | #REF! | #REF! | #REF! | #REF! | 26.2 | 43.7325 | 8.0986 | 141.48 | 707.4 | 22.5287 | #REF! | #REF! | #REF! | #REF! | 26.2 | 152.1176 | 28.1699 | 141.48 | 707.4 | 22.5287 | #REF! | #REF! | #REF! | #REF! | 26.2 | 340.4209 | 63.0409 | 141.48 | 707.4 | 22.5287 | #REF! | #REF! | #REF! | #REF! | 26.2 | 607.8074 | 112.5569 | 141.48 | 707.4 | 22.5287 | #REF! | #REF! | #REF! | 2 | 26.2 | 956.4455 | 177.1195 | 141.48 | 707.4 | 22.5287 | #REF! | #REF! | #REF! | 2 | 26.2 | 1381.1684 | 255.7719 | 141.48 | 707.4 | 22.5287 | #REF! | #REF! | #REF! | 2 | 26.2 | 1881.4636 | 348.4192 | 141.48 | 707.4 | 22.5287 | #REF! | #REF! | #REF!
| 2 | 26.55 | 8.442 | 23.4594 | 0.03146 | 143.37 | 1.5633 | 23.4594 | 143.37 | 86.022 | 8.4594 | 716.85 | 22.8296 | 92.3109 | 371.1182 | 24.7312 | -347.6589 | -23.1679 | [11 empty] | 1 | [7 empty] | 26.25 | 57.5062 | 10.6493 | 141.75 | 708.75 | 22.5717 | #REF! | #REF! | #REF! | #REF! | 26.25 | 43.345 | 8.0268 | 141.75 | 708.75 | 22.5717 | #REF! | #REF! | #REF! | #REF! | 26.25 | 151.3458 | 28.027 | 141.75 | 708.75 | 22.5717 | #REF! | #REF! | #REF! | #REF! | 26.25 | 339.2642 | 62.8267 | 141.75 | 708.75 | 22.5717 | #REF! | #REF! | #REF! | #REF! | 26.25 | 606.2594 | 112.2703 | 141.75 | 708.75 | 22.5717 | #REF! | #REF! | #REF! | 2 | 26.25 | 954.5244 | 176.7638 | 141.75 | 708.75 | 22.5717 | #REF! | #REF! | #REF! | 2 | 26.25 | 1378.8981 | 255.3515 | 141.75 | 708.75 | 22.5717 | #REF! | #REF! | #REF! | 2 | 26.25 | 1878.8563 | 347.9364 | 141.75 | 708.75 | 22.5717 | #REF! | #REF! | #REF!
| 2 | 26.6 | 8.4954 | 23.6524 | 0.031718 | 143.64 | 1.5732 | 23.6524 | 143.64 | 86.184 | 8.4594 | 718.2 | 22.8726 | 92.3217 | 372.474 | 24.7749 | -348.8215 | -23.2017 | [11 empty] | 1 | [7 empty] | 26.3 | 58.1574 | 10.7699 | 142.02 | 710.1 | 22.6146 | #REF! | #REF! | #REF! | #REF! | 26.3 | 42.9575 | 7.9551 | 142.02 | 710.1 | 22.6146 | #REF! | #REF! | #REF! | #REF! | 26.3 | 150.5752 | 27.8843 | 142.02 | 710.1 | 22.6146 | #REF! | #REF! | #REF! | #REF! | 26.3 | 338.1092 | 62.6128 | 142.02 | 710.1 | 22.6146 | #REF! | #REF! | #REF! | #REF! | 26.3 | 604.7131 | 111.9839 | 142.02 | 710.1 | 22.6146 | #REF! | #REF! | #REF! | 2 | 26.3 | 952.6048 | 176.4083 | 142.02 | 710.1 | 22.6146 | #REF! | #REF! | #REF! | 2 | 26.3 | 1376.6291 | 254.9313 | 142.02 | 710.1 | 22.6146 | #REF! | #REF! | #REF! | 2 | 26.3 | 1876.2503 | 347.4538 | 142.02 | 710.1 | 22.6146 | #REF! | #REF! | #REF!
| 2 | 26.65 | 8.5491 | 23.8465 | 0.031979 | 143.91 | 1.5832 | 23.8465 | 143.91 | 86.346 | 8.4594 | 719.55 | 22.9156 | 92.3324 | 373.8322 | 24.8186 | -349.9857 | -23.2354 | [11 empty] | 1 | [7 empty] | 26.35 | 58.8134 | 10.8914 | 142.29 | 711.45 | 22.6576 | #REF! | #REF! | #REF! | #REF! | 26.35 | 42.5702 | 7.8834 | 142.29 | 711.45 | 22.6576 | #REF! | #REF! | #REF! | #REF! | 26.35 | 149.8058 | 27.7418 | 142.29 | 711.45 | 22.6576 | #REF! | #REF! | #REF! | #REF! | 26.35 | 336.9557 | 62.3992 | 142.29 | 711.45 | 22.6576 | #REF! | #REF! | #REF! | #REF! | 26.35 | 603.1686 | 111.6979 | 142.29 | 711.45 | 22.6576 | #REF! | #REF! | #REF! | 2 | 26.35 | 950.6865 | 176.0531 | 142.29 | 711.45 | 22.6576 | #REF! | #REF! | #REF! | 2 | 26.35 | 1374.3614 | 254.5114 | 142.29 | 711.45 | 22.6576 | #REF! | #REF! | #REF! | 2 | 26.35 | 1873.6456 | 346.9714 | 142.29 | 711.45 | 22.6576 | #REF! | #REF! | #REF!
| 2 | 26.7 | 8.6029 | 24.0416 | 0.03224 | 144.18 | 1.5931 | 24.0416 | 144.18 | 86.508 | 8.4594 | 720.9 | 22.9586 | 92.343 | 375.1929 | 24.8623 | -351.1513 | -23.2692 | [11 empty] | 1 | [7 empty] | 26.4 | 59.4741 | 11.0137 | 142.56 | 712.8 | 22.7006 | #REF! | #REF! | #REF! | #REF! | 26.4 | 42.1828 | 7.8116 | 142.56 | 712.8 | 22.7006 | #REF! | #REF! | #REF! | #REF! | 26.4 | 149.0376 | 27.5996 | 142.56 | 712.8 | 22.7006 | #REF! | #REF! | #REF! | #REF! | 26.4 | 335.8038 | 62.1859 | 142.56 | 712.8 | 22.7006 | #REF! | #REF! | #REF! | #REF! | 26.4 | 601.6258 | 111.4122 | 142.56 | 712.8 | 22.7006 | #REF! | #REF! | #REF! | 2 | 26.4 | 948.7697 | 175.6981 | 142.56 | 712.8 | 22.7006 | #REF! | #REF! | #REF! | 2 | 26.4 | 1372.0949 | 254.0917 | 142.56 | 712.8 | 22.7006 | #REF! | #REF! | #REF! | 2 | 26.4 | 1871.0421 | 346.4893 | 142.56 | 712.8 | 22.7006 | #REF! | #REF! | #REF!
| 2 | 26.75 | 8.6569 | 24.2378 | 0.032503 | 144.45 | 1.6031 | 24.2378 | 144.45 | 86.67 | 8.4594 | 722.25 | 23.0016 | 92.3537 | 376.5561 | 24.906 | -352.3183 | -23.3029 | [11 empty] | 1 | [7 empty] | 26.45 | 60.1396 | 11.137 | 142.83 | 714.15 | 22.7436 | #REF! | #REF! | #REF! | #REF! | 26.45 | 41.7955 | 7.7399 | 142.83 | 714.15 | 22.7436 | #REF! | #REF! | #REF! | #REF! | 26.45 | 148.2706 | 27.4575 | 142.83 | 714.15 | 22.7436 | #REF! | #REF! | #REF! | #REF! | 26.45 | 334.6535 | 61.9729 | 142.83 | 714.15 | 22.7436 | #REF! | #REF! | #REF! | #REF! | 26.45 | 600.0848 | 111.1268 | 142.83 | 714.15 | 22.7436 | #REF! | #REF! | #REF! | 2 | 26.45 | 946.8543 | 175.3434 | 142.83 | 714.15 | 22.7436 | #REF! | #REF! | #REF! | 2 | 26.45 | 1369.8298 | 253.6722 | 142.83 | 714.15 | 22.7436 | #REF! | #REF! | #REF! | 2 | 26.45 | 1868.4398 | 346.0074 | 142.83 | 714.15 | 22.7436 | #REF! | #REF! | #REF!
| 2 | 26.8 | 8.711 | 24.435 | 0.032768 | 144.72 | 1.6132 | 24.435 | 144.72 | 86.832 | 8.4594 | 723.6 | 23.0446 | 92.3642 | 377.9219 | 24.9497 | -353.4869 | -23.3365 | [11 empty] | 1 | [7 empty] | 26.5 | 60.8098 | 11.2611 | 143.1 | 715.5 | 22.7866 | #REF! | #REF! | #REF! | #REF! | 26.5 | 41.4083 | 7.6682 | 143.1 | 715.5 | 22.7866 | #REF! | #REF! | #REF! | #REF! | 26.5 | 147.5048 | 27.3157 | 143.1 | 715.5 | 22.7866 | #REF! | #REF! | #REF! | #REF! | 26.5 | 333.5048 | 61.7602 | 143.1 | 715.5 | 22.7866 | #REF! | #REF! | #REF! | #REF! | 26.5 | 598.5455 | 110.8418 | 143.1 | 715.5 | 22.7866 | #REF! | #REF! | #REF! | 2 | 26.5 | 944.9403 | 174.9889 | 143.1 | 715.5 | 22.7866 | #REF! | #REF! | #REF! | 2 | 26.5 | 1367.5659 | 253.2529 | 143.1 | 715.5 | 22.7866 | #REF! | #REF! | #REF! | 2 | 26.5 | 1865.8388 | 345.5257 | 143.1 | 715.5 | 22.7866 | #REF! | #REF! | #REF!
| 2 | 26.85 | 8.7653 | 24.6333 | 0.033034 | 144.99 | 1.6232 | 24.6333 | 144.99 | 86.994 | 8.4594 | 724.95 | 23.0876 | 92.3748 | 379.2901 | 24.9934 | -354.6569 | -23.3702 | [11 empty] | 1 | [7 empty] | 26.55 | 61.4848 | 11.3861 | 143.37 | 716.85 | 22.8296 | #REF! | #REF! | #REF! | #REF! | 26.55 | 41.021 | 7.5965 | 143.37 | 716.85 | 22.8296 | #REF! | #REF! | #REF! | #REF! | 26.55 | 146.7402 | 27.1741 | 143.37 | 716.85 | 22.8296 | #REF! | #REF! | #REF! | #REF! | 26.55 | 332.3578 | 61.5477 | 143.37 | 716.85 | 22.8296 | #REF! | #REF! | #REF! | #REF! | 26.55 | 597.008 | 110.557 | 143.37 | 716.85 | 22.8296 | #REF! | #REF! | #REF! | 2 | 26.55 | 943.0278 | 174.6348 | 143.37 | 716.85 | 22.8296 | #REF! | #REF! | #REF! | 2 | 26.55 | 1365.3033 | 252.8339 | 143.37 | 716.85 | 22.8296 | #REF! | #REF! | #REF! | 2 | 26.55 | 1863.2391 | 345.0443 | 143.37 | 716.85 | 22.8296 | #REF! | #REF! | #REF!
| 2 | 26.9 | 8.8198 | 24.8325 | 0.033301 | 145.26 | 1.6333 | 24.8325 | 145.26 | 87.156 | 8.4594 | 726.3 | 23.1306 | 92.3852 | 380.6609 | 25.0371 | -355.8283 | -23.4038 | [11 empty] | 1 | [7 empty] | 26.6 | 62.1645 | 11.5119 | 143.64 | 718.2 | 22.8726 | #REF! | #REF! | #REF! | #REF! | 26.6 | 40.6337 | 7.5248 | 143.64 | 718.2 | 22.8726 | #REF! | #REF! | #REF! | #REF! | 26.6 | 145.9768 | 27.0327 | 143.64 | 718.2 | 22.8726 | #REF! | #REF! | #REF! | #REF! | 26.6 | 331.2123 | 61.3356 | 143.64 | 718.2 | 22.8726 | #REF! | #REF! | #REF! | #REF! | 26.6 | 595.4723 | 110.2726 | 143.64 | 718.2 | 22.8726 | #REF! | #REF! | #REF! | 2 | 26.6 | 941.1167 | 174.2809 | 143.64 | 718.2 | 22.8726 | #REF! | #REF! | #REF! | 2 | 26.6 | 1363.042 | 252.4152 | 143.64 | 718.2 | 22.8726 | #REF! | #REF! | #REF! | 2 | 26.6 | 1860.6405 | 344.5631 | 143.64 | 718.2 | 22.8726 | #REF! | #REF! | #REF!
| 2 | 26.95 | 8.8745 | 25.0329 | 0.03357 | 145.53 | 1.6434 | 25.0329 | 145.53 | 87.318 | 8.4594 | 727.65 | 23.1736 | 92.3957 | 382.0341 | 25.0808 | -357.0012 | -23.4374 | [11 empty] | 1 | [7 empty] | 26.65 | 62.849 | 11.6387 | 143.91 | 719.55 | 22.9156 | #REF! | #REF! | #REF! | #REF! | 26.65 | 40.2463 | 7.453 | 143.91 | 719.55 | 22.9156 | #REF! | #REF! | #REF! | #REF! | 26.65 | 145.2146 | 26.8916 | 143.91 | 719.55 | 22.9156 | #REF! | #REF! | #REF! | #REF! | 26.65 | 330.0684 | 61.1238 | 143.91 | 719.55 | 22.9156 | #REF! | #REF! | #REF! | #REF! | 26.65 | 593.9383 | 109.9886 | 143.91 | 719.55 | 22.9156 | #REF! | #REF! | #REF! | 2 | 26.65 | 939.207 | 173.9272 | 143.91 | 719.55 | 22.9156 | #REF! | #REF! | #REF! | 2 | 26.65 | 1360.782 | 251.9967 | 143.91 | 719.55 | 22.9156 | #REF! | #REF! | #REF! | 2 | 26.65 | 1858.0432 | 344.0821 | 143.91 | 719.55 | 22.9156 | #REF! | #REF! | #REF!
| 2 | 27 | 8.9293 | 25.2343 | 0.03384 | 145.8 | 1.6536 | 25.2343 | 145.8 | 87.48 | 8.4594 | 729 | 23.2166 | 92.4061 | 383.4098 | 25.1245 | -358.1756 | -23.4709 | [11 empty] | 1 | [7 empty] | 26.7 | 63.5381 | 11.7663 | 144.18 | 720.9 | 22.9586 | #REF! | #REF! | #REF! | #REF! | 26.7 | 39.859 | 7.3813 | 144.18 | 720.9 | 22.9586 | #REF! | #REF! | #REF! | #REF! | 26.7 | 144.4537 | 26.7507 | 144.18 | 720.9 | 22.9586 | #REF! | #REF! | #REF! | #REF! | 26.7 | 328.9262 | 60.9123 | 144.18 | 720.9 | 22.9586 | #REF! | #REF! | #REF! | #REF! | 26.7 | 592.4061 | 109.7048 | 144.18 | 720.9 | 22.9586 | #REF! | #REF! | #REF! | 2 | 26.7 | 937.2988 | 173.5739 | 144.18 | 720.9 | 22.9586 | #REF! | #REF! | #REF! | 2 | 26.7 | 1358.5233 | 251.5784 | 144.18 | 720.9 | 22.9586 | #REF! | #REF! | #REF! | 2 | 26.7 | 1855.4472 | 343.6013 | 144.18 | 720.9 | 22.9586 | #REF! | #REF! | #REF!
| 2 | 27.05 | 8.9843 | 25.4367 | 0.034111 | 146.07 | 1.6638 | 25.4367 | 146.07 | 87.642 | 8.4594 | 730.35 | 23.2596 | 92.4164 | 384.7881 | 25.1682 | -359.3514 | -23.5044 | [11 empty] | 1 | [7 empty] | 26.75 | 64.2321 | 11.8948 | 144.45 | 722.25 | 23.0016 | #REF! | #REF! | #REF! | #REF! | 26.75 | 39.4715 | 7.3095 | 144.45 | 722.25 | 23.0016 | #REF! | #REF! | #REF! | #REF! | 26.75 | 143.694 | 26.61 | 144.45 | 722.25 | 23.0016 | #REF! | #REF! | #REF! | #REF! | 26.75 | 327.7855 | 60.701 | 144.45 | 722.25 | 23.0016 | #REF! | #REF! | #REF! | #REF! | 26.75 | 590.8757 | 109.4214 | 144.45 | 722.25 | 23.0016 | #REF! | #REF! | #REF! | 2 | 26.75 | 935.3921 | 173.2208 | 144.45 | 722.25 | 23.0016 | #REF! | #REF! | #REF! | 2 | 26.75 | 1356.2659 | 251.1604 | 144.45 | 722.25 | 23.0016 | #REF! | #REF! | #REF! | 2 | 26.75 | 1852.8523 | 343.1208 | 144.45 | 722.25 | 23.0016 | #REF! | #REF! | #REF!
| 2 | 27.1 | 9.0395 | 25.6402 | 0.034384 | 146.34 | 1.674 | 25.6402 | 146.34 | 87.804 | 8.4594 | 731.7 | 23.3025 | 92.4267 | 386.1688 | 25.2119 | -360.5287 | -23.5379 | [11 empty] | 1 | [7 empty] | 26.8 | 64.9308 | 12.0242 | 144.72 | 723.6 | 23.0446 | #REF! | #REF! | #REF! | #REF! | 26.8 | 39.084 | 7.2378 | 144.72 | 723.6 | 23.0446 | #REF! | #REF! | #REF! | #REF! | 26.8 | 142.9355 | 26.4695 | 144.72 | 723.6 | 23.0446 | #REF! | #REF! | #REF! | #REF! | 26.8 | 326.6465 | 60.4901 | 144.72 | 723.6 | 23.0446 | #REF! | #REF! | #REF! | #REF! | 26.8 | 589.3471 | 109.1384 | 144.72 | 723.6 | 23.0446 | #REF! | #REF! | #REF! | 2 | 26.8 | 933.4867 | 172.8679 | 144.72 | 723.6 | 23.0446 | #REF! | #REF! | #REF! | 2 | 26.8 | 1354.0097 | 250.7425 | 144.72 | 723.6 | 23.0446 | #REF! | #REF! | #REF! | 2 | 26.8 | 1850.2587 | 342.6405 | 144.72 | 723.6 | 23.0446 | #REF! | #REF! | #REF!
| 2 | 27.15 | 9.0948 | 25.8447 | 0.034658 | 146.61 | 1.6842 | 25.8447 | 146.61 | 87.966 | 8.4594 | 733.05 | 23.3455 | 92.437 | 387.5521 | 25.2556 | -361.7074 | -23.5714 | [11 empty] | 1 | [7 empty] | 26.85 | 65.6342 | 12.1545 | 144.99 | 724.95 | 23.0876 | #REF! | #REF! | #REF! | #REF! | 26.85 | 38.6964 | 7.166 | 144.99 | 724.95 | 23.0876 | #REF! | #REF! | #REF! | #REF! | 26.85 | 142.1782 | 26.3293 | 144.99 | 724.95 | 23.0876 | #REF! | #REF! | #REF! | #REF! | 26.85 | 325.5091 | 60.2795 | 144.99 | 724.95 | 23.0876 | #REF! | #REF! | #REF! | #REF! | 26.85 | 587.8203 | 108.8556 | 144.99 | 724.95 | 23.0876 | #REF! | #REF! | #REF! | 2 | 26.85 | 931.5829 | 172.5153 | 144.99 | 724.95 | 23.0876 | #REF! | #REF! | #REF! | 2 | 26.85 | 1351.7549 | 250.325 | 144.99 | 724.95 | 23.0876 | #REF! | #REF! | #REF! | 2 | 26.85 | 1847.6664 | 342.1604 | 144.99 | 724.95 | 23.0876 | #REF! | #REF! | #REF!
| 2 | 27.2 | 9.1503 | 26.0503 | 0.034934 | 146.88 | 1.6945 | 26.0503 | 146.88 | 88.128 | 8.4594 | 734.4 | 23.3885 | 92.4472 | 388.9379 | 25.2993 | -362.8875 | -23.6048 | [11 empty] | 1 | [7 empty] | 26.9 | 66.3424 | 12.2856 | 145.26 | 726.3 | 23.1306 | #REF! | #REF! | #REF! | #REF! | 26.9 | 38.3087 | 7.0942 | 145.26 | 726.3 | 23.1306 | #REF! | #REF! | #REF! | #REF! | 26.9 | 141.4221 | 26.1893 | 145.26 | 726.3 | 23.1306 | #REF! | #REF! | #REF! | #REF! | 26.9 | 324.3734 | 60.0691 | 145.26 | 726.3 | 23.1306 | #REF! | #REF! | #REF! | #REF! | 26.9 | 586.2953 | 108.5732 | 145.26 | 726.3 | 23.1306 | #REF! | #REF! | #REF! | 2 | 26.9 | 929.6804 | 172.163 | 145.26 | 726.3 | 23.1306 | #REF! | #REF! | #REF! | 2 | 26.9 | 1349.5013 | 249.9077 | 145.26 | 726.3 | 23.1306 | #REF! | #REF! | #REF! | 2 | 26.9 | 1845.0752 | 341.6806 | 145.26 | 726.3 | 23.1306 | #REF! | #REF! | #REF!
| 2 | 27.25 | 9.206 | 26.257 | 0.035211 | 147.15 | 1.7048 | 26.257 | 147.15 | 88.29 | 8.4594 | 735.75 | 23.4315 | 92.4574 | 390.3261 | 25.3431 | -364.0691 | -23.6382 | [11 empty] | 1 | [7 empty] | 26.95 | 67.0553 | 12.4176 | 145.53 | 727.65 | 23.1736 | #REF! | #REF! | #REF! | #REF! | 26.95 | 37.9209 | 7.0224 | 145.53 | 727.65 | 23.1736 | #REF! | #REF! | #REF! | #REF! | 26.95 | 140.6673 | 26.0495 | 145.53 | 727.65 | 23.1736 | #REF! | #REF! | #REF! | #REF! | 26.95 | 323.2392 | 59.8591 | 145.53 | 727.65 | 23.1736 | #REF! | #REF! | #REF! | #REF! | 26.95 | 584.772 | 108.2911 | 145.53 | 727.65 | 23.1736 | #REF! | #REF! | #REF! | 2 | 26.95 | 927.7795 | 171.811 | 145.53 | 727.65 | 23.1736 | #REF! | #REF! | #REF! | 2 | 26.95 | 1347.249 | 249.4906 | 145.53 | 727.65 | 23.1736 | #REF! | #REF! | #REF! | 2 | 26.95 | 1842.4853 | 341.201 | 145.53 | 727.65 | 23.1736 | #REF! | #REF! | #REF!
| 2 | 27.3 | 9.2618 | 26.4647 | 0.03549 | 147.42 | 1.7152 | 26.4647 | 147.42 | 88.452 | 8.4594 | 737.1 | 23.4745 | 92.4675 | 391.7169 | 25.3868 | -365.2522 | -23.6716 | [11 empty] | 1 | [7 empty] | 27 | 67.7729 | 12.5505 | 145.8 | 729 | 23.2166 | #REF! | #REF! | #REF! | #REF! | 27 | 37.533 | 6.9506 | 145.8 | 729 | 23.2166 | #REF! | #REF! | #REF! | #REF! | 27 | 139.9137 | 25.9099 | 145.8 | 729 | 23.2166 | #REF! | #REF! | #REF! | #REF! | 27 | 322.1067 | 59.6494 | 145.8 | 729 | 23.2166 | #REF! | #REF! | #REF! | #REF! | 27 | 583.2506 | 108.0094 | 145.8 | 729 | 23.2166 | #REF! | #REF! | #REF! | 2 | 27 | 925.88 | 171.4593 | 145.8 | 729 | 23.2166 | #REF! | #REF! | #REF! | 2 | 27 | 1344.9981 | 249.0737 | 145.8 | 729 | 23.2166 | #REF! | #REF! | #REF! | 2 | 27 | 1839.8965 | 340.7216 | 145.8 | 729 | 23.2166 | #REF! | #REF! | #REF!
| 2 | 27.35 | 9.3178 | 26.6735 | 0.03577 | 147.69 | 1.7255 | 26.6735 | 147.69 | 88.614 | 8.4594 | 738.45 | 23.5175 | 92.4776 | 393.1102 | 25.4305 | -366.4366 | -23.705 | [11 empty] | 1 | [7 empty] | 27.05 | 68.4953 | 12.6843 | 146.07 | 730.35 | 23.2596 | #REF! | #REF! | #REF! | #REF! | 27.05 | 37.1449 | 6.8787 | 146.07 | 730.35 | 23.2596 | #REF! | #REF! | #REF! | #REF! | 27.05 | 139.1614 | 25.7706 | 146.07 | 730.35 | 23.2596 | #REF! | #REF! | #REF! | #REF! | 27.05 | 320.9759 | 59.44 | 146.07 | 730.35 | 23.2596 | #REF! | #REF! | #REF! | #REF! | 27.05 | 581.731 | 107.728 | 146.07 | 730.35 | 23.2596 | #REF! | #REF! | #REF! | 2 | 27.05 | 923.982 | 171.1078 | 146.07 | 730.35 | 23.2596 | #REF! | #REF! | #REF! | 2 | 27.05 | 1342.7484 | 248.6571 | 146.07 | 730.35 | 23.2596 | #REF! | #REF! | #REF! | 2 | 27.05 | 1837.309 | 340.2424 | 146.07 | 730.35 | 23.2596 | #REF! | #REF! | #REF!
| 2 | 27.4 | 9.374 | 26.8834 | 0.036051 | 147.96 | 1.7359 | 26.8834 | 147.96 | 88.776 | 8.4594 | 739.8 | 23.5605 | 92.4877 | 394.506 | 25.4742 | -367.6226 | -23.7383 | [11 empty] | 1 | [7 empty] | 27.1 | 69.2225 | 12.819 | 146.34 | 731.7 | 23.3025 | #REF! | #REF! | #REF! | #REF! | 27.1 | 36.7566 | 6.8068 | 146.34 | 731.7 | 23.3025 | #REF! | #REF! | #REF! | #REF! | 27.1 | 138.4103 | 25.6315 | 146.34 | 731.7 | 23.3025 | #REF! | #REF! | #REF! | #REF! | 27.1 | 319.8467 | 59.2309 | 146.34 | 731.7 | 23.3025 | #REF! | #REF! | #REF! | #REF! | 27.1 | 580.2132 | 107.4469 | 146.34 | 731.7 | 23.3025 | #REF! | #REF! | #REF! | 2 | 27.1 | 922.0854 | 170.7566 | 146.34 | 731.7 | 23.3025 | #REF! | #REF! | #REF! | 2 | 27.1 | 1340.4999 | 248.2407 | 146.34 | 731.7 | 23.3025 | #REF! | #REF! | #REF! | 2 | 27.1 | 1834.7227 | 339.7635 | 146.34 | 731.7 | 23.3025 | #REF! | #REF! | #REF!
| 2 | 27.45 | 9.4304 | 27.0944 | 0.036334 | 148.23 | 1.7464 | 27.0944 | 148.23 | 88.938 | 8.4594 | 741.15 | 23.6035 | 92.4977 | 395.9043 | 25.5179 | -368.8099 | -23.7716 | [11 empty] | 1 | [7 empty] | 27.15 | 69.9543 | 12.9545 | 146.61 | 733.05 | 23.3455 | #REF! | #REF! | #REF! | #REF! | 27.15 | 36.3682 | 6.7348 | 146.61 | 733.05 | 23.3455 | #REF! | #REF! | #REF! | #REF! | 27.15 | 137.6604 | 25.4927 | 146.61 | 733.05 | 23.3455 | #REF! | #REF! | #REF! | #REF! | 27.15 | 318.7192 | 59.0221 | 146.61 | 733.05 | 23.3455 | #REF! | #REF! | #REF! | #REF! | 27.15 | 578.6971 | 107.1661 | 146.61 | 733.05 | 23.3455 | #REF! | #REF! | #REF! | 2 | 27.15 | 920.1903 | 170.4056 | 146.61 | 733.05 | 23.3455 | #REF! | #REF! | #REF! | 2 | 27.15 | 1338.2528 | 247.8246 | 146.61 | 733.05 | 23.3455 | #REF! | #REF! | #REF! | 2 | 27.15 | 1832.1377 | 339.2848 | 146.61 | 733.05 | 23.3455 | #REF! | #REF! | #REF!
| 2 | 27.5 | 9.4869 | 27.3064 | 0.036618 | 148.5 | 1.7568 | 27.3064 | 148.5 | 89.1 | 8.4594 | 742.5 | 23.6465 | 92.5076 | 397.3051 | 25.5617 | -369.9987 | -23.8048 | [11 empty] | 1 | [7 empty] | 27.2 | 70.691 | 13.0909 | 146.88 | 734.4 | 23.3885 | #REF! | #REF! | #REF! | #REF! | 27.2 | 35.9796 | 6.6629 | 146.88 | 734.4 | 23.3885 | #REF! | #REF! | #REF! | #REF! | 27.2 | 136.9118 | 25.354 | 146.88 | 734.4 | 23.3885 | #REF! | #REF! | #REF! | #REF! | 27.2 | 317.5933 | 58.8136 | 146.88 | 734.4 | 23.3885 | #REF! | #REF! | #REF! | #REF! | 27.2 | 577.183 | 106.8857 | 146.88 | 734.4 | 23.3885 | #REF! | #REF! | #REF! | 2 | 27.2 | 918.2967 | 170.0549 | 146.88 | 734.4 | 23.3885 | #REF! | #REF! | #REF! | 2 | 27.2 | 1336.007 | 247.4087 | 146.88 | 734.4 | 23.3885 | #REF! | #REF! | #REF! | 2 | 27.2 | 1829.5538 | 338.8063 | 146.88 | 734.4 | 23.3885 | #REF! | #REF! | #REF!
| 2 | 27.55 | 9.5436 | 27.5195 | 0.036904 | 148.77 | 1.7673 | 27.5195 | 148.77 | 89.262 | 8.4594 | 743.85 | 23.6895 | 92.5175 | 398.7084 | 25.6054 | -371.1889 | -23.8381 | [11 empty] | 1 | [7 empty] | 27.25 | 71.4323 | 13.2282 | 147.15 | 735.75 | 23.4315 | #REF! | #REF! | #REF! | #REF! | 27.25 | 35.5907 | 6.5909 | 147.15 | 735.75 | 23.4315 | #REF! | #REF! | #REF! | #REF! | 27.25 | 136.1644 | 25.2156 | 147.15 | 735.75 | 23.4315 | #REF! | #REF! | #REF! | #REF! | 27.25 | 316.4691 | 58.6054 | 147.15 | 735.75 | 23.4315 | #REF! | #REF! | #REF! | #REF! | 27.25 | 575.6706 | 106.6057 | 147.15 | 735.75 | 23.4315 | #REF! | #REF! | #REF! | 2 | 27.25 | 916.4045 | 169.7045 | 147.15 | 735.75 | 23.4315 | #REF! | #REF! | #REF! | 2 | 27.25 | 1333.7624 | 246.993 | 147.15 | 735.75 | 23.4315 | #REF! | #REF! | #REF! | 2 | 27.25 | 1826.9711 | 338.328 | 147.15 | 735.75 | 23.4315 | #REF! | #REF! | #REF!
| 2 | 27.6 | 9.6004 | 27.7337 | 0.037191 | 149.04 | 1.7779 | 27.7337 | 149.04 | 89.424 | 8.4594 | 745.2 | 23.7325 | 92.5274 | 400.1142 | 25.6491 | -372.3805 | -23.8713 | [11 empty] | 1 | [7 empty] | 27.3 | 72.1784 | 13.3664 | 147.42 | 737.1 | 23.4745 | #REF! | #REF! | #REF! | #REF! | 27.3 | 35.2017 | 6.5188 | 147.42 | 737.1 | 23.4745 | #REF! | #REF! | #REF! | #REF! | 27.3 | 135.4183 | 25.0775 | 147.42 | 737.1 | 23.4745 | #REF! | #REF! | #REF! | #REF! | 27.3 | 315.3465 | 58.3975 | 147.42 | 737.1 | 23.4745 | #REF! | #REF! | #REF! | #REF! | 27.3 | 574.16 | 106.3259 | 147.42 | 737.1 | 23.4745 | #REF! | #REF! | #REF! | 2 | 27.3 | 914.5138 | 169.3544 | 147.42 | 737.1 | 23.4745 | #REF! | #REF! | #REF! | 2 | 27.3 | 1331.5192 | 246.5776 | 147.42 | 737.1 | 23.4745 | #REF! | #REF! | #REF! | 2 | 27.3 | 1824.3896 | 337.8499 | 147.42 | 737.1 | 23.4745 | #REF! | #REF! | #REF!
| 2 | 27.65 | 9.6574 | 27.9489 | 0.03748 | 149.31 | 1.7884 | 27.9489 | 149.31 | 89.586 | 8.4594 | 746.55 | 23.7755 | 92.5373 | 401.5225 | 25.6929 | -373.5736 | -23.9045 | [11 empty] | 1 | [7 empty] | 27.35 | 72.9293 | 13.5054 | 147.69 | 738.45 | 23.5175 | #REF! | #REF! | #REF! | #REF! | 27.35 | 34.8124 | 6.4467 | 147.69 | 738.45 | 23.5175 | #REF! | #REF! | #REF! | #REF! | 27.35 | 134.6735 | 24.9395 | 147.69 | 738.45 | 23.5175 | #REF! | #REF! | #REF! | #REF! | 27.35 | 314.2257 | 58.1899 | 147.69 | 738.45 | 23.5175 | #REF! | #REF! | #REF! | #REF! | 27.35 | 572.6513 | 106.0465 | 147.69 | 738.45 | 23.5175 | #REF! | #REF! | #REF! | 2 | 27.35 | 912.6246 | 169.0046 | 147.69 | 738.45 | 23.5175 | #REF! | #REF! | #REF! | 2 | 27.35 | 1329.2772 | 246.1624 | 147.69 | 738.45 | 23.5175 | #REF! | #REF! | #REF! | 2 | 27.35 | 1821.8093 | 337.3721 | 147.69 | 738.45 | 23.5175 | #REF! | #REF! | #REF!
| 2 | 27.7 | 9.7146 | 28.1653 | 0.03777 | 149.58 | 1.799 | 28.1653 | 149.58 | 89.748 | 8.4594 | 747.9 | 23.8185 | 92.547 | 402.9334 | 25.7366 | -374.7681 | -23.9376 | [11 empty] | 1 | [7 empty] | 27.4 | 73.6849 | 13.6454 | 147.96 | 739.8 | 23.5605 | #REF! | #REF! | #REF! | #REF! | 27.4 | 34.4228 | 6.3746 | 147.96 | 739.8 | 23.5605 | #REF! | #REF! | #REF! | #REF! | 27.4 | 133.9299 | 24.8018 | 147.96 | 739.8 | 23.5605 | #REF! | #REF! | #REF! | #REF! | 27.4 | 313.1064 | 57.9827 | 147.96 | 739.8 | 23.5605 | #REF! | #REF! | #REF! | #REF! | 27.4 | 571.1445 | 105.7675 | 147.96 | 739.8 | 23.5605 | #REF! | #REF! | #REF! | 2 | 27.4 | 910.7369 | 168.655 | 147.96 | 739.8 | 23.5605 | #REF! | #REF! | #REF! | 2 | 27.4 | 1327.0366 | 245.7475 | 147.96 | 739.8 | 23.5605 | #REF! | #REF! | #REF! | 2 | 27.4 | 1819.2303 | 336.8945 | 147.96 | 739.8 | 23.5605 | #REF! | #REF! | #REF!
| 2 | 27.75 | 9.772 | 28.3827 | 0.038062 | 149.85 | 1.8096 | 28.3827 | 149.85 | 89.91 | 8.4594 | 749.25 | 23.8615 | 92.5568 | 404.3467 | 25.7803 | -375.964 | -23.9707 | [11 empty] | 1 | [7 empty] | 27.45 | 74.4452 | 13.7862 | 148.23 | 741.15 | 23.6035 | #REF! | #REF! | #REF! | #REF! | 27.45 | 34.033 | 6.3024 | 148.23 | 741.15 | 23.6035 | #REF! | #REF! | #REF! | #REF! | 27.45 | 133.1876 | 24.6644 | 148.23 | 741.15 | 23.6035 | #REF! | #REF! | #REF! | #REF! | 27.45 | 311.9889 | 57.7757 | 148.23 | 741.15 | 23.6035 | #REF! | #REF! | #REF! | #REF! | 27.45 | 569.6394 | 105.4888 | 148.23 | 741.15 | 23.6035 | #REF! | #REF! | #REF! | 2 | 27.45 | 908.8507 | 168.3057 | 148.23 | 741.15 | 23.6035 | #REF! | #REF! | #REF! | 2 | 27.45 | 1324.7972 | 245.3328 | 148.23 | 741.15 | 23.6035 | #REF! | #REF! | #REF! | 2 | 27.45 | 1816.6524 | 336.4171 | 148.23 | 741.15 | 23.6035 | #REF! | #REF! | #REF!
| 2 | 27.8 | 9.8295 | 28.6013 | 0.038355 | 150.12 | 1.8203 | 28.6013 | 150.12 | 90.072 | 8.4594 | 750.6 | 23.9045 | 92.5665 | 405.7626 | 25.8241 | -377.1613 | -24.0038 | [11 empty] | 1 | [7 empty] | 27.5 | 75.2103 | 13.9278 | 148.5 | 742.5 | 23.6465 | #REF! | #REF! | #REF! | #REF! | 27.5 | 33.6429 | 6.2302 | 148.5 | 742.5 | 23.6465 | #REF! | #REF! | #REF! | #REF! | 27.5 | 132.4466 | 24.5271 | 148.5 | 742.5 | 23.6465 | #REF! | #REF! | #REF! | #REF! | 27.5 | 310.8731 | 57.5691 | 148.5 | 742.5 | 23.6465 | #REF! | #REF! | #REF! | #REF! | 27.5 | 568.1362 | 105.2104 | 148.5 | 742.5 | 23.6465 | #REF! | #REF! | #REF! | 2 | 27.5 | 906.966 | 167.9567 | 148.5 | 742.5 | 23.6465 | #REF! | #REF! | #REF! | 2 | 27.5 | 1322.5591 | 244.9184 | 148.5 | 742.5 | 23.6465 | #REF! | #REF! | #REF! | 2 | 27.5 | 1814.0757 | 335.9399 | 148.5 | 742.5 | 23.6465 | #REF! | #REF! | #REF!
| 2 | 27.85 | 9.8872 | 28.8209 | 0.038649 | 150.39 | 1.831 | 28.8209 | 150.39 | 90.234 | 8.4594 | 751.95 | 23.9475 | 92.5762 | 407.181 | 25.8678 | -378.3601 | -24.0369 | [11 empty] | 1 | [7 empty] | 27.55 | 75.9802 | 14.0704 | 148.77 | 743.85 | 23.6895 | #REF! | #REF! | #REF! | #REF! | 27.55 | 33.2525 | 6.1579 | 148.77 | 743.85 | 23.6895 | #REF! | #REF! | #REF! | #REF! | 27.55 | 131.7069 | 24.3902 | 148.77 | 743.85 | 23.6895 | #REF! | #REF! | #REF! | #REF! | 27.55 | 309.7589 | 57.3628 | 148.77 | 743.85 | 23.6895 | #REF! | #REF! | #REF! | #REF! | 27.55 | 566.6349 | 104.9324 | 148.77 | 743.85 | 23.6895 | #REF! | #REF! | #REF! | 2 | 27.55 | 905.0828 | 167.6079 | 148.77 | 743.85 | 23.6895 | #REF! | #REF! | #REF! | 2 | 27.55 | 1320.3223 | 244.5041 | 148.77 | 743.85 | 23.6895 | #REF! | #REF! | #REF! | 2 | 27.55 | 1811.5002 | 335.463 | 148.77 | 743.85 | 23.6895 | #REF! | #REF! | #REF!
| 2 | 27.9 | 9.9451 | 29.0416 | 0.038945 | 150.66 | 1.8417 | 29.0416 | 150.66 | 90.396 | 8.4594 | 753.3 | 23.9904 | 92.5858 | 408.6018 | 25.9116 | -379.5602 | -24.0699 | [11 empty] | 1 | [7 empty] | 27.6 | 76.7547 | 14.2138 | 149.04 | 745.2 | 23.7325 | #REF! | #REF! | #REF! | #REF! | 27.6 | 32.8618 | 6.0855 | 149.04 | 745.2 | 23.7325 | #REF! | #REF! | #REF! | #REF! | 27.6 | 130.9684 | 24.2534 | 149.04 | 745.2 | 23.7325 | #REF! | #REF! | #REF! | #REF! | 27.6 | 308.6465 | 57.1568 | 149.04 | 745.2 | 23.7325 | #REF! | #REF! | #REF! | #REF! | 27.6 | 565.1354 | 104.6547 | 149.04 | 745.2 | 23.7325 | #REF! | #REF! | #REF! | 2 | 27.6 | 903.201 | 167.2595 | 149.04 | 745.2 | 23.7325 | #REF! | #REF! | #REF! | 2 | 27.6 | 1318.0868 | 244.0902 | 149.04 | 745.2 | 23.7325 | #REF! | #REF! | #REF! | 2 | 27.6 | 1808.9259 | 334.9863 | 149.04 | 745.2 | 23.7325 | #REF! | #REF! | #REF!
| 2 | 27.95 | 10.0031 | 29.2634 | 0.039243 | 150.93 | 1.8524 | 29.2634 | 150.93 | 90.558 | 8.4594 | 754.65 | 24.0334 | 92.5954 | 410.0252 | 25.9553 | -380.7618 | -24.1029 | [11 empty] | 1 | [7 empty] | 27.65 | 77.5341 | 14.3582 | 149.31 | 746.55 | 23.7755 | #REF! | #REF! | #REF! | #REF! | 27.65 | 32.4708 | 6.0131 | 149.31 | 746.55 | 23.7755 | #REF! | #REF! | #REF! | #REF! | 27.65 | 130.2312 | 24.1169 | 149.31 | 746.55 | 23.7755 | #REF! | #REF! | #REF! | #REF! | 27.65 | 307.5357 | 56.9511 | 149.31 | 746.55 | 23.7755 | #REF! | #REF! | #REF! | #REF! | 27.65 | 563.6377 | 104.3774 | 149.31 | 746.55 | 23.7755 | #REF! | #REF! | #REF! | 2 | 27.65 | 901.3208 | 166.9113 | 149.31 | 746.55 | 23.7755 | #REF! | #REF! | #REF! | 2 | 27.65 | 1315.8526 | 243.6764 | 149.31 | 746.55 | 23.7755 | #REF! | #REF! | #REF! | 2 | 27.65 | 1806.3528 | 334.5098 | 149.31 | 746.55 | 23.7755 | #REF! | #REF! | #REF!
| 2 | 28 | 10.0613 | 29.4864 | 0.039542 | 151.2 | 1.8632 | 29.4864 | 151.2 | 90.72 | 8.4594 | 756 | 24.0764 | 92.6049 | 411.4511 | 25.9991 | -381.9648 | -24.1359 | [11 empty] | 1 | [7 empty] | 27.7 | 78.3181 | 14.5034 | 149.58 | 747.9 | 23.8185 | #REF! | #REF! | #REF! | #REF! | 27.7 | 32.0795 | 5.9406 | 149.58 | 747.9 | 23.8185 | #REF! | #REF! | #REF! | #REF! | 27.7 | 129.4953 | 23.9806 | 149.58 | 747.9 | 23.8185 | #REF! | #REF! | #REF! | #REF! | 27.7 | 306.4267 | 56.7457 | 149.58 | 747.9 | 23.8185 | #REF! | #REF! | #REF! | #REF! | 27.7 | 562.1419 | 104.1004 | 149.58 | 747.9 | 23.8185 | #REF! | #REF! | #REF! | 2 | 27.7 | 899.4421 | 166.5633 | 149.58 | 747.9 | 23.8185 | #REF! | #REF! | #REF! | 2 | 27.7 | 1313.6197 | 243.2629 | 149.58 | 747.9 | 23.8185 | #REF! | #REF! | #REF! | 2 | 27.7 | 1803.7809 | 334.0335 | 149.58 | 747.9 | 23.8185 | #REF! | #REF! | #REF!
| 2 | 28.05 | 10.1197 | 29.7104 | 0.039842 | 151.47 | 1.874 | 29.7104 | 151.47 | 90.882 | 8.4594 | 757.35 | 24.1194 | 92.6144 | 412.8796 | 26.0428 | -383.1691 | -24.1688 | [11 empty] | 1 | [7 empty] | 27.75 | 79.1069 | 14.6494 | 149.85 | 749.25 | 23.8615 | #REF! | #REF! | #REF! | #REF! | 27.75 | 31.6878 | 5.8681 | 149.85 | 749.25 | 23.8615 | #REF! | #REF! | #REF! | #REF! | 27.75 | 128.7607 | 23.8446 | 149.85 | 749.25 | 23.8615 | #REF! | #REF! | #REF! | #REF! | 27.75 | 305.3193 | 56.5406 | 149.85 | 749.25 | 23.8615 | #REF! | #REF! | #REF! | #REF! | 27.75 | 560.648 | 103.8237 | 149.85 | 749.25 | 23.8615 | #REF! | #REF! | #REF! | 2 | 27.75 | 897.5649 | 166.2157 | 149.85 | 749.25 | 23.8615 | #REF! | #REF! | #REF! | 2 | 27.75 | 1311.3881 | 242.8497 | 149.85 | 749.25 | 23.8615 | #REF! | #REF! | #REF! | 2 | 27.75 | 1801.2101 | 333.5574 | 149.85 | 749.25 | 23.8615 | #REF! | #REF! | #REF!
| 2 | 28.1 | 10.1782 | 29.9355 | 0.040144 | 151.74 | 1.8849 | 29.9355 | 151.74 | 91.044 | 8.4594 | 758.7 | 24.1624 | 92.6239 | 414.3105 | 26.0866 | -384.3749 | -24.2017 | [11 empty] | 1 | [7 empty] | 27.8 | 79.9005 | 14.7964 | 150.12 | 750.6 | 23.9045 | #REF! | #REF! | #REF! | #REF! | 27.8 | 31.2957 | 5.7955 | 150.12 | 750.6 | 23.9045 | #REF! | #REF! | #REF! | #REF! | 27.8 | 128.0274 | 23.7088 | 150.12 | 750.6 | 23.9045 | #REF! | #REF! | #REF! | #REF! | 27.8 | 304.2137 | 56.3359 | 150.12 | 750.6 | 23.9045 | #REF! | #REF! | #REF! | #REF! | 27.8 | 559.1559 | 103.5474 | 150.12 | 750.6 | 23.9045 | #REF! | #REF! | #REF! | 2 | 27.8 | 895.6892 | 165.8684 | 150.12 | 750.6 | 23.9045 | #REF! | #REF! | #REF! | 2 | 27.8 | 1309.1578 | 242.4366 | 150.12 | 750.6 | 23.9045 | #REF! | #REF! | #REF! | 2 | 27.8 | 1798.6406 | 333.0816 | 150.12 | 750.6 | 23.9045 | #REF! | #REF! | #REF!
| 2 | 28.15 | 10.2369 | 30.1618 | 0.040448 | 152.01 | 1.8957 | 30.1618 | 152.01 | 91.206 | 8.4594 | 760.05 | 24.2054 | 92.6333 | 415.7439 | 26.1304 | -385.5821 | -24.2346 | [11 empty] | 1 | [7 empty] | 27.85 | 80.6988 | 14.9442 | 150.39 | 751.95 | 23.9475 | #REF! | #REF! | #REF! | #REF! | 27.85 | 30.9032 | 5.7228 | 150.39 | 751.95 | 23.9475 | #REF! | #REF! | #REF! | #REF! | 27.85 | 127.2955 | 23.5732 | 150.39 | 751.95 | 23.9475 | #REF! | #REF! | #REF! | #REF! | 27.85 | 303.1098 | 56.1314 | 150.39 | 751.95 | 23.9475 | #REF! | #REF! | #REF! | #REF! | 27.85 | 557.6657 | 103.2714 | 150.39 | 751.95 | 23.9475 | #REF! | #REF! | #REF! | 2 | 27.85 | 893.815 | 165.5213 | 150.39 | 751.95 | 23.9475 | #REF! | #REF! | #REF! | 2 | 27.85 | 1306.9288 | 242.0239 | 150.39 | 751.95 | 23.9475 | #REF! | #REF! | #REF! | 2 | 27.85 | 1796.0722 | 332.606 | 150.39 | 751.95 | 23.9475 | #REF! | #REF! | #REF!
| 2 | 28.2 | 10.2958 | 30.3892 | 0.040753 | 152.28 | 1.9066 | 30.3892 | 152.28 | 91.368 | 8.4594 | 761.4 | 24.2484 | 92.6427 | 417.1799 | 26.1741 | -386.7907 | -24.2675 | [11 empty] | 1 | [7 empty] | 27.9 | 81.5018 | 15.0929 | 150.66 | 753.3 | 23.9904 | #REF! | #REF! | #REF! | #REF! | 27.9 | 30.5104 | 5.6501 | 150.66 | 753.3 | 23.9904 | #REF! | #REF! | #REF! | #REF! | 27.9 | 126.5648 | 23.4379 | 150.66 | 753.3 | 23.9904 | #REF! | #REF! | #REF! | #REF! | 27.9 | 302.0076 | 55.9273 | 150.66 | 753.3 | 23.9904 | #REF! | #REF! | #REF! | #REF! | 27.9 | 556.1774 | 102.9958 | 150.66 | 753.3 | 23.9904 | #REF! | #REF! | #REF! | 2 | 27.9 | 891.9423 | 165.1745 | 150.66 | 753.3 | 23.9904 | #REF! | #REF! | #REF! | 2 | 27.9 | 1304.7011 | 241.6113 | 150.66 | 753.3 | 23.9904 | #REF! | #REF! | #REF! | 2 | 27.9 | 1793.505 | 332.1306 | 150.66 | 753.3 | 23.9904 | #REF! | #REF! | #REF!
| 2 | 28.25 | 10.3549 | 30.6176 | 0.041059 | 152.55 | 1.9176 | 30.6176 | 152.55 | 91.53 | 8.4594 | 762.75 | 24.2914 | 92.652 | 418.6184 | 26.2179 | -388.0007 | -24.3003 | [11 empty] | 1 | [7 empty] | 27.95 | 82.3096 | 15.2425 | 150.93 | 754.65 | 24.0334 | #REF! | #REF! | #REF! | #REF! | 27.95 | 30.1171 | 5.5772 | 150.93 | 754.65 | 24.0334 | #REF! | #REF! | #REF! | #REF! | 27.95 | 125.8354 | 23.3029 | 150.93 | 754.65 | 24.0334 | #REF! | #REF! | #REF! | #REF! | 27.95 | 300.9071 | 55.7235 | 150.93 | 754.65 | 24.0334 | #REF! | #REF! | #REF! | #REF! | 27.95 | 554.6909 | 102.7205 | 150.93 | 754.65 | 24.0334 | #REF! | #REF! | #REF! | 2 | 27.95 | 890.0712 | 164.828 | 150.93 | 754.65 | 24.0334 | #REF! | #REF! | #REF! | 2 | 27.95 | 1302.4747 | 241.199 | 150.93 | 754.65 | 24.0334 | #REF! | #REF! | #REF! | 2 | 27.95 | 1790.939 | 331.6554 | 150.93 | 754.65 | 24.0334 | #REF! | #REF! | #REF!
| 2 | 28.3 | 10.4141 | 30.8472 | 0.041367 | 152.82 | 1.9285 | 30.8472 | 152.82 | 91.692 | 8.4594 | 764.1 | 24.3344 | 92.6613 | 420.0593 | 26.2617 | -389.2121 | -24.3331 | [11 empty] | 1 | [7 empty] | 28 | 83.1221 | 15.393 | 151.2 | 756 | 24.0764 | #REF! | #REF! | #REF! | #REF! | 28 | 29.7234 | 5.5043 | 151.2 | 756 | 24.0764 | #REF! | #REF! | #REF! | #REF! | 28 | 125.1074 | 23.168 | 151.2 | 756 | 24.0764 | #REF! | #REF! | #REF! | #REF! | 28 | 299.8084 | 55.5201 | 151.2 | 756 | 24.0764 | #REF! | #REF! | #REF! | #REF! | 28 | 553.2064 | 102.4456 | 151.2 | 756 | 24.0764 | #REF! | #REF! | #REF! | 2 | 28 | 888.2015 | 164.4818 | 151.2 | 756 | 24.0764 | #REF! | #REF! | #REF! | 2 | 28 | 1300.2496 | 240.787 | 151.2 | 756 | 24.0764 | #REF! | #REF! | #REF! | 2 | 28 | 1788.3742 | 331.1804 | 151.2 | 756 | 24.0764 | #REF! | #REF! | #REF!
| 2 | 28.35 | 10.4735 | 31.078 | 0.041676 | 153.09 | 1.9395 | 31.078 | 153.09 | 91.854 | 8.4594 | 765.45 | 24.3774 | 92.6706 | 421.5028 | 26.3054 | -390.4249 | -24.3659 | [11 empty] | 1 | [7 empty] | 28.05 | 83.9394 | 15.5443 | 151.47 | 757.35 | 24.1194 | #REF! | #REF! | #REF! | #REF! | 28.05 | 29.3292 | 5.4313 | 151.47 | 757.35 | 24.1194 | #REF! | #REF! | #REF! | #REF! | 28.05 | 124.3807 | 23.0335 | 151.47 | 757.35 | 24.1194 | #REF! | #REF! | #REF! | #REF! | 28.05 | 298.7114 | 55.3169 | 151.47 | 757.35 | 24.1194 | #REF! | #REF! | #REF! | #REF! | 28.05 | 551.7237 | 102.1711 | 151.47 | 757.35 | 24.1194 | #REF! | #REF! | #REF! | 2 | 28.05 | 886.3335 | 164.1358 | 151.47 | 757.35 | 24.1194 | #REF! | #REF! | #REF! | 2 | 28.05 | 1298.0258 | 240.3752 | 151.47 | 757.35 | 24.1194 | #REF! | #REF! | #REF! | 2 | 28.05 | 1785.8106 | 330.7057 | 151.47 | 757.35 | 24.1194 | #REF! | #REF! | #REF!
| 2 | 28.4 | 10.533 | 31.3098 | 0.041987 | 153.36 | 1.9506 | 31.3098 | 153.36 | 92.016 | 8.4594 | 766.8 | 24.4204 | 92.6798 | 422.9489 | 26.3492 | -391.6391 | -24.3986 | [11 empty] | 1 | [7 empty] | 28.1 | 84.7614 | 15.6966 | 151.74 | 758.7 | 24.1624 | #REF! | #REF! | #REF! | #REF! | 28.1 | 28.9346 | 5.3583 | 151.74 | 758.7 | 24.1624 | #REF! | #REF! | #REF! | #REF! | 28.1 | 123.6553 | 22.8991 | 151.74 | 758.7 | 24.1624 | #REF! | #REF! | #REF! | #REF! | 28.1 | 297.6162 | 55.1141 | 151.74 | 758.7 | 24.1624 | #REF! | #REF! | #REF! | #REF! | 28.1 | 550.2429 | 101.8968 | 151.74 | 758.7 | 24.1624 | #REF! | #REF! | #REF! | 2 | 28.1 | 884.4669 | 163.7902 | 151.74 | 758.7 | 24.1624 | #REF! | #REF! | #REF! | 2 | 28.1 | 1295.8034 | 239.9636 | 151.74 | 758.7 | 24.1624 | #REF! | #REF! | #REF! | 2 | 28.1 | 1783.2481 | 330.2311 | 151.74 | 758.7 | 24.1624 | #REF! | #REF! | #REF!
| 2 | 28.45 | 10.5928 | 31.5428 | 0.0423 | 153.63 | 1.9616 | 31.5428 | 153.63 | 92.178 | 8.4594 | 768.15 | 24.4634 | 92.689 | 424.3974 | 26.393 | -392.8546 | -24.4313 | [11 empty] | 1 | [7 empty] | 28.15 | 85.5881 | 15.8497 | 152.01 | 760.05 | 24.2054 | #REF! | #REF! | #REF! | #REF! | 28.15 | 28.5396 | 5.2851 | 152.01 | 760.05 | 24.2054 | #REF! | #REF! | #REF! | #REF! | 28.15 | 122.9312 | 22.765 | 152.01 | 760.05 | 24.2054 | #REF! | #REF! | #REF! | #REF! | 28.15 | 296.5227 | 54.9116 | 152.01 | 760.05 | 24.2054 | #REF! | #REF! | #REF! | #REF! | 28.15 | 548.764 | 101.623 | 152.01 | 760.05 | 24.2054 | #REF! | #REF! | #REF! | 2 | 28.15 | 882.6019 | 163.4448 | 152.01 | 760.05 | 24.2054 | #REF! | #REF! | #REF! | 2 | 28.15 | 1293.5822 | 239.5523 | 152.01 | 760.05 | 24.2054 | #REF! | #REF! | #REF! | 2 | 28.15 | 1780.6868 | 329.7568 | 152.01 | 760.05 | 24.2054 | #REF! | #REF! | #REF!
| 2 | 28.5 | 10.6527 | 31.7769 | 0.042613 | 153.9 | 1.9727 | 31.7769 | 153.9 | 92.34 | 8.4594 | 769.5 | 24.5064 | 92.6981 | 425.8484 | 26.4367 | -394.0716 | -24.464 | [11 empty] | 1 | [7 empty] | 28.2 | 86.4196 | 16.0036 | 152.28 | 761.4 | 24.2484 | #REF! | #REF! | #REF! | #REF! | 28.2 | 28.144 | 5.2119 | 152.28 | 761.4 | 24.2484 | #REF! | #REF! | #REF! | #REF! | 28.2 | 122.2085 | 22.6312 | 152.28 | 761.4 | 24.2484 | #REF! | #REF! | #REF! | #REF! | 28.2 | 295.4309 | 54.7094 | 152.28 | 761.4 | 24.2484 | #REF! | #REF! | #REF! | #REF! | 28.2 | 547.287 | 101.3494 | 152.28 | 761.4 | 24.2484 | #REF! | #REF! | #REF! | 2 | 28.2 | 880.7384 | 163.0997 | 152.28 | 761.4 | 24.2484 | #REF! | #REF! | #REF! | 2 | 28.2 | 1291.3623 | 239.1412 | 152.28 | 761.4 | 24.2484 | #REF! | #REF! | #REF! | 2 | 28.2 | 1778.1267 | 329.2827 | 152.28 | 761.4 | 24.2484 | #REF! | #REF! | #REF!
| 2 | 28.55 | 10.7127 | 32.0121 | 0.042929 | 154.17 | 1.9838 | 32.0121 | 154.17 | 92.502 | 8.4594 | 770.85 | 24.5494 | 92.7072 | 427.302 | 26.4805 | -395.2899 | -24.4967 | [11 empty] | 1 | [7 empty] | 28.25 | 87.2559 | 16.1585 | 152.55 | 762.75 | 24.2914 | #REF! | #REF! | #REF! | #REF! | 28.25 | 27.7479 | 5.1385 | 152.55 | 762.75 | 24.2914 | #REF! | #REF! | #REF! | #REF! | 28.25 | 121.4872 | 22.4976 | 152.55 | 762.75 | 24.2914 | #REF! | #REF! | #REF! | #REF! | 28.25 | 294.341 | 54.5076 | 152.55 | 762.75 | 24.2914 | #REF! | #REF! | #REF! | #REF! | 28.25 | 545.8119 | 101.0763 | 152.55 | 762.75 | 24.2914 | #REF! | #REF! | #REF! | 2 | 28.25 | 878.8765 | 162.7549 | 152.55 | 762.75 | 24.2914 | #REF! | #REF! | #REF! | 2 | 28.25 | 1289.1438 | 238.7303 | 152.55 | 762.75 | 24.2914 | #REF! | #REF! | #REF! | 2 | 28.25 | 1775.5678 | 328.8088 | 152.55 | 762.75 | 24.2914 | #REF! | #REF! | #REF!
| 2 | 28.6 | 10.7729 | 32.2485 | 0.043246 | 154.44 | 1.995 | 32.2485 | 154.44 | 92.664 | 8.4594 | 772.2 | 24.5924 | 92.7163 | 428.7581 | 26.5243 | -396.5096 | -24.5293 | [11 empty] | 1 | [7 empty] | 28.3 | 88.0969 | 16.3142 | 152.82 | 764.1 | 24.3344 | #REF! | #REF! | #REF! | #REF! | 28.3 | 27.3514 | 5.0651 | 152.82 | 764.1 | 24.3344 | #REF! | #REF! | #REF! | #REF! | 28.3 | 120.7672 | 22.3643 | 152.82 | 764.1 | 24.3344 | #REF! | #REF! | #REF! | #REF! | 28.3 | 293.2527 | 54.3061 | 152.82 | 764.1 | 24.3344 | #REF! | #REF! | #REF! | #REF! | 28.3 | 544.3387 | 100.8035 | 152.82 | 764.1 | 24.3344 | #REF! | #REF! | #REF! | 2 | 28.3 | 877.0161 | 162.4104 | 152.82 | 764.1 | 24.3344 | #REF! | #REF! | #REF! | 2 | 28.3 | 1286.9266 | 238.3197 | 152.82 | 764.1 | 24.3344 | #REF! | #REF! | #REF! | 2 | 28.3 | 1773.01 | 328.3352 | 152.82 | 764.1 | 24.3344 | #REF! | #REF! | #REF!
| 2 | 28.65 | 10.8333 | 32.486 | 0.043564 | 154.71 | 2.0062 | 32.486 | 154.71 | 92.826 | 8.4594 | 773.55 | 24.6354 | 92.7253 | 430.2167 | 26.5681 | -397.7307 | -24.5619 | [11 empty] | 1 | [7 empty] | 28.35 | 88.9426 | 16.4709 | 153.09 | 765.45 | 24.3774 | #REF! | #REF! | #REF! | #REF! | 28.35 | 26.9543 | 4.9915 | 153.09 | 765.45 | 24.3774 | #REF! | #REF! | #REF! | #REF! | 28.35 | 120.0486 | 22.2312 | 153.09 | 765.45 | 24.3774 | #REF! | #REF! | #REF! | #REF! | 28.35 | 292.1663 | 54.1049 | 153.09 | 765.45 | 24.3774 | #REF! | #REF! | #REF! | #REF! | 28.35 | 542.8675 | 100.531 | 153.09 | 765.45 | 24.3774 | #REF! | #REF! | #REF! | 2 | 28.35 | 875.1573 | 162.0662 | 153.09 | 765.45 | 24.3774 | #REF! | #REF! | #REF! | 2 | 28.35 | 1284.7106 | 237.9094 | 153.09 | 765.45 | 24.3774 | #REF! | #REF! | #REF! | 2 | 28.35 | 1770.4534 | 327.8617 | 153.09 | 765.45 | 24.3774 | #REF! | #REF! | #REF!
| 2 | 28.7 | 10.8939 | 32.7246 | 0.043884 | 154.98 | 2.0174 | 32.7246 | 154.98 | 92.988 | 8.4594 | 774.9 | 24.6783 | 92.7343 | 431.6778 | 26.6119 | -398.9532 | -24.5945 | [11 empty] | 1 | [7 empty] | 28.4 | 89.7931 | 16.6283 | 153.36 | 766.8 | 24.4204 | #REF! | #REF! | #REF! | #REF! | 28.4 | 26.5566 | 4.9179 | 153.36 | 766.8 | 24.4204 | #REF! | #REF! | #REF! | #REF! | 28.4 | 119.3313 | 22.0984 | 153.36 | 766.8 | 24.4204 | #REF! | #REF! | #REF! | #REF! | 28.4 | 291.0816 | 53.904 | 153.36 | 766.8 | 24.4204 | #REF! | #REF! | #REF! | #REF! | 28.4 | 541.3981 | 100.2589 | 153.36 | 766.8 | 24.4204 | #REF! | #REF! | #REF! | 2 | 28.4 | 873.3 | 161.7222 | 153.36 | 766.8 | 24.4204 | #REF! | #REF! | #REF! | 2 | 28.4 | 1282.496 | 237.4993 | 153.36 | 766.8 | 24.4204 | #REF! | #REF! | #REF! | 2 | 28.4 | 1767.898 | 327.3885 | 153.36 | 766.8 | 24.4204 | #REF! | #REF! | #REF!
| 2 | 28.75 | 10.9547 | 32.9644 | 0.044206 | 155.25 | 2.0286 | 32.9644 | 155.25 | 93.15 | 8.4594 | 776.25 | 24.7213 | 92.7432 | 433.1415 | 26.6557 | -400.1771 | -24.627 | [11 empty] | 1 | [7 empty] | 28.45 | 90.6483 | 16.7867 | 153.63 | 768.15 | 24.4634 | #REF! | #REF! | #REF! | #REF! | 28.45 | 26.1584 | 4.8441 | 153.63 | 768.15 | 24.4634 | #REF! | #REF! | #REF! | #REF! | 28.45 | 118.6154 | 21.9658 | 153.63 | 768.15 | 24.4634 | #REF! | #REF! | #REF! | #REF! | 28.45 | 289.9987 | 53.7035 | 153.63 | 768.15 | 24.4634 | #REF! | #REF! | #REF! | #REF! | 28.45 | 539.9306 | 99.9872 | 153.63 | 768.15 | 24.4634 | #REF! | #REF! | #REF! | 2 | 28.45 | 871.4443 | 161.3786 | 153.63 | 768.15 | 24.4634 | #REF! | #REF! | #REF! | 2 | 28.45 | 1280.2827 | 237.0894 | 153.63 | 768.15 | 24.4634 | #REF! | #REF! | #REF! | 2 | 28.45 | 1765.3437 | 326.9155 | 153.63 | 768.15 | 24.4634 | #REF! | #REF! | #REF!
| 2 | 28.8 | 11.0156 | 33.2053 | 0.044529 | 155.52 | 2.0399 | 33.2053 | 155.52 | 93.312 | 8.4594 | 777.6 | 24.7643 | 92.7521 | 434.6076 | 26.6995 | -401.4023 | -24.6596 | [11 empty] | 1 | [7 empty] | 28.5 | 91.5082 | 16.946 | 153.9 | 769.5 | 24.5064 | #REF! | #REF! | #REF! | #REF! | 28.5 | 25.7596 | 4.7703 | 153.9 | 769.5 | 24.5064 | #REF! | #REF! | #REF! | #REF! | 28.5 | 117.9008 | 21.8335 | 153.9 | 769.5 | 24.5064 | #REF! | #REF! | #REF! | #REF! | 28.5 | 288.9176 | 53.5033 | 153.9 | 769.5 | 24.5064 | #REF! | #REF! | #REF! | #REF! | 28.5 | 538.4651 | 99.7158 | 153.9 | 769.5 | 24.5064 | #REF! | #REF! | #REF! | 2 | 28.5 | 869.5902 | 161.0352 | 153.9 | 769.5 | 24.5064 | #REF! | #REF! | #REF! | 2 | 28.5 | 1278.0708 | 236.6798 | 153.9 | 769.5 | 24.5064 | #REF! | #REF! | #REF! | 2 | 28.5 | 1762.7906 | 326.4427 | 153.9 | 769.5 | 24.5064 | #REF! | #REF! | #REF!
| 2 | 28.85 | 11.0766 | 33.4474 | 0.044854 | 155.79 | 2.0512 | 33.4474 | 155.79 | 93.474 | 8.4594 | 778.95 | 24.8073 | 92.761 | 436.0763 | 26.7433 | -402.6289 | -24.692 | [11 empty] | 1 | [7 empty] | 28.55 | 92.3729 | 17.1061 | 154.17 | 770.85 | 24.5494 | #REF! | #REF! | #REF! | #REF! | 28.55 | 25.3602 | 4.6963 | 154.17 | 770.85 | 24.5494 | #REF! | #REF! | #REF! | #REF! | 28.55 | 117.1877 | 21.7014 | 154.17 | 770.85 | 24.5494 | #REF! | #REF! | #REF! | #REF! | 28.55 | 287.8382 | 53.3034 | 154.17 | 770.85 | 24.5494 | #REF! | #REF! | #REF! | #REF! | 28.55 | 537.0015 | 99.4447 | 154.17 | 770.85 | 24.5494 | #REF! | #REF! | #REF! | 2 | 28.55 | 867.7376 | 160.6921 | 154.17 | 770.85 | 24.5494 | #REF! | #REF! | #REF! | 2 | 28.55 | 1275.8601 | 236.2704 | 154.17 | 770.85 | 24.5494 | #REF! | #REF! | #REF! | 2 | 28.55 | 1760.2387 | 325.9701 | 154.17 | 770.85 | 24.5494 | #REF! | #REF! | #REF!
| 2 | 28.9 | 11.1379 | 33.6906 | 0.04518 | 156.06 | 2.0626 | 33.6906 | 156.06 | 93.636 | 8.4594 | 780.3 | 24.8503 | 92.7698 | 437.5475 | 26.7871 | -403.8569 | -24.7245 | [11 empty] | 1 | [7 empty] | 28.6 | 93.2424 | 17.2671 | 154.44 | 772.2 | 24.5924 | #REF! | #REF! | #REF! | #REF! | 28.6 | 24.9603 | 4.6223 | 154.44 | 772.2 | 24.5924 | #REF! | #REF! | #REF! | #REF! | 28.6 | 116.476 | 21.5696 | 154.44 | 772.2 | 24.5924 | #REF! | #REF! | #REF! | #REF! | 28.6 | 286.7607 | 53.1038 | 154.44 | 772.2 | 24.5924 | #REF! | #REF! | #REF! | #REF! | 28.6 | 535.5398 | 99.174 | 154.44 | 772.2 | 24.5924 | #REF! | #REF! | #REF! | 2 | 28.6 | 865.8866 | 160.3494 | 154.44 | 772.2 | 24.5924 | #REF! | #REF! | #REF! | 2 | 28.6 | 1273.6508 | 235.8613 | 154.44 | 772.2 | 24.5924 | #REF! | #REF! | #REF! | 2 | 28.6 | 1757.6879 | 325.4978 | 154.44 | 772.2 | 24.5924 | #REF! | #REF! | #REF!
| 2 | 28.95 | 11.1993 | 33.935 | 0.045508 | 156.33 | 2.0739 | 33.935 | 156.33 | 93.798 | 8.4594 | 781.65 | 24.8933 | 92.7786 | 439.0212 | 26.8309 | -405.0862 | -24.7569 | [11 empty] | 1 | [7 empty] | 28.65 | 94.1166 | 17.429 | 154.71 | 773.55 | 24.6354 | #REF! | #REF! | #REF! | #REF! | 28.65 | 24.5597 | 4.5481 | 154.71 | 773.55 | 24.6354 | #REF! | #REF! | #REF! | #REF! | 28.65 | 115.7656 | 21.4381 | 154.71 | 773.55 | 24.6354 | #REF! | #REF! | #REF! | #REF! | 28.65 | 285.685 | 52.9046 | 154.71 | 773.55 | 24.6354 | #REF! | #REF! | #REF! | #REF! | 28.65 | 534.0801 | 98.9037 | 154.71 | 773.55 | 24.6354 | #REF! | #REF! | #REF! | 2 | 28.65 | 864.0372 | 160.0069 | 154.71 | 773.55 | 24.6354 | #REF! | #REF! | #REF! | 2 | 28.65 | 1271.4428 | 235.4524 | 154.71 | 773.55 | 24.6354 | #REF! | #REF! | #REF! | 2 | 28.65 | 1755.1384 | 325.0256 | 154.71 | 773.55 | 24.6354 | #REF! | #REF! | #REF!
| 2 | 29 | 11.2609 | 34.1805 | 0.045837 | 156.6 | 2.0853 | 34.1805 | 156.6 | 93.96 | 8.4594 | 783 | 24.9363 | 92.7874 | 440.4974 | 26.8747 | -406.3169 | -24.7893 | [11 empty] | 1 | [7 empty] | 28.7 | 94.9955 | 17.5918 | 154.98 | 774.9 | 24.6783 | #REF! | #REF! | #REF! | #REF! | 28.7 | 24.1584 | 4.4738 | 154.98 | 774.9 | 24.6783 | #REF! | #REF! | #REF! | #REF! | 28.7 | 115.0566 | 21.3068 | 154.98 | 774.9 | 24.6783 | #REF! | #REF! | #REF! | #REF! | 28.7 | 284.611 | 52.7057 | 154.98 | 774.9 | 24.6783 | #REF! | #REF! | #REF! | #REF! | 28.7 | 532.6223 | 98.6338 | 154.98 | 774.9 | 24.6783 | #REF! | #REF! | #REF! | 2 | 28.7 | 862.1893 | 159.6647 | 154.98 | 774.9 | 24.6783 | #REF! | #REF! | #REF! | 2 | 28.7 | 1269.2361 | 235.0437 | 154.98 | 774.9 | 24.6783 | #REF! | #REF! | #REF! | 2 | 28.7 | 1752.59 | 324.5537 | 154.98 | 774.9 | 24.6783 | #REF! | #REF! | #REF!
| 2 | 29.05 | 11.3226 | 34.4272 | 0.046168 | 156.87 | 2.0968 | 34.4272 | 156.87 | 94.122 | 8.4594 | 784.35 | 24.9793 | 92.7961 | 441.9762 | 26.9185 | -407.549 | -24.8217 | [11 empty] | 1 | [7 empty] | 28.75 | 95.8792 | 17.7554 | 155.25 | 776.25 | 24.7213 | #REF! | #REF! | #REF! | #REF! | 28.75 | 23.7566 | 4.3994 | 155.25 | 776.25 | 24.7213 | #REF! | #REF! | #REF! | #REF! | 28.75 | 114.3491 | 21.1758 | 155.25 | 776.25 | 24.7213 | #REF! | #REF! | #REF! | #REF! | 28.75 | 283.5389 | 52.5072 | 155.25 | 776.25 | 24.7213 | #REF! | #REF! | #REF! | #REF! | 28.75 | 531.1664 | 98.3641 | 155.25 | 776.25 | 24.7213 | #REF! | #REF! | #REF! | 2 | 28.75 | 860.3431 | 159.3228 | 155.25 | 776.25 | 24.7213 | #REF! | #REF! | #REF! | 2 | 28.75 | 1267.0308 | 234.6353 | 155.25 | 776.25 | 24.7213 | #REF! | #REF! | #REF! | 2 | 28.75 | 1750.0427 | 324.082 | 155.25 | 776.25 | 24.7213 | #REF! | #REF! | #REF!
| 2 | 29.1 | 11.3846 | 34.6751 | 0.0465 | 157.14 | 2.1083 | 34.6751 | 157.14 | 94.284 | 8.4594 | 785.7 | 25.0223 | 92.8048 | 443.4574 | 26.9623 | -408.7824 | -24.854 | [11 empty] | 1 | [7 empty] | 28.8 | 96.7676 | 17.9199 | 155.52 | 777.6 | 24.7643 | #REF! | #REF! | #REF! | #REF! | 28.8 | 23.354 | 4.3248 | 155.52 | 777.6 | 24.7643 | #REF! | #REF! | #REF! | #REF! | 28.8 | 113.643 | 21.045 | 155.52 | 777.6 | 24.7643 | #REF! | #REF! | #REF! | #REF! | 28.8 | 282.4686 | 52.309 | 155.52 | 777.6 | 24.7643 | #REF! | #REF! | #REF! | #REF! | 28.8 | 529.7125 | 98.0949 | 155.52 | 777.6 | 24.7643 | #REF! | #REF! | #REF! | 2 | 28.8 | 858.4984 | 158.9812 | 155.52 | 777.6 | 24.7643 | #REF! | #REF! | #REF! | 2 | 28.8 | 1264.8268 | 234.2272 | 155.52 | 777.6 | 24.7643 | #REF! | #REF! | #REF! | 2 | 28.8 | 1747.4966 | 323.6105 | 155.52 | 777.6 | 24.7643 | #REF! | #REF! | #REF!
| 2 | 29.15 | 11.4466 | 34.9241 | 0.046834 | 157.41 | 2.1197 | 34.9241 | 157.41 | 94.446 | 8.4594 | 787.05 | 25.0653 | 92.8134 | 444.9412 | 27.0061 | -410.0172 | -24.8864 | [11 empty] | 1 | [7 empty] | 28.85 | 97.6608 | 18.0853 | 155.79 | 778.95 | 24.8073 | #REF! | #REF! | #REF! | #REF! | 28.85 | 22.9508 | 4.2501 | 155.79 | 778.95 | 24.8073 | #REF! | #REF! | #REF! | #REF! | 28.85 | 112.9383 | 20.9145 | 155.79 | 778.95 | 24.8073 | #REF! | #REF! | #REF! | #REF! | 28.85 | 281.4001 | 52.1111 | 155.79 | 778.95 | 24.8073 | #REF! | #REF! | #REF! | #REF! | 28.85 | 528.2605 | 97.826 | 155.79 | 778.95 | 24.8073 | #REF! | #REF! | #REF! | 2 | 28.85 | 856.6553 | 158.6399 | 155.79 | 778.95 | 24.8073 | #REF! | #REF! | #REF! | 2 | 28.85 | 1262.6241 | 233.8193 | 155.79 | 778.95 | 24.8073 | #REF! | #REF! | #REF! | 2 | 28.85 | 1744.9517 | 323.1392 | 155.79 | 778.95 | 24.8073 | #REF! | #REF! | #REF!
| 2 | 29.2 | 11.5089 | 35.1743 | 0.047169 | 157.68 | 2.1313 | 35.1743 | 157.68 | 94.608 | 8.4594 | 788.4 | 25.1083 | 92.822 | 446.4276 | 27.0499 | -411.2533 | -24.9186 | [11 empty] | 1 | [7 empty] | 28.9 | 98.5587 | 18.2516 | 156.06 | 780.3 | 24.8503 | #REF! | #REF! | #REF! | #REF! | 28.9 | 22.5469 | 4.1753 | 156.06 | 780.3 | 24.8503 | #REF! | #REF! | #REF! | #REF! | 28.9 | 112.235 | 20.7843 | 156.06 | 780.3 | 24.8503 | #REF! | #REF! | #REF! | #REF! | 28.9 | 280.3334 | 51.9136 | 156.06 | 780.3 | 24.8503 | #REF! | #REF! | #REF! | #REF! | 28.9 | 526.8105 | 97.5575 | 156.06 | 780.3 | 24.8503 | #REF! | #REF! | #REF! | 2 | 28.9 | 854.8138 | 158.2989 | 156.06 | 780.3 | 24.8503 | #REF! | #REF! | #REF! | 2 | 28.9 | 1260.4227 | 233.4116 | 156.06 | 780.3 | 24.8503 | #REF! | #REF! | #REF! | 2 | 28.9 | 1742.408 | 322.6681 | 156.06 | 780.3 | 24.8503 | #REF! | #REF! | #REF!
| 2 | 29.25 | 11.5713 | 35.4256 | 0.047507 | 157.95 | 2.1428 | 35.4256 | 157.95 | 94.77 | 8.4594 | 789.75 | 25.1513 | 92.8306 | 447.9164 | 27.0937 | -412.4908 | -24.9509 | [11 empty] | 1 | [7 empty] | 28.95 | 99.4613 | 18.4188 | 156.33 | 781.65 | 24.8933 | #REF! | #REF! | #REF! | #REF! | 28.95 | 22.1423 | 4.1004 | 156.33 | 781.65 | 24.8933 | #REF! | #REF! | #REF! | #REF! | 28.95 | 111.5332 | 20.6543 | 156.33 | 781.65 | 24.8933 | #REF! | #REF! | #REF! | #REF! | 28.95 | 279.2686 | 51.7164 | 156.33 | 781.65 | 24.8933 | #REF! | #REF! | #REF! | #REF! | 28.95 | 525.3624 | 97.2893 | 156.33 | 781.65 | 24.8933 | #REF! | #REF! | #REF! | 2 | 28.95 | 852.9739 | 157.9581 | 156.33 | 781.65 | 24.8933 | #REF! | #REF! | #REF! | 2 | 28.95 | 1258.2227 | 233.0042 | 156.33 | 781.65 | 24.8933 | #REF! | #REF! | #REF! | 2 | 28.95 | 1739.8654 | 322.1973 | 156.33 | 781.65 | 24.8933 | #REF! | #REF! | #REF!
| 2 | 29.3 | 11.6339 | 35.6781 | 0.047845 | 158.22 | 2.1544 | 35.6781 | 158.22 | 94.932 | 8.4594 | 791.1 | 25.1943 | 92.8391 | 449.4078 | 27.1376 | -413.7296 | -24.9831 | [11 empty] | 1 | [7 empty] | 29 | 100.3687 | 18.5868 | 156.6 | 783 | 24.9363 | #REF! | #REF! | #REF! | #REF! | 29 | 21.7369 | 4.0254 | 156.6 | 783 | 24.9363 | #REF! | #REF! | #REF! | #REF! | 29 | 110.8328 | 20.5246 | 156.6 | 783 | 24.9363 | #REF! | #REF! | #REF! | #REF! | 29 | 278.2056 | 51.5196 | 156.6 | 783 | 24.9363 | #REF! | #REF! | #REF! | #REF! | 29 | 523.9163 | 97.0215 | 156.6 | 783 | 24.9363 | #REF! | #REF! | #REF! | 2 | 29 | 851.1356 | 157.6177 | 156.6 | 783 | 24.9363 | #REF! | #REF! | #REF! | 2 | 29 | 1256.024 | 232.597 | 156.6 | 783 | 24.9363 | #REF! | #REF! | #REF! | 2 | 29 | 1737.324 | 321.7267 | 156.6 | 783 | 24.9363 | #REF! | #REF! | #REF!
| 2 | 29.35 | 11.6967 | 35.9318 | 0.048185 | 158.49 | 2.1661 | 35.9318 | 158.49 | 95.094 | 8.4594 | 792.45 | 25.2373 | 92.8476 | 450.9016 | 27.1814 | -414.9698 | -25.0153 | [11 empty] | 1 | [7 empty] | 29.05 | 101.2809 | 18.7557 | 156.87 | 784.35 | 24.9793 | #REF! | #REF! | #REF! | #REF! | 29.05 | 21.3308 | 3.9502 | 156.87 | 784.35 | 24.9793 | #REF! | #REF! | #REF! | #REF! | 29.05 | 110.1338 | 20.3951 | 156.87 | 784.35 | 24.9793 | #REF! | #REF! | #REF! | #REF! | 29.05 | 277.1444 | 51.323 | 156.87 | 784.35 | 24.9793 | #REF! | #REF! | #REF! | #REF! | 29.05 | 522.4722 | 96.7541 | 156.87 | 784.35 | 24.9793 | #REF! | #REF! | #REF! | 2 | 29.05 | 849.299 | 157.2776 | 156.87 | 784.35 | 24.9793 | #REF! | #REF! | #REF! | 2 | 29.05 | 1253.8267 | 232.1901 | 156.87 | 784.35 | 24.9793 | #REF! | #REF! | #REF! | 2 | 29.05 | 1734.7837 | 321.2562 | 156.87 | 784.35 | 24.9793 | #REF! | #REF! | #REF!
| 2 | 29.4 | 11.7596 | 36.1867 | 0.048527 | 158.76 | 2.1777 | 36.1867 | 158.76 | 95.256 | 8.4594 | 793.8 | 25.2803 | 92.8561 | 452.398 | 27.2252 | -416.2113 | -25.0475 | [11 empty] | 1 | [7 empty] | 29.1 | 102.1977 | 18.9255 | 157.14 | 785.7 | 25.0223 | #REF! | #REF! | #REF! | #REF! | 29.1 | 20.924 | 3.8748 | 157.14 | 785.7 | 25.0223 | #REF! | #REF! | #REF! | #REF! | 29.1 | 109.4363 | 20.266 | 157.14 | 785.7 | 25.0223 | #REF! | #REF! | #REF! | #REF! | 29.1 | 276.0851 | 51.1269 | 157.14 | 785.7 | 25.0223 | #REF! | #REF! | #REF! | #REF! | 29.1 | 521.03 | 96.487 | 157.14 | 785.7 | 25.0223 | #REF! | #REF! | #REF! | 2 | 29.1 | 847.4639 | 156.9378 | 157.14 | 785.7 | 25.0223 | #REF! | #REF! | #REF! | 2 | 29.1 | 1251.6307 | 231.7835 | 157.14 | 785.7 | 25.0223 | #REF! | #REF! | #REF! | 2 | 29.1 | 1732.2447 | 320.786 | 157.14 | 785.7 | 25.0223 | #REF! | #REF! | #REF!
| 2 | 29.45 | 11.8227 | 36.4428 | 0.048871 | 159.03 | 2.1894 | 36.4428 | 159.03 | 95.418 | 8.4594 | 795.15 | 25.3232 | 92.8645 | 453.897 | 27.269 | -417.4542 | -25.0796 | [11 empty] | 1 | [7 empty] | 29.15 | 103.1194 | 19.0962 | 157.41 | 787.05 | 25.0653 | #REF! | #REF! | #REF! | #REF! | 29.15 | 20.5164 | 3.7993 | 157.41 | 787.05 | 25.0653 | #REF! | #REF! | #REF! | #REF! | 29.15 | 108.7403 | 20.1371 | 157.41 | 787.05 | 25.0653 | #REF! | #REF! | #REF! | #REF! | 29.15 | 275.0277 | 50.931 | 157.41 | 787.05 | 25.0653 | #REF! | #REF! | #REF! | #REF! | 29.15 | 519.5898 | 96.2203 | 157.41 | 787.05 | 25.0653 | #REF! | #REF! | #REF! | 2 | 29.15 | 845.6305 | 156.5982 | 157.41 | 787.05 | 25.0653 | #REF! | #REF! | #REF! | 2 | 29.15 | 1249.4361 | 231.377 | 157.41 | 787.05 | 25.0653 | #REF! | #REF! | #REF! | 2 | 29.15 | 1729.7067 | 320.3161 | 157.41 | 787.05 | 25.0653 | #REF! | #REF! | #REF!
| 2 | 29.5 | 11.886 | 36.7 | 0.049215 | 159.3 | 2.2011 | 36.7 | 159.3 | 95.58 | 8.4594 | 796.5 | 25.3662 | 92.8728 | 455.3984 | 27.3129 | -418.6984 | -25.1118 | [11 empty] | 1 | [7 empty] | 29.2 | 104.0457 | 19.2677 | 157.68 | 788.4 | 25.1083 | #REF! | #REF! | #REF! | #REF! | 29.2 | 20.108 | 3.7237 | 157.68 | 788.4 | 25.1083 | #REF! | #REF! | #REF! | #REF! | 29.2 | 108.0457 | 20.0085 | 157.68 | 788.4 | 25.1083 | #REF! | #REF! | #REF! | #REF! | 29.2 | 273.972 | 50.7356 | 157.68 | 788.4 | 25.1083 | #REF! | #REF! | #REF! | #REF! | 29.2 | 518.1516 | 95.954 | 157.68 | 788.4 | 25.1083 | #REF! | #REF! | #REF! | 2 | 29.2 | 843.7986 | 156.259 | 157.68 | 788.4 | 25.1083 | #REF! | #REF! | #REF! | 2 | 29.2 | 1247.2428 | 230.9709 | 157.68 | 788.4 | 25.1083 | #REF! | #REF! | #REF! | 2 | 29.2 | 1727.17 | 319.8463 | 157.68 | 788.4 | 25.1083 | #REF! | #REF! | #REF!
| 2 | 29.55 | 11.9494 | 36.9584 | 0.049562 | 159.57 | 2.2129 | 36.9584 | 159.57 | 95.742 | 8.4594 | 797.85 | 25.4092 | 92.8812 | 456.9024 | 27.3567 | -419.944 | -25.1438 | [11 empty] | 1 | [7 empty] | 29.25 | 104.9768 | 19.4402 | 157.95 | 789.75 | 25.1513 | #REF! | #REF! | #REF! | #REF! | 29.25 | 19.6989 | 3.6479 | 157.95 | 789.75 | 25.1513 | #REF! | #REF! | #REF! | #REF! | 29.25 | 107.3527 | 19.8801 | 157.95 | 789.75 | 25.1513 | #REF! | #REF! | #REF! | #REF! | 29.25 | 272.9183 | 50.5404 | 157.95 | 789.75 | 25.1513 | #REF! | #REF! | #REF! | #REF! | 29.25 | 516.7153 | 95.688 | 157.95 | 789.75 | 25.1513 | #REF! | #REF! | #REF! | 2 | 29.25 | 841.9684 | 155.9201 | 157.95 | 789.75 | 25.1513 | #REF! | #REF! | #REF! | 2 | 29.25 | 1245.0508 | 230.565 | 157.95 | 789.75 | 25.1513 | #REF! | #REF! | #REF! | 2 | 29.25 | 1724.6344 | 319.3767 | 157.95 | 789.75 | 25.1513 | #REF! | #REF! | #REF!
| 2 | 29.6 | 12.013 | 37.218 | 0.04991 | 159.84 | 2.2246 | 37.218 | 159.84 | 95.904 | 8.4594 | 799.2 | 25.4522 | 92.8895 | 458.4089 | 27.4005 | -421.1909 | -25.1759 | [11 empty] | 1 | [7 empty] | 29.3 | 105.9127 | 19.6135 | 158.22 | 791.1 | 25.1943 | #REF! | #REF! | #REF! | #REF! | 29.3 | 19.2889 | 3.572 | 158.22 | 791.1 | 25.1943 | #REF! | #REF! | #REF! | #REF! | 29.3 | 106.6611 | 19.7521 | 158.22 | 791.1 | 25.1943 | #REF! | #REF! | #REF! | #REF! | 29.3 | 271.8664 | 50.3456 | 158.22 | 791.1 | 25.1943 | #REF! | #REF! | #REF! | #REF! | 29.3 | 515.281 | 95.4224 | 158.22 | 791.1 | 25.1943 | #REF! | #REF! | #REF! | 2 | 29.3 | 840.1399 | 155.5815 | 158.22 | 791.1 | 25.1943 | #REF! | #REF! | #REF! | 2 | 29.3 | 1242.8602 | 230.1593 | 158.22 | 791.1 | 25.1943 | #REF! | #REF! | #REF! | 2 | 29.3 | 1722.1 | 318.9074 | 158.22 | 791.1 | 25.1943 | #REF! | #REF! | #REF!
| 2 | 29.65 | 12.0768 | 37.4788 | 0.05026 | 160.11 | 2.2364 | 37.4788 | 160.11 | 96.066 | 8.4594 | 800.55 | 25.4952 | 92.8978 | 459.9179 | 27.4444 | -422.4391 | -25.2079 | [11 empty] | 1 | [7 empty] | 29.35 | 106.8533 | 19.7876 | 158.49 | 792.45 | 25.2373 | #REF! | #REF! | #REF! | #REF! | 29.35 | 18.8781 | 3.4959 | 158.49 | 792.45 | 25.2373 | #REF! | #REF! | #REF! | #REF! | 29.35 | 105.971 | 19.6243 | 158.49 | 792.45 | 25.2373 | #REF! | #REF! | #REF! | #REF! | 29.35 | 270.8164 | 50.1512 | 158.49 | 792.45 | 25.2373 | #REF! | #REF! | #REF! | #REF! | 29.35 | 513.8487 | 95.1572 | 158.49 | 792.45 | 25.2373 | #REF! | #REF! | #REF! | 2 | 29.35 | 838.3129 | 155.2431 | 158.49 | 792.45 | 25.2373 | #REF! | #REF! | #REF! | 2 | 29.35 | 1240.671 | 229.7539 | 158.49 | 792.45 | 25.2373 | #REF! | #REF! | #REF! | 2 | 29.35 | 1719.5667 | 318.4383 | 158.49 | 792.45 | 25.2373 | #REF! | #REF! | #REF!
| 2 | 29.7 | 12.1408 | 37.7408 | 0.050611 | 160.38 | 2.2483 | 37.7408 | 160.38 | 96.228 | 8.4594 | 801.9 | 25.5382 | 92.906 | 461.4295 | 27.4882 | -423.6887 | -25.2399 | [11 empty] | 1 | [7 empty] | 29.4 | 107.7986 | 19.9627 | 158.76 | 793.8 | 25.2803 | #REF! | #REF! | #REF! | #REF! | 29.4 | 18.4664 | 3.4197 | 158.76 | 793.8 | 25.2803 | #REF! | #REF! | #REF! | #REF! | 29.4 | 105.2824 | 19.4967 | 158.76 | 793.8 | 25.2803 | #REF! | #REF! | #REF! | #REF! | 29.4 | 269.7683 | 49.9571 | 158.76 | 793.8 | 25.2803 | #REF! | #REF! | #REF! | #REF! | 29.4 | 512.4184 | 94.8923 | 158.76 | 793.8 | 25.2803 | #REF! | #REF! | #REF! | 2 | 29.4 | 836.4876 | 154.9051 | 158.76 | 793.8 | 25.2803 | #REF! | #REF! | #REF! | 2 | 29.4 | 1238.4831 | 229.3487 | 158.76 | 793.8 | 25.2803 | #REF! | #REF! | #REF! | 2 | 29.4 | 1717.0346 | 317.9694 | 158.76 | 793.8 | 25.2803 | #REF! | #REF! | #REF!
| 2 | 29.75 | 12.2049 | 38.004 | 0.050964 | 160.65 | 2.2602 | 38.004 | 160.65 | 96.39 | 8.4594 | 803.25 | 25.5812 | 92.9142 | 462.9436 | 27.5321 | -424.9396 | -25.2719 | [11 empty] | 1 | [7 empty] | 29.45 | 108.7487 | 20.1387 | 159.03 | 795.15 | 25.3232 | #REF! | #REF! | #REF! | #REF! | 29.45 | 18.0539 | 3.3433 | 159.03 | 795.15 | 25.3232 | #REF! | #REF! | #REF! | #REF! | 29.45 | 104.5953 | 19.3695 | 159.03 | 795.15 | 25.3232 | #REF! | #REF! | #REF! | #REF! | 29.45 | 268.7221 | 49.7633 | 159.03 | 795.15 | 25.3232 | #REF! | #REF! | #REF! | #REF! | 29.45 | 510.9901 | 94.6278 | 159.03 | 795.15 | 25.3232 | #REF! | #REF! | #REF! | 2 | 29.45 | 834.664 | 154.5674 | 159.03 | 795.15 | 25.3232 | #REF! | #REF! | #REF! | 2 | 29.45 | 1236.2965 | 228.9438 | 159.03 | 795.15 | 25.3232 | #REF! | #REF! | #REF! | 2 | 29.45 | 1714.5037 | 317.5007 | 159.03 | 795.15 | 25.3232 | #REF! | #REF! | #REF!
| 2 | 29.8 | 12.2692 | 38.2684 | 0.051319 | 160.92 | 2.2721 | 38.2684 | 160.92 | 96.552 | 8.4594 | 804.6 | 25.6242 | 92.9224 | 464.4602 | 27.5759 | -426.1918 | -25.3039 | [11 empty] | 1 | [7 empty] | 29.5 | 109.7035 | 20.3155 | 159.3 | 796.5 | 25.3662 | #REF! | #REF! | #REF! | #REF! | 29.5 | 17.6406 | 3.2668 | 159.3 | 796.5 | 25.3662 | #REF! | #REF! | #REF! | #REF! | 29.5 | 103.9097 | 19.2425 | 159.3 | 796.5 | 25.3662 | #REF! | #REF! | #REF! | #REF! | 29.5 | 267.6777 | 49.5699 | 159.3 | 796.5 | 25.3662 | #REF! | #REF! | #REF! | #REF! | 29.5 | 509.5638 | 94.3637 | 159.3 | 796.5 | 25.3662 | #REF! | #REF! | #REF! | 2 | 29.5 | 832.8419 | 154.23 | 159.3 | 796.5 | 25.3662 | #REF! | #REF! | #REF! | 2 | 29.5 | 1234.1114 | 228.5391 | 159.3 | 796.5 | 25.3662 | #REF! | #REF! | #REF! | 2 | 29.5 | 1711.974 | 317.0322 | 159.3 | 796.5 | 25.3662 | #REF! | #REF! | #REF!
| 2 | 29.85 | 12.3336 | 38.5339 | 0.051675 | 161.19 | 2.284 | 38.5339 | 161.19 | 96.714 | 8.4594 | 805.95 | 25.6672 | 92.9305 | 465.9793 | 27.6198 | -427.4454 | -25.3358 | [11 empty] | 1 | [7 empty] | 29.55 | 110.6631 | 20.4932 | 159.57 | 797.85 | 25.4092 | #REF! | #REF! | #REF! | #REF! | 29.55 | 17.2263 | 3.1901 | 159.57 | 797.85 | 25.4092 | #REF! | #REF! | #REF! | #REF! | 29.55 | 103.2257 | 19.1159 | 159.57 | 797.85 | 25.4092 | #REF! | #REF! | #REF! | #REF! | 29.55 | 266.6352 | 49.3769 | 159.57 | 797.85 | 25.4092 | #REF! | #REF! | #REF! | #REF! | 29.55 | 508.1395 | 94.0999 | 159.57 | 797.85 | 25.4092 | #REF! | #REF! | #REF! | 2 | 29.55 | 831.0216 | 153.8929 | 159.57 | 797.85 | 25.4092 | #REF! | #REF! | #REF! | 2 | 29.55 | 1231.9276 | 228.1347 | 159.57 | 797.85 | 25.4092 | #REF! | #REF! | #REF! | 2 | 29.55 | 1709.4454 | 316.564 | 159.57 | 797.85 | 25.4092 | #REF! | #REF! | #REF!
| 2 | 29.9 | 12.3982 | 38.8007 | 0.052033 | 161.46 | 2.296 | 38.8007 | 161.46 | 96.876 | 8.4594 | 807.3 | 25.7102 | 92.9386 | 467.501 | 27.6636 | -428.7002 | -25.3677 | [11 empty] | 1 | [7 empty] | 29.6 | 111.6274 | 20.6717 | 159.84 | 799.2 | 25.4522 | #REF! | #REF! | #REF! | #REF! | 29.6 | 16.8112 | 3.1132 | 159.84 | 799.2 | 25.4522 | #REF! | #REF! | #REF! | #REF! | 29.6 | 102.5432 | 18.9895 | 159.84 | 799.2 | 25.4522 | #REF! | #REF! | #REF! | #REF! | 29.6 | 265.5947 | 49.1842 | 159.84 | 799.2 | 25.4522 | #REF! | #REF! | #REF! | #REF! | 29.6 | 506.7172 | 93.8365 | 159.84 | 799.2 | 25.4522 | #REF! | #REF! | #REF! | 2 | 29.6 | 829.2029 | 153.5561 | 159.84 | 799.2 | 25.4522 | #REF! | #REF! | #REF! | 2 | 29.6 | 1229.7451 | 227.7306 | 159.84 | 799.2 | 25.4522 | #REF! | #REF! | #REF! | 2 | 29.6 | 1706.918 | 316.0959 | 159.84 | 799.2 | 25.4522 | #REF! | #REF! | #REF!
| 2 | 29.95 | 12.463 | 39.0687 | 0.052392 | 161.73 | 2.308 | 39.0687 | 161.73 | 97.038 | 8.4594 | 808.65 | 25.7532 | 92.9467 | 469.0252 | 27.7075 | -429.9564 | -25.3995 | [11 empty] | 1 | [7 empty] | 29.65 | 112.5965 | 20.8512 | 160.11 | 800.55 | 25.4952 | #REF! | #REF! | #REF! | #REF! | 29.65 | 16.3951 | 3.0361 | 160.11 | 800.55 | 25.4952 | #REF! | #REF! | #REF! | #REF! | 29.65 | 101.8622 | 18.8634 | 160.11 | 800.55 | 25.4952 | #REF! | #REF! | #REF! | #REF! | 29.65 | 264.556 | 48.9919 | 160.11 | 800.55 | 25.4952 | #REF! | #REF! | #REF! | #REF! | 29.65 | 505.2969 | 93.5735 | 160.11 | 800.55 | 25.4952 | #REF! | #REF! | #REF! | 2 | 29.65 | 827.3858 | 153.2196 | 160.11 | 800.55 | 25.4952 | #REF! | #REF! | #REF! | 2 | 29.65 | 1227.5641 | 227.3267 | 160.11 | 800.55 | 25.4952 | #REF! | #REF! | #REF! | 2 | 29.65 | 1704.3917 | 315.6281 | 160.11 | 800.55 | 25.4952 | #REF! | #REF! | #REF!
| 2 | 30 | 12.528 | 39.3379 | 0.052753 | 162 | 2.32 | 39.3379 | 162 | 97.2 | 8.4594 | 810 | 25.7962 | 92.9547 | 470.5519 | 27.7513 | -431.2139 | -25.4313 | [11 empty] | 1 | [7 empty] | 29.7 | 113.5703 | 21.0315 | 160.38 | 801.9 | 25.5382 | #REF! | #REF! | #REF! | #REF! | 29.7 | 15.9781 | 2.9589 | 160.38 | 801.9 | 25.5382 | #REF! | #REF! | #REF! | #REF! | 29.7 | 101.1828 | 18.7376 | 160.38 | 801.9 | 25.5382 | #REF! | #REF! | #REF! | #REF! | 29.7 | 263.5193 | 48.7999 | 160.38 | 801.9 | 25.5382 | #REF! | #REF! | #REF! | #REF! | 29.7 | 503.8786 | 93.3109 | 160.38 | 801.9 | 25.5382 | #REF! | #REF! | #REF! | 2 | 29.7 | 825.5704 | 152.8834 | 160.38 | 801.9 | 25.5382 | #REF! | #REF! | #REF! | 2 | 29.7 | 1225.3844 | 226.923 | 160.38 | 801.9 | 25.5382 | #REF! | #REF! | #REF! | 2 | 29.7 | 1701.8666 | 315.1605 | 160.38 | 801.9 | 25.5382 | #REF! | #REF! | #REF!
| 2 | 30.05 | 12.5931 | 39.6083 | 0.053116 | 162.27 | 2.3321 | 39.6083 | 162.27 | 97.362 | 8.4594 | 811.35 | 25.8392 | 92.9627 | 472.0811 | 27.7952 | -432.4728 | -25.4632 | [11 empty] | 1 | [7 empty] | 29.75 | 114.5488 | 21.2127 | 160.65 | 803.25 | 25.5812 | #REF! | #REF! | #REF! | #REF! | 29.75 | 15.5602 | 2.8815 | 160.65 | 803.25 | 25.5812 | #REF! | #REF! | #REF! | #REF! | 29.75 | 100.505 | 18.612 | 160.65 | 803.25 | 25.5812 | #REF! | #REF! | #REF! | #REF! | 29.75 | 262.4844 | 48.6082 | 160.65 | 803.25 | 25.5812 | #REF! | #REF! | #REF! | #REF! | 29.75 | 502.4623 | 93.0486 | 160.65 | 803.25 | 25.5812 | #REF! | #REF! | #REF! | 2 | 29.75 | 823.7567 | 152.5475 | 160.65 | 803.25 | 25.5812 | #REF! | #REF! | #REF! | 2 | 29.75 | 1223.206 | 226.5196 | 160.65 | 803.25 | 25.5812 | #REF! | #REF! | #REF! | 2 | 29.75 | 1699.3427 | 314.6931 | 160.65 | 803.25 | 25.5812 | #REF! | #REF! | #REF!
| 2 | 30.1 | 12.6584 | 39.88 | 0.05348 | 162.54 | 2.3442 | 39.88 | 162.54 | 97.524 | 8.4594 | 812.7 | 25.8822 | 92.9706 | 473.6129 | 27.8391 | -433.7329 | -25.4949 | [11 empty] | 1 | [7 empty] | 29.8 | 115.5321 | 21.3948 | 160.92 | 804.6 | 25.6242 | #REF! | #REF! | #REF! | #REF! | 29.8 | 15.1413 | 2.8039 | 160.92 | 804.6 | 25.6242 | #REF! | #REF! | #REF! | #REF! | 29.8 | 99.8287 | 18.4868 | 160.92 | 804.6 | 25.6242 | #REF! | #REF! | #REF! | #REF! | 29.8 | 261.4515 | 48.4169 | 160.92 | 804.6 | 25.6242 | #REF! | #REF! | #REF! | #REF! | 29.8 | 501.0481 | 92.7867 | 160.92 | 804.6 | 25.6242 | #REF! | #REF! | #REF! | 2 | 29.8 | 821.9446 | 152.212 | 160.92 | 804.6 | 25.6242 | #REF! | #REF! | #REF! | 2 | 29.8 | 1221.0291 | 226.1165 | 160.92 | 804.6 | 25.6242 | #REF! | #REF! | #REF! | 2 | 29.8 | 1696.82 | 314.2259 | 160.92 | 804.6 | 25.6242 | #REF! | #REF! | #REF!
| 2 | 30.15 | 12.7239 | 40.1528 | 0.053846 | 162.81 | 2.3563 | 40.1528 | 162.81 | 97.686 | 8.4594 | 814.05 | 25.9252 | 92.9785 | 475.1472 | 27.8829 | -434.9944 | -25.5267 | [11 empty] | 1 | [7 empty] | 29.85 | 116.5202 | 21.5778 | 161.19 | 805.95 | 25.6672 | #REF! | #REF! | #REF! | #REF! | 29.85 | 14.7214 | 2.7262 | 161.19 | 805.95 | 25.6672 | #REF! | #REF! | #REF! | #REF! | 29.85 | 99.154 | 18.3618 | 161.19 | 805.95 | 25.6672 | #REF! | #REF! | #REF! | #REF! | 29.85 | 260.4205 | 48.226 | 161.19 | 805.95 | 25.6672 | #REF! | #REF! | #REF! | #REF! | 29.85 | 499.6358 | 92.5252 | 161.19 | 805.95 | 25.6672 | #REF! | #REF! | #REF! | 2 | 29.85 | 820.1343 | 151.8767 | 161.19 | 805.95 | 25.6672 | #REF! | #REF! | #REF! | 2 | 29.85 | 1218.8535 | 225.7136 | 161.19 | 805.95 | 25.6672 | #REF! | #REF! | #REF! | 2 | 29.85 | 1694.2984 | 313.759 | 161.19 | 805.95 | 25.6672 | #REF! | #REF! | #REF!
| 2 | 30.2 | 12.7895 | 40.4269 | 0.054213 | 163.08 | 2.3684 | 40.4269 | 163.08 | 97.848 | 8.4594 | 815.4 | 25.9682 | 92.9864 | 476.684 | 27.9268 | -436.2571 | -25.5584 | [11 empty] | 1 | [7 empty] | 29.9 | 117.5129 | 21.7617 | 161.46 | 807.3 | 25.7102 | #REF! | #REF! | #REF! | #REF! | 29.9 | 14.3006 | 2.6483 | 161.46 | 807.3 | 25.7102 | #REF! | #REF! | #REF! | #REF! | 29.9 | 98.4808 | 18.2372 | 161.46 | 807.3 | 25.7102 | #REF! | #REF! | #REF! | #REF! | 29.9 | 259.3915 | 48.0355 | 161.46 | 807.3 | 25.7102 | #REF! | #REF! | #REF! | #REF! | 29.9 | 498.2256 | 92.264 | 161.46 | 807.3 | 25.7102 | #REF! | #REF! | #REF! | 2 | 29.9 | 818.3256 | 151.5418 | 161.46 | 807.3 | 25.7102 | #REF! | #REF! | #REF! | 2 | 29.9 | 1216.6793 | 225.311 | 161.46 | 807.3 | 25.7102 | #REF! | #REF! | #REF! | 2 | 29.9 | 1691.778 | 313.2922 | 161.46 | 807.3 | 25.7102 | #REF! | #REF! | #REF!
| 2 | 30.25 | 12.8553 | 40.7021 | 0.054582 | 163.35 | 2.3806 | 40.7021 | 163.35 | 98.01 | 8.4594 | 816.75 | 26.0111 | 92.9943 | 478.2234 | 27.9707 | -437.5212 | -25.5901 | [11 empty] | 1 | [7 empty] | 29.95 | 118.5105 | 21.9464 | 161.73 | 808.65 | 25.7532 | #REF! | #REF! | #REF! | #REF! | 29.95 | 13.8787 | 2.5701 | 161.73 | 808.65 | 25.7532 | #REF! | #REF! | #REF! | #REF! | 29.95 | 97.8093 | 18.1128 | 161.73 | 808.65 | 25.7532 | #REF! | #REF! | #REF! | #REF! | 29.95 | 258.3644 | 47.8453 | 161.73 | 808.65 | 25.7532 | #REF! | #REF! | #REF! | #REF! | 29.95 | 496.8174 | 92.0032 | 161.73 | 808.65 | 25.7532 | #REF! | #REF! | #REF! | 2 | 29.95 | 816.5185 | 151.2071 | 161.73 | 808.65 | 25.7532 | #REF! | #REF! | #REF! | 2 | 29.95 | 1214.5065 | 224.9086 | 161.73 | 808.65 | 25.7532 | #REF! | #REF! | #REF! | 2 | 29.95 | 1689.2588 | 312.8257 | 161.73 | 808.65 | 25.7532 | #REF! | #REF! | #REF!
| 2 | 30.3 | 12.9213 | 40.9786 | 0.054953 | 163.62 | 2.3928 | 40.9786 | 163.62 | 98.172 | 8.4594 | 818.1 | 26.0541 | 93.0021 | 479.7652 | 28.0146 | -438.7866 | -25.6217 | [11 empty] | 1 | [7 empty] | 30 | 119.5127 | 22.132 | 162 | 810 | 25.7962 | #REF! | #REF! | #REF! | #REF! | 30 | 13.4558 | 2.4918 | 162 | 810 | 25.7962 | #REF! | #REF! | #REF! | #REF! | 30 | 97.1394 | 17.9888 | 162 | 810 | 25.7962 | #REF! | #REF! | #REF! | #REF! | 30 | 257.3392 | 47.6554 | 162 | 810 | 25.7962 | #REF! | #REF! | #REF! | #REF! | 30 | 495.4113 | 91.7428 | 162 | 810 | 25.7962 | #REF! | #REF! | #REF! | 2 | 30 | 814.7132 | 150.8728 | 162 | 810 | 25.7962 | #REF! | #REF! | #REF! | 2 | 30 | 1212.3351 | 224.5065 | 162 | 810 | 25.7962 | #REF! | #REF! | #REF! | 2 | 30 | 1686.7407 | 312.3594 | 162 | 810 | 25.7962 | #REF! | #REF! | #REF!
| 2 | 30.35 | 12.9875 | 41.2564 | 0.055326 | 163.89 | 2.4051 | 41.2564 | 163.89 | 98.334 | 8.4594 | 819.45 | 26.0971 | 93.0099 | 481.3097 | 28.0585 | -440.0533 | -25.6534 | [11 empty] | 1 | [7 empty] | 30.05 | 120.5197 | 22.3185 | 162.27 | 811.35 | 25.8392 | #REF! | #REF! | #REF! | #REF! | 30.05 | 13.0319 | 2.4133 | 162.27 | 811.35 | 25.8392 | #REF! | #REF! | #REF! | #REF! | 30.05 | 96.471 | 17.865 | 162.27 | 811.35 | 25.8392 | #REF! | #REF! | #REF! | #REF! | 30.05 | 256.316 | 47.4659 | 162.27 | 811.35 | 25.8392 | #REF! | #REF! | #REF! | #REF! | 30.05 | 494.0072 | 91.4828 | 162.27 | 811.35 | 25.8392 | #REF! | #REF! | #REF! | 2 | 30.05 | 812.9096 | 150.5388 | 162.27 | 811.35 | 25.8392 | #REF! | #REF! | #REF! | 2 | 30.05 | 1210.1651 | 224.1046 | 162.27 | 811.35 | 25.8392 | #REF! | #REF! | #REF! | 2 | 30.05 | 1684.2238 | 311.8933 | 162.27 | 811.35 | 25.8392 | #REF! | #REF! | #REF!
| 2 | 30.4 | 13.0538 | 41.5353 | 0.0557 | 164.16 | 2.4174 | 41.5353 | 164.16 | 98.496 | 8.4594 | 820.8 | 26.1401 | 93.0176 | 482.8566 | 28.1023 | -441.3213 | -25.685 | [11 empty] | 1 | [7 empty] | 30.1 | 121.5315 | 22.5058 | 162.54 | 812.7 | 25.8822 | #REF! | #REF! | #REF! | #REF! | 30.1 | 12.607 | 2.3346 | 162.54 | 812.7 | 25.8822 | #REF! | #REF! | #REF! | #REF! | 30.1 | 95.8043 | 17.7415 | 162.54 | 812.7 | 25.8822 | #REF! | #REF! | #REF! | #REF! | 30.1 | 255.2947 | 47.2768 | 162.54 | 812.7 | 25.8822 | #REF! | #REF! | #REF! | #REF! | 30.1 | 492.6051 | 91.2232 | 162.54 | 812.7 | 25.8822 | #REF! | #REF! | #REF! | 2 | 30.1 | 811.1076 | 150.2051 | 162.54 | 812.7 | 25.8822 | #REF! | #REF! | #REF! | 2 | 30.1 | 1207.9964 | 223.703 | 162.54 | 812.7 | 25.8822 | #REF! | #REF! | #REF! | 2 | 30.1 | 1681.7081 | 311.4274 | 162.54 | 812.7 | 25.8822 | #REF! | #REF! | #REF!
| 2 | 30.45 | 13.1202 | 41.8155 | 0.056076 | 164.43 | 2.4297 | 41.8155 | 164.43 | 98.658 | 8.4594 | 822.15 | 26.1831 | 93.0253 | 484.4061 | 28.1462 | -442.5905 | -25.7165 | [11 empty] | 1 | [7 empty] | 30.15 | 122.548 | 22.6941 | 162.81 | 814.05 | 25.9252 | #REF! | #REF! | #REF! | #REF! | 30.15 | 12.181 | 2.2557 | 162.81 | 814.05 | 25.9252 | #REF! | #REF! | #REF! | #REF! | 30.15 | 95.1392 | 17.6184 | 162.81 | 814.05 | 25.9252 | #REF! | #REF! | #REF! | #REF! | 30.15 | 254.2754 | 47.088 | 162.81 | 814.05 | 25.9252 | #REF! | #REF! | #REF! | #REF! | 30.15 | 491.205 | 90.9639 | 162.81 | 814.05 | 25.9252 | #REF! | #REF! | #REF! | 2 | 30.15 | 809.3074 | 149.8717 | 162.81 | 814.05 | 25.9252 | #REF! | #REF! | #REF! | 2 | 30.15 | 1205.8292 | 223.3017 | 162.81 | 814.05 | 25.9252 | #REF! | #REF! | #REF! | 2 | 30.15 | 1679.1936 | 310.9618 | 162.81 | 814.05 | 25.9252 | #REF! | #REF! | #REF!
| 2 | 30.5 | 13.1869 | 42.097 | 0.056453 | 164.7 | 2.442 | 42.097 | 164.7 | 98.82 | 8.4594 | 823.5 | 26.2261 | 93.033 | 485.9581 | 28.1901 | -443.8611 | -25.7481 | [11 empty] | 1 | [7 empty] | 30.2 | 123.5692 | 22.8832 | 163.08 | 815.4 | 25.9682 | #REF! | #REF! | #REF! | #REF! | 30.2 | 11.7539 | 2.1766 | 163.08 | 815.4 | 25.9682 | #REF! | #REF! | #REF! | #REF! | 30.2 | 94.4758 | 17.4955 | 163.08 | 815.4 | 25.9682 | #REF! | #REF! | #REF! | #REF! | 30.2 | 253.258 | 46.8996 | 163.08 | 815.4 | 25.9682 | #REF! | #REF! | #REF! | #REF! | 30.2 | 489.807 | 90.705 | 163.08 | 815.4 | 25.9682 | #REF! | #REF! | #REF! | 2 | 30.2 | 807.5088 | 149.5387 | 163.08 | 815.4 | 25.9682 | #REF! | #REF! | #REF! | 2 | 30.2 | 1203.6634 | 222.9006 | 163.08 | 815.4 | 25.9682 | #REF! | #REF! | #REF! | 2 | 30.2 | 1676.6802 | 310.4963 | 163.08 | 815.4 | 25.9682 | #REF! | #REF! | #REF!
| 2 | 30.55 | 13.2537 | 42.3796 | 0.056832 | 164.97 | 2.4544 | 42.3796 | 164.97 | 98.982 | 8.4594 | 824.85 | 26.2691 | 93.0407 | 487.5126 | 28.234 | -445.133 | -25.7796 | [11 empty] | 1 | [7 empty] | 30.25 | 124.5952 | 23.0732 | 163.35 | 816.75 | 26.0111 | #REF! | #REF! | #REF! | #REF! | 30.25 | 11.3257 | 2.0974 | 163.35 | 816.75 | 26.0111 | #REF! | #REF! | #REF! | #REF! | 30.25 | 93.814 | 17.373 | 163.35 | 816.75 | 26.0111 | #REF! | #REF! | #REF! | #REF! | 30.25 | 252.2427 | 46.7116 | 163.35 | 816.75 | 26.0111 | #REF! | #REF! | #REF! | #REF! | 30.25 | 488.4111 | 90.4465 | 163.35 | 816.75 | 26.0111 | #REF! | #REF! | #REF! | 2 | 30.25 | 805.712 | 149.2059 | 163.35 | 816.75 | 26.0111 | #REF! | #REF! | #REF! | 2 | 30.25 | 1201.4989 | 222.4998 | 163.35 | 816.75 | 26.0111 | #REF! | #REF! | #REF! | 2 | 30.25 | 1674.168 | 310.0311 | 163.35 | 816.75 | 26.0111 | #REF! | #REF! | #REF!
| 2 | 30.6 | 13.3207 | 42.6635 | 0.057213 | 165.24 | 2.4668 | 42.6635 | 165.24 | 99.144 | 8.4594 | 826.2 | 26.3121 | 93.0483 | 489.0697 | 28.2779 | -446.4061 | -25.8111 | [11 empty] | 1 | [7 empty] | 30.3 | 125.6259 | 23.2641 | 163.62 | 818.1 | 26.0541 | #REF! | #REF! | #REF! | #REF! | 30.3 | 10.8965 | 2.0179 | 163.62 | 818.1 | 26.0541 | #REF! | #REF! | #REF! | #REF! | 30.3 | 93.1539 | 17.2507 | 163.62 | 818.1 | 26.0541 | #REF! | #REF! | #REF! | #REF! | 30.3 | 251.2292 | 46.5239 | 163.62 | 818.1 | 26.0541 | #REF! | #REF! | #REF! | #REF! | 30.3 | 487.0172 | 90.1884 | 163.62 | 818.1 | 26.0541 | #REF! | #REF! | #REF! | 2 | 30.3 | 803.9169 | 148.8735 | 163.62 | 818.1 | 26.0541 | #REF! | #REF! | #REF! | 2 | 30.3 | 1199.3359 | 222.0992 | 163.62 | 818.1 | 26.0541 | #REF! | #REF! | #REF! | 2 | 30.3 | 1671.657 | 309.5661 | 163.62 | 818.1 | 26.0541 | #REF! | #REF! | #REF!
| 2 | 30.65 | 13.3879 | 42.9487 | 0.057595 | 165.51 | 2.4792 | 42.9487 | 165.51 | 99.306 | 8.4594 | 827.55 | 26.3551 | 93.0559 | 490.6293 | 28.3218 | -447.6806 | -25.8426 | [11 empty] | 1 | [7 empty] | 30.35 | 126.6614 | 23.4558 | 163.89 | 819.45 | 26.0971 | #REF! | #REF! | #REF! | #REF! | 30.35 | 10.4661 | 1.9382 | 163.89 | 819.45 | 26.0971 | #REF! | #REF! | #REF! | #REF! | 30.35 | 92.4954 | 17.1288 | 163.89 | 819.45 | 26.0971 | #REF! | #REF! | #REF! | #REF! | 30.35 | 250.2178 | 46.3366 | 163.89 | 819.45 | 26.0971 | #REF! | #REF! | #REF! | #REF! | 30.35 | 485.6253 | 89.9306 | 163.89 | 819.45 | 26.0971 | #REF! | #REF! | #REF! | 2 | 30.35 | 802.1235 | 148.5414 | 163.89 | 819.45 | 26.0971 | #REF! | #REF! | #REF! | 2 | 30.35 | 1197.1743 | 221.6989 | 163.89 | 819.45 | 26.0971 | #REF! | #REF! | #REF! | 2 | 30.35 | 1669.1472 | 309.1013 | 163.89 | 819.45 | 26.0971 | #REF! | #REF! | #REF!
| 2 | 30.7 | 13.4552 | 43.2351 | 0.057979 | 165.78 | 2.4917 | 43.2351 | 165.78 | 99.468 | 8.4594 | 828.9 | 26.3981 | 93.0634 | 492.1914 | 28.3657 | -448.9563 | -25.874 | [11 empty] | 1 | [7 empty] | 30.4 | 127.7016 | 23.6484 | 164.16 | 820.8 | 26.1401 | #REF! | #REF! | #REF! | #REF! | 30.4 | 10.0345 | 1.8582 | 164.16 | 820.8 | 26.1401 | #REF! | #REF! | #REF! | #REF! | 30.4 | 91.8386 | 17.0071 | 164.16 | 820.8 | 26.1401 | #REF! | #REF! | #REF! | #REF! | 30.4 | 249.2084 | 46.1497 | 164.16 | 820.8 | 26.1401 | #REF! | #REF! | #REF! | #REF! | 30.4 | 484.2355 | 89.6732 | 164.16 | 820.8 | 26.1401 | #REF! | #REF! | #REF! | 2 | 30.4 | 800.3318 | 148.2096 | 164.16 | 820.8 | 26.1401 | #REF! | #REF! | #REF! | 2 | 30.4 | 1195.0141 | 221.2989 | 164.16 | 820.8 | 26.1401 | #REF! | #REF! | #REF! | 2 | 30.4 | 1666.6385 | 308.6368 | 164.16 | 820.8 | 26.1401 | #REF! | #REF! | #REF!
| 2 | 30.75 | 13.5227 | 43.5227 | 0.058365 | 166.05 | 2.5042 | 43.5227 | 166.05 | 99.63 | 8.4594 | 830.25 | 26.4411 | 93.0709 | 493.7561 | 28.4096 | -450.2333 | -25.9054 | [11 empty] | 1 | [7 empty] | 30.45 | 128.7466 | 23.842 | 164.43 | 822.15 | 26.1831 | #REF! | #REF! | #REF! | #REF! | 30.45 | 9.6019 | 1.7781 | 164.43 | 822.15 | 26.1831 | #REF! | #REF! | #REF! | #REF! | 30.45 | 91.1835 | 16.8858 | 164.43 | 822.15 | 26.1831 | #REF! | #REF! | #REF! | #REF! | 30.45 | 248.2009 | 45.9631 | 164.43 | 822.15 | 26.1831 | #REF! | #REF! | #REF! | #REF! | 30.45 | 482.8478 | 89.4163 | 164.43 | 822.15 | 26.1831 | #REF! | #REF! | #REF! | 2 | 30.45 | 798.5419 | 147.8781 | 164.43 | 822.15 | 26.1831 | #REF! | #REF! | #REF! | 2 | 30.45 | 1192.8552 | 220.8991 | 164.43 | 822.15 | 26.1831 | #REF! | #REF! | #REF! | 2 | 30.45 | 1664.131 | 308.1724 | 164.43 | 822.15 | 26.1831 | #REF! | #REF! | #REF!
| 2 | 30.8 | 13.5903 | 43.8116 | 0.058752 | 166.32 | 2.5167 | 43.8116 | 166.32 | 99.792 | 8.4594 | 831.6 | 26.4841 | 93.0784 | 495.3233 | 28.4535 | -451.5116 | -25.9368 | [11 empty] | 1 | [7 empty] | 30.5 | 129.7962 | 24.0363 | 164.7 | 823.5 | 26.2261 | #REF! | #REF! | #REF! | #REF! | 30.5 | 9.168 | 1.6978 | 164.7 | 823.5 | 26.2261 | #REF! | #REF! | #REF! | #REF! | 30.5 | 90.5301 | 16.7648 | 164.7 | 823.5 | 26.2261 | #REF! | #REF! | #REF! | #REF! | 30.5 | 247.1955 | 45.7769 | 164.7 | 823.5 | 26.2261 | #REF! | #REF! | #REF! | #REF! | 30.5 | 481.4621 | 89.1597 | 164.7 | 823.5 | 26.2261 | #REF! | #REF! | #REF! | 2 | 30.5 | 796.7537 | 147.547 | 164.7 | 823.5 | 26.2261 | #REF! | #REF! | #REF! | 2 | 30.5 | 1190.6979 | 220.4996 | 164.7 | 823.5 | 26.2261 | #REF! | #REF! | #REF! | 2 | 30.5 | 1661.6248 | 307.7083 | 164.7 | 823.5 | 26.2261 | #REF! | #REF! | #REF!
| 2 | 30.85 | 13.6582 | 44.1018 | 0.059141 | 166.59 | 2.5293 | 44.1018 | 166.59 | 99.954 | 8.4594 | 832.95 | 26.5271 | 93.0859 | 496.893 | 28.4974 | -452.7912 | -25.9681 | [11 empty] | 1 | [7 empty] | 30.55 | 130.8507 | 24.2316 | 164.97 | 824.85 | 26.2691 | #REF! | #REF! | #REF! | #REF! | 30.55 | 8.733 | 1.6172 | 164.97 | 824.85 | 26.2691 | #REF! | #REF! | #REF! | #REF! | 30.55 | 89.8783 | 16.6441 | 164.97 | 824.85 | 26.2691 | #REF! | #REF! | #REF! | #REF! | 30.55 | 246.192 | 45.5911 | 164.97 | 824.85 | 26.2691 | #REF! | #REF! | #REF! | #REF! | 30.55 | 480.0785 | 88.9034 | 164.97 | 824.85 | 26.2691 | #REF! | #REF! | #REF! | 2 | 30.55 | 794.9672 | 147.2161 | 164.97 | 824.85 | 26.2691 | #REF! | #REF! | #REF! | 2 | 30.55 | 1188.5419 | 220.1004 | 164.97 | 824.85 | 26.2691 | #REF! | #REF! | #REF! | 2 | 30.55 | 1659.1197 | 307.2444 | 164.97 | 824.85 | 26.2691 | #REF! | #REF! | #REF!
| 2 | 30.9 | 13.7262 | 44.3932 | 0.059532 | 166.86 | 2.5419 | 44.3932 | 166.86 | 100.116 | 8.4594 | 834.3 | 26.5701 | 93.0933 | 498.4653 | 28.5413 | -454.0721 | -25.9995 | [11 empty] | 1 | [7 empty] | 30.6 | 131.9099 | 24.4278 | 165.24 | 826.2 | 26.3121 | #REF! | #REF! | #REF! | #REF! | 30.6 | 8.2968 | 1.5364 | 165.24 | 826.2 | 26.3121 | #REF! | #REF! | #REF! | #REF! | 30.6 | 89.2283 | 16.5238 | 165.24 | 826.2 | 26.3121 | #REF! | #REF! | #REF! | #REF! | 30.6 | 245.1906 | 45.4057 | 165.24 | 826.2 | 26.3121 | #REF! | #REF! | #REF! | #REF! | 30.6 | 478.697 | 88.6476 | 165.24 | 826.2 | 26.3121 | #REF! | #REF! | #REF! | 2 | 30.6 | 793.1824 | 146.8856 | 165.24 | 826.2 | 26.3121 | #REF! | #REF! | #REF! | 2 | 30.6 | 1186.3873 | 219.7014 | 165.24 | 826.2 | 26.3121 | #REF! | #REF! | #REF! | 2 | 30.6 | 1656.6157 | 306.7807 | 165.24 | 826.2 | 26.3121 | #REF! | #REF! | #REF!
| 2 | 30.95 | 13.7943 | 44.6858 | 0.059925 | 167.13 | 2.5545 | 44.6858 | 167.13 | 100.278 | 8.4594 | 835.65 | 26.6131 | 93.1007 | 500.0401 | 28.5853 | -455.3542 | -26.0307 | [11 empty] | 1 | [7 empty] | 30.65 | 132.9738 | 24.6248 | 165.51 | 827.55 | 26.3551 | #REF! | #REF! | #REF! | #REF! | 30.65 | 7.8594 | 1.4554 | 165.51 | 827.55 | 26.3551 | #REF! | #REF! | #REF! | #REF! | 30.65 | 88.5801 | 16.4037 | 165.51 | 827.55 | 26.3551 | #REF! | #REF! | #REF! | #REF! | 30.65 | 244.1911 | 45.2206 | 165.51 | 827.55 | 26.3551 | #REF! | #REF! | #REF! | #REF! | 30.65 | 477.3175 | 88.3921 | 165.51 | 827.55 | 26.3551 | #REF! | #REF! | #REF! | 2 | 30.65 | 791.3994 | 146.5555 | 165.51 | 827.55 | 26.3551 | #REF! | #REF! | #REF! | 2 | 30.65 | 1184.2342 | 219.3026 | 165.51 | 827.55 | 26.3551 | #REF! | #REF! | #REF! | 2 | 30.65 | 1654.113 | 306.3172 | 165.51 | 827.55 | 26.3551 | #REF! | #REF! | #REF!
| 2 | 31 | 13.8627 | 44.9798 | 0.060319 | 167.4 | 2.5672 | 44.9798 | 167.4 | 100.44 | 8.4594 | 837 | 26.6561 | 93.108 | 501.6174 | 28.6292 | -456.6376 | -26.062 | [11 empty] | 1 | [7 empty] | 30.7 | 134.0425 | 24.8227 | 165.78 | 828.9 | 26.3981 | #REF! | #REF! | #REF! | #REF! | 30.7 | 7.4207 | 1.3742 | 165.78 | 828.9 | 26.3981 | #REF! | #REF! | #REF! | #REF! | 30.7 | 87.9335 | 16.284 | 165.78 | 828.9 | 26.3981 | #REF! | #REF! | #REF! | #REF! | 30.7 | 243.1937 | 45.0359 | 165.78 | 828.9 | 26.3981 | #REF! | #REF! | #REF! | #REF! | 30.7 | 475.9401 | 88.1371 | 165.78 | 828.9 | 26.3981 | #REF! | #REF! | #REF! | 2 | 30.7 | 789.6182 | 146.2256 | 165.78 | 828.9 | 26.3981 | #REF! | #REF! | #REF! | 2 | 30.7 | 1182.0825 | 218.9042 | 165.78 | 828.9 | 26.3981 | #REF! | #REF! | #REF! | 2 | 30.7 | 1651.6115 | 305.854 | 165.78 | 828.9 | 26.3981 | #REF! | #REF! | #REF!
| 2 | 31.05 | 13.9312 | 45.275 | 0.060715 | 167.67 | 2.5798 | 45.275 | 167.67 | 100.602 | 8.4594 | 838.35 | 26.699 | 93.1153 | 503.1973 | 28.6731 | -457.9223 | -26.0932 | [11 empty] | 1 | [7 empty] | 30.75 | 135.1159 | 25.0215 | 166.05 | 830.25 | 26.4411 | #REF! | #REF! | #REF! | #REF! | 30.75 | 6.9809 | 1.2928 | 166.05 | 830.25 | 26.4411 | #REF! | #REF! | #REF! | #REF! | 30.75 | 87.2887 | 16.1646 | 166.05 | 830.25 | 26.4411 | #REF! | #REF! | #REF! | #REF! | 30.75 | 242.1983 | 44.8515 | 166.05 | 830.25 | 26.4411 | #REF! | #REF! | #REF! | #REF! | 30.75 | 474.5648 | 87.8824 | 166.05 | 830.25 | 26.4411 | #REF! | #REF! | #REF! | 2 | 30.75 | 787.8387 | 145.8961 | 166.05 | 830.25 | 26.4411 | #REF! | #REF! | #REF! | 2 | 30.75 | 1179.9323 | 218.506 | 166.05 | 830.25 | 26.4411 | #REF! | #REF! | #REF! | 2 | 30.75 | 1649.1111 | 305.3909 | 166.05 | 830.25 | 26.4411 | #REF! | #REF! | #REF!
| 2 | 31.1 | 13.9999 | 45.5714 | 0.061112 | 167.94 | 2.5926 | 45.5714 | 167.94 | 100.764 | 8.4594 | 839.7 | 26.742 | 93.1226 | 504.7797 | 28.717 | -459.2082 | -26.1244 | [11 empty] | 1 | [7 empty] | 30.8 | 136.1941 | 25.2211 | 166.32 | 831.6 | 26.4841 | #REF! | #REF! | #REF! | #REF! | 30.8 | 6.5397 | 1.2111 | 166.32 | 831.6 | 26.4841 | #REF! | #REF! | #REF! | #REF! | 30.8 | 86.6457 | 16.0455 | 166.32 | 831.6 | 26.4841 | #REF! | #REF! | #REF! | #REF! | 30.8 | 241.205 | 44.6676 | 166.32 | 831.6 | 26.4841 | #REF! | #REF! | #REF! | #REF! | 30.8 | 473.1916 | 87.6281 | 166.32 | 831.6 | 26.4841 | #REF! | #REF! | #REF! | 2 | 30.8 | 786.061 | 145.5668 | 166.32 | 831.6 | 26.4841 | #REF! | #REF! | #REF! | 2 | 30.8 | 1177.7835 | 218.108 | 166.32 | 831.6 | 26.4841 | #REF! | #REF! | #REF! | 2 | 30.8 | 1646.6119 | 304.9281 | 166.32 | 831.6 | 26.4841 | #REF! | #REF! | #REF!
| 2 | 31.15 | 14.0687 | 45.8692 | 0.061512 | 168.21 | 2.6053 | 45.8692 | 168.21 | 100.926 | 8.4594 | 841.05 | 26.785 | 93.1299 | 506.3646 | 28.7609 | -460.4955 | -26.1556 | [11 empty] | 1 | [7 empty] | 30.85 | 137.277 | 25.4217 | 166.59 | 832.95 | 26.5271 | #REF! | #REF! | #REF! | #REF! | 30.85 | 6.0973 | 1.1291 | 166.59 | 832.95 | 26.5271 | #REF! | #REF! | #REF! | #REF! | 30.85 | 86.0044 | 15.9267 | 166.59 | 832.95 | 26.5271 | #REF! | #REF! | #REF! | #REF! | 30.85 | 240.2136 | 44.484 | 166.59 | 832.95 | 26.5271 | #REF! | #REF! | #REF! | #REF! | 30.85 | 471.8204 | 87.3742 | 166.59 | 832.95 | 26.5271 | #REF! | #REF! | #REF! | 2 | 30.85 | 784.285 | 145.238 | 166.59 | 832.95 | 26.5271 | #REF! | #REF! | #REF! | 2 | 30.85 | 1175.6361 | 217.7104 | 166.59 | 832.95 | 26.5271 | #REF! | #REF! | #REF! | 2 | 30.85 | 1644.114 | 304.4655 | 166.59 | 832.95 | 26.5271 | #REF! | #REF! | #REF!
| 2 | 31.2 | 14.1377 | 46.1681 | 0.061913 | 168.48 | 2.6181 | 46.1681 | 168.48 | 101.088 | 8.4594 | 842.4 | 26.828 | 93.1371 | 507.9521 | 28.8049 | -461.7839 | -26.1868 | [11 empty] | 1 | [7 empty] | 30.9 | 138.3646 | 25.6231 | 166.86 | 834.3 | 26.5701 | #REF! | #REF! | #REF! | #REF! | 30.9 | 5.6537 | 1.047 | 166.86 | 834.3 | 26.5701 | #REF! | #REF! | #REF! | #REF! | 30.9 | 85.3649 | 15.8083 | 166.86 | 834.3 | 26.5701 | #REF! | #REF! | #REF! | #REF! | 30.9 | 239.2243 | 44.3008 | 166.86 | 834.3 | 26.5701 | #REF! | #REF! | #REF! | #REF! | 30.9 | 470.4514 | 87.1206 | 166.86 | 834.3 | 26.5701 | #REF! | #REF! | #REF! | 2 | 30.9 | 782.5108 | 144.9094 | 166.86 | 834.3 | 26.5701 | #REF! | #REF! | #REF! | 2 | 30.9 | 1173.4901 | 217.313 | 166.86 | 834.3 | 26.5701 | #REF! | #REF! | #REF! | 2 | 30.9 | 1641.6172 | 304.0032 | 166.86 | 834.3 | 26.5701 | #REF! | #REF! | #REF!
| 2 | 31.25 | 14.2069 | 46.4684 | 0.062315 | 168.75 | 2.6309 | 46.4684 | 168.75 | 101.25 | 8.4594 | 843.75 | 26.871 | 93.1443 | 509.5421 | 28.8488 | -463.0737 | -26.2179 | [11 empty] | 1 | [7 empty] | 30.95 | 139.457 | 25.8254 | 167.13 | 835.65 | 26.6131 | #REF! | #REF! | #REF! | #REF! | 30.95 | 5.2087 | 0.96457 | 167.13 | 835.65 | 26.6131 | #REF! | #REF! | #REF! | #REF! | 30.95 | 84.7272 | 15.6902 | 167.13 | 835.65 | 26.6131 | #REF! | #REF! | #REF! | #REF! | 30.95 | 238.2371 | 44.118 | 167.13 | 835.65 | 26.6131 | #REF! | #REF! | #REF! | #REF! | 30.95 | 469.0844 | 86.8675 | 167.13 | 835.65 | 26.6131 | #REF! | #REF! | #REF! | 2 | 30.95 | 780.7383 | 144.5812 | 167.13 | 835.65 | 26.6131 | #REF! | #REF! | #REF! | 2 | 30.95 | 1171.3456 | 216.9159 | 167.13 | 835.65 | 26.6131 | #REF! | #REF! | #REF! | 2 | 30.95 | 1639.1216 | 303.541 | 167.13 | 835.65 | 26.6131 | #REF! | #REF! | #REF!
| 2 | 31.3 | 14.2763 | 46.77 | 0.06272 | 169.02 | 2.6438 | 46.77 | 169.02 | 101.412 | 8.4594 | 845.1 | 26.914 | 93.1515 | 511.1346 | 28.8927 | -464.3646 | -26.249 | [11 empty] | 1 | [7 empty] | 31 | 140.5541 | 26.0285 | 167.4 | 837 | 26.6561 | #REF! | #REF! | #REF! | #REF! | 31 | 4.7624 | 0.88193 | 167.4 | 837 | 26.6561 | #REF! | #REF! | #REF! | #REF! | 31 | 84.0912 | 15.5724 | 167.4 | 837 | 26.6561 | #REF! | #REF! | #REF! | #REF! | 31 | 237.2519 | 43.9355 | 167.4 | 837 | 26.6561 | #REF! | #REF! | #REF! | #REF! | 31 | 467.7195 | 86.6147 | 167.4 | 837 | 26.6561 | #REF! | #REF! | #REF! | 2 | 31 | 778.9677 | 144.2533 | 167.4 | 837 | 26.6561 | #REF! | #REF! | #REF! | 2 | 31 | 1169.2026 | 216.519 | 167.4 | 837 | 26.6561 | #REF! | #REF! | #REF! | 2 | 31 | 1636.6272 | 303.0791 | 167.4 | 837 | 26.6561 | #REF! | #REF! | #REF!
| 2 | 31.35 | 14.3458 | 47.0728 | 0.063126 | 169.29 | 2.6566 | 47.0728 | 169.29 | 101.574 | 8.4594 | 846.45 | 26.957 | 93.1586 | 512.7297 | 28.9367 | -465.6569 | -26.2801 | [11 empty] | 1 | [7 empty] | 31.05 | 141.656 | 26.2326 | 167.67 | 838.35 | 26.699 | #REF! | #REF! | #REF! | #REF! | 31.05 | 4.3148 | 0.79904 | 167.67 | 838.35 | 26.699 | #REF! | #REF! | #REF! | #REF! | 31.05 | 83.4571 | 15.455 | 167.67 | 838.35 | 26.699 | #REF! | #REF! | #REF! | #REF! | 31.05 | 236.2687 | 43.7535 | 167.67 | 838.35 | 26.699 | #REF! | #REF! | #REF! | #REF! | 31.05 | 466.3568 | 86.3624 | 167.67 | 838.35 | 26.699 | #REF! | #REF! | #REF! | 2 | 31.05 | 777.1988 | 143.9257 | 167.67 | 838.35 | 26.699 | #REF! | #REF! | #REF! | 2 | 31.05 | 1167.061 | 216.1224 | 167.67 | 838.35 | 26.699 | #REF! | #REF! | #REF! | 2 | 31.05 | 1634.134 | 302.6174 | 167.67 | 838.35 | 26.699 | #REF! | #REF! | #REF!
| 2 | 31.4 | 14.4155 | 47.3769 | 0.063533 | 169.56 | 2.6695 | 47.3769 | 169.56 | 101.736 | 8.4594 | 847.8 | 27 | 93.1657 | 514.3273 | 28.9806 | -466.9504 | -26.3111 | [11 empty] | 1 | [7 empty] | 31.1 | 142.7626 | 26.4375 | 167.94 | 839.7 | 26.742 | #REF! | #REF! | #REF! | #REF! | 31.1 | 3.8658 | 0.7159 | 167.94 | 839.7 | 26.742 | #REF! | #REF! | #REF! | #REF! | 31.1 | 82.8248 | 15.3379 | 167.94 | 839.7 | 26.742 | #REF! | #REF! | #REF! | #REF! | 31.1 | 235.2877 | 43.5718 | 167.94 | 839.7 | 26.742 | #REF! | #REF! | #REF! | #REF! | 31.1 | 464.9961 | 86.1104 | 167.94 | 839.7 | 26.742 | #REF! | #REF! | #REF! | 2 | 31.1 | 775.4317 | 143.5985 | 167.94 | 839.7 | 26.742 | #REF! | #REF! | #REF! | 2 | 31.1 | 1164.9208 | 215.7261 | 167.94 | 839.7 | 26.742 | #REF! | #REF! | #REF! | 2 | 31.1 | 1631.642 | 302.1559 | 167.94 | 839.7 | 26.742 | #REF! | #REF! | #REF!
| 2 | 31.45 | 14.4853 | 47.6823 | 0.063943 | 169.83 | 2.6825 | 47.6823 | 169.83 | 101.898 | 8.4594 | 849.15 | 27.043 | 93.1728 | 515.9275 | 29.0246 | -468.2451 | -26.3421 | [11 empty] | 1 | [7 empty] | 31.15 | 143.874 | 26.6433 | 168.21 | 841.05 | 26.785 | #REF! | #REF! | #REF! | #REF! | 31.15 | 3.4155 | 0.63251 | 168.21 | 841.05 | 26.785 | #REF! | #REF! | #REF! | #REF! | 31.15 | 82.1943 | 15.2212 | 168.21 | 841.05 | 26.785 | #REF! | #REF! | #REF! | #REF! | 31.15 | 234.3086 | 43.3905 | 168.21 | 841.05 | 26.785 | #REF! | #REF! | #REF! | #REF! | 31.15 | 463.6375 | 85.8588 | 168.21 | 841.05 | 26.785 | #REF! | #REF! | #REF! | 2 | 31.15 | 773.6663 | 143.2715 | 168.21 | 841.05 | 26.785 | #REF! | #REF! | #REF! | 2 | 31.15 | 1162.7821 | 215.33 | 168.21 | 841.05 | 26.785 | #REF! | #REF! | #REF! | 2 | 31.15 | 1629.1512 | 301.6947 | 168.21 | 841.05 | 26.785 | #REF! | #REF! | #REF!
| 2 | 31.5 | 14.5554 | 47.989 | 0.064354 | 170.1 | 2.6954 | 47.989 | 170.1 | 102.06 | 8.4594 | 850.5 | 27.086 | 93.1798 | 517.5302 | 29.0685 | -469.5411 | -26.3731 | [11 empty] | 1 | [7 empty] | 31.2 | 144.9901 | 26.85 | 168.48 | 842.4 | 26.828 | #REF! | #REF! | #REF! | #REF! | 31.2 | 2.9639 | 0.54886 | 168.48 | 842.4 | 26.828 | #REF! | #REF! | #REF! | #REF! | 31.2 | 81.5657 | 15.1048 | 168.48 | 842.4 | 26.828 | #REF! | #REF! | #REF! | #REF! | 31.2 | 233.3317 | 43.2096 | 168.48 | 842.4 | 26.828 | #REF! | #REF! | #REF! | #REF! | 31.2 | 462.281 | 85.6076 | 168.48 | 842.4 | 26.828 | #REF! | #REF! | #REF! | 2 | 31.2 | 771.9028 | 142.945 | 168.48 | 842.4 | 26.828 | #REF! | #REF! | #REF! | 2 | 31.2 | 1160.6449 | 214.9342 | 168.48 | 842.4 | 26.828 | #REF! | #REF! | #REF! | 2 | 31.2 | 1626.6616 | 301.2336 | 168.48 | 842.4 | 26.828 | #REF! | #REF! | #REF!
| 2 | 31.55 | 14.6256 | 48.297 | 0.064767 | 170.37 | 2.7084 | 48.297 | 170.37 | 102.222 | 8.4594 | 851.85 | 27.129 | 93.1868 | 519.1354 | 29.1125 | -470.8384 | -26.404 | [11 empty] | 1 | [7 empty] | 31.25 | 146.111 | 27.0576 | 168.75 | 843.75 | 26.871 | #REF! | #REF! | #REF! | #REF! | 31.25 | 2.5108 | 0.46496 | 168.75 | 843.75 | 26.871 | #REF! | #REF! | #REF! | #REF! | 31.25 | 80.9389 | 14.9887 | 168.75 | 843.75 | 26.871 | #REF! | #REF! | #REF! | #REF! | 31.25 | 232.3568 | 43.029 | 168.75 | 843.75 | 26.871 | #REF! | #REF! | #REF! | #REF! | 31.25 | 460.9267 | 85.3568 | 168.75 | 843.75 | 26.871 | #REF! | #REF! | #REF! | 2 | 31.25 | 770.1411 | 142.6187 | 168.75 | 843.75 | 26.871 | #REF! | #REF! | #REF! | 2 | 31.25 | 1158.5092 | 214.5387 | 168.75 | 843.75 | 26.871 | #REF! | #REF! | #REF! | 2 | 31.25 | 1624.1732 | 300.7728 | 168.75 | 843.75 | 26.871 | #REF! | #REF! | #REF!
| 2 | 31.6 | 14.6959 | 48.6063 | 0.065182 | 170.64 | 2.7215 | 48.6063 | 170.64 | 102.384 | 8.4594 | 853.2 | 27.172 | 93.1938 | 520.7431 | 29.1564 | -472.1369 | -26.435 | [11 empty] | 1 | [7 empty] | 31.3 | 147.2365 | 27.266 | 169.02 | 845.1 | 26.914 | #REF! | #REF! | #REF! | #REF! | 31.3 | 2.0564 | 0.38081 | 169.02 | 845.1 | 26.914 | #REF! | #REF! | #REF! | #REF! | 31.3 | 80.314 | 14.873 | 169.02 | 845.1 | 26.914 | #REF! | #REF! | #REF! | #REF! | 31.3 | 231.384 | 42.8489 | 169.02 | 845.1 | 26.914 | #REF! | #REF! | #REF! | #REF! | 31.3 | 459.5744 | 85.1064 | 169.02 | 845.1 | 26.914 | #REF! | #REF! | #REF! | 2 | 31.3 | 768.3812 | 142.2928 | 169.02 | 845.1 | 26.914 | #REF! | #REF! | #REF! | 2 | 31.3 | 1156.3749 | 214.1435 | 169.02 | 845.1 | 26.914 | #REF! | #REF! | #REF! | 2 | 31.3 | 1621.6861 | 300.3122 | 169.02 | 845.1 | 26.914 | #REF! | #REF! | #REF!
| 2 | 31.65 | 14.7665 | 48.9168 | 0.065599 | 170.91 | 2.7345 | 48.9168 | 170.91 | 102.546 | 8.4594 | 854.55 | 27.215 | 93.2007 | 522.3534 | 29.2004 | -473.4366 | -26.4659 | [11 empty] | 1 | [7 empty] | 31.35 | 148.3669 | 27.4753 | 169.29 | 846.45 | 26.957 | #REF! | #REF! | #REF! | #REF! | 31.35 | 1.6005 | 0.29639 | 169.29 | 846.45 | 26.957 | #REF! | #REF! | #REF! | #REF! | 31.35 | 79.6909 | 14.7576 | 169.29 | 846.45 | 26.957 | #REF! | #REF! | #REF! | #REF! | 31.35 | 230.4133 | 42.6691 | 169.29 | 846.45 | 26.957 | #REF! | #REF! | #REF! | #REF! | 31.35 | 458.2242 | 84.8563 | 169.29 | 846.45 | 26.957 | #REF! | #REF! | #REF! | 2 | 31.35 | 766.623 | 141.9672 | 169.29 | 846.45 | 26.957 | #REF! | #REF! | #REF! | 2 | 31.35 | 1154.242 | 213.7485 | 169.29 | 846.45 | 26.957 | #REF! | #REF! | #REF! | 2 | 31.35 | 1619.2001 | 299.8519 | 169.29 | 846.45 | 26.957 | #REF! | #REF! | #REF!
| 2 | 31.7 | 14.8372 | 49.2287 | 0.066017 | 171.18 | 2.7476 | 49.2287 | 171.18 | 102.708 | 8.4594 | 855.9 | 27.258 | 93.2076 | 523.9663 | 29.2443 | -474.7376 | -26.4967 | [11 empty] | 1 | [7 empty] | 31.4 | 149.502 | 27.6855 | 169.56 | 847.8 | 27 | #REF! | #REF! | #REF! | #REF! | 31.4 | 1.1432 | 0.2117 | 169.56 | 847.8 | 27 | #REF! | #REF! | #REF! | #REF! | 31.4 | 79.0698 | 14.6425 | 169.56 | 847.8 | 27 | #REF! | #REF! | #REF! | #REF! | 31.4 | 229.4447 | 42.4898 | 169.56 | 847.8 | 27 | #REF! | #REF! | #REF! | #REF! | 31.4 | 456.8762 | 84.6067 | 169.56 | 847.8 | 27 | #REF! | #REF! | #REF! | 2 | 31.4 | 764.8667 | 141.642 | 169.56 | 847.8 | 27 | #REF! | #REF! | #REF! | 2 | 31.4 | 1152.1107 | 213.3538 | 169.56 | 847.8 | 27 | #REF! | #REF! | #REF! | 2 | 31.4 | 1616.7153 | 299.3917 | 169.56 | 847.8 | 27 | #REF! | #REF! | #REF!
| 2 | 31.75 | 14.908 | 49.5419 | 0.066437 | 171.45 | 2.7607 | 49.5419 | 171.45 | 102.87 | 8.4594 | 857.25 | 27.301 | 93.2145 | 525.5817 | 29.2883 | -476.0398 | -26.5276 | [11 empty] | 1 | [7 empty] | 31.45 | 150.6418 | 27.8966 | 169.83 | 849.15 | 27.043 | #REF! | #REF! | #REF! | #REF! | 31.45 | 0.68444 | 0.12675 | 169.83 | 849.15 | 27.043 | #REF! | #REF! | #REF! | #REF! | 31.45 | 78.4505 | 14.5279 | 169.83 | 849.15 | 27.043 | #REF! | #REF! | #REF! | #REF! | 31.45 | 228.4782 | 42.3108 | 169.83 | 849.15 | 27.043 | #REF! | #REF! | #REF! | #REF! | 31.45 | 455.5303 | 84.3575 | 169.83 | 849.15 | 27.043 | #REF! | #REF! | #REF! | 2 | 31.45 | 763.1122 | 141.3171 | 169.83 | 849.15 | 27.043 | #REF! | #REF! | #REF! | 2 | 31.45 | 1149.9808 | 212.9594 | 169.83 | 849.15 | 27.043 | #REF! | #REF! | #REF! | 2 | 31.45 | 1614.2318 | 298.9318 | 169.83 | 849.15 | 27.043 | #REF! | #REF! | #REF!
| 2 | 31.8 | 14.9791 | 49.8563 | 0.066858 | 171.72 | 2.7739 | 49.8563 | 171.72 | 103.032 | 8.4594 | 858.6 | 27.3439 | 93.2214 | 527.1996 | 29.3323 | -477.3432 | -26.5584 | [11 empty] | 1 | [7 empty] | 31.5 | 151.7864 | 28.1086 | 170.1 | 850.5 | 27.086 | #REF! | #REF! | #REF! | #REF! | 31.5 | 0.22424 | 0.041527 | 170.1 | 850.5 | 27.086 | #REF! | #REF! | #REF! | #REF! | 31.5 | 77.8331 | 14.4135 | 170.1 | 850.5 | 27.086 | #REF! | #REF! | #REF! | #REF! | 31.5 | 227.5137 | 42.1322 | 170.1 | 850.5 | 27.086 | #REF! | #REF! | #REF! | #REF! | 31.5 | 454.1865 | 84.1086 | 170.1 | 850.5 | 27.086 | #REF! | #REF! | #REF! | 2 | 31.5 | 761.3595 | 140.9925 | 170.1 | 850.5 | 27.086 | #REF! | #REF! | #REF! | 2 | 31.5 | 1147.8524 | 212.5653 | 170.1 | 850.5 | 27.086 | #REF! | #REF! | #REF! | 2 | 31.5 | 1611.7494 | 298.4721 | 170.1 | 850.5 | 27.086 | #REF! | #REF! | #REF!
| 2 | 31.85 | 15.0503 | 50.1721 | 0.067282 | 171.99 | 2.7871 | 50.1721 | 171.99 | 103.194 | 8.4594 | 859.95 | 27.3869 | 93.2282 | 528.82 | 29.3762 | -478.6479 | -26.5892 | [11 empty] | 1 | [7 empty] | 31.55 | 152.9357 | 28.3214 | 170.37 | 851.85 | 27.129 | #REF! | #REF! | #REF! | #REF! | 31.55 | -0.23743 | -0.043968 | 170.37 | 851.85 | 27.129 | #REF! | #REF! | #REF! | #REF! | 31.55 | 77.2177 | 14.2996 | 170.37 | 851.85 | 27.129 | #REF! | #REF! | #REF! | #REF! | 31.55 | 226.5514 | 41.954 | 170.37 | 851.85 | 27.129 | #REF! | #REF! | #REF! | #REF! | 31.55 | 452.8448 | 83.8602 | 170.37 | 851.85 | 27.129 | #REF! | #REF! | #REF! | 2 | 31.55 | 759.6087 | 140.6683 | 170.37 | 851.85 | 27.129 | #REF! | #REF! | #REF! | 2 | 31.55 | 1145.7255 | 212.1714 | 170.37 | 851.85 | 27.129 | #REF! | #REF! | #REF! | 2 | 31.55 | 1609.2683 | 298.0127 | 170.37 | 851.85 | 27.129 | #REF! | #REF! | #REF!
| 2 | 31.9 | 15.1217 | 50.4892 | 0.067707 | 172.26 | 2.8003 | 50.4892 | 172.26 | 103.356 | 8.4594 | 861.3 | 27.4299 | 93.235 | 530.443 | 29.4202 | -479.9538 | -26.6199 | [11 empty] | 1 | [7 empty] | 31.6 | 154.0897 | 28.5351 | 170.64 | 853.2 | 27.172 | #REF! | #REF! | #REF! | #REF! | 31.6 | -0.70059 | -0.12974 | 170.64 | 853.2 | 27.172 | #REF! | #REF! | #REF! | #REF! | 31.6 | 76.6042 | 14.186 | 170.64 | 853.2 | 27.172 | #REF! | #REF! | #REF! | #REF! | 31.6 | 225.5912 | 41.7762 | 170.64 | 853.2 | 27.172 | #REF! | #REF! | #REF! | #REF! | 31.6 | 451.5053 | 83.6121 | 170.64 | 853.2 | 27.172 | #REF! | #REF! | #REF! | 2 | 31.6 | 757.8596 | 140.3444 | 170.64 | 853.2 | 27.172 | #REF! | #REF! | #REF! | 2 | 31.6 | 1143.6001 | 211.7778 | 170.64 | 853.2 | 27.172 | #REF! | #REF! | #REF! | 2 | 31.6 | 1606.7884 | 297.5534 | 170.64 | 853.2 | 27.172 | #REF! | #REF! | #REF!
| 2 | 31.95 | 15.1932 | 50.8076 | 0.068134 | 172.53 | 2.8136 | 50.8076 | 172.53 | 103.518 | 8.4594 | 862.65 | 27.4729 | 93.2417 | 532.0686 | 29.4642 | -481.261 | -26.6506 | [11 empty] | 1 | [7 empty] | 31.65 | 155.2485 | 28.7497 | 170.91 | 854.55 | 27.215 | #REF! | #REF! | #REF! | #REF! | 31.65 | -1.1652 | -0.21579 | 170.91 | 854.55 | 27.215 | #REF! | #REF! | #REF! | #REF! | 31.65 | 75.9926 | 14.0727 | 170.91 | 854.55 | 27.215 | #REF! | #REF! | #REF! | #REF! | 31.65 | 224.6331 | 41.5987 | 170.91 | 854.55 | 27.215 | #REF! | #REF! | #REF! | #REF! | 31.65 | 450.1678 | 83.3644 | 170.91 | 854.55 | 27.215 | #REF! | #REF! | #REF! | 2 | 31.65 | 756.1124 | 140.0208 | 170.91 | 854.55 | 27.215 | #REF! | #REF! | #REF! | 2 | 31.65 | 1141.4762 | 211.3845 | 170.91 | 854.55 | 27.215 | #REF! | #REF! | #REF! | 2 | 31.65 | 1604.3097 | 297.0944 | 170.91 | 854.55 | 27.215 | #REF! | #REF! | #REF!
| 2 | 32 | 15.2649 | 51.1273 | 0.068563 | 172.8 | 2.8268 | 51.1273 | 172.8 | 103.68 | 8.4594 | 864 | 27.5159 | 93.2485 | 533.6966 | 29.5082 | -482.5693 | -26.6813 | [11 empty] | 1 | [7 empty] | 31.7 | 156.4121 | 28.9652 | 171.18 | 855.9 | 27.258 | #REF! | #REF! | #REF! | #REF! | 31.7 | -1.6314 | -0.30212 | 171.18 | 855.9 | 27.258 | #REF! | #REF! | #REF! | #REF! | 31.7 | 75.383 | 13.9598 | 171.18 | 855.9 | 27.258 | #REF! | #REF! | #REF! | #REF! | 31.7 | 223.6772 | 41.4217 | 171.18 | 855.9 | 27.258 | #REF! | #REF! | #REF! | #REF! | 31.7 | 448.8325 | 83.1171 | 171.18 | 855.9 | 27.258 | #REF! | #REF! | #REF! | 2 | 31.7 | 754.3671 | 139.6976 | 171.18 | 855.9 | 27.258 | #REF! | #REF! | #REF! | 2 | 31.7 | 1139.3538 | 210.9914 | 171.18 | 855.9 | 27.258 | #REF! | #REF! | #REF! | 2 | 31.7 | 1601.8323 | 296.6356 | 171.18 | 855.9 | 27.258 | #REF! | #REF! | #REF!
| 2 | 32.05 | 15.3368 | 51.4483 | 0.068993 | 173.07 | 2.8401 | 51.4483 | 173.07 | 103.842 | 8.4594 | 865.35 | 27.5589 | 93.2552 | 535.3272 | 29.5522 | -483.8789 | -26.712 | [11 empty] | 1 | [7 empty] | 31.75 | 157.5804 | 29.1815 | 171.45 | 857.25 | 27.301 | #REF! | #REF! | #REF! | #REF! | 31.75 | -2.0991 | -0.38873 | 171.45 | 857.25 | 27.301 | #REF! | #REF! | #REF! | #REF! | 31.75 | 74.7753 | 13.8473 | 171.45 | 857.25 | 27.301 | #REF! | #REF! | #REF! | #REF! | 31.75 | 222.7233 | 41.2451 | 171.45 | 857.25 | 27.301 | #REF! | #REF! | #REF! | #REF! | 31.75 | 447.4994 | 82.8703 | 171.45 | 857.25 | 27.301 | #REF! | #REF! | #REF! | 2 | 31.75 | 752.6235 | 139.3747 | 171.45 | 857.25 | 27.301 | #REF! | #REF! | #REF! | 2 | 31.75 | 1137.2329 | 210.5987 | 171.45 | 857.25 | 27.301 | #REF! | #REF! | #REF! | 2 | 31.75 | 1599.356 | 296.177 | 171.45 | 857.25 | 27.301 | #REF! | #REF! | #REF!
| 2 | 32.1 | 15.4089 | 51.7707 | 0.069426 | 173.34 | 2.8535 | 51.7707 | 173.34 | 104.004 | 8.4594 | 866.7 | 27.6019 | 93.2619 | 536.9604 | 29.5961 | -485.1897 | -26.7426 | [11 empty] | 1 | [7 empty] | 31.8 | 158.7534 | 29.3988 | 171.72 | 858.6 | 27.3439 | #REF! | #REF! | #REF! | #REF! | 31.8 | -2.5684 | -0.47563 | 171.72 | 858.6 | 27.3439 | #REF! | #REF! | #REF! | #REF! | 31.8 | 74.1696 | 13.7351 | 171.72 | 858.6 | 27.3439 | #REF! | #REF! | #REF! | #REF! | 31.8 | 221.7716 | 41.0688 | 171.72 | 858.6 | 27.3439 | #REF! | #REF! | #REF! | #REF! | 31.8 | 446.1684 | 82.6238 | 171.72 | 858.6 | 27.3439 | #REF! | #REF! | #REF! | 2 | 31.8 | 750.8819 | 139.0522 | 171.72 | 858.6 | 27.3439 | #REF! | #REF! | #REF! | 2 | 31.8 | 1135.1134 | 210.2062 | 171.72 | 858.6 | 27.3439 | #REF! | #REF! | #REF! | 2 | 31.8 | 1596.881 | 295.7187 | 171.72 | 858.6 | 27.3439 | #REF! | #REF! | #REF!
| 2 | 32.15 | 15.4811 | 52.0944 | 0.06986 | 173.61 | 2.8669 | 52.0944 | 173.61 | 104.166 | 8.4594 | 868.05 | 27.6449 | 93.2685 | 538.5961 | 29.6401 | -486.5017 | -26.7733 | [11 empty] | 1 | [7 empty] | 31.85 | 159.9312 | 29.6169 | 171.99 | 859.95 | 27.3869 | #REF! | #REF! | #REF! | #REF! | 31.85 | -3.0392 | -0.56282 | 171.99 | 859.95 | 27.3869 | #REF! | #REF! | #REF! | #REF! | 31.85 | 73.5659 | 13.6233 | 171.99 | 859.95 | 27.3869 | #REF! | #REF! | #REF! | #REF! | 31.85 | 220.8221 | 40.893 | 171.99 | 859.95 | 27.3869 | #REF! | #REF! | #REF! | #REF! | 31.85 | 444.8395 | 82.3777 | 171.99 | 859.95 | 27.3869 | #REF! | #REF! | #REF! | 2 | 31.85 | 749.142 | 138.73 | 171.99 | 859.95 | 27.3869 | #REF! | #REF! | #REF! | 2 | 31.85 | 1132.9955 | 209.814 | 171.99 | 859.95 | 27.3869 | #REF! | #REF! | #REF! | 2 | 31.85 | 1594.4072 | 295.2606 | 171.99 | 859.95 | 27.3869 | #REF! | #REF! | #REF!
| 2 | 32.2 | 15.5535 | 52.4194 | 0.070296 | 173.88 | 2.8803 | 52.4194 | 173.88 | 104.328 | 8.4594 | 869.4 | 27.6879 | 93.2751 | 540.2343 | 29.6841 | -487.815 | -26.8038 | [11 empty] | 1 | [7 empty] | 31.9 | 161.1137 | 29.8359 | 172.26 | 861.3 | 27.4299 | #REF! | #REF! | #REF! | #REF! | 31.9 | -3.5116 | -0.65029 | 172.26 | 861.3 | 27.4299 | #REF! | #REF! | #REF! | #REF! | 31.9 | 72.9643 | 13.5119 | 172.26 | 861.3 | 27.4299 | #REF! | #REF! | #REF! | #REF! | 31.9 | 219.8747 | 40.7175 | 172.26 | 861.3 | 27.4299 | #REF! | #REF! | #REF! | #REF! | 31.9 | 443.5127 | 82.132 | 172.26 | 861.3 | 27.4299 | #REF! | #REF! | #REF! | 2 | 31.9 | 747.4041 | 138.4082 | 172.26 | 861.3 | 27.4299 | #REF! | #REF! | #REF! | 2 | 31.9 | 1130.8791 | 209.4221 | 172.26 | 861.3 | 27.4299 | #REF! | #REF! | #REF! | 2 | 31.9 | 1591.9347 | 294.8027 | 172.26 | 861.3 | 27.4299 | #REF! | #REF! | #REF!
| 2 | 32.25 | 15.626 | 52.7457 | 0.070733 | 174.15 | 2.8937 | 52.7457 | 174.15 | 104.49 | 8.4594 | 870.75 | 27.7309 | 93.2817 | 541.8751 | 29.7281 | -489.1294 | -26.8344 | [11 empty] | 1 | [7 empty] | 31.95 | 162.3009 | 30.0557 | 172.53 | 862.65 | 27.4729 | #REF! | #REF! | #REF! | #REF! | 31.95 | -3.9856 | -0.73807 | 172.53 | 862.65 | 27.4729 | #REF! | #REF! | #REF! | #REF! | 31.95 | 72.3646 | 13.4008 | 172.53 | 862.65 | 27.4729 | #REF! | #REF! | #REF! | #REF! | 31.95 | 218.9294 | 40.5425 | 172.53 | 862.65 | 27.4729 | #REF! | #REF! | #REF! | #REF! | 31.95 | 442.1881 | 81.8867 | 172.53 | 862.65 | 27.4729 | #REF! | #REF! | #REF! | 2 | 31.95 | 745.6679 | 138.0867 | 172.53 | 862.65 | 27.4729 | #REF! | #REF! | #REF! | 2 | 31.95 | 1128.7642 | 209.0304 | 172.53 | 862.65 | 27.4729 | #REF! | #REF! | #REF! | 2 | 31.95 | 1589.4634 | 294.3451 | 172.53 | 862.65 | 27.4729 | #REF! | #REF! | #REF!
| 2 | 32.3 | 15.6988 | 53.0733 | 0.071173 | 174.42 | 2.9072 | 53.0733 | 174.42 | 104.652 | 8.4594 | 872.1 | 27.7739 | 93.2883 | 543.5184 | 29.7721 | -490.4451 | -26.8649 | [11 empty] | 1 | [7 empty] | 32 | 163.4929 | 30.2765 | 172.8 | 864 | 27.5159 | #REF! | #REF! | #REF! | #REF! | 32 | -4.4612 | -0.82614 | 172.8 | 864 | 27.5159 | #REF! | #REF! | #REF! | #REF! | 32 | 71.7669 | 13.2902 | 172.8 | 864 | 27.5159 | #REF! | #REF! | #REF! | #REF! | 32 | 217.9863 | 40.3678 | 172.8 | 864 | 27.5159 | #REF! | #REF! | #REF! | #REF! | 32 | 440.8656 | 81.6418 | 172.8 | 864 | 27.5159 | #REF! | #REF! | #REF! | 2 | 32 | 743.9337 | 137.7655 | 172.8 | 864 | 27.5159 | #REF! | #REF! | #REF! | 2 | 32 | 1126.6509 | 208.6391 | 172.8 | 864 | 27.5159 | #REF! | #REF! | #REF! | 2 | 32 | 1586.9933 | 293.8876 | 172.8 | 864 | 27.5159 | #REF! | #REF! | #REF!
| 2 | 32.35 | 15.7717 | 53.4023 | 0.071614 | 174.69 | 2.9207 | 53.4023 | 174.69 | 104.814 | 8.4594 | 873.45 | 27.8169 | 93.2948 | 545.1643 | 29.8161 | -491.7619 | -26.8954 | [11 empty] | 1 | [7 empty] | 32.05 | 164.6897 | 30.4981 | 173.07 | 865.35 | 27.5589 | #REF! | #REF! | #REF! | #REF! | 32.05 | -4.9384 | -0.91451 | 173.07 | 865.35 | 27.5589 | #REF! | #REF! | #REF! | #REF! | 32.05 | 71.1713 | 13.1799 | 173.07 | 865.35 | 27.5589 | #REF! | #REF! | #REF! | #REF! | 32.05 | 217.0453 | 40.1936 | 173.07 | 865.35 | 27.5589 | #REF! | #REF! | #REF! | #REF! | 32.05 | 439.5453 | 81.3973 | 173.07 | 865.35 | 27.5589 | #REF! | #REF! | #REF! | 2 | 32.05 | 742.2013 | 137.4447 | 173.07 | 865.35 | 27.5589 | #REF! | #REF! | #REF! | 2 | 32.05 | 1124.539 | 208.248 | 173.07 | 865.35 | 27.5589 | #REF! | #REF! | #REF! | 2 | 32.05 | 1584.5244 | 293.4305 | 173.07 | 865.35 | 27.5589 | #REF! | #REF! | #REF!
| 2 | 32.4 | 15.8447 | 53.7327 | 0.072057 | 174.96 | 2.9342 | 53.7327 | 174.96 | 104.976 | 8.4594 | 874.8 | 27.8599 | 93.3013 | 546.8127 | 29.8601 | -493.08 | -26.9259 | [11 empty] | 1 | [7 empty] | 32.1 | 165.8912 | 30.7206 | 173.34 | 866.7 | 27.6019 | #REF! | #REF! | #REF! | #REF! | 32.1 | -5.4172 | -1.0032 | 173.34 | 866.7 | 27.6019 | #REF! | #REF! | #REF! | #REF! | 32.1 | 70.5778 | 13.07 | 173.34 | 866.7 | 27.6019 | #REF! | #REF! | #REF! | #REF! | 32.1 | 216.1065 | 40.0197 | 173.34 | 866.7 | 27.6019 | #REF! | #REF! | #REF! | #REF! | 32.1 | 438.2271 | 81.1532 | 173.34 | 866.7 | 27.6019 | #REF! | #REF! | #REF! | 2 | 32.1 | 740.4707 | 137.1242 | 173.34 | 866.7 | 27.6019 | #REF! | #REF! | #REF! | 2 | 32.1 | 1122.4287 | 207.8572 | 173.34 | 866.7 | 27.6019 | #REF! | #REF! | #REF! | 2 | 32.1 | 1582.0568 | 292.9735 | 173.34 | 866.7 | 27.6019 | #REF! | #REF! | #REF!
| 2 | 32.45 | 15.918 | 54.0643 | 0.072501 | 175.23 | 2.9478 | 54.0643 | 175.23 | 105.138 | 8.4594 | 876.15 | 27.9029 | 93.3078 | 548.4636 | 29.9041 | -494.3993 | -26.9563 | [11 empty] | 1 | [7 empty] | 32.15 | 167.0974 | 30.944 | 173.61 | 868.05 | 27.6449 | #REF! | #REF! | #REF! | #REF! | 32.15 | -5.8977 | -1.0922 | 173.61 | 868.05 | 27.6449 | #REF! | #REF! | #REF! | #REF! | 32.15 | 69.9863 | 12.9604 | 173.61 | 868.05 | 27.6449 | #REF! | #REF! | #REF! | #REF! | 32.15 | 215.1698 | 39.8463 | 173.61 | 868.05 | 27.6449 | #REF! | #REF! | #REF! | #REF! | 32.15 | 436.9111 | 80.9095 | 173.61 | 868.05 | 27.6449 | #REF! | #REF! | #REF! | 2 | 32.15 | 738.7421 | 136.8041 | 173.61 | 868.05 | 27.6449 | #REF! | #REF! | #REF! | 2 | 32.15 | 1120.3199 | 207.4666 | 173.61 | 868.05 | 27.6449 | #REF! | #REF! | #REF! | 2 | 32.15 | 1579.5905 | 292.5168 | 173.61 | 868.05 | 27.6449 | #REF! | #REF! | #REF!
| 2 | 32.5 | 15.9914 | 54.3973 | 0.072948 | 175.5 | 2.9614 | 54.3973 | 175.5 | 105.3 | 8.4594 | 877.5 | 27.9459 | 93.3142 | 550.1171 | 29.9481 | -495.7198 | -26.9868 | [11 empty] | 1 | [7 empty] | 32.2 | 168.3084 | 31.1682 | 173.88 | 869.4 | 27.6879 | #REF! | #REF! | #REF! | #REF! | 32.2 | -6.3798 | -1.1815 | 173.88 | 869.4 | 27.6879 | #REF! | #REF! | #REF! | #REF! | 32.2 | 69.3969 | 12.8513 | 173.88 | 869.4 | 27.6879 | #REF! | #REF! | #REF! | #REF! | 32.2 | 214.2354 | 39.6732 | 173.88 | 869.4 | 27.6879 | #REF! | #REF! | #REF! | #REF! | 32.2 | 435.5972 | 80.6661 | 173.88 | 869.4 | 27.6879 | #REF! | #REF! | #REF! | 2 | 32.2 | 737.0153 | 136.4843 | 173.88 | 869.4 | 27.6879 | #REF! | #REF! | #REF! | 2 | 32.2 | 1118.2126 | 207.0764 | 173.88 | 869.4 | 27.6879 | #REF! | #REF! | #REF! | 2 | 32.2 | 1577.1254 | 292.0603 | 173.88 | 869.4 | 27.6879 | #REF! | #REF! | #REF!
| 2 | 32.55 | 16.0649 | 54.7317 | 0.073396 | 175.77 | 2.975 | 54.7317 | 175.77 | 105.462 | 8.4594 | 878.85 | 27.9889 | 93.3206 | 551.7731 | 29.9921 | -497.0415 | -27.0171 | [11 empty] | 1 | [7 empty] | 32.25 | 169.5241 | 31.3934 | 174.15 | 870.75 | 27.7309 | #REF! | #REF! | #REF! | #REF! | 32.25 | -6.8637 | -1.2711 | 174.15 | 870.75 | 27.7309 | #REF! | #REF! | #REF! | #REF! | 32.25 | 68.8096 | 12.7425 | 174.15 | 870.75 | 27.7309 | #REF! | #REF! | #REF! | #REF! | 32.25 | 213.3031 | 39.5006 | 174.15 | 870.75 | 27.7309 | #REF! | #REF! | #REF! | #REF! | 32.25 | 434.2855 | 80.4232 | 174.15 | 870.75 | 27.7309 | #REF! | #REF! | #REF! | 2 | 32.25 | 735.2904 | 136.1649 | 174.15 | 870.75 | 27.7309 | #REF! | #REF! | #REF! | 2 | 32.25 | 1116.1069 | 206.6865 | 174.15 | 870.75 | 27.7309 | #REF! | #REF! | #REF! | 2 | 32.25 | 1574.6615 | 291.604 | 174.15 | 870.75 | 27.7309 | #REF! | #REF! | #REF!
| 2 | 32.6 | 16.1387 | 55.0674 | 0.073847 | 176.04 | 2.9886 | 55.0674 | 176.04 | 105.624 | 8.4594 | 880.2 | 28.0318 | 93.327 | 553.4317 | 30.0362 | -498.3643 | -27.0475 | [11 empty] | 1 | [7 empty] | 32.3 | 170.7446 | 31.6194 | 174.42 | 872.1 | 27.7739 | #REF! | #REF! | #REF! | #REF! | 32.3 | -7.3492 | -1.361 | 174.42 | 872.1 | 27.7739 | #REF! | #REF! | #REF! | #REF! | 32.3 | 68.2243 | 12.6341 | 174.42 | 872.1 | 27.7739 | #REF! | #REF! | #REF! | #REF! | 32.3 | 212.373 | 39.3283 | 174.42 | 872.1 | 27.7739 | #REF! | #REF! | #REF! | #REF! | 32.3 | 432.9759 | 80.1807 | 174.42 | 872.1 | 27.7739 | #REF! | #REF! | #REF! | 2 | 32.3 | 733.5674 | 135.8458 | 174.42 | 872.1 | 27.7739 | #REF! | #REF! | #REF! | 2 | 32.3 | 1114.0027 | 206.2968 | 174.42 | 872.1 | 27.7739 | #REF! | #REF! | #REF! | 2 | 32.3 | 1572.1989 | 291.1479 | 174.42 | 872.1 | 27.7739 | #REF! | #REF! | #REF!
| 2 | 32.65 | 16.2126 | 55.4044 | 0.074299 | 176.31 | 3.0023 | 55.4044 | 176.31 | 105.786 | 8.4594 | 881.55 | 28.0748 | 93.3334 | 555.0928 | 30.0802 | -499.6884 | -27.0778 | [11 empty] | 1 | [7 empty] | 32.35 | 171.9698 | 31.8463 | 174.69 | 873.45 | 27.8169 | #REF! | #REF! | #REF! | #REF! | 32.35 | -7.8364 | -1.4512 | 174.69 | 873.45 | 27.8169 | #REF! | #REF! | #REF! | #REF! | 32.35 | 67.6412 | 12.5262 | 174.69 | 873.45 | 27.8169 | #REF! | #REF! | #REF! | #REF! | 32.35 | 211.445 | 39.1565 | 174.69 | 873.45 | 27.8169 | #REF! | #REF! | #REF! | #REF! | 32.35 | 431.6685 | 79.9386 | 174.69 | 873.45 | 27.8169 | #REF! | #REF! | #REF! | 2 | 32.35 | 731.8463 | 135.5271 | 174.69 | 873.45 | 27.8169 | #REF! | #REF! | #REF! | 2 | 32.35 | 1111.9001 | 205.9074 | 174.69 | 873.45 | 27.8169 | #REF! | #REF! | #REF! | 2 | 32.35 | 1569.7375 | 290.6921 | 174.69 | 873.45 | 27.8169 | #REF! | #REF! | #REF!
| 2 | 32.7 | 16.2867 | 55.7428 | 0.074752 | 176.58 | 3.0161 | 55.7428 | 176.58 | 105.948 | 8.4594 | 882.9 | 28.1178 | 93.3397 | 556.7565 | 30.1242 | -501.0137 | -27.1081 | [11 empty] | 1 | [7 empty] | 32.4 | 173.1997 | 32.074 | 174.96 | 874.8 | 27.8599 | #REF! | #REF! | #REF! | #REF! | 32.4 | -8.3254 | -1.5417 | 174.96 | 874.8 | 27.8599 | #REF! | #REF! | #REF! | #REF! | 32.4 | 67.0603 | 12.4186 | 174.96 | 874.8 | 27.8599 | #REF! | #REF! | #REF! | #REF! | 32.4 | 210.5193 | 38.9851 | 174.96 | 874.8 | 27.8599 | #REF! | #REF! | #REF! | #REF! | 32.4 | 430.3633 | 79.6969 | 174.96 | 874.8 | 27.8599 | #REF! | #REF! | #REF! | 2 | 32.4 | 730.1271 | 135.2087 | 174.96 | 874.8 | 27.8599 | #REF! | #REF! | #REF! | 2 | 32.4 | 1109.799 | 205.5183 | 174.96 | 874.8 | 27.8599 | #REF! | #REF! | #REF! | 2 | 32.4 | 1567.2774 | 290.2365 | 174.96 | 874.8 | 27.8599 | #REF! | #REF! | #REF!
| 2 | 32.75 | 16.3609 | 56.0826 | 0.075208 | 176.85 | 3.0298 | 56.0826 | 176.85 | 106.11 | 8.4594 | 884.25 | 28.1608 | 93.346 | 558.4227 | 30.1682 | -502.3401 | -27.1384 | [11 empty] | 1 | [7 empty] | 32.45 | 174.4344 | 32.3027 | 175.23 | 876.15 | 27.9029 | #REF! | #REF! | #REF! | #REF! | 32.45 | -8.8161 | -1.6326 | 175.23 | 876.15 | 27.9029 | #REF! | #REF! | #REF! | #REF! | 32.45 | 66.4814 | 12.3114 | 175.23 | 876.15 | 27.9029 | #REF! | #REF! | #REF! | #REF! | 32.45 | 209.5958 | 38.814 | 175.23 | 876.15 | 27.9029 | #REF! | #REF! | #REF! | #REF! | 32.45 | 429.0602 | 79.4556 | 175.23 | 876.15 | 27.9029 | #REF! | #REF! | #REF! | 2 | 32.45 | 728.4098 | 134.8907 | 175.23 | 876.15 | 27.9029 | #REF! | #REF! | #REF! | 2 | 32.45 | 1107.6995 | 205.1295 | 175.23 | 876.15 | 27.9029 | #REF! | #REF! | #REF! | 2 | 32.45 | 1564.8185 | 289.7812 | 175.23 | 876.15 | 27.9029 | #REF! | #REF! | #REF!
| 2 | 32.8 | 16.4354 | 56.4237 | 0.075665 | 177.12 | 3.0436 | 56.4237 | 177.12 | 106.272 | 8.4594 | 885.6 | 28.2038 | 93.3523 | 560.0914 | 30.2122 | -503.6677 | -27.1687 | [11 empty] | 1 | [7 empty] | 32.5 | 175.6739 | 32.5322 | 175.5 | 877.5 | 27.9459 | #REF! | #REF! | #REF! | #REF! | 32.5 | -9.3085 | -1.7238 | 175.5 | 877.5 | 27.9459 | #REF! | #REF! | #REF! | #REF! | 32.5 | 65.9048 | 12.2046 | 175.5 | 877.5 | 27.9459 | #REF! | #REF! | #REF! | #REF! | 32.5 | 208.6744 | 38.6434 | 175.5 | 877.5 | 27.9459 | #REF! | #REF! | #REF! | #REF! | 32.5 | 427.7592 | 79.2147 | 175.5 | 877.5 | 27.9459 | #REF! | #REF! | #REF! | 2 | 32.5 | 726.6943 | 134.573 | 175.5 | 877.5 | 27.9459 | #REF! | #REF! | #REF! | 2 | 32.5 | 1105.6015 | 204.741 | 175.5 | 877.5 | 27.9459 | #REF! | #REF! | #REF! | 2 | 32.5 | 1562.3609 | 289.3261 | 175.5 | 877.5 | 27.9459 | #REF! | #REF! | #REF!
| 2 | 32.85 | 16.5099 | 56.7661 | 0.076125 | 177.39 | 3.0574 | 56.7661 | 177.39 | 106.434 | 8.4594 | 886.95 | 28.2468 | 93.3586 | 561.7627 | 30.2563 | -504.9966 | -27.1989 | [11 empty] | 1 | [7 empty] | 32.55 | 176.9181 | 32.7626 | 175.77 | 878.85 | 27.9889 | #REF! | #REF! | #REF! | #REF! | 32.55 | -9.8027 | -1.8153 | 175.77 | 878.85 | 27.9889 | #REF! | #REF! | #REF! | #REF! | 32.55 | 65.3303 | 12.0982 | 175.77 | 878.85 | 27.9889 | #REF! | #REF! | #REF! | #REF! | 32.55 | 207.7553 | 38.4732 | 175.77 | 878.85 | 27.9889 | #REF! | #REF! | #REF! | #REF! | 32.55 | 426.4605 | 78.9742 | 175.77 | 878.85 | 27.9889 | #REF! | #REF! | #REF! | 2 | 32.55 | 724.9808 | 134.2557 | 175.77 | 878.85 | 27.9889 | #REF! | #REF! | #REF! | 2 | 32.55 | 1103.505 | 204.3528 | 175.77 | 878.85 | 27.9889 | #REF! | #REF! | #REF! | 2 | 32.55 | 1559.9046 | 288.8712 | 175.77 | 878.85 | 27.9889 | #REF! | #REF! | #REF!
| 2 | 32.9 | 16.5847 | 57.11 | 0.076586 | 177.66 | 3.0712 | 57.11 | 177.66 | 106.596 | 8.4594 | 888.3 | 28.2898 | 93.3648 | 563.4365 | 30.3003 | -506.3266 | -27.2291 | [11 empty] | 1 | [7 empty] | 32.6 | 178.167 | 32.9939 | 176.04 | 880.2 | 28.0318 | #REF! | #REF! | #REF! | #REF! | 32.6 | -10.2987 | -1.9072 | 176.04 | 880.2 | 28.0318 | #REF! | #REF! | #REF! | #REF! | 32.6 | 64.7579 | 11.9922 | 176.04 | 880.2 | 28.0318 | #REF! | #REF! | #REF! | #REF! | 32.6 | 206.8384 | 38.3034 | 176.04 | 880.2 | 28.0318 | #REF! | #REF! | #REF! | #REF! | 32.6 | 425.1639 | 78.7341 | 176.04 | 880.2 | 28.0318 | #REF! | #REF! | #REF! | 2 | 32.6 | 723.2692 | 133.9387 | 176.04 | 880.2 | 28.0318 | #REF! | #REF! | #REF! | 2 | 32.6 | 1101.4102 | 203.9648 | 176.04 | 880.2 | 28.0318 | #REF! | #REF! | #REF! | 2 | 32.6 | 1557.4495 | 288.4166 | 176.04 | 880.2 | 28.0318 | #REF! | #REF! | #REF!
| 2 | 32.95 | 16.6596 | 57.4552 | 0.077049 | 177.93 | 3.0851 | 57.4552 | 177.93 | 106.758 | 8.4594 | 889.65 | 28.3328 | 93.371 | 565.1129 | 30.3443 | -507.6578 | -27.2592 | [11 empty] | 1 | [7 empty] | 32.65 | 179.4207 | 33.226 | 176.31 | 881.55 | 28.0748 | #REF! | #REF! | #REF! | #REF! | 32.65 | -10.7965 | -1.9994 | 176.31 | 881.55 | 28.0748 | #REF! | #REF! | #REF! | #REF! | 32.65 | 64.1878 | 11.8866 | 176.31 | 881.55 | 28.0748 | #REF! | #REF! | #REF! | #REF! | 32.65 | 205.9237 | 38.134 | 176.31 | 881.55 | 28.0748 | #REF! | #REF! | #REF! | #REF! | 32.65 | 423.8694 | 78.4943 | 176.31 | 881.55 | 28.0748 | #REF! | #REF! | #REF! | 2 | 32.65 | 721.5596 | 133.6221 | 176.31 | 881.55 | 28.0748 | #REF! | #REF! | #REF! | 2 | 32.65 | 1099.3169 | 203.5772 | 176.31 | 881.55 | 28.0748 | #REF! | #REF! | #REF! | 2 | 32.65 | 1554.9957 | 287.9622 | 176.31 | 881.55 | 28.0748 | #REF! | #REF! | #REF!
| 2 | 33 | 16.7347 | 57.8017 | 0.077513 | 178.2 | 3.099 | 57.8017 | 178.2 | 106.92 | 8.4594 | 891 | 28.3758 | 93.3771 | 566.7918 | 30.3884 | -508.9901 | -27.2894 | [11 empty] | 1 | [7 empty] | 32.7 | 180.6791 | 33.4591 | 176.58 | 882.9 | 28.1178 | #REF! | #REF! | #REF! | #REF! | 32.7 | -11.2961 | -2.0919 | 176.58 | 882.9 | 28.1178 | #REF! | #REF! | #REF! | #REF! | 32.7 | 63.6199 | 11.7815 | 176.58 | 882.9 | 28.1178 | #REF! | #REF! | #REF! | #REF! | 32.7 | 205.0112 | 37.965 | 176.58 | 882.9 | 28.1178 | #REF! | #REF! | #REF! | #REF! | 32.7 | 422.5772 | 78.255 | 176.58 | 882.9 | 28.1178 | #REF! | #REF! | #REF! | 2 | 32.7 | 719.8518 | 133.3059 | 176.58 | 882.9 | 28.1178 | #REF! | #REF! | #REF! | 2 | 32.7 | 1097.2252 | 203.1898 | 176.58 | 882.9 | 28.1178 | #REF! | #REF! | #REF! | 2 | 32.7 | 1552.5431 | 287.508 | 176.58 | 882.9 | 28.1178 | #REF! | #REF! | #REF!
| 2 | 33.05 | 16.81 | 58.1497 | 0.07798 | 178.47 | 3.113 | 58.1497 | 178.47 | 107.082 | 8.4594 | 892.35 | 28.4188 | 93.3833 | 568.4733 | 30.4324 | -510.3236 | -27.3195 | [11 empty] | 1 | [7 empty] | 32.75 | 181.9422 | 33.693 | 176.85 | 884.25 | 28.1608 | #REF! | #REF! | #REF! | #REF! | 32.75 | -11.7976 | -2.1847 | 176.85 | 884.25 | 28.1608 | #REF! | #REF! | #REF! | #REF! | 32.75 | 63.0542 | 11.6767 | 176.85 | 884.25 | 28.1608 | #REF! | #REF! | #REF! | #REF! | 32.75 | 204.1009 | 37.7965 | 176.85 | 884.25 | 28.1608 | #REF! | #REF! | #REF! | #REF! | 32.75 | 421.2871 | 78.0161 | 176.85 | 884.25 | 28.1608 | #REF! | #REF! | #REF! | 2 | 32.75 | 718.146 | 132.99 | 176.85 | 884.25 | 28.1608 | #REF! | #REF! | #REF! | 2 | 32.75 | 1095.135 | 202.8028 | 176.85 | 884.25 | 28.1608 | #REF! | #REF! | #REF! | 2 | 32.75 | 1550.0919 | 287.0541 | 176.85 | 884.25 | 28.1608 | #REF! | #REF! | #REF!
| 2 | 33.1 | 16.8854 | 58.499 | 0.078448 | 178.74 | 3.1269 | 58.499 | 178.74 | 107.244 | 8.4594 | 893.7 | 28.4618 | 93.3894 | 570.1573 | 30.4765 | -511.6584 | -27.3495 | [11 empty] | 1 | [7 empty] | 32.8 | 183.2101 | 33.9278 | 177.12 | 885.6 | 28.2038 | #REF! | #REF! | #REF! | #REF! | 32.8 | -12.3008 | -2.2779 | 177.12 | 885.6 | 28.2038 | #REF! | #REF! | #REF! | #REF! | 32.8 | 62.4908 | 11.5724 | 177.12 | 885.6 | 28.2038 | #REF! | #REF! | #REF! | #REF! | 32.8 | 203.1929 | 37.6283 | 177.12 | 885.6 | 28.2038 | #REF! | #REF! | #REF! | #REF! | 32.8 | 419.9992 | 77.7776 | 177.12 | 885.6 | 28.2038 | #REF! | #REF! | #REF! | 2 | 32.8 | 716.4421 | 132.6745 | 177.12 | 885.6 | 28.2038 | #REF! | #REF! | #REF! | 2 | 32.8 | 1093.0464 | 202.416 | 177.12 | 885.6 | 28.2038 | #REF! | #REF! | #REF! | 2 | 32.8 | 1547.6419 | 286.6004 | 177.12 | 885.6 | 28.2038 | #REF! | #REF! | #REF!
| 2 | 33.15 | 16.961 | 58.8496 | 0.078919 | 179.01 | 3.1409 | 58.8496 | 179.01 | 107.406 | 8.4594 | 895.05 | 28.5048 | 93.3955 | 571.8439 | 30.5205 | -512.9942 | -27.3796 | [11 empty] | 1 | [7 empty] | 32.85 | 184.4828 | 34.1635 | 177.39 | 886.95 | 28.2468 | #REF! | #REF! | #REF! | #REF! | 32.85 | -12.8059 | -2.3715 | 177.39 | 886.95 | 28.2468 | #REF! | #REF! | #REF! | #REF! | 32.85 | 61.9296 | 11.4684 | 177.39 | 886.95 | 28.2468 | #REF! | #REF! | #REF! | #REF! | 32.85 | 202.2871 | 37.4606 | 177.39 | 886.95 | 28.2468 | #REF! | #REF! | #REF! | #REF! | 32.85 | 418.7135 | 77.5395 | 177.39 | 886.95 | 28.2468 | #REF! | #REF! | #REF! | 2 | 32.85 | 714.7401 | 132.3593 | 177.39 | 886.95 | 28.2468 | #REF! | #REF! | #REF! | 2 | 32.85 | 1090.9594 | 202.0295 | 177.39 | 886.95 | 28.2468 | #REF! | #REF! | #REF! | 2 | 32.85 | 1545.1932 | 286.1469 | 177.39 | 886.95 | 28.2468 | #REF! | #REF! | #REF!
| 2 | 33.2 | 17.0368 | 59.2017 | 0.079391 | 179.28 | 3.155 | 59.2017 | 179.28 | 107.568 | 8.4594 | 896.4 | 28.5478 | 93.4015 | 573.533 | 30.5646 | -514.3313 | -27.4096 | [11 empty] | 1 | [7 empty] | 32.9 | 185.7602 | 34.4 | 177.66 | 888.3 | 28.2898 | #REF! | #REF! | #REF! | #REF! | 32.9 | -13.3129 | -2.4654 | 177.66 | 888.3 | 28.2898 | #REF! | #REF! | #REF! | #REF! | 32.9 | 61.3706 | 11.3649 | 177.66 | 888.3 | 28.2898 | #REF! | #REF! | #REF! | #REF! | 32.9 | 201.3835 | 37.2932 | 177.66 | 888.3 | 28.2898 | #REF! | #REF! | #REF! | #REF! | 32.9 | 417.4299 | 77.3018 | 177.66 | 888.3 | 28.2898 | #REF! | #REF! | #REF! | 2 | 32.9 | 713.0401 | 132.0445 | 177.66 | 888.3 | 28.2898 | #REF! | #REF! | #REF! | 2 | 32.9 | 1088.874 | 201.6433 | 177.66 | 888.3 | 28.2898 | #REF! | #REF! | #REF! | 2 | 32.9 | 1542.7458 | 285.6937 | 177.66 | 888.3 | 28.2898 | #REF! | #REF! | #REF!
| 2 | 33.25 | 17.1127 | 59.5551 | 0.079865 | 179.55 | 3.169 | 59.5551 | 179.55 | 107.73 | 8.4594 | 897.75 | 28.5908 | 93.4076 | 575.2246 | 30.6086 | -515.6695 | -27.4396 | [11 empty] | 1 | [7 empty] | 32.95 | 187.0423 | 34.6375 | 177.93 | 889.65 | 28.3328 | #REF! | #REF! | #REF! | #REF! | 32.95 | -13.8218 | -2.5596 | 177.93 | 889.65 | 28.3328 | #REF! | #REF! | #REF! | #REF! | 32.95 | 60.814 | 11.2618 | 177.93 | 889.65 | 28.3328 | #REF! | #REF! | #REF! | #REF! | 32.95 | 200.4822 | 37.1263 | 177.93 | 889.65 | 28.3328 | #REF! | #REF! | #REF! | #REF! | 32.95 | 416.1485 | 77.0645 | 177.93 | 889.65 | 28.3328 | #REF! | #REF! | #REF! | 2 | 32.95 | 711.342 | 131.73 | 177.93 | 889.65 | 28.3328 | #REF! | #REF! | #REF! | 2 | 32.95 | 1086.7902 | 201.2574 | 177.93 | 889.65 | 28.3328 | #REF! | #REF! | #REF! | 2 | 32.95 | 1540.2996 | 285.2407 | 177.93 | 889.65 | 28.3328 | #REF! | #REF! | #REF!
| 2 | 33.3 | 17.1888 | 59.91 | 0.080341 | 179.82 | 3.1831 | 59.91 | 179.82 | 107.892 | 8.4594 | 899.1 | 28.6338 | 93.4136 | 576.9188 | 30.6527 | -517.0089 | -27.4696 | [11 empty] | 1 | [7 empty] | 33 | 188.3292 | 34.8758 | 178.2 | 891 | 28.3758 | #REF! | #REF! | #REF! | #REF! | 33 | -14.3326 | -2.6542 | 178.2 | 891 | 28.3758 | #REF! | #REF! | #REF! | #REF! | 33 | 60.2596 | 11.1592 | 178.2 | 891 | 28.3758 | #REF! | #REF! | #REF! | #REF! | 33 | 199.5831 | 36.9598 | 178.2 | 891 | 28.3758 | #REF! | #REF! | #REF! | #REF! | 33 | 414.8693 | 76.8277 | 178.2 | 891 | 28.3758 | #REF! | #REF! | #REF! | 2 | 33 | 709.6458 | 131.4159 | 178.2 | 891 | 28.3758 | #REF! | #REF! | #REF! | 2 | 33 | 1084.708 | 200.8719 | 178.2 | 891 | 28.3758 | #REF! | #REF! | #REF! | 2 | 33 | 1537.8547 | 284.7879 | 178.2 | 891 | 28.3758 | #REF! | #REF! | #REF!
| 2 | 33.35 | 17.2651 | 60.2662 | 0.080818 | 180.09 | 3.1972 | 60.2662 | 180.09 | 108.054 | 8.4594 | 900.45 | 28.6768 | 93.4196 | 578.6156 | 30.6967 | -518.3494 | -27.4995 | [11 empty] | 1 | [7 empty] | 33.05 | 189.6208 | 35.115 | 178.47 | 892.35 | 28.4188 | #REF! | #REF! | #REF! | #REF! | 33.05 | -14.8453 | -2.7491 | 178.47 | 892.35 | 28.4188 | #REF! | #REF! | #REF! | #REF! | 33.05 | 59.7075 | 11.057 | 178.47 | 892.35 | 28.4188 | #REF! | #REF! | #REF! | #REF! | 33.05 | 198.6863 | 36.7938 | 178.47 | 892.35 | 28.4188 | #REF! | #REF! | #REF! | #REF! | 33.05 | 413.5923 | 76.5912 | 178.47 | 892.35 | 28.4188 | #REF! | #REF! | #REF! | 2 | 33.05 | 707.9516 | 131.1022 | 178.47 | 892.35 | 28.4188 | #REF! | #REF! | #REF! | 2 | 33.05 | 1082.6274 | 200.4866 | 178.47 | 892.35 | 28.4188 | #REF! | #REF! | #REF! | 2 | 33.05 | 1535.4112 | 284.3354 | 178.47 | 892.35 | 28.4188 | #REF! | #REF! | #REF!
| 2 | 33.4 | 17.3416 | 60.6238 | 0.081298 | 180.36 | 3.2114 | 60.6238 | 180.36 | 108.216 | 8.4594 | 901.8 | 28.7197 | 93.4255 | 580.3148 | 30.7408 | -519.6911 | -27.5294 | [11 empty] | 1 | [7 empty] | 33.1 | 190.9171 | 35.355 | 178.74 | 893.7 | 28.4618 | #REF! | #REF! | #REF! | #REF! | 33.1 | -15.3599 | -2.8444 | 178.74 | 893.7 | 28.4618 | #REF! | #REF! | #REF! | #REF! | 33.1 | 59.1578 | 10.9552 | 178.74 | 893.7 | 28.4618 | #REF! | #REF! | #REF! | #REF! | 33.1 | 197.7917 | 36.6281 | 178.74 | 893.7 | 28.4618 | #REF! | #REF! | #REF! | #REF! | 33.1 | 412.3175 | 76.3551 | 178.74 | 893.7 | 28.4618 | #REF! | #REF! | #REF! | 2 | 33.1 | 706.2594 | 130.7888 | 178.74 | 893.7 | 28.4618 | #REF! | #REF! | #REF! | 2 | 33.1 | 1080.5484 | 200.1015 | 178.74 | 893.7 | 28.4618 | #REF! | #REF! | #REF! | 2 | 33.1 | 1532.9689 | 283.8831 | 178.74 | 893.7 | 28.4618 | #REF! | #REF! | #REF!
| 2 | 33.45 | 17.4182 | 60.9828 | 0.081779 | 180.63 | 3.2256 | 60.9828 | 180.63 | 108.378 | 8.4594 | 903.15 | 28.7627 | 93.4314 | 582.0167 | 30.7849 | -521.0339 | -27.5593 | [11 empty] | 1 | [7 empty] | 33.15 | 192.2182 | 35.596 | 179.01 | 895.05 | 28.5048 | #REF! | #REF! | #REF! | #REF! | 33.15 | -15.8765 | -2.9401 | 179.01 | 895.05 | 28.5048 | #REF! | #REF! | #REF! | #REF! | 33.15 | 58.6104 | 10.8538 | 179.01 | 895.05 | 28.5048 | #REF! | #REF! | #REF! | #REF! | 33.15 | 196.8994 | 36.4628 | 179.01 | 895.05 | 28.5048 | #REF! | #REF! | #REF! | #REF! | 33.15 | 411.0448 | 76.1194 | 179.01 | 895.05 | 28.5048 | #REF! | #REF! | #REF! | 2 | 33.15 | 704.5691 | 130.4758 | 179.01 | 895.05 | 28.5048 | #REF! | #REF! | #REF! | 2 | 33.15 | 1078.4709 | 199.7168 | 179.01 | 895.05 | 28.5048 | #REF! | #REF! | #REF! | 2 | 33.15 | 1530.5279 | 283.4311 | 179.01 | 895.05 | 28.5048 | #REF! | #REF! | #REF!
| 2 | 33.5 | 17.495 | 61.3431 | 0.082263 | 180.9 | 3.2398 | 61.3431 | 180.9 | 108.54 | 8.4594 | 904.5 | 28.8057 | 93.4374 | 583.7211 | 30.8289 | -522.3779 | -27.5891 | [11 empty] | 1 | [7 empty] | 33.2 | 193.5241 | 35.8378 | 179.28 | 896.4 | 28.5478 | #REF! | #REF! | #REF! | #REF! | 33.2 | -16.395 | -3.0361 | 179.28 | 896.4 | 28.5478 | #REF! | #REF! | #REF! | #REF! | 33.2 | 58.0654 | 10.7528 | 179.28 | 896.4 | 28.5478 | #REF! | #REF! | #REF! | #REF! | 33.2 | 196.0093 | 36.298 | 179.28 | 896.4 | 28.5478 | #REF! | #REF! | #REF! | #REF! | 33.2 | 409.7743 | 75.8841 | 179.28 | 896.4 | 28.5478 | #REF! | #REF! | #REF! | 2 | 33.2 | 702.8808 | 130.1631 | 179.28 | 896.4 | 28.5478 | #REF! | #REF! | #REF! | 2 | 33.2 | 1076.3951 | 199.3324 | 179.28 | 896.4 | 28.5478 | #REF! | #REF! | #REF! | 2 | 33.2 | 1528.0882 | 282.9793 | 179.28 | 896.4 | 28.5478 | #REF! | #REF! | #REF!
| 2 | 33.55 | 17.5719 | 61.7049 | 0.082748 | 181.17 | 3.2541 | 61.7049 | 181.17 | 108.702 | 8.4594 | 905.85 | 28.8487 | 93.4432 | 585.428 | 30.873 | -523.7231 | -27.6189 | [11 empty] | 1 | [7 empty] | 33.25 | 194.8347 | 36.0805 | 179.55 | 897.75 | 28.5908 | #REF! | #REF! | #REF! | #REF! | 33.25 | -16.9155 | -3.1325 | 179.55 | 897.75 | 28.5908 | #REF! | #REF! | #REF! | #REF! | 33.25 | 57.5227 | 10.6524 | 179.55 | 897.75 | 28.5908 | #REF! | #REF! | #REF! | #REF! | 33.25 | 195.1215 | 36.1336 | 179.55 | 897.75 | 28.5908 | #REF! | #REF! | #REF! | #REF! | 33.25 | 408.5061 | 75.6493 | 179.55 | 897.75 | 28.5908 | #REF! | #REF! | #REF! | 2 | 33.25 | 701.1944 | 129.8508 | 179.55 | 897.75 | 28.5908 | #REF! | #REF! | #REF! | 2 | 33.25 | 1074.3209 | 198.9483 | 179.55 | 897.75 | 28.5908 | #REF! | #REF! | #REF! | 2 | 33.25 | 1525.6499 | 282.5278 | 179.55 | 897.75 | 28.5908 | #REF! | #REF! | #REF!
| 2 | 33.6 | 17.649 | 62.0681 | 0.083235 | 181.44 | 3.2683 | 62.0681 | 181.44 | 108.864 | 8.4594 | 907.2 | 28.8917 | 93.4491 | 587.1375 | 30.9171 | -525.0694 | -27.6487 | [11 empty] | 1 | [7 empty] | 33.3 | 196.15 | 36.3241 | 179.82 | 899.1 | 28.6338 | #REF! | #REF! | #REF! | #REF! | 33.3 | -17.438 | -3.2293 | 179.82 | 899.1 | 28.6338 | #REF! | #REF! | #REF! | #REF! | 33.3 | 56.9824 | 10.5523 | 179.82 | 899.1 | 28.6338 | #REF! | #REF! | #REF! | #REF! | 33.3 | 194.236 | 35.9696 | 179.82 | 899.1 | 28.6338 | #REF! | #REF! | #REF! | #REF! | 33.3 | 407.24 | 75.4148 | 179.82 | 899.1 | 28.6338 | #REF! | #REF! | #REF! | 2 | 33.3 | 699.51 | 129.5389 | 179.82 | 899.1 | 28.6338 | #REF! | #REF! | #REF! | 2 | 33.3 | 1072.2484 | 198.5645 | 179.82 | 899.1 | 28.6338 | #REF! | #REF! | #REF! | 2 | 33.3 | 1523.2128 | 282.0764 | 179.82 | 899.1 | 28.6338 | #REF! | #REF! | #REF!
| 2 | 33.65 | 17.7263 | 62.4327 | 0.083724 | 181.71 | 3.2827 | 62.4327 | 181.71 | 109.026 | 8.4594 | 908.55 | 28.9347 | 93.4549 | 588.8495 | 30.9611 | -526.4168 | -27.6785 | [11 empty] | 1 | [7 empty] | 33.35 | 197.4701 | 36.5685 | 180.09 | 900.45 | 28.6768 | #REF! | #REF! | #REF! | #REF! | 33.35 | -17.9624 | -3.3264 | 180.09 | 900.45 | 28.6768 | #REF! | #REF! | #REF! | #REF! | 33.35 | 56.4445 | 10.4527 | 180.09 | 900.45 | 28.6768 | #REF! | #REF! | #REF! | #REF! | 33.35 | 193.3528 | 35.8061 | 180.09 | 900.45 | 28.6768 | #REF! | #REF! | #REF! | #REF! | 33.35 | 405.9761 | 75.1808 | 180.09 | 900.45 | 28.6768 | #REF! | #REF! | #REF! | 2 | 33.35 | 697.8276 | 129.2273 | 180.09 | 900.45 | 28.6768 | #REF! | #REF! | #REF! | 2 | 33.35 | 1070.1774 | 198.181 | 180.09 | 900.45 | 28.6768 | #REF! | #REF! | #REF! | 2 | 33.35 | 1520.777 | 281.6254 | 180.09 | 900.45 | 28.6768 | #REF! | #REF! | #REF!
| 2 | 33.7 | 17.8038 | 62.7987 | 0.084214 | 181.98 | 3.297 | 62.7987 | 181.98 | 109.188 | 8.4594 | 909.9 | 28.9777 | 93.4607 | 590.5641 | 31.0052 | -527.7654 | -27.7082 | [11 empty] | 1 | [7 empty] | 33.4 | 198.7949 | 36.8139 | 180.36 | 901.8 | 28.7197 | #REF! | #REF! | #REF! | #REF! | 33.4 | -18.4889 | -3.4239 | 180.36 | 901.8 | 28.7197 | #REF! | #REF! | #REF! | #REF! | 33.4 | 55.909 | 10.3535 | 180.36 | 901.8 | 28.7197 | #REF! | #REF! | #REF! | #REF! | 33.4 | 192.4718 | 35.6429 | 180.36 | 901.8 | 28.7197 | #REF! | #REF! | #REF! | #REF! | 33.4 | 404.7143 | 74.9471 | 180.36 | 901.8 | 28.7197 | #REF! | #REF! | #REF! | 2 | 33.4 | 696.1472 | 128.9161 | 180.36 | 901.8 | 28.7197 | #REF! | #REF! | #REF! | 2 | 33.4 | 1068.1081 | 197.7978 | 180.36 | 901.8 | 28.7197 | #REF! | #REF! | #REF! | 2 | 33.4 | 1518.3425 | 281.1745 | 180.36 | 901.8 | 28.7197 | #REF! | #REF! | #REF!
| 2 | 33.75 | 17.8814 | 63.1661 | 0.084707 | 182.25 | 3.3114 | 63.1661 | 182.25 | 109.35 | 8.4594 | 911.25 | 29.0207 | 93.4665 | 592.2812 | 31.0493 | -529.1151 | -27.7379 | [11 empty] | 1 | [7 empty] | 33.45 | 200.1245 | 37.0601 | 180.63 | 903.15 | 28.7627 | #REF! | #REF! | #REF! | #REF! | 33.45 | -19.0175 | -3.5218 | 180.63 | 903.15 | 28.7627 | #REF! | #REF! | #REF! | #REF! | 33.45 | 55.376 | 10.2548 | 180.63 | 903.15 | 28.7627 | #REF! | #REF! | #REF! | #REF! | 33.45 | 191.5931 | 35.4802 | 180.63 | 903.15 | 28.7627 | #REF! | #REF! | #REF! | #REF! | 33.45 | 403.4548 | 74.7139 | 180.63 | 903.15 | 28.7627 | #REF! | #REF! | #REF! | 2 | 33.45 | 694.4687 | 128.6053 | 180.63 | 903.15 | 28.7627 | #REF! | #REF! | #REF! | 2 | 33.45 | 1066.0404 | 197.4149 | 180.63 | 903.15 | 28.7627 | #REF! | #REF! | #REF! | 2 | 33.45 | 1515.9094 | 280.724 | 180.63 | 903.15 | 28.7627 | #REF! | #REF! | #REF!
| 2 | 33.8 | 17.9592 | 63.5349 | 0.085202 | 182.52 | 3.3258 | 63.5349 | 182.52 | 109.512 | 8.4594 | 912.6 | 29.0637 | 93.4722 | 594.0008 | 31.0934 | -530.466 | -27.7676 | [11 empty] | 1 | [7 empty] | 33.5 | 201.4588 | 37.3072 | 180.9 | 904.5 | 28.8057 | #REF! | #REF! | #REF! | #REF! | 33.5 | -19.5481 | -3.62 | 180.9 | 904.5 | 28.8057 | #REF! | #REF! | #REF! | #REF! | 33.5 | 54.8454 | 10.1565 | 180.9 | 904.5 | 28.8057 | #REF! | #REF! | #REF! | #REF! | 33.5 | 190.7168 | 35.3179 | 180.9 | 904.5 | 28.8057 | #REF! | #REF! | #REF! | #REF! | 33.5 | 402.1975 | 74.481 | 180.9 | 904.5 | 28.8057 | #REF! | #REF! | #REF! | 2 | 33.5 | 692.7923 | 128.2949 | 180.9 | 904.5 | 28.8057 | #REF! | #REF! | #REF! | 2 | 33.5 | 1063.9743 | 197.0323 | 180.9 | 904.5 | 28.8057 | #REF! | #REF! | #REF! | 2 | 33.5 | 1513.4776 | 280.2736 | 180.9 | 904.5 | 28.8057 | #REF! | #REF! | #REF!
| 2 | 33.85 | 18.0372 | 63.9051 | 0.085698 | 182.79 | 3.3402 | 63.9051 | 182.79 | 109.674 | 8.4594 | 913.95 | 29.1067 | 93.478 | 595.7231 | 31.1375 | -531.818 | -27.7973 | [11 empty] | 1 | [7 empty] | 33.55 | 202.7979 | 37.5552 | 181.17 | 905.85 | 28.8487 | #REF! | #REF! | #REF! | #REF! | 33.55 | -20.0807 | -3.7186 | 181.17 | 905.85 | 28.8487 | #REF! | #REF! | #REF! | #REF! | 33.55 | 54.3172 | 10.0587 | 181.17 | 905.85 | 28.8487 | #REF! | #REF! | #REF! | #REF! | 33.55 | 189.8427 | 35.156 | 181.17 | 905.85 | 28.8487 | #REF! | #REF! | #REF! | #REF! | 33.55 | 400.9423 | 74.2486 | 181.17 | 905.85 | 28.8487 | #REF! | #REF! | #REF! | 2 | 33.55 | 691.1178 | 127.9848 | 181.17 | 905.85 | 28.8487 | #REF! | #REF! | #REF! | 2 | 33.55 | 1061.9099 | 196.65 | 181.17 | 905.85 | 28.8487 | #REF! | #REF! | #REF! | 2 | 33.55 | 1511.0471 | 279.8235 | 181.17 | 905.85 | 28.8487 | #REF! | #REF! | #REF!
| 2 | 33.9 | 18.1153 | 64.2767 | 0.086197 | 183.06 | 3.3547 | 64.2767 | 183.06 | 109.836 | 8.4594 | 915.3 | 29.1497 | 93.4837 | 597.4478 | 31.1816 | -533.1711 | -27.8269 | [11 empty] | 1 | [7 empty] | 33.6 | 204.1416 | 37.804 | 181.44 | 907.2 | 28.8917 | #REF! | #REF! | #REF! | #REF! | 33.6 | -20.6154 | -3.8177 | 181.44 | 907.2 | 28.8917 | #REF! | #REF! | #REF! | #REF! | 33.6 | 53.7915 | 9.9614 | 181.44 | 907.2 | 28.8917 | #REF! | #REF! | #REF! | #REF! | 33.6 | 188.9709 | 34.9946 | 181.44 | 907.2 | 28.8917 | #REF! | #REF! | #REF! | #REF! | 33.6 | 399.6894 | 74.0166 | 181.44 | 907.2 | 28.8917 | #REF! | #REF! | #REF! | 2 | 33.6 | 689.4453 | 127.6751 | 181.44 | 907.2 | 28.8917 | #REF! | #REF! | #REF! | 2 | 33.6 | 1059.8471 | 196.268 | 181.44 | 907.2 | 28.8917 | #REF! | #REF! | #REF! | 2 | 33.6 | 1508.6179 | 279.3737 | 181.44 | 907.2 | 28.8917 | #REF! | #REF! | #REF!
| 2 | 33.95 | 18.1936 | 64.6498 | 0.086697 | 183.33 | 3.3692 | 64.6498 | 183.33 | 109.998 | 8.4594 | 916.65 | 29.1927 | 93.4893 | 599.1751 | 31.2257 | -534.5254 | -27.8565 | [11 empty] | 1 | [7 empty] | 33.65 | 205.4902 | 38.0537 | 181.71 | 908.55 | 28.9347 | #REF! | #REF! | #REF! | #REF! | 33.65 | -21.1522 | -3.9171 | 181.71 | 908.55 | 28.9347 | #REF! | #REF! | #REF! | #REF! | 33.65 | 53.2683 | 9.8645 | 181.71 | 908.55 | 28.9347 | #REF! | #REF! | #REF! | #REF! | 33.65 | 188.1014 | 34.8336 | 181.71 | 908.55 | 28.9347 | #REF! | #REF! | #REF! | #REF! | 33.65 | 398.4387 | 73.7849 | 181.71 | 908.55 | 28.9347 | #REF! | #REF! | #REF! | 2 | 33.65 | 687.7748 | 127.3657 | 181.71 | 908.55 | 28.9347 | #REF! | #REF! | #REF! | 2 | 33.65 | 1057.786 | 195.8863 | 181.71 | 908.55 | 28.9347 | #REF! | #REF! | #REF! | 2 | 33.65 | 1506.19 | 278.9241 | 181.71 | 908.55 | 28.9347 | #REF! | #REF! | #REF!
| 2 | 34 | 18.2721 | 65.0242 | 0.087199 | 183.6 | 3.3837 | 65.0242 | 183.6 | 110.16 | 8.4594 | 918 | 29.2357 | 93.495 | 600.905 | 31.2698 | -535.8807 | -27.8861 | [11 empty] | 1 | [7 empty] | 33.7 | 206.8435 | 38.3043 | 181.98 | 909.9 | 28.9777 | #REF! | #REF! | #REF! | #REF! | 33.7 | -21.6911 | -4.0169 | 181.98 | 909.9 | 28.9777 | #REF! | #REF! | #REF! | #REF! | 33.7 | 52.7476 | 9.7681 | 181.98 | 909.9 | 28.9777 | #REF! | #REF! | #REF! | #REF! | 33.7 | 187.2342 | 34.673 | 181.98 | 909.9 | 28.9777 | #REF! | #REF! | #REF! | #REF! | 33.7 | 397.1901 | 73.5537 | 181.98 | 909.9 | 28.9777 | #REF! | #REF! | #REF! | 2 | 33.7 | 686.1063 | 127.0567 | 181.98 | 909.9 | 28.9777 | #REF! | #REF! | #REF! | 2 | 33.7 | 1055.7265 | 195.5049 | 181.98 | 909.9 | 28.9777 | #REF! | #REF! | #REF! | 2 | 33.7 | 1503.7635 | 278.4747 | 181.98 | 909.9 | 28.9777 | #REF! | #REF! | #REF!
| 2 | 34.05 | 18.3507 | 65.4001 | 0.087703 | 183.87 | 3.3983 | 65.4001 | 183.87 | 110.322 | 8.4594 | 919.35 | 29.2787 | 93.5006 | 602.6374 | 31.3139 | -537.2373 | -27.9156 | [11 empty] | 1 | [7 empty] | 33.75 | 208.2015 | 38.5558 | 182.25 | 911.25 | 29.0207 | #REF! | #REF! | #REF! | #REF! | 33.75 | -22.2322 | -4.1171 | 182.25 | 911.25 | 29.0207 | #REF! | #REF! | #REF! | #REF! | 33.75 | 52.2294 | 9.6721 | 182.25 | 911.25 | 29.0207 | #REF! | #REF! | #REF! | #REF! | 33.75 | 186.3693 | 34.5128 | 182.25 | 911.25 | 29.0207 | #REF! | #REF! | #REF! | #REF! | 33.75 | 395.9438 | 73.3229 | 182.25 | 911.25 | 29.0207 | #REF! | #REF! | #REF! | 2 | 33.75 | 684.4399 | 126.7481 | 182.25 | 911.25 | 29.0207 | #REF! | #REF! | #REF! | 2 | 33.75 | 1053.6687 | 195.1238 | 182.25 | 911.25 | 29.0207 | #REF! | #REF! | #REF! | 2 | 33.75 | 1501.3383 | 278.0256 | 182.25 | 911.25 | 29.0207 | #REF! | #REF! | #REF!
| 2 | 34.1 | 18.4295 | 65.7775 | 0.088209 | 184.14 | 3.4129 | 65.7775 | 184.14 | 110.484 | 8.4594 | 920.7 | 29.3217 | 93.5062 | 604.3724 | 31.358 | -538.5949 | -27.9451 | [11 empty] | 1 | [7 empty] | 33.8 | 209.5643 | 38.8082 | 182.52 | 912.6 | 29.0637 | #REF! | #REF! | #REF! | #REF! | 33.8 | -22.7753 | -4.2177 | 182.52 | 912.6 | 29.0637 | #REF! | #REF! | #REF! | #REF! | 33.8 | 51.7138 | 9.5766 | 182.52 | 912.6 | 29.0637 | #REF! | #REF! | #REF! | #REF! | 33.8 | 185.5067 | 34.3531 | 182.52 | 912.6 | 29.0637 | #REF! | #REF! | #REF! | #REF! | 33.8 | 394.6996 | 73.0925 | 182.52 | 912.6 | 29.0637 | #REF! | #REF! | #REF! | 2 | 33.8 | 682.7754 | 126.4399 | 182.52 | 912.6 | 29.0637 | #REF! | #REF! | #REF! | 2 | 33.8 | 1051.6125 | 194.7431 | 182.52 | 912.6 | 29.0637 | #REF! | #REF! | #REF! | 2 | 33.8 | 1498.9144 | 277.5767 | 182.52 | 912.6 | 29.0637 | #REF! | #REF! | #REF!
| 2 | 34.15 | 18.5085 | 66.1562 | 0.088717 | 184.41 | 3.4275 | 66.1562 | 184.41 | 110.646 | 8.4594 | 922.05 | 29.3646 | 93.5118 | 606.1099 | 31.4021 | -539.9537 | -27.9746 | [11 empty] | 1 | [7 empty] | 33.85 | 210.9318 | 39.0614 | 182.79 | 913.95 | 29.1067 | #REF! | #REF! | #REF! | #REF! | 33.85 | -23.3206 | -4.3186 | 182.79 | 913.95 | 29.1067 | #REF! | #REF! | #REF! | #REF! | 33.85 | 51.2007 | 9.4816 | 182.79 | 913.95 | 29.1067 | #REF! | #REF! | #REF! | #REF! | 33.85 | 184.6465 | 34.1938 | 182.79 | 913.95 | 29.1067 | #REF! | #REF! | #REF! | #REF! | 33.85 | 393.4576 | 72.8625 | 182.79 | 913.95 | 29.1067 | #REF! | #REF! | #REF! | 2 | 33.85 | 681.1129 | 126.132 | 182.79 | 913.95 | 29.1067 | #REF! | #REF! | #REF! | 2 | 33.85 | 1049.558 | 194.3626 | 182.79 | 913.95 | 29.1067 | #REF! | #REF! | #REF! | 2 | 33.85 | 1496.4919 | 277.1281 | 182.79 | 913.95 | 29.1067 | #REF! | #REF! | #REF!
| 2 | 34.2 | 18.5877 | 66.5364 | 0.089227 | 184.68 | 3.4422 | 66.5364 | 184.68 | 110.808 | 8.4594 | 923.4 | 29.4076 | 93.5173 | 607.8499 | 31.4462 | -541.3135 | -28.004 | [11 empty] | 1 | [7 empty] | 33.9 | 212.304 | 39.3156 | 183.06 | 915.3 | 29.1497 | #REF! | #REF! | #REF! | #REF! | 33.9 | -23.8681 | -4.42 | 183.06 | 915.3 | 29.1497 | #REF! | #REF! | #REF! | #REF! | 33.9 | 50.6901 | 9.3871 | 183.06 | 915.3 | 29.1497 | #REF! | #REF! | #REF! | #REF! | 33.9 | 183.7885 | 34.0349 | 183.06 | 915.3 | 29.1497 | #REF! | #REF! | #REF! | #REF! | 33.9 | 392.2179 | 72.6329 | 183.06 | 915.3 | 29.1497 | #REF! | #REF! | #REF! | 2 | 33.9 | 679.4525 | 125.8245 | 183.06 | 915.3 | 29.1497 | #REF! | #REF! | #REF! | 2 | 33.9 | 1047.5052 | 193.9824 | 183.06 | 915.3 | 29.1497 | #REF! | #REF! | #REF! | 2 | 33.9 | 1494.0707 | 276.6798 | 183.06 | 915.3 | 29.1497 | #REF! | #REF! | #REF!
| 2 | 34.25 | 18.667 | 66.918 | 0.089739 | 184.95 | 3.4568 | 66.918 | 184.95 | 110.97 | 8.4594 | 924.75 | 29.4506 | 93.5229 | 609.5925 | 31.4903 | -542.6745 | -28.0335 | [11 empty] | 1 | [7 empty] | 33.95 | 213.681 | 39.5706 | 183.33 | 916.65 | 29.1927 | #REF! | #REF! | #REF! | #REF! | 33.95 | -24.4178 | -4.5218 | 183.33 | 916.65 | 29.1927 | #REF! | #REF! | #REF! | #REF! | 33.95 | 50.1822 | 9.293 | 183.33 | 916.65 | 29.1927 | #REF! | #REF! | #REF! | #REF! | 33.95 | 182.9329 | 33.8765 | 183.33 | 916.65 | 29.1927 | #REF! | #REF! | #REF! | #REF! | 33.95 | 390.9803 | 72.4038 | 183.33 | 916.65 | 29.1927 | #REF! | #REF! | #REF! | 2 | 33.95 | 677.7941 | 125.5174 | 183.33 | 916.65 | 29.1927 | #REF! | #REF! | #REF! | 2 | 33.95 | 1045.454 | 193.6026 | 183.33 | 916.65 | 29.1927 | #REF! | #REF! | #REF! | 2 | 33.95 | 1491.6509 | 276.2316 | 183.33 | 916.65 | 29.1927 | #REF! | #REF! | #REF!
| 2 | 34.3 | 18.7465 | 67.301 | 0.090252 | 185.22 | 3.4716 | 67.301 | 185.22 | 111.132 | 8.4594 | 926.1 | 29.4936 | 93.5284 | 611.3377 | 31.5344 | -544.0366 | -28.0629 | [11 empty] | 1 | [7 empty] | 34 | 215.0628 | 39.8264 | 183.6 | 918 | 29.2357 | #REF! | #REF! | #REF! | #REF! | 34 | -24.9696 | -4.624 | 183.6 | 918 | 29.2357 | #REF! | #REF! | #REF! | #REF! | 34 | 49.6768 | 9.1994 | 183.6 | 918 | 29.2357 | #REF! | #REF! | #REF! | #REF! | 34 | 182.0796 | 33.7184 | 183.6 | 918 | 29.2357 | #REF! | #REF! | #REF! | #REF! | 34 | 389.745 | 72.175 | 183.6 | 918 | 29.2357 | #REF! | #REF! | #REF! | 2 | 34 | 676.1377 | 125.2107 | 183.6 | 918 | 29.2357 | #REF! | #REF! | #REF! | 2 | 34 | 1043.4045 | 193.2231 | 183.6 | 918 | 29.2357 | #REF! | #REF! | #REF! | 2 | 34 | 1489.2324 | 275.7838 | 183.6 | 918 | 29.2357 | #REF! | #REF! | #REF!
| 2 | 34.35 | 18.8261 | 67.6855 | 0.090768 | 185.49 | 3.4863 | 67.6855 | 185.49 | 111.294 | 8.4594 | 927.45 | 29.5366 | 93.5338 | 613.0854 | 31.5785 | -545.3998 | -28.0922 | [11 empty] | 1 | [7 empty] | 34.05 | 216.4493 | 40.0832 | 183.87 | 919.35 | 29.2787 | #REF! | #REF! | #REF! | #REF! | 34.05 | -25.5237 | -4.7266 | 183.87 | 919.35 | 29.2787 | #REF! | #REF! | #REF! | #REF! | 34.05 | 49.1741 | 9.1063 | 183.87 | 919.35 | 29.2787 | #REF! | #REF! | #REF! | #REF! | 34.05 | 181.2287 | 33.5609 | 183.87 | 919.35 | 29.2787 | #REF! | #REF! | #REF! | #REF! | 34.05 | 388.5118 | 71.9466 | 183.87 | 919.35 | 29.2787 | #REF! | #REF! | #REF! | 2 | 34.05 | 674.4833 | 124.9043 | 183.87 | 919.35 | 29.2787 | #REF! | #REF! | #REF! | 2 | 34.05 | 1041.3567 | 192.8438 | 183.87 | 919.35 | 29.2787 | #REF! | #REF! | #REF! | 2 | 34.05 | 1486.8152 | 275.3362 | 183.87 | 919.35 | 29.2787 | #REF! | #REF! | #REF!
| 2 | 34.4 | 18.9059 | 68.0715 | 0.091285 | 185.76 | 3.5011 | 68.0715 | 185.76 | 111.456 | 8.4594 | 928.8 | 29.5796 | 93.5393 | 614.8356 | 31.6227 | -546.7642 | -28.1216 | [11 empty] | 1 | [7 empty] | 34.1 | 217.8405 | 40.3408 | 184.14 | 920.7 | 29.3217 | #REF! | #REF! | #REF! | #REF! | 34.1 | -26.08 | -4.8296 | 184.14 | 920.7 | 29.3217 | #REF! | #REF! | #REF! | #REF! | 34.1 | 48.674 | 9.0137 | 184.14 | 920.7 | 29.3217 | #REF! | #REF! | #REF! | #REF! | 34.1 | 180.38 | 33.4037 | 184.14 | 920.7 | 29.3217 | #REF! | #REF! | #REF! | #REF! | 34.1 | 387.2809 | 71.7187 | 184.14 | 920.7 | 29.3217 | #REF! | #REF! | #REF! | 2 | 34.1 | 672.831 | 124.5983 | 184.14 | 920.7 | 29.3217 | #REF! | #REF! | #REF! | 2 | 34.1 | 1039.3106 | 192.4649 | 184.14 | 920.7 | 29.3217 | #REF! | #REF! | #REF! | 2 | 34.1 | 1484.3994 | 274.8888 | 184.14 | 920.7 | 29.3217 | #REF! | #REF! | #REF!
| 2 | 34.45 | 18.9859 | 68.4588 | 0.091805 | 186.03 | 3.5159 | 68.4588 | 186.03 | 111.618 | 8.4594 | 930.15 | 29.6226 | 93.5447 | 616.5884 | 31.6668 | -548.1296 | -28.1509 | [11 empty] | 1 | [7 empty] | 34.15 | 219.2365 | 40.5993 | 184.41 | 922.05 | 29.3646 | #REF! | #REF! | #REF! | #REF! | 34.15 | -26.6385 | -4.9331 | 184.41 | 922.05 | 29.3646 | #REF! | #REF! | #REF! | #REF! | 34.15 | 48.1765 | 8.9216 | 184.41 | 922.05 | 29.3646 | #REF! | #REF! | #REF! | #REF! | 34.15 | 179.5337 | 33.247 | 184.41 | 922.05 | 29.3646 | #REF! | #REF! | #REF! | #REF! | 34.15 | 386.0521 | 71.4911 | 184.41 | 922.05 | 29.3646 | #REF! | #REF! | #REF! | 2 | 34.15 | 671.1807 | 124.2927 | 184.41 | 922.05 | 29.3646 | #REF! | #REF! | #REF! | 2 | 34.15 | 1037.2661 | 192.0863 | 184.41 | 922.05 | 29.3646 | #REF! | #REF! | #REF! | 2 | 34.15 | 1481.985 | 274.4417 | 184.41 | 922.05 | 29.3646 | #REF! | #REF! | #REF!
| 2 | 34.5 | 19.0661 | 68.8477 | 0.092326 | 186.3 | 3.5308 | 68.8477 | 186.3 | 111.78 | 8.4594 | 931.5 | 29.6656 | 93.5501 | 618.3438 | 31.7109 | -549.4961 | -28.1802 | [11 empty] | 1 | [7 empty] | 34.2 | 220.6372 | 40.8587 | 184.68 | 923.4 | 29.4076 | #REF! | #REF! | #REF! | #REF! | 34.2 | -27.1993 | -5.0369 | 184.68 | 923.4 | 29.4076 | #REF! | #REF! | #REF! | #REF! | 34.2 | 47.6817 | 8.83 | 184.68 | 923.4 | 29.4076 | #REF! | #REF! | #REF! | #REF! | 34.2 | 178.6898 | 33.0907 | 184.68 | 923.4 | 29.4076 | #REF! | #REF! | #REF! | #REF! | 34.2 | 384.8256 | 71.264 | 184.68 | 923.4 | 29.4076 | #REF! | #REF! | #REF! | 2 | 34.2 | 669.5324 | 123.9875 | 184.68 | 923.4 | 29.4076 | #REF! | #REF! | #REF! | 2 | 34.2 | 1035.2234 | 191.708 | 184.68 | 923.4 | 29.4076 | #REF! | #REF! | #REF! | 2 | 34.2 | 1479.572 | 273.9948 | 184.68 | 923.4 | 29.4076 | #REF! | #REF! | #REF!
| 2 | 34.55 | 19.1464 | 69.2379 | 0.09285 | 186.57 | 3.5456 | 69.2379 | 186.57 | 111.942 | 8.4594 | 932.85 | 29.7086 | 93.5555 | 620.1017 | 31.755 | -550.8638 | -28.2094 | [11 empty] | 1 | [7 empty] | 34.25 | 222.0427 | 41.119 | 184.95 | 924.75 | 29.4506 | #REF! | #REF! | #REF! | #REF! | 34.25 | -27.7623 | -5.1412 | 184.95 | 924.75 | 29.4506 | #REF! | #REF! | #REF! | #REF! | 34.25 | 47.1896 | 8.7388 | 184.95 | 924.75 | 29.4506 | #REF! | #REF! | #REF! | #REF! | 34.25 | 177.8482 | 32.9349 | 184.95 | 924.75 | 29.4506 | #REF! | #REF! | #REF! | #REF! | 34.25 | 383.6012 | 71.0373 | 184.95 | 924.75 | 29.4506 | #REF! | #REF! | #REF! | 2 | 34.25 | 667.8862 | 123.6826 | 184.95 | 924.75 | 29.4506 | #REF! | #REF! | #REF! | 2 | 34.25 | 1033.1823 | 191.3301 | 184.95 | 924.75 | 29.4506 | #REF! | #REF! | #REF! | 2 | 34.25 | 1477.1603 | 273.5482 | 184.95 | 924.75 | 29.4506 | #REF! | #REF! | #REF!
| 2 | 34.6 | 19.2269 | 69.6297 | 0.093375 | 186.84 | 3.5605 | 69.6297 | 186.84 | 112.104 | 8.4594 | 934.2 | 29.7516 | 93.5609 | 621.8622 | 31.7992 | -552.2325 | -28.2386 | [11 empty] | 1 | [7 empty] | 34.3 | 223.4529 | 41.3802 | 185.22 | 926.1 | 29.4936 | #REF! | #REF! | #REF! | #REF! | 34.3 | -28.3277 | -5.2459 | 185.22 | 926.1 | 29.4936 | #REF! | #REF! | #REF! | #REF! | 34.3 | 46.7002 | 8.6482 | 185.22 | 926.1 | 29.4936 | #REF! | #REF! | #REF! | #REF! | 34.3 | 177.0089 | 32.7794 | 185.22 | 926.1 | 29.4936 | #REF! | #REF! | #REF! | #REF! | 34.3 | 382.3791 | 70.8109 | 185.22 | 926.1 | 29.4936 | #REF! | #REF! | #REF! | 2 | 34.3 | 666.242 | 123.3782 | 185.22 | 926.1 | 29.4936 | #REF! | #REF! | #REF! | 2 | 34.3 | 1031.1429 | 190.9524 | 185.22 | 926.1 | 29.4936 | #REF! | #REF! | #REF! | 2 | 34.3 | 1474.7499 | 273.1018 | 185.22 | 926.1 | 29.4936 | #REF! | #REF! | #REF!
| 2 | 34.65 | 19.3076 | 70.0228 | 0.093902 | 187.11 | 3.5755 | 70.0228 | 187.11 | 112.266 | 8.4594 | 935.55 | 29.7946 | 93.5662 | 623.6252 | 31.8433 | -553.6023 | -28.2678 | [11 empty] | 1 | [7 empty] | 34.35 | 224.8678 | 41.6422 | 185.49 | 927.45 | 29.5366 | #REF! | #REF! | #REF! | #REF! | 34.35 | -28.8953 | -5.351 | 185.49 | 927.45 | 29.5366 | #REF! | #REF! | #REF! | #REF! | 34.35 | 46.2135 | 8.5581 | 185.49 | 927.45 | 29.5366 | #REF! | #REF! | #REF! | #REF! | 34.35 | 176.172 | 32.6245 | 185.49 | 927.45 | 29.5366 | #REF! | #REF! | #REF! | #REF! | 34.35 | 381.1592 | 70.585 | 185.49 | 927.45 | 29.5366 | #REF! | #REF! | #REF! | 2 | 34.35 | 664.5999 | 123.0741 | 185.49 | 927.45 | 29.5366 | #REF! | #REF! | #REF! | 2 | 34.35 | 1029.1053 | 190.5751 | 185.49 | 927.45 | 29.5366 | #REF! | #REF! | #REF! | 2 | 34.35 | 1472.341 | 272.6557 | 185.49 | 927.45 | 29.5366 | #REF! | #REF! | #REF!
| 2 | 34.7 | 19.3884 | 70.4175 | 0.094431 | 187.38 | 3.5905 | 70.4175 | 187.38 | 112.428 | 8.4594 | 936.9 | 29.8376 | 93.5715 | 625.3907 | 31.8875 | -554.9732 | -28.297 | [11 empty] | 1 | [7 empty] | 34.4 | 226.2875 | 41.9051 | 185.76 | 928.8 | 29.5796 | #REF! | #REF! | #REF! | #REF! | 34.4 | -29.4652 | -5.4565 | 185.76 | 928.8 | 29.5796 | #REF! | #REF! | #REF! | #REF! | 34.4 | 45.7295 | 8.4684 | 185.76 | 928.8 | 29.5796 | #REF! | #REF! | #REF! | #REF! | 34.4 | 175.3375 | 32.4699 | 185.76 | 928.8 | 29.5796 | #REF! | #REF! | #REF! | #REF! | 34.4 | 379.9415 | 70.3595 | 185.76 | 928.8 | 29.5796 | #REF! | #REF! | #REF! | 2 | 34.4 | 662.9599 | 122.7703 | 185.76 | 928.8 | 29.5796 | #REF! | #REF! | #REF! | 2 | 34.4 | 1027.0693 | 190.198 | 185.76 | 928.8 | 29.5796 | #REF! | #REF! | #REF! | 2 | 34.4 | 1469.9334 | 272.2099 | 185.76 | 928.8 | 29.5796 | #REF! | #REF! | #REF!
| 2 | 34.75 | 19.4694 | 70.8136 | 0.094963 | 187.65 | 3.6055 | 70.8136 | 187.65 | 112.59 | 8.4594 | 938.25 | 29.8806 | 93.5768 | 627.1588 | 31.9316 | -556.3453 | -28.3261 | [11 empty] | 1 | [7 empty] | 34.45 | 227.7119 | 42.1689 | 186.03 | 930.15 | 29.6226 | #REF! | #REF! | #REF! | #REF! | 34.45 | -30.0375 | -5.5625 | 186.03 | 930.15 | 29.6226 | #REF! | #REF! | #REF! | #REF! | 34.45 | 45.2483 | 8.3793 | 186.03 | 930.15 | 29.6226 | #REF! | #REF! | #REF! | #REF! | 34.45 | 174.5053 | 32.3158 | 186.03 | 930.15 | 29.6226 | #REF! | #REF! | #REF! | #REF! | 34.45 | 378.726 | 70.1344 | 186.03 | 930.15 | 29.6226 | #REF! | #REF! | #REF! | 2 | 34.45 | 661.3219 | 122.467 | 186.03 | 930.15 | 29.6226 | #REF! | #REF! | #REF! | 2 | 34.45 | 1025.0351 | 189.8213 | 186.03 | 930.15 | 29.6226 | #REF! | #REF! | #REF! | 2 | 34.45 | 1467.5272 | 271.7643 | 186.03 | 930.15 | 29.6226 | #REF! | #REF! | #REF!
| 2 | 34.8 | 19.5506 | 71.2111 | 0.095496 | 187.92 | 3.6205 | 71.2111 | 187.92 | 112.752 | 8.4594 | 939.6 | 29.9236 | 93.5821 | 628.9295 | 31.9757 | -557.7184 | -28.3553 | [11 empty] | 1 | [7 empty] | 34.5 | 229.1411 | 42.4335 | 186.3 | 931.5 | 29.6656 | #REF! | #REF! | #REF! | #REF! | 34.5 | -30.6121 | -5.6689 | 186.3 | 931.5 | 29.6656 | #REF! | #REF! | #REF! | #REF! | 34.5 | 44.7698 | 8.2907 | 186.3 | 931.5 | 29.6656 | #REF! | #REF! | #REF! | #REF! | 34.5 | 173.6755 | 32.1621 | 186.3 | 931.5 | 29.6656 | #REF! | #REF! | #REF! | #REF! | 34.5 | 377.5126 | 69.9097 | 186.3 | 931.5 | 29.6656 | #REF! | #REF! | #REF! | 2 | 34.5 | 659.6859 | 122.1641 | 186.3 | 931.5 | 29.6656 | #REF! | #REF! | #REF! | 2 | 34.5 | 1023.0026 | 189.4449 | 186.3 | 931.5 | 29.6656 | #REF! | #REF! | #REF! | 2 | 34.5 | 1465.1224 | 271.319 | 186.3 | 931.5 | 29.6656 | #REF! | #REF! | #REF!
| 2 | 34.85 | 19.632 | 71.6102 | 0.096031 | 188.19 | 3.6355 | 71.6102 | 188.19 | 112.914 | 8.4594 | 940.95 | 29.9666 | 93.5873 | 630.7027 | 32.0199 | -559.0926 | -28.3843 | [11 empty] | 1 | [7 empty] | 34.55 | 230.575 | 42.6991 | 186.57 | 932.85 | 29.7086 | #REF! | #REF! | #REF! | #REF! | 34.55 | -31.189 | -5.7757 | 186.57 | 932.85 | 29.7086 | #REF! | #REF! | #REF! | #REF! | 34.55 | 44.2941 | 8.2026 | 186.57 | 932.85 | 29.7086 | #REF! | #REF! | #REF! | #REF! | 34.55 | 172.848 | 32.0089 | 186.57 | 932.85 | 29.7086 | #REF! | #REF! | #REF! | #REF! | 34.55 | 376.3015 | 69.6855 | 186.57 | 932.85 | 29.7086 | #REF! | #REF! | #REF! | 2 | 34.55 | 658.052 | 121.8615 | 186.57 | 932.85 | 29.7086 | #REF! | #REF! | #REF! | 2 | 34.55 | 1020.9718 | 189.0688 | 186.57 | 932.85 | 29.7086 | #REF! | #REF! | #REF! | 2 | 34.55 | 1462.7189 | 270.8739 | 186.57 | 932.85 | 29.7086 | #REF! | #REF! | #REF!
| 2 | 34.9 | 19.7135 | 72.0107 | 0.096568 | 188.46 | 3.6506 | 72.0107 | 188.46 | 113.076 | 8.4594 | 942.3 | 30.0096 | 93.5926 | 632.4785 | 32.064 | -560.4678 | -28.4134 | [11 empty] | 1 | [7 empty] | 34.6 | 232.0137 | 42.9655 | 186.84 | 934.2 | 29.7516 | #REF! | #REF! | #REF! | #REF! | 34.6 | -31.7684 | -5.883 | 186.84 | 934.2 | 29.7516 | #REF! | #REF! | #REF! | #REF! | 34.6 | 43.8212 | 8.115 | 186.84 | 934.2 | 29.7516 | #REF! | #REF! | #REF! | #REF! | 34.6 | 172.0229 | 31.8561 | 186.84 | 934.2 | 29.7516 | #REF! | #REF! | #REF! | #REF! | 34.6 | 375.0927 | 69.4616 | 186.84 | 934.2 | 29.7516 | #REF! | #REF! | #REF! | 2 | 34.6 | 656.4202 | 121.5593 | 186.84 | 934.2 | 29.7516 | #REF! | #REF! | #REF! | 2 | 34.6 | 1018.9427 | 188.6931 | 186.84 | 934.2 | 29.7516 | #REF! | #REF! | #REF! | 2 | 34.6 | 1460.3169 | 270.4291 | 186.84 | 934.2 | 29.7516 | #REF! | #REF! | #REF!
| 2 | 34.95 | 19.7951 | 72.4126 | 0.097107 | 188.73 | 3.6658 | 72.4126 | 188.73 | 113.238 | 8.4594 | 943.65 | 30.0525 | 93.5978 | 634.2568 | 32.1082 | -561.8442 | -28.4424 | [11 empty] | 1 | [7 empty] | 34.65 | 233.4571 | 43.2328 | 187.11 | 935.55 | 29.7946 | #REF! | #REF! | #REF! | #REF! | 34.65 | -32.3501 | -5.9908 | 187.11 | 935.55 | 29.7946 | #REF! | #REF! | #REF! | #REF! | 34.65 | 43.3511 | 8.028 | 187.11 | 935.55 | 29.7946 | #REF! | #REF! | #REF! | #REF! | 34.65 | 171.2002 | 31.7037 | 187.11 | 935.55 | 29.7946 | #REF! | #REF! | #REF! | #REF! | 34.65 | 373.886 | 69.2381 | 187.11 | 935.55 | 29.7946 | #REF! | #REF! | #REF! | 2 | 34.65 | 654.7905 | 121.2575 | 187.11 | 935.55 | 29.7946 | #REF! | #REF! | #REF! | 2 | 34.65 | 1016.9153 | 188.3177 | 187.11 | 935.55 | 29.7946 | #REF! | #REF! | #REF! | 2 | 34.65 | 1457.9163 | 269.9845 | 187.11 | 935.55 | 29.7946 | #REF! | #REF! | #REF!
| 2 | 35 | 19.877 | 72.8161 | 0.097648 | 189 | 3.6809 | 72.8161 | 189 | 113.4 | 8.4594 | 945 | 30.0955 | 93.6029 | 636.0377 | 32.1523 | -563.2216 | -28.4714 | [11 empty] | 1 | [7 empty] | 34.7 | 234.9053 | 43.501 | 187.38 | 936.9 | 29.8376 | #REF! | #REF! | #REF! | #REF! | 34.7 | -32.9342 | -6.0989 | 187.38 | 936.9 | 29.8376 | #REF! | #REF! | #REF! | #REF! | 34.7 | 42.8839 | 7.9415 | 187.38 | 936.9 | 29.8376 | #REF! | #REF! | #REF! | #REF! | 34.7 | 170.3798 | 31.5518 | 187.38 | 936.9 | 29.8376 | #REF! | #REF! | #REF! | #REF! | 34.7 | 372.6815 | 69.0151 | 187.38 | 936.9 | 29.8376 | #REF! | #REF! | #REF! | 2 | 34.7 | 653.1628 | 120.9561 | 187.38 | 936.9 | 29.8376 | #REF! | #REF! | #REF! | 2 | 34.7 | 1014.8897 | 187.9425 | 187.38 | 936.9 | 29.8376 | #REF! | #REF! | #REF! | 2 | 34.7 | 1455.517 | 269.5402 | 187.38 | 936.9 | 29.8376 | #REF! | #REF! | #REF!
| 2 | 35.05 | 19.959 | 73.221 | 0.098191 | 189.27 | 3.6961 | 73.221 | 189.27 | 113.562 | 8.4594 | 946.35 | 30.1385 | 93.6081 | 637.8211 | 32.1965 | -564.6001 | -28.5004 | [11 empty] | 1 | [7 empty] | 34.75 | 236.3582 | 43.77 | 187.65 | 938.25 | 29.8806 | #REF! | #REF! | #REF! | #REF! | 34.75 | -33.5207 | -6.2075 | 187.65 | 938.25 | 29.8806 | #REF! | #REF! | #REF! | #REF! | 34.75 | 42.4195 | 7.8555 | 187.65 | 938.25 | 29.8806 | #REF! | #REF! | #REF! | #REF! | 34.75 | 169.5618 | 31.4003 | 187.65 | 938.25 | 29.8806 | #REF! | #REF! | #REF! | #REF! | 34.75 | 371.4792 | 68.7924 | 187.65 | 938.25 | 29.8806 | #REF! | #REF! | #REF! | 2 | 34.75 | 651.5372 | 120.655 | 187.65 | 938.25 | 29.8806 | #REF! | #REF! | #REF! | 2 | 34.75 | 1012.8658 | 187.5677 | 187.65 | 938.25 | 29.8806 | #REF! | #REF! | #REF! | 2 | 34.75 | 1453.1192 | 269.0961 | 187.65 | 938.25 | 29.8806 | #REF! | #REF! | #REF!
| 2 | 35.1 | 20.0412 | 73.6274 | 0.098736 | 189.54 | 3.7113 | 73.6274 | 189.54 | 113.724 | 8.4594 | 947.7 | 30.1815 | 93.6132 | 639.6071 | 32.2407 | -565.9797 | -28.5293 | [11 empty] | 1 | [7 empty] | 34.8 | 237.8158 | 44.04 | 187.92 | 939.6 | 29.9236 | #REF! | #REF! | #REF! | #REF! | 34.8 | -34.1097 | -6.3166 | 187.92 | 939.6 | 29.9236 | #REF! | #REF! | #REF! | #REF! | 34.8 | 41.958 | 7.77 | 187.92 | 939.6 | 29.9236 | #REF! | #REF! | #REF! | #REF! | 34.8 | 168.7462 | 31.2493 | 187.92 | 939.6 | 29.9236 | #REF! | #REF! | #REF! | #REF! | 34.8 | 370.2791 | 68.5702 | 187.92 | 939.6 | 29.9236 | #REF! | #REF! | #REF! | 2 | 34.8 | 649.9137 | 120.3544 | 187.92 | 939.6 | 29.9236 | #REF! | #REF! | #REF! | 2 | 34.8 | 1010.8437 | 187.1933 | 187.92 | 939.6 | 29.9236 | #REF! | #REF! | #REF! | 2 | 34.8 | 1450.7227 | 268.6524 | 187.92 | 939.6 | 29.9236 | #REF! | #REF! | #REF!
| 2 | 35.15 | 20.1236 | 74.0353 | 0.099283 | 189.81 | 3.7266 | 74.0353 | 189.81 | 113.886 | 8.4594 | 949.05 | 30.2245 | 93.6183 | 641.3956 | 32.2848 | -567.3603 | -28.5582 | [11 empty] | 1 | [7 empty] | 34.85 | 239.2782 | 44.3108 | 188.19 | 940.95 | 29.9666 | #REF! | #REF! | #REF! | #REF! | 34.85 | -34.7011 | -6.4261 | 188.19 | 940.95 | 29.9666 | #REF! | #REF! | #REF! | #REF! | 34.85 | 41.4993 | 7.6851 | 188.19 | 940.95 | 29.9666 | #REF! | #REF! | #REF! | #REF! | 34.85 | 167.933 | 31.0987 | 188.19 | 940.95 | 29.9666 | #REF! | #REF! | #REF! | #REF! | 34.85 | 369.0813 | 68.3484 | 188.19 | 940.95 | 29.9666 | #REF! | #REF! | #REF! | 2 | 34.85 | 648.2923 | 120.0541 | 188.19 | 940.95 | 29.9666 | #REF! | #REF! | #REF! | 2 | 34.85 | 1008.8233 | 186.8191 | 188.19 | 940.95 | 29.9666 | #REF! | #REF! | #REF! | 2 | 34.85 | 1448.3277 | 268.2088 | 188.19 | 940.95 | 29.9666 | #REF! | #REF! | #REF!
| 2 | 35.2 | 20.2061 | 74.4446 | 0.099832 | 190.08 | 3.7419 | 74.4446 | 190.08 | 114.048 | 8.4594 | 950.4 | 30.2675 | 93.6234 | 643.1867 | 32.329 | -568.7421 | -28.5871 | [11 empty] | 1 | [7 empty] | 34.9 | 240.7453 | 44.5825 | 188.46 | 942.3 | 30.0096 | #REF! | #REF! | #REF! | #REF! | 34.9 | -35.2949 | -6.5361 | 188.46 | 942.3 | 30.0096 | #REF! | #REF! | #REF! | #REF! | 34.9 | 41.0436 | 7.6007 | 188.46 | 942.3 | 30.0096 | #REF! | #REF! | #REF! | #REF! | 34.9 | 167.1222 | 30.9486 | 188.46 | 942.3 | 30.0096 | #REF! | #REF! | #REF! | #REF! | 34.9 | 367.8856 | 68.127 | 188.46 | 942.3 | 30.0096 | #REF! | #REF! | #REF! | 2 | 34.9 | 646.673 | 119.7543 | 188.46 | 942.3 | 30.0096 | #REF! | #REF! | #REF! | 2 | 34.9 | 1006.8046 | 186.4453 | 188.46 | 942.3 | 30.0096 | #REF! | #REF! | #REF! | 2 | 34.9 | 1445.9341 | 267.7656 | 188.46 | 942.3 | 30.0096 | #REF! | #REF! | #REF!
| 2 | 35.25 | 20.2888 | 74.8555 | 0.10038 | 190.35 | 3.7572 | 74.8555 | 190.35 | 114.21 | 8.4594 | 951.75 | 30.3105 | 93.6285 | 644.9803 | 32.3732 | -570.1248 | -28.616 | [11 empty] | 1 | [7 empty] | 34.95 | 242.2172 | 44.855 | 188.73 | 943.65 | 30.0525 | #REF! | #REF! | #REF! | #REF! | 34.95 | -35.8913 | -6.6465 | 188.73 | 943.65 | 30.0525 | #REF! | #REF! | #REF! | #REF! | 34.95 | 40.5908 | 7.5168 | 188.73 | 943.65 | 30.0525 | #REF! | #REF! | #REF! | #REF! | 34.95 | 166.3137 | 30.7988 | 188.73 | 943.65 | 30.0525 | #REF! | #REF! | #REF! | #REF! | 34.95 | 366.6922 | 67.906 | 188.73 | 943.65 | 30.0525 | #REF! | #REF! | #REF! | 2 | 34.95 | 645.0558 | 119.4548 | 188.73 | 943.65 | 30.0525 | #REF! | #REF! | #REF! | 2 | 34.95 | 1004.7878 | 186.0718 | 188.73 | 943.65 | 30.0525 | #REF! | #REF! | #REF! | 2 | 34.95 | 1443.5418 | 267.3226 | 188.73 | 943.65 | 30.0525 | #REF! | #REF! | #REF!
| 2 | 35.3 | 20.3717 | 75.2678 | 0.10094 | 190.62 | 3.7725 | 75.2678 | 190.62 | 114.372 | 8.4594 | 953.1 | 30.3535 | 93.6335 | 646.7765 | 32.4173 | -571.5087 | -28.6448 | [11 empty] | 1 | [7 empty] | 35 | 243.6938 | 45.1285 | 189 | 945 | 30.0955 | #REF! | #REF! | #REF! | #REF! | 35 | -36.4901 | -6.7574 | 189 | 945 | 30.0955 | #REF! | #REF! | #REF! | #REF! | 35 | 40.1409 | 7.4335 | 189 | 945 | 30.0955 | #REF! | #REF! | #REF! | #REF! | 35 | 165.5077 | 30.6496 | 189 | 945 | 30.0955 | #REF! | #REF! | #REF! | #REF! | 35 | 365.501 | 67.6854 | 189 | 945 | 30.0955 | #REF! | #REF! | #REF! | 2 | 35 | 643.4406 | 119.1557 | 189 | 945 | 30.0955 | #REF! | #REF! | #REF! | 2 | 35 | 1002.7726 | 185.6986 | 189 | 945 | 30.0955 | #REF! | #REF! | #REF! | 2 | 35 | 1441.1511 | 266.8798 | 189 | 945 | 30.0955 | #REF! | #REF! | #REF!
| 2 | 35.35 | 20.4547 | 75.6816 | 0.10149 | 190.89 | 3.7879 | 75.6816 | 190.89 | 114.534 | 8.4594 | 954.45 | 30.3965 | 93.6386 | 648.5752 | 32.4615 | -572.8936 | -28.6736 | [11 empty] | 1 | [7 empty] | 35.05 | 245.1752 | 45.4028 | 189.27 | 946.35 | 30.1385 | #REF! | #REF! | #REF! | #REF! | 35.05 | -37.0914 | -6.8688 | 189.27 | 946.35 | 30.1385 | #REF! | #REF! | #REF! | #REF! | 35.05 | 39.6939 | 7.3507 | 189.27 | 946.35 | 30.1385 | #REF! | #REF! | #REF! | #REF! | 35.05 | 164.704 | 30.5007 | 189.27 | 946.35 | 30.1385 | #REF! | #REF! | #REF! | #REF! | 35.05 | 364.3119 | 67.4652 | 189.27 | 946.35 | 30.1385 | #REF! | #REF! | #REF! | 2 | 35.05 | 641.8276 | 118.857 | 189.27 | 946.35 | 30.1385 | #REF! | #REF! | #REF! | 2 | 35.05 | 1000.7592 | 185.3258 | 189.27 | 946.35 | 30.1385 | #REF! | #REF! | #REF! | 2 | 35.05 | 1438.7617 | 266.4373 | 189.27 | 946.35 | 30.1385 | #REF! | #REF! | #REF!
| 2 | 35.4 | 20.5379 | 76.097 | 0.10205 | 191.16 | 3.8033 | 76.097 | 191.16 | 114.696 | 8.4594 | 955.8 | 30.4395 | 93.6436 | 650.3765 | 32.5057 | -574.2796 | -28.7024 | [11 empty] | 1 | [7 empty] | 35.1 | 246.6613 | 45.678 | 189.54 | 947.7 | 30.1815 | #REF! | #REF! | #REF! | #REF! | 35.1 | -37.6952 | -6.9806 | 189.54 | 947.7 | 30.1815 | #REF! | #REF! | #REF! | #REF! | 35.1 | 39.25 | 7.2685 | 189.54 | 947.7 | 30.1815 | #REF! | #REF! | #REF! | #REF! | 35.1 | 163.9027 | 30.3524 | 189.54 | 947.7 | 30.1815 | #REF! | #REF! | #REF! | #REF! | 35.1 | 363.1251 | 67.2454 | 189.54 | 947.7 | 30.1815 | #REF! | #REF! | #REF! | 2 | 35.1 | 640.2167 | 118.5586 | 189.54 | 947.7 | 30.1815 | #REF! | #REF! | #REF! | 2 | 35.1 | 998.7476 | 184.9533 | 189.54 | 947.7 | 30.1815 | #REF! | #REF! | #REF! | 2 | 35.1 | 1436.3737 | 265.9951 | 189.54 | 947.7 | 30.1815 | #REF! | #REF! | #REF!
| 2 | 35.45 | 20.6213 | 76.5138 | 0.10261 | 191.43 | 3.8188 | 76.5138 | 191.43 | 114.858 | 8.4594 | 957.15 | 30.4825 | 93.6485 | 652.1804 | 32.5499 | -575.6666 | -28.7311 | [11 empty] | 1 | [7 empty] | 35.15 | 248.1521 | 45.9541 | 189.81 | 949.05 | 30.2245 | #REF! | #REF! | #REF! | #REF! | 35.15 | -38.3016 | -7.0929 | 189.81 | 949.05 | 30.2245 | #REF! | #REF! | #REF! | #REF! | 35.15 | 38.809 | 7.1869 | 189.81 | 949.05 | 30.2245 | #REF! | #REF! | #REF! | #REF! | 35.15 | 163.1039 | 30.2044 | 189.81 | 949.05 | 30.2245 | #REF! | #REF! | #REF! | #REF! | 35.15 | 361.9405 | 67.026 | 189.81 | 949.05 | 30.2245 | #REF! | #REF! | #REF! | 2 | 35.15 | 638.6078 | 118.2607 | 189.81 | 949.05 | 30.2245 | #REF! | #REF! | #REF! | 2 | 35.15 | 996.7378 | 184.5811 | 189.81 | 949.05 | 30.2245 | #REF! | #REF! | #REF! | 2 | 35.15 | 1433.9872 | 265.5532 | 189.81 | 949.05 | 30.2245 | #REF! | #REF! | #REF!
| 2 | 35.5 | 20.7048 | 76.9321 | 0.10317 | 191.7 | 3.8342 | 76.9321 | 191.7 | 115.02 | 8.4594 | 958.5 | 30.5255 | 93.6535 | 653.9868 | 32.5941 | -577.0546 | -28.7598 | [11 empty] | 1 | [7 empty] | 35.2 | 249.6477 | 46.2311 | 190.08 | 950.4 | 30.2675 | #REF! | #REF! | #REF! | #REF! | 35.2 | -38.9105 | -7.2057 | 190.08 | 950.4 | 30.2675 | #REF! | #REF! | #REF! | #REF! | 35.2 | 38.3711 | 7.1058 | 190.08 | 950.4 | 30.2675 | #REF! | #REF! | #REF! | #REF! | 35.2 | 162.3074 | 30.0569 | 190.08 | 950.4 | 30.2675 | #REF! | #REF! | #REF! | #REF! | 35.2 | 360.7581 | 66.8071 | 190.08 | 950.4 | 30.2675 | #REF! | #REF! | #REF! | 2 | 35.2 | 637.0011 | 117.9632 | 190.08 | 950.4 | 30.2675 | #REF! | #REF! | #REF! | 2 | 35.2 | 994.7297 | 184.2092 | 190.08 | 950.4 | 30.2675 | #REF! | #REF! | #REF! | 2 | 35.2 | 1431.6021 | 265.1115 | 190.08 | 950.4 | 30.2675 | #REF! | #REF! | #REF!
| 2 | 35.55 | 20.7885 | 77.3519 | 0.10373 | 191.97 | 3.8497 | 77.3519 | 191.97 | 115.182 | 8.4594 | 959.85 | 30.5685 | 93.6584 | 655.7957 | 32.6382 | -578.4438 | -28.7885 | [11 empty] | 1 | [7 empty] | 35.25 | 251.148 | 46.5089 | 190.35 | 951.75 | 30.3105 | #REF! | #REF! | #REF! | #REF! | 35.25 | -39.522 | -7.3189 | 190.35 | 951.75 | 30.3105 | #REF! | #REF! | #REF! | #REF! | 35.25 | 37.9361 | 7.0252 | 190.35 | 951.75 | 30.3105 | #REF! | #REF! | #REF! | #REF! | 35.25 | 161.5133 | 29.9099 | 190.35 | 951.75 | 30.3105 | #REF! | #REF! | #REF! | #REF! | 35.25 | 359.5779 | 66.5885 | 190.35 | 951.75 | 30.3105 | #REF! | #REF! | #REF! | 2 | 35.25 | 635.3965 | 117.666 | 190.35 | 951.75 | 30.3105 | #REF! | #REF! | #REF! | 2 | 35.25 | 992.7234 | 183.8377 | 190.35 | 951.75 | 30.3105 | #REF! | #REF! | #REF! | 2 | 35.25 | 1429.2185 | 264.6701 | 190.35 | 951.75 | 30.3105 | #REF! | #REF! | #REF!
| 2 | 35.6 | 20.8724 | 77.7733 | 0.1043 | 192.24 | 3.8653 | 77.7733 | 192.24 | 115.344 | 8.4594 | 961.2 | 30.6115 | 93.6634 | 657.6072 | 32.6824 | -579.8339 | -28.8172 | [11 empty] | 1 | [7 empty] | 35.3 | 252.6531 | 46.7876 | 190.62 | 953.1 | 30.3535 | #REF! | #REF! | #REF! | #REF! | 35.3 | -40.1361 | -7.4326 | 190.62 | 953.1 | 30.3535 | #REF! | #REF! | #REF! | #REF! | 35.3 | 37.5042 | 6.9452 | 190.62 | 953.1 | 30.3535 | #REF! | #REF! | #REF! | #REF! | 35.3 | 160.7217 | 29.7633 | 190.62 | 953.1 | 30.3535 | #REF! | #REF! | #REF! | #REF! | 35.3 | 358.3999 | 66.3704 | 190.62 | 953.1 | 30.3535 | #REF! | #REF! | #REF! | 2 | 35.3 | 633.794 | 117.3693 | 190.62 | 953.1 | 30.3535 | #REF! | #REF! | #REF! | 2 | 35.3 | 990.7189 | 183.4665 | 190.62 | 953.1 | 30.3535 | #REF! | #REF! | #REF! | 2 | 35.3 | 1426.8363 | 264.2289 | 190.62 | 953.1 | 30.3535 | #REF! | #REF! | #REF!
| 2 | 35.65 | 20.9564 | 78.1961 | 0.10486 | 192.51 | 3.8808 | 78.1961 | 192.51 | 115.506 | 8.4594 | 962.55 | 30.6545 | 93.6682 | 659.4213 | 32.7266 | -581.2252 | -28.8458 | [11 empty] | 1 | [7 empty] | 35.35 | 254.1629 | 47.0672 | 190.89 | 954.45 | 30.3965 | #REF! | #REF! | #REF! | #REF! | 35.35 | -40.7527 | -7.5468 | 190.89 | 954.45 | 30.3965 | #REF! | #REF! | #REF! | #REF! | 35.35 | 37.0754 | 6.8658 | 190.89 | 954.45 | 30.3965 | #REF! | #REF! | #REF! | #REF! | 35.35 | 159.9324 | 29.6171 | 190.89 | 954.45 | 30.3965 | #REF! | #REF! | #REF! | #REF! | 35.35 | 357.2241 | 66.1526 | 190.89 | 954.45 | 30.3965 | #REF! | #REF! | #REF! | 2 | 35.35 | 632.1937 | 117.0729 | 190.89 | 954.45 | 30.3965 | #REF! | #REF! | #REF! | 2 | 35.35 | 988.7162 | 183.0956 | 190.89 | 954.45 | 30.3965 | #REF! | #REF! | #REF! | 2 | 35.35 | 1424.4556 | 263.7881 | 190.89 | 954.45 | 30.3965 | #REF! | #REF! | #REF!
| 2 | 35.7 | 21.0406 | 78.6205 | 0.10543 | 192.78 | 3.8964 | 78.6205 | 192.78 | 115.668 | 8.4594 | 963.9 | 30.6975 | 93.6731 | 661.2379 | 32.7708 | -582.6174 | -28.8744 | [11 empty] | 1 | [7 empty] | 35.4 | 255.6775 | 47.3477 | 191.16 | 955.8 | 30.4395 | #REF! | #REF! | #REF! | #REF! | 35.4 | -41.372 | -7.6615 | 191.16 | 955.8 | 30.4395 | #REF! | #REF! | #REF! | #REF! | 35.4 | 36.6497 | 6.787 | 191.16 | 955.8 | 30.4395 | #REF! | #REF! | #REF! | #REF! | 35.4 | 159.1456 | 29.4714 | 191.16 | 955.8 | 30.4395 | #REF! | #REF! | #REF! | #REF! | 35.4 | 356.0505 | 65.9353 | 191.16 | 955.8 | 30.4395 | #REF! | #REF! | #REF! | 2 | 35.4 | 630.5954 | 116.7769 | 191.16 | 955.8 | 30.4395 | #REF! | #REF! | #REF! | 2 | 35.4 | 986.7153 | 182.725 | 191.16 | 955.8 | 30.4395 | #REF! | #REF! | #REF! | 2 | 35.4 | 1422.0762 | 263.3475 | 191.16 | 955.8 | 30.4395 | #REF! | #REF! | #REF!
| 2 | 35.75 | 21.125 | 79.0463 | 0.106 | 193.05 | 3.912 | 79.0463 | 193.05 | 115.83 | 8.4594 | 965.25 | 30.7404 | 93.678 | 663.057 | 32.815 | -584.0107 | -28.903 | [11 empty] | 1 | [7 empty] | 35.45 | 257.1968 | 47.629 | 191.43 | 957.15 | 30.4825 | #REF! | #REF! | #REF! | #REF! | 35.45 | -41.9938 | -7.7766 | 191.43 | 957.15 | 30.4825 | #REF! | #REF! | #REF! | #REF! | 35.45 | 36.2271 | 6.7087 | 191.43 | 957.15 | 30.4825 | #REF! | #REF! | #REF! | #REF! | 35.45 | 158.3611 | 29.3261 | 191.43 | 957.15 | 30.4825 | #REF! | #REF! | #REF! | #REF! | 35.45 | 354.8791 | 65.7184 | 191.43 | 957.15 | 30.4825 | #REF! | #REF! | #REF! | 2 | 35.45 | 628.9993 | 116.4814 | 191.43 | 957.15 | 30.4825 | #REF! | #REF! | #REF! | 2 | 35.45 | 984.7161 | 182.3548 | 191.43 | 957.15 | 30.4825 | #REF! | #REF! | #REF! | 2 | 35.45 | 1419.6984 | 262.9071 | 191.43 | 957.15 | 30.4825 | #REF! | #REF! | #REF!
| 2 | 35.8 | 21.2096 | 79.4737 | 0.10658 | 193.32 | 3.9277 | 79.4737 | 193.32 | 115.992 | 8.4594 | 966.6 | 30.7834 | 93.6828 | 664.8788 | 32.8592 | -585.4051 | -28.9315 | [11 empty] | 1 | [7 empty] | 35.5 | 258.7208 | 47.9113 | 191.7 | 958.5 | 30.5255 | #REF! | #REF! | #REF! | #REF! | 35.5 | -42.6184 | -7.8923 | 191.7 | 958.5 | 30.5255 | #REF! | #REF! | #REF! | #REF! | 35.5 | 35.8076 | 6.631 | 191.7 | 958.5 | 30.5255 | #REF! | #REF! | #REF! | #REF! | 35.5 | 157.5791 | 29.1813 | 191.7 | 958.5 | 30.5255 | #REF! | #REF! | #REF! | #REF! | 35.5 | 353.71 | 65.5018 | 191.7 | 958.5 | 30.5255 | #REF! | #REF! | #REF! | 2 | 35.5 | 627.4053 | 116.1862 | 191.7 | 958.5 | 30.5255 | #REF! | #REF! | #REF! | 2 | 35.5 | 982.7188 | 181.985 | 191.7 | 958.5 | 30.5255 | #REF! | #REF! | #REF! | 2 | 35.5 | 1417.322 | 262.467 | 191.7 | 958.5 | 30.5255 | #REF! | #REF! | #REF!
| 2 | 35.85 | 21.2943 | 79.9026 | 0.10715 | 193.59 | 3.9434 | 79.9026 | 193.59 | 116.154 | 8.4594 | 967.95 | 30.8264 | 93.6876 | 666.703 | 32.9034 | -586.8004 | -28.96 | [11 empty] | 1 | [7 empty] | 35.55 | 260.2496 | 48.1944 | 191.97 | 959.85 | 30.5685 | #REF! | #REF! | #REF! | #REF! | 35.55 | -43.2455 | -8.0084 | 191.97 | 959.85 | 30.5685 | #REF! | #REF! | #REF! | #REF! | 35.55 | 35.3912 | 6.5539 | 191.97 | 959.85 | 30.5685 | #REF! | #REF! | #REF! | #REF! | 35.55 | 156.7995 | 29.0369 | 191.97 | 959.85 | 30.5685 | #REF! | #REF! | #REF! | #REF! | 35.55 | 352.543 | 65.2857 | 191.97 | 959.85 | 30.5685 | #REF! | #REF! | #REF! | 2 | 35.55 | 625.8135 | 115.8914 | 191.97 | 959.85 | 30.5685 | #REF! | #REF! | #REF! | 2 | 35.55 | 980.7232 | 181.6154 | 191.97 | 959.85 | 30.5685 | #REF! | #REF! | #REF! | 2 | 35.55 | 1414.9471 | 262.0272 | 191.97 | 959.85 | 30.5685 | #REF! | #REF! | #REF!
| 2 | 35.9 | 21.3792 | 80.333 | 0.10773 | 193.86 | 3.9591 | 80.333 | 193.86 | 116.316 | 8.4594 | 969.3 | 30.8694 | 93.6924 | 668.5299 | 32.9476 | -588.1968 | -28.9885 | [11 empty] | 1 | [7 empty] | 35.6 | 261.7832 | 48.4784 | 192.24 | 961.2 | 30.6115 | #REF! | #REF! | #REF! | #REF! | 35.6 | -43.8753 | -8.1251 | 192.24 | 961.2 | 30.6115 | #REF! | #REF! | #REF! | #REF! | 35.6 | 34.978 | 6.4774 | 192.24 | 961.2 | 30.6115 | #REF! | #REF! | #REF! | #REF! | 35.6 | 156.0223 | 28.893 | 192.24 | 961.2 | 30.6115 | #REF! | #REF! | #REF! | #REF! | 35.6 | 351.3782 | 65.07 | 192.24 | 961.2 | 30.6115 | #REF! | #REF! | #REF! | 2 | 35.6 | 624.2237 | 115.597 | 192.24 | 961.2 | 30.6115 | #REF! | #REF! | #REF! | 2 | 35.6 | 978.7295 | 181.2462 | 192.24 | 961.2 | 30.6115 | #REF! | #REF! | #REF! | 2 | 35.6 | 1412.5736 | 261.5877 | 192.24 | 961.2 | 30.6115 | #REF! | #REF! | #REF!
| 2 | 35.95 | 21.4643 | 80.765 | 0.10831 | 194.13 | 3.9749 | 80.765 | 194.13 | 116.478 | 8.4594 | 970.65 | 30.9124 | 93.6972 | 670.3592 | 32.9918 | -589.5943 | -29.017 | [11 empty] | 1 | [7 empty] | 35.65 | 263.3215 | 48.7632 | 192.51 | 962.55 | 30.6545 | #REF! | #REF! | #REF! | #REF! | 35.65 | -44.5078 | -8.2422 | 192.51 | 962.55 | 30.6545 | #REF! | #REF! | #REF! | #REF! | 35.65 | 34.568 | 6.4015 | 192.51 | 962.55 | 30.6545 | #REF! | #REF! | #REF! | #REF! | 35.65 | 155.2475 | 28.7495 | 192.51 | 962.55 | 30.6545 | #REF! | #REF! | #REF! | #REF! | 35.65 | 350.2157 | 64.8548 | 192.51 | 962.55 | 30.6545 | #REF! | #REF! | #REF! | 2 | 35.65 | 622.6362 | 115.303 | 192.51 | 962.55 | 30.6545 | #REF! | #REF! | #REF! | 2 | 35.65 | 976.7376 | 180.8773 | 192.51 | 962.55 | 30.6545 | #REF! | #REF! | #REF! | 2 | 35.65 | 1410.2016 | 261.1484 | 192.51 | 962.55 | 30.6545 | #REF! | #REF! | #REF!
| 2 | 36 | 21.5495 | 81.1984 | 0.10889 | 194.4 | 3.9906 | 81.1984 | 194.4 | 116.64 | 8.4594 | 972 | 30.9554 | 93.7019 | 672.1912 | 33.0361 | -590.9927 | -29.0454 | [11 empty] | 1 | [7 empty] | 35.7 | 264.8645 | 49.049 | 192.78 | 963.9 | 30.6975 | #REF! | #REF! | #REF! | #REF! | 35.7 | -45.143 | -8.3598 | 192.78 | 963.9 | 30.6975 | #REF! | #REF! | #REF! | #REF! | 35.7 | 34.1611 | 6.3261 | 192.78 | 963.9 | 30.6975 | #REF! | #REF! | #REF! | #REF! | 35.7 | 154.4752 | 28.6065 | 192.78 | 963.9 | 30.6975 | #REF! | #REF! | #REF! | #REF! | 35.7 | 349.0553 | 64.6399 | 192.78 | 963.9 | 30.6975 | #REF! | #REF! | #REF! | 2 | 35.7 | 621.0507 | 115.0094 | 192.78 | 963.9 | 30.6975 | #REF! | #REF! | #REF! | 2 | 35.7 | 974.7475 | 180.5088 | 192.78 | 963.9 | 30.6975 | #REF! | #REF! | #REF! | 2 | 35.7 | 1407.831 | 260.7095 | 192.78 | 963.9 | 30.6975 | #REF! | #REF! | #REF!
| 2 | 36.05 | 21.6349 | 81.6334 | 0.10947 | 194.67 | 4.0065 | 81.6334 | 194.67 | 116.802 | 8.4594 | 973.35 | 30.9984 | 93.7066 | 674.0257 | 33.0803 | -592.3922 | -29.0738 | [11 empty] | 1 | [7 empty] | 35.75 | 266.4123 | 49.3356 | 193.05 | 965.25 | 30.7404 | #REF! | #REF! | #REF! | #REF! | 35.75 | -45.781 | -8.478 | 193.05 | 965.25 | 30.7404 | #REF! | #REF! | #REF! | #REF! | 35.75 | 33.7575 | 6.2514 | 193.05 | 965.25 | 30.7404 | #REF! | #REF! | #REF! | #REF! | 35.75 | 153.7053 | 28.4639 | 193.05 | 965.25 | 30.7404 | #REF! | #REF! | #REF! | #REF! | 35.75 | 347.8972 | 64.4254 | 193.05 | 965.25 | 30.7404 | #REF! | #REF! | #REF! | 2 | 35.75 | 619.4674 | 114.7162 | 193.05 | 965.25 | 30.7404 | #REF! | #REF! | #REF! | 2 | 35.75 | 972.7592 | 180.1406 | 193.05 | 965.25 | 30.7404 | #REF! | #REF! | #REF! | 2 | 35.75 | 1405.462 | 260.2707 | 193.05 | 965.25 | 30.7404 | #REF! | #REF! | #REF!
| 2 | 36.1 | 21.7204 | 82.07 | 0.11006 | 194.94 | 4.0223 | 82.07 | 194.94 | 116.964 | 8.4594 | 974.7 | 31.0414 | 93.7113 | 675.8627 | 33.1245 | -593.7927 | -29.1022 | [11 empty] | 1 | [7 empty] | 35.8 | 267.9648 | 49.6231 | 193.32 | 966.6 | 30.7834 | #REF! | #REF! | #REF! | #REF! | 35.8 | -46.4216 | -8.5966 | 193.32 | 966.6 | 30.7834 | #REF! | #REF! | #REF! | #REF! | 35.8 | 33.3571 | 6.1772 | 193.32 | 966.6 | 30.7834 | #REF! | #REF! | #REF! | #REF! | 35.8 | 152.9378 | 28.3218 | 193.32 | 966.6 | 30.7834 | #REF! | #REF! | #REF! | #REF! | 35.8 | 346.7412 | 64.2113 | 193.32 | 966.6 | 30.7834 | #REF! | #REF! | #REF! | 2 | 35.8 | 617.8863 | 114.4234 | 193.32 | 966.6 | 30.7834 | #REF! | #REF! | #REF! | 2 | 35.8 | 970.7727 | 179.7727 | 193.32 | 966.6 | 30.7834 | #REF! | #REF! | #REF! | 2 | 35.8 | 1403.0944 | 259.8323 | 193.32 | 966.6 | 30.7834 | #REF! | #REF! | #REF!
| 2 | 36.15 | 21.8062 | 82.508 | 0.11065 | 195.21 | 4.0382 | 82.508 | 195.21 | 117.126 | 8.4594 | 976.05 | 31.0844 | 93.716 | 677.7023 | 33.1687 | -595.1943 | -29.1305 | [11 empty] | 1 | [7 empty] | 35.85 | 269.522 | 49.9115 | 193.59 | 967.95 | 30.8264 | #REF! | #REF! | #REF! | #REF! | 35.85 | -47.065 | -8.7157 | 193.59 | 967.95 | 30.8264 | #REF! | #REF! | #REF! | #REF! | 35.85 | 32.96 | 6.1037 | 193.59 | 967.95 | 30.8264 | #REF! | #REF! | #REF! | #REF! | 35.85 | 152.1727 | 28.1801 | 193.59 | 967.95 | 30.8264 | #REF! | #REF! | #REF! | #REF! | 35.85 | 345.5874 | 63.9977 | 193.59 | 967.95 | 30.8264 | #REF! | #REF! | #REF! | 2 | 35.85 | 616.3073 | 114.131 | 193.59 | 967.95 | 30.8264 | #REF! | #REF! | #REF! | 2 | 35.85 | 968.7881 | 179.4052 | 193.59 | 967.95 | 30.8264 | #REF! | #REF! | #REF! | 2 | 35.85 | 1400.7283 | 259.3941 | 193.59 | 967.95 | 30.8264 | #REF! | #REF! | #REF!
| 2 | 36.2 | 21.8921 | 82.9476 | 0.11123 | 195.48 | 4.0541 | 82.9476 | 195.48 | 117.288 | 8.4594 | 977.4 | 31.1274 | 93.7207 | 679.5445 | 33.2129 | -596.5968 | -29.1588 | [11 empty] | 1 | [7 empty] | 35.9 | 271.084 | 50.2007 | 193.86 | 969.3 | 30.8694 | #REF! | #REF! | #REF! | #REF! | 35.9 | -47.7111 | -8.8354 | 193.86 | 969.3 | 30.8694 | #REF! | #REF! | #REF! | #REF! | 35.9 | 32.5662 | 6.0308 | 193.86 | 969.3 | 30.8694 | #REF! | #REF! | #REF! | #REF! | 35.9 | 151.41 | 28.0389 | 193.86 | 969.3 | 30.8694 | #REF! | #REF! | #REF! | #REF! | 35.9 | 344.4359 | 63.7844 | 193.86 | 969.3 | 30.8694 | #REF! | #REF! | #REF! | 2 | 35.9 | 614.7304 | 113.839 | 193.86 | 969.3 | 30.8694 | #REF! | #REF! | #REF! | 2 | 35.9 | 966.8053 | 179.038 | 193.86 | 969.3 | 30.8694 | #REF! | #REF! | #REF! | 2 | 35.9 | 1398.3637 | 258.9562 | 193.86 | 969.3 | 30.8694 | #REF! | #REF! | #REF!
| 2 | 36.25 | 21.9782 | 83.3888 | 0.11183 | 195.75 | 4.07 | 83.3888 | 195.75 | 117.45 | 8.4594 | 978.75 | 31.1704 | 93.7253 | 681.3892 | 33.2572 | -598.0004 | -29.1871 | [11 empty] | 1 | [7 empty] | 35.95 | 272.6508 | 50.4909 | 194.13 | 970.65 | 30.9124 | #REF! | #REF! | #REF! | #REF! | 35.95 | -48.36 | -8.9555 | 194.13 | 970.65 | 30.9124 | #REF! | #REF! | #REF! | #REF! | 35.95 | 32.1756 | 5.9584 | 194.13 | 970.65 | 30.9124 | #REF! | #REF! | #REF! | #REF! | 35.95 | 150.6498 | 27.8981 | 194.13 | 970.65 | 30.9124 | #REF! | #REF! | #REF! | #REF! | 35.95 | 343.2865 | 63.5716 | 194.13 | 970.65 | 30.9124 | #REF! | #REF! | #REF! | 2 | 35.95 | 613.1557 | 113.5474 | 194.13 | 970.65 | 30.9124 | #REF! | #REF! | #REF! | 2 | 35.95 | 964.8243 | 178.6712 | 194.13 | 970.65 | 30.9124 | #REF! | #REF! | #REF! | 2 | 35.95 | 1396.0006 | 258.5186 | 194.13 | 970.65 | 30.9124 | #REF! | #REF! | #REF!
| 2 | 36.3 | 22.0644 | 83.8315 | 0.11242 | 196.02 | 4.086 | 83.8315 | 196.02 | 117.612 | 8.4594 | 980.1 | 31.2134 | 93.73 | 683.2364 | 33.3014 | -599.405 | -29.2154 | [11 empty] | 1 | [7 empty] | 36 | 274.2222 | 50.7819 | 194.4 | 972 | 30.9554 | #REF! | #REF! | #REF! | #REF! | 36 | -49.0116 | -9.0762 | 194.4 | 972 | 30.9554 | #REF! | #REF! | #REF! | #REF! | 36 | 31.7884 | 5.8867 | 194.4 | 972 | 30.9554 | #REF! | #REF! | #REF! | #REF! | 36 | 149.892 | 27.7578 | 194.4 | 972 | 30.9554 | #REF! | #REF! | #REF! | #REF! | 36 | 342.1393 | 63.3591 | 194.4 | 972 | 30.9554 | #REF! | #REF! | #REF! | 2 | 36 | 611.5832 | 113.2561 | 194.4 | 972 | 30.9554 | #REF! | #REF! | #REF! | 2 | 36 | 962.8452 | 178.3047 | 194.4 | 972 | 30.9554 | #REF! | #REF! | #REF! | 2 | 36 | 1393.639 | 258.0813 | 194.4 | 972 | 30.9554 | #REF! | #REF! | #REF!
| 2 | 36.35 | 22.1508 | 84.2757 | 0.11302 | 196.29 | 4.102 | 84.2757 | 196.29 | 117.774 | 8.4594 | 981.45 | 31.2564 | 93.7346 | 685.0862 | 33.3456 | -600.8105 | -29.2436 | [11 empty] | 1 | [7 empty] | 36.05 | 275.7985 | 51.0738 | 194.67 | 973.35 | 30.9984 | #REF! | #REF! | #REF! | #REF! | 36.05 | -49.6661 | -9.1974 | 194.67 | 973.35 | 30.9984 | #REF! | #REF! | #REF! | #REF! | 36.05 | 31.4044 | 5.8156 | 194.67 | 973.35 | 30.9984 | #REF! | #REF! | #REF! | #REF! | 36.05 | 149.1367 | 27.6179 | 194.67 | 973.35 | 30.9984 | #REF! | #REF! | #REF! | #REF! | 36.05 | 340.9944 | 63.1471 | 194.67 | 973.35 | 30.9984 | #REF! | #REF! | #REF! | 2 | 36.05 | 610.0128 | 112.9653 | 194.67 | 973.35 | 30.9984 | #REF! | #REF! | #REF! | 2 | 36.05 | 960.8679 | 177.9385 | 194.67 | 973.35 | 30.9984 | #REF! | #REF! | #REF! | 2 | 36.05 | 1391.2789 | 257.6442 | 194.67 | 973.35 | 30.9984 | #REF! | #REF! | #REF!
| 2 | 36.4 | 22.2374 | 84.7215 | 0.11361 | 196.56 | 4.118 | 84.7215 | 196.56 | 117.936 | 8.4594 | 982.8 | 31.2994 | 93.7392 | 686.9386 | 33.3898 | -602.2171 | -29.2718 | [11 empty] | 1 | [7 empty] | 36.1 | 277.3794 | 51.3666 | 194.94 | 974.7 | 31.0414 | #REF! | #REF! | #REF! | #REF! | 36.1 | -50.3234 | -9.3191 | 194.94 | 974.7 | 31.0414 | #REF! | #REF! | #REF! | #REF! | 36.1 | 31.0239 | 5.7452 | 194.94 | 974.7 | 31.0414 | #REF! | #REF! | #REF! | #REF! | 36.1 | 148.3838 | 27.4785 | 194.94 | 974.7 | 31.0414 | #REF! | #REF! | #REF! | #REF! | 36.1 | 339.8516 | 62.9355 | 194.94 | 974.7 | 31.0414 | #REF! | #REF! | #REF! | 2 | 36.1 | 608.4446 | 112.6749 | 194.94 | 974.7 | 31.0414 | #REF! | #REF! | #REF! | 2 | 36.1 | 958.8925 | 177.5727 | 194.94 | 974.7 | 31.0414 | #REF! | #REF! | #REF! | 2 | 36.1 | 1388.9202 | 257.2075 | 194.94 | 974.7 | 31.0414 | #REF! | #REF! | #REF!
| 2 | 36.45 | 22.3241 | 85.1688 | 0.11421 | 196.83 | 4.1341 | 85.1688 | 196.83 | 118.098 | 8.4594 | 984.15 | 31.3424 | 93.7437 | 688.7935 | 33.4341 | -603.6247 | -29.3 | [11 empty] | 1 | [7 empty] | 36.15 | 278.9652 | 51.6602 | 195.21 | 976.05 | 31.0844 | #REF! | #REF! | #REF! | #REF! | 36.15 | -50.9835 | -9.4414 | 195.21 | 976.05 | 31.0844 | #REF! | #REF! | #REF! | #REF! | 36.15 | 30.6467 | 5.6753 | 195.21 | 976.05 | 31.0844 | #REF! | #REF! | #REF! | #REF! | 36.15 | 147.6333 | 27.3395 | 195.21 | 976.05 | 31.0844 | #REF! | #REF! | #REF! | #REF! | 36.15 | 338.711 | 62.7243 | 195.21 | 976.05 | 31.0844 | #REF! | #REF! | #REF! | 2 | 36.15 | 606.8786 | 112.3849 | 195.21 | 976.05 | 31.0844 | #REF! | #REF! | #REF! | 2 | 36.15 | 956.9189 | 177.2072 | 195.21 | 976.05 | 31.0844 | #REF! | #REF! | #REF! | 2 | 36.15 | 1386.5631 | 256.771 | 195.21 | 976.05 | 31.0844 | #REF! | #REF! | #REF!
| 2 | 36.5 | 22.4111 | 85.6177 | 0.11482 | 197.1 | 4.1502 | 85.6177 | 197.1 | 118.26 | 8.4594 | 985.5 | 31.3854 | 93.7483 | 690.651 | 33.4783 | -605.0333 | -29.3281 | [11 empty] | 1 | [7 empty] | 36.2 | 280.5556 | 51.9547 | 195.48 | 977.4 | 31.1274 | #REF! | #REF! | #REF! | #REF! | 36.2 | -51.6464 | -9.5642 | 195.48 | 977.4 | 31.1274 | #REF! | #REF! | #REF! | #REF! | 36.2 | 30.2729 | 5.6061 | 195.48 | 977.4 | 31.1274 | #REF! | #REF! | #REF! | #REF! | 36.2 | 146.8853 | 27.201 | 195.48 | 977.4 | 31.1274 | #REF! | #REF! | #REF! | #REF! | 36.2 | 337.5726 | 62.5135 | 195.48 | 977.4 | 31.1274 | #REF! | #REF! | #REF! | 2 | 36.2 | 605.3147 | 112.0953 | 195.48 | 977.4 | 31.1274 | #REF! | #REF! | #REF! | 2 | 36.2 | 954.9471 | 176.8421 | 195.48 | 977.4 | 31.1274 | #REF! | #REF! | #REF! | 2 | 36.2 | 1384.2075 | 256.3347 | 195.48 | 977.4 | 31.1274 | #REF! | #REF! | #REF!
| 2 | 36.55 | 22.4981 | 86.0681 | 0.11542 | 197.37 | 4.1663 | 86.0681 | 197.37 | 118.422 | 8.4594 | 986.85 | 31.4283 | 93.7528 | 692.5111 | 33.5226 | -606.4429 | -29.3562 | [11 empty] | 1 | [7 empty] | 36.25 | 282.1508 | 52.2502 | 195.75 | 978.75 | 31.1704 | #REF! | #REF! | #REF! | #REF! | 36.25 | -52.3123 | -9.6875 | 195.75 | 978.75 | 31.1704 | #REF! | #REF! | #REF! | #REF! | 36.25 | 29.9025 | 5.5375 | 195.75 | 978.75 | 31.1704 | #REF! | #REF! | #REF! | #REF! | 36.25 | 146.1396 | 27.0629 | 195.75 | 978.75 | 31.1704 | #REF! | #REF! | #REF! | #REF! | 36.25 | 336.4365 | 62.303 | 195.75 | 978.75 | 31.1704 | #REF! | #REF! | #REF! | 2 | 36.25 | 603.753 | 111.8061 | 195.75 | 978.75 | 31.1704 | #REF! | #REF! | #REF! | 2 | 36.25 | 952.9773 | 176.4773 | 195.75 | 978.75 | 31.1704 | #REF! | #REF! | #REF! | 2 | 36.25 | 1381.8535 | 255.8988 | 195.75 | 978.75 | 31.1704 | #REF! | #REF! | #REF!
| 2 | 36.6 | 22.5854 | 86.5201 | 0.11603 | 197.64 | 4.1825 | 86.5201 | 197.64 | 118.584 | 8.4594 | 988.2 | 31.4713 | 93.7573 | 694.3737 | 33.5668 | -607.8535 | -29.3843 | [11 empty] | 1 | [7 empty] | 36.3 | 283.7508 | 52.5464 | 196.02 | 980.1 | 31.2134 | #REF! | #REF! | #REF! | #REF! | 36.3 | -52.9809 | -9.8113 | 196.02 | 980.1 | 31.2134 | #REF! | #REF! | #REF! | #REF! | 36.3 | 29.5356 | 5.4696 | 196.02 | 980.1 | 31.2134 | #REF! | #REF! | #REF! | #REF! | 36.3 | 145.3965 | 26.9253 | 196.02 | 980.1 | 31.2134 | #REF! | #REF! | #REF! | #REF! | 36.3 | 335.3025 | 62.093 | 196.02 | 980.1 | 31.2134 | #REF! | #REF! | #REF! | 2 | 36.3 | 602.1935 | 111.5173 | 196.02 | 980.1 | 31.2134 | #REF! | #REF! | #REF! | 2 | 36.3 | 951.0093 | 176.1128 | 196.02 | 980.1 | 31.2134 | #REF! | #REF! | #REF! | 2 | 36.3 | 1379.5009 | 255.4631 | 196.02 | 980.1 | 31.2134 | #REF! | #REF! | #REF!
| 2 | 36.65 | 1: 22.6728; 1.1: 86.9737; 1.2: 0.11663; 1.3: 197.91; 1.4: 4.1987; 1.5: 86.9737; 1.6: 197.91; 1.7: 118.746; 1.8: 8.4594; 1.9: 989.55; 2: 31.5143; 2.1: 93.7618; 2.2: 696.2388; 2.3: 33.6111; 2.4: -609.2651; 2.5: -29.4124; 3.7: 2; 5.4: 2; 6.4: 2; 7.4: 2; 8.4: #REF!; 9.4: 2; 10.4: 2; 11.4: 2; 11.5: 36.35; 11.6: 1377.1499; 11.7: 255.0278; 11.8: 196.29; 11.9: 981.45; 12: 31.2564; 12.1: #REF!; 12.2: #REF!; 12.3: #REF!
| 2 | 36.7 | 1: 22.7604; 1.1: 87.4288; 1.2: 0.11724; 1.3: 198.18; 1.4: 4.2149; 1.5: 87.4288; 1.6: 198.18; 1.7: 118.908; 1.8: 8.4594; 1.9: 990.9; 2: 31.5573; 2.1: 93.7663; 2.2: 698.1065; 2.3: 33.6553; 2.4: -610.6777; 2.5: -29.4404; 3.7: 2; 5.4: 2; 6.4: 2; 7.4: 2; 8.4: #REF!; 9.4: 2; 10.4: 2; 11.4: 2; 11.5: 36.4; 11.6: 1374.8003; 11.7: 254.5927; 11.8: 196.56; 11.9: 982.8; 12: 31.2994; 12.1: #REF!; 12.2: #REF!; 12.3: #REF!
| 2 | 36.75 | 1: 22.8482; 1.1: 87.8855; 1.2: 0.11786; 1.3: 198.45; 1.4: 4.2311; 1.5: 87.8855; 1.6: 198.45; 1.7: 119.07; 1.8: 8.4594; 1.9: 992.25; 2: 31.6003; 2.1: 93.7707; 2.2: 699.9768; 2.3: 33.6996; 2.4: -612.0913; 2.5: -29.4684; 3.7: 2; 5.4: 2; 6.4: 2; 7.4: 2; 8.4: #REF!; 9.4: 2; 10.4: 2; 11.4: 2; 11.5: 36.45; 11.6: 1372.4524; 11.7: 254.1578; 11.8: 196.83; 11.9: 984.15; 12: 31.3424; 12.1: #REF!; 12.2: #REF!; 12.3: #REF!
| 2 | 36.8 | 1: 22.9361; 1.1: 88.3438; 1.2: 0.11847; 1.3: 198.72; 1.4: 4.2474; 1.5: 88.3438; 1.6: 198.72; 1.7: 119.232; 1.8: 8.4594; 1.9: 993.6; 2: 31.6433; 2.1: 93.7752; 2.2: 701.8496; 2.3: 33.7438; 2.4: -613.5058; 2.5: -29.4964; 3.7: 2; 5.4: 2; 6.4: 2; 7.4: 2; 8.4: #REF!; 9.4: 2; 10.4: 2; 11.4: 2; 11.5: 36.5; 11.6: 1370.1059; 11.7: 253.7233; 11.8: 197.1; 11.9: 985.5; 12: 31.3854; 12.1: #REF!; 12.2: #REF!; 12.3: #REF!
| 2 | 36.85 | 1: 23.0242; 1.1: 88.8036; 1.2: 0.11909; 1.3: 198.99; 1.4: 4.2637; 1.5: 88.8036; 1.6: 198.99; 1.7: 119.394; 1.8: 8.4594; 1.9: 994.95; 2: 31.6863; 2.1: 93.7796; 2.2: 703.725; 2.3: 33.7881; 2.4: -614.9214; 2.5: -29.5243; 3.7: 2; 5.4: 2; 6.4: 2; 7.4: 2; 8.4: #REF!; 9.4: 2; 10.4: 2; 11.4: 2; 11.5: 36.55; 11.6: 1367.761; 11.7: 253.2891; 11.8: 197.37; 11.9: 986.85; 12: 31.4283; 12.1: #REF!; 12.2: #REF!; 12.3: #REF!
| 2 | 36.9 | 1: 23.1125; 1.1: 89.265; 1.2: 0.11971; 1.3: 199.26; 1.4: 4.2801; 1.5: 89.265; 1.6: 199.26; 1.7: 119.556; 1.8: 8.4594; 1.9: 996.3; 2: 31.7293; 2.1: 93.784; 2.2: 705.6029; 2.3: 33.8323; 2.4: -616.3379; 2.5: -29.5522; 3.7: 2; 5.4: 2; 6.4: 2; 7.4: 2; 8.4: #REF!; 9.4: 2; 10.4: 2; 11.4: 2; 11.5: 36.6; 11.6: 1365.4176; 11.7: 252.8551; 11.8: 197.64; 11.9: 988.2; 12: 31.4713; 12.1: #REF!; 12.2: #REF!; 12.3: #REF!
| 2 | 36.95 | 1: 23.2009; 1.1: 89.728; 1.2: 0.12033; 1.3: 199.53; 1.4: 4.2965; 1.5: 89.728; 1.6: 199.53; 1.7: 119.718; 1.8: 8.4594; 1.9: 997.65; 2: 31.7723; 2.1: 93.7884; 2.2: 707.4834; 2.3: 33.8766; 2.4: -617.7554; 2.5: -29.5801; 3.7: 2; 5.4: 2; 6.4: 2; 7.4: 2; 8.4: #REF!; 9.4: 2; 10.4: 2; 11.4: 2; 11.5: 36.65; 11.6: 1363.0758; 11.7: 252.4214; 11.8: 197.91; 11.9: 989.55; 12: 31.5143; 12.1: #REF!; 12.2: #REF!; 12.3: #REF!
| 2 | 37 | 1: 23.2895; 1.1: 90.1925; 1.2: 0.12095; 1.3: 199.8; 1.4: 4.3129; 1.5: 90.1925; 1.6: 199.8; 1.7: 119.88; 1.8: 8.4594; 1.9: 999; 2: 31.8153; 2.1: 93.7927; 2.2: 709.3664; 2.3: 33.9209; 2.4: -619.1739; 2.5: -29.608; 3.7: 2; 5.4: 2; 6.4: 2; 7.4: 2; 8.4: #REF!; 9.4: 2; 10.4: 2; 11.4: 2; 11.5: 36.7; 11.6: 1360.7356; 11.7: 251.9881; 11.8: 198.18; 11.9: 990.9; 12: 31.5573; 12.1: #REF!; 12.2: #REF!; 12.3: #REF!
| 2 | 37.05 | 1: 23.3783; 1.1: 90.6587; 1.2: 0.12158; 1.3: 200.07; 1.4: 4.3293; 1.5: 90.6587; 1.6: 200.07; 1.7: 120.042; 1.8: 8.4594; 1.9: 1000.35; 2: 31.8583; 2.1: 93.7971; 2.2: 711.252; 2.3: 33.9651; 2.4: -620.5933; 2.5: -29.6358; 3.7: 2; 5.4: 2; 6.4: 2; 7.4: 2; 8.4: #REF!; 9.4: 2; 10.4: 2; 11.4: 2; 11.5: 36.75; 11.6: 1358.3969; 11.7: 251.555; 11.8: 198.45; 11.9: 992.25; 12: 31.6003; 12.1: #REF!; 12.2: #REF!; 12.3: #REF!
| 2 | 37.1 | 1: 23.4672; 1.1: 91.1264; 1.2: 0.1222; 1.3: 200.34; 1.4: 4.3458; 1.5: 91.1264; 1.6: 200.34; 1.7: 120.204; 1.8: 8.4594; 1.9: 1001.7; 2: 31.9013; 2.1: 93.8014; 2.2: 713.1401; 2.3: 34.0094; 2.4: -622.0137; 2.5: -29.6636; 3.7: 2; 5.4: 2; 6.4: 2; 7.4: 2; 8.4: #REF!; 9.4: 2; 10.4: 2; 11.4: 2; 11.5: 36.8; 11.6: 1356.0597; 11.7: 251.1222; 11.8: 198.72; 11.9: 993.6; 12: 31.6433; 12.1: #REF!; 12.2: #REF!; 12.3: #REF!
| 2 | 37.15 | 1: 23.5564; 1.1: 91.5957; 1.2: 0.12283; 1.3: 200.61; 1.4: 4.3623; 1.5: 91.5957; 1.6: 200.61; 1.7: 120.366; 1.8: 8.4594; 1.9: 1003.05; 2: 31.9443; 2.1: 93.8057; 2.2: 715.0309; 2.3: 34.0537; 2.4: -623.4351; 2.5: -29.6914; 3.7: 2; 5.4: 2; 6.4: 2; 7.4: 2; 8.4: #REF!; 9.4: 2; 10.4: 2; 11.4: 2; 11.5: 36.85; 11.6: 1353.7241; 11.7: 250.6897; 11.8: 198.99; 11.9: 994.95; 12: 31.6863; 12.1: #REF!; 12.2: #REF!; 12.3: #REF!
| 2 | 37.2 | 1: 23.6456; 1.1: 92.0666; 1.2: 0.12346; 1.3: 200.88; 1.4: 4.3788; 1.5: 92.0666; 1.6: 200.88; 1.7: 120.528; 1.8: 8.4594; 1.9: 1004.4; 2: 31.9873; 2.1: 93.81; 2.2: 716.9241; 2.3: 34.0979; 2.4: -624.8575; 2.5: -29.7191; 3.7: 2; 5.4: 2; 6.4: 2; 7.4: 2; 8.4: #REF!; 9.4: 2; 10.4: 2; 11.4: 2; 11.5: 36.9; 11.6: 1351.3901; 11.7: 250.2574; 11.8: 199.26; 11.9: 996.3; 12: 31.7293; 12.1: #REF!; 12.2: #REF!; 12.3: #REF!
| 2 | 37.25 | 1: 23.7351; 1.1: 92.5391; 1.2: 0.1241; 1.3: 201.15; 1.4: 4.3954; 1.5: 92.5391; 1.6: 201.15; 1.7: 120.69; 1.8: 8.4594; 1.9: 1005.75; 2: 32.0303; 2.1: 93.8142; 2.2: 718.8199; 2.3: 34.1422; 2.4: -626.2808; 2.5: -29.7468; 3.7: 2; 5.4: 2; 6.4: 2; 7.4: 2; 8.4: #REF!; 9.4: 2; 10.4: 2; 11.4: 2; 11.5: 36.95; 11.6: 1349.0577; 11.7: 249.8255; 11.8: 199.53; 11.9: 997.65; 12: 31.7723; 12.1: #REF!; 12.2: #REF!; 12.3: #REF!
| 2 | 37.3 | 1: 23.8247; 1.1: 93.0132; 1.2: 0.12473; 1.3: 201.42; 1.4: 4.412; 1.5: 93.0132; 1.6: 201.42; 1.7: 120.852; 1.8: 8.4594; 1.9: 1007.1; 2: 32.0732; 2.1: 93.8185; 2.2: 720.7183; 2.3: 34.1865; 2.4: -627.7051; 2.5: -29.7745; 3.7: 2; 5.4: 2; 6.4: 2; 7.4: 2; 8.4: #REF!; 9.4: 2; 10.4: 2; 11.4: 2; 11.5: 37; 11.6: 1346.7268; 11.7: 249.3939; 11.8: 199.8; 11.9: 999; 12: 31.8153; 12.1: #REF!; 12.2: #REF!; 12.3: #REF!
| 2 | 37.35 | 1: 23.9145; 1.1: 93.4889; 1.2: 0.12537; 1.3: 201.69; 1.4: 4.4286; 1.5: 93.4889; 1.6: 201.69; 1.7: 121.014; 1.8: 8.4594; 1.9: 1008.45; 2: 32.1162; 2.1: 93.8227; 2.2: 722.6192; 2.3: 34.2308; 2.4: -629.1303; 2.5: -29.8022; 3.7: 2; 5.4: 2; 6.4: 2; 7.4: 2; 8.4: #REF!; 9.4: 2; 10.4: 2; 11.4: 2; 11.5: 37.05; 11.6: 1344.3975; 11.7: 248.9625; 11.8: 200.07; 11.9: 1000.35; 12: 31.8583; 12.1: #REF!; 12.2: #REF!; 12.3: #REF!
| 2 | 37.4 | 1: 24.0045; 1.1: 93.9662; 1.2: 0.12601; 1.3: 201.96; 1.4: 4.4453; 1.5: 93.9662; 1.6: 201.96; 1.7: 121.176; 1.8: 8.4594; 1.9: 1009.8; 2: 32.1592; 2.1: 93.8269; 2.2: 724.5227; 2.3: 34.2751; 2.4: -630.5565; 2.5: -29.8298; 3.7: 2; 5.4: 2; 6.4: 2; 7.4: 2; 8.4: #REF!; 9.4: 2; 10.4: 2; 11.4: 2; 11.5: 37.1; 11.6: 1342.0698; 11.7: 248.5314; 11.8: 200.34; 11.9: 1001.7; 12: 31.9013; 12.1: #REF!; 12.2: #REF!; 12.3: #REF!
| 2 | 37.45 | 1: 24.0946; 1.1: 94.4451; 1.2: 0.12665; 1.3: 202.23; 1.4: 4.462; 1.5: 94.4451; 1.6: 202.23; 1.7: 121.338; 1.8: 8.4594; 1.9: 1011.15; 2: 32.2022; 2.1: 93.8311; 2.2: 726.4288; 2.3: 34.3194; 2.4: -631.9836; 2.5: -29.8574; 3.7: 2; 5.4: 2; 6.4: 2; 7.4: 2; 8.4: #REF!; 9.4: 2; 10.4: 2; 11.4: 2; 11.5: 37.15; 11.6: 1339.7437; 11.7: 248.1007; 11.8: 200.61; 11.9: 1003.05; 12: 31.9443; 12.1: #REF!; 12.2: #REF!; 12.3: #REF!
| 2 | 37.5 | 1: 24.1849; 1.1: 94.9256; 1.2: 0.1273; 1.3: 202.5; 1.4: 4.4787; 1.5: 94.9256; 1.6: 202.5; 1.7: 121.5; 1.8: 8.4594; 1.9: 1012.5; 2: 32.2452; 2.1: 93.8353; 2.2: 728.3374; 2.3: 34.3636; 2.4: -633.4117; 2.5: -29.885; 3.7: 2; 5.4: 2; 6.4: 2; 7.4: 2; 8.4: #REF!; 9.4: 2; 10.4: 2; 11.4: 2; 11.5: 37.2; 11.6: 1337.4192; 11.7: 247.6702; 11.8: 200.88; 11.9: 1004.4; 12: 31.9873; 12.1: #REF!; 12.2: #REF!; 12.3: #REF!
| 2 | 37.55 | 1: 24.2753; 1.1: 95.4077; 1.2: 0.12794; 1.3: 202.77; 1.4: 4.4954; 1.5: 95.4077; 1.6: 202.77; 1.7: 121.662; 1.8: 8.4594; 1.9: 1013.85; 2: 32.2882; 2.1: 93.8395; 2.2: 730.2485; 2.3: 34.4079; 2.4: -634.8408; 2.5: -29.9125; 3.7: 2; 5.4: 2; 6.4: 2; 7.4: 2; 8.4: #REF!; 9.4: 2; 10.4: 2; 11.4: 2; 11.5: 37.25; 11.6: 1335.0963; 11.7: 247.24; 11.8: 201.15; 11.9: 1005.75; 12: 32.0303; 12.1: #REF!; 12.2: #REF!; 12.3: #REF!
| 2 | 37.6 | 1: 24.366; 1.1: 95.8915; 1.2: 0.12859; 1.3: 203.04; 1.4: 4.5122; 1.5: 95.8915; 1.6: 203.04; 1.7: 121.824; 1.8: 8.4594; 1.9: 1015.2; 2: 32.3312; 2.1: 93.8436; 2.2: 732.1622; 2.3: 34.4522; 2.4: -636.2708; 2.5: -29.94; 3.7: 2; 5.4: 2; 6.4: 2; 7.4: 2; 8.4: #REF!; 9.4: 2; 10.4: 2; 11.4: 2; 11.5: 37.3; 11.6: 1332.7749; 11.7: 246.8102; 11.8: 201.42; 11.9: 1007.1; 12: 32.0732; 12.1: #REF!; 12.2: #REF!; 12.3: #REF!
| 2 | 37.65 | 1: 24.4568; 1.1: 96.3768; 1.2: 0.12924; 1.3: 203.31; 1.4: 4.529; 1.5: 96.3768; 1.6: 203.31; 1.7: 121.986; 1.8: 8.4594; 1.9: 1016.55; 2: 32.3742; 2.1: 93.8477; 2.2: 734.0785; 2.3: 34.4965; 2.4: -637.7017; 2.5: -29.9675; 3.7: 2; 5.4: 2; 6.4: 2; 7.4: 2; 8.4: #REF!; 9.4: 2; 10.4: 2; 11.4: 2; 11.5: 37.35; 11.6: 1330.4552; 11.7: 246.3806; 11.8: 201.69; 11.9: 1008.45; 12: 32.1162; 12.1: #REF!; 12.2: #REF!; 12.3: #REF!
| 2 | 37.7 | 1: 24.5477; 1.1: 96.8638; 1.2: 0.1299; 1.3: 203.58; 1.4: 4.5459; 1.5: 96.8638; 1.6: 203.58; 1.7: 122.148; 1.8: 8.4594; 1.9: 1017.9; 2: 32.4172; 2.1: 93.8518; 2.2: 735.9973; 2.3: 34.5408; 2.4: -639.1336; 2.5: -29.9949; 3.7: 2; 5.4: 2; 6.4: 2; 7.4: 2; 8.4: #REF!; 9.4: 2; 10.4: 2; 11.4: 2; 11.5: 37.4; 11.6: 1328.1371; 11.7: 245.9513; 11.8: 201.96; 11.9: 1009.8; 12: 32.1592; 12.1: #REF!; 12.2: #REF!; 12.3: #REF!
| 2 | 37.75 | 1: 24.6389; 1.1: 97.3523; 1.2: 0.13055; 1.3: 203.85; 1.4: 4.5628; 1.5: 97.3523; 1.6: 203.85; 1.7: 122.31; 1.8: 8.4594; 1.9: 1019.25; 2: 32.4602; 2.1: 93.8559; 2.2: 737.9187; 2.3: 34.5851; 2.4: -640.5664; 2.5: -30.0224; 3.7: 2; 5.4: 2; 6.4: 2; 7.4: 2; 8.4: #REF!; 9.4: 2; 10.4: 2; 11.4: 2; 11.5: 37.45; 11.6: 1325.8206; 11.7: 245.5223; 11.8: 202.23; 11.9: 1011.15; 12: 32.2022; 12.1: #REF!; 12.2: #REF!; 12.3: #REF!
| 2 | 37.8 | 1: 24.7302; 1.1: 97.8425; 1.2: 0.13121; 1.3: 204.12; 1.4: 4.5797; 1.5: 97.8425; 1.6: 204.12; 1.7: 122.472; 1.8: 8.4594; 1.9: 1020.6; 2: 32.5032; 2.1: 93.86; 2.2: 739.8426; 2.3: 34.6294; 2.4: -642.0001; 2.5: -30.0498; 3.7: 2; 5.4: 2; 6.4: 2; 7.4: 2; 8.4: #REF!; 9.4: 2; 10.4: 2; 11.4: 2; 11.5: 37.5; 11.6: 1323.5057; 11.7: 245.0937; 11.8: 202.5; 11.9: 1012.5; 12: 32.2452; 12.1: #REF!; 12.2: #REF!; 12.3: #REF!
| 2 | 37.85 | 1: 24.8217; 1.1: 98.3344; 1.2: 0.13187; 1.3: 204.39; 1.4: 4.5966; 1.5: 98.3344; 1.6: 204.39; 1.7: 122.634; 1.8: 8.4594; 1.9: 1021.95; 2: 32.5462; 2.1: 93.864; 2.2: 741.7691; 2.3: 34.6737; 2.4: -643.4348; 2.5: -30.0771; 3.7: 2; 5.4: 2; 6.4: 2; 7.4: 2; 8.4: #REF!; 9.4: 2; 10.4: 2; 11.4: 2; 11.5: 37.55; 11.6: 1321.1925; 11.7: 244.6653; 11.8: 202.77; 11.9: 1013.85; 12: 32.2882; 12.1: #REF!; 12.2: #REF!; 12.3: #REF!
| 2 | 37.9 | 1: 24.9133; 1.1: 98.8278; 1.2: 0.13253; 1.3: 204.66; 1.4: 4.6136; 1.5: 98.8278; 1.6: 204.66; 1.7: 122.796; 1.8: 8.4594; 1.9: 1023.3; 2: 32.5892; 2.1: 93.8681; 2.2: 743.6982; 2.3: 34.7181; 2.4: -644.8704; 2.5: -30.1045; 3.7: 2; 5.4: 2; 6.4: 2; 7.4: 2; 8.4: #REF!; 9.4: 2; 10.4: 2; 11.4: 2; 11.5: 37.6; 11.6: 1318.8808; 11.7: 244.2372; 11.8: 203.04; 11.9: 1015.2; 12: 32.3312; 12.1: #REF!; 12.2: #REF!; 12.3: #REF!
| 2 | 37.95 | 1: 25.0051; 1.1: 99.3229; 1.2: 0.13319; 1.3: 204.93; 1.4: 4.6306; 1.5: 99.3229; 1.6: 204.93; 1.7: 122.958; 1.8: 8.4594; 1.9: 1024.65; 2: 32.6322; 2.1: 93.8721; 2.2: 745.6298; 2.3: 34.7624; 2.4: -646.3069; 2.5: -30.1318; 3.7: 2; 5.4: 2; 6.4: 2; 7.4: 2; 8.4: #REF!; 9.4: 2; 10.4: 2; 11.4: 2; 11.5: 37.65; 11.6: 1316.5708; 11.7: 243.8094; 11.8: 203.31; 11.9: 1016.55; 12: 32.3742; 12.1: #REF!; 12.2: #REF!; 12.3: #REF!
| 2 | 38 | 1: 25.0971; 1.1: 99.8196; 1.2: 0.13386; 1.3: 205.2; 1.4: 4.6476; 1.5: 99.8196; 1.6: 205.2; 1.7: 123.12; 1.8: 8.4594; 1.9: 1026; 2: 32.6752; 2.1: 93.8761; 2.2: 747.564; 2.3: 34.8067; 2.4: -647.7443; 2.5: -30.1591; 3.7: 2; 5.4: 2; 6.4: 2; 7.4: 2; 8.4: 2; 9.4: 2; 10.4: 2; 11.4: 2
| 2 | 38.05 | 1: 25.1893; 1.1: 100.318; 1.2: 0.13453; 1.3: 205.47; 1.4: 4.6647; 1.5: 100.318; 1.6: 205.47; 1.7: 123.282; 1.8: 8.4594; 1.9: 1027.35; 2: 32.7182; 2.1: 93.8801; 2.2: 749.5007; 2.3: 34.851; 2.4: -649.1827; 2.5: -30.1863; 3.7: 2; 5.4: 2; 6.4: 2; 7.4: 2; 8.4: 2; 9.4: 2; 10.4: 2; 11.4: 2
| 2 | 38.1 | 1: 25.2816; 1.1: 100.8179; 1.2: 0.1352; 1.3: 205.74; 1.4: 4.6818; 1.5: 100.8179; 1.6: 205.74; 1.7: 123.444; 1.8: 8.4594; 1.9: 1028.7; 2: 32.7611; 2.1: 93.8841; 2.2: 751.4399; 2.3: 34.8953; 2.4: -650.622; 2.5: -30.2135; 3.7: 2; 5.4: 2; 6.4: 2; 7.4: 2; 8.4: 2; 9.4: 2; 10.4: 2; 11.4: 2
| 2 | 38.15 | 1: 25.3741; 1.1: 101.3196; 1.2: 0.13587; 1.3: 206.01; 1.4: 4.6989; 1.5: 101.3196; 1.6: 206.01; 1.7: 123.606; 1.8: 8.4594; 1.9: 1030.05; 2: 32.8041; 2.1: 93.888; 2.2: 753.3818; 2.3: 34.9396; 2.4: -652.0622; 2.5: -30.2407; 3.7: 2; 5.4: 2; 6.4: 2; 7.4: 2; 8.4: 2; 9.4: 2; 10.4: 2; 11.4: 2
| 2 | 38.2 | 1: 25.4667; 1.1: 101.8228; 1.2: 0.13655; 1.3: 206.28; 1.4: 4.7161; 1.5: 101.8228; 1.6: 206.28; 1.7: 123.768; 1.8: 8.4594; 1.9: 1031.4; 2: 32.8471; 2.1: 93.892; 2.2: 755.3262; 2.3: 34.984; 2.4: -653.5033; 2.5: -30.2679; 3.7: 2; 5.4: 2; 6.4: 2; 7.4: 2; 8.4: 2; 9.4: 2; 10.4: 2; 11.4: 2
| 2 | 38.25 | 1: 25.5596; 1.1: 102.3278; 1.2: 0.13722; 1.3: 206.55; 1.4: 4.7333; 1.5: 102.3278; 1.6: 206.55; 1.7: 123.93; 1.8: 8.4594; 1.9: 1032.75; 2: 32.8901; 2.1: 93.8959; 2.2: 757.2731; 2.3: 35.0283; 2.4: -654.9453; 2.5: -30.295; 3.7: 2; 5.4: 2; 6.4: 2; 7.4: 2; 8.4: 2; 9.4: 2; 10.4: 2; 11.4: 2
| 2 | 38.3 | 1: 25.6526; 1.1: 102.8343; 1.2: 0.1379; 1.3: 206.82; 1.4: 4.7505; 1.5: 102.8343; 1.6: 206.82; 1.7: 124.092; 1.8: 8.4594; 1.9: 1034.1; 2: 32.9331; 2.1: 93.8998; 2.2: 759.2226; 2.3: 35.0726; 2.4: -656.3883; 2.5: -30.3221; 3.7: 2; 5.4: 2; 6.4: 2; 7.4: 2; 8.4: 2; 9.4: 2; 10.4: 2; 11.4: 2
| 2 | 38.35 | 1: 25.7457; 1.1: 103.3425; 1.2: 0.13858; 1.3: 207.09; 1.4: 4.7677; 1.5: 103.3425; 1.6: 207.09; 1.7: 124.254; 1.8: 8.4594; 1.9: 1035.45; 2: 32.9761; 2.1: 93.9037; 2.2: 761.1747; 2.3: 35.117; 2.4: -657.8321; 2.5: -30.3492; 3.7: 2; 5.4: 2; 6.4: 2; 7.4: 2; 8.4: 2; 9.4: 2; 10.4: 2; 11.4: 2
| 2 | 38.4 | 1: 25.8391; 1.1: 103.8524; 1.2: 0.13927; 1.3: 207.36; 1.4: 4.785; 1.5: 103.8524; 1.6: 207.36; 1.7: 124.416; 1.8: 8.4594; 1.9: 1036.8; 2: 33.0191; 2.1: 93.9076; 2.2: 763.1293; 2.3: 35.1613; 2.4: -659.2769; 2.5: -30.3763; 3.7: 2; 5.4: 2; 6.4: 2; 7.4: 2; 8.4: 2; 9.4: 2; 10.4: 2; 11.4: 2
| 2 | 38.45 | 1: 25.9326; 1.1: 104.3639; 1.2: 0.13995; 1.3: 207.63; 1.4: 4.8023; 1.5: 104.3639; 1.6: 207.63; 1.7: 124.578; 1.8: 8.4594; 1.9: 1038.15; 2: 33.0621; 2.1: 93.9114; 2.2: 765.0865; 2.3: 35.2056; 2.4: -660.7225; 2.5: -30.4033; 3.7: 2; 5.4: 2; 6.4: 2; 7.4: 2; 8.4: 2; 9.4: 2; 10.4: 2; 11.4: 2
| 2 | 38.5 | 1: 26.0263; 1.1: 104.8771; 1.2: 0.14064; 1.3: 207.9; 1.4: 4.8197; 1.5: 104.8771; 1.6: 207.9; 1.7: 124.74; 1.8: 8.4594; 1.9: 1039.5; 2: 33.1051; 2.1: 93.9153; 2.2: 767.0462; 2.3: 35.25; 2.4: -662.1691; 2.5: -30.4303; 3.7: 2; 5.4: 2; 6.4: 2; 7.4: 2; 8.4: 2; 9.4: 2; 10.4: 2; 11.4: 2
| 2 | 38.55 | 1: 26.1201; 1.1: 105.392; 1.2: 0.14133; 1.3: 208.17; 1.4: 4.8371; 1.5: 105.392; 1.6: 208.17; 1.7: 124.902; 1.8: 8.4594; 1.9: 1040.85; 2: 33.1481; 2.1: 93.9191; 2.2: 769.0085; 2.3: 35.2943; 2.4: -663.6165; 2.5: -30.4572; 3.7: 2; 5.4: 2; 6.4: 2; 7.4: 2; 8.4: 2; 9.4: 2; 10.4: 2; 11.4: 2
| 2 | 38.6 | 1: 26.2141; 1.1: 105.9085; 1.2: 0.14203; 1.3: 208.44; 1.4: 4.8545; 1.5: 105.9085; 1.6: 208.44; 1.7: 125.064; 1.8: 8.4594; 1.9: 1042.2; 2: 33.1911; 2.1: 93.9229; 2.2: 770.9733; 2.3: 35.3386; 2.4: -665.0648; 2.5: -30.4842; 3.7: 2; 5.4: 2; 6.4: 2; 7.4: 2; 8.4: 2; 9.4: 2; 10.4: 2; 11.4: 2
| 2 | 38.65 | 1: 26.3083; 1.1: 106.4267; 1.2: 0.14272; 1.3: 208.71; 1.4: 4.8719; 1.5: 106.4267; 1.6: 208.71; 1.7: 125.226; 1.8: 8.4594; 1.9: 1043.55; 2: 33.2341; 2.1: 93.9267; 2.2: 772.9407; 2.3: 35.383; 2.4: -666.514; 2.5: -30.5111; 3.7: 2; 5.4: 2; 6.4: 2; 7.4: 2; 8.4: 2; 9.4: 2; 10.4: 2; 11.4: 2
| 2 | 38.7 | 1: 26.4026; 1.1: 106.9465; 1.2: 0.14342; 1.3: 208.98; 1.4: 4.8894; 1.5: 106.9465; 1.6: 208.98; 1.7: 125.388; 1.8: 8.4594; 1.9: 1044.9; 2: 33.2771; 2.1: 93.9305; 2.2: 774.9107; 2.3: 35.4273; 2.4: -667.9641; 2.5: -30.538; 3.7: 2; 5.4: 2; 6.4: 2; 7.4: 2; 8.4: 2; 9.4: 2; 10.4: 2; 11.4: 2
| 2 | 38.75 | 1: 26.4972; 1.1: 107.468; 1.2: 0.14412; 1.3: 209.25; 1.4: 4.9069; 1.5: 107.468; 1.6: 209.25; 1.7: 125.55; 1.8: 8.4594; 1.9: 1046.25; 2: 33.3201; 2.1: 93.9342; 2.2: 776.8832; 2.3: 35.4717; 2.4: -669.4151; 2.5: -30.5648; 3.7: 2; 5.4: 2; 6.4: 2; 7.4: 2; 8.4: 2; 9.4: 2; 10.4: 2; 11.4: 2
| 2 | 38.8 | 1: 26.5918; 1.1: 107.9912; 1.2: 0.14482; 1.3: 209.52; 1.4: 4.9244; 1.5: 107.9912; 1.6: 209.52; 1.7: 125.712; 1.8: 8.4594; 1.9: 1047.6; 2: 33.3631; 2.1: 93.938; 2.2: 778.8582; 2.3: 35.516; 2.4: -670.867; 2.5: -30.5916; 3.7: 2; 5.4: 2; 6.4: 2; 7.4: 2; 8.4: 2; 9.4: 2; 10.4: 2; 11.4: 2
| 2 | 38.85 | 1: 26.6867; 1.1: 108.5161; 1.2: 0.14552; 1.3: 209.79; 1.4: 4.942; 1.5: 108.5161; 1.6: 209.79; 1.7: 125.874; 1.8: 8.4594; 1.9: 1048.95; 2: 33.4061; 2.1: 93.9417; 2.2: 780.8359; 2.3: 35.5604; 2.4: -672.3197; 2.5: -30.6184; 3.7: 2; 5.4: 2; 6.4: 2; 7.4: 2; 8.4: 2; 9.4: 2; 10.4: 2; 11.4: 2
| 2 | 38.9 | 1: 26.7817; 1.1: 109.0427; 1.2: 0.14623; 1.3: 210.06; 1.4: 4.9596; 1.5: 109.0427; 1.6: 210.06; 1.7: 126.036; 1.8: 8.4594; 1.9: 1050.3; 2: 33.449; 2.1: 93.9455; 2.2: 782.816; 2.3: 35.6048; 2.4: -673.7734; 2.5: -30.6452; 3.7: 2; 5.4: 2; 6.4: 2; 7.4: 2; 8.4: 2; 9.4: 2; 10.4: 2; 11.4: 2
| 2 | 38.95 | 1: 26.8769; 1.1: 109.5709; 1.2: 0.14694; 1.3: 210.33; 1.4: 4.9772; 1.5: 109.5709; 1.6: 210.33; 1.7: 126.198; 1.8: 8.4594; 1.9: 1051.65; 2: 33.492; 2.1: 93.9492; 2.2: 784.7988; 2.3: 35.6491; 2.4: -675.2279; 2.5: -30.6719; 3.7: 2; 5.4: 2; 6.4: 2; 7.4: 2; 8.4: 2; 9.4: 2; 10.4: 2; 11.4: 2
| 2 | 39 | 1: 26.9723; 1.1: 110.1008; 1.2: 0.14765; 1.3: 210.6; 1.4: 4.9949; 1.5: 110.1008; 1.6: 210.6; 1.7: 126.36; 1.8: 8.4594; 1.9: 1053; 2: 33.535; 2.1: 93.9528; 2.2: 786.7841; 2.3: 35.6935; 2.4: -676.6832; 2.5: -30.6986; 3.7: 2; 5.4: 2; 6.4: 2; 7.4: 2; 8.4: 2; 9.4: 2; 10.4: 2; 11.4: 2
| 2 | 39.05 | 1: 27.0678; 1.1: 110.6325; 1.2: 0.14836; 1.3: 210.87; 1.4: 5.0126; 1.5: 110.6325; 1.6: 210.87; 1.7: 126.522; 1.8: 8.4594; 1.9: 1054.35; 2: 33.578; 2.1: 93.9565; 2.2: 788.7719; 2.3: 35.7378; 2.4: -678.1395; 2.5: -30.7253; 3.7: 2; 5.4: 2; 6.4: 2; 7.4: 2; 8.4: 2; 9.4: 2; 10.4: 2; 11.4: 2
| 2 | 39.1 | 1: 27.1635; 1.1: 111.1658; 1.2: 0.14908; 1.3: 211.14; 1.4: 5.0303; 1.5: 111.1658; 1.6: 211.14; 1.7: 126.684; 1.8: 8.4594; 1.9: 1055.7; 2: 33.621; 2.1: 93.9602; 2.2: 790.7623; 2.3: 35.7822; 2.4: -679.5966; 2.5: -30.7519; 3.7: 2; 5.4: 2; 6.4: 2; 7.4: 2; 8.4: 2; 9.4: 2; 10.4: 2; 11.4: 2
| 2 | 39.15 | 1: 27.2594; 1.1: 111.7008; 1.2: 0.14979; 1.3: 211.41; 1.4: 5.048; 1.5: 111.7008; 1.6: 211.41; 1.7: 126.846; 1.8: 8.4594; 1.9: 1057.05; 2: 33.664; 2.1: 93.9638; 2.2: 792.7553; 2.3: 35.8266; 2.4: -681.0545; 2.5: -30.7785; 3.7: 2; 5.4: 2; 6.4: 2; 7.4: 2; 8.4: 2; 9.4: 2; 10.4: 2; 11.4: 2
| 2 | 39.2 | 1: 27.3554; 1.1: 112.2375; 1.2: 0.15051; 1.3: 211.68; 1.4: 5.0658; 1.5: 112.2375; 1.6: 211.68; 1.7: 127.008; 1.8: 8.4594; 1.9: 1058.4; 2: 33.707; 2.1: 93.9674; 2.2: 794.7508; 2.3: 35.8709; 2.4: -682.5133; 2.5: -30.8051; 3.7: 2; 5.4: 2; 6.4: 2; 7.4: 2; 8.4: 2; 9.4: 2; 10.4: 2; 11.4: 2
| 2 | 39.25 | 1: 27.4516; 1.1: 112.7759; 1.2: 0.15123; 1.3: 211.95; 1.4: 5.0836; 1.5: 112.7759; 1.6: 211.95; 1.7: 127.17; 1.8: 8.4594; 1.9: 1059.75; 2: 33.75; 2.1: 93.9711; 2.2: 796.7489; 2.3: 35.9153; 2.4: -683.973; 2.5: -30.8317; 3.7: 2; 5.4: 2; 6.4: 2; 7.4: 2; 8.4: 2; 9.4: 2; 10.4: 2; 11.4: 2
| 2 | 39.3 | 1: 27.548; 1.1: 113.316; 1.2: 0.15196; 1.3: 212.22; 1.4: 5.1015; 1.5: 113.316; 1.6: 212.22; 1.7: 127.332; 1.8: 8.4594; 1.9: 1061.1; 2: 33.793; 2.1: 93.9747; 2.2: 798.7495; 2.3: 35.9597; 2.4: -685.4336; 2.5: -30.8582; 3.7: 2; 5.4: 2; 6.4: 2; 7.4: 2; 8.4: 2; 9.4: 2; 10.4: 2; 11.4: 2
| 2 | 39.35 | 1: 27.6445; 1.1: 113.8578; 1.2: 0.15269; 1.3: 212.49; 1.4: 5.1194; 1.5: 113.8578; 1.6: 212.49; 1.7: 127.494; 1.8: 8.4594; 1.9: 1062.45; 2: 33.836; 2.1: 93.9782; 2.2: 800.7527; 2.3: 36.0041; 2.4: -686.8949; 2.5: -30.8847; 3.7: 2; 5.4: 2; 6.4: 2; 7.4: 2; 8.4: 2; 9.4: 2; 10.4: 2; 11.4: 2
| 2 | 39.4 | 1: 27.7413; 1.1: 114.4013; 1.2: 0.15341; 1.3: 212.76; 1.4: 5.1373; 1.5: 114.4013; 1.6: 212.76; 1.7: 127.656; 1.8: 8.4594; 1.9: 1063.8; 2: 33.879; 2.1: 93.9818; 2.2: 802.7584; 2.3: 36.0484; 2.4: -688.3572; 2.5: -30.9112; 3.7: 2; 5.4: 2; 6.4: 2; 7.4: 2; 8.4: 2; 9.4: 2; 10.4: 2; 11.4: 2
| 2 | 39.45 | 1: 27.8381; 1.1: 114.9465; 1.2: 0.15415; 1.3: 213.03; 1.4: 5.1552; 1.5: 114.9465; 1.6: 213.03; 1.7: 127.818; 1.8: 8.4594; 1.9: 1065.15; 2: 33.922; 2.1: 93.9854; 2.2: 804.7667; 2.3: 36.0928; 2.4: -689.8203; 2.5: -30.9376; 3.7: 2; 5.4: 2; 6.4: 2; 7.4: 2; 8.4: 2; 9.4: 2; 10.4: 2; 11.4: 2
| 2 | 39.5 | 1: 27.9352; 1.1: 115.4934; 1.2: 0.15488; 1.3: 213.3; 1.4: 5.1732; 1.5: 115.4934; 1.6: 213.3; 1.7: 127.98; 1.8: 8.4594; 1.9: 1066.5; 2: 33.965; 2.1: 93.9889; 2.2: 806.7776; 2.3: 36.1372; 2.4: -691.2842; 2.5: -30.964; 3.7: 2; 5.4: 2; 6.4: 2; 7.4: 2; 8.4: 2; 9.4: 2; 10.4: 2; 11.4: 2
| 2 | 39.55 | 1: 28.0324; 1.1: 116.0421; 1.2: 0.15561; 1.3: 213.57; 1.4: 5.1912; 1.5: 116.0421; 1.6: 213.57; 1.7: 128.142; 1.8: 8.4594; 1.9: 1067.85; 2: 34.008; 2.1: 93.9924; 2.2: 808.791; 2.3: 36.1816; 2.4: -692.749; 2.5: -30.9904; 3.7: 2; 5.4: 2; 6.4: 2; 7.4: 2; 8.4: 2; 9.4: 2; 10.4: 2; 11.4: 2
| 2 | 39.6 | 1: 28.1298; 1.1: 116.5924; 1.2: 0.15635; 1.3: 213.84; 1.4: 5.2092; 1.5: 116.5924; 1.6: 213.84; 1.7: 128.304; 1.8: 8.4594; 1.9: 1069.2; 2: 34.051; 2.1: 93.996; 2.2: 810.807; 2.3: 36.226; 2.4: -694.2146; 2.5: -31.0168; 3.7: 2; 5.4: 2; 6.4: 2; 7.4: 2; 8.4: 2; 9.4: 2; 10.4: 2; 11.4: 2
| 2 | 39.65 | 1: 28.2274; 1.1: 117.1445; 1.2: 0.15709; 1.3: 214.11; 1.4: 5.2273; 1.5: 117.1445; 1.6: 214.11; 1.7: 128.466; 1.8: 8.4594; 1.9: 1070.55; 2: 34.0939; 2.1: 93.9995; 2.2: 812.8255; 2.3: 36.2704; 2.4: -695.681; 2.5: -31.0431; 3.7: 2; 5.4: 2; 6.4: 2; 7.4: 2; 8.4: 2; 9.4: 2; 10.4: 2; 11.4: 2
| 2 | 39.7 | 1: 28.3251; 1.1: 117.6983; 1.2: 0.15784; 1.3: 214.38; 1.4: 5.2454; 1.5: 117.6983; 1.6: 214.38; 1.7: 128.628; 1.8: 8.4594; 1.9: 1071.9; 2: 34.1369; 2.1: 94.0029; 2.2: 814.8466; 2.3: 36.3148; 2.4: -697.1483; 2.5: -31.0694; 3.7: 2; 5.4: 2; 6.4: 2; 7.4: 2; 8.4: 2; 9.4: 2; 10.4: 2; 11.4: 2
| 2 | 39.75 | 1: 28.423; 1.1: 118.2538; 1.2: 0.15858; 1.3: 214.65; 1.4: 5.2635; 1.5: 118.2538; 1.6: 214.65; 1.7: 128.79; 1.8: 8.4594; 1.9: 1073.25; 2: 34.1799; 2.1: 94.0064; 2.2: 816.8702; 2.3: 36.3592; 2.4: -698.6164; 2.5: -31.0956; 3.7: 2; 5.4: 2; 6.4: 2; 7.4: 2; 8.4: 2; 9.4: 2; 10.4: 2; 11.4: 2
| 2 | 39.8 | 1: 28.5211; 1.1: 118.8111; 1.2: 0.15933; 1.3: 214.92; 1.4: 5.2817; 1.5: 118.8111; 1.6: 214.92; 1.7: 128.952; 1.8: 8.4594; 1.9: 1074.6; 2: 34.2229; 2.1: 94.0099; 2.2: 818.8964; 2.3: 36.4036; 2.4: -700.0853; 2.5: -31.1219; 3.7: 2; 5.4: 2; 6.4: 2; 7.4: 2; 8.4: 2; 9.4: 2; 10.4: 2; 11.4: 2
| 2 | 39.85 | 1: 28.6193; 1.1: 119.3701; 1.2: 0.16008; 1.3: 215.19; 1.4: 5.2999; 1.5: 119.3701; 1.6: 215.19; 1.7: 129.114; 1.8: 8.4594; 1.9: 1075.95; 2: 34.2659; 2.1: 94.0133; 2.2: 820.9252; 2.3: 36.4479; 2.4: -701.5551; 2.5: -31.1481; 3.7: 2; 5.4: 2; 6.4: 2; 7.4: 2; 8.4: 2; 9.4: 2; 10.4: 2; 11.4: 2
| 2 | 39.9 | 1: 28.7177; 1.1: 119.9308; 1.2: 0.16083; 1.3: 215.46; 1.4: 5.3181; 1.5: 119.9308; 1.6: 215.46; 1.7: 129.276; 1.8: 8.4594; 1.9: 1077.3; 2: 34.3089; 2.1: 94.0167; 2.2: 822.9565; 2.3: 36.4923; 2.4: -703.0257; 2.5: -31.1743; 3.7: 2; 5.4: 2; 6.4: 2; 7.4: 2; 8.4: 2; 9.4: 2; 10.4: 2; 11.4: 2
| 2 | 39.95 | 1: 28.8163; 1.1: 120.4933; 1.2: 0.16158; 1.3: 215.73; 1.4: 5.3363; 1.5: 120.4933; 1.6: 215.73; 1.7: 129.438; 1.8: 8.4594; 1.9: 1078.65; 2: 34.3519; 2.1: 94.0202; 2.2: 824.9903; 2.3: 36.5368; 2.4: -704.4971; 2.5: -31.2004; 3.7: 2; 5.4: 2; 6.4: 2; 7.4: 2; 8.4: 2; 9.4: 2; 10.4: 2; 11.4: 2
| 2 | 40 | 1: 28.915; 1.1: 121.0575; 1.2: 0.16234; 1.3: 216; 1.4: 5.3546; 1.5: 121.0575; 1.6: 216; 1.7: 129.6; 1.8: 8.4594; 1.9: 1080; 2: 34.3949; 2.1: 94.0236; 2.2: 827.0267; 2.3: 36.5812; 2.4: -705.9693; 2.5: -31.2265; 3.7: 2; 5.4: 2; 6.4: 2; 7.4: 2; 8.4: 2; 9.4: 2; 10.4: 2; 11.4: 2
| 2 | 40.05 | 1: 29.0139; 1.1: 121.6234; 1.2: 0.1631; 1.3: 216.27; 1.4: 5.3729; 1.5: 121.6234; 1.6: 216.27; 1.7: 129.762; 1.8: 8.4594; 1.9: 1081.35; 2: 34.4379; 2.1: 94.027; 2.2: 829.0657; 2.3: 36.6256; 2.4: -707.4423; 2.5: -31.2526; 3.7: 2; 5.4: 2; 6.4: 2; 7.4: 2; 8.4: 2; 9.4: 2; 10.4: 2; 11.4: 2
| 2 | 40.1 | 1: 29.113; 1.1: 122.1911; 1.2: 0.16386; 1.3: 216.54; 1.4: 5.3913; 1.5: 122.1911; 1.6: 216.54; 1.7: 129.924; 1.8: 8.4594; 1.9: 1082.7; 2: 34.4809; 2.1: 94.0303; 2.2: 831.1072; 2.3: 36.67; 2.4: -708.9161; 2.5: -31.2787; 3.7: 2; 5.4: 2; 6.4: 2; 7.4: 2; 8.4: 2; 9.4: 2; 10.4: 2; 11.4: 2
| 2 | 40.15 | 1: 29.2122; 1.1: 122.7605; 1.2: 0.16462; 1.3: 216.81; 1.4: 5.4097; 1.5: 122.7605; 1.6: 216.81; 1.7: 130.086; 1.8: 8.4594; 1.9: 1084.05; 2: 34.5239; 2.1: 94.0337; 2.2: 833.1513; 2.3: 36.7144; 2.4: -710.3908; 2.5: -31.3047; 3.7: 2; 5.4: 2; 6.4: 2; 7.4: 2; 8.4: 2; 9.4: 2; 10.4: 2; 11.4: 2
| 2 | 40.2 | 1: 29.3117; 1.1: 123.3317; 1.2: 0.16539; 1.3: 217.08; 1.4: 5.4281; 1.5: 123.3317; 1.6: 217.08; 1.7: 130.248; 1.8: 8.4594; 1.9: 1085.4; 2: 34.5669; 2.1: 94.037; 2.2: 835.198; 2.3: 36.7588; 2.4: -711.8662; 2.5: -31.3307; 3.7: 2; 5.4: 2; 6.4: 2; 7.4: 2; 8.4: 2; 9.4: 2; 10.4: 2; 11.4: 2
| 2 | 40.25 | 1: 29.4112; 1.1: 123.9046; 1.2: 0.16616; 1.3: 217.35; 1.4: 5.4465; 1.5: 123.9046; 1.6: 217.35; 1.7: 130.41; 1.8: 8.4594; 1.9: 1086.75; 2: 34.6099; 2.1: 94.0404; 2.2: 837.2471; 2.3: 36.8032; 2.4: -713.3425; 2.5: -31.3567; 3.7: 2; 5.4: 2; 6.4: 2; 7.4: 2; 8.4: 2; 9.4: 2; 10.4: 2; 11.4: 2
| 2 | 40.3 | 1: 29.511; 1.1: 124.4793; 1.2: 0.16693; 1.3: 217.62; 1.4: 5.465; 1.5: 124.4793; 1.6: 217.62; 1.7: 130.572; 1.8: 8.4594; 1.9: 1088.1; 2: 34.6529; 2.1: 94.0437; 2.2: 839.2989; 2.3: 36.8476; 2.4: -714.8196; 2.5: -31.3826; 3.7: 2; 5.4: 2; 6.4: 2; 7.4: 2; 8.4: 2; 9.4: 2; 10.4: 2; 11.4: 2
| 2 | 40.35 | 1: 29.6109; 1.1: 125.0558; 1.2: 0.1677; 1.3: 217.89; 1.4: 5.4835; 1.5: 125.0558; 1.6: 217.89; 1.7: 130.734; 1.8: 8.4594; 1.9: 1089.45; 2: 34.6959; 2.1: 94.047; 2.2: 841.3532; 2.3: 36.892; 2.4: -716.2974; 2.5: -31.4085; 3.7: 2; 5.4: 2; 6.4: 2; 7.4: 2; 8.4: 2; 9.4: 2; 10.4: 2; 11.4: 2
| 2 | 40.4 | 1: 29.711; 1.1: 125.634; 1.2: 0.16848; 1.3: 218.16; 1.4: 5.502; 1.5: 125.634; 1.6: 218.16; 1.7: 130.896; 1.8: 8.4594; 1.9: 1090.8; 2: 34.7389; 2.1: 94.0503; 2.2: 843.4101; 2.3: 36.9365; 2.4: -717.7761; 2.5: -31.4344; 3.7: 2; 5.4: 2; 6.4: 2; 7.4: 2; 8.4: 2; 9.4: 2; 10.4: 2; 11.4: 2
| 2 | 40.45 | 1: 29.8113; 1.1: 126.2139; 1.2: 0.16926; 1.3: 218.43; 1.4: 5.5206; 1.5: 126.2139; 1.6: 218.43; 1.7: 131.058; 1.8: 8.4594; 1.9: 1092.15; 2: 34.7818; 2.1: 94.0536; 2.2: 845.4695; 2.3: 36.9809; 2.4: -719.2555; 2.5: -31.4603; 3.7: 2; 5.4: 2; 6.4: 2; 7.4: 2; 8.4: 2; 9.4: 2; 10.4: 2; 11.4: 2
| 2 | 40.5 | 1: 29.9117; 1.1: 126.7957; 1.2: 0.17004; 1.3: 218.7; 1.4: 5.5392; 1.5: 126.7957; 1.6: 218.7; 1.7: 131.22; 1.8: 8.4594; 1.9: 1093.5; 2: 34.8248; 2.1: 94.0569; 2.2: 847.5314; 2.3: 37.0253; 2.4: -720.7358; 2.5: -31.4861; 3.7: 2; 5.4: 2; 6.4: 2; 7.4: 2; 8.4: 2; 9.4: 2; 10.4: 2; 11.4: 2
| 2 | 40.55 | 1: 30.0123; 1.1: 127.3792; 1.2: 0.17082; 1.3: 218.97; 1.4: 5.5578; 1.5: 127.3792; 1.6: 218.97; 1.7: 131.382; 1.8: 8.4594; 1.9: 1094.85; 2: 34.8678; 2.1: 94.0601; 2.2: 849.596; 2.3: 37.0697; 2.4: -722.2168; 2.5: -31.5119; 3.7: 2; 5.4: 2; 6.4: 2; 7.4: 2; 8.4: 2; 9.4: 2; 10.4: 2; 11.4: 2
| 2 | 40.6 | 1: 30.1131; 1.1: 127.9644; 1.2: 0.1716; 1.3: 219.24; 1.4: 5.5765; 1.5: 127.9644; 1.6: 219.24; 1.7: 131.544; 1.8: 8.4594; 1.9: 1096.2; 2: 34.9108; 2.1: 94.0634; 2.2: 851.663; 2.3: 37.1142; 2.4: -723.6986; 2.5: -31.5377; 3.7: 2; 5.4: 2; 6.4: 2; 7.4: 2; 8.4: 2; 9.4: 2; 10.4: 2; 11.4: 2
| 2 | 40.65 | 1: 30.214; 1.1: 128.5515; 1.2: 0.17239; 1.3: 219.51; 1.4: 5.5952; 1.5: 128.5515; 1.6: 219.51; 1.7: 131.706; 1.8: 8.4594; 1.9: 1097.55; 2: 34.9538; 2.1: 94.0666; 2.2: 853.7327; 2.3: 37.1586; 2.4: -725.1812; 2.5: -31.5634; 3.7: 2; 5.4: 2; 6.4: 2; 7.4: 2; 8.4: 2; 9.4: 2; 10.4: 2; 11.4: 2
| 2 | 40.7 | 1: 30.3151; 1.1: 129.1403; 1.2: 0.17318; 1.3: 219.78; 1.4: 5.6139; 1.5: 129.1403; 1.6: 219.78; 1.7: 131.868; 1.8: 8.4594; 1.9: 1098.9; 2: 34.9968; 2.1: 94.0698; 2.2: 855.8049; 2.3: 37.203; 2.4: -726.6645; 2.5: -31.5891; 3.7: 2; 5.4: 2; 6.4: 2; 7.4: 2; 8.4: 2; 9.4: 2; 10.4: 2; 11.4: 2
| 2 | 40.75 | 1: 30.4164; 1.1: 129.7309; 1.2: 0.17397; 1.3: 220.05; 1.4: 5.6327; 1.5: 129.7309; 1.6: 220.05; 1.7: 132.03; 1.8: 8.4594; 1.9: 1100.25; 2: 35.0398; 2.1: 94.073; 2.2: 857.8796; 2.3: 37.2475; 2.4: -728.1487; 2.5: -31.6148; 3.7: 2; 5.4: 2; 6.4: 2; 7.4: 2; 8.4: 2; 9.4: 2; 10.4: 2; 11.4: 2
| 2 | 40.8 | 1: 30.5178; 1.1: 130.3233; 1.2: 0.17477; 1.3: 220.32; 1.4: 5.6514; 1.5: 130.3233; 1.6: 220.32; 1.7: 132.192; 1.8: 8.4594; 1.9: 1101.6; 2: 35.0828; 2.1: 94.0762; 2.2: 859.9569; 2.3: 37.2919; 2.4: -729.6336; 2.5: -31.6404; 3.7: 2; 5.4: 2; 6.4: 2; 7.4: 2; 8.4: 2; 9.4: 2; 10.4: 2; 11.4: 2
| 2 | 40.85 | 1: 30.6194; 1.1: 130.9175; 1.2: 0.17556; 1.3: 220.59; 1.4: 5.6703; 1.5: 130.9175; 1.6: 220.59; 1.7: 132.354; 1.8: 8.4594; 1.9: 1102.95; 2: 35.1258; 2.1: 94.0794; 2.2: 862.0367; 2.3: 37.3363; 2.4: -731.1193; 2.5: -31.6661; 3.7: 2; 5.4: 2; 6.4: 2; 7.4: 2; 8.4: 2; 9.4: 2; 10.4: 2; 11.4: 2
| 2 | 40.9 | 1: 30.7212; 1.1: 131.5134; 1.2: 0.17636; 1.3: 220.86; 1.4: 5.6891; 1.5: 131.5134; 1.6: 220.86; 1.7: 132.516; 1.8: 8.4594; 1.9: 1104.3; 2: 35.1688; 2.1: 94.0826; 2.2: 864.1191; 2.3: 37.3808; 2.4: -732.6057; 2.5: -31.6917; 3.7: 2; 5.4: 2; 6.4: 2; 7.4: 2; 8.4: 2; 9.4: 2; 10.4: 2; 11.4: 2
| 2 | 40.95 | 1: 30.8232; 1.1: 132.1112; 1.2: 0.17716; 1.3: 221.13; 1.4: 5.708; 1.5: 132.1112; 1.6: 221.13; 1.7: 132.678; 1.8: 8.4594; 1.9: 1105.65; 2: 35.2118; 2.1: 94.0857; 2.2: 866.2041; 2.3: 37.4252; 2.4: -734.093; 2.5: -31.7172; 3.7: 2; 5.4: 2; 6.4: 2; 7.4: 2; 8.4: 2; 9.4: 2; 10.4: 2; 11.4: 2
| 2 | 41 | 1: 30.9253; 1.1: 132.7107; 1.2: 0.17797; 1.3: 221.4; 1.4: 5.7269; 1.5: 132.7107; 1.6: 221.4; 1.7: 132.84; 1.8: 8.4594; 1.9: 1107; 2: 35.2548; 2.1: 94.0889; 2.2: 868.2916; 2.3: 37.4696; 2.4: -735.5809; 2.5: -31.7427; 3.7: 2; 5.4: 2; 6.4: 2; 7.4: 2; 8.4: 2; 9.4: 2; 10.4: 2; 11.4: 2
| 2 | 41.05 | 1: 31.0276; 1.1: 133.312; 1.2: 0.17877; 1.3: 221.67; 1.4: 5.7458; 1.5: 133.312; 1.6: 221.67; 1.7: 133.002; 1.8: 8.4594; 1.9: 1108.35; 2: 35.2978; 2.1: 94.092; 2.2: 870.3817; 2.3: 37.5141; 2.4: -737.0697; 2.5: -31.7682; 3.7: 2; 5.4: 2; 6.4: 2; 7.4: 2; 8.4: 2; 9.4: 2; 10.4: 2; 11.4: 2
| 2 | 41.1 | 1: 31.13; 1.1: 133.9151; 1.2: 0.17958; 1.3: 221.94; 1.4: 5.7648; 1.5: 133.9151; 1.6: 221.94; 1.7: 133.164; 1.8: 8.4594; 1.9: 1109.7; 2: 35.3408; 2.1: 94.0952; 2.2: 872.4743; 2.3: 37.5585; 2.4: -738.5592; 2.5: -31.7937; 3.7: 2; 5.4: 2; 6.4: 2; 7.4: 2; 8.4: 2; 9.4: 2; 10.4: 2; 11.4: 2
| 2 | 41.15 | 1: 31.2326; 1.1: 134.5201; 1.2: 0.18039; 1.3: 222.21; 1.4: 5.7838; 1.5: 134.5201; 1.6: 222.21; 1.7: 133.326; 1.8: 8.4594; 1.9: 1111.05; 2: 35.3838; 2.1: 94.0983; 2.2: 874.5695; 2.3: 37.603; 2.4: -740.0494; 2.5: -31.8192; 3.7: 2; 5.4: 2; 6.4: 2; 7.4: 2; 8.4: 2; 9.4: 2; 10.4: 2; 11.4: 2
| 2 | 41.2 | 1: 31.3354; 1.1: 135.1268; 1.2: 0.18121; 1.3: 222.48; 1.4: 5.8029; 1.5: 135.1268; 1.6: 222.48; 1.7: 133.488; 1.8: 8.4594; 1.9: 1112.4; 2: 35.4268; 2.1: 94.1014; 2.2: 876.6672; 2.3: 37.6474; 2.4: -741.5404; 2.5: -31.8446; 3.7: 2; 5.4: 2; 6.4: 2; 7.4: 2; 8.4: 2; 9.4: 2; 10.4: 2; 11.4: 2
| 2 | 41.25 | 1: 31.4384; 1.1: 135.7353; 1.2: 0.18202; 1.3: 222.75; 1.4: 5.8219; 1.5: 135.7353; 1.6: 222.75; 1.7: 133.65; 1.8: 8.4594; 1.9: 1113.75; 2: 35.4697; 2.1: 94.1045; 2.2: 878.7675; 2.3: 37.6919; 2.4: -743.0322; 2.5: -31.87; 3.7: 2; 5.4: 2; 6.4: 2; 7.4: 2; 8.4: 2; 9.4: 2; 10.4: 2; 11.4: 2
| 2 | 41.3 | 1: 31.5415; 1.1: 136.3457; 1.2: 0.18284; 1.3: 223.02; 1.4: 5.841; 1.5: 136.3457; 1.6: 223.02; 1.7: 133.812; 1.8: 8.4594; 1.9: 1115.1; 2: 35.5127; 2.1: 94.1075; 2.2: 880.8703; 2.3: 37.7363; 2.4: -744.5247; 2.5: -31.8953; 3.7: 2; 5.4: 2; 6.4: 2; 7.4: 2; 8.4: 2; 9.4: 2; 10.4: 2; 11.4: 2
| 2 | 41.35 | 1: 31.6448; 1.1: 136.9578; 1.2: 0.18366; 1.3: 223.29; 1.4: 5.8602; 1.5: 136.9578; 1.6: 223.29; 1.7: 133.974; 1.8: 8.4594; 1.9: 1116.45; 2: 35.5557; 2.1: 94.1106; 2.2: 882.9757; 2.3: 37.7808; 2.4: -746.0179; 2.5: -31.9206; 3.7: 2; 5.4: 2; 6.4: 2; 7.4: 2; 8.4: 2; 9.4: 2; 10.4: 2; 11.4: 2
| 2 | 41.4 | 1: 31.7483; 1.1: 137.5718; 1.2: 0.18449; 1.3: 223.56; 1.4: 5.8793; 1.5: 137.5718; 1.6: 223.56; 1.7: 134.136; 1.8: 8.4594; 1.9: 1117.8; 2: 35.5987; 2.1: 94.1137; 2.2: 885.0837; 2.3: 37.8253; 2.4: -747.5119; 2.5: -31.9459; 3.7: 2; 5.4: 2; 6.4: 2; 7.4: 2; 8.4: 2; 9.4: 2; 10.4: 2; 11.4: 2
| 2 | 41.45 | 1: 31.8519; 1.1: 138.1876; 1.2: 0.18531; 1.3: 223.83; 1.4: 5.8985; 1.5: 138.1876; 1.6: 223.83; 1.7: 134.298; 1.8: 8.4594; 1.9: 1119.15; 2: 35.6417; 2.1: 94.1167; 2.2: 887.1942; 2.3: 37.8697; 2.4: -749.0066; 2.5: -31.9712; 3.7: 2; 5.4: 2; 6.4: 2; 7.4: 2; 8.4: 2; 9.4: 2; 10.4: 2; 11.4: 2
| 2 | 41.5 | 1: 31.9558; 1.1: 138.8051; 1.2: 0.18614; 1.3: 224.1; 1.4: 5.9177; 1.5: 138.8051; 1.6: 224.1; 1.7: 134.46; 1.8: 8.4594; 1.9: 1120.5; 2: 35.6847; 2.1: 94.1197; 2.2: 889.3072; 2.3: 37.9142; 2.4: -750.5021; 2.5: -31.9964; 3.7: 2; 5.4: 2; 6.4: 2; 7.4: 2; 8.4: 2; 9.4: 2; 10.4: 2; 11.4: 2
| 2 | 41.55 | 1: 32.0597; 1.1: 139.4246; 1.2: 0.18697; 1.3: 224.37; 1.4: 5.937; 1.5: 139.4246; 1.6: 224.37; 1.7: 134.622; 1.8: 8.4594; 1.9: 1121.85; 2: 35.7277; 2.1: 94.1227; 2.2: 891.4228; 2.3: 37.9586; 2.4: -751.9983; 2.5: -32.0216; 3.7: 2; 5.4: 2; 6.4: 2; 7.4: 2; 8.4: 2; 9.4: 2; 10.4: 2; 11.4: 2
| 2 | 41.6 | 1: 32.1639; 1.1: 140.0458; 1.2: 0.1878; 1.3: 224.64; 1.4: 5.9563; 1.5: 140.0458; 1.6: 224.64; 1.7: 134.784; 1.8: 8.4594; 1.9: 1123.2; 2: 35.7707; 2.1: 94.1258; 2.2: 893.541; 2.3: 38.0031; 2.4: -753.4952; 2.5: -32.0468; 3.7: 2; 5.4: 2; 6.4: 2; 7.4: 2; 8.4: 2; 9.4: 2; 10.4: 2; 11.4: 2
| 2 | 41.65 | 1: 32.2682; 1.1: 140.6689; 1.2: 0.18864; 1.3: 224.91; 1.4: 5.9756; 1.5: 140.6689; 1.6: 224.91; 1.7: 134.946; 1.8: 8.4594; 1.9: 1124.55; 2: 35.8137; 2.1: 94.1287; 2.2: 895.6617; 2.3: 38.0476; 2.4: -754.9928; 2.5: -32.072; 3.7: 2; 5.4: 2; 6.4: 2; 7.4: 2; 8.4: 2; 9.4: 2; 10.4: 2; 11.4: 2
| 2 | 41.7 | 1: 32.3727; 1.1: 141.2938; 1.2: 0.18948; 1.3: 225.18; 1.4: 5.9949; 1.5: 141.2938; 1.6: 225.18; 1.7: 135.108; 1.8: 8.4594; 1.9: 1125.9; 2: 35.8567; 2.1: 94.1317; 2.2: 897.785; 2.3: 38.092; 2.4: -756.4912; 2.5: -32.0971; 3.7: 2; 5.4: 2; 6.4: 2; 7.4: 2; 8.4: 2; 9.4: 2; 10.4: 2; 11.4: 2
| 2 | 41.75 | 1: 32.4773; 1.1: 141.9205; 1.2: 0.19032; 1.3: 225.45; 1.4: 6.0143; 1.5: 141.9205; 1.6: 225.45; 1.7: 135.27; 1.8: 8.4594; 1.9: 1127.25; 2: 35.8997; 2.1: 94.1347; 2.2: 899.9108; 2.3: 38.1365; 2.4: -757.9903; 2.5: -32.1222; 3.7: 2; 5.4: 2; 6.4: 2; 7.4: 2; 8.4: 2; 9.4: 2; 10.4: 2; 11.4: 2
| 2 | 41.8 | 1: 32.5821; 1.1: 142.5491; 1.2: 0.19116; 1.3: 225.72; 1.4: 6.0337; 1.5: 142.5491; 1.6: 225.72; 1.7: 135.432; 1.8: 8.4594; 1.9: 1128.6; 2: 35.9427; 2.1: 94.1377; 2.2: 902.0391; 2.3: 38.181; 2.4: -759.4901; 2.5: -32.1472; 3.7: 2; 5.4: 2; 6.4: 2; 7.4: 2; 8.4: 2; 9.4: 2; 10.4: 2; 11.4: 2
| 2 | 41.85 | 1: 32.6871; 1.1: 143.1795; 1.2: 0.19201; 1.3: 225.99; 1.4: 6.0532; 1.5: 143.1795; 1.6: 225.99; 1.7: 135.594; 1.8: 8.4594; 1.9: 1129.95; 2: 35.9857; 2.1: 94.1406; 2.2: 904.1701; 2.3: 38.2254; 2.4: -760.9906; 2.5: -32.1723; 3.7: 2; 5.4: 2; 6.4: 2; 7.4: 2; 8.4: 2; 9.4: 2; 10.4: 2; 11.4: 2
| 2 | 41.9 | 1: 32.7923; 1.1: 143.8117; 1.2: 0.19285; 1.3: 226.26; 1.4: 6.0726; 1.5: 143.8117; 1.6: 226.26; 1.7: 135.756; 1.8: 8.4594; 1.9: 1131.3; 2: 36.0287; 2.1: 94.1436; 2.2: 906.3035; 2.3: 38.2699; 2.4: -762.4918; 2.5: -32.1973; 3.7: 2; 5.4: 2; 6.4: 2; 7.4: 2; 8.4: 2; 9.4: 2; 10.4: 2; 11.4: 2
| 2 | 41.95 | 1: 32.8976; 1.1: 144.4458; 1.2: 0.1937; 1.3: 226.53; 1.4: 6.0922; 1.5: 144.4458; 1.6: 226.53; 1.7: 135.918; 1.8: 8.4594; 1.9: 1132.65; 2: 36.0717; 2.1: 94.1465; 2.2: 908.4396; 2.3: 38.3144; 2.4: -763.9938; 2.5: -32.2222; 3.7: 2; 5.4: 2; 6.4: 2; 7.4: 2; 8.4: 2; 9.4: 2; 10.4: 2; 11.4: 2
| 2 | 42 | 1: 33.0031; 1.1: 145.0817; 1.2: 0.19456; 1.3: 226.8; 1.4: 6.1117; 1.5: 145.0817; 1.6: 226.8; 1.7: 136.08; 1.8: 8.4594; 1.9: 1134; 2: 36.1146; 2.1: 94.1494; 2.2: 910.5781; 2.3: 38.3589; 2.4: -765.4964; 2.5: -32.2472; 3.7: 2; 5.4: 2; 6.4: 2; 7.4: 2; 8.4: 2; 9.4: 2; 10.4: 2; 11.4: 2
| 2 | 42.05 | 1: 33.1088; 1.1: 145.7195; 1.2: 0.19541; 1.3: 227.07; 1.4: 6.1313; 1.5: 145.7195; 1.6: 227.07; 1.7: 136.242; 1.8: 8.4594; 1.9: 1135.35; 2: 36.1576; 2.1: 94.1523; 2.2: 912.7193; 2.3: 38.4033; 2.4: -766.9998; 2.5: -32.2721; 3.7: 2; 5.4: 2; 6.4: 2; 7.4: 2; 8.4: 2; 9.4: 2; 10.4: 2; 11.4: 2
| 2 | 42.1 | 1: 33.2146; 1.1: 146.3591; 1.2: 0.19627; 1.3: 227.34; 1.4: 6.1509; 1.5: 146.3591; 1.6: 227.34; 1.7: 136.404; 1.8: 8.4594; 1.9: 1136.7; 2: 36.2006; 2.1: 94.1552; 2.2: 914.863; 2.3: 38.4478; 2.4: -768.5038; 2.5: -32.297; 3.7: 2; 5.4: 2; 6.4: 2; 7.4: 2; 8.4: 2; 9.4: 2; 10.4: 2; 11.4: 2
| 2 | 42.15 | 1: 33.3206; 1.1: 147.0006; 1.2: 0.19713; 1.3: 227.61; 1.4: 6.1705; 1.5: 147.0006; 1.6: 227.61; 1.7: 136.566; 1.8: 8.4594; 1.9: 1138.05; 2: 36.2436; 2.1: 94.1581; 2.2: 917.0092; 2.3: 38.4923; 2.4: -770.0086; 2.5: -32.3218; 3.7: 2; 5.4: 2; 6.4: 2; 7.4: 2; 8.4: 2; 9.4: 2; 10.4: 2; 11.4: 2
| 2 | 42.2 | 1: 33.4268; 1.1: 147.6439; 1.2: 0.19799; 1.3: 227.88; 1.4: 6.1901; 1.5: 147.6439; 1.6: 227.88; 1.7: 136.728; 1.8: 8.4594; 1.9: 1139.4; 2: 36.2866; 2.1: 94.161; 2.2: 919.158; 2.3: 38.5368; 2.4: -771.5141; 2.5: -32.3466; 3.7: 2; 5.4: 2; 6.4: 2; 7.4: 2; 8.4: 2; 9.4: 2; 10.4: 2; 11.4: 2
| 2 | 42.25 | 1: 33.5331; 1.1: 148.2891; 1.2: 0.19886; 1.3: 228.15; 1.4: 6.2098; 1.5: 148.2891; 1.6: 228.15; 1.7: 136.89; 1.8: 8.4594; 1.9: 1140.75; 2: 36.3296; 2.1: 94.1639; 2.2: 921.3093; 2.3: 38.5813; 2.4: -773.0202; 2.5: -32.3714; 3.7: 2; 5.4: 2; 6.4: 2; 7.4: 2; 8.4: 2; 9.4: 2; 10.4: 2; 11.4: 2
| 2 | 42.3 | 1: 33.6396; 1.1: 148.9362; 1.2: 0.19973; 1.3: 228.42; 1.4: 6.2296; 1.5: 148.9362; 1.6: 228.42; 1.7: 137.052; 1.8: 8.4594; 1.9: 1142.1; 2: 36.3726; 2.1: 94.1667; 2.2: 923.4632; 2.3: 38.6258; 2.4: -774.527; 2.5: -32.3962; 3.7: 2; 5.4: 2; 6.4: 2; 7.4: 2; 8.4: 2; 9.4: 2; 10.4: 2; 11.4: 2
| 2 | 42.35 | 1: 33.7463; 1.1: 149.5851; 1.2: 0.2006; 1.3: 228.69; 1.4: 6.2493; 1.5: 149.5851; 1.6: 228.69; 1.7: 137.214; 1.8: 8.4594; 1.9: 1143.45; 2: 36.4156; 2.1: 94.1696; 2.2: 925.6197; 2.3: 38.6703; 2.4: -776.0346; 2.5: -32.4209; 3.7: 2; 5.4: 2; 6.4: 2; 7.4: 2; 8.4: 2; 9.4: 2; 10.4: 2; 11.4: 2
| 2 | 42.4 | 1: 33.8532; 1.1: 150.2359; 1.2: 0.20147; 1.3: 228.96; 1.4: 6.2691; 1.5: 150.2359; 1.6: 228.96; 1.7: 137.376; 1.8: 8.4594; 1.9: 1144.8; 2: 36.4586; 2.1: 94.1724; 2.2: 927.7786; 2.3: 38.7147; 2.4: -777.5428; 2.5: -32.4456; 3.7: 2; 5.4: 2; 6.4: 2; 7.4: 2; 8.4: 2; 9.4: 2; 10.4: 2; 11.4: 2
| 2 | 42.45 | 1: 33.9602; 1.1: 150.8885; 1.2: 0.20234; 1.3: 229.23; 1.4: 6.2889; 1.5: 150.8885; 1.6: 229.23; 1.7: 137.538; 1.8: 8.4594; 1.9: 1146.15; 2: 36.5016; 2.1: 94.1752; 2.2: 929.9402; 2.3: 38.7592; 2.4: -779.0517; 2.5: -32.4703; 3.7: 2; 5.4: 2; 6.4: 2; 7.4: 2; 8.4: 2; 9.4: 2; 10.4: 2; 11.4: 2
| 2 | 42.5 | 1: 34.0674; 1.1: 151.543; 1.2: 0.20322; 1.3: 229.5; 1.4: 6.3088; 1.5: 151.543; 1.6: 229.5; 1.7: 137.7; 1.8: 8.4594; 1.9: 1147.5; 2: 36.5446; 2.1: 94.178; 2.2: 932.1043; 2.3: 38.8037; 2.4: -780.5612; 2.5: -32.495; 3.7: 2; 5.4: 2; 6.4: 2; 7.4: 2; 8.4: 2; 9.4: 2; 10.4: 2; 11.4: 2
| 2 | 42.55 | 1: 34.1747; 1.1: 152.1994; 1.2: 0.2041; 1.3: 229.77; 1.4: 6.3287; 1.5: 152.1994; 1.6: 229.77; 1.7: 137.862; 1.8: 8.4594; 1.9: 1148.85; 2: 36.5876; 2.1: 94.1808; 2.2: 934.2709; 2.3: 38.8482; 2.4: -782.0715; 2.5: -32.5196; 3.7: 2; 5.4: 2; 6.4: 2; 7.4: 2; 8.4: 2; 9.4: 2; 10.4: 2; 11.4: 2
| 2 | 42.6 | 1: 34.2823; 1.1: 152.8577; 1.2: 0.20499; 1.3: 230.04; 1.4: 6.3486; 1.5: 152.8577; 1.6: 230.04; 1.7: 138.024; 1.8: 8.4594; 1.9: 1150.2; 2: 36.6306; 2.1: 94.1836; 2.2: 936.4401; 2.3: 38.8927; 2.4: -783.5824; 2.5: -32.5441; 3.7: 2; 5.4: 2; 6.4: 2; 7.4: 2; 8.4: 2; 9.4: 2; 10.4: 2; 11.4: 2
| 2 | 42.65 | 1: 34.3899; 1.1: 153.5179; 1.2: 0.20587; 1.3: 230.31; 1.4: 6.3685; 1.5: 153.5179; 1.6: 230.31; 1.7: 138.186; 1.8: 8.4594; 1.9: 1151.55; 2: 36.6736; 2.1: 94.1864; 2.2: 938.6119; 2.3: 38.9372; 2.4: -785.094; 2.5: -32.5687; 3.7: 2; 5.4: 2; 6.4: 2; 7.4: 2; 8.4: 2; 9.4: 2; 10.4: 2; 11.4: 2
| 2 | 42.7 | 1: 34.4978; 1.1: 154.1799; 1.2: 0.20676; 1.3: 230.58; 1.4: 6.3885; 1.5: 154.1799; 1.6: 230.58; 1.7: 138.348; 1.8: 8.4594; 1.9: 1152.9; 2: 36.7166; 2.1: 94.1892; 2.2: 940.7862; 2.3: 38.9817; 2.4: -786.6063; 2.5: -32.5932; 3.7: 2; 5.4: 2; 6.4: 2; 7.4: 2; 8.4: 2; 9.4: 2; 10.4: 2; 11.4: 2
| 2 | 42.75 | 1: 34.6058; 1.1: 154.8438; 1.2: 0.20765; 1.3: 230.85; 1.4: 6.4085; 1.5: 154.8438; 1.6: 230.85; 1.7: 138.51; 1.8: 8.4594; 1.9: 1154.25; 2: 36.7596; 2.1: 94.192; 2.2: 942.963; 2.3: 39.0262; 2.4: -788.1192; 2.5: -32.6177; 3.7: 2; 5.4: 2; 6.4: 2; 7.4: 2; 8.4: 2; 9.4: 2; 10.4: 2; 11.4: 2
| 2 | 42.8 | 1: 34.714; 1.1: 155.5096; 1.2: 0.20854; 1.3: 231.12; 1.4: 6.4285; 1.5: 155.5096; 1.6: 231.12; 1.7: 138.672; 1.8: 8.4594; 1.9: 1155.6; 2: 36.8025; 2.1: 94.1947; 2.2: 945.1424; 2.3: 39.0707; 2.4: -789.6328; 2.5: -32.6422; 3.7: 2; 5.4: 2; 6.4: 2; 7.4: 2; 8.4: 2; 9.4: 2; 10.4: 2; 11.4: 2
| 2 | 42.85 | 1: 34.8224; 1.1: 156.1773; 1.2: 0.20944; 1.3: 231.39; 1.4: 6.4486; 1.5: 156.1773; 1.6: 231.39; 1.7: 138.834; 1.8: 8.4594; 1.9: 1156.95; 2: 36.8455; 2.1: 94.1975; 2.2: 947.3244; 2.3: 39.1152; 2.4: -791.1471; 2.5: -32.6666; 3.7: 2; 5.4: 2; 6.4: 2; 7.4: 2; 8.4: 2; 9.4: 2; 10.4: 2; 11.4: 2
| 2 | 42.9 | 1: 34.9309; 1.1: 156.8469; 1.2: 0.21034; 1.3: 231.66; 1.4: 6.4687; 1.5: 156.8469; 1.6: 231.66; 1.7: 138.996; 1.8: 8.4594; 1.9: 1158.3; 2: 36.8885; 2.1: 94.2002; 2.2: 949.5089; 2.3: 39.1597; 2.4: -792.662; 2.5: -32.691; 3.7: 2; 5.4: 2; 6.4: 2; 7.4: 2; 8.4: 2; 9.4: 2; 10.4: 2; 11.4: 2
| 2 | 42.95 | 1: 35.0396; 1.1: 157.5184; 1.2: 0.21124; 1.3: 231.93; 1.4: 6.4888; 1.5: 157.5184; 1.6: 231.93; 1.7: 139.158; 1.8: 8.4594; 1.9: 1159.65; 2: 36.9315; 2.1: 94.2029; 2.2: 951.6959; 2.3: 39.2042; 2.4: -794.1775; 2.5: -32.7154; 3.7: 2; 5.4: 2; 6.4: 2; 7.4: 2; 8.4: 2; 9.4: 2; 10.4: 2; 11.4: 2
| 2 | 43 | 1: 35.1485; 1.1: 158.1918; 1.2: 0.21214; 1.3: 232.2; 1.4: 6.509; 1.5: 158.1918; 1.6: 232.2; 1.7: 139.32; 1.8: 8.4594; 1.9: 1161; 2: 36.9745; 2.1: 94.2056; 2.2: 953.8855; 2.3: 39.2487; 2.4: -795.6937; 2.5: -32.7397; 3.7: 2; 5.4: 2; 6.4: 2; 7.4: 2; 8.4: 2; 9.4: 2; 10.4: 2; 11.4: 2
| 2 | 43.05 | 1: 35.2576; 1.1: 158.8671; 1.2: 0.21304; 1.3: 232.47; 1.4: 6.5292; 1.5: 158.8671; 1.6: 232.47; 1.7: 139.482; 1.8: 8.4594; 1.9: 1162.35; 2: 37.0175; 2.1: 94.2084; 2.2: 956.0777; 2.3: 39.2932; 2.4: -797.2106; 2.5: -32.7641; 3.7: 2; 5.4: 2; 6.4: 2; 7.4: 2; 8.4: 2; 9.4: 2; 10.4: 2; 11.4: 2
| 2 | 43.1 | 1: 35.3668; 1.1: 159.5442; 1.2: 0.21395; 1.3: 232.74; 1.4: 6.5494; 1.5: 159.5442; 1.6: 232.74; 1.7: 139.644; 1.8: 8.4594; 1.9: 1163.7; 2: 37.0605; 2.1: 94.2111; 2.2: 958.2724; 2.3: 39.3378; 2.4: -798.7281; 2.5: -32.7883; 3.7: 2; 5.4: 2; 6.4: 2; 7.4: 2; 8.4: 2; 9.4: 2; 10.4: 2; 11.4: 2
| 2 | 43.15 | 1: 35.4762; 1.1: 160.2233; 1.2: 0.21486; 1.3: 233.01; 1.4: 6.5697; 1.5: 160.2233; 1.6: 233.01; 1.7: 139.806; 1.8: 8.4594; 1.9: 1165.05; 2: 37.1035; 2.1: 94.2137; 2.2: 960.4696; 2.3: 39.3823; 2.4: -800.2463; 2.5: -32.8126; 3.7: 2; 5.4: 2; 6.4: 2; 7.4: 2; 8.4: 2; 9.4: 2; 10.4: 2; 11.4: 2
| 2 | 43.2 | 1: 35.5857; 1.1: 160.9043; 1.2: 0.21578; 1.3: 233.28; 1.4: 6.5899; 1.5: 160.9043; 1.6: 233.28; 1.7: 139.968; 1.8: 8.4594; 1.9: 1166.4; 2: 37.1465; 2.1: 94.2164; 2.2: 962.6694; 2.3: 39.4268; 2.4: -801.7651; 2.5: -32.8368; 3.7: 2; 5.4: 2; 6.4: 2; 7.4: 2; 8.4: 2; 9.4: 2; 10.4: 2; 11.4: 2
| 2 | 43.25 | 1: 35.6954; 1.1: 161.5872; 1.2: 0.21669; 1.3: 233.55; 1.4: 6.6103; 1.5: 161.5872; 1.6: 233.55; 1.7: 140.13; 1.8: 8.4594; 1.9: 1167.75; 2: 37.1895; 2.1: 94.2191; 2.2: 964.8717; 2.3: 39.4713; 2.4: -803.2845; 2.5: -32.861; 3.7: 2; 5.4: 2; 6.4: 2; 7.4: 2; 8.4: 2; 9.4: 2; 10.4: 2; 11.4: 2
| 2 | 43.3 | 1: 35.8053; 1.1: 162.2721; 1.2: 0.21761; 1.3: 233.82; 1.4: 6.6306; 1.5: 162.2721; 1.6: 233.82; 1.7: 140.292; 1.8: 8.4594; 1.9: 1169.1; 2: 37.2325; 2.1: 94.2218; 2.2: 967.0766; 2.3: 39.5158; 2.4: -804.8046; 2.5: -32.8852; 3.7: 2; 5.4: 2; 6.4: 2; 7.4: 2; 8.4: 2; 9.4: 2; 10.4: 2; 11.4: 2
| 2 | 43.35 | 1: 35.9154; 1.1: 162.9588; 1.2: 0.21853; 1.3: 234.09; 1.4: 6.651; 1.5: 162.9588; 1.6: 234.09; 1.7: 140.454; 1.8: 8.4594; 1.9: 1170.45; 2: 37.2755; 2.1: 94.2244; 2.2: 969.2841; 2.3: 39.5603; 2.4: -806.3253; 2.5: -32.9093; 3.7: 2; 5.4: 2; 6.4: 2; 7.4: 2; 8.4: 2; 9.4: 2; 10.4: 2; 11.4: 2
| 2 | 43.4 | 1: 36.0256; 1.1: 163.6475; 1.2: 0.21945; 1.3: 234.36; 1.4: 6.6714; 1.5: 163.6475; 1.6: 234.36; 1.7: 140.616; 1.8: 8.4594; 1.9: 1171.8; 2: 37.3185; 2.1: 94.227; 2.2: 971.4941; 2.3: 39.6048; 2.4: -807.8466; 2.5: -32.9334; 3.7: 2; 5.4: 2; 6.4: 2; 7.4: 2; 8.4: 2; 9.4: 2; 10.4: 2; 11.4: 2
| 2 | 43.45 | 1: 36.136; 1.1: 164.3381; 1.2: 0.22038; 1.3: 234.63; 1.4: 6.6919; 1.5: 164.3381; 1.6: 234.63; 1.7: 140.778; 1.8: 8.4594; 1.9: 1173.15; 2: 37.3615; 2.1: 94.2297; 2.2: 973.7066; 2.3: 39.6494; 2.4: -809.3686; 2.5: -32.9575; 3.7: 2; 5.4: 2; 6.4: 2; 7.4: 2; 8.4: 2; 9.4: 2; 10.4: 2; 11.4: 2
| 2 | 43.5 | 1: 36.2466; 1.1: 165.0306; 1.2: 0.22131; 1.3: 234.9; 1.4: 6.7123; 1.5: 165.0306; 1.6: 234.9; 1.7: 140.94; 1.8: 8.4594; 1.9: 1174.5; 2: 37.4045; 2.1: 94.2323; 2.2: 975.9217; 2.3: 39.6939; 2.4: -810.8911; 2.5: -32.9816; 3.7: 2; 5.4: 2; 6.4: 2; 7.4: 2; 8.4: 2; 9.4: 2; 10.4: 2; 11.4: 2
| 2 | 43.55 | 1: 36.3573; 1.1: 165.725; 1.2: 0.22224; 1.3: 235.17; 1.4: 6.7328; 1.5: 165.725; 1.6: 235.17; 1.7: 141.102; 1.8: 8.4594; 1.9: 1175.85; 2: 37.4475; 2.1: 94.2349; 2.2: 978.1393; 2.3: 39.7384; 2.4: -812.4143; 2.5: -33.0056; 3.7: 2; 5.4: 2; 6.4: 2; 7.4: 2; 8.4: 2; 9.4: 2; 10.4: 2; 11.4: 2
| 2 | 43.6 | 1: 36.4682; 1.1: 166.4214; 1.2: 0.22317; 1.3: 235.44; 1.4: 6.7534; 1.5: 166.4214; 1.6: 235.44; 1.7: 141.264; 1.8: 8.4594; 1.9: 1177.2; 2: 37.4904; 2.1: 94.2375; 2.2: 980.3595; 2.3: 39.7829; 2.4: -813.9382; 2.5: -33.0296; 3.7: 2; 5.4: 2; 6.4: 2; 7.4: 2; 8.4: 2; 9.4: 2; 10.4: 2; 11.4: 2
| 2 | 43.65 | 1: 36.5793; 1.1: 167.1197; 1.2: 0.22411; 1.3: 235.71; 1.4: 6.7739; 1.5: 167.1197; 1.6: 235.71; 1.7: 141.426; 1.8: 8.4594; 1.9: 1178.55; 2: 37.5334; 2.1: 94.2401; 2.2: 982.5823; 2.3: 39.8275; 2.4: -815.4626; 2.5: -33.0535; 3.7: 2; 5.4: 2; 6.4: 2; 7.4: 2; 8.4: 2; 9.4: 2; 10.4: 2; 11.4: 2
| 2 | 43.7 | 1: 36.6905; 1.1: 167.8199; 1.2: 0.22505; 1.3: 235.98; 1.4: 6.7945; 1.5: 167.8199; 1.6: 235.98; 1.7: 141.588; 1.8: 8.4594; 1.9: 1179.9; 2: 37.5764; 2.1: 94.2427; 2.2: 984.8075; 2.3: 39.872; 2.4: -816.9876; 2.5: -33.0774; 3.7: 2; 5.4: 2; 6.4: 2; 7.4: 2; 8.4: 2; 9.4: 2; 10.4: 2; 11.4: 2
| 2 | 43.75 | 1: 36.8019; 1.1: 168.5221; 1.2: 0.22599; 1.3: 236.25; 1.4: 6.8152; 1.5: 168.5221; 1.6: 236.25; 1.7: 141.75; 1.8: 8.4594; 1.9: 1181.25; 2: 37.6194; 2.1: 94.2453; 2.2: 987.0354; 2.3: 39.9165; 2.4: -818.5133; 2.5: -33.1013; 3.7: 2; 5.4: 2; 6.4: 2; 7.4: 2; 8.4: 2; 9.4: 2; 10.4: 2; 11.4: 2
| 2 | 43.8 | 1: 36.9135; 1.1: 169.2262; 1.2: 0.22694; 1.3: 236.52; 1.4: 6.8358; 1.5: 169.2262; 1.6: 236.52; 1.7: 141.912; 1.8: 8.4594; 1.9: 1182.6; 2: 37.6624; 2.1: 94.2479; 2.2: 989.2657; 2.3: 39.961; 2.4: -820.0396; 2.5: -33.1252; 3.7: 2; 5.4: 2; 6.4: 2; 7.4: 2; 8.4: 2; 9.4: 2; 10.4: 2; 11.4: 2
| 2 | 43.85 | 1: 37.0252; 1.1: 169.9322; 1.2: 0.22788; 1.3: 236.79; 1.4: 6.8565; 1.5: 169.9322; 1.6: 236.79; 1.7: 142.074; 1.8: 8.4594; 1.9: 1183.95; 2: 37.7054; 2.1: 94.2504; 2.2: 991.4987; 2.3: 40.0056; 2.4: -821.5664; 2.5: -33.149; 3.7: 2; 5.4: 2; 6.4: 2; 7.4: 2; 8.4: 2; 9.4: 2; 10.4: 2; 11.4: 2
| 2 | 43.9 | 1: 37.1371; 1.1: 170.6402; 1.2: 0.22883; 1.3: 237.06; 1.4: 6.8772; 1.5: 170.6402; 1.6: 237.06; 1.7: 142.236; 1.8: 8.4594; 1.9: 1185.3; 2: 37.7484; 2.1: 94.253; 2.2: 993.7341; 2.3: 40.0501; 2.4: -823.0939; 2.5: -33.1728; 3.7: 2; 5.4: 2; 6.4: 2; 7.4: 2; 8.4: 2; 9.4: 2; 10.4: 2; 11.4: 2
| 2 | 43.95 | 1: 37.2492; 1.1: 171.3502; 1.2: 0.22978; 1.3: 237.33; 1.4: 6.898; 1.5: 171.3502; 1.6: 237.33; 1.7: 142.398; 1.8: 8.4594; 1.9: 1186.65; 2: 37.7914; 2.1: 94.2555; 2.2: 995.9722; 2.3: 40.0946; 2.4: -824.622; 2.5: -33.1966; 3.7: 2; 5.4: 2; 6.4: 2; 7.4: 2; 8.4: 2; 9.4: 2; 10.4: 2; 11.4: 2
| 2 | 44 | 1: 37.3615; 1.1: 172.0621; 1.2: 0.23074; 1.3: 237.6; 1.4: 6.9188; 1.5: 172.0621; 1.6: 237.6; 1.7: 142.56; 1.8: 8.4594; 1.9: 1188; 2: 37.8344; 2.1: 94.2581; 2.2: 998.2127; 2.3: 40.1392; 2.4: -826.1506; 2.5: -33.2204; 3.7: 2; 5.4: 2; 6.4: 2; 7.4: 2; 8.4: 2; 9.4: 2; 10.4: 2; 11.4: 2
| 2 | 44.05 | 1: 37.4739; 1.1: 172.7759; 1.2: 0.2317; 1.3: 237.87; 1.4: 6.9396; 1.5: 172.7759; 1.6: 237.87; 1.7: 142.722; 1.8: 8.4594; 1.9: 1189.35; 2: 37.8774; 2.1: 94.2606; 2.2: 1000.4558; 2.3: 40.1837; 2.4: -827.6799; 2.5: -33.2441; 3.7: 2; 5.4: 2; 6.4: 2; 7.4: 2; 8.4: 2; 9.4: 2; 10.4: 2; 11.4: 2
| 2 | 44.1 | 1: 37.5865; 1.1: 173.4917; 1.2: 0.23266; 1.3: 238.14; 1.4: 6.9605; 1.5: 173.4917; 1.6: 238.14; 1.7: 142.884; 1.8: 8.4594; 1.9: 1190.7; 2: 37.9204; 2.1: 94.2631; 2.2: 1002.7015; 2.3: 40.2282; 2.4: -829.2098; 2.5: -33.2678; 3.7: 2; 5.4: 2; 6.4: 2; 7.4: 2; 8.4: 2; 9.4: 2; 10.4: 2; 11.4: 2
| 2 | 44.15 | 1: 37.6993; 1.1: 174.2095; 1.2: 0.23362; 1.3: 238.41; 1.4: 6.9813; 1.5: 174.2095; 1.6: 238.41; 1.7: 143.046; 1.8: 8.4594; 1.9: 1192.05; 2: 37.9634; 2.1: 94.2656; 2.2: 1004.9497; 2.3: 40.2728; 2.4: -830.7402; 2.5: -33.2914; 3.7: 2; 5.4: 2; 6.4: 2; 7.4: 2; 8.4: 2; 9.4: 2; 10.4: 2; 11.4: 2
| 2 | 44.2 | 1: 37.8122; 1.1: 174.9292; 1.2: 0.23458; 1.3: 238.68; 1.4: 7.0023; 1.5: 174.9292; 1.6: 238.68; 1.7: 143.208; 1.8: 8.4594; 1.9: 1193.4; 2: 38.0064; 2.1: 94.2681; 2.2: 1007.2004; 2.3: 40.3173; 2.4: -832.2712; 2.5: -33.315; 3.7: 2; 5.4: 2; 6.4: 2; 7.4: 2; 8.4: 2; 9.4: 2; 10.4: 2; 11.4: 2
| 2 | 44.25 | 1: 37.9253; 1.1: 175.6509; 1.2: 0.23555; 1.3: 238.95; 1.4: 7.0232; 1.5: 175.6509; 1.6: 238.95; 1.7: 143.37; 1.8: 8.4594; 1.9: 1194.75; 2: 38.0494; 2.1: 94.2706; 2.2: 1009.4537; 2.3: 40.3618; 2.4: -833.8028; 2.5: -33.3386; 3.7: 2; 5.4: 2; 6.4: 2; 7.4: 2; 8.4: 2; 9.4: 2; 10.4: 2; 11.4: 2
| 2 | 44.3 | 1: 38.0385; 1.1: 176.3746; 1.2: 0.23652; 1.3: 239.22; 1.4: 7.0442; 1.5: 176.3746; 1.6: 239.22; 1.7: 143.532; 1.8: 8.4594; 1.9: 1196.1; 2: 38.0924; 2.1: 94.2731; 2.2: 1011.7096; 2.3: 40.4064; 2.4: -835.335; 2.5: -33.3622; 3.7: 2; 5.4: 2; 6.4: 2; 7.4: 2; 8.4: 2; 9.4: 2; 10.4: 2; 11.4: 2
| 2 | 44.35 | 1: 38.152; 1.1: 177.1002; 1.2: 0.2375; 1.3: 239.49; 1.4: 7.0652; 1.5: 177.1002; 1.6: 239.49; 1.7: 143.694; 1.8: 8.4594; 1.9: 1197.45; 2: 38.1354; 2.1: 94.2756; 2.2: 1013.968; 2.3: 40.4509; 2.4: -836.8678; 2.5: -33.3857; 3.7: 2; 5.4: 2; 6.4: 2; 7.4: 2; 8.4: 2; 9.4: 2; 10.4: 2; 11.4: 2
| 2 | 44.4 | 1: 38.2656; 1.1: 177.8278; 1.2: 0.23847; 1.3: 239.76; 1.4: 7.0862; 1.5: 177.8278; 1.6: 239.76; 1.7: 143.856; 1.8: 8.4594; 1.9: 1198.8; 2: 38.1783; 2.1: 94.2781; 2.2: 1016.2289; 2.3: 40.4955; 2.4: -838.4011; 2.5: -33.4092; 3.7: 2; 5.4: 2; 6.4: 2; 7.4: 2; 8.4: 2; 9.4: 2; 10.4: 2; 11.4: 2
| 2 | 44.45 | 1: 38.3794; 1.1: 178.5574; 1.2: 0.23945; 1.3: 240.03; 1.4: 7.1073; 1.5: 178.5574; 1.6: 240.03; 1.7: 144.018; 1.8: 8.4594; 1.9: 1200.15; 2: 38.2213; 2.1: 94.2805; 2.2: 1018.4924; 2.3: 40.54; 2.4: -839.935; 2.5: -33.4327; 3.7: 2; 5.4: 2; 6.4: 2; 7.4: 2; 8.4: 2; 9.4: 2; 10.4: 2; 11.4: 2
| 2 | 44.5 | 1: 38.4933; 1.1: 179.2889; 1.2: 0.24043; 1.3: 240.3; 1.4: 7.1284; 1.5: 179.2889; 1.6: 240.3; 1.7: 144.18; 1.8: 8.4594; 1.9: 1201.5; 2: 38.2643; 2.1: 94.283; 2.2: 1020.7584; 2.3: 40.5846; 2.4: -841.4695; 2.5: -33.4562; 3.7: 2; 5.4: 2; 6.4: 2; 7.4: 2; 8.4: 2; 9.4: 2; 10.4: 2; 11.4: 2
| 2 | 44.55 | 1: 38.6074; 1.1: 180.0225; 1.2: 0.24141; 1.3: 240.57; 1.4: 7.1495; 1.5: 180.0225; 1.6: 240.57; 1.7: 144.342; 1.8: 8.4594; 1.9: 1202.85; 2: 38.3073; 2.1: 94.2854; 2.2: 1023.027; 2.3: 40.6291; 2.4: -843.0045; 2.5: -33.4796; 3.7: 2; 5.4: 2; 6.4: 2; 7.4: 2; 8.4: 2; 9.4: 2; 10.4: 2; 11.4: 2
| 2 | 44.6 | 1: 38.7217; 1.1: 180.758; 1.2: 0.2424; 1.3: 240.84; 1.4: 7.1707; 1.5: 180.758; 1.6: 240.84; 1.7: 144.504; 1.8: 8.4594; 1.9: 1204.2; 2: 38.3503; 2.1: 94.2879; 2.2: 1025.2981; 2.3: 40.6736; 2.4: -844.5401; 2.5: -33.503; 3.7: 2; 5.4: 2; 6.4: 2; 7.4: 2; 8.4: 2; 9.4: 2; 10.4: 2; 11.4: 2
| 2 | 44.65 | 1: 38.8361; 1.1: 181.4955; 1.2: 0.24339; 1.3: 241.11; 1.4: 7.1919; 1.5: 181.4955; 1.6: 241.11; 1.7: 144.666; 1.8: 8.4594; 1.9: 1205.55; 2: 38.3933; 2.1: 94.2903; 2.2: 1027.5717; 2.3: 40.7182; 2.4: -846.0763; 2.5: -33.5263; 3.7: 2; 5.4: 2; 6.4: 2; 7.4: 2; 8.4: 2; 9.4: 2; 10.4: 2; 11.4: 2
| 2 | 44.7 | 1: 38.9508; 1.1: 182.235; 1.2: 0.24438; 1.3: 241.38; 1.4: 7.2131; 1.5: 182.235; 1.6: 241.38; 1.7: 144.828; 1.8: 8.4594; 1.9: 1206.9; 2: 38.4363; 2.1: 94.2927; 2.2: 1029.8479; 2.3: 40.7627; 2.4: -847.613; 2.5: -33.5496; 3.7: 2; 5.4: 2; 6.4: 2; 7.4: 2; 8.4: 2; 9.4: 2; 10.4: 2; 11.4: 2
| 2 | 44.75 | 1: 39.0655; 1.1: 182.9765; 1.2: 0.24538; 1.3: 241.65; 1.4: 7.2344; 1.5: 182.9765; 1.6: 241.65; 1.7: 144.99; 1.8: 8.4594; 1.9: 1208.25; 2: 38.4793; 2.1: 94.2951; 2.2: 1032.1267; 2.3: 40.8073; 2.4: -849.1502; 2.5: -33.5729; 3.7: 2; 5.4: 2; 6.4: 2; 7.4: 2; 8.4: 2; 9.4: 2; 10.4: 2; 11.4: 2
| 2 | 44.8 | 1: 39.1805; 1.1: 183.7199; 1.2: 0.24637; 1.3: 241.92; 1.4: 7.2556; 1.5: 183.7199; 1.6: 241.92; 1.7: 145.152; 1.8: 8.4594; 1.9: 1209.6; 2: 38.5223; 2.1: 94.2976; 2.2: 1034.408; 2.3: 40.8518; 2.4: -850.688; 2.5: -33.5962; 3.7: 2; 5.4: 2; 6.4: 2; 7.4: 2; 8.4: 2; 9.4: 2; 10.4: 2; 11.4: 2
| 2 | 44.85 | 1: 39.2956; 1.1: 184.4654; 1.2: 0.24737; 1.3: 242.19; 1.4: 7.277; 1.5: 184.4654; 1.6: 242.19; 1.7: 145.314; 1.8: 8.4594; 1.9: 1210.95; 2: 38.5653; 2.1: 94.3; 2.2: 1036.6918; 2.3: 40.8964; 2.4: -852.2264; 2.5: -33.6194; 3.7: 2; 5.4: 2; 6.4: 2; 7.4: 2; 8.4: 2; 9.4: 2; 10.4: 2; 11.4: 2
| 2 | 44.9 | 1: 39.4109; 1.1: 185.2129; 1.2: 0.24837; 1.3: 242.46; 1.4: 7.2983; 1.5: 185.2129; 1.6: 242.46; 1.7: 145.476; 1.8: 8.4594; 1.9: 1212.3; 2: 38.6083; 2.1: 94.3023; 2.2: 1038.9782; 2.3: 40.941; 2.4: -853.7653; 2.5: -33.6426; 3.7: 2; 5.4: 2; 6.4: 2; 7.4: 2; 8.4: 2; 9.4: 2; 10.4: 2; 11.4: 2
| 2 | 44.95 | 1: 39.5264; 1.1: 185.9623; 1.2: 0.24938; 1.3: 242.73; 1.4: 7.3197; 1.5: 185.9623; 1.6: 242.73; 1.7: 145.638; 1.8: 8.4594; 1.9: 1213.65; 2: 38.6513; 2.1: 94.3047; 2.2: 1041.2671; 2.3: 40.9855; 2.4: -855.3048; 2.5: -33.6658; 3.7: 2; 5.4: 2; 6.4: 2; 7.4: 2; 8.4: 2; 9.4: 2; 10.4: 2; 11.4: 2
| 2 | 45 | 1: 39.642; 1.1: 186.7138; 1.2: 0.25039; 1.3: 243; 1.4: 7.3411; 1.5: 186.7138; 1.6: 243; 1.7: 145.8; 1.8: 8.4594; 1.9: 1215; 2: 38.6943; 2.1: 94.3071; 2.2: 1043.5586; 2.3: 41.0301; 2.4: -856.8448; 2.5: -33.689; 3.7: 2; 5.4: 2; 6.4: 2; 7.4: 2; 8.4: 2; 9.4: 2; 10.4: 2; 11.4: 2
| 2 | 45.05 | 1: 39.7578; 1.1: 187.4673; 1.2: 0.2514; 1.3: 243.27; 1.4: 7.3626; 1.5: 187.4673; 1.6: 243.27; 1.7: 145.962; 1.8: 8.4594; 1.9: 1216.35; 2: 38.7373; 2.1: 94.3095; 2.2: 1045.8526; 2.3: 41.0746; 2.4: -858.3853; 2.5: -33.7121; 3.7: 2; 5.4: 2; 6.4: 2; 7.4: 2; 8.4: 2; 9.4: 2; 10.4: 2; 11.4: 2
| 2 | 45.1 | 1: 39.8738; 1.1: 188.2228; 1.2: 0.25241; 1.3: 243.54; 1.4: 7.384; 1.5: 188.2228; 1.6: 243.54; 1.7: 146.124; 1.8: 8.4594; 1.9: 1217.7; 2: 38.7803; 2.1: 94.3118; 2.2: 1048.1492; 2.3: 41.1192; 2.4: -859.9264; 2.5: -33.7351; 3.7: 2; 5.4: 2; 6.4: 2; 7.4: 2; 8.4: 2; 9.4: 2; 10.4: 2; 11.4: 2
| 2 | 45.15 | 1: 39.9899; 1.1: 188.9803; 1.2: 0.25343; 1.3: 243.81; 1.4: 7.4055; 1.5: 188.9803; 1.6: 243.81; 1.7: 146.286; 1.8: 8.4594; 1.9: 1219.05; 2: 38.8232; 2.1: 94.3142; 2.2: 1050.4483; 2.3: 41.1637; 2.4: -861.468; 2.5: -33.7582; 3.7: 2; 5.4: 2; 6.4: 2; 7.4: 2; 8.4: 2; 9.4: 2; 10.4: 2; 11.4: 2
| 2 | 45.2 | 1: 40.1062; 1.1: 189.7398; 1.2: 0.25445; 1.3: 244.08; 1.4: 7.4271; 1.5: 189.7398; 1.6: 244.08; 1.7: 146.448; 1.8: 8.4594; 1.9: 1220.4; 2: 38.8662; 2.1: 94.3166; 2.2: 1052.7499; 2.3: 41.2083; 2.4: -863.0101; 2.5: -33.7812; 3.7: 2; 5.4: 2; 6.4: 2; 7.4: 2; 8.4: 2; 9.4: 2; 10.4: 2; 11.4: 2
| 2 | 45.25 | 1: 40.2227; 1.1: 190.5013; 1.2: 0.25547; 1.3: 244.35; 1.4: 7.4486; 1.5: 190.5013; 1.6: 244.35; 1.7: 146.61; 1.8: 8.4594; 1.9: 1221.75; 2: 38.9092; 2.1: 94.3189; 2.2: 1055.0541; 2.3: 41.2529; 2.4: -864.5527; 2.5: -33.8042; 3.7: 2; 5.4: 2; 6.4: 2; 7.4: 2; 8.4: 2; 9.4: 2; 10.4: 2; 11.4: 2
| 2 | 45.3 | 1: 40.3393; 1.1: 191.2649; 1.2: 0.25649; 1.3: 244.62; 1.4: 7.4702; 1.5: 191.2649; 1.6: 244.62; 1.7: 146.772; 1.8: 8.4594; 1.9: 1223.1; 2: 38.9522; 2.1: 94.3212; 2.2: 1057.3608; 2.3: 41.2974; 2.4: -866.0959; 2.5: -33.8272; 3.7: 2; 5.4: 2; 6.4: 2; 7.4: 2; 8.4: 2; 9.4: 2; 10.4: 2; 11.4: 2
| 2 | 45.35 | 1: 40.4561; 1.1: 192.0305; 1.2: 0.25752; 1.3: 244.89; 1.4: 7.4919; 1.5: 192.0305; 1.6: 244.89; 1.7: 146.934; 1.8: 8.4594; 1.9: 1224.45; 2: 38.9952; 2.1: 94.3236; 2.2: 1059.6701; 2.3: 41.342; 2.4: -867.6396; 2.5: -33.8501; 3.7: 2; 5.4: 2; 6.4: 2; 7.4: 2; 8.4: 2; 9.4: 2; 10.4: 2; 11.4: 2
| 2 | 45.4 | 1: 40.5731; 1.1: 192.7981; 1.2: 0.25855; 1.3: 245.16; 1.4: 7.5135; 1.5: 192.7981; 1.6: 245.16; 1.7: 147.096; 1.8: 8.4594; 1.9: 1225.8; 2: 39.0382; 2.1: 94.3259; 2.2: 1061.9819; 2.3: 41.3865; 2.4: -869.1838; 2.5: -33.873; 3.7: 2; 5.4: 2; 6.4: 2; 7.4: 2; 8.4: 2; 9.4: 2; 10.4: 2; 11.4: 2
| 2 | 45.45 | 1: 40.6903; 1.1: 193.5677; 1.2: 0.25958; 1.3: 245.43; 1.4: 7.5352; 1.5: 193.5677; 1.6: 245.43; 1.7: 147.258; 1.8: 8.4594; 1.9: 1227.15; 2: 39.0812; 2.1: 94.3282; 2.2: 1064.2962; 2.3: 41.4311; 2.4: -870.7285; 2.5: -33.8959; 3.7: 2; 5.4: 2; 6.4: 2; 7.4: 2; 8.4: 2; 9.4: 2; 10.4: 2; 11.4: 2
| 2 | 45.5 | 1: 40.8076; 1.1: 194.3394; 1.2: 0.26061; 1.3: 245.7; 1.4: 7.557; 1.5: 194.3394; 1.6: 245.7; 1.7: 147.42; 1.8: 8.4594; 1.9: 1228.5; 2: 39.1242; 2.1: 94.3305; 2.2: 1066.6131; 2.3: 41.4757; 2.4: -872.2738; 2.5: -33.9187; 3.7: 2; 5.4: 2; 6.4: 2; 7.4: 2; 8.4: 2; 9.4: 2; 10.4: 2; 11.4: 2
| 2 | 45.55 | 1: 40.9251; 1.1: 195.1131; 1.2: 0.26165; 1.3: 245.97; 1.4: 7.5787; 1.5: 195.1131; 1.6: 245.97; 1.7: 147.582; 1.8: 8.4594; 1.9: 1229.85; 2: 39.1672; 2.1: 94.3328; 2.2: 1068.9326; 2.3: 41.5202; 2.4: -873.8195; 2.5: -33.9415; 3.7: 2; 5.4: 2; 6.4: 2; 7.4: 2; 8.4: 2; 9.4: 2; 10.4: 2; 11.4: 2
| 2 | 45.6 | 1: 41.0427; 1.1: 195.8888; 1.2: 0.26269; 1.3: 246.24; 1.4: 7.6005; 1.5: 195.8888; 1.6: 246.24; 1.7: 147.744; 1.8: 8.4594; 1.9: 1231.2; 2: 39.2102; 2.1: 94.3351; 2.2: 1071.2546; 2.3: 41.5648; 2.4: -875.3658; 2.5: -33.9643; 3.7: 2; 5.4: 2; 6.4: 2; 7.4: 2; 8.4: 2; 9.4: 2; 10.4: 2; 11.4: 2
| 2 | 45.65 | 1: 41.1606; 1.1: 196.6666; 1.2: 0.26373; 1.3: 246.51; 1.4: 7.6223; 1.5: 196.6666; 1.6: 246.51; 1.7: 147.906; 1.8: 8.4594; 1.9: 1232.55; 2: 39.2532; 2.1: 94.3374; 2.2: 1073.5791; 2.3: 41.6094; 2.4: -876.9125; 2.5: -33.987; 3.7: 2; 5.4: 2; 6.4: 2; 7.4: 2; 8.4: 2; 9.4: 2; 10.4: 2; 11.4: 2
| 2 | 45.7 | 1: 41.2786; 1.1: 197.4464; 1.2: 0.26478; 1.3: 246.78; 1.4: 7.6442; 1.5: 197.4464; 1.6: 246.78; 1.7: 148.068; 1.8: 8.4594; 1.9: 1233.9; 2: 39.2962; 2.1: 94.3397; 2.2: 1075.9061; 2.3: 41.6539; 2.4: -878.4598; 2.5: -34.0098; 3.7: 2; 5.4: 2; 6.4: 2; 7.4: 2; 8.4: 2; 9.4: 2; 10.4: 2; 11.4: 2
| 2 | 45.75 | 1: 41.3967; 1.1: 198.2282; 1.2: 0.26583; 1.3: 247.05; 1.4: 7.6661; 1.5: 198.2282; 1.6: 247.05; 1.7: 148.23; 1.8: 8.4594; 1.9: 1235.25; 2: 39.3392; 2.1: 94.3419; 2.2: 1078.2357; 2.3: 41.6985; 2.4: -880.0075; 2.5: -34.0324; 3.7: 2; 5.4: 2; 6.4: 2; 7.4: 2; 8.4: 2; 9.4: 2; 10.4: 2; 11.4: 2
| 2 | 45.8 | 1: 41.5151; 1.1: 199.0121; 1.2: 0.26688; 1.3: 247.32; 1.4: 7.688; 1.5: 199.0121; 1.6: 247.32; 1.7: 148.392; 1.8: 8.4594; 1.9: 1236.6; 2: 39.3822; 2.1: 94.3442; 2.2: 1080.5679; 2.3: 41.7431; 2.4: -881.5558; 2.5: -34.0551; 3.7: 2; 5.4: 2; 6.4: 2; 7.4: 2; 8.4: 2; 9.4: 2; 10.4: 2; 11.4: 2
| 2 | 45.85 | 1: 41.6336; 1.1: 199.7981; 1.2: 0.26793; 1.3: 247.59; 1.4: 7.7099; 1.5: 199.7981; 1.6: 247.59; 1.7: 148.554; 1.8: 8.4594; 1.9: 1237.95; 2: 39.4252; 2.1: 94.3465; 2.2: 1082.9026; 2.3: 41.7876; 2.4: -883.1045; 2.5: -34.0777; 3.7: 2; 5.4: 2; 6.4: 2; 7.4: 2; 8.4: 2; 9.4: 2; 10.4: 2; 11.4: 2
| 2 | 45.9 | 1: 41.7522; 1.1: 200.5861; 1.2: 0.26899; 1.3: 247.86; 1.4: 7.7319; 1.5: 200.5861; 1.6: 247.86; 1.7: 148.716; 1.8: 8.4594; 1.9: 1239.3; 2: 39.4682; 2.1: 94.3487; 2.2: 1085.2398; 2.3: 41.8322; 2.4: -884.6537; 2.5: -34.1003; 3.7: 2; 5.4: 2; 6.4: 2; 7.4: 2; 8.4: 2; 9.4: 2; 10.4: 2; 11.4: 2
| 2 | 45.95 | 1: 41.8711; 1.1: 201.3761; 1.2: 0.27005; 1.3: 248.13; 1.4: 7.7539; 1.5: 201.3761; 1.6: 248.13; 1.7: 148.878; 1.8: 8.4594; 1.9: 1240.65; 2: 39.5111; 2.1: 94.3509; 2.2: 1087.5796; 2.3: 41.8768; 2.4: -886.2034; 2.5: -34.1229; 3.7: 2; 5.4: 2; 6.4: 2; 7.4: 2; 8.4: 2; 9.4: 2; 10.4: 2; 11.4: 2
| 2 | 46 | 1: 41.9901; 1.1: 202.1682; 1.2: 0.27111; 1.3: 248.4; 1.4: 7.7759; 1.5: 202.1682; 1.6: 248.4; 1.7: 149.04; 1.8: 8.4594; 1.9: 1242; 2: 39.5541; 2.1: 94.3532; 2.2: 1089.9219; 2.3: 41.9214; 2.4: -887.7536; 2.5: -34.1454; 3.7: 2; 5.4: 2; 6.4: 2; 7.4: 2; 8.4: 2; 9.4: 2; 10.4: 2; 11.4: 2
| 2 | 46.05 | 1: 42.1093; 1.1: 202.9624; 1.2: 0.27218; 1.3: 248.67; 1.4: 7.798; 1.5: 202.9624; 1.6: 248.67; 1.7: 149.202; 1.8: 8.4594; 1.9: 1243.35; 2: 39.5971; 2.1: 94.3554; 2.2: 1092.2667; 2.3: 41.9659; 2.4: -889.3043; 2.5: -34.1679; 3.7: 2; 5.4: 2; 6.4: 2; 7.4: 2; 8.4: 2; 9.4: 2; 10.4: 2; 11.4: 2
| 2 | 46.1 | 1: 42.2286; 1.1: 203.7586; 1.2: 0.27324; 1.3: 248.94; 1.4: 7.8201; 1.5: 203.7586; 1.6: 248.94; 1.7: 149.364; 1.8: 8.4594; 1.9: 1244.7; 2: 39.6401; 2.1: 94.3576; 2.2: 1094.6141; 2.3: 42.0105; 2.4: -890.8554; 2.5: -34.1904; 3.7: 2; 5.4: 2; 6.4: 2; 7.4: 2; 8.4: 2; 9.4: 2; 10.4: 2; 11.4: 2
| 2 | 46.15 | 1: 42.3481; 1.1: 204.5569; 1.2: 0.27432; 1.3: 249.21; 1.4: 7.8422; 1.5: 204.5569; 1.6: 249.21; 1.7: 149.526; 1.8: 8.4594; 1.9: 1246.05; 2: 39.6831; 2.1: 94.3599; 2.2: 1096.964; 2.3: 42.0551; 2.4: -892.4071; 2.5: -34.2128; 3.7: 2; 5.4: 2; 6.4: 2; 7.4: 2; 8.4: 2; 9.4: 2; 10.4: 2; 11.4: 2
| 2 | 46.2 | 1: 42.4678; 1.1: 205.3573; 1.2: 0.27539; 1.3: 249.48; 1.4: 7.8644; 1.5: 205.3573; 1.6: 249.48; 1.7: 149.688; 1.8: 8.4594; 1.9: 1247.4; 2: 39.7261; 2.1: 94.3621; 2.2: 1099.3165; 2.3: 42.0997; 2.4: -893.9592; 2.5: -34.2353; 3.7: 2; 5.4: 2; 6.4: 2; 7.4: 2; 8.4: 2; 9.4: 2; 10.4: 2; 11.4: 2
| 2 | 46.25 | 1: 42.5877; 1.1: 206.1597; 1.2: 0.27646; 1.3: 249.75; 1.4: 7.8866; 1.5: 206.1597; 1.6: 249.75; 1.7: 149.85; 1.8: 8.4594; 1.9: 1248.75; 2: 39.7691; 2.1: 94.3643; 2.2: 1101.6715; 2.3: 42.1442; 2.4: -895.5117; 2.5: -34.2576; 3.7: 2; 5.4: 2; 6.4: 2; 7.4: 2; 8.4: 2; 9.4: 2; 10.4: 2; 11.4: 2
| 2 | 46.3 | 1: 42.7077; 1.1: 206.9643; 1.2: 0.27754; 1.3: 250.02; 1.4: 7.9088; 1.5: 206.9643; 1.6: 250.02; 1.7: 150.012; 1.8: 8.4594; 1.9: 1250.1; 2: 39.8121; 2.1: 94.3665; 2.2: 1104.029; 2.3: 42.1888; 2.4: -897.0648; 2.5: -34.28; 3.7: 2; 5.4: 2; 6.4: 2; 7.4: 2; 8.4: 2; 9.4: 2; 10.4: 2; 11.4: 2
| 2 | 46.35 | 1: 42.8279; 1.1: 207.7708; 1.2: 0.27863; 1.3: 250.29; 1.4: 7.9311; 1.5: 207.7708; 1.6: 250.29; 1.7: 150.174; 1.8: 8.4594; 1.9: 1251.45; 2: 39.8551; 2.1: 94.3687; 2.2: 1106.3891; 2.3: 42.2334; 2.4: -898.6183; 2.5: -34.3023; 3.7: 2; 5.4: 2; 6.4: 2; 7.4: 2; 8.4: 2; 9.4: 2; 10.4: 2; 11.4: 2
| 2 | 46.4 | 1: 42.9482; 1.1: 208.5795; 1.2: 0.27971; 1.3: 250.56; 1.4: 7.9534; 1.5: 208.5795; 1.6: 250.56; 1.7: 150.336; 1.8: 8.4594; 1.9: 1252.8; 2: 39.8981; 2.1: 94.3709; 2.2: 1108.7517; 2.3: 42.278; 2.4: -900.1722; 2.5: -34.3246; 3.7: 2; 5.4: 2; 6.4: 2; 7.4: 2; 8.4: 2; 9.4: 2; 10.4: 2; 11.4: 2
| 2 | 46.45 | 1: 43.0688; 1.1: 209.3902; 1.2: 0.2808; 1.3: 250.83; 1.4: 7.9757; 1.5: 209.3902; 1.6: 250.83; 1.7: 150.498; 1.8: 8.4594; 1.9: 1254.15; 2: 39.9411; 2.1: 94.373; 2.2: 1111.1169; 2.3: 42.3226; 2.4: -901.7266; 2.5: -34.3469; 3.7: 2; 5.4: 2; 6.4: 2; 7.4: 2; 8.4: 2; 9.4: 2; 10.4: 2; 11.4: 2
| 2 | 46.5 | 1: 43.1895; 1.1: 210.2031; 1.2: 0.28189; 1.3: 251.1; 1.4: 7.998; 1.5: 210.2031; 1.6: 251.1; 1.7: 150.66; 1.8: 8.4594; 1.9: 1255.5; 2: 39.9841; 2.1: 94.3752; 2.2: 1113.4846; 2.3: 42.3671; 2.4: -903.2815; 2.5: -34.3691; 3.7: 2; 5.4: 2; 6.4: 2; 7.4: 2; 8.4: 2; 9.4: 2; 10.4: 2; 11.4: 2
| 2 | 46.55 | 1: 43.3103; 1.1: 211.018; 1.2: 0.28298; 1.3: 251.37; 1.4: 8.0204; 1.5: 211.018; 1.6: 251.37; 1.7: 150.822; 1.8: 8.4594; 1.9: 1256.85; 2: 40.0271; 2.1: 94.3774; 2.2: 1115.8548; 2.3: 42.4117; 2.4: -904.8368; 2.5: -34.3913; 3.7: 2; 5.4: 2; 6.4: 2; 7.4: 2; 8.4: 2; 9.4: 2; 10.4: 2; 11.4: 2
| 2 | 46.6 | 1: 43.4314; 1.1: 211.835; 1.2: 0.28408; 1.3: 251.64; 1.4: 8.0428; 1.5: 211.835; 1.6: 251.64; 1.7: 150.984; 1.8: 8.4594; 1.9: 1258.2; 2: 40.0701; 2.1: 94.3795; 2.2: 1118.2276; 2.3: 42.4563; 2.4: -906.3926; 2.5: -34.4135; 3.7: 2; 5.4: 2; 6.4: 2; 7.4: 2; 8.4: 2; 9.4: 2; 10.4: 2; 11.4: 2
| 2 | 46.65 | 1: 43.5526; 1.1: 212.6541; 1.2: 0.28517; 1.3: 251.91; 1.4: 8.0653; 1.5: 212.6541; 1.6: 251.91; 1.7: 151.146; 1.8: 8.4594; 1.9: 1259.55; 2: 40.1131; 2.1: 94.3817; 2.2: 1120.6029; 2.3: 42.5009; 2.4: -907.9488; 2.5: -34.4356; 3.7: 2; 5.4: 2; 6.4: 2; 7.4: 2; 8.4: 2; 9.4: 2; 10.4: 2; 11.4: 2
| 2 | 46.7 | 1: 43.6739; 1.1: 213.4753; 1.2: 0.28628; 1.3: 252.18; 1.4: 8.0878; 1.5: 213.4753; 1.6: 252.18; 1.7: 151.308; 1.8: 8.4594; 1.9: 1260.9; 2: 40.1561; 2.1: 94.3839; 2.2: 1122.9808; 2.3: 42.5455; 2.4: -909.5055; 2.5: -34.4577; 3.7: 2; 5.4: 2; 6.4: 2; 7.4: 2; 8.4: 2; 9.4: 2; 10.4: 2; 11.4: 2
| 2 | 46.75 | 1: 43.7955; 1.1: 214.2986; 1.2: 0.28738; 1.3: 252.45; 1.4: 8.1103; 1.5: 214.2986; 1.6: 252.45; 1.7: 151.47; 1.8: 8.4594; 1.9: 1262.25; 2: 40.199; 2.1: 94.386; 2.2: 1125.3611; 2.3: 42.59; 2.4: -911.0626; 2.5: -34.4798; 3.7: 2; 5.4: 2; 6.4: 2; 7.4: 2; 8.4: 2; 9.4: 2; 10.4: 2; 11.4: 2
| 2 | 46.8 | 1: 43.9172; 1.1: 215.1239; 1.2: 0.28849; 1.3: 252.72; 1.4: 8.1328; 1.5: 215.1239; 1.6: 252.72; 1.7: 151.632; 1.8: 8.4594; 1.9: 1263.6; 2: 40.242; 2.1: 94.3881; 2.2: 1127.7441; 2.3: 42.6346; 2.4: -912.6201; 2.5: -34.5018; 3.7: 2; 5.4: 2; 6.4: 2; 7.4: 2; 8.4: 2; 9.4: 2; 10.4: 2; 11.4: 2
| 2 | 46.85 | 1: 44.0391; 1.1: 215.9514; 1.2: 0.2896; 1.3: 252.99; 1.4: 8.1554; 1.5: 215.9514; 1.6: 252.99; 1.7: 151.794; 1.8: 8.4594; 1.9: 1264.95; 2: 40.285; 2.1: 94.3903; 2.2: 1130.1295; 2.3: 42.6792; 2.4: -914.1781; 2.5: -34.5238; 3.7: 2; 5.4: 2; 6.4: 2; 7.4: 2; 8.4: 2; 9.4: 2; 10.4: 2; 11.4: 2
| 2 | 46.9 | 1: 44.1611; 1.1: 216.781; 1.2: 0.29071; 1.3: 253.26; 1.4: 8.178; 1.5: 216.781; 1.6: 253.26; 1.7: 151.956; 1.8: 8.4594; 1.9: 1266.3; 2: 40.328; 2.1: 94.3924; 2.2: 1132.5175; 2.3: 42.7238; 2.4: -915.7365; 2.5: -34.5458; 3.7: 2; 5.4: 2; 6.4: 2; 7.4: 2; 8.4: 2; 9.4: 2; 10.4: 2; 11.4: 2
| 2 | 46.95 | 1: 44.2833; 1.1: 217.6127; 1.2: 0.29182; 1.3: 253.53; 1.4: 8.2006; 1.5: 217.6127; 1.6: 253.53; 1.7: 152.118; 1.8: 8.4594; 1.9: 1267.65; 2: 40.371; 2.1: 94.3945; 2.2: 1134.9081; 2.3: 42.7684; 2.4: -917.2953; 2.5: -34.5678; 3.7: 2; 5.4: 2; 6.4: 2; 7.4: 2; 8.4: 2; 9.4: 2; 10.4: 2; 11.4: 2
| 2 | 47 | 1: 44.4057; 1.1: 218.4465; 1.2: 0.29294; 1.3: 253.8; 1.4: 8.2233; 1.5: 218.4465; 1.6: 253.8; 1.7: 152.28; 1.8: 8.4594; 1.9: 1269; 2: 40.414; 2.1: 94.3966; 2.2: 1137.3011; 2.3: 42.813; 2.4: -918.8546; 2.5: -34.5897; 3.7: 2; 5.4: 2; 6.4: 2; 7.4: 2; 8.4: 2; 9.4: 2; 10.4: 2; 11.4: 2
| 2 | 47.05 | 1: 44.5283; 1.1: 219.2825; 1.2: 0.29406; 1.3: 254.07; 1.4: 8.246; 1.5: 219.2825; 1.6: 254.07; 1.7: 152.442; 1.8: 8.4594; 1.9: 1270.35; 2: 40.457; 2.1: 94.3987; 2.2: 1139.6967; 2.3: 42.8576; 2.4: -920.4143; 2.5: -34.6116; 3.7: 2; 5.4: 2; 6.4: 2; 7.4: 2; 8.4: 2; 9.4: 2; 10.4: 2; 11.4: 2
| 2 | 47.1 | 1: 44.651; 1.1: 220.1205; 1.2: 0.29519; 1.3: 254.34; 1.4: 8.2687; 1.5: 220.1205; 1.6: 254.34; 1.7: 152.604; 1.8: 8.4594; 1.9: 1271.7; 2: 40.5; 2.1: 94.4008; 2.2: 1142.0949; 2.3: 42.9022; 2.4: -921.9744; 2.5: -34.6335; 3.7: 2; 5.4: 2; 6.4: 2; 7.4: 2; 8.4: 2; 9.4: 2; 10.4: 2; 11.4: 2
| 2 | 47.15 | 1: 44.7739; 1.1: 220.9607; 1.2: 0.29631; 1.3: 254.61; 1.4: 8.2915; 1.5: 220.9607; 1.6: 254.61; 1.7: 152.766; 1.8: 8.4594; 1.9: 1273.05; 2: 40.543; 2.1: 94.4029; 2.2: 1144.4956; 2.3: 42.9467; 2.4: -923.5349; 2.5: -34.6553; 3.7: 2; 5.4: 2; 6.4: 2; 7.4: 2; 8.4: 2; 9.4: 2; 10.4: 2; 11.4: 2
| 2 | 47.2 | 1: 44.897; 1.1: 221.8029; 1.2: 0.29744; 1.3: 254.88; 1.4: 8.3143; 1.5: 221.8029; 1.6: 254.88; 1.7: 152.928; 1.8: 8.4594; 1.9: 1274.4; 2: 40.586; 2.1: 94.405; 2.2: 1146.8988; 2.3: 42.9913; 2.4: -925.0959; 2.5: -34.6771; 3.7: 2; 5.4: 2; 6.4: 2; 7.4: 2; 8.4: 2; 9.4: 2; 10.4: 2; 11.4: 2
| 2 | 47.25 | 1: 45.0202; 1.1: 222.6473; 1.2: 0.29857; 1.3: 255.15; 1.4: 8.3371; 1.5: 222.6473; 1.6: 255.15; 1.7: 153.09; 1.8: 8.4594; 1.9: 1275.75; 2: 40.629; 2.1: 94.4071; 2.2: 1149.3045; 2.3: 43.0359; 2.4: -926.6572; 2.5: -34.6989; 3.7: 2; 5.4: 2; 6.4: 2; 7.4: 2; 8.4: 2; 9.4: 2; 10.4: 2; 11.4: 2
| 2 | 47.3 | 1: 45.1436; 1.1: 223.4939; 1.2: 0.29971; 1.3: 255.42; 1.4: 8.3599; 1.5: 223.4939; 1.6: 255.42; 1.7: 153.252; 1.8: 8.4594; 1.9: 1277.1; 2: 40.672; 2.1: 94.4092; 2.2: 1151.7128; 2.3: 43.0805; 2.4: -928.219; 2.5: -34.7206; 3.7: 2; 5.4: 2; 6.4: 2; 7.4: 2; 8.4: 2; 9.4: 2; 10.4: 2; 11.4: 2
| 2 | 47.35 | 1: 45.2672; 1.1: 224.3425; 1.2: 0.30085; 1.3: 255.69; 1.4: 8.3828; 1.5: 224.3425; 1.6: 255.69; 1.7: 153.414; 1.8: 8.4594; 1.9: 1278.45; 2: 40.715; 2.1: 94.4113; 2.2: 1154.1237; 2.3: 43.1251; 2.4: -929.7811; 2.5: -34.7423; 3.7: 2; 5.4: 2; 6.4: 2; 7.4: 2; 8.4: 2; 9.4: 2; 10.4: 2; 11.4: 2
| 2 | 47.4 | 1: 45.3909; 1.1: 225.1933; 1.2: 0.30199; 1.3: 255.96; 1.4: 8.4057; 1.5: 225.1933; 1.6: 255.96; 1.7: 153.576; 1.8: 8.4594; 1.9: 1279.8; 2: 40.758; 2.1: 94.4134; 2.2: 1156.537; 2.3: 43.1697; 2.4: -931.3437; 2.5: -34.764; 3.7: 2; 5.4: 2; 6.4: 2; 7.4: 2; 8.4: 2; 9.4: 2; 10.4: 2; 11.4: 2
| 2 | 47.45 | 1: 45.5148; 1.1: 226.0462; 1.2: 0.30313; 1.3: 256.23; 1.4: 8.4287; 1.5: 226.0462; 1.6: 256.23; 1.7: 153.738; 1.8: 8.4594; 1.9: 1281.15; 2: 40.801; 2.1: 94.4154; 2.2: 1158.9529; 2.3: 43.2143; 2.4: -932.9067; 2.5: -34.7856; 3.7: 2; 5.4: 2; 6.4: 2; 7.4: 2; 8.4: 2; 9.4: 2; 10.4: 2; 11.4: 2
| 2 | 47.5 | 1: 45.6389; 1.1: 226.9013; 1.2: 0.30428; 1.3: 256.5; 1.4: 8.4516; 1.5: 226.9013; 1.6: 256.5; 1.7: 153.9; 1.8: 8.4594; 1.9: 1282.5; 2: 40.8439; 2.1: 94.4175; 2.2: 1161.3713; 2.3: 43.2589; 2.4: -934.4701; 2.5: -34.8072; 3.7: 2; 5.4: 2; 6.4: 2; 7.4: 2; 8.4: 2; 9.4: 2; 10.4: 2; 11.4: 2
| 2 | 47.55 | 1: 45.7631; 1.1: 227.7585; 1.2: 0.30543; 1.3: 256.77; 1.4: 8.4747; 1.5: 227.7585; 1.6: 256.77; 1.7: 154.062; 1.8: 8.4594; 1.9: 1283.85; 2: 40.8869; 2.1: 94.4195; 2.2: 1163.7923; 2.3: 43.3035; 2.4: -936.0338; 2.5: -34.8288; 3.7: 2; 5.4: 2; 6.4: 2; 7.4: 2; 8.4: 2; 9.4: 2; 10.4: 2; 11.4: 2
| 2 | 47.6 | 1: 45.8875; 1.1: 228.6178; 1.2: 0.30658; 1.3: 257.04; 1.4: 8.4977; 1.5: 228.6178; 1.6: 257.04; 1.7: 154.224; 1.8: 8.4594; 1.9: 1285.2; 2: 40.9299; 2.1: 94.4216; 2.2: 1166.2158; 2.3: 43.3481; 2.4: -937.598; 2.5: -34.8504; 3.7: 2; 5.4: 2; 6.4: 2; 7.4: 2; 8.4: 2; 9.4: 2; 10.4: 2; 11.4: 2
| 2 | 47.65 | 1: 46.0121; 1.1: 229.4793; 1.2: 0.30774; 1.3: 257.31; 1.4: 8.5208; 1.5: 229.4793; 1.6: 257.31; 1.7: 154.386; 1.8: 8.4594; 1.9: 1286.55; 2: 40.9729; 2.1: 94.4236; 2.2: 1168.6418; 2.3: 43.3927; 2.4: -939.1625; 2.5: -34.8719; 3.7: 2; 5.4: 2; 6.4: 2; 7.4: 2; 8.4: 2; 9.4: 2; 10.4: 2; 11.4: 2
| 2 | 47.7 | 1: 46.1369; 1.1: 230.3429; 1.2: 0.30889; 1.3: 257.58; 1.4: 8.5439; 1.5: 230.3429; 1.6: 257.58; 1.7: 154.548; 1.8: 8.4594; 1.9: 1287.9; 2: 41.0159; 2.1: 94.4257; 2.2: 1171.0704; 2.3: 43.4373; 2.4: -940.7275; 2.5: -34.8934; 3.7: 2; 5.4: 2; 6.4: 2; 7.4: 2; 8.4: 2; 9.4: 2; 10.4: 2; 11.4: 2
| 2 | 47.75 | 1: 46.2618; 1.1: 231.2087; 1.2: 0.31006; 1.3: 257.85; 1.4: 8.567; 1.5: 231.2087; 1.6: 257.85; 1.7: 154.71; 1.8: 8.4594; 1.9: 1289.25; 2: 41.0589; 2.1: 94.4277; 2.2: 1173.5015; 2.3: 43.4819; 2.4: -942.2928; 2.5: -34.9149; 3.7: 2; 5.4: 2; 6.4: 2; 7.4: 2; 8.4: 2; 9.4: 2; 10.4: 2; 11.4: 2
| 2 | 47.8 | 1: 46.3869; 1.1: 232.0766; 1.2: 0.31122; 1.3: 258.12; 1.4: 8.5902; 1.5: 232.0766; 1.6: 258.12; 1.7: 154.872; 1.8: 8.4594; 1.9: 1290.6; 2: 41.1019; 2.1: 94.4297; 2.2: 1175.9351; 2.3: 43.5265; 2.4: -943.8585; 2.5: -34.9363; 3.7: 2; 5.4: 2; 6.4: 2; 7.4: 2; 8.4: 2; 9.4: 2; 10.4: 2; 11.4: 2
| 2 | 47.85 | 1: 46.5121; 1.1: 232.9467; 1.2: 0.31239; 1.3: 258.39; 1.4: 8.6134; 1.5: 232.9467; 1.6: 258.39; 1.7: 155.034; 1.8: 8.4594; 1.9: 1291.95; 2: 41.1449; 2.1: 94.4317; 2.2: 1178.3713; 2.3: 43.5711; 2.4: -945.4246; 2.5: -34.9577; 3.7: 2; 5.4: 2; 6.4: 2; 7.4: 2; 8.4: 2; 9.4: 2; 10.4: 2; 11.4: 2
| 2 | 47.9 | 1: 46.6376; 1.1: 233.819; 1.2: 0.31356; 1.3: 258.66; 1.4: 8.6366; 1.5: 233.819; 1.6: 258.66; 1.7: 155.196; 1.8: 8.4594; 1.9: 1293.3; 2: 41.1879; 2.1: 94.4338; 2.2: 1180.81; 2.3: 43.6157; 2.4: -946.991; 2.5: -34.9791; 3.7: 2; 5.4: 2; 6.4: 2; 7.4: 2; 8.4: 2; 9.4: 2; 10.4: 2; 11.4: 2
| 2 | 47.95 | 1: 46.7632; 1.1: 234.6934; 1.2: 0.31473; 1.3: 258.93; 1.4: 8.6598; 1.5: 234.6934; 1.6: 258.93; 1.7: 155.358; 1.8: 8.4594; 1.9: 1294.65; 2: 41.2309; 2.1: 94.4358; 2.2: 1183.2512; 2.3: 43.6602; 2.4: -948.5579; 2.5: -35.0004; 3.7: 2; 5.4: 2; 6.4: 2; 7.4: 2; 8.4: 2; 9.4: 2; 10.4: 2; 11.4: 2
| 2 | 48 | 1: 46.8889; 1.1: 235.5699; 1.2: 0.3159; 1.3: 259.2; 1.4: 8.6831; 1.5: 235.5699; 1.6: 259.2; 1.7: 155.52; 1.8: 8.4594; 1.9: 1296; 2: 41.2739; 2.1: 94.4378; 2.2: 1185.695; 2.3: 43.7048; 2.4: -950.1251; 2.5: -35.0217; 3.7: 2; 5.4: 2; 6.4: 2; 7.4: 2; 8.4: 2; 9.4: 2; 10.4: 2; 11.4: 2
| 2 | 48.05 | 1: 47.0149; 1.1: 236.4487; 1.2: 0.31708; 1.3: 259.47; 1.4: 8.7065; 1.5: 236.4487; 1.6: 259.47; 1.7: 155.682; 1.8: 8.4594; 1.9: 1297.35; 2: 41.3169; 2.1: 94.4398; 2.2: 1188.1413; 2.3: 43.7494; 2.4: -951.6926; 2.5: -35.043; 3.7: 2; 5.4: 2; 6.4: 2; 7.4: 2; 8.4: 2; 9.4: 2; 10.4: 2; 11.4: 2
| 2 | 48.1 | 1: 47.141; 1.1: 237.3296; 1.2: 0.31826; 1.3: 259.74; 1.4: 8.7298; 1.5: 237.3296; 1.6: 259.74; 1.7: 155.844; 1.8: 8.4594; 1.9: 1298.7; 2: 41.3599; 2.1: 94.4418; 2.2: 1190.5901; 2.3: 43.794; 2.4: -953.2606; 2.5: -35.0642; 3.7: 2; 5.4: 2; 6.4: 2; 7.4: 2; 8.4: 2; 9.4: 2; 10.4: 2; 11.4: 2
| 2 | 48.15 | 1: 47.2672; 1.1: 238.2126; 1.2: 0.31945; 1.3: 260.01; 1.4: 8.7532; 1.5: 238.2126; 1.6: 260.01; 1.7: 156.006; 1.8: 8.4594; 1.9: 1300.05; 2: 41.4029; 2.1: 94.4438; 2.2: 1193.0415; 2.3: 43.8386; 2.4: -954.8289; 2.5: -35.0855; 3.7: 2; 5.4: 2; 6.4: 2; 7.4: 2; 8.4: 2; 9.4: 2; 10.4: 2; 11.4: 2
| 2 | 48.2 | 1: 47.3937; 1.1: 239.0979; 1.2: 0.32064; 1.3: 260.28; 1.4: 8.7766; 1.5: 239.0979; 1.6: 260.28; 1.7: 156.168; 1.8: 8.4594; 1.9: 1301.4; 2: 41.4459; 2.1: 94.4458; 2.2: 1195.4954; 2.3: 43.8832; 2.4: -956.3975; 2.5: -35.1066; 3.7: 2; 5.4: 2; 6.4: 2; 7.4: 2; 8.4: 2; 9.4: 2; 10.4: 2; 11.4: 2
| 2 | 48.25 | 1: 47.5203; 1.1: 239.9853; 1.2: 0.32183; 1.3: 260.55; 1.4: 8.8001; 1.5: 239.9853; 1.6: 260.55; 1.7: 156.33; 1.8: 8.4594; 1.9: 1302.75; 2: 41.4889; 2.1: 94.4477; 2.2: 1197.9518; 2.3: 43.9278; 2.4: -957.9665; 2.5: -35.1278; 3.7: 2; 5.4: 2; 6.4: 2; 7.4: 2; 8.4: 2; 9.4: 2; 10.4: 2; 11.4: 2
| 2 | 48.3 | 1: 47.6471; 1.1: 240.8749; 1.2: 0.32302; 1.3: 260.82; 1.4: 8.8235; 1.5: 240.8749; 1.6: 260.82; 1.7: 156.492; 1.8: 8.4594; 1.9: 1304.1; 2: 41.5318; 2.1: 94.4497; 2.2: 1200.4108; 2.3: 43.9724; 2.4: -959.5359; 2.5: -35.1489; 3.7: 2; 5.4: 2; 6.4: 2; 7.4: 2; 8.4: 2; 9.4: 2; 10.4: 2; 11.4: 2
| 2 | 48.35 | 1: 47.774; 1.1: 241.7667; 1.2: 0.32421; 1.3: 261.09; 1.4: 8.847; 1.5: 241.7667; 1.6: 261.09; 1.7: 156.654; 1.8: 8.4594; 1.9: 1305.45; 2: 41.5748; 2.1: 94.4517; 2.2: 1202.8723; 2.3: 44.017; 2.4: -961.1056; 2.5: -35.17; 3.7: 2; 5.4: 2; 6.4: 2; 7.4: 2; 8.4: 2; 9.4: 2; 10.4: 2; 11.4: 2
| 2 | 48.4 | 1: 47.9011; 1.1: 242.6607; 1.2: 0.32541; 1.3: 261.36; 1.4: 8.8706; 1.5: 242.6607; 1.6: 261.36; 1.7: 156.816; 1.8: 8.4594; 1.9: 1306.8; 2: 41.6178; 2.1: 94.4537; 2.2: 1205.3363; 2.3: 44.0616; 2.4: -962.6757; 2.5: -35.1911; 3.7: 2; 5.4: 2; 6.4: 2; 7.4: 2; 8.4: 2; 9.4: 2; 10.4: 2; 11.4: 2
| 2 | 48.45 | 1: 48.0284; 1.1: 243.5568; 1.2: 0.32662; 1.3: 261.63; 1.4: 8.8941; 1.5: 243.5568; 1.6: 261.63; 1.7: 156.978; 1.8: 8.4594; 1.9: 1308.15; 2: 41.6608; 2.1: 94.4556; 2.2: 1207.8029; 2.3: 44.1062; 2.4: -964.2461; 2.5: -35.2121; 3.7: 2; 5.4: 2; 6.4: 2; 7.4: 2; 8.4: 2; 9.4: 2; 10.4: 2; 11.4: 2
| 2 | 48.5 | 1: 48.1559; 1.1: 244.4552; 1.2: 0.32782; 1.3: 261.9; 1.4: 8.9178; 1.5: 244.4552; 1.6: 261.9; 1.7: 157.14; 1.8: 8.4594; 1.9: 1309.5; 2: 41.7038; 2.1: 94.4576; 2.2: 1210.272; 2.3: 44.1509; 2.4: -965.8168; 2.5: -35.2331; 3.7: 2; 5.4: 2; 6.4: 2; 7.4: 2; 8.4: 2; 9.4: 2; 10.4: 2; 11.4: 2
| 2 | 48.55 | 1: 48.2835; 1.1: 245.3557; 1.2: 0.32903; 1.3: 262.17; 1.4: 8.9414; 1.5: 245.3557; 1.6: 262.17; 1.7: 157.302; 1.8: 8.4594; 1.9: 1310.85; 2: 41.7468; 2.1: 94.4595; 2.2: 1212.7436; 2.3: 44.1955; 2.4: -967.3879; 2.5: -35.2541
| 2 | 48.6 | 1: 48.4113; 1.1: 246.2584; 1.2: 0.33024; 1.3: 262.44; 1.4: 8.965; 1.5: 246.2584; 1.6: 262.44; 1.7: 157.464; 1.8: 8.4594; 1.9: 1312.2; 2: 41.7898; 2.1: 94.4615; 2.2: 1215.2177; 2.3: 44.2401; 2.4: -968.9593; 2.5: -35.275
| 2 | 48.65 | 1: 48.5392; 1.1: 247.1634; 1.2: 0.33145; 1.3: 262.71; 1.4: 8.9887; 1.5: 247.1634; 1.6: 262.71; 1.7: 157.626; 1.8: 8.4594; 1.9: 1313.55; 2: 41.8328; 2.1: 94.4634; 2.2: 1217.6944; 2.3: 44.2847; 2.4: -970.5311; 2.5: -35.2959
| 2 | 48.7 | 1: 48.6674; 1.1: 248.0705; 1.2: 0.33267; 1.3: 262.98; 1.4: 9.0125; 1.5: 248.0705; 1.6: 262.98; 1.7: 157.788; 1.8: 8.4594; 1.9: 1314.9; 2: 41.8758; 2.1: 94.4654; 2.2: 1220.1736; 2.3: 44.3293; 2.4: -972.1031; 2.5: -35.3168
| 2 | 48.75 | 1: 48.7957; 1.1: 248.9798; 1.2: 0.33389; 1.3: 263.25; 1.4: 9.0362; 1.5: 248.9798; 1.6: 263.25; 1.7: 157.95; 1.8: 8.4594; 1.9: 1316.25; 2: 41.9188; 2.1: 94.4673; 2.2: 1222.6554; 2.3: 44.3739; 2.4: -973.6755; 2.5: -35.3376
| 2 | 48.8 | 1: 48.9241; 1.1: 249.8914; 1.2: 0.33511; 1.3: 263.52; 1.4: 9.06; 1.5: 249.8914; 1.6: 263.52; 1.7: 158.112; 1.8: 8.4594; 1.9: 1317.6; 2: 41.9618; 2.1: 94.4692; 2.2: 1225.1397; 2.3: 44.4185; 2.4: -975.2483; 2.5: -35.3584
| 2 | 48.85 | 1: 49.0528; 1.1: 250.8051; 1.2: 0.33634; 1.3: 263.79; 1.4: 9.0838; 1.5: 250.8051; 1.6: 263.79; 1.7: 158.274; 1.8: 8.4594; 1.9: 1318.95; 2: 42.0048; 2.1: 94.4711; 2.2: 1227.6265; 2.3: 44.4631; 2.4: -976.8213; 2.5: -35.3792
| 2 | 48.9 | 1: 49.1816; 1.1: 251.7211; 1.2: 0.33756; 1.3: 264.06; 1.4: 9.1077; 1.5: 251.7211; 1.6: 264.06; 1.7: 158.436; 1.8: 8.4594; 1.9: 1320.3; 2: 42.0478; 2.1: 94.4731; 2.2: 1230.1158; 2.3: 44.5077; 2.4: -978.3947; 2.5: -35.4
| 2 | 48.95 | 1: 49.3105; 1.1: 252.6393; 1.2: 0.33879; 1.3: 264.33; 1.4: 9.1316; 1.5: 252.6393; 1.6: 264.33; 1.7: 158.598; 1.8: 8.4594; 1.9: 1321.65; 2: 42.0908; 2.1: 94.475; 2.2: 1232.6077; 2.3: 44.5523; 2.4: -979.9684; 2.5: -35.4207
| 2 | 49 | 1: 49.4397; 1.1: 253.5596; 1.2: 0.34003; 1.3: 264.6; 1.4: 9.1555; 1.5: 253.5596; 1.6: 264.6; 1.7: 158.76; 1.8: 8.4594; 1.9: 1323; 2: 42.1338; 2.1: 94.4769; 2.2: 1235.102; 2.3: 44.5969; 2.4: -981.5424; 2.5: -35.4414
| 2 | 49.05 | 1: 49.569; 1.1: 254.4822; 1.2: 0.34127; 1.3: 264.87; 1.4: 9.1794; 1.5: 254.4822; 1.6: 264.87; 1.7: 158.922; 1.8: 8.4594; 1.9: 1324.35; 2: 42.1768; 2.1: 94.4788; 2.2: 1237.599; 2.3: 44.6415; 2.4: -983.1167; 2.5: -35.4621
| 2 | 49.1 | 1: 49.6985; 1.1: 255.4071; 1.2: 0.34251; 1.3: 265.14; 1.4: 9.2034; 1.5: 255.4071; 1.6: 265.14; 1.7: 159.084; 1.8: 8.4594; 1.9: 1325.7; 2: 42.2197; 2.1: 94.4807; 2.2: 1240.0984; 2.3: 44.6861; 2.4: -984.6913; 2.5: -35.4827
| 2 | 49.15 | 1: 49.8281; 1.1: 256.3341; 1.2: 0.34375; 1.3: 265.41; 1.4: 9.2274; 1.5: 256.3341; 1.6: 265.41; 1.7: 159.246; 1.8: 8.4594; 1.9: 1327.05; 2: 42.2627; 2.1: 94.4826; 2.2: 1242.6004; 2.3: 44.7307; 2.4: -986.2663; 2.5: -35.5033
| 2 | 49.2 | 1: 49.9579; 1.1: 257.2634; 1.2: 0.345; 1.3: 265.68; 1.4: 9.2515; 1.5: 257.2634; 1.6: 265.68; 1.7: 159.408; 1.8: 8.4594; 1.9: 1328.4; 2: 42.3057; 2.1: 94.4845; 2.2: 1245.1049; 2.3: 44.7753; 2.4: -987.8415; 2.5: -35.5238
| 2 | 49.25 | 1: 50.0879; 1.1: 258.1949; 1.2: 0.34625; 1.3: 265.95; 1.4: 9.2755; 1.5: 258.1949; 1.6: 265.95; 1.7: 159.57; 1.8: 8.4594; 1.9: 1329.75; 2: 42.3487; 2.1: 94.4864; 2.2: 1247.6119; 2.3: 44.8199; 2.4: -989.417; 2.5: -35.5444
| 2 | 49.3 | 1: 50.2181; 1.1: 259.1287; 1.2: 0.3475; 1.3: 266.22; 1.4: 9.2996; 1.5: 259.1287; 1.6: 266.22; 1.7: 159.732; 1.8: 8.4594; 1.9: 1331.1; 2: 42.3917; 2.1: 94.4883; 2.2: 1250.1215; 2.3: 44.8645; 2.4: -990.9929; 2.5: -35.5649
| 2 | 49.35 | 1: 50.3484; 1.1: 260.0646; 1.2: 0.34875; 1.3: 266.49; 1.4: 9.3238; 1.5: 260.0646; 1.6: 266.49; 1.7: 159.894; 1.8: 8.4594; 1.9: 1332.45; 2: 42.4347; 2.1: 94.4901; 2.2: 1252.6336; 2.3: 44.9091; 2.4: -992.569; 2.5: -35.5854
| 2 | 49.4 | 1: 50.4789; 1.1: 261.0028; 1.2: 0.35001; 1.3: 266.76; 1.4: 9.3479; 1.5: 261.0028; 1.6: 266.76; 1.7: 160.056; 1.8: 8.4594; 1.9: 1333.8; 2: 42.4777; 2.1: 94.492; 2.2: 1255.1482; 2.3: 44.9537; 2.4: -994.1454; 2.5: -35.6058
| 2 | 49.45 | 1: 50.6096; 1.1: 261.9433; 1.2: 0.35127; 1.3: 267.03; 1.4: 9.3721; 1.5: 261.9433; 1.6: 267.03; 1.7: 160.218; 1.8: 8.4594; 1.9: 1335.15; 2: 42.5207; 2.1: 94.4939; 2.2: 1257.6654; 2.3: 44.9984; 2.4: -995.7221; 2.5: -35.6262
| 2 | 49.5 | 1: 50.7404; 1.1: 262.886; 1.2: 0.35254; 1.3: 267.3; 1.4: 9.3964; 1.5: 262.886; 1.6: 267.3; 1.7: 160.38; 1.8: 8.4594; 1.9: 1336.5; 2: 42.5637; 2.1: 94.4958; 2.2: 1260.1851; 2.3: 45.043; 2.4: -997.2991; 2.5: -35.6466
| 2 | 49.55 | 1: 50.8714; 1.1: 263.8309; 1.2: 0.3538; 1.3: 267.57; 1.4: 9.4206; 1.5: 263.8309; 1.6: 267.57; 1.7: 160.542; 1.8: 8.4594; 1.9: 1337.85; 2: 42.6067; 2.1: 94.4976; 2.2: 1262.7073; 2.3: 45.0876; 2.4: -998.8763; 2.5: -35.6669
| 2 | 49.6 | 1: 51.0026; 1.1: 264.7781; 1.2: 0.35507; 1.3: 267.84; 1.4: 9.4449; 1.5: 264.7781; 1.6: 267.84; 1.7: 160.704; 1.8: 8.4594; 1.9: 1339.2; 2: 42.6497; 2.1: 94.4995; 2.2: 1265.232; 2.3: 45.1322; 2.4: -1000.4539; 2.5: -35.6873
| 2 | 49.65 | 1: 51.1339; 1.1: 265.7276; 1.2: 0.35635; 1.3: 268.11; 1.4: 9.4692; 1.5: 265.7276; 1.6: 268.11; 1.7: 160.866; 1.8: 8.4594; 1.9: 1340.55; 2: 42.6927; 2.1: 94.5013; 2.2: 1267.7593; 2.3: 45.1768; 2.4: -1002.0317; 2.5: -35.7076
| 2 | 49.7 | 1: 51.2654; 1.1: 266.6792; 1.2: 0.35762; 1.3: 268.38; 1.4: 9.4936; 1.5: 266.6792; 1.6: 268.38; 1.7: 161.028; 1.8: 8.4594; 1.9: 1341.9; 2: 42.7357; 2.1: 94.5032; 2.2: 1270.289; 2.3: 45.2214; 2.4: -1003.6098; 2.5: -35.7278
| 2 | 49.75 | 1: 51.3971; 1.1: 267.6332; 1.2: 0.3589; 1.3: 268.65; 1.4: 9.518; 1.5: 267.6332; 1.6: 268.65; 1.7: 161.19; 1.8: 8.4594; 1.9: 1343.25; 2: 42.7787; 2.1: 94.505; 2.2: 1272.8214; 2.3: 45.266; 2.4: -1005.1882; 2.5: -35.748
| 2 | 49.8 | 1: 51.5289; 1.1: 268.5894; 1.2: 0.36018; 1.3: 268.92; 1.4: 9.5424; 1.5: 268.5894; 1.6: 268.92; 1.7: 161.352; 1.8: 8.4594; 1.9: 1344.6; 2: 42.8217; 2.1: 94.5069; 2.2: 1275.3562; 2.3: 45.3106; 2.4: -1006.7668; 2.5: -35.7682
| 2 | 49.85 | 1: 51.6609; 1.1: 269.5479; 1.2: 0.36147; 1.3: 269.19; 1.4: 9.5668; 1.5: 269.5479; 1.6: 269.19; 1.7: 161.514; 1.8: 8.4594; 1.9: 1345.95; 2: 42.8646; 2.1: 94.5087; 2.2: 1277.8936; 2.3: 45.3552; 2.4: -1008.3457; 2.5: -35.7884
| 2 | 49.9 | 1: 51.7931; 1.1: 270.5086; 1.2: 0.36276; 1.3: 269.46; 1.4: 9.5913; 1.5: 270.5086; 1.6: 269.46; 1.7: 161.676; 1.8: 8.4594; 1.9: 1347.3; 2: 42.9076; 2.1: 94.5106; 2.2: 1280.4335; 2.3: 45.3998; 2.4: -1009.9249; 2.5: -35.8085
| 2 | 49.95 | 1: 51.9255; 1.1: 271.4716; 1.2: 0.36405; 1.3: 269.73; 1.4: 9.6158; 1.5: 271.4716; 1.6: 269.73; 1.7: 161.838; 1.8: 8.4594; 1.9: 1348.65; 2: 42.9506; 2.1: 94.5124; 2.2: 1282.9759; 2.3: 45.4444; 2.4: -1011.5043; 2.5: -35.8286
| 2 | 50 | 1: 52.058; 1.1: 272.4369; 1.2: 0.36534; 1.3: 270; 1.4: 9.6404; 1.5: 272.4369; 1.6: 270; 1.7: 162; 1.8: 8.4594; 1.9: 1350; 2: 42.9936; 2.1: 94.5142; 2.2: 1285.5208; 2.3: 45.4891; 2.4: -1013.084; 2.5: -35.8487
| 2 | 50.05 | 1: 52.1907; 1.1: 273.4044; 1.2: 0.36664; 1.3: 270.27; 1.4: 9.6649; 1.5: 273.4044; 1.6: 270.27; 1.7: 162.162; 1.8: 8.4594; 1.9: 1351.35; 2: 43.0366; 2.1: 94.516; 2.2: 1288.0683; 2.3: 45.5337; 2.4: -1014.6639; 2.5: -35.8687
| 2 | 50.1 | 1: 52.3235; 1.1: 274.3742; 1.2: 0.36794; 1.3: 270.54; 1.4: 9.6895; 1.5: 274.3742; 1.6: 270.54; 1.7: 162.324; 1.8: 8.4594; 1.9: 1352.7; 2: 43.0796; 2.1: 94.5179; 2.2: 1290.6183; 2.3: 45.5783; 2.4: -1016.2441; 2.5: -35.8887
| 2 | 50.15 | 1: 52.4566; 1.1: 275.3463; 1.2: 0.36925; 1.3: 270.81; 1.4: 9.7142; 1.5: 275.3463; 1.6: 270.81; 1.7: 162.486; 1.8: 8.4594; 1.9: 1354.05; 2: 43.1226; 2.1: 94.5197; 2.2: 1293.1708; 2.3: 45.6229; 2.4: -1017.8245; 2.5: -35.9087
| 2 | 50.2 | 1: 52.5898; 1.1: 276.3207; 1.2: 0.37055; 1.3: 271.08; 1.4: 9.7388; 1.5: 276.3207; 1.6: 271.08; 1.7: 162.648; 1.8: 8.4594; 1.9: 1355.4; 2: 43.1656; 2.1: 94.5215; 2.2: 1295.7259; 2.3: 45.6675; 2.4: -1019.4052; 2.5: -35.9287
| 2 | 50.25 | 1: 52.7231; 1.1: 277.2973; 1.2: 0.37186; 1.3: 271.35; 1.4: 9.7635; 1.5: 277.2973; 1.6: 271.35; 1.7: 162.81; 1.8: 8.4594; 1.9: 1356.75; 2: 43.2086; 2.1: 94.5233; 2.2: 1298.2835; 2.3: 45.7121; 2.4: -1020.9861; 2.5: -35.9486
| 2 | 50.3 | 1: 52.8567; 1.1: 278.2763; 1.2: 0.37317; 1.3: 271.62; 1.4: 9.7883; 1.5: 278.2763; 1.6: 271.62; 1.7: 162.972; 1.8: 8.4594; 1.9: 1358.1; 2: 43.2516; 2.1: 94.5251; 2.2: 1300.8436; 2.3: 45.7567; 2.4: -1022.5673; 2.5: -35.9685
| 2 | 50.35 | 1: 52.9904; 1.1: 279.2575; 1.2: 0.37449; 1.3: 271.89; 1.4: 9.813; 1.5: 279.2575; 1.6: 271.89; 1.7: 163.134; 1.8: 8.4594; 1.9: 1359.45; 2: 43.2946; 2.1: 94.5269; 2.2: 1303.4062; 2.3: 45.8013; 2.4: -1024.1487; 2.5: -35.9883
| 2 | 50.4 | 1: 53.1242; 1.1: 280.241; 1.2: 0.37581; 1.3: 272.16; 1.4: 9.8378; 1.5: 280.241; 1.6: 272.16; 1.7: 163.296; 1.8: 8.4594; 1.9: 1360.8; 2: 43.3376; 2.1: 94.5287; 2.2: 1305.9714; 2.3: 45.8459; 2.4: -1025.7303; 2.5: -36.0081
| 2 | 50.45 | 1: 53.2583; 1.1: 281.2268; 1.2: 0.37713; 1.3: 272.43; 1.4: 9.8626; 1.5: 281.2268; 1.6: 272.43; 1.7: 163.458; 1.8: 8.4594; 1.9: 1362.15; 2: 43.3806; 2.1: 94.5305; 2.2: 1308.539; 2.3: 45.8906; 2.4: -1027.3122; 2.5: -36.0279
| 2 | 50.5 | 1: 53.3925; 1.1: 282.2149; 1.2: 0.37846; 1.3: 272.7; 1.4: 9.8875; 1.5: 282.2149; 1.6: 272.7; 1.7: 163.62; 1.8: 8.4594; 1.9: 1363.5; 2: 43.4236; 2.1: 94.5323; 2.2: 1311.1092; 2.3: 45.9352; 2.4: -1028.8943; 2.5: -36.0477
| 2 | 50.55 | 1: 53.5269; 1.1: 283.2053; 1.2: 0.37978; 1.3: 272.97; 1.4: 9.9124; 1.5: 283.2053; 1.6: 272.97; 1.7: 163.782; 1.8: 8.4594; 1.9: 1364.85; 2: 43.4666; 2.1: 94.5341; 2.2: 1313.682; 2.3: 45.9798; 2.4: -1030.4766; 2.5: -36.0674
| 2 | 50.6 | 1: 53.6614; 1.1: 284.198; 1.2: 0.38112; 1.3: 273.24; 1.4: 9.9373; 1.5: 284.198; 1.6: 273.24; 1.7: 163.944; 1.8: 8.4594; 1.9: 1366.2; 2: 43.5096; 2.1: 94.5359; 2.2: 1316.2572; 2.3: 46.0244; 2.4: -1032.0592; 2.5: -36.0871
| 2 | 50.65 | 1: 53.7961; 1.1: 285.193; 1.2: 0.38245; 1.3: 273.51; 1.4: 9.9622; 1.5: 285.193; 1.6: 273.51; 1.7: 164.106; 1.8: 8.4594; 1.9: 1367.55; 2: 43.5525; 2.1: 94.5376; 2.2: 1318.835; 2.3: 46.069; 2.4: -1033.6419; 2.5: -36.1068
| 2 | 50.7 | 1: 53.931; 1.1: 286.1904; 1.2: 0.38379; 1.3: 273.78; 1.4: 9.9872; 1.5: 286.1904; 1.6: 273.78; 1.7: 164.268; 1.8: 8.4594; 1.9: 1368.9; 2: 43.5955; 2.1: 94.5394; 2.2: 1321.4153; 2.3: 46.1136; 2.4: -1035.2249; 2.5: -36.1264
| 2 | 50.75 | 1: 54.0661; 1.1: 287.19; 1.2: 0.38513; 1.3: 274.05; 1.4: 10.0122; 1.5: 287.19; 1.6: 274.05; 1.7: 164.43; 1.8: 8.4594; 1.9: 1370.25; 2: 43.6385; 2.1: 94.5412; 2.2: 1323.9981; 2.3: 46.1582; 2.4: -1036.8081; 2.5: -36.146
| 2 | 50.8 | 1: 54.2013; 1.1: 288.1919; 1.2: 0.38647; 1.3: 274.32; 1.4: 10.0373; 1.5: 288.1919; 1.6: 274.32; 1.7: 164.592; 1.8: 8.4594; 1.9: 1371.6; 2: 43.6815; 2.1: 94.5429; 2.2: 1326.5835; 2.3: 46.2028; 2.4: -1038.3915; 2.5: -36.1656
| 2 | 50.85 | 1: 54.3367; 1.1: 289.1962; 1.2: 0.38782; 1.3: 274.59; 1.4: 10.0624; 1.5: 289.1962; 1.6: 274.59; 1.7: 164.754; 1.8: 8.4594; 1.9: 1372.95; 2: 43.7245; 2.1: 94.5447; 2.2: 1329.1713; 2.3: 46.2475; 2.4: -1039.9752; 2.5: -36.1851
| 2 | 50.9 | 1: 54.4723; 1.1: 290.2027; 1.2: 0.38917; 1.3: 274.86; 1.4: 10.0875; 1.5: 290.2027; 1.6: 274.86; 1.7: 164.916; 1.8: 8.4594; 1.9: 1374.3; 2: 43.7675; 2.1: 94.5465; 2.2: 1331.7617; 2.3: 46.2921; 2.4: -1041.559; 2.5: -36.2046
| 2 | 50.95 | 1: 54.608; 1.1: 291.2116; 1.2: 0.39052; 1.3: 275.13; 1.4: 10.1126; 1.5: 291.2116; 1.6: 275.13; 1.7: 165.078; 1.8: 8.4594; 1.9: 1375.65; 2: 43.8105; 2.1: 94.5482; 2.2: 1334.3546; 2.3: 46.3367; 2.4: -1043.143; 2.5: -36.2241
| 2 | 51 | 1: 54.7439; 1.1: 292.2228; 1.2: 0.39188; 1.3: 275.4; 1.4: 10.1378; 1.5: 292.2228; 1.6: 275.4; 1.7: 165.24; 1.8: 8.4594; 1.9: 1377; 2: 43.8535; 2.1: 94.55; 2.2: 1336.9501; 2.3: 46.3813; 2.4: -1044.7272; 2.5: -36.2435
| 2 | 51.05 | 1: 54.8799; 1.1: 293.2364; 1.2: 0.39324; 1.3: 275.67; 1.4: 10.163; 1.5: 293.2364; 1.6: 275.67; 1.7: 165.402; 1.8: 8.4594; 1.9: 1378.35; 2: 43.8965; 2.1: 94.5517; 2.2: 1339.548; 2.3: 46.4259; 2.4: -1046.3117; 2.5: -36.263
| 2 | 51.1 | 1: 55.0162; 1.1: 294.2522; 1.2: 0.3946; 1.3: 275.94; 1.4: 10.1882; 1.5: 294.2522; 1.6: 275.94; 1.7: 165.564; 1.8: 8.4594; 1.9: 1379.7; 2: 43.9395; 2.1: 94.5535; 2.2: 1342.1485; 2.3: 46.4705; 2.4: -1047.8963; 2.5: -36.2823
| 2 | 51.15 | 1: 55.1526; 1.1: 295.2704; 1.2: 0.39596; 1.3: 276.21; 1.4: 10.2134; 1.5: 295.2704; 1.6: 276.21; 1.7: 165.726; 1.8: 8.4594; 1.9: 1381.05; 2: 43.9825; 2.1: 94.5552; 2.2: 1344.7515; 2.3: 46.5151; 2.4: -1049.4811; 2.5: -36.3017
| 2 | 51.2 | 1: 55.2892; 1.1: 296.2909; 1.2: 0.39733; 1.3: 276.48; 1.4: 10.2387; 1.5: 296.2909; 1.6: 276.48; 1.7: 165.888; 1.8: 8.4594; 1.9: 1382.4; 2: 44.0255; 2.1: 94.557; 2.2: 1347.3571; 2.3: 46.5597; 2.4: -1051.0661; 2.5: -36.321
| 2 | 51.25 | 1: 55.4259; 1.1: 297.3138; 1.2: 0.3987; 1.3: 276.75; 1.4: 10.2641; 1.5: 297.3138; 1.6: 276.75; 1.7: 166.05; 1.8: 8.4594; 1.9: 1383.75; 2: 44.0685; 2.1: 94.5587; 2.2: 1349.9651; 2.3: 46.6044; 2.4: -1052.6513; 2.5: -36.3403
| 2 | 51.3 | 1: 55.5628; 1.1: 298.339; 1.2: 0.40008; 1.3: 277.02; 1.4: 10.2894; 1.5: 298.339; 1.6: 277.02; 1.7: 166.212; 1.8: 8.4594; 1.9: 1385.1; 2: 44.1115; 2.1: 94.5604; 2.2: 1352.5757; 2.3: 46.649; 2.4: -1054.2367; 2.5: -36.3596
| 2 | 51.35 | 1: 55.6999; 1.1: 299.3665; 1.2: 0.40146; 1.3: 277.29; 1.4: 10.3148; 1.5: 299.3665; 1.6: 277.29; 1.7: 166.374; 1.8: 8.4594; 1.9: 1386.45; 2: 44.1545; 2.1: 94.5622; 2.2: 1355.1888; 2.3: 46.6936; 2.4: -1055.8223; 2.5: -36.3788
| 2 | 51.4 | 1: 55.8371; 1.1: 300.3964; 1.2: 0.40284; 1.3: 277.56; 1.4: 10.3402; 1.5: 300.3964; 1.6: 277.56; 1.7: 166.536; 1.8: 8.4594; 1.9: 1387.8; 2: 44.1975; 2.1: 94.5639; 2.2: 1357.8044; 2.3: 46.7382; 2.4: -1057.408; 2.5: -36.398
| 2 | 51.45 | 1: 55.9746; 1.1: 301.4286; 1.2: 0.40422; 1.3: 277.83; 1.4: 10.3657; 1.5: 301.4286; 1.6: 277.83; 1.7: 166.698; 1.8: 8.4594; 1.9: 1389.15; 2: 44.2404; 2.1: 94.5656; 2.2: 1360.4226; 2.3: 46.7828; 2.4: -1058.9939; 2.5: -36.4171
| 2 | 51.5 | 1: 56.1122; 1.1: 302.4632; 1.2: 0.40561; 1.3: 278.1; 1.4: 10.3911; 1.5: 302.4632; 1.6: 278.1; 1.7: 166.86; 1.8: 8.4594; 1.9: 1390.5; 2: 44.2834; 2.1: 94.5673; 2.2: 1363.0432; 2.3: 46.8274; 2.4: -1060.58; 2.5: -36.4363
| 2 | 51.55 | 1: 56.2499; 1.1: 303.5001; 1.2: 0.407; 1.3: 278.37; 1.4: 10.4167; 1.5: 303.5001; 1.6: 278.37; 1.7: 167.022; 1.8: 8.4594; 1.9: 1391.85; 2: 44.3264; 2.1: 94.569; 2.2: 1365.6664; 2.3: 46.872; 2.4: -1062.1663; 2.5: -36.4554
| 2 | 51.6 | 1: 56.3878; 1.1: 304.5394; 1.2: 0.40839; 1.3: 278.64; 1.4: 10.4422; 1.5: 304.5394; 1.6: 278.64; 1.7: 167.184; 1.8: 8.4594; 1.9: 1393.2; 2: 44.3694; 2.1: 94.5708; 2.2: 1368.2921; 2.3: 46.9166; 2.4: -1063.7527; 2.5: -36.4745
| 2 | 51.65 | 1: 56.5259; 1.1: 305.5811; 1.2: 0.40979; 1.3: 278.91; 1.4: 10.4678; 1.5: 305.5811; 1.6: 278.91; 1.7: 167.346; 1.8: 8.4594; 1.9: 1394.55; 2: 44.4124; 2.1: 94.5725; 2.2: 1370.9203; 2.3: 46.9613; 2.4: -1065.3393; 2.5: -36.4935
| 2 | 51.7 | 1: 56.6642; 1.1: 306.6251; 1.2: 0.41119; 1.3: 279.18; 1.4: 10.4934; 1.5: 306.6251; 1.6: 279.18; 1.7: 167.508; 1.8: 8.4594; 1.9: 1395.9; 2: 44.4554; 2.1: 94.5742; 2.2: 1373.5511; 2.3: 47.0059; 2.4: -1066.926; 2.5: -36.5125
| 2 | 51.75 | 1: 56.8026; 1.1: 307.6714; 1.2: 0.41259; 1.3: 279.45; 1.4: 10.519; 1.5: 307.6714; 1.6: 279.45; 1.7: 167.67; 1.8: 8.4594; 1.9: 1397.25; 2: 44.4984; 2.1: 94.5759; 2.2: 1376.1844; 2.3: 47.0505; 2.4: -1068.5129; 2.5: -36.5315
| 2 | 51.8 | 1: 56.9412; 1.1: 308.7201; 1.2: 0.414; 1.3: 279.72; 1.4: 10.5447; 1.5: 308.7201; 1.6: 279.72; 1.7: 167.832; 1.8: 8.4594; 1.9: 1398.6; 2: 44.5414; 2.1: 94.5776; 2.2: 1378.8202; 2.3: 47.0951; 2.4: -1070.1; 2.5: -36.5504
| 2 | 51.85 | 1: 57.08; 1.1: 309.7712; 1.2: 0.41541; 1.3: 279.99; 1.4: 10.5704; 1.5: 309.7712; 1.6: 279.99; 1.7: 167.994; 1.8: 8.4594; 1.9: 1399.95; 2: 44.5844; 2.1: 94.5793; 2.2: 1381.4585; 2.3: 47.1397; 2.4: -1071.6872; 2.5: -36.5693
| 2 | 51.9 | 1: 57.2189; 1.1: 310.8247; 1.2: 0.41682; 1.3: 280.26; 1.4: 10.5961; 1.5: 310.8247; 1.6: 280.26; 1.7: 168.156; 1.8: 8.4594; 1.9: 1401.3; 2: 44.6274; 2.1: 94.581; 2.2: 1384.0993; 2.3: 47.1843; 2.4: -1073.2746; 2.5: -36.5882
| 2 | 51.95 | 1: 57.358; 1.1: 311.8805; 1.2: 0.41824; 1.3: 280.53; 1.4: 10.6219; 1.5: 311.8805; 1.6: 280.53; 1.7: 168.318; 1.8: 8.4594; 1.9: 1402.65; 2: 44.6704; 2.1: 94.5827; 2.2: 1386.7427; 2.3: 47.2289; 2.4: -1074.8621; 2.5: -36.6071
| 2 | 52 | 1: 57.4973; 1.1: 312.9387; 1.2: 0.41966; 1.3: 280.8; 1.4: 10.6477; 1.5: 312.9387; 1.6: 280.8; 1.7: 168.48; 1.8: 8.4594; 1.9: 1404; 2: 44.7134; 2.1: 94.5843; 2.2: 1389.3885; 2.3: 47.2735; 2.4: -1076.4498; 2.5: -36.6259
| 2 | 52.05 | 1: 57.6368; 1.1: 313.9993; 1.2: 0.42108; 1.3: 281.07; 1.4: 10.6735; 1.5: 313.9993; 1.6: 281.07; 1.7: 168.642; 1.8: 8.4594; 1.9: 1405.35; 2: 44.7564; 2.1: 94.586; 2.2: 1392.0369; 2.3: 47.3182; 2.4: -1078.0376; 2.5: -36.6447
| 2 | 52.1 | 1: 57.7764; 1.1: 315.0623; 1.2: 0.42251; 1.3: 281.34; 1.4: 10.6993; 1.5: 315.0623; 1.6: 281.34; 1.7: 168.804; 1.8: 8.4594; 1.9: 1406.7; 2: 44.7994; 2.1: 94.5877; 2.2: 1394.6878; 2.3: 47.3628; 2.4: -1079.6255; 2.5: -36.6634
| 2 | 52.15 | 1: 57.9162; 1.1: 316.1277; 1.2: 0.42393; 1.3: 281.61; 1.4: 10.7252; 1.5: 316.1277; 1.6: 281.61; 1.7: 168.966; 1.8: 8.4594; 1.9: 1408.05; 2: 44.8424; 2.1: 94.5894; 2.2: 1397.3413; 2.3: 47.4074; 2.4: -1081.2136; 2.5: -36.6822
| 2 | 52.2 | 1: 58.0561; 1.1: 317.1954; 1.2: 0.42537; 1.3: 281.88; 1.4: 10.7511; 1.5: 317.1954; 1.6: 281.88; 1.7: 169.128; 1.8: 8.4594; 1.9: 1409.4; 2: 44.8854; 2.1: 94.5911; 2.2: 1399.9972; 2.3: 47.452; 2.4: -1082.8018; 2.5: -36.7009
| 2 | 52.25 | 1: 58.1962; 1.1: 318.2655; 1.2: 0.4268; 1.3: 282.15; 1.4: 10.7771; 1.5: 318.2655; 1.6: 282.15; 1.7: 169.29; 1.8: 8.4594; 1.9: 1410.75; 2: 44.9283; 2.1: 94.5927; 2.2: 1402.6557; 2.3: 47.4966; 2.4: -1084.3902; 2.5: -36.7195
| 2 | 52.3 | 1: 58.3365; 1.1: 319.338; 1.2: 0.42824; 1.3: 282.42; 1.4: 10.8031; 1.5: 319.338; 1.6: 282.42; 1.7: 169.452; 1.8: 8.4594; 1.9: 1412.1; 2: 44.9713; 2.1: 94.5944; 2.2: 1405.3167; 2.3: 47.5412; 2.4: -1085.9787; 2.5: -36.7382
| 2 | 52.35 | 1: 58.477; 1.1: 320.4129; 1.2: 0.42968; 1.3: 282.69; 1.4: 10.8291; 1.5: 320.4129; 1.6: 282.69; 1.7: 169.614; 1.8: 8.4594; 1.9: 1413.45; 2: 45.0143; 2.1: 94.5961; 2.2: 1407.9802; 2.3: 47.5858; 2.4: -1087.5673; 2.5: -36.7568
| 2 | 52.4 | 1: 58.6176; 1.1: 321.4903; 1.2: 0.43113; 1.3: 282.96; 1.4: 10.8551; 1.5: 321.4903; 1.6: 282.96; 1.7: 169.776; 1.8: 8.4594; 1.9: 1414.8; 2: 45.0573; 2.1: 94.5977; 2.2: 1410.6462; 2.3: 47.6304; 2.4: -1089.156; 2.5: -36.7753
| 2 | 52.45 | 1: 58.7584; 1.1: 322.57; 1.2: 0.43257; 1.3: 283.23; 1.4: 10.8812; 1.5: 322.57; 1.6: 283.23; 1.7: 169.938; 1.8: 8.4594; 1.9: 1416.15; 2: 45.1003; 2.1: 94.5994; 2.2: 1413.3148; 2.3: 47.6751; 2.4: -1090.7448; 2.5: -36.7939
| 2 | 52.5 | 1: 58.8994; 1.1: 323.6521; 1.2: 0.43402; 1.3: 283.5; 1.4: 10.9073; 1.5: 323.6521; 1.6: 283.5; 1.7: 170.1; 1.8: 8.4594; 1.9: 1417.5; 2: 45.1433; 2.1: 94.601; 2.2: 1415.9859; 2.3: 47.7197; 2.4: -1092.3338; 2.5: -36.8124
| 2 | 52.55 | 1: 59.0405; 1.1: 324.7366; 1.2: 0.43548; 1.3: 283.77; 1.4: 10.9334; 1.5: 324.7366; 1.6: 283.77; 1.7: 170.262; 1.8: 8.4594; 1.9: 1418.85; 2: 45.1863; 2.1: 94.6027; 2.2: 1418.6595; 2.3: 47.7643; 2.4: -1093.9229; 2.5: -36.8309
| 2 | 52.6 | 1: 59.1818; 1.1: 325.8235; 1.2: 0.43694; 1.3: 284.04; 1.4: 10.9596; 1.5: 325.8235; 1.6: 284.04; 1.7: 170.424; 1.8: 8.4594; 1.9: 1420.2; 2: 45.2293; 2.1: 94.6044; 2.2: 1421.3356; 2.3: 47.8089; 2.4: -1095.5121; 2.5: -36.8493
| 2 | 52.65 | 1: 59.3233; 1.1: 326.9128; 1.2: 0.4384; 1.3: 284.31; 1.4: 10.9858; 1.5: 326.9128; 1.6: 284.31; 1.7: 170.586; 1.8: 8.4594; 1.9: 1421.55; 2: 45.2723; 2.1: 94.606; 2.2: 1424.0142; 2.3: 47.8535; 2.4: -1097.1014; 2.5: -36.8677
| 2 | 52.7 | 1: 59.4649; 1.1: 328.0046; 1.2: 0.43986; 1.3: 284.58; 1.4: 11.012; 1.5: 328.0046; 1.6: 284.58; 1.7: 170.748; 1.8: 8.4594; 1.9: 1422.9; 2: 45.3153; 2.1: 94.6076; 2.2: 1426.6954; 2.3: 47.8981; 2.4: -1098.6908; 2.5: -36.8861
| 2 | 52.75 | 1: 59.6067; 1.1: 329.0987; 1.2: 0.44133; 1.3: 284.85; 1.4: 11.0383; 1.5: 329.0987; 1.6: 284.85; 1.7: 170.91; 1.8: 8.4594; 1.9: 1424.25; 2: 45.3583; 2.1: 94.6093; 2.2: 1429.379; 2.3: 47.9427; 2.4: -1100.2803; 2.5: -36.9044
| 2 | 52.8 | 1: 59.7487; 1.1: 330.1953; 1.2: 0.4428; 1.3: 285.12; 1.4: 11.0646; 1.5: 330.1953; 1.6: 285.12; 1.7: 171.072; 1.8: 8.4594; 1.9: 1425.6; 2: 45.4013; 2.1: 94.6109; 2.2: 1432.0652; 2.3: 47.9873; 2.4: -1101.8699; 2.5: -36.9228
| 2 | 52.85 | 1: 59.8909; 1.1: 331.2943; 1.2: 0.44427; 1.3: 285.39; 1.4: 11.0909; 1.5: 331.2943; 1.6: 285.39; 1.7: 171.234; 1.8: 8.4594; 1.9: 1426.95; 2: 45.4443; 2.1: 94.6126; 2.2: 1434.7539; 2.3: 48.032; 2.4: -1103.4596; 2.5: -36.9411
| 2 | 52.9 | 1: 60.0332; 1.1: 332.3957; 1.2: 0.44575; 1.3: 285.66; 1.4: 11.1173; 1.5: 332.3957; 1.6: 285.66; 1.7: 171.396; 1.8: 8.4594; 1.9: 1428.3; 2: 45.4873; 2.1: 94.6142; 2.2: 1437.4451; 2.3: 48.0766; 2.4: -1105.0494; 2.5: -36.9593
| 2 | 52.95 | 1: 60.1757; 1.1: 333.4996; 1.2: 0.44723; 1.3: 285.93; 1.4: 11.1436; 1.5: 333.4996; 1.6: 285.93; 1.7: 171.558; 1.8: 8.4594; 1.9: 1429.65; 2: 45.5303; 2.1: 94.6158; 2.2: 1440.1389; 2.3: 48.1212; 2.4: -1106.6393; 2.5: -36.9775
| 2 | 53 | 1: 60.3183; 1.1: 334.6058; 1.2: 0.44871; 1.3: 286.2; 1.4: 11.1701; 1.5: 334.6058; 1.6: 286.2; 1.7: 171.72; 1.8: 8.4594; 1.9: 1431; 2: 45.5732; 2.1: 94.6175; 2.2: 1442.8351; 2.3: 48.1658; 2.4: -1108.2293; 2.5: -36.9957
| 2 | 53.05 | 1: 60.4611; 1.1: 335.7145; 1.2: 0.4502; 1.3: 286.47; 1.4: 11.1965; 1.5: 335.7145; 1.6: 286.47; 1.7: 171.882; 1.8: 8.4594; 1.9: 1432.35; 2: 45.6162; 2.1: 94.6191; 2.2: 1445.5339; 2.3: 48.2104; 2.4: -1109.8194; 2.5: -37.0139
| 2 | 53.1 | 1: 60.6041; 1.1: 336.8257; 1.2: 0.45169; 1.3: 286.74; 1.4: 11.223; 1.5: 336.8257; 1.6: 286.74; 1.7: 172.044; 1.8: 8.4594; 1.9: 1433.7; 2: 45.6592; 2.1: 94.6207; 2.2: 1448.2352; 2.3: 48.255; 2.4: -1111.4095; 2.5: -37.032
| 2 | 53.15 | 1: 60.7473; 1.1: 337.9392; 1.2: 0.45318; 1.3: 287.01; 1.4: 11.2495; 1.5: 337.9392; 1.6: 287.01; 1.7: 172.206; 1.8: 8.4594; 1.9: 1435.05; 2: 45.7022; 2.1: 94.6223; 2.2: 1450.939; 2.3: 48.2996; 2.4: -1112.9998; 2.5: -37.0501
| 2 | 53.2 | 1: 60.8906; 1.1: 339.0552; 1.2: 0.45468; 1.3: 287.28; 1.4: 11.276; 1.5: 339.0552; 1.6: 287.28; 1.7: 172.368; 1.8: 8.4594; 1.9: 1436.4; 2: 45.7452; 2.1: 94.6239; 2.2: 1453.6453; 2.3: 48.3442; 2.4: -1114.5901; 2.5: -37.0682
| 2 | 53.25 | 1: 61.0341; 1.1: 340.1737; 1.2: 0.45618; 1.3: 287.55; 1.4: 11.3026; 1.5: 340.1737; 1.6: 287.55; 1.7: 172.53; 1.8: 8.4594; 1.9: 1437.75; 2: 45.7882; 2.1: 94.6256; 2.2: 1456.3542; 2.3: 48.3888; 2.4: -1116.1805; 2.5: -37.0862
| 2 | 53.3 | 1: 61.1778; 1.1: 341.2946; 1.2: 0.45768; 1.3: 287.82; 1.4: 11.3292; 1.5: 341.2946; 1.6: 287.82; 1.7: 172.692; 1.8: 8.4594; 1.9: 1439.1; 2: 45.8312; 2.1: 94.6272; 2.2: 1459.0656; 2.3: 48.4335; 2.4: -1117.771; 2.5: -37.1042
| 2 | 53.35 | 1: 61.3216; 1.1: 342.4179; 1.2: 0.45919; 1.3: 288.09; 1.4: 11.3559; 1.5: 342.4179; 1.6: 288.09; 1.7: 172.854; 1.8: 8.4594; 1.9: 1440.45; 2: 45.8742; 2.1: 94.6288; 2.2: 1461.7794; 2.3: 48.4781; 2.4: -1119.3615; 2.5: -37.1222
| 2 | 53.4 | 1: 61.4656; 1.1: 343.5437; 1.2: 0.4607; 1.3: 288.36; 1.4: 11.3825; 1.5: 343.5437; 1.6: 288.36; 1.7: 173.016; 1.8: 8.4594; 1.9: 1441.8; 2: 45.9172; 2.1: 94.6304; 2.2: 1464.4958; 2.3: 48.5227; 2.4: -1120.9521; 2.5: -37.1401
| 2 | 53.45 | 1: 61.6098; 1.1: 344.672; 1.2: 0.46221; 1.3: 288.63; 1.4: 11.4092; 1.5: 344.672; 1.6: 288.63; 1.7: 173.178; 1.8: 8.4594; 1.9: 1443.15; 2: 45.9602; 2.1: 94.632; 2.2: 1467.2148; 2.3: 48.5673; 2.4: -1122.5428; 2.5: -37.1581
| 2 | 53.5 | 1: 61.7542; 1.1: 345.8027; 1.2: 0.46373; 1.3: 288.9; 1.4: 11.436; 1.5: 345.8027; 1.6: 288.9; 1.7: 173.34; 1.8: 8.4594; 1.9: 1444.5; 2: 46.0032; 2.1: 94.6336; 2.2: 1469.9362; 2.3: 48.6119; 2.4: -1124.1335; 2.5: -37.1759
| 2 | 53.55 | 1: 61.8987; 1.1: 346.9358; 1.2: 0.46525; 1.3: 289.17; 1.4: 11.4627; 1.5: 346.9358; 1.6: 289.17; 1.7: 173.502; 1.8: 8.4594; 1.9: 1445.85; 2: 46.0462; 2.1: 94.6352; 2.2: 1472.6602; 2.3: 48.6565; 2.4: -1125.7243; 2.5: -37.1938
| 2 | 53.6 | 1: 62.0433; 1.1: 348.0715; 1.2: 0.46677; 1.3: 289.44; 1.4: 11.4895; 1.5: 348.0715; 1.6: 289.44; 1.7: 173.664; 1.8: 8.4594; 1.9: 1447.2; 2: 46.0892; 2.1: 94.6368; 2.2: 1475.3866; 2.3: 48.7011; 2.4: -1127.3152; 2.5: -37.2116
| 2 | 53.65 | 1: 62.1882; 1.1: 349.2095; 1.2: 0.4683; 1.3: 289.71; 1.4: 11.5163; 1.5: 349.2095; 1.6: 289.71; 1.7: 173.826; 1.8: 8.4594; 1.9: 1448.55; 2: 46.1322; 2.1: 94.6384; 2.2: 1478.1156; 2.3: 48.7457; 2.4: -1128.9061; 2.5: -37.2294
| 2 | 53.7 | 1: 62.3332; 1.1: 350.3501; 1.2: 0.46983; 1.3: 289.98; 1.4: 11.5432; 1.5: 350.3501; 1.6: 289.98; 1.7: 173.988; 1.8: 8.4594; 1.9: 1449.9; 2: 46.1752; 2.1: 94.64; 2.2: 1480.8471; 2.3: 48.7903; 2.4: -1130.497; 2.5: -37.2471
| 2 | 53.75 | 1: 62.4784; 1.1: 351.4931; 1.2: 0.47136; 1.3: 290.25; 1.4: 11.5701; 1.5: 351.4931; 1.6: 290.25; 1.7: 174.15; 1.8: 8.4594; 1.9: 1451.25; 2: 46.2182; 2.1: 94.6416; 2.2: 1483.5811; 2.3: 48.8349; 2.4: -1132.088; 2.5: -37.2649
| 2 | 53.8 | 1: 62.6238; 1.1: 352.6386; 1.2: 0.4729; 1.3: 290.52; 1.4: 11.597; 1.5: 352.6386; 1.6: 290.52; 1.7: 174.312; 1.8: 8.4594; 1.9: 1452.6; 2: 46.2611; 2.1: 94.6431; 2.2: 1486.3177; 2.3: 48.8796; 2.4: -1133.6791; 2.5: -37.2826
| 2 | 53.85 | 1: 62.7693; 1.1: 353.7865; 1.2: 0.47444; 1.3: 290.79; 1.4: 11.6239; 1.5: 353.7865; 1.6: 290.79; 1.7: 174.474; 1.8: 8.4594; 1.9: 1453.95; 2: 46.3041; 2.1: 94.6447; 2.2: 1489.0567; 2.3: 48.9242; 2.4: -1135.2702; 2.5: -37.3002
| 2 | 53.9 | 1: 62.915; 1.1: 354.937; 1.2: 0.47598; 1.3: 291.06; 1.4: 11.6509; 1.5: 354.937; 1.6: 291.06; 1.7: 174.636; 1.8: 8.4594; 1.9: 1455.3; 2: 46.3471; 2.1: 94.6463; 2.2: 1491.7983; 2.3: 48.9688; 2.4: -1136.8613; 2.5: -37.3178
| 2 | 53.95 | 1: 63.0608; 1.1: 356.0899; 1.2: 0.47752; 1.3: 291.33; 1.4: 11.6779; 1.5: 356.0899; 1.6: 291.33; 1.7: 174.798; 1.8: 8.4594; 1.9: 1456.65; 2: 46.3901; 2.1: 94.6479; 2.2: 1494.5424; 2.3: 49.0134; 2.4: -1138.4525; 2.5: -37.3354
| 2 | 54 | 1: 63.2069; 1.1: 357.2453; 1.2: 0.47907; 1.3: 291.6; 1.4: 11.705; 1.5: 357.2453; 1.6: 291.6; 1.7: 174.96; 1.8: 8.4594; 1.9: 1458; 2: 46.4331; 2.1: 94.6495; 2.2: 1497.289; 2.3: 49.058; 2.4: -1140.0437; 2.5: -37.353
| 2 | 54.05 | 1: 63.3531; 1.1: 358.4032; 1.2: 0.48063; 1.3: 291.87; 1.4: 11.7321; 1.5: 358.4032; 1.6: 291.87; 1.7: 175.122; 1.8: 8.4594; 1.9: 1459.35; 2: 46.4761; 2.1: 94.651; 2.2: 1500.0381; 2.3: 49.1026; 2.4: -1141.6349; 2.5: -37.3705
| 2 | 54.1 | 1: 63.4995; 1.1: 359.5635; 1.2: 0.48218; 1.3: 292.14; 1.4: 11.7592; 1.5: 359.5635; 1.6: 292.14; 1.7: 175.284; 1.8: 8.4594; 1.9: 1460.7; 2: 46.5191; 2.1: 94.6526; 2.2: 1502.7897; 2.3: 49.1472; 2.4: -1143.2262; 2.5: -37.388
| 2 | 54.15 | 1: 63.646; 1.1: 360.7264; 1.2: 0.48374; 1.3: 292.41; 1.4: 11.7863; 1.5: 360.7264; 1.6: 292.41; 1.7: 175.446; 1.8: 8.4594; 1.9: 1462.05; 2: 46.5621; 2.1: 94.6542; 2.2: 1505.5439; 2.3: 49.1918; 2.4: -1144.8175; 2.5: -37.4055
| 2 | 54.2 | 1: 63.7927; 1.1: 361.8917; 1.2: 0.4853; 1.3: 292.68; 1.4: 11.8135; 1.5: 361.8917; 1.6: 292.68; 1.7: 175.608; 1.8: 8.4594; 1.9: 1463.4; 2: 46.6051; 2.1: 94.6557; 2.2: 1508.3006; 2.3: 49.2364; 2.4: -1146.4088; 2.5: -37.423
| 2 | 54.25 | 1: 63.9396; 1.1: 363.0596; 1.2: 0.48687; 1.3: 292.95; 1.4: 11.8407; 1.5: 363.0596; 1.6: 292.95; 1.7: 175.77; 1.8: 8.4594; 1.9: 1464.75; 2: 46.6481; 2.1: 94.6573; 2.2: 1511.0597; 2.3: 49.281; 2.4: -1148.0002; 2.5: -37.4404
| 2 | 54.3 | 1: 64.0866; 1.1: 364.2299; 1.2: 0.48844; 1.3: 293.22; 1.4: 11.8679; 1.5: 364.2299; 1.6: 293.22; 1.7: 175.932; 1.8: 8.4594; 1.9: 1466.1; 2: 46.6911; 2.1: 94.6589; 2.2: 1513.8214; 2.3: 49.3256; 2.4: -1149.5915; 2.5: -37.4577
| 2 | 54.35 | 1: 64.2338; 1.1: 365.4027; 1.2: 0.49001; 1.3: 293.49; 1.4: 11.8952; 1.5: 365.4027; 1.6: 293.49; 1.7: 176.094; 1.8: 8.4594; 1.9: 1467.45; 2: 46.7341; 2.1: 94.6604; 2.2: 1516.5857; 2.3: 49.3702; 2.4: -1151.1829; 2.5: -37.4751
| 2 | 54.4 | 1: 64.3812; 1.1: 366.5781; 1.2: 0.49159; 1.3: 293.76; 1.4: 11.9224; 1.5: 366.5781; 1.6: 293.76; 1.7: 176.256; 1.8: 8.4594; 1.9: 1468.8; 2: 46.7771; 2.1: 94.662; 2.2: 1519.3524; 2.3: 49.4148; 2.4: -1152.7743; 2.5: -37.4924
| 2 | 54.45 | 1: 64.5288; 1.1: 367.7559; 1.2: 0.49317; 1.3: 294.03; 1.4: 11.9498; 1.5: 367.7559; 1.6: 294.03; 1.7: 176.418; 1.8: 8.4594; 1.9: 1470.15; 2: 46.8201; 2.1: 94.6635; 2.2: 1522.1216; 2.3: 49.4595; 2.4: -1154.3657; 2.5: -37.5097
| 2 | 54.5 | 1: 64.6765; 1.1: 368.9363; 1.2: 0.49475; 1.3: 294.3; 1.4: 11.9771; 1.5: 368.9363; 1.6: 294.3; 1.7: 176.58; 1.8: 8.4594; 1.9: 1471.5; 2: 46.8631; 2.1: 94.6651; 2.2: 1524.8934; 2.3: 49.5041; 2.4: -1155.9571; 2.5: -37.5269
| 2 | 54.55 | 1: 64.8244; 1.1: 370.1192; 1.2: 0.49634; 1.3: 294.57; 1.4: 12.0045; 1.5: 370.1192; 1.6: 294.57; 1.7: 176.742; 1.8: 8.4594; 1.9: 1472.85; 2: 46.9061; 2.1: 94.6666; 2.2: 1527.6677; 2.3: 49.5487; 2.4: -1157.5485; 2.5: -37.5442
| 2 | 54.6 | 1: 64.9724; 1.1: 371.3045; 1.2: 0.49793; 1.3: 294.84; 1.4: 12.0319; 1.5: 371.3045; 1.6: 294.84; 1.7: 176.904; 1.8: 8.4594; 1.9: 1474.2; 2: 46.949; 2.1: 94.6682; 2.2: 1530.4445; 2.3: 49.5933; 2.4: -1159.14; 2.5: -37.5613
| 2 | 54.65 | 1: 65.1207; 1.1: 372.4924; 1.2: 0.49952; 1.3: 295.11; 1.4: 12.0594; 1.5: 372.4924; 1.6: 295.11; 1.7: 177.066; 1.8: 8.4594; 1.9: 1475.55; 2: 46.992; 2.1: 94.6697; 2.2: 1533.2238; 2.3: 49.6379; 2.4: -1160.7314; 2.5: -37.5785
| 2 | 54.7 | 1: 65.2691; 1.1: 373.6828; 1.2: 0.50112; 1.3: 295.38; 1.4: 12.0869; 1.5: 373.6828; 1.6: 295.38; 1.7: 177.228; 1.8: 8.4594; 1.9: 1476.9; 2: 47.035; 2.1: 94.6713; 2.2: 1536.0056; 2.3: 49.6825; 2.4: -1162.3228; 2.5: -37.5956
| 2 | 54.75 | 1: 65.4176; 1.1: 374.8758; 1.2: 0.50272; 1.3: 295.65; 1.4: 12.1144; 1.5: 374.8758; 1.6: 295.65; 1.7: 177.39; 1.8: 8.4594; 1.9: 1478.25; 2: 47.078; 2.1: 94.6728; 2.2: 1538.79; 2.3: 49.7271; 2.4: -1163.9142; 2.5: -37.6127
| 2 | 54.8 | 1: 65.5664; 1.1: 376.0712; 1.2: 0.50432; 1.3: 295.92; 1.4: 12.1419; 1.5: 376.0712; 1.6: 295.92; 1.7: 177.552; 1.8: 8.4594; 1.9: 1479.6; 2: 47.121; 2.1: 94.6743; 2.2: 1541.5768; 2.3: 49.7717; 2.4: -1165.5056; 2.5: -37.6298
| 2 | 54.85 | 1: 65.7153; 1.1: 377.2692; 1.2: 0.50593; 1.3: 296.19; 1.4: 12.1695; 1.5: 377.2692; 1.6: 296.19; 1.7: 177.714; 1.8: 8.4594; 1.9: 1480.95; 2: 47.164; 2.1: 94.6759; 2.2: 1544.3662; 2.3: 49.8163; 2.4: -1167.097; 2.5: -37.6468
| 2 | 54.9 | 1: 65.8643; 1.1: 378.4697; 1.2: 0.50754; 1.3: 296.46; 1.4: 12.1971; 1.5: 378.4697; 1.6: 296.46; 1.7: 177.876; 1.8: 8.4594; 1.9: 1482.3; 2: 47.207; 2.1: 94.6774; 2.2: 1547.1581; 2.3: 49.8609; 2.4: -1168.6884; 2.5: -37.6638
| 2 | 54.95 | 1: 66.0136; 1.1: 379.6728; 1.2: 0.50915; 1.3: 296.73; 1.4: 12.2247; 1.5: 379.6728; 1.6: 296.73; 1.7: 178.038; 1.8: 8.4594; 1.9: 1483.65; 2: 47.25; 2.1: 94.6789; 2.2: 1549.9525; 2.3: 49.9055; 2.4: -1170.2797; 2.5: -37.6808
| 2 | 55 | 1: 66.163; 1.1: 380.8783; 1.2: 0.51077; 1.3: 297; 1.4: 12.2524; 1.5: 380.8783; 1.6: 297; 1.7: 178.2; 1.8: 8.4594; 1.9: 1485; 2: 47.293; 2.1: 94.6804; 2.2: 1552.7494; 2.3: 49.9501; 2.4: -1171.8711; 2.5: -37.6977
| 2 | 55.05 | 1: 66.3126; 1.1: 382.0865; 1.2: 0.51239; 1.3: 297.27; 1.4: 12.2801; 1.5: 382.0865; 1.6: 297.27; 1.7: 178.362; 1.8: 8.4594; 1.9: 1486.35; 2: 47.336; 2.1: 94.682; 2.2: 1555.5489; 2.3: 49.9947; 2.4: -1173.4624; 2.5: -37.7146
| 2 | 55.1 | 1: 66.4623; 1.1: 383.2971; 1.2: 0.51401; 1.3: 297.54; 1.4: 12.3078; 1.5: 383.2971; 1.6: 297.54; 1.7: 178.524; 1.8: 8.4594; 1.9: 1487.7; 2: 47.379; 2.1: 94.6835; 2.2: 1558.3508; 2.3: 50.0393; 2.4: -1175.0537; 2.5: -37.7315
| 2 | 55.15 | 1: 66.6122; 1.1: 384.5103; 1.2: 0.51564; 1.3: 297.81; 1.4: 12.3356; 1.5: 384.5103; 1.6: 297.81; 1.7: 178.686; 1.8: 8.4594; 1.9: 1489.05; 2: 47.422; 2.1: 94.685; 2.2: 1561.1553; 2.3: 50.0839; 2.4: -1176.645; 2.5: -37.7483
| 2 | 55.2 | 1: 66.7623; 1.1: 385.726; 1.2: 0.51727; 1.3: 298.08; 1.4: 12.3634; 1.5: 385.726; 1.6: 298.08; 1.7: 178.848; 1.8: 8.4594; 1.9: 1490.4; 2: 47.465; 2.1: 94.6865; 2.2: 1563.9622; 2.3: 50.1285; 2.4: -1178.2362; 2.5: -37.7651
| 2 | 55.25 | 1: 66.9126; 1.1: 386.9443; 1.2: 0.5189; 1.3: 298.35; 1.4: 12.3912; 1.5: 386.9443; 1.6: 298.35; 1.7: 179.01; 1.8: 8.4594; 1.9: 1491.75; 2: 47.508; 2.1: 94.688; 2.2: 1566.7717; 2.3: 50.1731; 2.4: -1179.8274; 2.5: -37.7819
| 2 | 55.3 | 1: 67.063; 1.1: 388.1652; 1.2: 0.52054; 1.3: 298.62; 1.4: 12.4191; 1.5: 388.1652; 1.6: 298.62; 1.7: 179.172; 1.8: 8.4594; 1.9: 1493.1; 2: 47.551; 2.1: 94.6895; 2.2: 1569.5838; 2.3: 50.2177; 2.4: -1181.4186; 2.5: -37.7987
| 2 | 55.35 | 1: 67.2136; 1.1: 389.3886; 1.2: 0.52218; 1.3: 298.89; 1.4: 12.447; 1.5: 389.3886; 1.6: 298.89; 1.7: 179.334; 1.8: 8.4594; 1.9: 1494.45; 2: 47.5939; 2.1: 94.6911; 2.2: 1572.3983; 2.3: 50.2623; 2.4: -1183.0097; 2.5: -37.8154
| 2 | 55.4 | 1: 67.3644; 1.1: 390.6145; 1.2: 0.52382; 1.3: 299.16; 1.4: 12.4749; 1.5: 390.6145; 1.6: 299.16; 1.7: 179.496; 1.8: 8.4594; 1.9: 1495.8; 2: 47.6369; 2.1: 94.6926; 2.2: 1575.2153; 2.3: 50.307; 2.4: -1184.6008; 2.5: -37.8321
| 2 | 55.45 | 1: 67.5153; 1.1: 391.843; 1.2: 0.52547; 1.3: 299.43; 1.4: 12.5028; 1.5: 391.843; 1.6: 299.43; 1.7: 179.658; 1.8: 8.4594; 1.9: 1497.15; 2: 47.6799; 2.1: 94.6941; 2.2: 1578.0349; 2.3: 50.3516; 2.4: -1186.1919; 2.5: -37.8487
| 2 | 55.5 | 1: 67.6664; 1.1: 393.0741; 1.2: 0.52712; 1.3: 299.7; 1.4: 12.5308; 1.5: 393.0741; 1.6: 299.7; 1.7: 179.82; 1.8: 8.4594; 1.9: 1498.5; 2: 47.7229; 2.1: 94.6956; 2.2: 1580.8569; 2.3: 50.3962; 2.4: -1187.7829; 2.5: -37.8653
| 2 | 55.55 | 1: 67.8177; 1.1: 394.3077; 1.2: 0.52878; 1.3: 299.97; 1.4: 12.5588; 1.5: 394.3077; 1.6: 299.97; 1.7: 179.982; 1.8: 8.4594; 1.9: 1499.85; 2: 47.7659; 2.1: 94.6971; 2.2: 1583.6815; 2.3: 50.4408; 2.4: -1189.3738; 2.5: -37.8819
| 2 | 55.6 | 1: 67.9691; 1.1: 395.5439; 1.2: 0.53043; 1.3: 300.24; 1.4: 12.5869; 1.5: 395.5439; 1.6: 300.24; 1.7: 180.144; 1.8: 8.4594; 1.9: 1501.2; 2: 47.8089; 2.1: 94.6986; 2.2: 1586.5086; 2.3: 50.4854; 2.4: -1190.9647; 2.5: -37.8985
| 2 | 55.65 | 1: 68.1207; 1.1: 396.7827; 1.2: 0.53209; 1.3: 300.51; 1.4: 12.6149; 1.5: 396.7827; 1.6: 300.51; 1.7: 180.306; 1.8: 8.4594; 1.9: 1502.55; 2: 47.8519; 2.1: 94.7001; 2.2: 1589.3383; 2.3: 50.53; 2.4: -1192.5556; 2.5: -37.915
| 2 | 55.7 | 1: 68.2725; 1.1: 398.024; 1.2: 0.53376; 1.3: 300.78; 1.4: 12.6431; 1.5: 398.024; 1.6: 300.78; 1.7: 180.468; 1.8: 8.4594; 1.9: 1503.9; 2: 47.8949; 2.1: 94.7016; 2.2: 1592.1704; 2.3: 50.5746; 2.4: -1194.1464; 2.5: -37.9315
| 2 | 55.75 | 1: 68.4244; 1.1: 399.2679; 1.2: 0.53543; 1.3: 301.05; 1.4: 12.6712; 1.5: 399.2679; 1.6: 301.05; 1.7: 180.63; 1.8: 8.4594; 1.9: 1505.25; 2: 47.9379; 2.1: 94.703; 2.2: 1595.005; 2.3: 50.6192; 2.4: -1195.7371; 2.5: -37.948
| 2 | 55.8 | 1: 68.5765; 1.1: 400.5144; 1.2: 0.5371; 1.3: 301.32; 1.4: 12.6994; 1.5: 400.5144; 1.6: 301.32; 1.7: 180.792; 1.8: 8.4594; 1.9: 1506.6; 2: 47.9809; 2.1: 94.7045; 2.2: 1597.8422; 2.3: 50.6638; 2.4: -1197.3278; 2.5: -37.9644
| 2 | 55.85 | 1: 68.7288; 1.1: 401.7635; 1.2: 0.53877; 1.3: 301.59; 1.4: 12.7276; 1.5: 401.7635; 1.6: 301.59; 1.7: 180.954; 1.8: 8.4594; 1.9: 1507.95; 2: 48.0239; 2.1: 94.706; 2.2: 1600.6819; 2.3: 50.7084; 2.4: -1198.9184; 2.5: -37.9808
| 2 | 55.9 | 1: 68.8813; 1.1: 403.0151; 1.2: 0.54045; 1.3: 301.86; 1.4: 12.7558; 1.5: 403.0151; 1.6: 301.86; 1.7: 181.116; 1.8: 8.4594; 1.9: 1509.3; 2: 48.0669; 2.1: 94.7075; 2.2: 1603.5241; 2.3: 50.753; 2.4: -1200.5089; 2.5: -37.9972
| 2 | 55.95 | 1: 69.0339; 1.1: 404.2694; 1.2: 0.54213; 1.3: 302.13; 1.4: 12.7841; 1.5: 404.2694; 1.6: 302.13; 1.7: 181.278; 1.8: 8.4594; 1.9: 1510.65; 2: 48.1099; 2.1: 94.709; 2.2: 1606.3688; 2.3: 50.7976; 2.4: -1202.0994; 2.5: -38.0135
| 2 | 56 | 1: 69.1867; 1.1: 405.5262; 1.2: 0.54382; 1.3: 302.4; 1.4: 12.8123; 1.5: 405.5262; 1.6: 302.4; 1.7: 181.44; 1.8: 8.4594; 1.9: 1512; 2: 48.1529; 2.1: 94.7105; 2.2: 1609.216; 2.3: 50.8422; 2.4: -1203.6898; 2.5: -38.0298
| 2 | 56.05 | 1: 69.3396; 1.1: 406.7856; 1.2: 0.54551; 1.3: 302.67; 1.4: 12.8407; 1.5: 406.7856; 1.6: 302.67; 1.7: 181.602; 1.8: 8.4594; 1.9: 1513.35; 2: 48.1959; 2.1: 94.7119; 2.2: 1612.0657; 2.3: 50.8868; 2.4: -1205.2801; 2.5: -38.0461
| 2 | 56.1 | 1: 69.4928; 1.1: 408.0476; 1.2: 0.5472; 1.3: 302.94; 1.4: 12.869; 1.5: 408.0476; 1.6: 302.94; 1.7: 181.764; 1.8: 8.4594; 1.9: 1514.7; 2: 48.2389; 2.1: 94.7134; 2.2: 1614.918; 2.3: 50.9314; 2.4: -1206.8704; 2.5: -38.0624
| 2 | 56.15 | 1: 69.6461; 1.1: 409.3122; 1.2: 0.5489; 1.3: 303.21; 1.4: 12.8974; 1.5: 409.3122; 1.6: 303.21; 1.7: 181.926; 1.8: 8.4594; 1.9: 1516.05; 2: 48.2818; 2.1: 94.7149; 2.2: 1617.7727; 2.3: 50.976; 2.4: -1208.4605; 2.5: -38.0786
| 2 | 56.2 | 1: 69.7995; 1.1: 410.5794; 1.2: 0.5506; 1.3: 303.48; 1.4: 12.9258; 1.5: 410.5794; 1.6: 303.48; 1.7: 182.088; 1.8: 8.4594; 1.9: 1517.4; 2: 48.3248; 2.1: 94.7164; 2.2: 1620.63; 2.3: 51.0206; 2.4: -1210.0506; 2.5: -38.0947
| 2 | 56.25 | 1: 69.9532; 1.1: 411.8492; 1.2: 0.5523; 1.3: 303.75; 1.4: 12.9543; 1.5: 411.8492; 1.6: 303.75; 1.7: 182.25; 1.8: 8.4594; 1.9: 1518.75; 2: 48.3678; 2.1: 94.7178; 2.2: 1623.4898; 2.3: 51.0652; 2.4: -1211.6406; 2.5: -38.1109
| 2 | 56.3 | 1: 70.107; 1.1: 413.1216; 1.2: 0.55401; 1.3: 304.02; 1.4: 12.9828; 1.5: 413.1216; 1.6: 304.02; 1.7: 182.412; 1.8: 8.4594; 1.9: 1520.1; 2: 48.4108; 2.1: 94.7193; 2.2: 1626.3521; 2.3: 51.1098; 2.4: -1213.2305; 2.5: -38.127
| 2 | 56.35 | 1: 70.2609; 1.1: 414.3966; 1.2: 0.55572; 1.3: 304.29; 1.4: 13.0113; 1.5: 414.3966; 1.6: 304.29; 1.7: 182.574; 1.8: 8.4594; 1.9: 1521.45; 2: 48.4538; 2.1: 94.7208; 2.2: 1629.2169; 2.3: 51.1544; 2.4: -1214.8203; 2.5: -38.1431
| 2 | 56.4 | 1: 70.4151; 1.1: 415.6742; 1.2: 0.55743; 1.3: 304.56; 1.4: 13.0398; 1.5: 415.6742; 1.6: 304.56; 1.7: 182.736; 1.8: 8.4594; 1.9: 1522.8; 2: 48.4968; 2.1: 94.7222; 2.2: 1632.0843; 2.3: 51.199; 2.4: -1216.41; 2.5: -38.1592
| 2 | 56.45 | 1: 70.5694; 1.1: 416.9545; 1.2: 0.55915; 1.3: 304.83; 1.4: 13.0684; 1.5: 416.9545; 1.6: 304.83; 1.7: 182.898; 1.8: 8.4594; 1.9: 1524.15; 2: 48.5398; 2.1: 94.7237; 2.2: 1634.9541; 2.3: 51.2436; 2.4: -1217.9997; 2.5: -38.1752
| 2 | 56.5 | 1: 70.7239; 1.1: 418.2373; 1.2: 0.56087; 1.3: 305.1; 1.4: 13.097; 1.5: 418.2373; 1.6: 305.1; 1.7: 183.06; 1.8: 8.4594; 1.9: 1525.5; 2: 48.5828; 2.1: 94.7251; 2.2: 1637.8265; 2.3: 51.2882; 2.4: -1219.5892; 2.5: -38.1912
| 2 | 56.55 | 1: 70.8785; 1.1: 419.5228; 1.2: 0.56259; 1.3: 305.37; 1.4: 13.1256; 1.5: 419.5228; 1.6: 305.37; 1.7: 183.222; 1.8: 8.4594; 1.9: 1526.85; 2: 48.6258; 2.1: 94.7266; 2.2: 1640.7014; 2.3: 51.3328; 2.4: -1221.1786; 2.5: -38.2071
| 2 | 56.6 | 1: 71.0333; 1.1: 420.8108; 1.2: 0.56432; 1.3: 305.64; 1.4: 13.1543; 1.5: 420.8108; 1.6: 305.64; 1.7: 183.384; 1.8: 8.4594; 1.9: 1528.2; 2: 48.6688; 2.1: 94.7281; 2.2: 1643.5788; 2.3: 51.3774; 2.4: -1222.7679; 2.5: -38.2231
| 2 | 56.65 | 1: 71.1883; 1.1: 422.1015; 1.2: 0.56605; 1.3: 305.91; 1.4: 13.183; 1.5: 422.1015; 1.6: 305.91; 1.7: 183.546; 1.8: 8.4594; 1.9: 1529.55; 2: 48.7118; 2.1: 94.7295; 2.2: 1646.4587; 2.3: 51.422; 2.4: -1224.3572; 2.5: -38.239
| 2 | 56.7 | 1: 71.3435; 1.1: 423.3949; 1.2: 0.56778; 1.3: 306.18; 1.4: 13.2118; 1.5: 423.3949; 1.6: 306.18; 1.7: 183.708; 1.8: 8.4594; 1.9: 1530.9; 2: 48.7548; 2.1: 94.731; 2.2: 1649.3411; 2.3: 51.4666; 2.4: -1225.9463; 2.5: -38.2548
| 2 | 56.75 | 1: 71.4988; 1.1: 424.6908; 1.2: 0.56952; 1.3: 306.45; 1.4: 13.2405; 1.5: 424.6908; 1.6: 306.45; 1.7: 183.87; 1.8: 8.4594; 1.9: 1532.25; 2: 48.7978; 2.1: 94.7324; 2.2: 1652.2261; 2.3: 51.5112; 2.4: -1227.5352; 2.5: -38.2707
| 2 | 56.8 | 1: 71.6543; 1.1: 425.9894; 1.2: 0.57126; 1.3: 306.72; 1.4: 13.2693; 1.5: 425.9894; 1.6: 306.72; 1.7: 184.032; 1.8: 8.4594; 1.9: 1533.6; 2: 48.8408; 2.1: 94.7338; 2.2: 1655.1135; 2.3: 51.5558; 2.4: -1229.1241; 2.5: -38.2865
| 2 | 56.85 | 1: 71.8099; 1.1: 427.2906; 1.2: 0.57301; 1.3: 306.99; 1.4: 13.2981; 1.5: 427.2906; 1.6: 306.99; 1.7: 184.194; 1.8: 8.4594; 1.9: 1534.95; 2: 48.8838; 2.1: 94.7353; 2.2: 1658.0035; 2.3: 51.6004; 2.4: -1230.7129; 2.5: -38.3022
| 2 | 56.9 | 1: 71.9658; 1.1: 428.5945; 1.2: 0.57475; 1.3: 307.26; 1.4: 13.327; 1.5: 428.5945; 1.6: 307.26; 1.7: 184.356; 1.8: 8.4594; 1.9: 1536.3; 2: 48.9268; 2.1: 94.7367; 2.2: 1660.896; 2.3: 51.645; 2.4: -1232.3015; 2.5: -38.318
| 2 | 56.95 | 1: 72.1218; 1.1: 429.9009; 1.2: 0.57651; 1.3: 307.53; 1.4: 13.3559; 1.5: 429.9009; 1.6: 307.53; 1.7: 184.518; 1.8: 8.4594; 1.9: 1537.65; 2: 48.9697; 2.1: 94.7382; 2.2: 1663.791; 2.3: 51.6896; 2.4: -1233.89; 2.5: -38.3337
| 2 | 57 | 1: 72.2779; 1.1: 431.2101; 1.2: 0.57826; 1.3: 307.8; 1.4: 13.3848; 1.5: 431.2101; 1.6: 307.8; 1.7: 184.68; 1.8: 8.4594; 1.9: 1539; 2: 49.0127; 2.1: 94.7396; 2.2: 1666.6885; 2.3: 51.7342; 2.4: -1235.4784; 2.5: -38.3494
| 2 | 57.05 | 1: 72.4343; 1.1: 432.5218; 1.2: 0.58002; 1.3: 308.07; 1.4: 13.4138; 1.5: 432.5218; 1.6: 308.07; 1.7: 184.842; 1.8: 8.4594; 1.9: 1540.35; 2: 49.0557; 2.1: 94.741; 2.2: 1669.5885; 2.3: 51.7788; 2.4: -1237.0667; 2.5: -38.365
| 2 | 57.1 | 1: 72.5908; 1.1: 433.8363; 1.2: 0.58178; 1.3: 308.34; 1.4: 13.4427; 1.5: 433.8363; 1.6: 308.34; 1.7: 185.004; 1.8: 8.4594; 1.9: 1541.7; 2: 49.0987; 2.1: 94.7425; 2.2: 1672.4911; 2.3: 51.8234; 2.4: -1238.6548; 2.5: -38.3806
| 2 | 57.15 | 1: 72.7474; 1.1: 435.1533; 1.2: 0.58355; 1.3: 308.61; 1.4: 13.4717; 1.5: 435.1533; 1.6: 308.61; 1.7: 185.166; 1.8: 8.4594; 1.9: 1543.05; 2: 49.1417; 2.1: 94.7439; 2.2: 1675.3961; 2.3: 51.868; 2.4: -1240.2428; 2.5: -38.3962
| 2 | 57.2 | 1: 72.9043; 1.1: 436.473; 1.2: 0.58532; 1.3: 308.88; 1.4: 13.5008; 1.5: 436.473; 1.6: 308.88; 1.7: 185.328; 1.8: 8.4594; 1.9: 1544.4; 2: 49.1847; 2.1: 94.7453; 2.2: 1678.3037; 2.3: 51.9126; 2.4: -1241.8307; 2.5: -38.4118
| 2 | 57.25 | 1: 73.0613; 1.1: 437.7954; 1.2: 0.58709; 1.3: 309.15; 1.4: 13.5299; 1.5: 437.7954; 1.6: 309.15; 1.7: 185.49; 1.8: 8.4594; 1.9: 1545.75; 2: 49.2277; 2.1: 94.7467; 2.2: 1681.2138; 2.3: 51.9571; 2.4: -1243.4184; 2.5: -38.4273
| 2 | 57.3 | 1: 73.2185; 1.1: 439.1204; 1.2: 0.58887; 1.3: 309.42; 1.4: 13.559; 1.5: 439.1204; 1.6: 309.42; 1.7: 185.652; 1.8: 8.4594; 1.9: 1547.1; 2: 49.2707; 2.1: 94.7482; 2.2: 1684.1264; 2.3: 52.0017; 2.4: -1245.006; 2.5: -38.4428
| 2 | 57.35 | 1: 73.3758; 1.1: 440.4481; 1.2: 0.59065; 1.3: 309.69; 1.4: 13.5881; 1.5: 440.4481; 1.6: 309.69; 1.7: 185.814; 1.8: 8.4594; 1.9: 1548.45; 2: 49.3137; 2.1: 94.7496; 2.2: 1687.0416; 2.3: 52.0463; 2.4: -1246.5934; 2.5: -38.4582
| 2 | 57.4 | 1: 73.5333; 1.1: 441.7785; 1.2: 0.59243; 1.3: 309.96; 1.4: 13.6173; 1.5: 441.7785; 1.6: 309.96; 1.7: 185.976; 1.8: 8.4594; 1.9: 1549.8; 2: 49.3567; 2.1: 94.751; 2.2: 1689.9592; 2.3: 52.0909; 2.4: -1248.1807; 2.5: -38.4737
| 2 | 57.45 | 1: 73.691; 1.1: 443.1115; 1.2: 0.59422; 1.3: 310.23; 1.4: 13.6465; 1.5: 443.1115; 1.6: 310.23; 1.7: 186.138; 1.8: 8.4594; 1.9: 1551.15; 2: 49.3997; 2.1: 94.7524; 2.2: 1692.8793; 2.3: 52.1355; 2.4: -1249.7679; 2.5: -38.489
| 2 | 57.5 | 1: 73.8489; 1.1: 444.4471; 1.2: 0.59601; 1.3: 310.5; 1.4: 13.6757; 1.5: 444.4471; 1.6: 310.5; 1.7: 186.3; 1.8: 8.4594; 1.9: 1552.5; 2: 49.4427; 2.1: 94.7538; 2.2: 1695.802; 2.3: 52.1801; 2.4: -1251.3549; 2.5: -38.5044
| 2 | 57.55 | 1: 74.0069; 1.1: 445.7855; 1.2: 0.59781; 1.3: 310.77; 1.4: 13.705; 1.5: 445.7855; 1.6: 310.77; 1.7: 186.462; 1.8: 8.4594; 1.9: 1553.85; 2: 49.4857; 2.1: 94.7553; 2.2: 1698.7272; 2.3: 52.2247; 2.4: -1252.9417; 2.5: -38.5197
| 2 | 57.6 | 1: 74.1651; 1.1: 447.1265; 1.2: 0.59961; 1.3: 311.04; 1.4: 13.7343; 1.5: 447.1265; 1.6: 311.04; 1.7: 186.624; 1.8: 8.4594; 1.9: 1555.2; 2: 49.5287; 2.1: 94.7567; 2.2: 1701.6549; 2.3: 52.2693; 2.4: -1254.5284; 2.5: -38.535
| 2 | 57.65 | 1: 74.3235; 1.1: 448.4702; 1.2: 0.60141; 1.3: 311.31; 1.4: 13.7636; 1.5: 448.4702; 1.6: 311.31; 1.7: 186.786; 1.8: 8.4594; 1.9: 1556.55; 2: 49.5717; 2.1: 94.7581; 2.2: 1704.5851; 2.3: 52.3139; 2.4: -1256.1149; 2.5: -38.5503
| 2 | 57.7 | 1: 74.482; 1.1: 449.8166; 1.2: 0.60321; 1.3: 311.58; 1.4: 13.793; 1.5: 449.8166; 1.6: 311.58; 1.7: 186.948; 1.8: 8.4594; 1.9: 1557.9; 2: 49.6146; 2.1: 94.7595; 2.2: 1707.5179; 2.3: 52.3585; 2.4: -1257.7013; 2.5: -38.5656
| 2 | 57.75 | 1: 74.6407; 1.1: 451.1656; 1.2: 0.60502; 1.3: 311.85; 1.4: 13.8223; 1.5: 451.1656; 1.6: 311.85; 1.7: 187.11; 1.8: 8.4594; 1.9: 1559.25; 2: 49.6576; 2.1: 94.7609; 2.2: 1710.4531; 2.3: 52.4031; 2.4: -1259.2875; 2.5: -38.5808
| 2 | 57.8 | 1: 74.7996; 1.1: 452.5174; 1.2: 0.60684; 1.3: 312.12; 1.4: 13.8518; 1.5: 452.5174; 1.6: 312.12; 1.7: 187.272; 1.8: 8.4594; 1.9: 1560.6; 2: 49.7006; 2.1: 94.7623; 2.2: 1713.3909; 2.3: 52.4477; 2.4: -1260.8735; 2.5: -38.5959
| 2 | 57.85 | 1: 74.9586; 1.1: 453.8718; 1.2: 0.60865; 1.3: 312.39; 1.4: 13.8812; 1.5: 453.8718; 1.6: 312.39; 1.7: 187.434; 1.8: 8.4594; 1.9: 1561.95; 2: 49.7436; 2.1: 94.7637; 2.2: 1716.3311; 2.3: 52.4923; 2.4: -1262.4594; 2.5: -38.6111
| 2 | 57.9 | 1: 75.1178; 1.1: 455.2289; 1.2: 0.61047; 1.3: 312.66; 1.4: 13.9107; 1.5: 455.2289; 1.6: 312.66; 1.7: 187.596; 1.8: 8.4594; 1.9: 1563.3; 2: 49.7866; 2.1: 94.7651; 2.2: 1719.2739; 2.3: 52.5369; 2.4: -1264.0451; 2.5: -38.6262
| 2 | 57.95 | 1: 75.2772; 1.1: 456.5887; 1.2: 0.6123; 1.3: 312.93; 1.4: 13.9402; 1.5: 456.5887; 1.6: 312.93; 1.7: 187.758; 1.8: 8.4594; 1.9: 1564.65; 2: 49.8296; 2.1: 94.7665; 2.2: 1722.2193; 2.3: 52.5815; 2.4: -1265.6306; 2.5: -38.6413
| 2 | 58 | 1: 75.4367; 1.1: 457.9512; 1.2: 0.61412; 1.3: 313.2; 1.4: 13.9698; 1.5: 457.9512; 1.6: 313.2; 1.7: 187.92; 1.8: 8.4594; 1.9: 1566; 2: 49.8726; 2.1: 94.7679; 2.2: 1725.1671; 2.3: 52.6261; 2.4: -1267.2159; 2.5: -38.6563
| 2 | 58.05 | 1: 75.5964; 1.1: 459.3164; 1.2: 0.61595; 1.3: 313.47; 1.4: 13.9993; 1.5: 459.3164; 1.6: 313.47; 1.7: 188.082; 1.8: 8.4594; 1.9: 1567.35; 2: 49.9156; 2.1: 94.7693; 2.2: 1728.1174; 2.3: 52.6707; 2.4: -1268.8011; 2.5: -38.6713
| 2 | 58.1 | 1: 75.7563; 1.1: 460.6843; 1.2: 0.61779; 1.3: 313.74; 1.4: 14.0289; 1.5: 460.6843; 1.6: 313.74; 1.7: 188.244; 1.8: 8.4594; 1.9: 1568.7; 2: 49.9586; 2.1: 94.7706; 2.2: 1731.0703; 2.3: 52.7153; 2.4: -1270.386; 2.5: -38.6863
| 2 | 58.15 | 1: 75.9164; 1.1: 462.0548; 1.2: 0.61963; 1.3: 314.01; 1.4: 14.0586; 1.5: 462.0548; 1.6: 314.01; 1.7: 188.406; 1.8: 8.4594; 1.9: 1570.05; 2: 50.0016; 2.1: 94.772; 2.2: 1734.0257; 2.3: 52.7599; 2.4: -1271.9708; 2.5: -38.7013
| 2 | 58.2 | 1: 76.0766; 1.1: 463.4281; 1.2: 0.62147; 1.3: 314.28; 1.4: 14.0883; 1.5: 463.4281; 1.6: 314.28; 1.7: 188.568; 1.8: 8.4594; 1.9: 1571.4; 2: 50.0446; 2.1: 94.7734; 2.2: 1736.9836; 2.3: 52.8045; 2.4: -1273.5554; 2.5: -38.7162
| 2 | 58.25 | 1: 76.237; 1.1: 464.8041; 1.2: 0.62331; 1.3: 314.55; 1.4: 14.118; 1.5: 464.8041; 1.6: 314.55; 1.7: 188.73; 1.8: 8.4594; 1.9: 1572.75; 2: 50.0876; 2.1: 94.7748; 2.2: 1739.944; 2.3: 52.849; 2.4: -1275.1398; 2.5: -38.7311
| 2 | 58.3 | 1: 76.3975; 1.1: 466.1828; 1.2: 0.62516; 1.3: 314.82; 1.4: 14.1477; 1.5: 466.1828; 1.6: 314.82; 1.7: 188.892; 1.8: 8.4594; 1.9: 1574.1; 2: 50.1306; 2.1: 94.7762; 2.2: 1742.9069; 2.3: 52.8936; 2.4: -1276.724; 2.5: -38.746
| 2 | 58.35 | 1: 76.5583; 1.1: 467.5643; 1.2: 0.62701; 1.3: 315.09; 1.4: 14.1775; 1.5: 467.5643; 1.6: 315.09; 1.7: 189.054; 1.8: 8.4594; 1.9: 1575.45; 2: 50.1736; 2.1: 94.7776; 2.2: 1745.8723; 2.3: 52.9382; 2.4: -1278.3081; 2.5: -38.7608
| 2 | 58.4 | 1: 76.7192; 1.1: 468.9484; 1.2: 0.62887; 1.3: 315.36; 1.4: 14.2073; 1.5: 468.9484; 1.6: 315.36; 1.7: 189.216; 1.8: 8.4594; 1.9: 1576.8; 2: 50.2166; 2.1: 94.7789; 2.2: 1748.8403; 2.3: 52.9828; 2.4: -1279.8919; 2.5: -38.7756
| 2 | 58.45 | 1: 76.8802; 1.1: 470.3353; 1.2: 0.63073; 1.3: 315.63; 1.4: 14.2371; 1.5: 470.3353; 1.6: 315.63; 1.7: 189.378; 1.8: 8.4594; 1.9: 1578.15; 2: 50.2596; 2.1: 94.7803; 2.2: 1751.8108; 2.3: 53.0274; 2.4: -1281.4755; 2.5: -38.7903
| 2 | 58.5 | 1: 77.0415; 1.1: 471.7248; 1.2: 0.63259; 1.3: 315.9; 1.4: 14.2669; 1.5: 471.7248; 1.6: 315.9; 1.7: 189.54; 1.8: 8.4594; 1.9: 1579.5; 2: 50.3025; 2.1: 94.7817; 2.2: 1754.7838; 2.3: 53.072; 2.4: -1283.0589; 2.5: -38.8051
| 2 | 58.55 | 1: 77.2029; 1.1: 473.1171; 1.2: 0.63446; 1.3: 316.17; 1.4: 14.2968; 1.5: 473.1171; 1.6: 316.17; 1.7: 189.702; 1.8: 8.4594; 1.9: 1580.85; 2: 50.3455; 2.1: 94.783; 2.2: 1757.7593; 2.3: 53.1166; 2.4: -1284.6422; 2.5: -38.8198
| 2 | 58.6 | 1: 77.3644; 1.1: 474.5121; 1.2: 0.63633; 1.3: 316.44; 1.4: 14.3267; 1.5: 474.5121; 1.6: 316.44; 1.7: 189.864; 1.8: 8.4594; 1.9: 1582.2; 2: 50.3885; 2.1: 94.7844; 2.2: 1760.7373; 2.3: 53.1612; 2.4: -1286.2252; 2.5: -38.8345
| 2 | 58.65 | 1: 77.5262; 1.1: 475.9099; 1.2: 0.63821; 1.3: 316.71; 1.4: 14.3567; 1.5: 475.9099; 1.6: 316.71; 1.7: 190.026; 1.8: 8.4594; 1.9: 1583.55; 2: 50.4315; 2.1: 94.7858; 2.2: 1763.7178; 2.3: 53.2058; 2.4: -1287.808; 2.5: -38.8491
| 2 | 58.7 | 1: 77.6881; 1.1: 477.3104; 1.2: 0.64008; 1.3: 316.98; 1.4: 14.3867; 1.5: 477.3104; 1.6: 316.98; 1.7: 190.188; 1.8: 8.4594; 1.9: 1584.9; 2: 50.4745; 2.1: 94.7871; 2.2: 1766.7009; 2.3: 53.2504; 2.4: -1289.3905; 2.5: -38.8637
| 2 | 58.75 | 1: 77.8502; 1.1: 478.7136; 1.2: 0.64197; 1.3: 317.25; 1.4: 14.4167; 1.5: 478.7136; 1.6: 317.25; 1.7: 190.35; 1.8: 8.4594; 1.9: 1586.25; 2: 50.5175; 2.1: 94.7885; 2.2: 1769.6865; 2.3: 53.295; 2.4: -1290.9729; 2.5: -38.8783
| 2 | 58.8 | 1: 78.0124; 1.1: 480.1195; 1.2: 0.64385; 1.3: 317.52; 1.4: 14.4467; 1.5: 480.1195; 1.6: 317.52; 1.7: 190.512; 1.8: 8.4594; 1.9: 1587.6; 2: 50.5605; 2.1: 94.7899; 2.2: 1772.6746; 2.3: 53.3396; 2.4: -1292.555; 2.5: -38.8928
| 2 | 58.85 | 1: 78.1748; 1.1: 481.5282; 1.2: 0.64574; 1.3: 317.79; 1.4: 14.4768; 1.5: 481.5282; 1.6: 317.79; 1.7: 190.674; 1.8: 8.4594; 1.9: 1588.95; 2: 50.6035; 2.1: 94.7912; 2.2: 1775.6652; 2.3: 53.3842; 2.4: -1294.137; 2.5: -38.9073
| 2 | 58.9 | 1: 78.3374; 1.1: 482.9396; 1.2: 0.64763; 1.3: 318.06; 1.4: 14.5069; 1.5: 482.9396; 1.6: 318.06; 1.7: 190.836; 1.8: 8.4594; 1.9: 1590.3; 2: 50.6465; 2.1: 94.7926; 2.2: 1778.6583; 2.3: 53.4288; 2.4: -1295.7187; 2.5: -38.9218
| 2 | 58.95 | 1: 78.5002; 1.1: 484.3538; 1.2: 0.64953; 1.3: 318.33; 1.4: 14.5371; 1.5: 484.3538; 1.6: 318.33; 1.7: 190.998; 1.8: 8.4594; 1.9: 1591.65; 2: 50.6895; 2.1: 94.7939; 2.2: 1781.654; 2.3: 53.4734; 2.4: -1297.3001; 2.5: -38.9363
| 2 | 59 | 1: 78.6631; 1.1: 485.7707; 1.2: 0.65143; 1.3: 318.6; 1.4: 14.5672; 1.5: 485.7707; 1.6: 318.6; 1.7: 191.16; 1.8: 8.4594; 1.9: 1593; 2: 50.7325; 2.1: 94.7953; 2.2: 1784.6521; 2.3: 53.5179; 2.4: -1298.8814; 2.5: -38.9507
| 2 | 59.05 | 1: 78.8262; 1.1: 487.1904; 1.2: 0.65333; 1.3: 318.87; 1.4: 14.5974; 1.5: 487.1904; 1.6: 318.87; 1.7: 191.322; 1.8: 8.4594; 1.9: 1594.35; 2: 50.7755; 2.1: 94.7966; 2.2: 1787.6528; 2.3: 53.5625; 2.4: -1300.4624; 2.5: -38.9651
| 2 | 59.1 | 1: 78.9894; 1.1: 488.6128; 1.2: 0.65524; 1.3: 319.14; 1.4: 14.6277; 1.5: 488.6128; 1.6: 319.14; 1.7: 191.484; 1.8: 8.4594; 1.9: 1595.7; 2: 50.8185; 2.1: 94.798; 2.2: 1790.656; 2.3: 53.6071; 2.4: -1302.0432; 2.5: -38.9795
| 2 | 59.15 | 1: 79.1529; 1.1: 490.038; 1.2: 0.65715; 1.3: 319.41; 1.4: 14.6579; 1.5: 490.038; 1.6: 319.41; 1.7: 191.646; 1.8: 8.4594; 1.9: 1597.05; 2: 50.8615; 2.1: 94.7993; 2.2: 1793.6617; 2.3: 53.6517; 2.4: -1303.6237; 2.5: -38.9938
| 2 | 59.2 | 1: 79.3165; 1.1: 491.4659; 1.2: 0.65907; 1.3: 319.68; 1.4: 14.6882; 1.5: 491.4659; 1.6: 319.68; 1.7: 191.808; 1.8: 8.4594; 1.9: 1598.4; 2: 50.9045; 2.1: 94.8007; 2.2: 1796.67; 2.3: 53.6963; 2.4: -1305.204; 2.5: -39.0081
| 2 | 59.25 | 1: 79.4802; 1.1: 492.8966; 1.2: 0.66099; 1.3: 319.95; 1.4: 14.7186; 1.5: 492.8966; 1.6: 319.95; 1.7: 191.97; 1.8: 8.4594; 1.9: 1599.75; 2: 50.9475; 2.1: 94.802; 2.2: 1799.6807; 2.3: 53.7409; 2.4: -1306.7841; 2.5: -39.0223
| 2 | 59.3 | 1: 79.6442; 1.1: 494.3301; 1.2: 0.66291; 1.3: 320.22; 1.4: 14.7489; 1.5: 494.3301; 1.6: 320.22; 1.7: 192.132; 1.8: 8.4594; 1.9: 1601.1; 2: 50.9904; 2.1: 94.8033; 2.2: 1802.694; 2.3: 53.7855; 2.4: -1308.3639; 2.5: -39.0366
| 2 | 59.35 | 1: 79.8083; 1.1: 495.7663; 1.2: 0.66483; 1.3: 320.49; 1.4: 14.7793; 1.5: 495.7663; 1.6: 320.49; 1.7: 192.294; 1.8: 8.4594; 1.9: 1602.45; 2: 51.0334; 2.1: 94.8047; 2.2: 1805.7098; 2.3: 53.8301; 2.4: -1309.9435; 2.5: -39.0508
| 2 | 59.4 | 1: 79.9725; 1.1: 497.2053; 1.2: 0.66676; 1.3: 320.76; 1.4: 14.8097; 1.5: 497.2053; 1.6: 320.76; 1.7: 192.456; 1.8: 8.4594; 1.9: 1603.8; 2: 51.0764; 2.1: 94.806; 2.2: 1808.7281; 2.3: 53.8747; 2.4: -1311.5228; 2.5: -39.0649
| 2 | 59.45 | 1: 80.137; 1.1: 498.647; 1.2: 0.6687; 1.3: 321.03; 1.4: 14.8402; 1.5: 498.647; 1.6: 321.03; 1.7: 192.618; 1.8: 8.4594; 1.9: 1605.15; 2: 51.1194; 2.1: 94.8073; 2.2: 1811.7489; 2.3: 53.9193; 2.4: -1313.1019; 2.5: -39.0791
| 2 | 59.5 | 1: 80.3016; 1.1: 500.0916; 1.2: 0.67063; 1.3: 321.3; 1.4: 14.8707; 1.5: 500.0916; 1.6: 321.3; 1.7: 192.78; 1.8: 8.4594; 1.9: 1606.5; 2: 51.1624; 2.1: 94.8087; 2.2: 1814.7723; 2.3: 53.9639; 2.4: -1314.6807; 2.5: -39.0932
| 2 | 59.55 | 1: 80.4664; 1.1: 501.5389; 1.2: 0.67257; 1.3: 321.57; 1.4: 14.9012; 1.5: 501.5389; 1.6: 321.57; 1.7: 192.942; 1.8: 8.4594; 1.9: 1607.85; 2: 51.2054; 2.1: 94.81; 2.2: 1817.7982; 2.3: 54.0085; 2.4: -1316.2593; 2.5: -39.1073
| 2 | 59.6 | 1: 80.6313; 1.1: 502.989; 1.2: 0.67452; 1.3: 321.84; 1.4: 14.9317; 1.5: 502.989; 1.6: 321.84; 1.7: 193.104; 1.8: 8.4594; 1.9: 1609.2; 2: 51.2484; 2.1: 94.8113; 2.2: 1820.8266; 2.3: 54.053; 2.4: -1317.8376; 2.5: -39.1213
| 2 | 59.65 | 1: 80.7964; 1.1: 504.4418; 1.2: 0.67647; 1.3: 322.11; 1.4: 14.9623; 1.5: 504.4418; 1.6: 322.11; 1.7: 193.266; 1.8: 8.4594; 1.9: 1610.55; 2: 51.2914; 2.1: 94.8126; 2.2: 1823.8575; 2.3: 54.0976; 2.4: -1319.4156; 2.5: -39.1353
| 2 | 59.7 | 1: 80.9617; 1.1: 505.8975; 1.2: 0.67842; 1.3: 322.38; 1.4: 14.9929; 1.5: 505.8975; 1.6: 322.38; 1.7: 193.428; 1.8: 8.4594; 1.9: 1611.9; 2: 51.3344; 2.1: 94.814; 2.2: 1826.8909; 2.3: 54.1422; 2.4: -1320.9934; 2.5: -39.1493
| 2 | 59.75 | 1: 81.1272; 1.1: 507.3559; 1.2: 0.68038; 1.3: 322.65; 1.4: 15.0236; 1.5: 507.3559; 1.6: 322.65; 1.7: 193.59; 1.8: 8.4594; 1.9: 1613.25; 2: 51.3774; 2.1: 94.8153; 2.2: 1829.9268; 2.3: 54.1868; 2.4: -1322.5709; 2.5: -39.1633
| 2 | 59.8 | 1: 81.2928; 1.1: 508.8171; 1.2: 0.68234; 1.3: 322.92; 1.4: 15.0542; 1.5: 508.8171; 1.6: 322.92; 1.7: 193.752; 1.8: 8.4594; 1.9: 1614.6; 2: 51.4204; 2.1: 94.8166; 2.2: 1832.9653; 2.3: 54.2314; 2.4: -1324.1482; 2.5: -39.1772
| 2 | 59.85 | 1: 81.4586; 1.1: 510.2811; 1.2: 0.6843; 1.3: 323.19; 1.4: 15.0849; 1.5: 510.2811; 1.6: 323.19; 1.7: 193.914; 1.8: 8.4594; 1.9: 1615.95; 2: 51.4634; 2.1: 94.8179; 2.2: 1836.0063; 2.3: 54.276; 2.4: -1325.7251; 2.5: -39.1911
| 2 | 59.9 | 1: 81.6246; 1.1: 511.7479; 1.2: 0.68627; 1.3: 323.46; 1.4: 15.1157; 1.5: 511.7479; 1.6: 323.46; 1.7: 194.076; 1.8: 8.4594; 1.9: 1617.3; 2: 51.5064; 2.1: 94.8192; 2.2: 1839.0498; 2.3: 54.3206; 2.4: -1327.3018; 2.5: -39.2049
| 2 | 59.95 | 1: 81.7907; 1.1: 513.2176; 1.2: 0.68824; 1.3: 323.73; 1.4: 15.1464; 1.5: 513.2176; 1.6: 323.73; 1.7: 194.238; 1.8: 8.4594; 1.9: 1618.65; 2: 51.5494; 2.1: 94.8205; 2.2: 1842.0958; 2.3: 54.3652; 2.4: -1328.8783; 2.5: -39.2188
| 2 | 60 | 1: 81.957; 1.1: 514.69; 1.2: 0.69021; 1.3: 324; 1.4: 15.1772; 1.5: 514.69; 1.6: 324; 1.7: 194.4; 1.8: 8.4594; 1.9: 1620; 2: 51.5924; 2.1: 94.8218; 2.2: 1845.1444; 2.3: 54.4098; 2.4: -1330.4544; 2.5: -39.2326
| 2 | 60.05 | 1: 82.1235; 1.1: 516.1652; 1.2: 0.69219; 1.3: 324.27; 1.4: 15.208; 1.5: 516.1652; 1.6: 324.27; 1.7: 194.562; 1.8: 8.4594; 1.9: 1621.35; 2: 51.6354; 2.1: 94.8232; 2.2: 1848.1954; 2.3: 54.4544; 2.4: -1332.0303; 2.5: -39.2463
| 2 | 60.1 | 1: 82.2901; 1.1: 517.6432; 1.2: 0.69417; 1.3: 324.54; 1.4: 15.2389; 1.5: 517.6432; 1.6: 324.54; 1.7: 194.724; 1.8: 8.4594; 1.9: 1622.7; 2: 51.6783; 2.1: 94.8245; 2.2: 1851.249; 2.3: 54.499; 2.4: -1333.6058; 2.5: -39.2601
| 2 | 60.15 | 1: 82.4569; 1.1: 519.124; 1.2: 0.69616; 1.3: 324.81; 1.4: 15.2698; 1.5: 519.124; 1.6: 324.81; 1.7: 194.886; 1.8: 8.4594; 1.9: 1624.05; 2: 51.7213; 2.1: 94.8258; 2.2: 1854.3051; 2.3: 54.5436; 2.4: -1335.1811; 2.5: -39.2738
| 2 | 60.2 | 1: 82.6239; 1.1: 520.6076; 1.2: 0.69815; 1.3: 325.08; 1.4: 15.3007; 1.5: 520.6076; 1.6: 325.08; 1.7: 195.048; 1.8: 8.4594; 1.9: 1625.4; 2: 51.7643; 2.1: 94.8271; 2.2: 1857.3638; 2.3: 54.5881; 2.4: -1336.7561; 2.5: -39.2874
| 2 | 60.25 | 1: 82.791; 1.1: 522.0941; 1.2: 0.70014; 1.3: 325.35; 1.4: 15.3317; 1.5: 522.0941; 1.6: 325.35; 1.7: 195.21; 1.8: 8.4594; 1.9: 1626.75; 2: 51.8073; 2.1: 94.8284; 2.2: 1860.4249; 2.3: 54.6327; 2.4: -1338.3308; 2.5: -39.3011
| 2 | 60.3 | 1: 82.9584; 1.1: 523.5833; 1.2: 0.70214; 1.3: 325.62; 1.4: 15.3627; 1.5: 523.5833; 1.6: 325.62; 1.7: 195.372; 1.8: 8.4594; 1.9: 1628.1; 2: 51.8503; 2.1: 94.8297; 2.2: 1863.4886; 2.3: 54.6773; 2.4: -1339.9052; 2.5: -39.3147
| 2 | 60.35 | 1: 83.1258; 1.1: 525.0754; 1.2: 0.70414; 1.3: 325.89; 1.4: 15.3937; 1.5: 525.0754; 1.6: 325.89; 1.7: 195.534; 1.8: 8.4594; 1.9: 1629.45; 2: 51.8933; 2.1: 94.8309; 2.2: 1866.5548; 2.3: 54.7219; 2.4: -1341.4794; 2.5: -39.3282
| 2 | 60.4 | 1: 83.2935; 1.1: 526.5703; 1.2: 0.70614; 1.3: 326.16; 1.4: 15.4247; 1.5: 526.5703; 1.6: 326.16; 1.7: 195.696; 1.8: 8.4594; 1.9: 1630.8; 2: 51.9363; 2.1: 94.8322; 2.2: 1869.6235; 2.3: 54.7665; 2.4: -1343.0532; 2.5: -39.3418
| 2 | 60.45 | 1: 83.4613; 1.1: 528.068; 1.2: 0.70815; 1.3: 326.43; 1.4: 15.4558; 1.5: 528.068; 1.6: 326.43; 1.7: 195.858; 1.8: 8.4594; 1.9: 1632.15; 2: 51.9793; 2.1: 94.8335; 2.2: 1872.6947; 2.3: 54.8111; 2.4: -1344.6267; 2.5: -39.3553
| 2 | 60.5 | 1: 83.6293; 1.1: 529.5686; 1.2: 0.71016; 1.3: 326.7; 1.4: 15.4869; 1.5: 529.5686; 1.6: 326.7; 1.7: 196.02; 1.8: 8.4594; 1.9: 1633.5; 2: 52.0223; 2.1: 94.8348; 2.2: 1875.7685; 2.3: 54.8557; 2.4: -1346.1999; 2.5: -39.3688
| 2 | 60.55 | 1: 83.7975; 1.1: 531.0719; 1.2: 0.71218; 1.3: 326.97; 1.4: 15.518; 1.5: 531.0719; 1.6: 326.97; 1.7: 196.182; 1.8: 8.4594; 1.9: 1634.85; 2: 52.0653; 2.1: 94.8361; 2.2: 1878.8447; 2.3: 54.9003; 2.4: -1347.7728; 2.5: -39.3822
| 2 | 60.6 | 1: 83.9658; 1.1: 532.5782; 1.2: 0.7142; 1.3: 327.24; 1.4: 15.5492; 1.5: 532.5782; 1.6: 327.24; 1.7: 196.344; 1.8: 8.4594; 1.9: 1636.2; 2: 52.1083; 2.1: 94.8374; 2.2: 1881.9235; 2.3: 54.9449; 2.4: -1349.3454; 2.5: -39.3957
| 2 | 60.65 | 1: 84.1343; 1.1: 534.0872; 1.2: 0.71622; 1.3: 327.51; 1.4: 15.5804; 1.5: 534.0872; 1.6: 327.51; 1.7: 196.506; 1.8: 8.4594; 1.9: 1637.55; 2: 52.1513; 2.1: 94.8387; 2.2: 1885.0049; 2.3: 54.9895; 2.4: -1350.9177; 2.5: -39.409
| 2 | 60.7 | 1: 84.3029; 1.1: 535.5991; 1.2: 0.71825; 1.3: 327.78; 1.4: 15.6117; 1.5: 535.5991; 1.6: 327.78; 1.7: 196.668; 1.8: 8.4594; 1.9: 1638.9; 2: 52.1943; 2.1: 94.8399; 2.2: 1888.0887; 2.3: 55.0341; 2.4: -1352.4896; 2.5: -39.4224
| 2 | 60.75 | 1: 84.4718; 1.1: 537.1138; 1.2: 0.72028; 1.3: 328.05; 1.4: 15.6429; 1.5: 537.1138; 1.6: 328.05; 1.7: 196.83; 1.8: 8.4594; 1.9: 1640.25; 2: 52.2373; 2.1: 94.8412; 2.2: 1891.1751; 2.3: 55.0787; 2.4: -1354.0613; 2.5: -39.4357
| 2 | 60.8 | 1: 84.6408; 1.1: 538.6313; 1.2: 0.72232; 1.3: 328.32; 1.4: 15.6742; 1.5: 538.6313; 1.6: 328.32; 1.7: 196.992; 1.8: 8.4594; 1.9: 1641.6; 2: 52.2803; 2.1: 94.8425; 2.2: 1894.264; 2.3: 55.1232; 2.4: -1355.6326; 2.5: -39.449
| 2 | 60.85 | 1: 84.81; 1.1: 540.1518; 1.2: 0.72436; 1.3: 328.59; 1.4: 15.7055; 1.5: 540.1518; 1.6: 328.59; 1.7: 197.154; 1.8: 8.4594; 1.9: 1642.95; 2: 52.3232; 2.1: 94.8438; 2.2: 1897.3554; 2.3: 55.1678; 2.4: -1357.2036; 2.5: -39.4623
| 2 | 60.9 | 1: 84.9793; 1.1: 541.675; 1.2: 0.7264; 1.3: 328.86; 1.4: 15.7369; 1.5: 541.675; 1.6: 328.86; 1.7: 197.316; 1.8: 8.4594; 1.9: 1644.3; 2: 52.3662; 2.1: 94.845; 2.2: 1900.4493; 2.3: 55.2124; 2.4: -1358.7743; 2.5: -39.4755
| 2 | 60.95 | 1: 85.1488; 1.1: 543.2011; 1.2: 0.72844; 1.3: 329.13; 1.4: 15.7683; 1.5: 543.2011; 1.6: 329.13; 1.7: 197.478; 1.8: 8.4594; 1.9: 1645.65; 2: 52.4092; 2.1: 94.8463; 2.2: 1903.5458; 2.3: 55.257; 2.4: -1360.3447; 2.5: -39.4887
| 2 | 61 | 1: 85.3185; 1.1: 544.7301; 1.2: 0.7305; 1.3: 329.4; 1.4: 15.7997; 1.5: 544.7301; 1.6: 329.4; 1.7: 197.64; 1.8: 8.4594; 1.9: 1647; 2: 52.4522; 2.1: 94.8476; 2.2: 1906.6448; 2.3: 55.3016; 2.4: -1361.9147; 2.5: -39.5019
| 2 | 61.05 | 1: 85.4883; 1.1: 546.2619; 1.2: 0.73255; 1.3: 329.67; 1.4: 15.8312; 1.5: 546.2619; 1.6: 329.67; 1.7: 197.802; 1.8: 8.4594; 1.9: 1648.35; 2: 52.4952; 2.1: 94.8488; 2.2: 1909.7463; 2.3: 55.3462; 2.4: -1363.4844; 2.5: -39.515
| 2 | 61.1 | 1: 85.6583; 1.1: 547.7965; 1.2: 0.73461; 1.3: 329.94; 1.4: 15.8627; 1.5: 547.7965; 1.6: 329.94; 1.7: 197.964; 1.8: 8.4594; 1.9: 1649.7; 2: 52.5382; 2.1: 94.8501; 2.2: 1912.8503; 2.3: 55.3908; 2.4: -1365.0538; 2.5: -39.5281
| 2 | 61.15 | 1: 85.8285; 1.1: 549.3341; 1.2: 0.73667; 1.3: 330.21; 1.4: 15.8942; 1.5: 549.3341; 1.6: 330.21; 1.7: 198.126; 1.8: 8.4594; 1.9: 1651.05; 2: 52.5812; 2.1: 94.8513; 2.2: 1915.9569; 2.3: 55.4354; 2.4: -1366.6228; 2.5: -39.5412
| 2 | 61.2 | 1: 85.9989; 1.1: 550.8744; 1.2: 0.73873; 1.3: 330.48; 1.4: 15.9257; 1.5: 550.8744; 1.6: 330.48; 1.7: 198.288; 1.8: 8.4594; 1.9: 1652.4; 2: 52.6242; 2.1: 94.8526; 2.2: 1919.0659; 2.3: 55.48; 2.4: -1368.1915; 2.5: -39.5543
| 2 | 61.25 | 1: 86.1694; 1.1: 552.4177; 1.2: 0.7408; 1.3: 330.75; 1.4: 15.9573; 1.5: 552.4177; 1.6: 330.75; 1.7: 198.45; 1.8: 8.4594; 1.9: 1653.75; 2: 52.6672; 2.1: 94.8538; 2.2: 1922.1776; 2.3: 55.5246; 2.4: -1369.7599; 2.5: -39.5673
| 2 | 61.3 | 1: 86.3401; 1.1: 553.9638; 1.2: 0.74288; 1.3: 331.02; 1.4: 15.9889; 1.5: 553.9638; 1.6: 331.02; 1.7: 198.612; 1.8: 8.4594; 1.9: 1655.1; 2: 52.7102; 2.1: 94.8551; 2.2: 1925.2917; 2.3: 55.5692; 2.4: -1371.3279; 2.5: -39.5803
| 2 | 61.35 | 1: 86.511; 1.1: 555.5128; 1.2: 0.74495; 1.3: 331.29; 1.4: 16.0205; 1.5: 555.5128; 1.6: 331.29; 1.7: 198.774; 1.8: 8.4594; 1.9: 1656.45; 2: 52.7532; 2.1: 94.8563; 2.2: 1928.4083; 2.3: 55.6138; 2.4: -1372.8955; 2.5: -39.5932
| 2 | 61.4 | 1: 86.682; 1.1: 557.0647; 1.2: 0.74704; 1.3: 331.56; 1.4: 16.0522; 1.5: 557.0647; 1.6: 331.56; 1.7: 198.936; 1.8: 8.4594; 1.9: 1657.8; 2: 52.7962; 2.1: 94.8576; 2.2: 1931.5275; 2.3: 55.6584; 2.4: -1374.4628; 2.5: -39.6061
| 2 | 61.45 | 1: 86.8532; 1.1: 558.6194; 1.2: 0.74912; 1.3: 331.83; 1.4: 16.0839; 1.5: 558.6194; 1.6: 331.83; 1.7: 199.098; 1.8: 8.4594; 1.9: 1659.15; 2: 52.8392; 2.1: 94.8588; 2.2: 1934.6492; 2.3: 55.7029; 2.4: -1376.0298; 2.5: -39.619
| 2 | 61.5 | 1: 87.0246; 1.1: 560.1771; 1.2: 0.75121; 1.3: 332.1; 1.4: 16.1157; 1.5: 560.1771; 1.6: 332.1; 1.7: 199.26; 1.8: 8.4594; 1.9: 1660.5; 2: 52.8822; 2.1: 94.8601; 2.2: 1937.7734; 2.3: 55.7475; 2.4: -1377.5964; 2.5: -39.6319
| 2 | 61.55 | 1: 87.1961; 1.1: 561.7376; 1.2: 0.7533; 1.3: 332.37; 1.4: 16.1474; 1.5: 561.7376; 1.6: 332.37; 1.7: 199.422; 1.8: 8.4594; 1.9: 1661.85; 2: 52.9252; 2.1: 94.8613; 2.2: 1940.9002; 2.3: 55.7921; 2.4: -1379.1626; 2.5: -39.6447
| 2 | 61.6 | 1: 87.3678; 1.1: 563.301; 1.2: 0.7554; 1.3: 332.64; 1.4: 16.1792; 1.5: 563.301; 1.6: 332.64; 1.7: 199.584; 1.8: 8.4594; 1.9: 1663.2; 2: 52.9682; 2.1: 94.8626; 2.2: 1944.0295; 2.3: 55.8367; 2.4: -1380.7285; 2.5: -39.6575
| 2 | 61.65 | 1: 87.5397; 1.1: 564.8672; 1.2: 0.7575; 1.3: 332.91; 1.4: 16.2111; 1.5: 564.8672; 1.6: 332.91; 1.7: 199.746; 1.8: 8.4594; 1.9: 1664.55; 2: 53.0111; 2.1: 94.8638; 2.2: 1947.1613; 2.3: 55.8813; 2.4: -1382.2941; 2.5: -39.6703
| 2 | 61.7 | 1: 87.7117; 1.1: 566.4364; 1.2: 0.7596; 1.3: 333.18; 1.4: 16.2429; 1.5: 566.4364; 1.6: 333.18; 1.7: 199.908; 1.8: 8.4594; 1.9: 1665.9; 2: 53.0541; 2.1: 94.865; 2.2: 1950.2956; 2.3: 55.9259; 2.4: -1383.8592; 2.5: -39.683
| 2 | 61.75 | 1: 87.8839; 1.1: 568.0085; 1.2: 0.76171; 1.3: 333.45; 1.4: 16.2748; 1.5: 568.0085; 1.6: 333.45; 1.7: 200.07; 1.8: 8.4594; 1.9: 1667.25; 2: 53.0971; 2.1: 94.8663; 2.2: 1953.4325; 2.3: 55.9705; 2.4: -1385.424; 2.5: -39.6957
| 2 | 61.8 | 1: 88.0563; 1.1: 569.5834; 1.2: 0.76382; 1.3: 333.72; 1.4: 16.3067; 1.5: 569.5834; 1.6: 333.72; 1.7: 200.232; 1.8: 8.4594; 1.9: 1668.6; 2: 53.1401; 2.1: 94.8675; 2.2: 1956.5719; 2.3: 56.0151; 2.4: -1386.9885; 2.5: -39.7084
| 2 | 61.85 | 1: 88.2289; 1.1: 571.1613; 1.2: 0.76594; 1.3: 333.99; 1.4: 16.3387; 1.5: 571.1613; 1.6: 333.99; 1.7: 200.394; 1.8: 8.4594; 1.9: 1669.95; 2: 53.1831; 2.1: 94.8687; 2.2: 1959.7138; 2.3: 56.0597; 2.4: -1388.5525; 2.5: -39.721
| 2 | 61.9 | 1: 88.4016; 1.1: 572.742; 1.2: 0.76806; 1.3: 334.26; 1.4: 16.3707; 1.5: 572.742; 1.6: 334.26; 1.7: 200.556; 1.8: 8.4594; 1.9: 1671.3; 2: 53.2261; 2.1: 94.8699; 2.2: 1962.8582; 2.3: 56.1043; 2.4: -1390.1162; 2.5: -39.7336
| 2 | 61.95 | 1: 88.5745; 1.1: 574.3257; 1.2: 0.77018; 1.3: 334.53; 1.4: 16.4027; 1.5: 574.3257; 1.6: 334.53; 1.7: 200.718; 1.8: 8.4594; 1.9: 1672.65; 2: 53.2691; 2.1: 94.8712; 2.2: 1966.0052; 2.3: 56.1489; 2.4: -1391.6795; 2.5: -39.7462
| 2 | 62 | 1: 88.7475; 1.1: 575.9122; 1.2: 0.77231; 1.3: 334.8; 1.4: 16.4347; 1.5: 575.9122; 1.6: 334.8; 1.7: 200.88; 1.8: 8.4594; 1.9: 1674; 2: 53.3121; 2.1: 94.8724; 2.2: 1969.1547; 2.3: 56.1935; 2.4: -1393.2424; 2.5: -39.7588
| 2 | 62.05 | 1: 88.9207; 1.1: 577.5017; 1.2: 0.77444; 1.3: 335.07; 1.4: 16.4668; 1.5: 577.5017; 1.6: 335.07; 1.7: 201.042; 1.8: 8.4594; 1.9: 1675.35; 2: 53.3551; 2.1: 94.8736; 2.2: 1972.3067; 2.3: 56.2381; 2.4: -1394.805; 2.5: -39.7713
| 2 | 62.1 | 1: 89.0941; 1.1: 579.0941; 1.2: 0.77658; 1.3: 335.34; 1.4: 16.4989; 1.5: 579.0941; 1.6: 335.34; 1.7: 201.204; 1.8: 8.4594; 1.9: 1676.7; 2: 53.3981; 2.1: 94.8748; 2.2: 1975.4613; 2.3: 56.2827; 2.4: -1396.3672; 2.5: -39.7838
| 2 | 62.15 | 1: 89.2677; 1.1: 580.6894; 1.2: 0.77872; 1.3: 335.61; 1.4: 16.5311; 1.5: 580.6894; 1.6: 335.61; 1.7: 201.366; 1.8: 8.4594; 1.9: 1678.05; 2: 53.4411; 2.1: 94.876; 2.2: 1978.6183; 2.3: 56.3273; 2.4: -1397.929; 2.5: -39.7962
| 2 | 62.2 | 1: 89.4414; 1.1: 582.2876; 1.2: 0.78086; 1.3: 335.88; 1.4: 16.5632; 1.5: 582.2876; 1.6: 335.88; 1.7: 201.528; 1.8: 8.4594; 1.9: 1679.4; 2: 53.4841; 2.1: 94.8772; 2.2: 1981.7779; 2.3: 56.3719; 2.4: -1399.4904; 2.5: -39.8086
| 2 | 62.25 | 1: 89.6153; 1.1: 583.8887; 1.2: 0.78301; 1.3: 336.15; 1.4: 16.5954; 1.5: 583.8887; 1.6: 336.15; 1.7: 201.69; 1.8: 8.4594; 1.9: 1680.75; 2: 53.5271; 2.1: 94.8784; 2.2: 1984.9401; 2.3: 56.4165; 2.4: -1401.0514; 2.5: -39.821
| 2 | 62.3 | 1: 89.7894; 1.1: 585.4928; 1.2: 0.78516; 1.3: 336.42; 1.4: 16.6277; 1.5: 585.4928; 1.6: 336.42; 1.7: 201.852; 1.8: 8.4594; 1.9: 1682.1; 2: 53.5701; 2.1: 94.8797; 2.2: 1988.1047; 2.3: 56.4611; 2.4: -1402.612; 2.5: -39.8334
| 2 | 62.35 | 1: 89.9636; 1.1: 587.0997; 1.2: 0.78731; 1.3: 336.69; 1.4: 16.6599; 1.5: 587.0997; 1.6: 336.69; 1.7: 202.014; 1.8: 8.4594; 1.9: 1683.45; 2: 53.6131; 2.1: 94.8809; 2.2: 1991.2719; 2.3: 56.5057; 2.4: -1404.1722; 2.5: -39.8457
| 2 | 62.4 | 1: 90.1381; 1.1: 588.7097; 1.2: 0.78947; 1.3: 336.96; 1.4: 16.6922; 1.5: 588.7097; 1.6: 336.96; 1.7: 202.176; 1.8: 8.4594; 1.9: 1684.8; 2: 53.6561; 2.1: 94.8821; 2.2: 1994.4417; 2.3: 56.5503; 2.4: -1405.732; 2.5: -39.858
| 2 | 62.45 | 1: 90.3126; 1.1: 590.3225; 1.2: 0.79164; 1.3: 337.23; 1.4: 16.7246; 1.5: 590.3225; 1.6: 337.23; 1.7: 202.338; 1.8: 8.4594; 1.9: 1686.15; 2: 53.699; 2.1: 94.8833; 2.2: 1997.6139; 2.3: 56.5949; 2.4: -1407.2914; 2.5: -39.8703
| 2 | 62.5 | 1: 90.4874; 1.1: 591.9382; 1.2: 0.7938; 1.3: 337.5; 1.4: 16.7569; 1.5: 591.9382; 1.6: 337.5; 1.7: 202.5; 1.8: 8.4594; 1.9: 1687.5; 2: 53.742; 2.1: 94.8845; 2.2: 2000.7887; 2.3: 56.6395; 2.4: -1408.8505; 2.5: -39.8825
| 2 | 62.55 | 1: 90.6623; 1.1: 593.5569; 1.2: 0.79597; 1.3: 337.77; 1.4: 16.7893; 1.5: 593.5569; 1.6: 337.77; 1.7: 202.662; 1.8: 8.4594; 1.9: 1688.85; 2: 53.785; 2.1: 94.8857; 2.2: 2003.966; 2.3: 56.6841; 2.4: -1410.4091; 2.5: -39.8947
| 2 | 62.6 | 1: 90.8374; 1.1: 595.1786; 1.2: 0.79815; 1.3: 338.04; 1.4: 16.8217; 1.5: 595.1786; 1.6: 338.04; 1.7: 202.824; 1.8: 8.4594; 1.9: 1690.2; 2: 53.828; 2.1: 94.8868; 2.2: 2007.1459; 2.3: 56.7286; 2.4: -1411.9673; 2.5: -39.9069
| 2 | 62.65 | 1: 91.0126; 1.1: 596.8032; 1.2: 0.80033; 1.3: 338.31; 1.4: 16.8542; 1.5: 596.8032; 1.6: 338.31; 1.7: 202.986; 1.8: 8.4594; 1.9: 1691.55; 2: 53.871; 2.1: 94.888; 2.2: 2010.3282; 2.3: 56.7732; 2.4: -1413.5251; 2.5: -39.9191
| 2 | 62.7 | 1: 91.188; 1.1: 598.4307; 1.2: 0.80251; 1.3: 338.58; 1.4: 16.8867; 1.5: 598.4307; 1.6: 338.58; 1.7: 203.148; 1.8: 8.4594; 1.9: 1692.9; 2: 53.914; 2.1: 94.8892; 2.2: 2013.5131; 2.3: 56.8178; 2.4: -1415.0825; 2.5: -39.9312
| 2 | 62.75 | 1: 91.3636; 1.1: 600.0611; 1.2: 0.8047; 1.3: 338.85; 1.4: 16.9192; 1.5: 600.0611; 1.6: 338.85; 1.7: 203.31; 1.8: 8.4594; 1.9: 1694.25; 2: 53.957; 2.1: 94.8904; 2.2: 2016.7006; 2.3: 56.8624; 2.4: -1416.6394; 2.5: -39.9433
| 2 | 62.8 | 1: 91.5394; 1.1: 601.6945; 1.2: 0.80689; 1.3: 339.12; 1.4: 16.9517; 1.5: 601.6945; 1.6: 339.12; 1.7: 203.472; 1.8: 8.4594; 1.9: 1695.6; 2: 54; 2.1: 94.8916; 2.2: 2019.8905; 2.3: 56.907; 2.4: -1418.196; 2.5: -39.9553
| 2 | 62.85 | 1: 91.7153; 1.1: 603.3309; 1.2: 0.80908; 1.3: 339.39; 1.4: 16.9843; 1.5: 603.3309; 1.6: 339.39; 1.7: 203.634; 1.8: 8.4594; 1.9: 1696.95; 2: 54.043; 2.1: 94.8928; 2.2: 2023.083; 2.3: 56.9516; 2.4: -1419.7521; 2.5: -39.9673
| 2 | 62.9 | 1: 91.8914; 1.1: 604.9702; 1.2: 0.81128; 1.3: 339.66; 1.4: 17.0169; 1.5: 604.9702; 1.6: 339.66; 1.7: 203.796; 1.8: 8.4594; 1.9: 1698.3; 2: 54.086; 2.1: 94.8939; 2.2: 2026.278; 2.3: 56.9962; 2.4: -1421.3078; 2.5: -39.9793
| 2 | 62.95 | 1: 92.0677; 1.1: 606.6125; 1.2: 0.81348; 1.3: 339.93; 1.4: 17.0496; 1.5: 606.6125; 1.6: 339.93; 1.7: 203.958; 1.8: 8.4594; 1.9: 1699.65; 2: 54.129; 2.1: 94.8951; 2.2: 2029.4756; 2.3: 57.0408; 2.4: -1422.8631; 2.5: -39.9913
| 2 | 63 | 1: 92.2441; 1.1: 608.2577; 1.2: 0.81569; 1.3: 340.2; 1.4: 17.0822; 1.5: 608.2577; 1.6: 340.2; 1.7: 204.12; 1.8: 8.4594; 1.9: 1701; 2: 54.172; 2.1: 94.8963; 2.2: 2032.6757; 2.3: 57.0854; 2.4: -1424.418; 2.5: -40.0032
| 2 | 63.05 | 1: 92.4207; 1.1: 609.9059; 1.2: 0.8179; 1.3: 340.47; 1.4: 17.1149; 1.5: 609.9059; 1.6: 340.47; 1.7: 204.282; 1.8: 8.4594; 1.9: 1702.35; 2: 54.215; 2.1: 94.8975; 2.2: 2035.8783; 2.3: 57.13; 2.4: -1425.9724; 2.5: -40.0151
| 2 | 63.1 | 1: 92.5975; 1.1: 611.5571; 1.2: 0.82011; 1.3: 340.74; 1.4: 17.1477; 1.5: 611.5571; 1.6: 340.74; 1.7: 204.444; 1.8: 8.4594; 1.9: 1703.7; 2: 54.258; 2.1: 94.8986; 2.2: 2039.0835; 2.3: 57.1746; 2.4: -1427.5264; 2.5: -40.027
| 2 | 63.15 | 1: 92.7744; 1.1: 613.2112; 1.2: 0.82233; 1.3: 341.01; 1.4: 17.1805; 1.5: 613.2112; 1.6: 341.01; 1.7: 204.606; 1.8: 8.4594; 1.9: 1705.05; 2: 54.301; 2.1: 94.8998; 2.2: 2042.2912; 2.3: 57.2192; 2.4: -1429.08; 2.5: -40.0388
| 2 | 63.2 | 1: 92.9515; 1.1: 614.8683; 1.2: 0.82455; 1.3: 341.28; 1.4: 17.2132; 1.5: 614.8683; 1.6: 341.28; 1.7: 204.768; 1.8: 8.4594; 1.9: 1706.4; 2: 54.3439; 2.1: 94.901; 2.2: 2045.5014; 2.3: 57.2639; 2.4: -1430.6331; 2.5: -40.0506
| 2 | 63.25 | 1: 93.1288; 1.1: 616.5284; 1.2: 0.82678; 1.3: 341.55; 1.4: 17.2461; 1.5: 616.5284; 1.6: 341.55; 1.7: 204.93; 1.8: 8.4594; 1.9: 1707.75; 2: 54.3869; 2.1: 94.9021; 2.2: 2048.7142; 2.3: 57.3085; 2.4: -1432.1858; 2.5: -40.0624
| 2 | 63.3 | 1: 93.3063; 1.1: 618.1914; 1.2: 0.82901; 1.3: 341.82; 1.4: 17.2789; 1.5: 618.1914; 1.6: 341.82; 1.7: 205.092; 1.8: 8.4594; 1.9: 1709.1; 2: 54.4299; 2.1: 94.9033; 2.2: 2051.9294; 2.3: 57.3531; 2.4: -1433.7381; 2.5: -40.0741
| 2 | 63.35 | 1: 93.4839; 1.1: 619.8574; 1.2: 0.83124; 1.3: 342.09; 1.4: 17.3118; 1.5: 619.8574; 1.6: 342.09; 1.7: 205.254; 1.8: 8.4594; 1.9: 1710.45; 2: 54.4729; 2.1: 94.9044; 2.2: 2055.1473; 2.3: 57.3977; 2.4: -1435.2899; 2.5: -40.0858
| 2 | 63.4 | 1: 93.6617; 1.1: 621.5264; 1.2: 0.83348; 1.3: 342.36; 1.4: 17.3448; 1.5: 621.5264; 1.6: 342.36; 1.7: 205.416; 1.8: 8.4594; 1.9: 1711.8; 2: 54.5159; 2.1: 94.9056; 2.2: 2058.3676; 2.3: 57.4423; 2.4: -1436.8412; 2.5: -40.0975
| 2 | 63.45 | 1: 93.8396; 1.1: 623.1984; 1.2: 0.83572; 1.3: 342.63; 1.4: 17.3777; 1.5: 623.1984; 1.6: 342.63; 1.7: 205.578; 1.8: 8.4594; 1.9: 1713.15; 2: 54.5589; 2.1: 94.9068; 2.2: 2061.5905; 2.3: 57.4869; 2.4: -1438.3921; 2.5: -40.1092
| 2 | 63.5 | 1: 94.0178; 1.1: 624.8733; 1.2: 0.83797; 1.3: 342.9; 1.4: 17.4107; 1.5: 624.8733; 1.6: 342.9; 1.7: 205.74; 1.8: 8.4594; 1.9: 1714.5; 2: 54.6019; 2.1: 94.9079; 2.2: 2064.8159; 2.3: 57.5315; 2.4: -1439.9426; 2.5: -40.1208
| 2 | 63.55 | 1: 94.196; 1.1: 626.5513; 1.2: 0.84022; 1.3: 343.17; 1.4: 17.4437; 1.5: 626.5513; 1.6: 343.17; 1.7: 205.902; 1.8: 8.4594; 1.9: 1715.85; 2: 54.6449; 2.1: 94.909; 2.2: 2068.0439; 2.3: 57.5761; 2.4: -1441.4926; 2.5: -40.1324
| 2 | 63.6 | 1: 94.3745; 1.1: 628.2322; 1.2: 0.84247; 1.3: 343.44; 1.4: 17.4768; 1.5: 628.2322; 1.6: 343.44; 1.7: 206.064; 1.8: 8.4594; 1.9: 1717.2; 2: 54.6879; 2.1: 94.9102; 2.2: 2071.2744; 2.3: 57.6207; 2.4: -1443.0422; 2.5: -40.1439
| 2 | 63.65 | 1: 94.5531; 1.1: 629.9162; 1.2: 0.84473; 1.3: 343.71; 1.4: 17.5098; 1.5: 629.9162; 1.6: 343.71; 1.7: 206.226; 1.8: 8.4594; 1.9: 1718.55; 2: 54.7309; 2.1: 94.9113; 2.2: 2074.5074; 2.3: 57.6653; 2.4: -1444.5913; 2.5: -40.1554
| 2 | 63.7 | 1: 94.7319; 1.1: 631.6031; 1.2: 0.84699; 1.3: 343.98; 1.4: 17.543; 1.5: 631.6031; 1.6: 343.98; 1.7: 206.388; 1.8: 8.4594; 1.9: 1719.9; 2: 54.7739; 2.1: 94.9125; 2.2: 2077.743; 2.3: 57.7099; 2.4: -1446.1399; 2.5: -40.1669
| 2 | 63.75 | 1: 94.9109; 1.1: 633.293; 1.2: 0.84926; 1.3: 344.25; 1.4: 17.5761; 1.5: 633.293; 1.6: 344.25; 1.7: 206.55; 1.8: 8.4594; 1.9: 1721.25; 2: 54.8169; 2.1: 94.9136; 2.2: 2080.9811; 2.3: 57.7545; 2.4: -1447.6881; 2.5: -40.1784
| 2 | 63.8 | 1: 95.09; 1.1: 634.986; 1.2: 0.85153; 1.3: 344.52; 1.4: 17.6093; 1.5: 634.986; 1.6: 344.52; 1.7: 206.712; 1.8: 8.4594; 1.9: 1722.6; 2: 54.8599; 2.1: 94.9147; 2.2: 2084.2217; 2.3: 57.7991; 2.4: -1449.2358; 2.5: -40.1898
| 2 | 63.85 | 1: 95.2693; 1.1: 636.6819; 1.2: 0.8538; 1.3: 344.79; 1.4: 17.6425; 1.5: 636.6819; 1.6: 344.79; 1.7: 206.874; 1.8: 8.4594; 1.9: 1723.95; 2: 54.9029; 2.1: 94.9159; 2.2: 2087.4649; 2.3: 57.8437; 2.4: -1450.783; 2.5: -40.2012
| 2 | 63.9 | 1: 95.4488; 1.1: 638.3808; 1.2: 0.85608; 1.3: 345.06; 1.4: 17.6757; 1.5: 638.3808; 1.6: 345.06; 1.7: 207.036; 1.8: 8.4594; 1.9: 1725.3; 2: 54.9459; 2.1: 94.917; 2.2: 2090.7106; 2.3: 57.8883; 2.4: -1452.3298; 2.5: -40.2126
| 2 | 63.95 | 1: 95.6285; 1.1: 640.0828; 1.2: 0.85837; 1.3: 345.33; 1.4: 17.709; 1.5: 640.0828; 1.6: 345.33; 1.7: 207.198; 1.8: 8.4594; 1.9: 1726.65; 2: 54.9889; 2.1: 94.9181; 2.2: 2093.9589; 2.3: 57.9329; 2.4: -1453.8761; 2.5: -40.2239
| 2 | 64 | 1: 95.8083; 1.1: 641.7877; 1.2: 0.86065; 1.3: 345.6; 1.4: 17.7423; 1.5: 641.7877; 1.6: 345.6; 1.7: 207.36; 1.8: 8.4594; 1.9: 1728; 2: 55.0318; 2.1: 94.9193; 2.2: 2097.2097; 2.3: 57.9775; 2.4: -1455.4219; 2.5: -40.2353
| 2 | 64.05 | 1: 95.9883; 1.1: 643.4957; 1.2: 0.86294; 1.3: 345.87; 1.4: 17.7756; 1.5: 643.4957; 1.6: 345.87; 1.7: 207.522; 1.8: 8.4594; 1.9: 1729.35; 2: 55.0748; 2.1: 94.9204; 2.2: 2100.463; 2.3: 58.0221; 2.4: -1456.9673; 2.5: -40.2465
| 2 | 64.1 | 1: 96.1684; 1.1: 645.2067; 1.2: 0.86524; 1.3: 346.14; 1.4: 17.809; 1.5: 645.2067; 1.6: 346.14; 1.7: 207.684; 1.8: 8.4594; 1.9: 1730.7; 2: 55.1178; 2.1: 94.9215; 2.2: 2103.7189; 2.3: 58.0668; 2.4: -1458.5122; 2.5: -40.2578
| 2 | 64.15 | 1: 96.3487; 1.1: 646.9207; 1.2: 0.86753; 1.3: 346.41; 1.4: 17.8424; 1.5: 646.9207; 1.6: 346.41; 1.7: 207.846; 1.8: 8.4594; 1.9: 1732.05; 2: 55.1608; 2.1: 94.9226; 2.2: 2106.9773; 2.3: 58.1114; 2.4: -1460.0566; 2.5: -40.269
| 2 | 64.2 | 1: 96.5292; 1.1: 648.6377; 1.2: 0.86984; 1.3: 346.68; 1.4: 17.8758; 1.5: 648.6377; 1.6: 346.68; 1.7: 208.008; 1.8: 8.4594; 1.9: 1733.4; 2: 55.2038; 2.1: 94.9237; 2.2: 2110.2382; 2.3: 58.156; 2.4: -1461.6005; 2.5: -40.2802
| 2 | 64.25 | 1: 96.7099; 1.1: 650.3578; 1.2: 0.87214; 1.3: 346.95; 1.4: 17.9092; 1.5: 650.3578; 1.6: 346.95; 1.7: 208.17; 1.8: 8.4594; 1.9: 1734.75; 2: 55.2468; 2.1: 94.9249; 2.2: 2113.5017; 2.3: 58.2006; 2.4: -1463.1439; 2.5: -40.2913
| 2 | 64.3 | 1: 96.8907; 1.1: 652.0809; 1.2: 0.87445; 1.3: 347.22; 1.4: 17.9427; 1.5: 652.0809; 1.6: 347.22; 1.7: 208.332; 1.8: 8.4594; 1.9: 1736.1; 2: 55.2898; 2.1: 94.926; 2.2: 2116.7677; 2.3: 58.2452; 2.4: -1464.6868; 2.5: -40.3025
| 2 | 64.35 | 1: 97.0717; 1.1: 653.807; 1.2: 0.87677; 1.3: 347.49; 1.4: 17.9762; 1.5: 653.807; 1.6: 347.49; 1.7: 208.494; 1.8: 8.4594; 1.9: 1737.45; 2: 55.3328; 2.1: 94.9271; 2.2: 2120.0363; 2.3: 58.2898; 2.4: -1466.2293; 2.5: -40.3136
| 2 | 64.4 | 1: 97.2529; 1.1: 655.5361; 1.2: 0.87909; 1.3: 347.76; 1.4: 18.0098; 1.5: 655.5361; 1.6: 347.76; 1.7: 208.656; 1.8: 8.4594; 1.9: 1738.8; 2: 55.3758; 2.1: 94.9282; 2.2: 2123.3074; 2.3: 58.3344; 2.4: -1467.7712; 2.5: -40.3246
| 2 | 64.45 | 1: 97.4342; 1.1: 657.2683; 1.2: 0.88141; 1.3: 348.03; 1.4: 18.0434; 1.5: 657.2683; 1.6: 348.03; 1.7: 208.818; 1.8: 8.4594; 1.9: 1740.15; 2: 55.4188; 2.1: 94.9293; 2.2: 2126.581; 2.3: 58.379; 2.4: -1469.3127; 2.5: -40.3357
| 2 | 64.5 | 1: 97.6157; 1.1: 659.0036; 1.2: 0.88374; 1.3: 348.3; 1.4: 18.077; 1.5: 659.0036; 1.6: 348.3; 1.7: 208.98; 1.8: 8.4594; 1.9: 1741.5; 2: 55.4618; 2.1: 94.9304; 2.2: 2129.8572; 2.3: 58.4236; 2.4: -1470.8536; 2.5: -40.3467
| 2 | 64.55 | 1: 97.7974; 1.1: 660.7418; 1.2: 0.88607; 1.3: 348.57; 1.4: 18.1106; 1.5: 660.7418; 1.6: 348.57; 1.7: 209.142; 1.8: 8.4594; 1.9: 1742.85; 2: 55.5048; 2.1: 94.9315; 2.2: 2133.1359; 2.3: 58.4683; 2.4: -1472.3941; 2.5: -40.3576
| 2 | 64.6 | 1: 97.9792; 1.1: 662.4831; 1.2: 0.8884; 1.3: 348.84; 1.4: 18.1443; 1.5: 662.4831; 1.6: 348.84; 1.7: 209.304; 1.8: 8.4594; 1.9: 1744.2; 2: 55.5478; 2.1: 94.9326; 2.2: 2136.4172; 2.3: 58.5129; 2.4: -1473.934; 2.5: -40.3686
| 2 | 64.65 | 1: 98.1612; 1.1: 664.2275; 1.2: 0.89074; 1.3: 349.11; 1.4: 18.178; 1.5: 664.2275; 1.6: 349.11; 1.7: 209.466; 1.8: 8.4594; 1.9: 1745.55; 2: 55.5908; 2.1: 94.9337; 2.2: 2139.7009; 2.3: 58.5575; 2.4: -1475.4735; 2.5: -40.3795
| 2 | 64.7 | 1: 98.3434; 1.1: 665.9749; 1.2: 0.89309; 1.3: 349.38; 1.4: 18.2117; 1.5: 665.9749; 1.6: 349.38; 1.7: 209.628; 1.8: 8.4594; 1.9: 1746.9; 2: 55.6338; 2.1: 94.9348; 2.2: 2142.9873; 2.3: 58.6021; 2.4: -1477.0124; 2.5: -40.3904
| 2 | 64.75 | 1: 98.5257; 1.1: 667.7253; 1.2: 0.89543; 1.3: 349.65; 1.4: 18.2455; 1.5: 667.7253; 1.6: 349.65; 1.7: 209.79; 1.8: 8.4594; 1.9: 1748.25; 2: 55.6768; 2.1: 94.9358; 2.2: 2146.2762; 2.3: 58.6467; 2.4: -1478.5508; 2.5: -40.4012
| 2 | 64.8 | 1: 98.7083; 1.1: 669.4788; 1.2: 0.89779; 1.3: 349.92; 1.4: 18.2793; 1.5: 669.4788; 1.6: 349.92; 1.7: 209.952; 1.8: 8.4594; 1.9: 1749.6; 2: 55.7197; 2.1: 94.9369; 2.2: 2149.5676; 2.3: 58.6913; 2.4: -1480.0888; 2.5: -40.412
| 2 | 64.85 | 1: 98.8909; 1.1: 671.2354; 1.2: 0.90014; 1.3: 350.19; 1.4: 18.3131; 1.5: 671.2354; 1.6: 350.19; 1.7: 210.114; 1.8: 8.4594; 1.9: 1750.95; 2: 55.7627; 2.1: 94.938; 2.2: 2152.8616; 2.3: 58.7359; 2.4: -1481.6262; 2.5: -40.4228
| 2 | 64.9 | 1: 99.0738; 1.1: 672.995; 1.2: 0.9025; 1.3: 350.46; 1.4: 18.347; 1.5: 672.995; 1.6: 350.46; 1.7: 210.276; 1.8: 8.4594; 1.9: 1752.3; 2: 55.8057; 2.1: 94.9391; 2.2: 2156.1581; 2.3: 58.7806; 2.4: -1483.163; 2.5: -40.4336
| 2 | 64.95 | 1: 99.2568; 1.1: 674.7577; 1.2: 0.90487; 1.3: 350.73; 1.4: 18.3809; 1.5: 674.7577; 1.6: 350.73; 1.7: 210.438; 1.8: 8.4594; 1.9: 1753.65; 2: 55.8487; 2.1: 94.9402; 2.2: 2159.4571; 2.3: 58.8252; 2.4: -1484.6994; 2.5: -40.4443
| 2 | 65 | 1: 99.44; 1.1: 676.5235; 1.2: 0.90723; 1.3: 351; 1.4: 18.4148; 1.5: 676.5235; 1.6: 351; 1.7: 210.6; 1.8: 8.4594; 1.9: 1755; 2: 55.8917; 2.1: 94.9412; 2.2: 2162.7587; 2.3: 58.8698; 2.4: -1486.2352; 2.5: -40.455
| 2 | 65.05 | 1: 99.6234; 1.1: 678.2923; 1.2: 0.9096; 1.3: 351.27; 1.4: 18.4488; 1.5: 678.2923; 1.6: 351.27; 1.7: 210.762; 1.8: 8.4594; 1.9: 1756.35; 2: 55.9347; 2.1: 94.9423; 2.2: 2166.0629; 2.3: 58.9144; 2.4: -1487.7706; 2.5: -40.4656
| 2 | 65.1 | 1: 99.8069; 1.1: 680.0642; 1.2: 0.91198; 1.3: 351.54; 1.4: 18.4828; 1.5: 680.0642; 1.6: 351.54; 1.7: 210.924; 1.8: 8.4594; 1.9: 1757.7; 2: 55.9777; 2.1: 94.9434; 2.2: 2169.3695; 2.3: 58.959; 2.4: -1489.3054; 2.5: -40.4763
| 2 | 65.15 | 1: 99.9906; 1.1: 681.8391; 1.2: 0.91436; 1.3: 351.81; 1.4: 18.5168; 1.5: 681.8391; 1.6: 351.81; 1.7: 211.086; 1.8: 8.4594; 1.9: 1759.05; 2: 56.0207; 2.1: 94.9445; 2.2: 2172.6788; 2.3: 59.0037; 2.4: -1490.8396; 2.5: -40.4869
| 2 | 65.2 | 1: 100.1745; 1.1: 683.6172; 1.2: 0.91675; 1.3: 352.08; 1.4: 18.5508; 1.5: 683.6172; 1.6: 352.08; 1.7: 211.248; 1.8: 8.4594; 1.9: 1760.4; 2: 56.0637; 2.1: 94.9455; 2.2: 2175.9905; 2.3: 59.0483; 2.4: -1492.3734; 2.5: -40.4975
| 2 | 65.25 | 1: 100.3585; 1.1: 685.3983; 1.2: 0.91913; 1.3: 352.35; 1.4: 18.5849; 1.5: 685.3983; 1.6: 352.35; 1.7: 211.41; 1.8: 8.4594; 1.9: 1761.75; 2: 56.1067; 2.1: 94.9466; 2.2: 2179.3048; 2.3: 59.0929; 2.4: -1493.9066; 2.5: -40.508
| 2 | 65.3 | 1: 100.5427; 1.1: 687.1825; 1.2: 0.92153; 1.3: 352.62; 1.4: 18.619; 1.5: 687.1825; 1.6: 352.62; 1.7: 211.572; 1.8: 8.4594; 1.9: 1763.1; 2: 56.1497; 2.1: 94.9476; 2.2: 2182.6217; 2.3: 59.1375; 2.4: -1495.4392; 2.5: -40.5185
| 2 | 65.35 | 1: 100.7271; 1.1: 688.9698; 1.2: 0.92392; 1.3: 352.89; 1.4: 18.6532; 1.5: 688.9698; 1.6: 352.89; 1.7: 211.734; 1.8: 8.4594; 1.9: 1764.45; 2: 56.1927; 2.1: 94.9487; 2.2: 2185.9411; 2.3: 59.1821; 2.4: -1496.9713; 2.5: -40.529
| 2 | 65.4 | 1: 100.9116; 1.1: 690.7601; 1.2: 0.92632; 1.3: 353.16; 1.4: 18.6873; 1.5: 690.7601; 1.6: 353.16; 1.7: 211.896; 1.8: 8.4594; 1.9: 1765.8; 2: 56.2357; 2.1: 94.9497; 2.2: 2189.263; 2.3: 59.2268; 2.4: -1498.5029; 2.5: -40.5394
| 2 | 65.45 | 1: 101.0963; 1.1: 692.5536; 1.2: 0.92873; 1.3: 353.43; 1.4: 18.7215; 1.5: 692.5536; 1.6: 353.43; 1.7: 212.058; 1.8: 8.4594; 1.9: 1767.15; 2: 56.2787; 2.1: 94.9508; 2.2: 2192.5875; 2.3: 59.2714; 2.4: -1500.034; 2.5: -40.5499
| 2 | 65.5 | 1: 101.2812; 1.1: 694.3501; 1.2: 0.93114; 1.3: 353.7; 1.4: 18.7558; 1.5: 694.3501; 1.6: 353.7; 1.7: 212.22; 1.8: 8.4594; 1.9: 1768.5; 2: 56.3217; 2.1: 94.9518; 2.2: 2195.9146; 2.3: 59.316; 2.4: -1501.5645; 2.5: -40.5602
| 2 | 65.55 | 1: 101.4662; 1.1: 696.1497; 1.2: 0.93355; 1.3: 353.97; 1.4: 18.79; 1.5: 696.1497; 1.6: 353.97; 1.7: 212.382; 1.8: 8.4594; 1.9: 1769.85; 2: 56.3646; 2.1: 94.9529; 2.2: 2199.2442; 2.3: 59.3606; 2.4: -1503.0944; 2.5: -40.5706
| 2 | 65.6 | 1: 101.6515; 1.1: 697.9525; 1.2: 0.93597; 1.3: 354.24; 1.4: 18.8243; 1.5: 697.9525; 1.6: 354.24; 1.7: 212.544; 1.8: 8.4594; 1.9: 1771.2; 2: 56.4076; 2.1: 94.9539; 2.2: 2202.5763; 2.3: 59.4053; 2.4: -1504.6238; 2.5: -40.5809
| 2 | 65.65 | 1: 101.8368; 1.1: 699.7583; 1.2: 0.93839; 1.3: 354.51; 1.4: 18.8587; 1.5: 699.7583; 1.6: 354.51; 1.7: 212.706; 1.8: 8.4594; 1.9: 1772.55; 2: 56.4506; 2.1: 94.955; 2.2: 2205.911; 2.3: 59.4499; 2.4: -1506.1527; 2.5: -40.5912
| 2 | 65.7 | 1: 102.0224; 1.1: 701.5673; 1.2: 0.94082; 1.3: 354.78; 1.4: 18.893; 1.5: 701.5673; 1.6: 354.78; 1.7: 212.868; 1.8: 8.4594; 1.9: 1773.9; 2: 56.4936; 2.1: 94.956; 2.2: 2209.2482; 2.3: 59.4945; 2.4: -1507.681; 2.5: -40.6015
| 2 | 65.75 | 1: 102.2081; 1.1: 703.3793; 1.2: 0.94325; 1.3: 355.05; 1.4: 18.9274; 1.5: 703.3793; 1.6: 355.05; 1.7: 213.03; 1.8: 8.4594; 1.9: 1775.25; 2: 56.5366; 2.1: 94.9571; 2.2: 2212.588; 2.3: 59.5392; 2.4: -1509.2087; 2.5: -40.6117
| 2 | 65.8 | 1: 102.394; 1.1: 705.1944; 1.2: 0.94568; 1.3: 355.32; 1.4: 18.9619; 1.5: 705.1944; 1.6: 355.32; 1.7: 213.192; 1.8: 8.4594; 1.9: 1776.6; 2: 56.5796; 2.1: 94.9581; 2.2: 2215.9303; 2.3: 59.5838; 2.4: -1510.7359; 2.5: -40.6219
| 2 | 65.85 | 1: 102.5801; 1.1: 707.0127; 1.2: 0.94812; 1.3: 355.59; 1.4: 18.9963; 1.5: 707.0127; 1.6: 355.59; 1.7: 213.354; 1.8: 8.4594; 1.9: 1777.95; 2: 56.6226; 2.1: 94.9591; 2.2: 2219.2752; 2.3: 59.6284; 2.4: -1512.2625; 2.5: -40.6321
| 2 | 65.9 | 1: 102.7663; 1.1: 708.8341; 1.2: 0.95056; 1.3: 355.86; 1.4: 19.0308; 1.5: 708.8341; 1.6: 355.86; 1.7: 213.516; 1.8: 8.4594; 1.9: 1779.3; 2: 56.6656; 2.1: 94.9601; 2.2: 2222.6226; 2.3: 59.673; 2.4: -1513.7885; 2.5: -40.6422
| 2 | 65.95 | 1: 102.9527; 1.1: 710.6585; 1.2: 0.95301; 1.3: 356.13; 1.4: 19.0653; 1.5: 710.6585; 1.6: 356.13; 1.7: 213.678; 1.8: 8.4594; 1.9: 1780.65; 2: 56.7086; 2.1: 94.9612; 2.2: 2225.9726; 2.3: 59.7177; 2.4: -1515.314; 2.5: -40.6524
| 2 | 66 | 1: 103.1393; 1.1: 712.4861; 1.2: 0.95546; 1.3: 356.4; 1.4: 19.0999; 1.5: 712.4861; 1.6: 356.4; 1.7: 213.84; 1.8: 8.4594; 1.9: 1782; 2: 56.7516; 2.1: 94.9622; 2.2: 2229.3251; 2.3: 59.7623; 2.4: -1516.8389; 2.5: -40.6624
| 2 | 66.05 | 1: 103.326; 1.1: 714.3169; 1.2: 0.95791; 1.3: 356.67; 1.4: 19.1344; 1.5: 714.3169; 1.6: 356.67; 1.7: 214.002; 1.8: 8.4594; 1.9: 1783.35; 2: 56.7946; 2.1: 94.9632; 2.2: 2232.6802; 2.3: 59.8069; 2.4: -1518.3633; 2.5: -40.6725
| 2 | 66.1 | 1: 103.5129; 1.1: 716.1507; 1.2: 0.96037; 1.3: 356.94; 1.4: 19.1691; 1.5: 716.1507; 1.6: 356.94; 1.7: 214.164; 1.8: 8.4594; 1.9: 1784.7; 2: 56.8376; 2.1: 94.9642; 2.2: 2236.0378; 2.3: 59.8516; 2.4: -1519.8871; 2.5: -40.6825
| 2 | 66.15 | 1: 103.7; 1.1: 717.9877; 1.2: 0.96284; 1.3: 357.21; 1.4: 19.2037; 1.5: 717.9877; 1.6: 357.21; 1.7: 214.326; 1.8: 8.4594; 1.9: 1786.05; 2: 56.8806; 2.1: 94.9652; 2.2: 2239.3979; 2.3: 59.8962; 2.4: -1521.4103; 2.5: -40.6925
| 2 | 66.2 | 1: 103.8872; 1.1: 719.8278; 1.2: 0.9653; 1.3: 357.48; 1.4: 19.2384; 1.5: 719.8278; 1.6: 357.48; 1.7: 214.488; 1.8: 8.4594; 1.9: 1787.4; 2: 56.9236; 2.1: 94.9663; 2.2: 2242.7607; 2.3: 59.9408; 2.4: -1522.9329; 2.5: -40.7025
| 2 | 66.25 | 1: 104.0747; 1.1: 721.671; 1.2: 0.96778; 1.3: 357.75; 1.4: 19.2731; 1.5: 721.671; 1.6: 357.75; 1.7: 214.65; 1.8: 8.4594; 1.9: 1788.75; 2: 56.9666; 2.1: 94.9673; 2.2: 2246.1259; 2.3: 59.9855; 2.4: -1524.4549; 2.5: -40.7124
| 2 | 66.3 | 1: 104.2622; 1.1: 723.5174; 1.2: 0.97025; 1.3: 358.02; 1.4: 19.3078; 1.5: 723.5174; 1.6: 358.02; 1.7: 214.812; 1.8: 8.4594; 1.9: 1790.1; 2: 57.0096; 2.1: 94.9683; 2.2: 2249.4937; 2.3: 60.0301; 2.4: -1525.9764; 2.5: -40.7223
| 2 | 66.35 | 1: 104.45; 1.1: 725.3669; 1.2: 0.97273; 1.3: 358.29; 1.4: 19.3426; 1.5: 725.3669; 1.6: 358.29; 1.7: 214.974; 1.8: 8.4594; 1.9: 1791.45; 2: 57.0525; 2.1: 94.9693; 2.2: 2252.8641; 2.3: 60.0747; 2.4: -1527.4972; 2.5: -40.7322
| 2 | 66.4 | 1: 104.6379; 1.1: 727.2195; 1.2: 0.97522; 1.3: 358.56; 1.4: 19.3774; 1.5: 727.2195; 1.6: 358.56; 1.7: 215.136; 1.8: 8.4594; 1.9: 1792.8; 2: 57.0955; 2.1: 94.9703; 2.2: 2256.237; 2.3: 60.1194; 2.4: -1529.0175; 2.5: -40.742
| 2 | 66.45 | 1: 104.826; 1.1: 729.0753; 1.2: 0.97771; 1.3: 358.83; 1.4: 19.4122; 1.5: 729.0753; 1.6: 358.83; 1.7: 215.298; 1.8: 8.4594; 1.9: 1794.15; 2: 57.1385; 2.1: 94.9713; 2.2: 2259.6125; 2.3: 60.164; 2.4: -1530.5372; 2.5: -40.7518
| 2 | 66.5 | 1: 105.0143; 1.1: 730.9342; 1.2: 0.9802; 1.3: 359.1; 1.4: 19.4471; 1.5: 730.9342; 1.6: 359.1; 1.7: 215.46; 1.8: 8.4594; 1.9: 1795.5; 2: 57.1815; 2.1: 94.9723; 2.2: 2262.9905; 2.3: 60.2087; 2.4: -1532.0563; 2.5: -40.7616
| 2 | 66.55 | 1: 105.2027; 1.1: 732.7963; 1.2: 0.9827; 1.3: 359.37; 1.4: 19.482; 1.5: 732.7963; 1.6: 359.37; 1.7: 215.622; 1.8: 8.4594; 1.9: 1796.85; 2: 57.2245; 2.1: 94.9733; 2.2: 2266.3711; 2.3: 60.2533; 2.4: -1533.5748; 2.5: -40.7713
| 2 | 66.6 | 1: 105.3913; 1.1: 734.6615; 1.2: 0.9852; 1.3: 359.64; 1.4: 19.5169; 1.5: 734.6615; 1.6: 359.64; 1.7: 215.784; 1.8: 8.4594; 1.9: 1798.2; 2: 57.2675; 2.1: 94.9743; 2.2: 2269.7542; 2.3: 60.2979; 2.4: -1535.0927; 2.5: -40.781
| 2 | 66.65 | 1: 105.58; 1.1: 736.5299; 1.2: 0.9877; 1.3: 359.91; 1.4: 19.5519; 1.5: 736.5299; 1.6: 359.91; 1.7: 215.946; 1.8: 8.4594; 1.9: 1799.55; 2: 57.3105; 2.1: 94.9752; 2.2: 2273.1399; 2.3: 60.3426; 2.4: -1536.61; 2.5: -40.7907
| 2 | 66.7 | 1: 105.769; 1.1: 738.4014; 1.2: 0.99021; 1.3: 360.18; 1.4: 19.5868; 1.5: 738.4014; 1.6: 360.18; 1.7: 216.108; 1.8: 8.4594; 1.9: 1800.9; 2: 57.3535; 2.1: 94.9762; 2.2: 2276.5282; 2.3: 60.3872; 2.4: -1538.1267; 2.5: -40.8004
| 2 | 66.75 | 1: 105.9581; 1.1: 740.2761; 1.2: 0.99273; 1.3: 360.45; 1.4: 19.6219; 1.5: 740.2761; 1.6: 360.45; 1.7: 216.27; 1.8: 8.4594; 1.9: 1802.25; 2: 57.3965; 2.1: 94.9772; 2.2: 2279.9189; 2.3: 60.4319; 2.4: -1539.6428; 2.5: -40.81
| 2 | 66.8 | 1: 106.1473; 1.1: 742.1539; 1.2: 0.99524; 1.3: 360.72; 1.4: 19.6569; 1.5: 742.1539; 1.6: 360.72; 1.7: 216.432; 1.8: 8.4594; 1.9: 1803.6; 2: 57.4395; 2.1: 94.9782; 2.2: 2283.3123; 2.3: 60.4765; 2.4: -1541.1583; 2.5: -40.8196
| 2 | 66.85 | 1: 106.3368; 1.1: 744.035; 1.2: 0.99777; 1.3: 360.99; 1.4: 19.692; 1.5: 744.035; 1.6: 360.99; 1.7: 216.594; 1.8: 8.4594; 1.9: 1804.95; 2: 57.4825; 2.1: 94.9792; 2.2: 2286.7082; 2.3: 60.5212; 2.4: -1542.6732; 2.5: -40.8292
| 2 | 66.9 | 1: 106.5264; 1.1: 745.9191; 1.2: 1.0003; 1.3: 361.26; 1.4: 19.7271; 1.5: 745.9191; 1.6: 361.26; 1.7: 216.756; 1.8: 8.4594; 1.9: 1806.3; 2: 57.5255; 2.1: 94.9801; 2.2: 2290.1066; 2.3: 60.5658; 2.4: -1544.1875; 2.5: -40.8387
| 2 | 66.95 | 1: 106.7162; 1.1: 747.8065; 1.2: 1.0028; 1.3: 361.53; 1.4: 19.7623; 1.5: 747.8065; 1.6: 361.53; 1.7: 216.918; 1.8: 8.4594; 1.9: 1807.65; 2: 57.5685; 2.1: 94.9811; 2.2: 2293.5077; 2.3: 60.6104; 2.4: -1545.7012; 2.5: -40.8482
| 2 | 67 | 1: 106.9061; 1.1: 749.697; 1.2: 1.0054; 1.3: 361.8; 1.4: 19.7974; 1.5: 749.697; 1.6: 361.8; 1.7: 217.08; 1.8: 8.4594; 1.9: 1809; 2: 57.6115; 2.1: 94.9821; 2.2: 2296.9112; 2.3: 60.6551; 2.4: -1547.2142; 2.5: -40.8577
| 2 | 67.05 | 1: 107.0962; 1.1: 751.5907; 1.2: 1.0079; 1.3: 362.07; 1.4: 19.8326; 1.5: 751.5907; 1.6: 362.07; 1.7: 217.242; 1.8: 8.4594; 1.9: 1810.35; 2: 57.6545; 2.1: 94.983; 2.2: 2300.3173; 2.3: 60.6997; 2.4: -1548.7267; 2.5: -40.8671
| 2 | 67.1 | 1: 107.2865; 1.1: 753.4875; 1.2: 1.0104; 1.3: 362.34; 1.4: 19.8679; 1.5: 753.4875; 1.6: 362.34; 1.7: 217.404; 1.8: 8.4594; 1.9: 1811.7; 2: 57.6975; 2.1: 94.984; 2.2: 2303.726; 2.3: 60.7444; 2.4: -1550.2385; 2.5: -40.8765
| 2 | 67.15 | 1: 107.477; 1.1: 755.3876; 1.2: 1.013; 1.3: 362.61; 1.4: 19.9031; 1.5: 755.3876; 1.6: 362.61; 1.7: 217.566; 1.8: 8.4594; 1.9: 1813.05; 2: 57.7404; 2.1: 94.985; 2.2: 2307.1372; 2.3: 60.789; 2.4: -1551.7497; 2.5: -40.8859
| 2 | 67.2 | 1: 107.6676; 1.1: 757.2908; 1.2: 1.0155; 1.3: 362.88; 1.4: 19.9384; 1.5: 757.2908; 1.6: 362.88; 1.7: 217.728; 1.8: 8.4594; 1.9: 1814.4; 2: 57.7834; 2.1: 94.9859; 2.2: 2310.551; 2.3: 60.8337; 2.4: -1553.2602; 2.5: -40.8952
| 2 | 67.25 | 1: 107.8584; 1.1: 759.1972; 1.2: 1.0181; 1.3: 363.15; 1.4: 19.9738; 1.5: 759.1972; 1.6: 363.15; 1.7: 217.89; 1.8: 8.4594; 1.9: 1815.75; 2: 57.8264; 2.1: 94.9869; 2.2: 2313.9674; 2.3: 60.8783; 2.4: -1554.7702; 2.5: -40.9046
| 2 | 67.3 | 1: 108.0493; 1.1: 761.1068; 1.2: 1.0207; 1.3: 363.42; 1.4: 20.0091; 1.5: 761.1068; 1.6: 363.42; 1.7: 218.052; 1.8: 8.4594; 1.9: 1817.1; 2: 57.8694; 2.1: 94.9878; 2.2: 2317.3863; 2.3: 60.923; 2.4: -1556.2795; 2.5: -40.9139
| 2 | 67.35 | 1: 108.2405; 1.1: 763.0196; 1.2: 1.0232; 1.3: 363.69; 1.4: 20.0445; 1.5: 763.0196; 1.6: 363.69; 1.7: 218.214; 1.8: 8.4594; 1.9: 1818.45; 2: 57.9124; 2.1: 94.9888; 2.2: 2320.8077; 2.3: 60.9676; 2.4: -1557.7882; 2.5: -40.9231
| 2 | 67.4 | 1: 108.4318; 1.1: 764.9356; 1.2: 1.0258; 1.3: 363.96; 1.4: 20.08; 1.5: 764.9356; 1.6: 363.96; 1.7: 218.376; 1.8: 8.4594; 1.9: 1819.8; 2: 57.9554; 2.1: 94.9897; 2.2: 2324.2318; 2.3: 61.0123; 2.4: -1559.2962; 2.5: -40.9323
| 2 | 67.45 | 1: 108.6232; 1.1: 766.8547; 1.2: 1.0284; 1.3: 364.23; 1.4: 20.1154; 1.5: 766.8547; 1.6: 364.23; 1.7: 218.538; 1.8: 8.4594; 1.9: 1821.15; 2: 57.9984; 2.1: 94.9907; 2.2: 2327.6583; 2.3: 61.057; 2.4: -1560.8036; 2.5: -40.9415
| 2 | 67.5 | 1: 108.8149; 1.1: 768.7771; 1.2: 1.0309; 1.3: 364.5; 1.4: 20.1509; 1.5: 768.7771; 1.6: 364.5; 1.7: 218.7; 1.8: 8.4594; 1.9: 1822.5; 2: 58.0414; 2.1: 94.9916; 2.2: 2331.0875; 2.3: 61.1016; 2.4: -1562.3104; 2.5: -40.9507
| 2 | 67.55 | 1: 109.0067; 1.1: 770.7027; 1.2: 1.0335; 1.3: 364.77; 1.4: 20.1864; 1.5: 770.7027; 1.6: 364.77; 1.7: 218.862; 1.8: 8.4594; 1.9: 1823.85; 2: 58.0844; 2.1: 94.9925; 2.2: 2334.5192; 2.3: 61.1463; 2.4: -1563.8165; 2.5: -40.9598
| 2 | 67.6 | 1: 109.1987; 1.1: 772.6314; 1.2: 1.0361; 1.3: 365.04; 1.4: 20.222; 1.5: 772.6314; 1.6: 365.04; 1.7: 219.024; 1.8: 8.4594; 1.9: 1825.2; 2: 58.1274; 2.1: 94.9935; 2.2: 2337.9534; 2.3: 61.1909; 2.4: -1565.322; 2.5: -40.969
| 2 | 67.65 | 1: 109.3908; 1.1: 774.5634; 1.2: 1.0387; 1.3: 365.31; 1.4: 20.2576; 1.5: 774.5634; 1.6: 365.31; 1.7: 219.186; 1.8: 8.4594; 1.9: 1826.55; 2: 58.1704; 2.1: 94.9944; 2.2: 2341.3902; 2.3: 61.2356; 2.4: -1566.8268; 2.5: -40.978
| 2 | 67.7 | 1: 109.5831; 1.1: 776.4986; 1.2: 1.0413; 1.3: 365.58; 1.4: 20.2932; 1.5: 776.4986; 1.6: 365.58; 1.7: 219.348; 1.8: 8.4594; 1.9: 1827.9; 2: 58.2134; 2.1: 94.9953; 2.2: 2344.8296; 2.3: 61.2802; 2.4: -1568.331; 2.5: -40.9871
| 2 | 67.75 | 1: 109.7756; 1.1: 778.437; 1.2: 1.0439; 1.3: 365.85; 1.4: 20.3288; 1.5: 778.437; 1.6: 365.85; 1.7: 219.51; 1.8: 8.4594; 1.9: 1829.25; 2: 58.2564; 2.1: 94.9963; 2.2: 2348.2715; 2.3: 61.3249; 2.4: -1569.8345; 2.5: -40.9961
| 2 | 67.8 | 1: 109.9682; 1.1: 780.3786; 1.2: 1.0465; 1.3: 366.12; 1.4: 20.3645; 1.5: 780.3786; 1.6: 366.12; 1.7: 219.672; 1.8: 8.4594; 1.9: 1830.6; 2: 58.2994; 2.1: 94.9972; 2.2: 2351.716; 2.3: 61.3696; 2.4: -1571.3374; 2.5: -41.0051
| 2 | 67.85 | 1: 110.1611; 1.1: 782.3234; 1.2: 1.0491; 1.3: 366.39; 1.4: 20.4002; 1.5: 782.3234; 1.6: 366.39; 1.7: 219.834; 1.8: 8.4594; 1.9: 1831.95; 2: 58.3424; 2.1: 94.9981; 2.2: 2355.1631; 2.3: 61.4142; 2.4: -1572.8397; 2.5: -41.014
| 2 | 67.9 | 1: 110.354; 1.1: 784.2714; 1.2: 1.0517; 1.3: 366.66; 1.4: 20.4359; 1.5: 784.2714; 1.6: 366.66; 1.7: 219.996; 1.8: 8.4594; 1.9: 1833.3; 2: 58.3854; 2.1: 94.999; 2.2: 2358.6127; 2.3: 61.4589; 2.4: -1574.3412; 2.5: -41.023
| 2 | 67.95 | 1: 110.5472; 1.1: 786.2227; 1.2: 1.0543; 1.3: 366.93; 1.4: 20.4717; 1.5: 786.2227; 1.6: 366.93; 1.7: 220.158; 1.8: 8.4594; 1.9: 1834.65; 2: 58.4283; 2.1: 94.9999; 2.2: 2362.0649; 2.3: 61.5036; 2.4: -1575.8421; 2.5: -41.0318
| 2 | 68 | 1: 110.7405; 1.1: 788.1772; 1.2: 1.057; 1.3: 367.2; 1.4: 20.5075; 1.5: 788.1772; 1.6: 367.2; 1.7: 220.32; 1.8: 8.4594; 1.9: 1836; 2: 58.4713; 2.1: 95.0009; 2.2: 2365.5196; 2.3: 61.5482; 2.4: -1577.3424; 2.5: -41.0407
| 2 | 68.05 | 1: 110.934; 1.1: 790.1349; 1.2: 1.0596; 1.3: 367.47; 1.4: 20.5433; 1.5: 790.1349; 1.6: 367.47; 1.7: 220.482; 1.8: 8.4594; 1.9: 1837.35; 2: 58.5143; 2.1: 95.0018; 2.2: 2368.9769; 2.3: 61.5929; 2.4: -1578.842; 2.5: -41.0495
| 2 | 68.1 | 1: 111.1277; 1.1: 792.0958; 1.2: 1.0622; 1.3: 367.74; 1.4: 20.5792; 1.5: 792.0958; 1.6: 367.74; 1.7: 220.644; 1.8: 8.4594; 1.9: 1838.7; 2: 58.5573; 2.1: 95.0027; 2.2: 2372.4367; 2.3: 61.6376; 2.4: -1580.3409; 2.5: -41.0584
| 2 | 68.15 | 1: 111.3215; 1.1: 794.06; 1.2: 1.0649; 1.3: 368.01; 1.4: 20.6151; 1.5: 794.06; 1.6: 368.01; 1.7: 220.806; 1.8: 8.4594; 1.9: 1840.05; 2: 58.6003; 2.1: 95.0036; 2.2: 2375.8992; 2.3: 61.6822; 2.4: -1581.8391; 2.5: -41.0671
| 2 | 68.2 | 1: 111.5155; 1.1: 796.0274; 1.2: 1.0675; 1.3: 368.28; 1.4: 20.651; 1.5: 796.0274; 1.6: 368.28; 1.7: 220.968; 1.8: 8.4594; 1.9: 1841.4; 2: 58.6433; 2.1: 95.0045; 2.2: 2379.3642; 2.3: 61.7269; 2.4: -1583.3367; 2.5: -41.0759
| 2 | 68.25 | 1: 111.7097; 1.1: 797.9981; 1.2: 1.0701; 1.3: 368.55; 1.4: 20.687; 1.5: 797.9981; 1.6: 368.55; 1.7: 221.13; 1.8: 8.4594; 1.9: 1842.75; 2: 58.6863; 2.1: 95.0054; 2.2: 2382.8317; 2.3: 61.7716; 2.4: -1584.8336; 2.5: -41.0846
| 2 | 68.3 | 1: 111.904; 1.1: 799.972; 1.2: 1.0728; 1.3: 368.82; 1.4: 20.723; 1.5: 799.972; 1.6: 368.82; 1.7: 221.292; 1.8: 8.4594; 1.9: 1844.1; 2: 58.7293; 2.1: 95.0063; 2.2: 2386.3018; 2.3: 61.8162; 2.4: -1586.3299; 2.5: -41.0933
| 2 | 68.35 | 1: 112.0985; 1.1: 801.9491; 1.2: 1.0754; 1.3: 369.09; 1.4: 20.759; 1.5: 801.9491; 1.6: 369.09; 1.7: 221.454; 1.8: 8.4594; 1.9: 1845.45; 2: 58.7723; 2.1: 95.0072; 2.2: 2389.7745; 2.3: 61.8609; 2.4: -1587.8254; 2.5: -41.1019
| 2 | 68.4 | 1: 112.2932; 1.1: 803.9295; 1.2: 1.0781; 1.3: 369.36; 1.4: 20.795; 1.5: 803.9295; 1.6: 369.36; 1.7: 221.616; 1.8: 8.4594; 1.9: 1846.8; 2: 58.8153; 2.1: 95.0081; 2.2: 2393.2497; 2.3: 61.9056; 2.4: -1589.3203; 2.5: -41.1105
| 2 | 68.45 | 1: 112.488; 1.1: 805.9131; 1.2: 1.0807; 1.3: 369.63; 1.4: 20.8311; 1.5: 805.9131; 1.6: 369.63; 1.7: 221.778; 1.8: 8.4594; 1.9: 1848.15; 2: 58.8583; 2.1: 95.0089; 2.2: 2396.7275; 2.3: 61.9502; 2.4: -1590.8145; 2.5: -41.1191
| 2 | 68.5 | 1: 112.6831; 1.1: 807.8999; 1.2: 1.0834; 1.3: 369.9; 1.4: 20.8672; 1.5: 807.8999; 1.6: 369.9; 1.7: 221.94; 1.8: 8.4594; 1.9: 1849.5; 2: 58.9013; 2.1: 95.0098; 2.2: 2400.2079; 2.3: 61.9949; 2.4: -1592.308; 2.5: -41.1277
| 2 | 68.55 | 1: 112.8782; 1.1: 809.8901; 1.2: 1.0861; 1.3: 370.17; 1.4: 20.9034; 1.5: 809.8901; 1.6: 370.17; 1.7: 222.102; 1.8: 8.4594; 1.9: 1850.85; 2: 58.9443; 2.1: 95.0107; 2.2: 2403.6908; 2.3: 62.0396; 2.4: -1593.8008; 2.5: -41.1362
| 2 | 68.6 | 1: 113.0736; 1.1: 811.8834; 1.2: 1.0888; 1.3: 370.44; 1.4: 20.9396; 1.5: 811.8834; 1.6: 370.44; 1.7: 222.264; 1.8: 8.4594; 1.9: 1852.2; 2: 58.9873; 2.1: 95.0116; 2.2: 2407.1763; 2.3: 62.0843; 2.4: -1595.2929; 2.5: -41.1447
| 2 | 68.65 | 1: 113.2691; 1.1: 813.8801; 1.2: 1.0914; 1.3: 370.71; 1.4: 20.9758; 1.5: 813.8801; 1.6: 370.71; 1.7: 222.426; 1.8: 8.4594; 1.9: 1853.55; 2: 59.0303; 2.1: 95.0125; 2.2: 2410.6644; 2.3: 62.129; 2.4: -1596.7843; 2.5: -41.1532
| 2 | 68.7 | 1: 113.4648; 1.1: 815.88; 1.2: 1.0941; 1.3: 370.98; 1.4: 21.012; 1.5: 815.88; 1.6: 370.98; 1.7: 222.588; 1.8: 8.4594; 1.9: 1854.9; 2: 59.0732; 2.1: 95.0133; 2.2: 2414.155; 2.3: 62.1736; 2.4: -1598.275; 2.5: -41.1616
| 2 | 68.75 | 1: 113.6607; 1.1: 817.8831; 1.2: 1.0968; 1.3: 371.25; 1.4: 21.0483; 1.5: 817.8831; 1.6: 371.25; 1.7: 222.75; 1.8: 8.4594; 1.9: 1856.25; 2: 59.1162; 2.1: 95.0142; 2.2: 2417.6482; 2.3: 62.2183; 2.4: -1599.7651; 2.5: -41.17
| 2 | 68.8 | 1: 113.8567; 1.1: 819.8896; 1.2: 1.0995; 1.3: 371.52; 1.4: 21.0846; 1.5: 819.8896; 1.6: 371.52; 1.7: 222.912; 1.8: 8.4594; 1.9: 1857.6; 2: 59.1592; 2.1: 95.0151; 2.2: 2421.144; 2.3: 62.263; 2.4: -1601.2544; 2.5: -41.1784
| 2 | 68.85 | 1: 114.0529; 1.1: 821.8993; 1.2: 1.1022; 1.3: 371.79; 1.4: 21.1209; 1.5: 821.8993; 1.6: 371.79; 1.7: 223.074; 1.8: 8.4594; 1.9: 1858.95; 2: 59.2022; 2.1: 95.0159; 2.2: 2424.6423; 2.3: 62.3077; 2.4: -1602.743; 2.5: -41.1868
| 2 | 68.9 | 1: 114.2492; 1.1: 823.9122; 1.2: 1.1049; 1.3: 372.06; 1.4: 21.1573; 1.5: 823.9122; 1.6: 372.06; 1.7: 223.236; 1.8: 8.4594; 1.9: 1860.3; 2: 59.2452; 2.1: 95.0168; 2.2: 2428.1432; 2.3: 62.3524; 2.4: -1604.231; 2.5: -41.1951
| 2 | 68.95 | 1: 114.4458; 1.1: 825.9285; 1.2: 1.1076; 1.3: 372.33; 1.4: 21.1937; 1.5: 825.9285; 1.6: 372.33; 1.7: 223.398; 1.8: 8.4594; 1.9: 1861.65; 2: 59.2882; 2.1: 95.0177; 2.2: 2431.6467; 2.3: 62.397; 2.4: -1605.7182; 2.5: -41.2034
| 2 | 69 | 1: 114.6425; 1.1: 827.948; 1.2: 1.1103; 1.3: 372.6; 1.4: 21.2301; 1.5: 827.948; 1.6: 372.6; 1.7: 223.56; 1.8: 8.4594; 1.9: 1863; 2: 59.3312; 2.1: 95.0185; 2.2: 2435.1527; 2.3: 62.4417; 2.4: -1607.2047; 2.5: -41.2116
| 2 | 69.05 | 1: 114.8394; 1.1: 829.9708; 1.2: 1.113; 1.3: 372.87; 1.4: 21.2665; 1.5: 829.9708; 1.6: 372.87; 1.7: 223.722; 1.8: 8.4594; 1.9: 1864.35; 2: 59.3742; 2.1: 95.0194; 2.2: 2438.6613; 2.3: 62.4864; 2.4: -1608.6905; 2.5: -41.2199
| 2 | 69.1 | 1: 115.0364; 1.1: 831.9969; 1.2: 1.1157; 1.3: 373.14; 1.4: 21.303; 1.5: 831.9969; 1.6: 373.14; 1.7: 223.884; 1.8: 8.4594; 1.9: 1865.7; 2: 59.4172; 2.1: 95.0202; 2.2: 2442.1725; 2.3: 62.5311; 2.4: -1610.1756; 2.5: -41.2281
| 2 | 69.15 | 1: 115.2336; 1.1: 834.0262; 1.2: 1.1184; 1.3: 373.41; 1.4: 21.3396; 1.5: 834.0262; 1.6: 373.41; 1.7: 224.046; 1.8: 8.4594; 1.9: 1867.05; 2: 59.4602; 2.1: 95.0211; 2.2: 2445.6862; 2.3: 62.5758; 2.4: -1611.66; 2.5: -41.2362
| 2 | 69.2 | 1: 115.431; 1.1: 836.0589; 1.2: 1.1212; 1.3: 373.68; 1.4: 21.3761; 1.5: 836.0589; 1.6: 373.68; 1.7: 224.208; 1.8: 8.4594; 1.9: 1868.4; 2: 59.5032; 2.1: 95.0219; 2.2: 2449.2025; 2.3: 62.6205; 2.4: -1613.1436; 2.5: -41.2444
| 2 | 69.25 | 1: 115.6285; 1.1: 838.0948; 1.2: 1.1239; 1.3: 373.95; 1.4: 21.4127; 1.5: 838.0948; 1.6: 373.95; 1.7: 224.37; 1.8: 8.4594; 1.9: 1869.75; 2: 59.5462; 2.1: 95.0228; 2.2: 2452.7214; 2.3: 62.6652; 2.4: -1614.6265; 2.5: -41.2525
| 2 | 69.3 | 1: 115.8262; 1.1: 840.1341; 1.2: 1.1266; 1.3: 374.22; 1.4: 21.4493; 1.5: 840.1341; 1.6: 374.22; 1.7: 224.532; 1.8: 8.4594; 1.9: 1871.1; 2: 59.5892; 2.1: 95.0236; 2.2: 2456.2428; 2.3: 62.7099; 2.4: -1616.1087; 2.5: -41.2606
| 2 | 69.35 | 1: 116.0241; 1.1: 842.1766; 1.2: 1.1294; 1.3: 374.49; 1.4: 21.4859; 1.5: 842.1766; 1.6: 374.49; 1.7: 224.694; 1.8: 8.4594; 1.9: 1872.45; 2: 59.6322; 2.1: 95.0244; 2.2: 2459.7668; 2.3: 62.7546; 2.4: -1617.5902; 2.5: -41.2686
| 2 | 69.4 | 1: 116.2222; 1.1: 844.2224; 1.2: 1.1321; 1.3: 374.76; 1.4: 21.5226; 1.5: 844.2224; 1.6: 374.76; 1.7: 224.856; 1.8: 8.4594; 1.9: 1873.8; 2: 59.6752; 2.1: 95.0253; 2.2: 2463.2934; 2.3: 62.7993; 2.4: -1619.071; 2.5: -41.2766
| 2 | 69.45 | 1: 116.4204; 1.1: 846.2716; 1.2: 1.1349; 1.3: 375.03; 1.4: 21.5593; 1.5: 846.2716; 1.6: 375.03; 1.7: 225.018; 1.8: 8.4594; 1.9: 1875.15; 2: 59.7182; 2.1: 95.0261; 2.2: 2466.8225; 2.3: 62.844; 2.4: -1620.551; 2.5: -41.2846
| 2 | 69.5 | 1: 116.6188; 1.1: 848.324; 1.2: 1.1376; 1.3: 375.3; 1.4: 21.5961; 1.5: 848.324; 1.6: 375.3; 1.7: 225.18; 1.8: 8.4594; 1.9: 1876.5; 2: 59.7611; 2.1: 95.0269; 2.2: 2470.3543; 2.3: 62.8887; 2.4: -1622.0303; 2.5: -41.2926
| 2 | 69.55 | 1: 116.8174; 1.1: 850.3797; 1.2: 1.1404; 1.3: 375.57; 1.4: 21.6328; 1.5: 850.3797; 1.6: 375.57; 1.7: 225.342; 1.8: 8.4594; 1.9: 1877.85; 2: 59.8041; 2.1: 95.0277; 2.2: 2473.8886; 2.3: 62.9333; 2.4: -1623.5088; 2.5: -41.3005
| 2 | 69.6 | 1: 117.0161; 1.1: 852.4388; 1.2: 1.1431; 1.3: 375.84; 1.4: 21.6696; 1.5: 852.4388; 1.6: 375.84; 1.7: 225.504; 1.8: 8.4594; 1.9: 1879.2; 2: 59.8471; 2.1: 95.0286; 2.2: 2477.4254; 2.3: 62.978; 2.4: -1624.9866; 2.5: -41.3084
| 2 | 69.65 | 1: 117.215; 1.1: 854.5011; 1.2: 1.1459; 1.3: 376.11; 1.4: 21.7065; 1.5: 854.5011; 1.6: 376.11; 1.7: 225.666; 1.8: 8.4594; 1.9: 1880.55; 2: 59.8901; 2.1: 95.0294; 2.2: 2480.9649; 2.3: 63.0227; 2.4: -1626.4637; 2.5: -41.3163
| 2 | 69.7 | 1: 117.4141; 1.1: 856.5668; 1.2: 1.1487; 1.3: 376.38; 1.4: 21.7433; 1.5: 856.5668; 1.6: 376.38; 1.7: 225.828; 1.8: 8.4594; 1.9: 1881.9; 2: 59.9331; 2.1: 95.0302; 2.2: 2484.5069; 2.3: 63.0674; 2.4: -1627.9401; 2.5: -41.3241
| 2 | 69.75 | 1: 117.6133; 1.1: 858.6358; 1.2: 1.1514; 1.3: 376.65; 1.4: 21.7802; 1.5: 858.6358; 1.6: 376.65; 1.7: 225.99; 1.8: 8.4594; 1.9: 1883.25; 2: 59.9761; 2.1: 95.031; 2.2: 2488.0514; 2.3: 63.1122; 2.4: -1629.4156; 2.5: -41.3319
| 2 | 69.8 | 1: 117.8127; 1.1: 860.7081; 1.2: 1.1542; 1.3: 376.92; 1.4: 21.8172; 1.5: 860.7081; 1.6: 376.92; 1.7: 226.152; 1.8: 8.4594; 1.9: 1884.6; 2: 60.0191; 2.1: 95.0318; 2.2: 2491.5986; 2.3: 63.1569; 2.4: -1630.8905; 2.5: -41.3397
| 2 | 69.85 | 1: 118.0123; 1.1: 862.7837; 1.2: 1.157; 1.3: 377.19; 1.4: 21.8541; 1.5: 862.7837; 1.6: 377.19; 1.7: 226.314; 1.8: 8.4594; 1.9: 1885.95; 2: 60.0621; 2.1: 95.0326; 2.2: 2495.1483; 2.3: 63.2016; 2.4: -1632.3646; 2.5: -41.3474
| 2 | 69.9 | 1: 118.212; 1.1: 864.8627; 1.2: 1.1598; 1.3: 377.46; 1.4: 21.8911; 1.5: 864.8627; 1.6: 377.46; 1.7: 226.476; 1.8: 8.4594; 1.9: 1887.3; 2: 60.1051; 2.1: 95.0334; 2.2: 2498.7006; 2.3: 63.2463; 2.4: -1633.8379; 2.5: -41.3552
| 2 | 69.95 | 1: 118.4119; 1.1: 866.945; 1.2: 1.1626; 1.3: 377.73; 1.4: 21.9281; 1.5: 866.945; 1.6: 377.73; 1.7: 226.638; 1.8: 8.4594; 1.9: 1888.65; 2: 60.1481; 2.1: 95.0342; 2.2: 2502.2555; 2.3: 63.291; 2.4: -1635.3105; 2.5: -41.3628
| 2 | 70 | 1: 118.612; 1.1: 869.0306; 1.2: 1.1654; 1.3: 378; 1.4: 21.9652; 1.5: 869.0306; 1.6: 378; 1.7: 226.8; 1.8: 8.4594; 1.9: 1890; 2: 60.1911; 2.1: 95.035; 2.2: 2505.8129; 2.3: 63.3357; 2.4: -1636.7823; 2.5: -41.3705
| 2 | 70.05 | 1: 118.8122; 1.1: 871.1195; 1.2: 1.1682; 1.3: 378.27; 1.4: 22.0023; 1.5: 871.1195; 1.6: 378.27; 1.7: 226.962; 1.8: 8.4594; 1.9: 1891.35; 2: 60.2341; 2.1: 95.0358; 2.2: 2509.3729; 2.3: 63.3804; 2.4: -1638.2534; 2.5: -41.3781
| 2 | 70.1 | 1: 119.0127; 1.1: 873.2118; 1.2: 1.171; 1.3: 378.54; 1.4: 22.0394; 1.5: 873.2118; 1.6: 378.54; 1.7: 227.124; 1.8: 8.4594; 1.9: 1892.7; 2: 60.2771; 2.1: 95.0366; 2.2: 2512.9355; 2.3: 63.4251; 2.4: -1639.7237; 2.5: -41.3857
| 2 | 70.15 | 1: 119.2133; 1.1: 875.3074; 1.2: 1.1738; 1.3: 378.81; 1.4: 22.0765; 1.5: 875.3074; 1.6: 378.81; 1.7: 227.286; 1.8: 8.4594; 1.9: 1894.05; 2: 60.3201; 2.1: 95.0374; 2.2: 2516.5007; 2.3: 63.4698; 2.4: -1641.1932; 2.5: -41.3933
| 2 | 70.2 | 1: 119.414; 1.1: 877.4064; 1.2: 1.1766; 1.3: 379.08; 1.4: 22.1137; 1.5: 877.4064; 1.6: 379.08; 1.7: 227.448; 1.8: 8.4594; 1.9: 1895.4; 2: 60.3631; 2.1: 95.0382; 2.2: 2520.0684; 2.3: 63.5145; 2.4: -1642.662; 2.5: -41.4008
| 2 | 70.25 | 1: 119.6149; 1.1: 879.5087; 1.2: 1.1794; 1.3: 379.35; 1.4: 22.1509; 1.5: 879.5087; 1.6: 379.35; 1.7: 227.61; 1.8: 8.4594; 1.9: 1896.75; 2: 60.4061; 2.1: 95.039; 2.2: 2523.6387; 2.3: 63.5592; 2.4: -1644.13; 2.5: -41.4083
| 2 | 70.3 | 1: 119.816; 1.1: 881.6143; 1.2: 1.1823; 1.3: 379.62; 1.4: 22.1882; 1.5: 881.6143; 1.6: 379.62; 1.7: 227.772; 1.8: 8.4594; 1.9: 1898.1; 2: 60.449; 2.1: 95.0398; 2.2: 2527.2116; 2.3: 63.604; 2.4: -1645.5973; 2.5: -41.4158
| 2 | 70.35 | 1: 120.0173; 1.1: 883.7233; 1.2: 1.1851; 1.3: 379.89; 1.4: 22.2254; 1.5: 883.7233; 1.6: 379.89; 1.7: 227.934; 1.8: 8.4594; 1.9: 1899.45; 2: 60.492; 2.1: 95.0405; 2.2: 2530.7871; 2.3: 63.6487; 2.4: -1647.0637; 2.5: -41.4232
| 2 | 70.4 | 1: 120.2187; 1.1: 885.8357; 1.2: 1.1879; 1.3: 380.16; 1.4: 22.2627; 1.5: 885.8357; 1.6: 380.16; 1.7: 228.096; 1.8: 8.4594; 1.9: 1900.8; 2: 60.535; 2.1: 95.0413; 2.2: 2534.3651; 2.3: 63.6934; 2.4: -1648.5294; 2.5: -41.4307
| 2 | 70.45 | 1: 120.4203; 1.1: 887.9514; 1.2: 1.1908; 1.3: 380.43; 1.4: 22.3001; 1.5: 887.9514; 1.6: 380.43; 1.7: 228.258; 1.8: 8.4594; 1.9: 1902.15; 2: 60.578; 2.1: 95.0421; 2.2: 2537.9457; 2.3: 63.7381; 2.4: -1649.9943; 2.5: -41.438
| 2 | 70.5 | 1: 120.6221; 1.1: 890.0704; 1.2: 1.1936; 1.3: 380.7; 1.4: 22.3374; 1.5: 890.0704; 1.6: 380.7; 1.7: 228.42; 1.8: 8.4594; 1.9: 1903.5; 2: 60.621; 2.1: 95.0429; 2.2: 2541.5289; 2.3: 63.7828; 2.4: -1651.4584; 2.5: -41.4454
| 2 | 70.55 | 1: 120.824; 1.1: 892.1929; 1.2: 1.1965; 1.3: 380.97; 1.4: 22.3748; 1.5: 892.1929; 1.6: 380.97; 1.7: 228.582; 1.8: 8.4594; 1.9: 1904.85; 2: 60.664; 2.1: 95.0436; 2.2: 2545.1146; 2.3: 63.8276; 2.4: -1652.9218; 2.5: -41.4527
| 2 | 70.6 | 1: 121.0261; 1.1: 894.3186; 1.2: 1.1993; 1.3: 381.24; 1.4: 22.4122; 1.5: 894.3186; 1.6: 381.24; 1.7: 228.744; 1.8: 8.4594; 1.9: 1906.2; 2: 60.707; 2.1: 95.0444; 2.2: 2548.703; 2.3: 63.8723; 2.4: -1654.3843; 2.5: -41.46
| 2 | 70.65 | 1: 121.2284; 1.1: 896.4478; 1.2: 1.2022; 1.3: 381.51; 1.4: 22.4497; 1.5: 896.4478; 1.6: 381.51; 1.7: 228.906; 1.8: 8.4594; 1.9: 1907.55; 2: 60.75; 2.1: 95.0451; 2.2: 2552.2939; 2.3: 63.917; 2.4: -1655.8461; 2.5: -41.4673
| 2 | 70.7 | 1: 121.4309; 1.1: 898.5803; 1.2: 1.205; 1.3: 381.78; 1.4: 22.4872; 1.5: 898.5803; 1.6: 381.78; 1.7: 229.068; 1.8: 8.4594; 1.9: 1908.9; 2: 60.793; 2.1: 95.0459; 2.2: 2555.8874; 2.3: 63.9617; 2.4: -1657.3071; 2.5: -41.4745
| 2 | 70.75 | 1: 121.6335; 1.1: 900.7162; 1.2: 1.2079; 1.3: 382.05; 1.4: 22.5247; 1.5: 900.7162; 1.6: 382.05; 1.7: 229.23; 1.8: 8.4594; 1.9: 1910.25; 2: 60.836; 2.1: 95.0467; 2.2: 2559.4834; 2.3: 64.0064; 2.4: -1658.7673; 2.5: -41.4817
| 2 | 70.8 | 1: 121.8363; 1.1: 902.8554; 1.2: 1.2107; 1.3: 382.32; 1.4: 22.5623; 1.5: 902.8554; 1.6: 382.32; 1.7: 229.392; 1.8: 8.4594; 1.9: 1911.6; 2: 60.879; 2.1: 95.0474; 2.2: 2563.0821; 2.3: 64.0512; 2.4: -1660.2267; 2.5: -41.4889
| 2 | 70.85 | 1: 122.0392; 1.1: 904.998; 1.2: 1.2136; 1.3: 382.59; 1.4: 22.5999; 1.5: 904.998; 1.6: 382.59; 1.7: 229.554; 1.8: 8.4594; 1.9: 1912.95; 2: 60.922; 2.1: 95.0482; 2.2: 2566.6833; 2.3: 64.0959; 2.4: -1661.6853; 2.5: -41.4961
| 2 | 70.9 | 1: 122.2423; 1.1: 907.144; 1.2: 1.2165; 1.3: 382.86; 1.4: 22.6375; 1.5: 907.144; 1.6: 382.86; 1.7: 229.716; 1.8: 8.4594; 1.9: 1914.3; 2: 60.965; 2.1: 95.0489; 2.2: 2570.2871; 2.3: 64.1406; 2.4: -1663.143; 2.5: -41.5032
| 2 | 70.95 | 1: 122.4456; 1.1: 909.2934; 1.2: 1.2194; 1.3: 383.13; 1.4: 22.6751; 1.5: 909.2934; 1.6: 383.13; 1.7: 229.878; 1.8: 8.4594; 1.9: 1915.65; 2: 61.008; 2.1: 95.0496; 2.2: 2573.8935; 2.3: 64.1854; 2.4: -1664.6; 2.5: -41.5102
| 2 | 71 | 1: 122.6491; 1.1: 911.4462; 1.2: 1.2223; 1.3: 383.4; 1.4: 22.7128; 1.5: 911.4462; 1.6: 383.4; 1.7: 230.04; 1.8: 8.4594; 1.9: 1917; 2: 61.051; 2.1: 95.0504; 2.2: 2577.5024; 2.3: 64.2301; 2.4: -1666.0562; 2.5: -41.5173
| 2 | 71.05 | 1: 122.8527; 1.1: 913.6023; 1.2: 1.2252; 1.3: 383.67; 1.4: 22.7505; 1.5: 913.6023; 1.6: 383.67; 1.7: 230.202; 1.8: 8.4594; 1.9: 1918.35; 2: 61.0939; 2.1: 95.0511; 2.2: 2581.1139; 2.3: 64.2748; 2.4: -1667.5116; 2.5: -41.5243
| 2 | 71.1 | 1: 123.0565; 1.1: 915.7619; 1.2: 1.2281; 1.3: 383.94; 1.4: 22.7882; 1.5: 915.7619; 1.6: 383.94; 1.7: 230.364; 1.8: 8.4594; 1.9: 1919.7; 2: 61.1369; 2.1: 95.0519; 2.2: 2584.7281; 2.3: 64.3196; 2.4: -1668.9662; 2.5: -41.5313
| 2 | 71.15 | 1: 123.2605; 1.1: 917.9248; 1.2: 1.231; 1.3: 384.21; 1.4: 22.826; 1.5: 917.9248; 1.6: 384.21; 1.7: 230.526; 1.8: 8.4594; 1.9: 1921.05; 2: 61.1799; 2.1: 95.0526; 2.2: 2588.3447; 2.3: 64.3643; 2.4: -1670.4199; 2.5: -41.5383
| 2 | 71.2 | 1: 123.4646; 1.1: 920.0911; 1.2: 1.2339; 1.3: 384.48; 1.4: 22.8638; 1.5: 920.0911; 1.6: 384.48; 1.7: 230.688; 1.8: 8.4594; 1.9: 1922.4; 2: 61.2229; 2.1: 95.0533; 2.2: 2591.964; 2.3: 64.409; 2.4: -1671.8729; 2.5: -41.5452
| 2 | 71.25 | 1: 123.6689; 1.1: 922.2609; 1.2: 1.2368; 1.3: 384.75; 1.4: 22.9016; 1.5: 922.2609; 1.6: 384.75; 1.7: 230.85; 1.8: 8.4594; 1.9: 1923.75; 2: 61.2659; 2.1: 95.054; 2.2: 2595.5859; 2.3: 64.4538; 2.4: -1673.325; 2.5: -41.5521
| 2 | 71.3 | 1: 123.8734; 1.1: 924.434; 1.2: 1.2397; 1.3: 385.02; 1.4: 22.9395; 1.5: 924.434; 1.6: 385.02; 1.7: 231.012; 1.8: 8.4594; 1.9: 1925.1; 2: 61.3089; 2.1: 95.0548; 2.2: 2599.2103; 2.3: 64.4985; 2.4: -1674.7763; 2.5: -41.559
| 2 | 71.35 | 1: 124.078; 1.1: 926.6105; 1.2: 1.2426; 1.3: 385.29; 1.4: 22.9774; 1.5: 926.6105; 1.6: 385.29; 1.7: 231.174; 1.8: 8.4594; 1.9: 1926.45; 2: 61.3519; 2.1: 95.0555; 2.2: 2602.8373; 2.3: 64.5433; 2.4: -1676.2268; 2.5: -41.5658
| 2 | 71.4 | 1: 124.2828; 1.1: 928.7904; 1.2: 1.2455; 1.3: 385.56; 1.4: 23.0153; 1.5: 928.7904; 1.6: 385.56; 1.7: 231.336; 1.8: 8.4594; 1.9: 1927.8; 2: 61.3949; 2.1: 95.0562; 2.2: 2606.4669; 2.3: 64.588; 2.4: -1677.6764; 2.5: -41.5727
| 2 | 71.45 | 1: 124.4878; 1.1: 930.9738; 1.2: 1.2485; 1.3: 385.83; 1.4: 23.0533; 1.5: 930.9738; 1.6: 385.83; 1.7: 231.498; 1.8: 8.4594; 1.9: 1929.15; 2: 61.4379; 2.1: 95.0569; 2.2: 2610.099; 2.3: 64.6327; 2.4: -1679.1253; 2.5: -41.5794
| 2 | 71.5 | 1: 124.693; 1.1: 933.1605; 1.2: 1.2514; 1.3: 386.1; 1.4: 23.0913; 1.5: 933.1605; 1.6: 386.1; 1.7: 231.66; 1.8: 8.4594; 1.9: 1930.5; 2: 61.4809; 2.1: 95.0576; 2.2: 2613.7338; 2.3: 64.6775; 2.4: -1680.5733; 2.5: -41.5862
| 2 | 71.55 | 1: 124.8983; 1.1: 935.3507; 1.2: 1.2543; 1.3: 386.37; 1.4: 23.1293; 1.5: 935.3507; 1.6: 386.37; 1.7: 231.822; 1.8: 8.4594; 1.9: 1931.85; 2: 61.5239; 2.1: 95.0583; 2.2: 2617.3711; 2.3: 64.7222; 2.4: -1682.0204; 2.5: -41.5929
| 2 | 71.6 | 1: 125.1038; 1.1: 937.5442; 1.2: 1.2573; 1.3: 386.64; 1.4: 23.1674; 1.5: 937.5442; 1.6: 386.64; 1.7: 231.984; 1.8: 8.4594; 1.9: 1933.2; 2: 61.5669; 2.1: 95.0591; 2.2: 2621.011; 2.3: 64.767; 2.4: -1683.4667; 2.5: -41.5996
| 2 | 71.65 | 1: 125.3094; 1.1: 939.7412; 1.2: 1.2602; 1.3: 386.91; 1.4: 23.2054; 1.5: 939.7412; 1.6: 386.91; 1.7: 232.146; 1.8: 8.4594; 1.9: 1934.55; 2: 61.6099; 2.1: 95.0598; 2.2: 2624.6535; 2.3: 64.8117; 2.4: -1684.9122; 2.5: -41.6063
| 2 | 71.7 | 1: 125.5152; 1.1: 941.9416; 1.2: 1.2632; 1.3: 387.18; 1.4: 23.2436; 1.5: 941.9416; 1.6: 387.18; 1.7: 232.308; 1.8: 8.4594; 1.9: 1935.9; 2: 61.6529; 2.1: 95.0605; 2.2: 2628.2985; 2.3: 64.8565; 2.4: -1686.3569; 2.5: -41.6129
| 2 | 71.75 | 1: 125.7212; 1.1: 944.1455; 1.2: 1.2661; 1.3: 387.45; 1.4: 23.2817; 1.5: 944.1455; 1.6: 387.45; 1.7: 232.47; 1.8: 8.4594; 1.9: 1937.25; 2: 61.6959; 2.1: 95.0612; 2.2: 2631.9462; 2.3: 64.9012; 2.4: -1687.8007; 2.5: -41.6195
| 2 | 71.8 | 1: 125.9274; 1.1: 946.3527; 1.2: 1.2691; 1.3: 387.72; 1.4: 23.3199; 1.5: 946.3527; 1.6: 387.72; 1.7: 232.632; 1.8: 8.4594; 1.9: 1938.6; 2: 61.7389; 2.1: 95.0618; 2.2: 2635.5964; 2.3: 64.946; 2.4: -1689.2437; 2.5: -41.6261
| 2 | 71.85 | 1: 126.1337; 1.1: 948.5634; 1.2: 1.272; 1.3: 387.99; 1.4: 23.3581; 1.5: 948.5634; 1.6: 387.99; 1.7: 232.794; 1.8: 8.4594; 1.9: 1939.95; 2: 61.7818; 2.1: 95.0625; 2.2: 2639.2492; 2.3: 64.9907; 2.4: -1690.6858; 2.5: -41.6326
| 2 | 71.9 | 1: 126.3402; 1.1: 950.7775; 1.2: 1.275; 1.3: 388.26; 1.4: 23.3963; 1.5: 950.7775; 1.6: 388.26; 1.7: 232.956; 1.8: 8.4594; 1.9: 1941.3; 2: 61.8248; 2.1: 95.0632; 2.2: 2642.9046; 2.3: 65.0355; 2.4: -1692.1271; 2.5: -41.6392
| 2 | 71.95 | 1: 126.5469; 1.1: 952.9951; 1.2: 1.278; 1.3: 388.53; 1.4: 23.4346; 1.5: 952.9951; 1.6: 388.53; 1.7: 233.118; 1.8: 8.4594; 1.9: 1942.65; 2: 61.8678; 2.1: 95.0639; 2.2: 2646.5625; 2.3: 65.0802; 2.4: -1693.5675; 2.5: -41.6456
| 2 | 72 | 1: 126.7537; 1.1: 955.216; 1.2: 1.281; 1.3: 388.8; 1.4: 23.4729; 1.5: 955.216; 1.6: 388.8; 1.7: 233.28; 1.8: 8.4594; 1.9: 1944; 2: 61.9108; 2.1: 95.0646; 2.2: 2650.2231; 2.3: 65.125; 2.4: -1695.0071; 2.5: -41.6521
| 2 | 72.05 | 1: 126.9607; 1.1: 957.4405; 1.2: 1.2839; 1.3: 389.07; 1.4: 23.5112; 1.5: 957.4405; 1.6: 389.07; 1.7: 233.442; 1.8: 8.4594; 1.9: 1945.35; 2: 61.9538; 2.1: 95.0653; 2.2: 2653.8862; 2.3: 65.1698; 2.4: -1696.4458; 2.5: -41.6585
| 2 | 72.1 | 1: 127.1679; 1.1: 959.6683; 1.2: 1.2869; 1.3: 389.34; 1.4: 23.5496; 1.5: 959.6683; 1.6: 389.34; 1.7: 233.604; 1.8: 8.4594; 1.9: 1946.7; 2: 61.9968; 2.1: 95.066; 2.2: 2657.5519; 2.3: 65.2145; 2.4: -1697.8836; 2.5: -41.6649
| 2 | 72.15 | 1: 127.3752; 1.1: 961.8996; 1.2: 1.2899; 1.3: 389.61; 1.4: 23.588; 1.5: 961.8996; 1.6: 389.61; 1.7: 233.766; 1.8: 8.4594; 1.9: 1948.05; 2: 62.0398; 2.1: 95.0666; 2.2: 2661.2202; 2.3: 65.2593; 2.4: -1699.3206; 2.5: -41.6713
| 2 | 72.2 | 1: 127.5828; 1.1: 964.1344; 1.2: 1.2929; 1.3: 389.88; 1.4: 23.6264; 1.5: 964.1344; 1.6: 389.88; 1.7: 233.928; 1.8: 8.4594; 1.9: 1949.4; 2: 62.0828; 2.1: 95.0673; 2.2: 2664.8911; 2.3: 65.3041; 2.4: -1700.7567; 2.5: -41.6776
| 2 | 72.25 | 1: 127.7904; 1.1: 966.3726; 1.2: 1.2959; 1.3: 390.15; 1.4: 23.6649; 1.5: 966.3726; 1.6: 390.15; 1.7: 234.09; 1.8: 8.4594; 1.9: 1950.75; 2: 62.1258; 2.1: 95.068; 2.2: 2668.5646; 2.3: 65.3488; 2.4: -1702.192; 2.5: -41.6839
| 2 | 72.3 | 1: 127.9983; 1.1: 968.6142; 1.2: 1.2989; 1.3: 390.42; 1.4: 23.7034; 1.5: 968.6142; 1.6: 390.42; 1.7: 234.252; 1.8: 8.4594; 1.9: 1952.1; 2: 62.1688; 2.1: 95.0686; 2.2: 2672.2406; 2.3: 65.3936; 2.4: -1703.6264; 2.5: -41.6902
| 2 | 72.35 | 1: 128.2063; 1.1: 970.8593; 1.2: 1.3019; 1.3: 390.69; 1.4: 23.7419; 1.5: 970.8593; 1.6: 390.69; 1.7: 234.414; 1.8: 8.4594; 1.9: 1953.45; 2: 62.2118; 2.1: 95.0693; 2.2: 2675.9192; 2.3: 65.4383; 2.4: -1705.0599; 2.5: -41.6964
| 2 | 72.4 | 1: 128.4145; 1.1: 973.1079; 1.2: 1.305; 1.3: 390.96; 1.4: 23.7805; 1.5: 973.1079; 1.6: 390.96; 1.7: 234.576; 1.8: 8.4594; 1.9: 1954.8; 2: 62.2548; 2.1: 95.07; 2.2: 2679.6004; 2.3: 65.4831; 2.4: -1706.4925; 2.5: -41.7027
| 2 | 72.45 | 1: 128.6228; 1.1: 975.3599; 1.2: 1.308; 1.3: 391.23; 1.4: 23.819; 1.5: 975.3599; 1.6: 391.23; 1.7: 234.738; 1.8: 8.4594; 1.9: 1956.15; 2: 62.2978; 2.1: 95.0706; 2.2: 2683.2842; 2.3: 65.5279; 2.4: -1707.9243; 2.5: -41.7088
| 2 | 72.5 | 1: 128.8314; 1.1: 977.6154; 1.2: 1.311; 1.3: 391.5; 1.4: 23.8577; 1.5: 977.6154; 1.6: 391.5; 1.7: 234.9; 1.8: 8.4594; 1.9: 1957.5; 2: 62.3408; 2.1: 95.0713; 2.2: 2686.9706; 2.3: 65.5727; 2.4: -1709.3552; 2.5: -41.715
| 2 | 72.55 | 1: 129.0401; 1.1: 979.8744; 1.2: 1.314; 1.3: 391.77; 1.4: 23.8963; 1.5: 979.8744; 1.6: 391.77; 1.7: 235.062; 1.8: 8.4594; 1.9: 1958.85; 2: 62.3838; 2.1: 95.0719; 2.2: 2690.6595; 2.3: 65.6174; 2.4: -1710.7852; 2.5: -41.7211
| 2 | 72.6 | 1: 129.2489; 1.1: 982.1368; 1.2: 1.3171; 1.3: 392.04; 1.4: 23.935; 1.5: 982.1368; 1.6: 392.04; 1.7: 235.224; 1.8: 8.4594; 1.9: 1960.2; 2: 62.4268; 2.1: 95.0726; 2.2: 2694.3511; 2.3: 65.6622; 2.4: -1712.2143; 2.5: -41.7272
| 2 | 72.65 | 1: 129.458; 1.1: 984.4027; 1.2: 1.3201; 1.3: 392.31; 1.4: 23.9737; 1.5: 984.4027; 1.6: 392.31; 1.7: 235.386; 1.8: 8.4594; 1.9: 1961.55; 2: 62.4697; 2.1: 95.0732; 2.2: 2698.0452; 2.3: 65.707; 2.4: -1713.6425; 2.5: -41.7333
| 2 | 72.7 | 1: 129.6672; 1.1: 986.672; 1.2: 1.3231; 1.3: 392.58; 1.4: 24.0124; 1.5: 986.672; 1.6: 392.58; 1.7: 235.548; 1.8: 8.4594; 1.9: 1962.9; 2: 62.5127; 2.1: 95.0739; 2.2: 2701.7419; 2.3: 65.7517; 2.4: -1715.0698; 2.5: -41.7393
| 2 | 72.75 | 1: 129.8765; 1.1: 988.9449; 1.2: 1.3262; 1.3: 392.85; 1.4: 24.0512; 1.5: 988.9449; 1.6: 392.85; 1.7: 235.71; 1.8: 8.4594; 1.9: 1964.25; 2: 62.5557; 2.1: 95.0745; 2.2: 2705.4412; 2.3: 65.7965; 2.4: -1716.4963; 2.5: -41.7453
| 2 | 72.8 | 1: 130.0861; 1.1: 991.2212; 1.2: 1.3292; 1.3: 393.12; 1.4: 24.09; 1.5: 991.2212; 1.6: 393.12; 1.7: 235.872; 1.8: 8.4594; 1.9: 1965.6; 2: 62.5987; 2.1: 95.0752; 2.2: 2709.143; 2.3: 65.8413; 2.4: -1717.9218; 2.5: -41.7513
| 2 | 72.85 | 1: 130.2958; 1.1: 993.501; 1.2: 1.3323; 1.3: 393.39; 1.4: 24.1288; 1.5: 993.501; 1.6: 393.39; 1.7: 236.034; 1.8: 8.4594; 1.9: 1966.95; 2: 62.6417; 2.1: 95.0758; 2.2: 2712.8475; 2.3: 65.8861; 2.4: -1719.3465; 2.5: -41.7572
| 2 | 72.9 | 1: 130.5057; 1.1: 995.7843; 1.2: 1.3354; 1.3: 393.66; 1.4: 24.1677; 1.5: 995.7843; 1.6: 393.66; 1.7: 236.196; 1.8: 8.4594; 1.9: 1968.3; 2: 62.6847; 2.1: 95.0764; 2.2: 2716.5545; 2.3: 65.9309; 2.4: -1720.7702; 2.5: -41.7631
| 2 | 72.95 | 1: 130.7157; 1.1: 998.0711; 1.2: 1.3384; 1.3: 393.93; 1.4: 24.2066; 1.5: 998.0711; 1.6: 393.93; 1.7: 236.358; 1.8: 8.4594; 1.9: 1969.65; 2: 62.7277; 2.1: 95.0771; 2.2: 2720.2641; 2.3: 65.9756; 2.4: -1722.1931; 2.5: -41.769
| 2 | 73 | 1: 130.9259; 1.1: 1000.3613; 1.2: 1.3415; 1.3: 394.2; 1.4: 24.2455; 1.5: 1000.3613; 1.6: 394.2; 1.7: 236.52; 1.8: 8.4594; 1.9: 1971; 2: 62.7707; 2.1: 95.0777; 2.2: 2723.9763; 2.3: 66.0204; 2.4: -1723.615; 2.5: -41.7749
| 2 | 73.05 | 1: 131.1363; 1.1: 1002.6551; 1.2: 1.3446; 1.3: 394.47; 1.4: 24.2845; 1.5: 1002.6551; 1.6: 394.47; 1.7: 236.682; 1.8: 8.4594; 1.9: 1972.35; 2: 62.8137; 2.1: 95.0783; 2.2: 2727.6911; 2.3: 66.0652; 2.4: -1725.0361; 2.5: -41.7807
| 2 | 73.1 | 1: 131.3469; 1.1: 1004.9523; 1.2: 1.3477; 1.3: 394.74; 1.4: 24.3235; 1.5: 1004.9523; 1.6: 394.74; 1.7: 236.844; 1.8: 8.4594; 1.9: 1973.7; 2: 62.8567; 2.1: 95.0789; 2.2: 2731.4085; 2.3: 66.11; 2.4: -1726.4562; 2.5: -41.7865
| 2 | 73.15 | 1: 131.5576; 1.1: 1007.253; 1.2: 1.3507; 1.3: 395.01; 1.4: 24.3625; 1.5: 1007.253; 1.6: 395.01; 1.7: 237.006; 1.8: 8.4594; 1.9: 1975.05; 2: 62.8997; 2.1: 95.0796; 2.2: 2735.1284; 2.3: 66.1548; 2.4: -1727.8754; 2.5: -41.7923
| 2 | 73.2 | 1: 131.7685; 1.1: 1009.5573; 1.2: 1.3538; 1.3: 395.28; 1.4: 24.4016; 1.5: 1009.5573; 1.6: 395.28; 1.7: 237.168; 1.8: 8.4594; 1.9: 1976.4; 2: 62.9427; 2.1: 95.0802; 2.2: 2738.851; 2.3: 66.1996; 2.4: -1729.2937; 2.5: -41.798
| 2 | 73.25 | 1: 131.9795; 1.1: 1011.865; 1.2: 1.3569; 1.3: 395.55; 1.4: 24.4407; 1.5: 1011.865; 1.6: 395.55; 1.7: 237.33; 1.8: 8.4594; 1.9: 1977.75; 2: 62.9857; 2.1: 95.0808; 2.2: 2742.5761; 2.3: 66.2444; 2.4: -1730.7111; 2.5: -41.8037
| 2 | 73.3 | 1: 132.1908; 1.1: 1014.1763; 1.2: 1.36; 1.3: 395.82; 1.4: 24.4798; 1.5: 1014.1763; 1.6: 395.82; 1.7: 237.492; 1.8: 8.4594; 1.9: 1979.1; 2: 63.0287; 2.1: 95.0814; 2.2: 2746.3038; 2.3: 66.2892; 2.4: -1732.1275; 2.5: -41.8094
| 2 | 73.35 | 1: 132.4022; 1.1: 1016.491; 1.2: 1.3631; 1.3: 396.09; 1.4: 24.5189; 1.5: 1016.491; 1.6: 396.09; 1.7: 237.654; 1.8: 8.4594; 1.9: 1980.45; 2: 63.0717; 2.1: 95.082; 2.2: 2750.0341; 2.3: 66.3339; 2.4: -1733.5431; 2.5: -41.815
| 2 | 73.4 | 1: 132.6137; 1.1: 1018.8093; 1.2: 1.3662; 1.3: 396.36; 1.4: 24.5581; 1.5: 1018.8093; 1.6: 396.36; 1.7: 237.816; 1.8: 8.4594; 1.9: 1981.8; 2: 63.1146; 2.1: 95.0826; 2.2: 2753.767; 2.3: 66.3787; 2.4: -1734.9577; 2.5: -41.8206
| 2 | 73.45 | 1: 132.8255; 1.1: 1021.1311; 1.2: 1.3694; 1.3: 396.63; 1.4: 24.5973; 1.5: 1021.1311; 1.6: 396.63; 1.7: 237.978; 1.8: 8.4594; 1.9: 1983.15; 2: 63.1576; 2.1: 95.0832; 2.2: 2757.5024; 2.3: 66.4235; 2.4: -1736.3713; 2.5: -41.8262
| 2 | 73.5 | 1: 133.0374; 1.1: 1023.4564; 1.2: 1.3725; 1.3: 396.9; 1.4: 24.6365; 1.5: 1023.4564; 1.6: 396.9; 1.7: 238.14; 1.8: 8.4594; 1.9: 1984.5; 2: 63.2006; 2.1: 95.0838; 2.2: 2761.2405; 2.3: 66.4683; 2.4: -1737.7841; 2.5: -41.8318
| 2 | 73.55 | 1: 133.2494; 1.1: 1025.7852; 1.2: 1.3756; 1.3: 397.17; 1.4: 24.6758; 1.5: 1025.7852; 1.6: 397.17; 1.7: 238.302; 1.8: 8.4594; 1.9: 1985.85; 2: 63.2436; 2.1: 95.0844; 2.2: 2764.9811; 2.3: 66.5131; 2.4: -1739.1959; 2.5: -41.8373
| 2 | 73.6 | 1: 133.4617; 1.1: 1028.1175; 1.2: 1.3787; 1.3: 397.44; 1.4: 24.7151; 1.5: 1028.1175; 1.6: 397.44; 1.7: 238.464; 1.8: 8.4594; 1.9: 1987.2; 2: 63.2866; 2.1: 95.085; 2.2: 2768.7243; 2.3: 66.5579; 2.4: -1740.6068; 2.5: -41.8428
| 2 | 73.65 | 1: 133.6741; 1.1: 1030.4534; 1.2: 1.3819; 1.3: 397.71; 1.4: 24.7545; 1.5: 1030.4534; 1.6: 397.71; 1.7: 238.626; 1.8: 8.4594; 1.9: 1988.55; 2: 63.3296; 2.1: 95.0856; 2.2: 2772.4701; 2.3: 66.6027; 2.4: -1742.0167; 2.5: -41.8483
| 2 | 73.7 | 1: 133.8867; 1.1: 1032.7928; 1.2: 1.385; 1.3: 397.98; 1.4: 24.7938; 1.5: 1032.7928; 1.6: 397.98; 1.7: 238.788; 1.8: 8.4594; 1.9: 1989.9; 2: 63.3726; 2.1: 95.0862; 2.2: 2776.2185; 2.3: 66.6475; 2.4: -1743.4257; 2.5: -41.8537
| 2 | 73.75 | 1: 134.0994; 1.1: 1035.1357; 1.2: 1.3881; 1.3: 398.25; 1.4: 24.8332; 1.5: 1035.1357; 1.6: 398.25; 1.7: 238.95; 1.8: 8.4594; 1.9: 1991.25; 2: 63.4156; 2.1: 95.0868; 2.2: 2779.9694; 2.3: 66.6923; 2.4: -1744.8337; 2.5: -41.8591
| 2 | 73.8 | 1: 134.3123; 1.1: 1037.4821; 1.2: 1.3913; 1.3: 398.52; 1.4: 24.8727; 1.5: 1037.4821; 1.6: 398.52; 1.7: 239.112; 1.8: 8.4594; 1.9: 1992.6; 2: 63.4586; 2.1: 95.0874; 2.2: 2783.723; 2.3: 66.7371; 2.4: -1746.2408; 2.5: -41.8645
| 2 | 73.85 | 1: 134.5254; 1.1: 1039.8321; 1.2: 1.3944; 1.3: 398.79; 1.4: 24.9121; 1.5: 1039.8321; 1.6: 398.79; 1.7: 239.274; 1.8: 8.4594; 1.9: 1993.95; 2: 63.5016; 2.1: 95.088; 2.2: 2787.4791; 2.3: 66.7819; 2.4: -1747.647; 2.5: -41.8698
| 2 | 73.9 | 1: 134.7387; 1.1: 1042.1856; 1.2: 1.3976; 1.3: 399.06; 1.4: 24.9516; 1.5: 1042.1856; 1.6: 399.06; 1.7: 239.436; 1.8: 8.4594; 1.9: 1995.3; 2: 63.5446; 2.1: 95.0886; 2.2: 2791.2378; 2.3: 66.8267; 2.4: -1749.0522; 2.5: -41.8751
| 2 | 73.95 | 1: 134.9521; 1.1: 1044.5427; 1.2: 1.4008; 1.3: 399.33; 1.4: 24.9911; 1.5: 1044.5427; 1.6: 399.33; 1.7: 239.598; 1.8: 8.4594; 1.9: 1996.65; 2: 63.5876; 2.1: 95.0891; 2.2: 2794.9991; 2.3: 66.8715; 2.4: -1750.4564; 2.5: -41.8804
| 2 | 74 | 1: 135.1657; 1.1: 1046.9032; 1.2: 1.4039; 1.3: 399.6; 1.4: 25.0307; 1.5: 1046.9032; 1.6: 399.6; 1.7: 239.76; 1.8: 8.4594; 1.9: 1998; 2: 63.6306; 2.1: 95.0897; 2.2: 2798.763; 2.3: 66.9164; 2.4: -1751.8597; 2.5: -41.8857
| 2 | 74.05 | 1: 135.3794; 1.1: 1049.2674; 1.2: 1.4071; 1.3: 399.87; 1.4: 25.0703; 1.5: 1049.2674; 1.6: 399.87; 1.7: 239.922; 1.8: 8.4594; 1.9: 1999.35; 2: 63.6736; 2.1: 95.0903; 2.2: 2802.5294; 2.3: 66.9612; 2.4: -1753.262; 2.5: -41.8909
| 2 | 74.1 | 1: 135.5934; 1.1: 1051.6351; 1.2: 1.4103; 1.3: 400.14; 1.4: 25.1099; 1.5: 1051.6351; 1.6: 400.14; 1.7: 240.084; 1.8: 8.4594; 1.9: 2000.7; 2: 63.7166; 2.1: 95.0909; 2.2: 2806.2985; 2.3: 67.006; 2.4: -1754.6634; 2.5: -41.8961
| 2 | 74.15 | 1: 135.8075; 1.1: 1054.0063; 1.2: 1.4134; 1.3: 400.41; 1.4: 25.1495; 1.5: 1054.0063; 1.6: 400.41; 1.7: 240.246; 1.8: 8.4594; 1.9: 2002.05; 2: 63.7596; 2.1: 95.0914; 2.2: 2810.0701; 2.3: 67.0508; 2.4: -1756.0638; 2.5: -41.9013
| 2 | 74.2 | 1: 136.0217; 1.1: 1056.3811; 1.2: 1.4166; 1.3: 400.68; 1.4: 25.1892; 1.5: 1056.3811; 1.6: 400.68; 1.7: 240.408; 1.8: 8.4594; 1.9: 2003.4; 2: 63.8025; 2.1: 95.092; 2.2: 2813.8443; 2.3: 67.0956; 2.4: -1757.4632; 2.5: -41.9064
| 2 | 74.25 | 1: 136.2362; 1.1: 1058.7594; 1.2: 1.4198; 1.3: 400.95; 1.4: 25.2289; 1.5: 1058.7594; 1.6: 400.95; 1.7: 240.57; 1.8: 8.4594; 1.9: 2004.75; 2: 63.8455; 2.1: 95.0926; 2.2: 2817.6211; 2.3: 67.1404; 2.4: -1758.8617; 2.5: -41.9115
| 2 | 74.3 | 1: 136.4508; 1.1: 1061.1413; 1.2: 1.423; 1.3: 401.22; 1.4: 25.2687; 1.5: 1061.1413; 1.6: 401.22; 1.7: 240.732; 1.8: 8.4594; 1.9: 2006.1; 2: 63.8885; 2.1: 95.0931; 2.2: 2821.4005; 2.3: 67.1852; 2.4: -1760.2591; 2.5: -41.9166
| 2 | 74.35 | 1: 136.6656; 1.1: 1063.5268; 1.2: 1.4262; 1.3: 401.49; 1.4: 25.3084; 1.5: 1063.5268; 1.6: 401.49; 1.7: 240.894; 1.8: 8.4594; 1.9: 2007.45; 2: 63.9315; 2.1: 95.0937; 2.2: 2825.1825; 2.3: 67.23; 2.4: -1761.6556; 2.5: -41.9216
| 2 | 74.4 | 1: 136.8805; 1.1: 1065.9158; 1.2: 1.4294; 1.3: 401.76; 1.4: 25.3482; 1.5: 1065.9158; 1.6: 401.76; 1.7: 241.056; 1.8: 8.4594; 1.9: 2008.8; 2: 63.9745; 2.1: 95.0943; 2.2: 2828.967; 2.3: 67.2749; 2.4: -1763.0512; 2.5: -41.9266
| 2 | 74.45 | 1: 137.0956; 1.1: 1068.3084; 1.2: 1.4326; 1.3: 402.03; 1.4: 25.3881; 1.5: 1068.3084; 1.6: 402.03; 1.7: 241.218; 1.8: 8.4594; 1.9: 2010.15; 2: 64.0175; 2.1: 95.0948; 2.2: 2832.7541; 2.3: 67.3197; 2.4: -1764.4457; 2.5: -41.9316
| 2 | 74.5 | 1: 137.3109; 1.1: 1070.7046; 1.2: 1.4358; 1.3: 402.3; 1.4: 25.4279; 1.5: 1070.7046; 1.6: 402.3; 1.7: 241.38; 1.8: 8.4594; 1.9: 2011.5; 2: 64.0605; 2.1: 95.0954; 2.2: 2836.5438; 2.3: 67.3645; 2.4: -1765.8392; 2.5: -41.9366
| 2 | 74.55 | 1: 137.5263; 1.1: 1073.1043; 1.2: 1.4391; 1.3: 402.57; 1.4: 25.4678; 1.5: 1073.1043; 1.6: 402.57; 1.7: 241.542; 1.8: 8.4594; 1.9: 2012.85; 2: 64.1035; 2.1: 95.0959; 2.2: 2840.3361; 2.3: 67.4093; 2.4: -1767.2318; 2.5: -41.9415
| 2 | 74.6 | 1: 137.742; 1.1: 1075.5076; 1.2: 1.4423; 1.3: 402.84; 1.4: 25.5078; 1.5: 1075.5076; 1.6: 402.84; 1.7: 241.704; 1.8: 8.4594; 1.9: 2014.2; 2: 64.1465; 2.1: 95.0965; 2.2: 2844.131; 2.3: 67.4541; 2.4: -1768.6234; 2.5: -41.9464
| 2 | 74.65 | 1: 137.9578; 1.1: 1077.9145; 1.2: 1.4455; 1.3: 403.11; 1.4: 25.5477; 1.5: 1077.9145; 1.6: 403.11; 1.7: 241.866; 1.8: 8.4594; 1.9: 2015.55; 2: 64.1895; 2.1: 95.097; 2.2: 2847.9285; 2.3: 67.499; 2.4: -1770.014; 2.5: -41.9512
| 2 | 74.7 | 1: 138.1737; 1.1: 1080.325; 1.2: 1.4487; 1.3: 403.38; 1.4: 25.5877; 1.5: 1080.325; 1.6: 403.38; 1.7: 242.028; 1.8: 8.4594; 1.9: 2016.9; 2: 64.2325; 2.1: 95.0975; 2.2: 2851.7285; 2.3: 67.5438; 2.4: -1771.4035; 2.5: -41.9561
| 2 | 74.75 | 1: 138.3898; 1.1: 1082.739; 1.2: 1.452; 1.3: 403.65; 1.4: 25.6277; 1.5: 1082.739; 1.6: 403.65; 1.7: 242.19; 1.8: 8.4594; 1.9: 2018.25; 2: 64.2755; 2.1: 95.0981; 2.2: 2855.5311; 2.3: 67.5886; 2.4: -1772.7921; 2.5: -41.9609
| 2 | 74.8 | 1: 138.6061; 1.1: 1085.1566; 1.2: 1.4552; 1.3: 403.92; 1.4: 25.6678; 1.5: 1085.1566; 1.6: 403.92; 1.7: 242.352; 1.8: 8.4594; 1.9: 2019.6; 2: 64.3185; 2.1: 95.0986; 2.2: 2859.3363; 2.3: 67.6334; 2.4: -1774.1797; 2.5: -41.9656
| 2 | 74.85 | 1: 138.8226; 1.1: 1087.5779; 1.2: 1.4585; 1.3: 404.19; 1.4: 25.7079; 1.5: 1087.5779; 1.6: 404.19; 1.7: 242.514; 1.8: 8.4594; 1.9: 2020.95; 2: 64.3615; 2.1: 95.0992; 2.2: 2863.1441; 2.3: 67.6783; 2.4: -1775.5663; 2.5: -41.9704
| 2 | 74.9 | 1: 139.0392; 1.1: 1090.0027; 1.2: 1.4617; 1.3: 404.46; 1.4: 25.748; 1.5: 1090.0027; 1.6: 404.46; 1.7: 242.676; 1.8: 8.4594; 1.9: 2022.3; 2: 64.4045; 2.1: 95.0997; 2.2: 2866.9545; 2.3: 67.7231; 2.4: -1776.9518; 2.5: -41.9751
| 2 | 74.95 | 1: 139.256; 1.1: 1092.4311; 1.2: 1.465; 1.3: 404.73; 1.4: 25.7882; 1.5: 1092.4311; 1.6: 404.73; 1.7: 242.838; 1.8: 8.4594; 1.9: 2023.65; 2: 64.4475; 2.1: 95.1002; 2.2: 2870.7675; 2.3: 67.7679; 2.4: -1778.3364; 2.5: -41.9798
| 2 | 75 | 1: 139.473; 1.1: 1094.863; 1.2: 1.4682; 1.3: 405; 1.4: 25.8283; 1.5: 1094.863; 1.6: 405; 1.7: 243; 1.8: 8.4594; 1.9: 2025; 2: 64.4904; 2.1: 95.1008; 2.2: 2874.583; 2.3: 67.8128; 2.4: -1779.7199; 2.5: -41.9844
| 2 | 75.05 | 1: 139.6901; 1.1: 1097.2986; 1.2: 1.4715; 1.3: 405.27; 1.4: 25.8685; 1.5: 1097.2986; 1.6: 405.27; 1.7: 243.162; 1.8: 8.4594; 1.9: 2026.35; 2: 64.5334; 2.1: 95.1013; 2.2: 2878.4011; 2.3: 67.8576; 2.4: -1781.1025; 2.5: -41.9891
| 2 | 75.1 | 1: 139.9074; 1.1: 1099.7378; 1.2: 1.4748; 1.3: 405.54; 1.4: 25.9088; 1.5: 1099.7378; 1.6: 405.54; 1.7: 243.324; 1.8: 8.4594; 1.9: 2027.7; 2: 64.5764; 2.1: 95.1018; 2.2: 2882.2218; 2.3: 67.9024; 2.4: -1782.484; 2.5: -41.9936
| 2 | 75.15 | 1: 140.1249; 1.1: 1102.1806; 1.2: 1.478; 1.3: 405.81; 1.4: 25.9491; 1.5: 1102.1806; 1.6: 405.81; 1.7: 243.486; 1.8: 8.4594; 1.9: 2029.05; 2: 64.6194; 2.1: 95.1023; 2.2: 2886.0451; 2.3: 67.9473; 2.4: -1783.8645; 2.5: -41.9982
| 2 | 75.2 | 1: 140.3426; 1.1: 1104.627; 1.2: 1.4813; 1.3: 406.08; 1.4: 25.9894; 1.5: 1104.627; 1.6: 406.08; 1.7: 243.648; 1.8: 8.4594; 1.9: 2030.4; 2: 64.6624; 2.1: 95.1028; 2.2: 2889.8709; 2.3: 67.9921; 2.4: -1785.2439; 2.5: -42.0027
| 2 | 75.25 | 1: 140.5604; 1.1: 1107.077; 1.2: 1.4846; 1.3: 406.35; 1.4: 26.0297; 1.5: 1107.077; 1.6: 406.35; 1.7: 243.81; 1.8: 8.4594; 1.9: 2031.75; 2: 64.7054; 2.1: 95.1034; 2.2: 2893.6994; 2.3: 68.0369; 2.4: -1786.6224; 2.5: -42.0072
| 2 | 75.3 | 1: 140.7784; 1.1: 1109.5306; 1.2: 1.4879; 1.3: 406.62; 1.4: 26.0701; 1.5: 1109.5306; 1.6: 406.62; 1.7: 243.972; 1.8: 8.4594; 1.9: 2033.1; 2: 64.7484; 2.1: 95.1039; 2.2: 2897.5304; 2.3: 68.0818; 2.4: -1787.9998; 2.5: -42.0117
| 2 | 75.35 | 1: 140.9965; 1.1: 1111.9879; 1.2: 1.4912; 1.3: 406.89; 1.4: 26.1105; 1.5: 1111.9879; 1.6: 406.89; 1.7: 244.134; 1.8: 8.4594; 1.9: 2034.45; 2: 64.7914; 2.1: 95.1044; 2.2: 2901.364; 2.3: 68.1266; 2.4: -1789.3761; 2.5: -42.0161
| 2 | 75.4 | 1: 141.2148; 1.1: 1114.4487; 1.2: 1.4945; 1.3: 407.16; 1.4: 26.1509; 1.5: 1114.4487; 1.6: 407.16; 1.7: 244.296; 1.8: 8.4594; 1.9: 2035.8; 2: 64.8344; 2.1: 95.1049; 2.2: 2905.2002; 2.3: 68.1715; 2.4: -1790.7515; 2.5: -42.0206
| 2 | 75.45 | 1: 141.4333; 1.1: 1116.9132; 1.2: 1.4978; 1.3: 407.43; 1.4: 26.1914; 1.5: 1116.9132; 1.6: 407.43; 1.7: 244.458; 1.8: 8.4594; 1.9: 2037.15; 2: 64.8774; 2.1: 95.1054; 2.2: 2909.0389; 2.3: 68.2163; 2.4: -1792.1258; 2.5: -42.0249
| 2 | 75.5 | 1: 141.652; 1.1: 1119.3813; 1.2: 1.5011; 1.3: 407.7; 1.4: 26.2319; 1.5: 1119.3813; 1.6: 407.7; 1.7: 244.62; 1.8: 8.4594; 1.9: 2038.5; 2: 64.9204; 2.1: 95.1059; 2.2: 2912.8803; 2.3: 68.2611; 2.4: -1793.499; 2.5: -42.0293
| 2 | 75.55 | 1: 141.8708; 1.1: 1121.853; 1.2: 1.5044; 1.3: 407.97; 1.4: 26.2724; 1.5: 1121.853; 1.6: 407.97; 1.7: 244.782; 1.8: 8.4594; 1.9: 2039.85; 2: 64.9634; 2.1: 95.1064; 2.2: 2916.7242; 2.3: 68.306; 2.4: -1794.8712; 2.5: -42.0336
| 2 | 75.6 | 1: 142.0898; 1.1: 1124.3283; 1.2: 1.5077; 1.3: 408.24; 1.4: 26.3129; 1.5: 1124.3283; 1.6: 408.24; 1.7: 244.944; 1.8: 8.4594; 1.9: 2041.2; 2: 65.0064; 2.1: 95.1069; 2.2: 2920.5707; 2.3: 68.3508; 2.4: -1796.2424; 2.5: -42.0379
| 2 | 75.65 | 1: 142.309; 1.1: 1126.8073; 1.2: 1.5111; 1.3: 408.51; 1.4: 26.3535; 1.5: 1126.8073; 1.6: 408.51; 1.7: 245.106; 1.8: 8.4594; 1.9: 2042.55; 2: 65.0494; 2.1: 95.1074; 2.2: 2924.4198; 2.3: 68.3957; 2.4: -1797.6125; 2.5: -42.0422
| 2 | 75.7 | 1: 142.5283; 1.1: 1129.2899; 1.2: 1.5144; 1.3: 408.78; 1.4: 26.3941; 1.5: 1129.2899; 1.6: 408.78; 1.7: 245.268; 1.8: 8.4594; 1.9: 2043.9; 2: 65.0924; 2.1: 95.1079; 2.2: 2928.2714; 2.3: 68.4405; 2.4: -1798.9815; 2.5: -42.0464
| 2 | 75.75 | 1: 142.7478; 1.1: 1131.7761; 1.2: 1.5177; 1.3: 409.05; 1.4: 26.4348; 1.5: 1131.7761; 1.6: 409.05; 1.7: 245.43; 1.8: 8.4594; 1.9: 2045.25; 2: 65.1354; 2.1: 95.1084; 2.2: 2932.1257; 2.3: 68.4854; 2.4: -1800.3495; 2.5: -42.0506
| 2 | 75.8 | 1: 142.9675; 1.1: 1134.266; 1.2: 1.5211; 1.3: 409.32; 1.4: 26.4755; 1.5: 1134.266; 1.6: 409.32; 1.7: 245.592; 1.8: 8.4594; 1.9: 2046.6; 2: 65.1783; 2.1: 95.1089; 2.2: 2935.9825; 2.3: 68.5302; 2.4: -1801.7165; 2.5: -42.0548
| 2 | 75.85 | 1: 143.1873; 1.1: 1136.7595; 1.2: 1.5244; 1.3: 409.59; 1.4: 26.5162; 1.5: 1136.7595; 1.6: 409.59; 1.7: 245.754; 1.8: 8.4594; 1.9: 2047.95; 2: 65.2213; 2.1: 95.1094; 2.2: 2939.8419; 2.3: 68.5751; 2.4: -1803.0823; 2.5: -42.0589
| 2 | 75.9 | 1: 143.4074; 1.1: 1139.2567; 1.2: 1.5278; 1.3: 409.86; 1.4: 26.5569; 1.5: 1139.2567; 1.6: 409.86; 1.7: 245.916; 1.8: 8.4594; 1.9: 2049.3; 2: 65.2643; 2.1: 95.1099; 2.2: 2943.7038; 2.3: 68.6199; 2.4: -1804.4471; 2.5: -42.063
| 2 | 75.95 | 1: 143.6275; 1.1: 1141.7575; 1.2: 1.5311; 1.3: 410.13; 1.4: 26.5977; 1.5: 1141.7575; 1.6: 410.13; 1.7: 246.078; 1.8: 8.4594; 1.9: 2050.65; 2: 65.3073; 2.1: 95.1104; 2.2: 2947.5684; 2.3: 68.6648; 2.4: -1805.8109; 2.5: -42.0671
| 2 | 76 | 1: 143.8479; 1.1: 1144.2619; 1.2: 1.5345; 1.3: 410.4; 1.4: 26.6385; 1.5: 1144.2619; 1.6: 410.4; 1.7: 246.24; 1.8: 8.4594; 1.9: 2052; 2: 65.3503; 2.1: 95.1109; 2.2: 2951.4355; 2.3: 68.7096; 2.4: -1807.1736; 2.5: -42.0711
| 2 | 76.05 | 1: 144.0684; 1.1: 1146.77; 1.2: 1.5378; 1.3: 410.67; 1.4: 26.6793; 1.5: 1146.77; 1.6: 410.67; 1.7: 246.402; 1.8: 8.4594; 1.9: 2053.35; 2: 65.3933; 2.1: 95.1114; 2.2: 2955.3052; 2.3: 68.7545; 2.4: -1808.5352; 2.5: -42.0751
| 2 | 76.1 | 1: 144.2891; 1.1: 1149.2818; 1.2: 1.5412; 1.3: 410.94; 1.4: 26.7202; 1.5: 1149.2818; 1.6: 410.94; 1.7: 246.564; 1.8: 8.4594; 1.9: 2054.7; 2: 65.4363; 2.1: 95.1118; 2.2: 2959.1775; 2.3: 68.7993; 2.4: -1809.8957; 2.5: -42.0791
| 2 | 76.15 | 1: 144.5099; 1.1: 1151.7972; 1.2: 1.5446; 1.3: 411.21; 1.4: 26.7611; 1.5: 1151.7972; 1.6: 411.21; 1.7: 246.726; 1.8: 8.4594; 1.9: 2056.05; 2: 65.4793; 2.1: 95.1123; 2.2: 2963.0523; 2.3: 68.8442; 2.4: -1811.2551; 2.5: -42.0831
| 2 | 76.2 | 1: 144.731; 1.1: 1154.3163; 1.2: 1.548; 1.3: 411.48; 1.4: 26.802; 1.5: 1154.3163; 1.6: 411.48; 1.7: 246.888; 1.8: 8.4594; 1.9: 2057.4; 2: 65.5223; 2.1: 95.1128; 2.2: 2966.9297; 2.3: 68.889; 2.4: -1812.6135; 2.5: -42.087
| 2 | 76.25 | 1: 144.9522; 1.1: 1156.839; 1.2: 1.5513; 1.3: 411.75; 1.4: 26.843; 1.5: 1156.839; 1.6: 411.75; 1.7: 247.05; 1.8: 8.4594; 1.9: 2058.75; 2: 65.5653; 2.1: 95.1133; 2.2: 2970.8097; 2.3: 68.9339; 2.4: -1813.9707; 2.5: -42.0909
| 2 | 76.3 | 1: 145.1735; 1.1: 1159.3654; 1.2: 1.5547; 1.3: 412.02; 1.4: 26.884; 1.5: 1159.3654; 1.6: 412.02; 1.7: 247.212; 1.8: 8.4594; 1.9: 2060.1; 2: 65.6083; 2.1: 95.1137; 2.2: 2974.6923; 2.3: 68.9788; 2.4: -1815.3269; 2.5: -42.0948
| 2 | 76.35 | 1: 145.395; 1.1: 1161.8955; 1.2: 1.5581; 1.3: 412.29; 1.4: 26.925; 1.5: 1161.8955; 1.6: 412.29; 1.7: 247.374; 1.8: 8.4594; 1.9: 2061.45; 2: 65.6513; 2.1: 95.1142; 2.2: 2978.5774; 2.3: 69.0236; 2.4: -1816.682; 2.5: -42.0986
| 2 | 76.4 | 1: 145.6167; 1.1: 1164.4292; 1.2: 1.5615; 1.3: 412.56; 1.4: 26.9661; 1.5: 1164.4292; 1.6: 412.56; 1.7: 247.536; 1.8: 8.4594; 1.9: 2062.8; 2: 65.6943; 2.1: 95.1147; 2.2: 2982.4652; 2.3: 69.0685; 2.4: -1818.036; 2.5: -42.1024
| 2 | 76.45 | 1: 145.8386; 1.1: 1166.9666; 1.2: 1.5649; 1.3: 412.83; 1.4: 27.0072; 1.5: 1166.9666; 1.6: 412.83; 1.7: 247.698; 1.8: 8.4594; 1.9: 2064.15; 2: 65.7373; 2.1: 95.1152; 2.2: 2986.3555; 2.3: 69.1133; 2.4: -1819.3889; 2.5: -42.1062
| 2 | 76.5 | 1: 146.0607; 1.1: 1169.5077; 1.2: 1.5683; 1.3: 413.1; 1.4: 27.0483; 1.5: 1169.5077; 1.6: 413.1; 1.7: 247.86; 1.8: 8.4594; 1.9: 2065.5; 2: 65.7803; 2.1: 95.1156; 2.2: 2990.2483; 2.3: 69.1582; 2.4: -1820.7407; 2.5: -42.1099
| 2 | 76.55 | 1: 146.2829; 1.1: 1172.0524; 1.2: 1.5717; 1.3: 413.37; 1.4: 27.0894; 1.5: 1172.0524; 1.6: 413.37; 1.7: 248.022; 1.8: 8.4594; 1.9: 2066.85; 2: 65.8232; 2.1: 95.1161; 2.2: 2994.1438; 2.3: 69.2031; 2.4: -1822.0913; 2.5: -42.1136
| 2 | 76.6 | 1: 146.5052; 1.1: 1174.6009; 1.2: 1.5752; 1.3: 413.64; 1.4: 27.1306; 1.5: 1174.6009; 1.6: 413.64; 1.7: 248.184; 1.8: 8.4594; 1.9: 2068.2; 2: 65.8662; 2.1: 95.1166; 2.2: 2998.0418; 2.3: 69.2479; 2.4: -1823.4409; 2.5: -42.1173
| 2 | 76.65 | 1: 146.7278; 1.1: 1177.153; 1.2: 1.5786; 1.3: 413.91; 1.4: 27.1718; 1.5: 1177.153; 1.6: 413.91; 1.7: 248.346; 1.8: 8.4594; 1.9: 2069.55; 2: 65.9092; 2.1: 95.117; 2.2: 3001.9423; 2.3: 69.2928; 2.4: -1824.7894; 2.5: -42.121
| 2 | 76.7 | 1: 146.9505; 1.1: 1179.7088; 1.2: 1.582; 1.3: 414.18; 1.4: 27.2131; 1.5: 1179.7088; 1.6: 414.18; 1.7: 248.508; 1.8: 8.4594; 1.9: 2070.9; 2: 65.9522; 2.1: 95.1175; 2.2: 3005.8455; 2.3: 69.3377; 2.4: -1826.1367; 2.5: -42.1246
| 2 | 76.75 | 1: 147.1734; 1.1: 1182.2683; 1.2: 1.5854; 1.3: 414.45; 1.4: 27.2543; 1.5: 1182.2683; 1.6: 414.45; 1.7: 248.67; 1.8: 8.4594; 1.9: 2072.25; 2: 65.9952; 2.1: 95.1179; 2.2: 3009.7512; 2.3: 69.3825; 2.4: -1827.483; 2.5: -42.1282
| 2 | 76.8 | 1: 147.3964; 1.1: 1184.8314; 1.2: 1.5889; 1.3: 414.72; 1.4: 27.2956; 1.5: 1184.8314; 1.6: 414.72; 1.7: 248.832; 1.8: 8.4594; 1.9: 2073.6; 2: 66.0382; 2.1: 95.1184; 2.2: 3013.6595; 2.3: 69.4274; 2.4: -1828.8281; 2.5: -42.1318
| 2 | 76.85 | 1: 147.6196; 1.1: 1187.3983; 1.2: 1.5923; 1.3: 414.99; 1.4: 27.337; 1.5: 1187.3983; 1.6: 414.99; 1.7: 248.994; 1.8: 8.4594; 1.9: 2074.95; 2: 66.0812; 2.1: 95.1189; 2.2: 3017.5704; 2.3: 69.4723; 2.4: -1830.1721; 2.5: -42.1353
| 2 | 76.9 | 1: 147.843; 1.1: 1189.9689; 1.2: 1.5958; 1.3: 415.26; 1.4: 27.3783; 1.5: 1189.9689; 1.6: 415.26; 1.7: 249.156; 1.8: 8.4594; 1.9: 2076.3; 2: 66.1242; 2.1: 95.1193; 2.2: 3021.4838; 2.3: 69.5171; 2.4: -1831.5149; 2.5: -42.1388
| 2 | 76.95 | 1: 148.0666; 1.1: 1192.5432; 1.2: 1.5992; 1.3: 415.53; 1.4: 27.4197; 1.5: 1192.5432; 1.6: 415.53; 1.7: 249.318; 1.8: 8.4594; 1.9: 2077.65; 2: 66.1672; 2.1: 95.1198; 2.2: 3025.3998; 2.3: 69.562; 2.4: -1832.8566; 2.5: -42.1423
| 2 | 77 | 1: 148.2903; 1.1: 1195.1211; 1.2: 1.6027; 1.3: 415.8; 1.4: 27.4612; 1.5: 1195.1211; 1.6: 415.8; 1.7: 249.48; 1.8: 8.4594; 1.9: 2079; 2: 66.2102; 2.1: 95.1202; 2.2: 3029.3184; 2.3: 69.6069; 2.4: -1834.1972; 2.5: -42.1457
| 2 | 77.05 | 1: 148.5142; 1.1: 1197.7028; 1.2: 1.6061; 1.3: 416.07; 1.4: 27.5026; 1.5: 1197.7028; 1.6: 416.07; 1.7: 249.642; 1.8: 8.4594; 1.9: 2080.35; 2: 66.2532; 2.1: 95.1207; 2.2: 3033.2395; 2.3: 69.6517; 2.4: -1835.5367; 2.5: -42.1491
| 2 | 77.1 | 1: 148.7383; 1.1: 1200.2882; 1.2: 1.6096; 1.3: 416.34; 1.4: 27.5441; 1.5: 1200.2882; 1.6: 416.34; 1.7: 249.804; 1.8: 8.4594; 1.9: 2081.7; 2: 66.2962; 2.1: 95.1211; 2.2: 3037.1632; 2.3: 69.6966; 2.4: -1836.875; 2.5: -42.1525
| 2 | 77.15 | 1: 148.9625; 1.1: 1202.8773; 1.2: 1.6131; 1.3: 416.61; 1.4: 27.5857; 1.5: 1202.8773; 1.6: 416.61; 1.7: 249.966; 1.8: 8.4594; 1.9: 2083.05; 2: 66.3392; 2.1: 95.1216; 2.2: 3041.0895; 2.3: 69.7415; 2.4: -1838.2122; 2.5: -42.1558
| 2 | 77.2 | 1: 149.1869; 1.1: 1205.4701; 1.2: 1.6166; 1.3: 416.88; 1.4: 27.6272; 1.5: 1205.4701; 1.6: 416.88; 1.7: 250.128; 1.8: 8.4594; 1.9: 2084.4; 2: 66.3822; 2.1: 95.122; 2.2: 3045.0183; 2.3: 69.7863; 2.4: -1839.5482; 2.5: -42.1591
| 2 | 77.25 | 1: 149.4115; 1.1: 1208.0666; 1.2: 1.62; 1.3: 417.15; 1.4: 27.6688; 1.5: 1208.0666; 1.6: 417.15; 1.7: 250.29; 1.8: 8.4594; 1.9: 2085.75; 2: 66.4252; 2.1: 95.1224; 2.2: 3048.9497; 2.3: 69.8312; 2.4: -1840.8831; 2.5: -42.1624
| 2 | 77.3 | 1: 149.6362; 1.1: 1210.6668; 1.2: 1.6235; 1.3: 417.42; 1.4: 27.7104; 1.5: 1210.6668; 1.6: 417.42; 1.7: 250.452; 1.8: 8.4594; 1.9: 2087.1; 2: 66.4682; 2.1: 95.1229; 2.2: 3052.8837; 2.3: 69.8761; 2.4: -1842.2169; 2.5: -42.1657
| 2 | 77.35 | 1: 149.8611; 1.1: 1213.2708; 1.2: 1.627; 1.3: 417.69; 1.4: 27.7521; 1.5: 1213.2708; 1.6: 417.69; 1.7: 250.614; 1.8: 8.4594; 1.9: 2088.45; 2: 66.5111; 2.1: 95.1233; 2.2: 3056.8202; 2.3: 69.921; 2.4: -1843.5494; 2.5: -42.1689
| 2 | 77.4 | 1: 150.0862; 1.1: 1215.8784; 1.2: 1.6305; 1.3: 417.96; 1.4: 27.7937; 1.5: 1215.8784; 1.6: 417.96; 1.7: 250.776; 1.8: 8.4594; 1.9: 2089.8; 2: 66.5541; 2.1: 95.1238; 2.2: 3060.7593; 2.3: 69.9658; 2.4: -1844.8809; 2.5: -42.1721
| 2 | 77.45 | 1: 150.3115; 1.1: 1218.4898; 1.2: 1.634; 1.3: 418.23; 1.4: 27.8355; 1.5: 1218.4898; 1.6: 418.23; 1.7: 250.938; 1.8: 8.4594; 1.9: 2091.15; 2: 66.5971; 2.1: 95.1242; 2.2: 3064.7009; 2.3: 70.0107; 2.4: -1846.2111; 2.5: -42.1753
| 2 | 77.5 | 1: 150.5369; 1.1: 1221.105; 1.2: 1.6375; 1.3: 418.5; 1.4: 27.8772; 1.5: 1221.105; 1.6: 418.5; 1.7: 251.1; 1.8: 8.4594; 1.9: 2092.5; 2: 66.6401; 2.1: 95.1246; 2.2: 3068.6452; 2.3: 70.0556; 2.4: -1847.5402; 2.5: -42.1784
| 2 | 77.55 | 1: 150.7625; 1.1: 1223.7238; 1.2: 1.641; 1.3: 418.77; 1.4: 27.919; 1.5: 1223.7238; 1.6: 418.77; 1.7: 251.262; 1.8: 8.4594; 1.9: 2093.85; 2: 66.6831; 2.1: 95.1251; 2.2: 3072.5919; 2.3: 70.1005; 2.4: -1848.8681; 2.5: -42.1815
| 2 | 77.6 | 1: 150.9882; 1.1: 1226.3464; 1.2: 1.6446; 1.3: 419.04; 1.4: 27.9608; 1.5: 1226.3464; 1.6: 419.04; 1.7: 251.424; 1.8: 8.4594; 1.9: 2095.2; 2: 66.7261; 2.1: 95.1255; 2.2: 3076.5413; 2.3: 70.1453; 2.4: -1850.1949; 2.5: -42.1846
| 2 | 77.65 | 1: 151.2141; 1.1: 1228.9727; 1.2: 1.6481; 1.3: 419.31; 1.4: 28.0026; 1.5: 1228.9727; 1.6: 419.31; 1.7: 251.586; 1.8: 8.4594; 1.9: 2096.55; 2: 66.7691; 2.1: 95.1259; 2.2: 3080.4932; 2.3: 70.1902; 2.4: -1851.5205; 2.5: -42.1876
| 2 | 77.7 | 1: 151.4402; 1.1: 1231.6028; 1.2: 1.6516; 1.3: 419.58; 1.4: 28.0445; 1.5: 1231.6028; 1.6: 419.58; 1.7: 251.748; 1.8: 8.4594; 1.9: 2097.9; 2: 66.8121; 2.1: 95.1264; 2.2: 3084.4476; 2.3: 70.2351; 2.4: -1852.8448; 2.5: -42.1906
| 2 | 77.75 | 1: 151.6665; 1.1: 1234.2366; 1.2: 1.6551; 1.3: 419.85; 1.4: 28.0864; 1.5: 1234.2366; 1.6: 419.85; 1.7: 251.91; 1.8: 8.4594; 1.9: 2099.25; 2: 66.8551; 2.1: 95.1268; 2.2: 3088.4047; 2.3: 70.28; 2.4: -1854.1681; 2.5: -42.1936
| 2 | 77.8 | 1: 151.8929; 1.1: 1236.8741; 1.2: 1.6587; 1.3: 420.12; 1.4: 28.1283; 1.5: 1236.8741; 1.6: 420.12; 1.7: 252.072; 1.8: 8.4594; 1.9: 2100.6; 2: 66.8981; 2.1: 95.1272; 2.2: 3092.3642; 2.3: 70.3249; 2.4: -1855.4901; 2.5: -42.1965
| 2 | 77.85 | 1: 152.1195; 1.1: 1239.5154; 1.2: 1.6622; 1.3: 420.39; 1.4: 28.1703; 1.5: 1239.5154; 1.6: 420.39; 1.7: 252.234; 1.8: 8.4594; 1.9: 2101.95; 2: 66.9411; 2.1: 95.1277; 2.2: 3096.3264; 2.3: 70.3697; 2.4: -1856.8109; 2.5: -42.1995
| 2 | 77.9 | 1: 152.3463; 1.1: 1242.1605; 1.2: 1.6658; 1.3: 420.66; 1.4: 28.2123; 1.5: 1242.1605; 1.6: 420.66; 1.7: 252.396; 1.8: 8.4594; 1.9: 2103.3; 2: 66.9841; 2.1: 95.1281; 2.2: 3100.2911; 2.3: 70.4146; 2.4: -1858.1306; 2.5: -42.2023
| 2 | 77.95 | 1: 152.5732; 1.1: 1244.8093; 1.2: 1.6693; 1.3: 420.93; 1.4: 28.2543; 1.5: 1244.8093; 1.6: 420.93; 1.7: 252.558; 1.8: 8.4594; 1.9: 2104.65; 2: 67.0271; 2.1: 95.1285; 2.2: 3104.2583; 2.3: 70.4595; 2.4: -1859.449; 2.5: -42.2052
| 2 | 78 | 1: 152.8003; 1.1: 1247.4618; 1.2: 1.6729; 1.3: 421.2; 1.4: 28.2964; 1.5: 1247.4618; 1.6: 421.2; 1.7: 252.72; 1.8: 8.4594; 1.9: 2106; 2: 67.0701; 2.1: 95.1289; 2.2: 3108.2281; 2.3: 70.5044; 2.4: -1860.7663; 2.5: -42.208
| 2 | 78.05 | 1: 153.0276; 1.1: 1250.1181; 1.2: 1.6764; 1.3: 421.47; 1.4: 28.3384; 1.5: 1250.1181; 1.6: 421.47; 1.7: 252.882; 1.8: 8.4594; 1.9: 2107.35; 2: 67.1131; 2.1: 95.1293; 2.2: 3112.2005; 2.3: 70.5493; 2.4: -1862.0823; 2.5: -42.2108
| 2 | 78.1 | 1: 153.255; 1.1: 1252.7782; 1.2: 1.68; 1.3: 421.74; 1.4: 28.3806; 1.5: 1252.7782; 1.6: 421.74; 1.7: 253.044; 1.8: 8.4594; 1.9: 2108.7; 2: 67.1561; 2.1: 95.1298; 2.2: 3116.1754; 2.3: 70.5941; 2.4: -1863.3972; 2.5: -42.2136
| 2 | 78.15 | 1: 153.4826; 1.1: 1255.442; 1.2: 1.6836; 1.3: 422.01; 1.4: 28.4227; 1.5: 1255.442; 1.6: 422.01; 1.7: 253.206; 1.8: 8.4594; 1.9: 2110.05; 2: 67.199; 2.1: 95.1302; 2.2: 3120.1528; 2.3: 70.639; 2.4: -1864.7108; 2.5: -42.2163
| 2 | 78.2 | 1: 153.7104; 1.1: 1258.1096; 1.2: 1.6872; 1.3: 422.28; 1.4: 28.4649; 1.5: 1258.1096; 1.6: 422.28; 1.7: 253.368; 1.8: 8.4594; 1.9: 2111.4; 2: 67.242; 2.1: 95.1306; 2.2: 3124.1329; 2.3: 70.6839; 2.4: -1866.0233; 2.5: -42.219
| 2 | 78.25 | 1: 153.9384; 1.1: 1260.781; 1.2: 1.6907; 1.3: 422.55; 1.4: 28.5071; 1.5: 1260.781; 1.6: 422.55; 1.7: 253.53; 1.8: 8.4594; 1.9: 2112.75; 2: 67.285; 2.1: 95.131; 2.2: 3128.1154; 2.3: 70.7288; 2.4: -1867.3345; 2.5: -42.2217
| 2 | 78.3 | 1: 154.1665; 1.1: 1263.4561; 1.2: 1.6943; 1.3: 422.82; 1.4: 28.5494; 1.5: 1263.4561; 1.6: 422.82; 1.7: 253.692; 1.8: 8.4594; 1.9: 2114.1; 2: 67.328; 2.1: 95.1314; 2.2: 3132.1005; 2.3: 70.7737; 2.4: -1868.6445; 2.5: -42.2243
| 2 | 78.35 | 1: 154.3948; 1.1: 1266.135; 1.2: 1.6979; 1.3: 423.09; 1.4: 28.5916; 1.5: 1266.135; 1.6: 423.09; 1.7: 253.854; 1.8: 8.4594; 1.9: 2115.45; 2: 67.371; 2.1: 95.1319; 2.2: 3136.0882; 2.3: 70.8186; 2.4: -1869.9532; 2.5: -42.2269
| 2 | 78.4 | 1: 154.6232; 1.1: 1268.8177; 1.2: 1.7015; 1.3: 423.36; 1.4: 28.6339; 1.5: 1268.8177; 1.6: 423.36; 1.7: 254.016; 1.8: 8.4594; 1.9: 2116.8; 2: 67.414; 2.1: 95.1323; 2.2: 3140.0784; 2.3: 70.8634; 2.4: -1871.2608; 2.5: -42.2295
| 2 | 78.45 | 1: 154.8519; 1.1: 1271.5041; 1.2: 1.7051; 1.3: 423.63; 1.4: 28.6763; 1.5: 1271.5041; 1.6: 423.63; 1.7: 254.178; 1.8: 8.4594; 1.9: 2118.15; 2: 67.457; 2.1: 95.1327; 2.2: 3144.0712; 2.3: 70.9083; 2.4: -1872.5671; 2.5: -42.2321
| 2 | 78.5 | 1: 155.0807; 1.1: 1274.1944; 1.2: 1.7087; 1.3: 423.9; 1.4: 28.7186; 1.5: 1274.1944; 1.6: 423.9; 1.7: 254.34; 1.8: 8.4594; 1.9: 2119.5; 2: 67.5; 2.1: 95.1331; 2.2: 3148.0665; 2.3: 70.9532; 2.4: -1873.8722; 2.5: -42.2346
| 2 | 78.55 | 1: 155.3096; 1.1: 1276.8884; 1.2: 1.7123; 1.3: 424.17; 1.4: 28.761; 1.5: 1276.8884; 1.6: 424.17; 1.7: 254.502; 1.8: 8.4594; 1.9: 2120.85; 2: 67.543; 2.1: 95.1335; 2.2: 3152.0644; 2.3: 70.9981; 2.4: -1875.176; 2.5: -42.2371
| 2 | 78.6 | 1: 155.5387; 1.1: 1279.5862; 1.2: 1.716; 1.3: 424.44; 1.4: 28.8035; 1.5: 1279.5862; 1.6: 424.44; 1.7: 254.664; 1.8: 8.4594; 1.9: 2122.2; 2: 67.586; 2.1: 95.1339; 2.2: 3156.0648; 2.3: 71.043; 2.4: -1876.4786; 2.5: -42.2395
| 2 | 78.65 | 1: 155.768; 1.1: 1282.2878; 1.2: 1.7196; 1.3: 424.71; 1.4: 28.8459; 1.5: 1282.2878; 1.6: 424.71; 1.7: 254.826; 1.8: 8.4594; 1.9: 2123.55; 2: 67.629; 2.1: 95.1343; 2.2: 3160.0677; 2.3: 71.0879; 2.4: -1877.78; 2.5: -42.2419
| 2 | 78.7 | 1: 155.9975; 1.1: 1284.9932; 1.2: 1.7232; 1.3: 424.98; 1.4: 28.8884; 1.5: 1284.9932; 1.6: 424.98; 1.7: 254.988; 1.8: 8.4594; 1.9: 2124.9; 2: 67.672; 2.1: 95.1348; 2.2: 3164.0732; 2.3: 71.1328; 2.4: -1879.0801; 2.5: -42.2443
| 2 | 78.75 | 1: 156.2272; 1.1: 1287.7023; 1.2: 1.7268; 1.3: 425.25; 1.4: 28.931; 1.5: 1287.7023; 1.6: 425.25; 1.7: 255.15; 1.8: 8.4594; 1.9: 2126.25; 2: 67.715; 2.1: 95.1352; 2.2: 3168.0813; 2.3: 71.1776; 2.4: -1880.3789; 2.5: -42.2467
| 2 | 78.8 | 1: 156.457; 1.1: 1290.4153; 1.2: 1.7305; 1.3: 425.52; 1.4: 28.9735; 1.5: 1290.4153; 1.6: 425.52; 1.7: 255.312; 1.8: 8.4594; 1.9: 2127.6; 2: 67.758; 2.1: 95.1356; 2.2: 3172.0919; 2.3: 71.2225; 2.4: -1881.6765; 2.5: -42.249
| 2 | 78.85 | 1: 156.6869; 1.1: 1293.1321; 1.2: 1.7341; 1.3: 425.79; 1.4: 29.0161; 1.5: 1293.1321; 1.6: 425.79; 1.7: 255.474; 1.8: 8.4594; 1.9: 2128.95; 2: 67.801; 2.1: 95.136; 2.2: 3176.105; 2.3: 71.2674; 2.4: -1882.9729; 2.5: -42.2513
| 2 | 78.9 | 1: 156.9171; 1.1: 1295.8527; 1.2: 1.7378; 1.3: 426.06; 1.4: 29.0587; 1.5: 1295.8527; 1.6: 426.06; 1.7: 255.636; 1.8: 8.4594; 1.9: 2130.3; 2: 67.8439; 2.1: 95.1364; 2.2: 3180.1206; 2.3: 71.3123; 2.4: -1884.268; 2.5: -42.2536
| 2 | 78.95 | 1: 157.1474; 1.1: 1298.577; 1.2: 1.7414; 1.3: 426.33; 1.4: 29.1014; 1.5: 1298.577; 1.6: 426.33; 1.7: 255.798; 1.8: 8.4594; 1.9: 2131.65; 2: 67.8869; 2.1: 95.1368; 2.2: 3184.1388; 2.3: 71.3572; 2.4: -1885.5618; 2.5: -42.2558
| 2 | 79 | 1: 157.3779; 1.1: 1301.3052; 1.2: 1.7451; 1.3: 426.6; 1.4: 29.1441; 1.5: 1301.3052; 1.6: 426.6; 1.7: 255.96; 1.8: 8.4594; 1.9: 2133; 2: 67.9299; 2.1: 95.1372; 2.2: 3188.1596; 2.3: 71.4021; 2.4: -1886.8544; 2.5: -42.258
| 2 | 79.05 | 1: 157.6085; 1.1: 1304.0372; 1.2: 1.7487; 1.3: 426.87; 1.4: 29.1868; 1.5: 1304.0372; 1.6: 426.87; 1.7: 256.122; 1.8: 8.4594; 1.9: 2134.35; 2: 67.9729; 2.1: 95.1376; 2.2: 3192.1829; 2.3: 71.447; 2.4: -1888.1456; 2.5: -42.2602
| 2 | 79.1 | 1: 157.8394; 1.1: 1306.773; 1.2: 1.7524; 1.3: 427.14; 1.4: 29.2295; 1.5: 1306.773; 1.6: 427.14; 1.7: 256.284; 1.8: 8.4594; 1.9: 2135.7; 2: 68.0159; 2.1: 95.138; 2.2: 3196.2087; 2.3: 71.4918; 2.4: -1889.4356; 2.5: -42.2623
| 2 | 79.15 | 1: 158.0703; 1.1: 1309.5127; 1.2: 1.7561; 1.3: 427.41; 1.4: 29.2723; 1.5: 1309.5127; 1.6: 427.41; 1.7: 256.446; 1.8: 8.4594; 1.9: 2137.05; 2: 68.0589; 2.1: 95.1384; 2.2: 3200.237; 2.3: 71.5367; 2.4: -1890.7244; 2.5: -42.2644
| 2 | 79.2 | 1: 158.3015; 1.1: 1312.2561; 1.2: 1.7598; 1.3: 427.68; 1.4: 29.3151; 1.5: 1312.2561; 1.6: 427.68; 1.7: 256.608; 1.8: 8.4594; 1.9: 2138.4; 2: 68.1019; 2.1: 95.1388; 2.2: 3204.2679; 2.3: 71.5816; 2.4: -1892.0118; 2.5: -42.2665
| 2 | 79.25 | 1: 158.5328; 1.1: 1315.0034; 1.2: 1.7634; 1.3: 427.95; 1.4: 29.3579; 1.5: 1315.0034; 1.6: 427.95; 1.7: 256.77; 1.8: 8.4594; 1.9: 2139.75; 2: 68.1449; 2.1: 95.1392; 2.2: 3208.3013; 2.3: 71.6265; 2.4: -1893.2979; 2.5: -42.2686
| 2 | 79.3 | 1: 158.7643; 1.1: 1317.7545; 1.2: 1.7671; 1.3: 428.22; 1.4: 29.4008; 1.5: 1317.7545; 1.6: 428.22; 1.7: 256.932; 1.8: 8.4594; 1.9: 2141.1; 2: 68.1879; 2.1: 95.1396; 2.2: 3212.3373; 2.3: 71.6714; 2.4: -1894.5828; 2.5: -42.2706
| 2 | 79.35 | 1: 158.996; 1.1: 1320.5094; 1.2: 1.7708; 1.3: 428.49; 1.4: 29.4437; 1.5: 1320.5094; 1.6: 428.49; 1.7: 257.094; 1.8: 8.4594; 1.9: 2142.45; 2: 68.2309; 2.1: 95.14; 2.2: 3216.3757; 2.3: 71.7163; 2.4: -1895.8664; 2.5: -42.2726
| 2 | 79.4 | 1: 159.2278; 1.1: 1323.2681; 1.2: 1.7745; 1.3: 428.76; 1.4: 29.4866; 1.5: 1323.2681; 1.6: 428.76; 1.7: 257.256; 1.8: 8.4594; 1.9: 2143.8; 2: 68.2739; 2.1: 95.1404; 2.2: 3220.4168; 2.3: 71.7612; 2.4: -1897.1486; 2.5: -42.2745
| 2 | 79.45 | 1: 159.4598; 1.1: 1326.0307; 1.2: 1.7782; 1.3: 429.03; 1.4: 29.5296; 1.5: 1326.0307; 1.6: 429.03; 1.7: 257.418; 1.8: 8.4594; 1.9: 2145.15; 2: 68.3169; 2.1: 95.1409; 2.2: 3224.4603; 2.3: 71.806; 2.4: -1898.4296; 2.5: -42.2764
| 2 | 79.5 | 1: 159.692; 1.1: 1328.7971; 1.2: 1.7819; 1.3: 429.3; 1.4: 29.5726; 1.5: 1328.7971; 1.6: 429.3; 1.7: 257.58; 1.8: 8.4594; 1.9: 2146.5; 2: 68.3599; 2.1: 95.1413; 2.2: 3228.5064; 2.3: 71.8509; 2.4: -1899.7093; 2.5: -42.2783
| 2 | 79.55 | 1: 159.9243; 1.1: 1331.5673; 1.2: 1.7857; 1.3: 429.57; 1.4: 29.6156; 1.5: 1331.5673; 1.6: 429.57; 1.7: 257.742; 1.8: 8.4594; 1.9: 2147.85; 2: 68.4029; 2.1: 95.1417; 2.2: 3232.5549; 2.3: 71.8958; 2.4: -1900.9876; 2.5: -42.2802
| 2 | 79.6 | 1: 160.1568; 1.1: 1334.3414; 1.2: 1.7894; 1.3: 429.84; 1.4: 29.6587; 1.5: 1334.3414; 1.6: 429.84; 1.7: 257.904; 1.8: 8.4594; 1.9: 2149.2; 2: 68.4459; 2.1: 95.1421; 2.2: 3236.6061; 2.3: 71.9407; 2.4: -1902.2646; 2.5: -42.282
| 2 | 79.65 | 1: 160.3895; 1.1: 1337.1193; 1.2: 1.7931; 1.3: 430.11; 1.4: 29.7018; 1.5: 1337.1193; 1.6: 430.11; 1.7: 258.066; 1.8: 8.4594; 1.9: 2150.55; 2: 68.4889; 2.1: 95.1425; 2.2: 3240.6597; 2.3: 71.9856; 2.4: -1903.5404; 2.5: -42.2838
| 2 | 79.7 | 1: 160.6224; 1.1: 1339.9011; 1.2: 1.7968; 1.3: 430.38; 1.4: 29.7449; 1.5: 1339.9011; 1.6: 430.38; 1.7: 258.228; 1.8: 8.4594; 1.9: 2151.9; 2: 68.5318; 2.1: 95.1429; 2.2: 3244.7159; 2.3: 72.0305; 2.4: -1904.8148; 2.5: -42.2856
| 2 | 79.75 | 1: 160.8554; 1.1: 1342.6867; 1.2: 1.8006; 1.3: 430.65; 1.4: 29.788; 1.5: 1342.6867; 1.6: 430.65; 1.7: 258.39; 1.8: 8.4594; 1.9: 2153.25; 2: 68.5748; 2.1: 95.1433; 2.2: 3248.7745; 2.3: 72.0753; 2.4: -1906.0878; 2.5: -42.2873
| 2 | 79.8 | 1: 161.0886; 1.1: 1345.4762; 1.2: 1.8043; 1.3: 430.92; 1.4: 29.8312; 1.5: 1345.4762; 1.6: 430.92; 1.7: 258.552; 1.8: 8.4594; 1.9: 2154.6; 2: 68.6178; 2.1: 95.1437; 2.2: 3252.8357; 2.3: 72.1202; 2.4: -1907.3596; 2.5: -42.289
| 2 | 79.85 | 1: 161.3219; 1.1: 1348.2695; 1.2: 1.8081; 1.3: 431.19; 1.4: 29.8744; 1.5: 1348.2695; 1.6: 431.19; 1.7: 258.714; 1.8: 8.4594; 1.9: 2155.95; 2: 68.6608; 2.1: 95.1441; 2.2: 3256.8995; 2.3: 72.1651; 2.4: -1908.63; 2.5: -42.2907
| 2 | 79.9 | 1: 161.5554; 1.1: 1351.0667; 1.2: 1.8118; 1.3: 431.46; 1.4: 29.9177; 1.5: 1351.0667; 1.6: 431.46; 1.7: 258.876; 1.8: 8.4594; 1.9: 2157.3; 2: 68.7038; 2.1: 95.1445; 2.2: 3260.9657; 2.3: 72.21; 2.4: -1909.899; 2.5: -42.2923
| 2 | 79.95 | 1: 161.7891; 1.1: 1353.8677; 1.2: 1.8156; 1.3: 431.73; 1.4: 29.961; 1.5: 1353.8677; 1.6: 431.73; 1.7: 259.038; 1.8: 8.4594; 1.9: 2158.65; 2: 68.7468; 2.1: 95.1449; 2.2: 3265.0345; 2.3: 72.2549; 2.4: -1911.1668; 2.5: -42.2939
| 2 | 80 | 1: 162.023; 1.1: 1356.6726; 1.2: 1.8193; 1.3: 432; 1.4: 30.0043; 1.5: 1356.6726; 1.6: 432; 1.7: 259.2; 1.8: 8.4594; 1.9: 2160; 2: 68.7898; 2.1: 95.1453; 2.2: 3269.1057; 2.3: 72.2998; 2.4: -1912.4332; 2.5: -42.2955
| 2 | 80.05 | 1: 162.257; 1.1: 1359.4813; 1.2: 1.8231; 1.3: 432.27; 1.4: 30.0476; 1.5: 1359.4813; 1.6: 432.27; 1.7: 259.362; 1.8: 8.4594; 1.9: 2161.35; 2: 68.8328; 2.1: 95.1457; 2.2: 3273.1795; 2.3: 72.3446; 2.4: -1913.6982; 2.5: -42.297
| 2 | 80.1 | 1: 162.4912; 1.1: 1362.294; 1.2: 1.8269; 1.3: 432.54; 1.4: 30.091; 1.5: 1362.294; 1.6: 432.54; 1.7: 259.524; 1.8: 8.4594; 1.9: 2162.7; 2: 68.8758; 2.1: 95.1461; 2.2: 3277.2558; 2.3: 72.3895; 2.4: -1914.9619; 2.5: -42.2985
| 2 | 80.15 | 1: 162.7256; 1.1: 1365.1104; 1.2: 1.8306; 1.3: 432.81; 1.4: 30.1344; 1.5: 1365.1104; 1.6: 432.81; 1.7: 259.686; 1.8: 8.4594; 1.9: 2164.05; 2: 68.9188; 2.1: 95.1465; 2.2: 3281.3346; 2.3: 72.4344; 2.4: -1916.2242; 2.5: -42.3
| 2 | 80.2 | 1: 162.9601; 1.1: 1367.9308; 1.2: 1.8344; 1.3: 433.08; 1.4: 30.1778; 1.5: 1367.9308; 1.6: 433.08; 1.7: 259.848; 1.8: 8.4594; 1.9: 2165.4; 2: 68.9618; 2.1: 95.1469; 2.2: 3285.416; 2.3: 72.4793; 2.4: -1917.4852; 2.5: -42.3015
| 2 | 80.25 | 1: 163.1948; 1.1: 1370.755; 1.2: 1.8382; 1.3: 433.35; 1.4: 30.2213; 1.5: 1370.755; 1.6: 433.35; 1.7: 260.01; 1.8: 8.4594; 1.9: 2166.75; 2: 69.0048; 2.1: 95.1473; 2.2: 3289.4998; 2.3: 72.5242; 2.4: -1918.7448; 2.5: -42.3029
| 2 | 80.3 | 1: 163.4297; 1.1: 1373.5831; 1.2: 1.842; 1.3: 433.62; 1.4: 30.2648; 1.5: 1373.5831; 1.6: 433.62; 1.7: 260.172; 1.8: 8.4594; 1.9: 2168.1; 2: 69.0478; 2.1: 95.1477; 2.2: 3293.5861; 2.3: 72.569; 2.4: -1920.003; 2.5: -42.3043
| 2 | 80.35 | 1: 163.6648; 1.1: 1376.4151; 1.2: 1.8458; 1.3: 433.89; 1.4: 30.3083; 1.5: 1376.4151; 1.6: 433.89; 1.7: 260.334; 1.8: 8.4594; 1.9: 2169.45; 2: 69.0908; 2.1: 95.1481; 2.2: 3297.675; 2.3: 72.6139; 2.4: -1921.2599; 2.5: -42.3056
| 2 | 80.4 | 1: 163.9; 1.1: 1379.251; 1.2: 1.8496; 1.3: 434.16; 1.4: 30.3518; 1.5: 1379.251; 1.6: 434.16; 1.7: 260.496; 1.8: 8.4594; 1.9: 2170.8; 2: 69.1338; 2.1: 95.1485; 2.2: 3301.7663; 2.3: 72.6588; 2.4: -1922.5153; 2.5: -42.3069
| 2 | 80.45 | 1: 164.1353; 1.1: 1382.0907; 1.2: 1.8534; 1.3: 434.43; 1.4: 30.3954; 1.5: 1382.0907; 1.6: 434.43; 1.7: 260.658; 1.8: 8.4594; 1.9: 2172.15; 2: 69.1768; 2.1: 95.1489; 2.2: 3305.8602; 2.3: 72.7037; 2.4: -1923.7694; 2.5: -42.3082
| 2 | 80.5 | 1: 164.3709; 1.1: 1384.9344; 1.2: 1.8572; 1.3: 434.7; 1.4: 30.4391; 1.5: 1384.9344; 1.6: 434.7; 1.7: 260.82; 1.8: 8.4594; 1.9: 2173.5; 2: 69.2197; 2.1: 95.1493; 2.2: 3309.9565; 2.3: 72.7485; 2.4: -1925.0222; 2.5: -42.3095
| 2 | 80.55 | 1: 164.6066; 1.1: 1387.7819; 1.2: 1.861; 1.3: 434.97; 1.4: 30.4827; 1.5: 1387.7819; 1.6: 434.97; 1.7: 260.982; 1.8: 8.4594; 1.9: 2174.85; 2: 69.2627; 2.1: 95.1497; 2.2: 3314.0554; 2.3: 72.7934; 2.4: -1926.2735; 2.5: -42.3107
| 2 | 80.6 | 1: 164.8425; 1.1: 1390.6333; 1.2: 1.8649; 1.3: 435.24; 1.4: 30.5264; 1.5: 1390.6333; 1.6: 435.24; 1.7: 261.144; 1.8: 8.4594; 1.9: 2176.2; 2: 69.3057; 2.1: 95.1501; 2.2: 3318.1567; 2.3: 72.8383; 2.4: -1927.5234; 2.5: -42.3119
| 2 | 80.65 | 1: 165.0786; 1.1: 1393.4886; 1.2: 1.8687; 1.3: 435.51; 1.4: 30.5701; 1.5: 1393.4886; 1.6: 435.51; 1.7: 261.306; 1.8: 8.4594; 1.9: 2177.55; 2: 69.3487; 2.1: 95.1506; 2.2: 3322.2606; 2.3: 72.8832; 2.4: -1928.772; 2.5: -42.3131
| 2 | 80.7 | 1: 165.3148; 1.1: 1396.3478; 1.2: 1.8725; 1.3: 435.78; 1.4: 30.6138; 1.5: 1396.3478; 1.6: 435.78; 1.7: 261.468; 1.8: 8.4594; 1.9: 2178.9; 2: 69.3917; 2.1: 95.151; 2.2: 3326.3669; 2.3: 72.928; 2.4: -1930.0191; 2.5: -42.3142
| 2 | 80.75 | 1: 165.5512; 1.1: 1399.2109; 1.2: 1.8764; 1.3: 436.05; 1.4: 30.6576; 1.5: 1399.2109; 1.6: 436.05; 1.7: 261.63; 1.8: 8.4594; 1.9: 2180.25; 2: 69.4347; 2.1: 95.1514; 2.2: 3330.4758; 2.3: 72.9729; 2.4: -1931.2648; 2.5: -42.3153
| 2 | 80.8 | 1: 165.7877; 1.1: 1402.078; 1.2: 1.8802; 1.3: 436.32; 1.4: 30.7014; 1.5: 1402.078; 1.6: 436.32; 1.7: 261.792; 1.8: 8.4594; 1.9: 2181.6; 2: 69.4777; 2.1: 95.1518; 2.2: 3334.5871; 2.3: 73.0178; 2.4: -1932.5091; 2.5: -42.3163
| 2 | 80.85 | 1: 166.0245; 1.1: 1404.9489; 1.2: 1.8841; 1.3: 436.59; 1.4: 30.7453; 1.5: 1404.9489; 1.6: 436.59; 1.7: 261.954; 1.8: 8.4594; 1.9: 2182.95; 2: 69.5207; 2.1: 95.1522; 2.2: 3338.7009; 2.3: 73.0626; 2.4: -1933.752; 2.5: -42.3174
| 2 | 80.9 | 1: 166.2614; 1.1: 1407.8237; 1.2: 1.8879; 1.3: 436.86; 1.4: 30.7891; 1.5: 1407.8237; 1.6: 436.86; 1.7: 262.116; 1.8: 8.4594; 1.9: 2184.3; 2: 69.5637; 2.1: 95.1526; 2.2: 3342.8172; 2.3: 73.1075; 2.4: -1934.9935; 2.5: -42.3184
| 2 | 80.95 | 1: 166.4984; 1.1: 1410.7024; 1.2: 1.8918; 1.3: 437.13; 1.4: 30.833; 1.5: 1410.7024; 1.6: 437.13; 1.7: 262.278; 1.8: 8.4594; 1.9: 2185.65; 2: 69.6067; 2.1: 95.153; 2.2: 3346.936; 2.3: 73.1524; 2.4: -1936.2336; 2.5: -42.3193
| 2 | 81 | 1: 166.7357; 1.1: 1413.5851; 1.2: 1.8956; 1.3: 437.4; 1.4: 30.877; 1.5: 1413.5851; 1.6: 437.4; 1.7: 262.44; 1.8: 8.4594; 1.9: 2187; 2: 69.6497; 2.1: 95.1534; 2.2: 3351.0573; 2.3: 73.1972; 2.4: -1937.4722; 2.5: -42.3203
| 2 | 81.05 | 1: 166.9731; 1.1: 1416.4717; 1.2: 1.8995; 1.3: 437.67; 1.4: 30.9209; 1.5: 1416.4717; 1.6: 437.67; 1.7: 262.602; 1.8: 8.4594; 1.9: 2188.35; 2: 69.6927; 2.1: 95.1538; 2.2: 3355.1811; 2.3: 73.2421; 2.4: -1938.7094; 2.5: -42.3212
| 2 | 81.1 | 1: 167.2107; 1.1: 1419.3621; 1.2: 1.9034; 1.3: 437.94; 1.4: 30.9649; 1.5: 1419.3621; 1.6: 437.94; 1.7: 262.764; 1.8: 8.4594; 1.9: 2189.7; 2: 69.7357; 2.1: 95.1543; 2.2: 3359.3074; 2.3: 73.287; 2.4: -1939.9452; 2.5: -42.322
| 2 | 81.15 | 1: 167.4484; 1.1: 1422.2566; 1.2: 1.9073; 1.3: 438.21; 1.4: 31.009; 1.5: 1422.2566; 1.6: 438.21; 1.7: 262.926; 1.8: 8.4594; 1.9: 2191.05; 2: 69.7787; 2.1: 95.1547; 2.2: 3363.4361; 2.3: 73.3318; 2.4: -1941.1795; 2.5: -42.3229
| 2 | 81.2 | 1: 167.6863; 1.1: 1425.1549; 1.2: 1.9112; 1.3: 438.48; 1.4: 31.053; 1.5: 1425.1549; 1.6: 438.48; 1.7: 263.088; 1.8: 8.4594; 1.9: 2192.4; 2: 69.8217; 2.1: 95.1551; 2.2: 3367.5673; 2.3: 73.3767; 2.4: -1942.4124; 2.5: -42.3237
| 2 | 81.25 | 1: 167.9244; 1.1: 1428.0571; 1.2: 1.9151; 1.3: 438.75; 1.4: 31.0971; 1.5: 1428.0571; 1.6: 438.75; 1.7: 263.25; 1.8: 8.4594; 1.9: 2193.75; 2: 69.8646; 2.1: 95.1555; 2.2: 3371.701; 2.3: 73.4215; 2.4: -1943.6439; 2.5: -42.3244
| 2 | 81.3 | 1: 168.1627; 1.1: 1430.9633; 1.2: 1.919; 1.3: 439.02; 1.4: 31.1412; 1.5: 1430.9633; 1.6: 439.02; 1.7: 263.412; 1.8: 8.4594; 1.9: 2195.1; 2: 69.9076; 2.1: 95.1559; 2.2: 3375.8372; 2.3: 73.4664; 2.4: -1944.8739; 2.5: -42.3252
| 2 | 81.35 | 1: 168.4011; 1.1: 1433.8734; 1.2: 1.9229; 1.3: 439.29; 1.4: 31.1854; 1.5: 1433.8734; 1.6: 439.29; 1.7: 263.574; 1.8: 8.4594; 1.9: 2196.45; 2: 69.9506; 2.1: 95.1564; 2.2: 3379.9758; 2.3: 73.5113; 2.4: -1946.1024; 2.5: -42.3259
| 2 | 81.4 | 1: 168.6397; 1.1: 1436.7875; 1.2: 1.9268; 1.3: 439.56; 1.4: 31.2296; 1.5: 1436.7875; 1.6: 439.56; 1.7: 263.736; 1.8: 8.4594; 1.9: 2197.8; 2: 69.9936; 2.1: 95.1568; 2.2: 3384.1169; 2.3: 73.5561; 2.4: -1947.3294; 2.5: -42.3266
| 2 | 81.45 | 1: 168.8784; 1.1: 1439.7055; 1.2: 1.9307; 1.3: 439.83; 1.4: 31.2738; 1.5: 1439.7055; 1.6: 439.83; 1.7: 263.898; 1.8: 8.4594; 1.9: 2199.15; 2: 70.0366; 2.1: 95.1572; 2.2: 3388.2605; 2.3: 73.601; 2.4: -1948.555; 2.5: -42.3272
| 2 | 81.5 | 1: 169.1174; 1.1: 1442.6274; 1.2: 1.9346; 1.3: 440.1; 1.4: 31.318; 1.5: 1442.6274; 1.6: 440.1; 1.7: 264.06; 1.8: 8.4594; 1.9: 2200.5; 2: 70.0796; 2.1: 95.1576; 2.2: 3392.4066; 2.3: 73.6458; 2.4: -1949.7792; 2.5: -42.3278
| 2 | 81.55 | 1: 169.3565; 1.1: 1445.5533; 1.2: 1.9385; 1.3: 440.37; 1.4: 31.3623; 1.5: 1445.5533; 1.6: 440.37; 1.7: 264.222; 1.8: 8.4594; 1.9: 2201.85; 2: 70.1226; 2.1: 95.1581; 2.2: 3396.5551; 2.3: 73.6907; 2.4: -1951.0018; 2.5: -42.3284
| 2 | 81.6 | 1: 169.5957; 1.1: 1448.4831; 1.2: 1.9424; 1.3: 440.64; 1.4: 31.4066; 1.5: 1448.4831; 1.6: 440.64; 1.7: 264.384; 1.8: 8.4594; 1.9: 2203.2; 2: 70.1656; 2.1: 95.1585; 2.2: 3400.7061; 2.3: 73.7355; 2.4: -1952.223; 2.5: -42.3289
| 2 | 81.65 | 1: 169.8352; 1.1: 1451.4169; 1.2: 1.9464; 1.3: 440.91; 1.4: 31.451; 1.5: 1451.4169; 1.6: 440.91; 1.7: 264.546; 1.8: 8.4594; 1.9: 2204.55; 2: 70.2086; 2.1: 95.1589; 2.2: 3404.8596; 2.3: 73.7804; 2.4: -1953.4427; 2.5: -42.3294
| 2 | 81.7 | 1: 170.0748; 1.1: 1454.3546; 1.2: 1.9503; 1.3: 441.18; 1.4: 31.4953; 1.5: 1454.3546; 1.6: 441.18; 1.7: 264.708; 1.8: 8.4594; 1.9: 2205.9; 2: 70.2516; 2.1: 95.1593; 2.2: 3409.0155; 2.3: 73.8252; 2.4: -1954.6609; 2.5: -42.3299
| 2 | 81.75 | 1: 170.3145; 1.1: 1457.2962; 1.2: 1.9543; 1.3: 441.45; 1.4: 31.5397; 1.5: 1457.2962; 1.6: 441.45; 1.7: 264.87; 1.8: 8.4594; 1.9: 2207.25; 2: 70.2946; 2.1: 95.1598; 2.2: 3413.1739; 2.3: 73.8701; 2.4: -1955.8776; 2.5: -42.3303
| 2 | 81.8 | 1: 170.5545; 1.1: 1460.2419; 1.2: 1.9582; 1.3: 441.72; 1.4: 31.5842; 1.5: 1460.2419; 1.6: 441.72; 1.7: 265.032; 1.8: 8.4594; 1.9: 2208.6; 2: 70.3376; 2.1: 95.1602; 2.2: 3417.3347; 2.3: 73.9149; 2.4: -1957.0928; 2.5: -42.3308
| 2 | 81.85 | 1: 170.7946; 1.1: 1463.1914; 1.2: 1.9622; 1.3: 441.99; 1.4: 31.6286; 1.5: 1463.1914; 1.6: 441.99; 1.7: 265.194; 1.8: 8.4594; 1.9: 2209.95; 2: 70.3806; 2.1: 95.1606; 2.2: 3421.498; 2.3: 73.9598; 2.4: -1958.3065; 2.5: -42.3311
| 2 | 81.9 | 1: 171.0349; 1.1: 1466.145; 1.2: 1.9661; 1.3: 442.26; 1.4: 31.6731; 1.5: 1466.145; 1.6: 442.26; 1.7: 265.356; 1.8: 8.4594; 1.9: 2211.3; 2: 70.4236; 2.1: 95.1611; 2.2: 3425.6637; 2.3: 74.0046; 2.4: -1959.5187; 2.5: -42.3315
| 2 | 81.95 | 1: 171.2753; 1.1: 1469.1025; 1.2: 1.9701; 1.3: 442.53; 1.4: 31.7176; 1.5: 1469.1025; 1.6: 442.53; 1.7: 265.518; 1.8: 8.4594; 1.9: 2212.65; 2: 70.4666; 2.1: 95.1615; 2.2: 3429.8319; 2.3: 74.0494; 2.4: -1960.7294; 2.5: -42.3318
| 2 | 82 | 1: 171.5159; 1.1: 1472.064; 1.2: 1.9741; 1.3: 442.8; 1.4: 31.7622; 1.5: 1472.064; 1.6: 442.8; 1.7: 265.68; 1.8: 8.4594; 1.9: 2214; 2: 70.5096; 2.1: 95.162; 2.2: 3434.0026; 2.3: 74.0943; 2.4: -1961.9386; 2.5: -42.3321
| 2 | 82.05 | 1: 171.7567; 1.1: 1475.0294; 1.2: 1.978; 1.3: 443.07; 1.4: 31.8068; 1.5: 1475.0294; 1.6: 443.07; 1.7: 265.842; 1.8: 8.4594; 1.9: 2215.35; 2: 70.5525; 2.1: 95.1624; 2.2: 3438.1757; 2.3: 74.1391; 2.4: -1963.1463; 2.5: -42.3323
| 2 | 82.1 | 1: 171.9977; 1.1: 1477.9988; 1.2: 1.982; 1.3: 443.34; 1.4: 31.8514; 1.5: 1477.9988; 1.6: 443.34; 1.7: 266.004; 1.8: 8.4594; 1.9: 2216.7; 2: 70.5955; 2.1: 95.1628; 2.2: 3442.3512; 2.3: 74.1839; 2.4: -1964.3524; 2.5: -42.3325
| 2 | 82.15 | 1: 172.2388; 1.1: 1480.9722; 1.2: 1.986; 1.3: 443.61; 1.4: 31.8961; 1.5: 1480.9722; 1.6: 443.61; 1.7: 266.166; 1.8: 8.4594; 1.9: 2218.05; 2: 70.6385; 2.1: 95.1633; 2.2: 3446.5292; 2.3: 74.2288; 2.4: -1965.557; 2.5: -42.3327
| 2 | 82.2 | 1: 172.4801; 1.1: 1483.9496; 1.2: 1.99; 1.3: 443.88; 1.4: 31.9408; 1.5: 1483.9496; 1.6: 443.88; 1.7: 266.328; 1.8: 8.4594; 1.9: 2219.4; 2: 70.6815; 2.1: 95.1637; 2.2: 3450.7096; 2.3: 74.2736; 2.4: -1966.7601; 2.5: -42.3328
| 2 | 82.25 | 1: 172.7215; 1.1: 1486.9309; 1.2: 1.994; 1.3: 444.15; 1.4: 31.9855; 1.5: 1486.9309; 1.6: 444.15; 1.7: 266.49; 1.8: 8.4594; 1.9: 2220.75; 2: 70.7245; 2.1: 95.1642; 2.2: 3454.8925; 2.3: 74.3184; 2.4: -1967.9616; 2.5: -42.333
| 2 | 82.3 | 1: 172.9632; 1.1: 1489.9162; 1.2: 1.998; 1.3: 444.42; 1.4: 32.0302; 1.5: 1489.9162; 1.6: 444.42; 1.7: 266.652; 1.8: 8.4594; 1.9: 2222.1; 2: 70.7675; 2.1: 95.1646; 2.2: 3459.0778; 2.3: 74.3632; 2.4: -1969.1616; 2.5: -42.333
| 2 | 82.35 | 1: 173.205; 1.1: 1492.9056; 1.2: 2.002; 1.3: 444.69; 1.4: 32.075; 1.5: 1492.9056; 1.6: 444.69; 1.7: 266.814; 1.8: 8.4594; 1.9: 2223.45; 2: 70.8105; 2.1: 95.1651; 2.2: 3463.2655; 2.3: 74.4081; 2.4: -1970.36; 2.5: -42.3331
| 2 | 82.4 | 1: 173.4469; 1.1: 1495.8989; 1.2: 2.006; 1.3: 444.96; 1.4: 32.1198; 1.5: 1495.8989; 1.6: 444.96; 1.7: 266.976; 1.8: 8.4594; 1.9: 2224.8; 2: 70.8535; 2.1: 95.1656; 2.2: 3467.4557; 2.3: 74.4529; 2.4: -1971.5569; 2.5: -42.3331
| 2 | 82.45 | 1: 173.6891; 1.1: 1498.8961; 1.2: 2.0101; 1.3: 445.23; 1.4: 32.1646; 1.5: 1498.8961; 1.6: 445.23; 1.7: 267.138; 1.8: 8.4594; 1.9: 2226.15; 2: 70.8965; 2.1: 95.166; 2.2: 3471.6483; 2.3: 74.4977; 2.4: -1972.7522; 2.5: -42.3331
| 2 | 82.5 | 1: 173.9314; 1.1: 1501.8974; 1.2: 2.0141; 1.3: 445.5; 1.4: 32.2095; 1.5: 1501.8974; 1.6: 445.5; 1.7: 267.3; 1.8: 8.4594; 1.9: 2227.5; 2: 70.9395; 2.1: 95.1665; 2.2: 3475.8434; 2.3: 74.5425; 2.4: -1973.9459; 2.5: -42.333
| 2 | 82.55 | 1: 174.1738; 1.1: 1504.9027; 1.2: 2.0181; 1.3: 445.77; 1.4: 32.2544; 1.5: 1504.9027; 1.6: 445.77; 1.7: 267.462; 1.8: 8.4594; 1.9: 2228.85; 2: 70.9825; 2.1: 95.1669; 2.2: 3480.0408; 2.3: 74.5873; 2.4: -1975.1381; 2.5: -42.3329
| 2 | 82.6 | 1: 174.4165; 1.1: 1507.912; 1.2: 2.0221; 1.3: 446.04; 1.4: 32.2994; 1.5: 1507.912; 1.6: 446.04; 1.7: 267.624; 1.8: 8.4594; 1.9: 2230.2; 2: 71.0255; 2.1: 95.1674; 2.2: 3484.2407; 2.3: 74.6321; 2.4: -1976.3287; 2.5: -42.3328
| 2 | 82.65 | 1: 174.6593; 1.1: 1510.9253; 1.2: 2.0262; 1.3: 446.31; 1.4: 32.3443; 1.5: 1510.9253; 1.6: 446.31; 1.7: 267.786; 1.8: 8.4594; 1.9: 2231.55; 2: 71.0685; 2.1: 95.1679; 2.2: 3488.443; 2.3: 74.677; 2.4: -1977.5178; 2.5: -42.3326
| 2 | 82.7 | 1: 174.9023; 1.1: 1513.9425; 1.2: 2.0302; 1.3: 446.58; 1.4: 32.3893; 1.5: 1513.9425; 1.6: 446.58; 1.7: 267.948; 1.8: 8.4594; 1.9: 2232.9; 2: 71.1115; 2.1: 95.1683; 2.2: 3492.6478; 2.3: 74.7218; 2.4: -1978.7052; 2.5: -42.3325
| 2 | 82.75 | 1: 175.1454; 1.1: 1516.9638; 1.2: 2.0343; 1.3: 446.85; 1.4: 32.4343; 1.5: 1516.9638; 1.6: 446.85; 1.7: 268.11; 1.8: 8.4594; 1.9: 2234.25; 2: 71.1545; 2.1: 95.1688; 2.2: 3496.8549; 2.3: 74.7666; 2.4: -1979.8911; 2.5: -42.3322
| 2 | 82.8 | 1: 175.3888; 1.1: 1519.9891; 1.2: 2.0383; 1.3: 447.12; 1.4: 32.4794; 1.5: 1519.9891; 1.6: 447.12; 1.7: 268.272; 1.8: 8.4594; 1.9: 2235.6; 2: 71.1975; 2.1: 95.1693; 2.2: 3501.0645; 2.3: 74.8114; 2.4: -1981.0754; 2.5: -42.332
| 2 | 82.85 | 1: 175.6322; 1.1: 1523.0184; 1.2: 2.0424; 1.3: 447.39; 1.4: 32.5245; 1.5: 1523.0184; 1.6: 447.39; 1.7: 268.434; 1.8: 8.4594; 1.9: 2236.95; 2: 71.2404; 2.1: 95.1698; 2.2: 3505.2764; 2.3: 74.8562; 2.4: -1982.258; 2.5: -42.3317
| 2 | 82.9 | 1: 175.8759; 1.1: 1526.0517; 1.2: 2.0465; 1.3: 447.66; 1.4: 32.5696; 1.5: 1526.0517; 1.6: 447.66; 1.7: 268.596; 1.8: 8.4594; 1.9: 2238.3; 2: 71.2834; 2.1: 95.1703; 2.2: 3509.4908; 2.3: 74.901; 2.4: -1983.4391; 2.5: -42.3314
| 2 | 82.95 | 1: 176.1197; 1.1: 1529.0891; 1.2: 2.0505; 1.3: 447.93; 1.4: 32.6148; 1.5: 1529.0891; 1.6: 447.93; 1.7: 268.758; 1.8: 8.4594; 1.9: 2239.65; 2: 71.3264; 2.1: 95.1707; 2.2: 3513.7076; 2.3: 74.9458; 2.4: -1984.6186; 2.5: -42.331
| 2 | 83 | 1: 176.3637; 1.1: 1532.1304; 1.2: 2.0546; 1.3: 448.2; 1.4: 32.6599; 1.5: 1532.1304; 1.6: 448.2; 1.7: 268.92; 1.8: 8.4594; 1.9: 2241; 2: 71.3694; 2.1: 95.1712; 2.2: 3517.9268; 2.3: 74.9906; 2.4: -1985.7964; 2.5: -42.3306
| 2 | 83.05 | 1: 176.6079; 1.1: 1535.1758; 1.2: 2.0587; 1.3: 448.47; 1.4: 32.7052; 1.5: 1535.1758; 1.6: 448.47; 1.7: 269.082; 1.8: 8.4594; 1.9: 2242.35; 2: 71.4124; 2.1: 95.1717; 2.2: 3522.1484; 2.3: 75.0353; 2.4: -1986.9726; 2.5: -42.3302
| 2 | 83.1 | 1: 176.8522; 1.1: 1538.2252; 1.2: 2.0628; 1.3: 448.74; 1.4: 32.7504; 1.5: 1538.2252; 1.6: 448.74; 1.7: 269.244; 1.8: 8.4594; 1.9: 2243.7; 2: 71.4554; 2.1: 95.1722; 2.2: 3526.3725; 2.3: 75.0801; 2.4: -1988.1473; 2.5: -42.3297
| 2 | 83.15 | 1: 177.0967; 1.1: 1541.2786; 1.2: 2.0669; 1.3: 449.01; 1.4: 32.7957; 1.5: 1541.2786; 1.6: 449.01; 1.7: 269.406; 1.8: 8.4594; 1.9: 2245.05; 2: 71.4984; 2.1: 95.1727; 2.2: 3530.5989; 2.3: 75.1249; 2.4: -1989.3202; 2.5: -42.3292
| 2 | 83.2 | 1: 177.3414; 1.1: 1544.3361; 1.2: 2.071; 1.3: 449.28; 1.4: 32.841; 1.5: 1544.3361; 1.6: 449.28; 1.7: 269.568; 1.8: 8.4594; 1.9: 2246.4; 2: 71.5414; 2.1: 95.1732; 2.2: 3534.8277; 2.3: 75.1697; 2.4: -1990.4916; 2.5: -42.3287
| 2 | 83.25 | 1: 177.5862; 1.1: 1547.3976; 1.2: 2.0751; 1.3: 449.55; 1.4: 32.8863; 1.5: 1547.3976; 1.6: 449.55; 1.7: 269.73; 1.8: 8.4594; 1.9: 2247.75; 2: 71.5844; 2.1: 95.1737; 2.2: 3539.0589; 2.3: 75.2145; 2.4: -1991.6613; 2.5: -42.3281
| 2 | 83.3 | 1: 177.8312; 1.1: 1550.4631; 1.2: 2.0792; 1.3: 449.82; 1.4: 32.9317; 1.5: 1550.4631; 1.6: 449.82; 1.7: 269.892; 1.8: 8.4594; 1.9: 2249.1; 2: 71.6274; 2.1: 95.1742; 2.2: 3543.2925; 2.3: 75.2592; 2.4: -1992.8293; 2.5: -42.3275
| 2 | 83.35 | 1: 178.0764; 1.1: 1553.5327; 1.2: 2.0833; 1.3: 450.09; 1.4: 32.9771; 1.5: 1553.5327; 1.6: 450.09; 1.7: 270.054; 1.8: 8.4594; 1.9: 2250.45; 2: 71.6704; 2.1: 95.1747; 2.2: 3547.5284; 2.3: 75.304; 2.4: -1993.9958; 2.5: -42.3269
| 2 | 83.4 | 1: 178.3218; 1.1: 1556.6063; 1.2: 2.0874; 1.3: 450.36; 1.4: 33.0225; 1.5: 1556.6063; 1.6: 450.36; 1.7: 270.216; 1.8: 8.4594; 1.9: 2251.8; 2: 71.7134; 2.1: 95.1752; 2.2: 3551.7668; 2.3: 75.3488; 2.4: -1995.1605; 2.5: -42.3262
| 2 | 83.45 | 1: 178.5673; 1.1: 1559.6839; 1.2: 2.0916; 1.3: 450.63; 1.4: 33.068; 1.5: 1559.6839; 1.6: 450.63; 1.7: 270.378; 1.8: 8.4594; 1.9: 2253.15; 2: 71.7564; 2.1: 95.1757; 2.2: 3556.0075; 2.3: 75.3935; 2.4: -1996.3236; 2.5: -42.3255
| 2 | 83.5 | 1: 178.813; 1.1: 1562.7656; 1.2: 2.0957; 1.3: 450.9; 1.4: 33.1135; 1.5: 1562.7656; 1.6: 450.9; 1.7: 270.54; 1.8: 8.4594; 1.9: 2254.5; 2: 71.7994; 2.1: 95.1763; 2.2: 3560.2507; 2.3: 75.4383; 2.4: -1997.485; 2.5: -42.3248
| 2 | 83.55 | 1: 179.0588; 1.1: 1565.8514; 1.2: 2.0998; 1.3: 451.17; 1.4: 33.159; 1.5: 1565.8514; 1.6: 451.17; 1.7: 270.702; 1.8: 8.4594; 1.9: 2255.85; 2: 71.8424; 2.1: 95.1768; 2.2: 3564.4962; 2.3: 75.4831; 2.4: -1998.6448; 2.5: -42.324
| 2 | 83.6 | 1: 179.3048; 1.1: 1568.9412; 1.2: 2.104; 1.3: 451.44; 1.4: 33.2046; 1.5: 1568.9412; 1.6: 451.44; 1.7: 270.864; 1.8: 8.4594; 1.9: 2257.2; 2: 71.8854; 2.1: 95.1773; 2.2: 3568.7441; 2.3: 75.5278; 2.4: -1999.8029; 2.5: -42.3232
| 2 | 83.65 | 1: 179.551; 1.1: 1572.035; 1.2: 2.1081; 1.3: 451.71; 1.4: 33.2502; 1.5: 1572.035; 1.6: 451.71; 1.7: 271.026; 1.8: 8.4594; 1.9: 2258.55; 2: 71.9283; 2.1: 95.1778; 2.2: 3572.9943; 2.3: 75.5726; 2.4: -2000.9593; 2.5: -42.3224
| 2 | 83.7 | 1: 179.7974; 1.1: 1575.1329; 1.2: 2.1123; 1.3: 451.98; 1.4: 33.2958; 1.5: 1575.1329; 1.6: 451.98; 1.7: 271.188; 1.8: 8.4594; 1.9: 2259.9; 2: 71.9713; 2.1: 95.1784; 2.2: 3577.2469; 2.3: 75.6173; 2.4: -2002.114; 2.5: -42.3215
| 2 | 83.75 | 1: 180.0439; 1.1: 1578.2349; 1.2: 2.1164; 1.3: 452.25; 1.4: 33.3415; 1.5: 1578.2349; 1.6: 452.25; 1.7: 271.35; 1.8: 8.4594; 1.9: 2261.25; 2: 72.0143; 2.1: 95.1789; 2.2: 3581.5019; 2.3: 75.6621; 2.4: -2003.267; 2.5: -42.3206
| 2 | 83.8 | 1: 180.2906; 1.1: 1581.3409; 1.2: 2.1206; 1.3: 452.52; 1.4: 33.3871; 1.5: 1581.3409; 1.6: 452.52; 1.7: 271.512; 1.8: 8.4594; 1.9: 2262.6; 2: 72.0573; 2.1: 95.1794; 2.2: 3585.7593; 2.3: 75.7068; 2.4: -2004.4184; 2.5: -42.3197
| 2 | 83.85 | 1: 180.5375; 1.1: 1584.451; 1.2: 2.1248; 1.3: 452.79; 1.4: 33.4329; 1.5: 1584.451; 1.6: 452.79; 1.7: 271.674; 1.8: 8.4594; 1.9: 2263.95; 2: 72.1003; 2.1: 95.18; 2.2: 3590.019; 2.3: 75.7516; 2.4: -2005.568; 2.5: -42.3187
| 2 | 83.9 | 1: 180.7845; 1.1: 1587.5651; 1.2: 2.129; 1.3: 453.06; 1.4: 33.4786; 1.5: 1587.5651; 1.6: 453.06; 1.7: 271.836; 1.8: 8.4594; 1.9: 2265.3; 2: 72.1433; 2.1: 95.1805; 2.2: 3594.2811; 2.3: 75.7963; 2.4: -2006.7159; 2.5: -42.3177
| 2 | 83.95 | 1: 181.0317; 1.1: 1590.6834; 1.2: 2.1331; 1.3: 453.33; 1.4: 33.5244; 1.5: 1590.6834; 1.6: 453.33; 1.7: 271.998; 1.8: 8.4594; 1.9: 2266.65; 2: 72.1863; 2.1: 95.1811; 2.2: 3598.5455; 2.3: 75.841; 2.4: -2007.8621; 2.5: -42.3166
| 2 | 84 | 1: 181.2791; 1.1: 1593.8057; 1.2: 2.1373; 1.3: 453.6; 1.4: 33.5702; 1.5: 1593.8057; 1.6: 453.6; 1.7: 272.16; 1.8: 8.4594; 1.9: 2268; 2: 72.2293; 2.1: 95.1816; 2.2: 3602.8123; 2.3: 75.8857; 2.4: -2009.0066; 2.5: -42.3155
| 2 | 84.05 | 1: 181.5266; 1.1: 1596.932; 1.2: 2.1415; 1.3: 453.87; 1.4: 33.616; 1.5: 1596.932; 1.6: 453.87; 1.7: 272.322; 1.8: 8.4594; 1.9: 2269.35; 2: 72.2723; 2.1: 95.1822; 2.2: 3607.0814; 2.3: 75.9305; 2.4: -2010.1494; 2.5: -42.3144
| 2 | 84.1 | 1: 181.7743; 1.1: 1600.0625; 1.2: 2.1457; 1.3: 454.14; 1.4: 33.6619; 1.5: 1600.0625; 1.6: 454.14; 1.7: 272.484; 1.8: 8.4594; 1.9: 2270.7; 2: 72.3153; 2.1: 95.1828; 2.2: 3611.3529; 2.3: 75.9752; 2.4: -2011.2904; 2.5: -42.3133
| 2 | 84.15 | 1: 182.0222; 1.1: 1603.197; 1.2: 2.1499; 1.3: 454.41; 1.4: 33.7078; 1.5: 1603.197; 1.6: 454.41; 1.7: 272.646; 1.8: 8.4594; 1.9: 2272.05; 2: 72.3583; 2.1: 95.1833; 2.2: 3615.6267; 2.3: 76.0199; 2.4: -2012.4297; 2.5: -42.3121
| 2 | 84.2 | 1: 182.2703; 1.1: 1606.3356; 1.2: 2.1541; 1.3: 454.68; 1.4: 33.7538; 1.5: 1606.3356; 1.6: 454.68; 1.7: 272.808; 1.8: 8.4594; 1.9: 2273.4; 2: 72.4013; 2.1: 95.1839; 2.2: 3619.9029; 2.3: 76.0646; 2.4: -2013.5673; 2.5: -42.3109
| 2 | 84.25 | 1: 182.5185; 1.1: 1609.4783; 1.2: 2.1583; 1.3: 454.95; 1.4: 33.7997; 1.5: 1609.4783; 1.6: 454.95; 1.7: 272.97; 1.8: 8.4594; 1.9: 2274.75; 2: 72.4443; 2.1: 95.1845; 2.2: 3624.1814; 2.3: 76.1093; 2.4: -2014.7031; 2.5: -42.3096
| 2 | 84.3 | 1: 182.7669; 1.1: 1612.6251; 1.2: 2.1626; 1.3: 455.22; 1.4: 33.8457; 1.5: 1612.6251; 1.6: 455.22; 1.7: 273.132; 1.8: 8.4594; 1.9: 2276.1; 2: 72.4873; 2.1: 95.1851; 2.2: 3628.4622; 2.3: 76.154; 2.4: -2015.8371; 2.5: -42.3083
| 2 | 84.35 | 1: 183.0154; 1.1: 1615.776; 1.2: 2.1668; 1.3: 455.49; 1.4: 33.8917; 1.5: 1615.776; 1.6: 455.49; 1.7: 273.294; 1.8: 8.4594; 1.9: 2277.45; 2: 72.5303; 2.1: 95.1857; 2.2: 3632.7454; 2.3: 76.1987; 2.4: -2016.9694; 2.5: -42.307
| 2 | 84.4 | 1: 183.2641; 1.1: 1618.931; 1.2: 2.171; 1.3: 455.76; 1.4: 33.9378; 1.5: 1618.931; 1.6: 455.76; 1.7: 273.456; 1.8: 8.4594; 1.9: 2278.8; 2: 72.5732; 2.1: 95.1862; 2.2: 3637.0309; 2.3: 76.2434; 2.4: -2018.0999; 2.5: -42.3056
| 2 | 84.45 | 1: 183.513; 1.1: 1622.0901; 1.2: 2.1753; 1.3: 456.03; 1.4: 33.9839; 1.5: 1622.0901; 1.6: 456.03; 1.7: 273.618; 1.8: 8.4594; 1.9: 2280.15; 2: 72.6162; 2.1: 95.1868; 2.2: 3641.3187; 2.3: 76.2881; 2.4: -2019.2287; 2.5: -42.3042
| 2 | 84.5 | 1: 183.7621; 1.1: 1625.2532; 1.2: 2.1795; 1.3: 456.3; 1.4: 34.03; 1.5: 1625.2532; 1.6: 456.3; 1.7: 273.78; 1.8: 8.4594; 1.9: 2281.5; 2: 72.6592; 2.1: 95.1874; 2.2: 3645.6089; 2.3: 76.3328; 2.4: -2020.3557; 2.5: -42.3028
| 2 | 84.55 | 1: 184.0113; 1.1: 1628.4205; 1.2: 2.1837; 1.3: 456.57; 1.4: 34.0762; 1.5: 1628.4205; 1.6: 456.57; 1.7: 273.942; 1.8: 8.4594; 1.9: 2282.85; 2: 72.7022; 2.1: 95.188; 2.2: 3649.9014; 2.3: 76.3775; 2.4: -2021.4809; 2.5: -42.3013
| 2 | 84.6 | 1: 184.2607; 1.1: 1631.5919; 1.2: 2.188; 1.3: 456.84; 1.4: 34.1224; 1.5: 1631.5919; 1.6: 456.84; 1.7: 274.104; 1.8: 8.4594; 1.9: 2284.2; 2: 72.7452; 2.1: 95.1886; 2.2: 3654.1962; 2.3: 76.4222; 2.4: -2022.6043; 2.5: -42.2998
| 2 | 84.65 | 1: 184.5103; 1.1: 1634.7673; 1.2: 2.1923; 1.3: 457.11; 1.4: 34.1686; 1.5: 1634.7673; 1.6: 457.11; 1.7: 274.266; 1.8: 8.4594; 1.9: 2285.55; 2: 72.7882; 2.1: 95.1893; 2.2: 3658.4933; 2.3: 76.4668; 2.4: -2023.7259; 2.5: -42.2983
| 2 | 84.7 | 1: 184.76; 1.1: 1637.9469; 1.2: 2.1965; 1.3: 457.38; 1.4: 34.2148; 1.5: 1637.9469; 1.6: 457.38; 1.7: 274.428; 1.8: 8.4594; 1.9: 2286.9; 2: 72.8312; 2.1: 95.1899; 2.2: 3662.7927; 2.3: 76.5115; 2.4: -2024.8457; 2.5: -42.2967
| 2 | 84.75 | 1: 185.0099; 1.1: 1641.1306; 1.2: 2.2008; 1.3: 457.65; 1.4: 34.2611; 1.5: 1641.1306; 1.6: 457.65; 1.7: 274.59; 1.8: 8.4594; 1.9: 2288.25; 2: 72.8742; 2.1: 95.1905; 2.2: 3667.0944; 2.3: 76.5562; 2.4: -2025.9637; 2.5: -42.2951
| 2 | 84.8 | 1: 185.26; 1.1: 1644.3185; 1.2: 2.2051; 1.3: 457.92; 1.4: 34.3074; 1.5: 1644.3185; 1.6: 457.92; 1.7: 274.752; 1.8: 8.4594; 1.9: 2289.6; 2: 72.9172; 2.1: 95.1911; 2.2: 3671.3984; 2.3: 76.6008; 2.4: -2027.0799; 2.5: -42.2934
| 2 | 84.85 | 1: 185.5103; 1.1: 1647.5104; 1.2: 2.2093; 1.3: 458.19; 1.4: 34.3538; 1.5: 1647.5104; 1.6: 458.19; 1.7: 274.914; 1.8: 8.4594; 1.9: 2290.95; 2: 72.9602; 2.1: 95.1918; 2.2: 3675.7047; 2.3: 76.6455; 2.4: -2028.1943; 2.5: -42.2917
| 2 | 84.9 | 1: 185.7607; 1.1: 1650.7064; 1.2: 2.2136; 1.3: 458.46; 1.4: 34.4001; 1.5: 1650.7064; 1.6: 458.46; 1.7: 275.076; 1.8: 8.4594; 1.9: 2292.3; 2: 73.0032; 2.1: 95.1924; 2.2: 3680.0133; 2.3: 76.6901; 2.4: -2029.3069; 2.5: -42.29
| 2 | 84.95 | 1: 186.0112; 1.1: 1653.9066; 1.2: 2.2179; 1.3: 458.73; 1.4: 34.4465; 1.5: 1653.9066; 1.6: 458.73; 1.7: 275.238; 1.8: 8.4594; 1.9: 2293.65; 2: 73.0462; 2.1: 95.193; 2.2: 3684.3242; 2.3: 76.7348; 2.4: -2030.4176; 2.5: -42.2883
| 2 | 85 | 1: 186.262; 1.1: 1657.1109; 1.2: 2.2222; 1.3: 459; 1.4: 34.493; 1.5: 1657.1109; 1.6: 459; 1.7: 275.4; 1.8: 8.4594; 1.9: 2295; 2: 73.0892; 2.1: 95.1937; 2.2: 3688.6374; 2.3: 76.7794; 2.4: -2031.5265; 2.5: -42.2865
| 2 | 85.05 | 1: 186.5129; 1.1: 1660.3194; 1.2: 2.2265; 1.3: 459.27; 1.4: 34.5394; 1.5: 1660.3194; 1.6: 459.27; 1.7: 275.562; 1.8: 8.4594; 1.9: 2296.35; 2: 73.1322; 2.1: 95.1943; 2.2: 3692.9529; 2.3: 76.8241; 2.4: -2032.6336; 2.5: -42.2846
| 2 | 85.1 | 1: 186.764; 1.1: 1663.5319; 1.2: 2.2308; 1.3: 459.54; 1.4: 34.5859; 1.5: 1663.5319; 1.6: 459.54; 1.7: 275.724; 1.8: 8.4594; 1.9: 2297.7; 2: 73.1752; 2.1: 95.195; 2.2: 3697.2707; 2.3: 76.8687; 2.4: -2033.7388; 2.5: -42.2828
| 2 | 85.15 | 1: 187.0153; 1.1: 1666.7486; 1.2: 2.2351; 1.3: 459.81; 1.4: 34.6325; 1.5: 1666.7486; 1.6: 459.81; 1.7: 275.886; 1.8: 8.4594; 1.9: 2299.05; 2: 73.2182; 2.1: 95.1957; 2.2: 3701.5908; 2.3: 76.9133; 2.4: -2034.8421; 2.5: -42.2809
| 2 | 85.2 | 1: 187.2667; 1.1: 1669.9694; 1.2: 2.2395; 1.3: 460.08; 1.4: 34.679; 1.5: 1669.9694; 1.6: 460.08; 1.7: 276.048; 1.8: 8.4594; 1.9: 2300.4; 2: 73.2611; 2.1: 95.1963; 2.2: 3705.9131; 2.3: 76.9579; 2.4: -2035.9436; 2.5: -42.2789
| 2 | 85.25 | 1: 187.5183; 1.1: 1673.1944; 1.2: 2.2438; 1.3: 460.35; 1.4: 34.7256; 1.5: 1673.1944; 1.6: 460.35; 1.7: 276.21; 1.8: 8.4594; 1.9: 2301.75; 2: 73.3041; 2.1: 95.197; 2.2: 3710.2377; 2.3: 77.0026; 2.4: -2037.0433; 2.5: -42.277
| 2 | 85.3 | 1: 187.7701; 1.1: 1676.4235; 1.2: 2.2481; 1.3: 460.62; 1.4: 34.7722; 1.5: 1676.4235; 1.6: 460.62; 1.7: 276.372; 1.8: 8.4594; 1.9: 2303.1; 2: 73.3471; 2.1: 95.1977; 2.2: 3714.5645; 2.3: 77.0472; 2.4: -2038.141; 2.5: -42.2749
| 2 | 85.35 | 1: 188.022; 1.1: 1679.6568; 1.2: 2.2525; 1.3: 460.89; 1.4: 34.8189; 1.5: 1679.6568; 1.6: 460.89; 1.7: 276.534; 1.8: 8.4594; 1.9: 2304.45; 2: 73.3901; 2.1: 95.1984; 2.2: 3718.8937; 2.3: 77.0918; 2.4: -2039.2369; 2.5: -42.2729
| 2 | 85.4 | 1: 188.2741; 1.1: 1682.8942; 1.2: 2.2568; 1.3: 461.16; 1.4: 34.8656; 1.5: 1682.8942; 1.6: 461.16; 1.7: 276.696; 1.8: 8.4594; 1.9: 2305.8; 2: 73.4331; 2.1: 95.1991; 2.2: 3723.2251; 2.3: 77.1364; 2.4: -2040.3309; 2.5: -42.2708
| 2 | 85.45 | 1: 188.5264; 1.1: 1686.1357; 1.2: 2.2611; 1.3: 461.43; 1.4: 34.9123; 1.5: 1686.1357; 1.6: 461.43; 1.7: 276.858; 1.8: 8.4594; 1.9: 2307.15; 2: 73.4761; 2.1: 95.1998; 2.2: 3727.5587; 2.3: 77.181; 2.4: -2041.423; 2.5: -42.2687
| 2 | 85.5 | 1: 188.7788; 1.1: 1689.3814; 1.2: 2.2655; 1.3: 461.7; 1.4: 34.959; 1.5: 1689.3814; 1.6: 461.7; 1.7: 277.02; 1.8: 8.4594; 1.9: 2308.5; 2: 73.5191; 2.1: 95.2005; 2.2: 3731.8946; 2.3: 77.2256; 2.4: -2042.5132; 2.5: -42.2665
| 2 | 85.55 | 1: 189.0314; 1.1: 1692.6313; 1.2: 2.2699; 1.3: 461.97; 1.4: 35.0058; 1.5: 1692.6313; 1.6: 461.97; 1.7: 277.182; 1.8: 8.4594; 1.9: 2309.85; 2: 73.5621; 2.1: 95.2012; 2.2: 3736.2328; 2.3: 77.2702; 2.4: -2043.6015; 2.5: -42.2643
| 2 | 85.6 | 1: 189.2842; 1.1: 1695.8853; 1.2: 2.2742; 1.3: 462.24; 1.4: 35.0526; 1.5: 1695.8853; 1.6: 462.24; 1.7: 277.344; 1.8: 8.4594; 1.9: 2311.2; 2: 73.6051; 2.1: 95.2019; 2.2: 3740.5732; 2.3: 77.3147; 2.4: -2044.6879; 2.5: -42.2621
| 2 | 85.65 | 1: 189.5371; 1.1: 1699.1435; 1.2: 2.2786; 1.3: 462.51; 1.4: 35.0995; 1.5: 1699.1435; 1.6: 462.51; 1.7: 277.506; 1.8: 8.4594; 1.9: 2312.55; 2: 73.6481; 2.1: 95.2026; 2.2: 3744.9158; 2.3: 77.3593; 2.4: -2045.7724; 2.5: -42.2598
| 2 | 85.7 | 1: 189.7902; 1.1: 1702.4058; 1.2: 2.283; 1.3: 462.78; 1.4: 35.1463; 1.5: 1702.4058; 1.6: 462.78; 1.7: 277.668; 1.8: 8.4594; 1.9: 2313.9; 2: 73.6911; 2.1: 95.2034; 2.2: 3749.2607; 2.3: 77.4039; 2.4: -2046.8549; 2.5: -42.2575
| 2 | 85.75 | 1: 190.0435; 1.1: 1705.6723; 1.2: 2.2873; 1.3: 463.05; 1.4: 35.1932; 1.5: 1705.6723; 1.6: 463.05; 1.7: 277.83; 1.8: 8.4594; 1.9: 2315.25; 2: 73.7341; 2.1: 95.2041; 2.2: 3753.6078; 2.3: 77.4484; 2.4: -2047.9355; 2.5: -42.2552
| 2 | 85.8 | 1: 190.297; 1.1: 1708.943; 1.2: 2.2917; 1.3: 463.32; 1.4: 35.2402; 1.5: 1708.943; 1.6: 463.32; 1.7: 277.992; 1.8: 8.4594; 1.9: 2316.6; 2: 73.7771; 2.1: 95.2048; 2.2: 3757.9572; 2.3: 77.493; 2.4: -2049.0142; 2.5: -42.2528
| 2 | 85.85 | 1: 190.5506; 1.1: 1712.2178; 1.2: 2.2961; 1.3: 463.59; 1.4: 35.2871; 1.5: 1712.2178; 1.6: 463.59; 1.7: 278.154; 1.8: 8.4594; 1.9: 2317.95; 2: 73.8201; 2.1: 95.2056; 2.2: 3762.3088; 2.3: 77.5375; 2.4: -2050.091; 2.5: -42.2504
| 2 | 85.9 | 1: 190.8044; 1.1: 1715.4968; 1.2: 2.3005; 1.3: 463.86; 1.4: 35.3341; 1.5: 1715.4968; 1.6: 463.86; 1.7: 278.316; 1.8: 8.4594; 1.9: 2319.3; 2: 73.8631; 2.1: 95.2063; 2.2: 3766.6626; 2.3: 77.5821; 2.4: -2051.1657; 2.5: -42.2479
| 2 | 85.95 | 1: 191.0584; 1.1: 1718.78; 1.2: 2.3049; 1.3: 464.13; 1.4: 35.3812; 1.5: 1718.78; 1.6: 464.13; 1.7: 278.478; 1.8: 8.4594; 1.9: 2320.65; 2: 73.9061; 2.1: 95.2071; 2.2: 3771.0186; 2.3: 77.6266; 2.4: -2052.2386; 2.5: -42.2454
| 2 | 86 | 1: 191.3125; 1.1: 1722.0674; 1.2: 2.3093; 1.3: 464.4; 1.4: 35.4282; 1.5: 1722.0674; 1.6: 464.4; 1.7: 278.64; 1.8: 8.4594; 1.9: 2322; 2: 73.949; 2.1: 95.2079; 2.2: 3775.3769; 2.3: 77.6711; 2.4: -2053.3095; 2.5: -42.2429
| 2 | 86.05 | 1: 191.5668; 1.1: 1725.359; 1.2: 2.3137; 1.3: 464.67; 1.4: 35.4753; 1.5: 1725.359; 1.6: 464.67; 1.7: 278.802; 1.8: 8.4594; 1.9: 2323.35; 2: 73.992; 2.1: 95.2086; 2.2: 3779.7373; 2.3: 77.7157; 2.4: -2054.3784; 2.5: -42.2403
| 2 | 86.1 | 1: 191.8212; 1.1: 1728.6547; 1.2: 2.3182; 1.3: 464.94; 1.4: 35.5225; 1.5: 1728.6547; 1.6: 464.94; 1.7: 278.964; 1.8: 8.4594; 1.9: 2324.7; 2: 74.035; 2.1: 95.2094; 2.2: 3784.1; 2.3: 77.7602; 2.4: -2055.4453; 2.5: -42.2377
| 2 | 86.15 | 1: 192.0759; 1.1: 1731.9546; 1.2: 2.3226; 1.3: 465.21; 1.4: 35.5696; 1.5: 1731.9546; 1.6: 465.21; 1.7: 279.126; 1.8: 8.4594; 1.9: 2326.05; 2: 74.078; 2.1: 95.2102; 2.2: 3788.4648; 2.3: 77.8047; 2.4: -2056.5102; 2.5: -42.2351
| 2 | 86.2 | 1: 192.3307; 1.1: 1735.2587; 1.2: 2.327; 1.3: 465.48; 1.4: 35.6168; 1.5: 1735.2587; 1.6: 465.48; 1.7: 279.288; 1.8: 8.4594; 1.9: 2327.4; 2: 74.121; 2.1: 95.211; 2.2: 3792.8319; 2.3: 77.8492; 2.4: -2057.5732; 2.5: -42.2324
| 2 | 86.25 | 1: 192.5857; 1.1: 1738.567; 1.2: 2.3315; 1.3: 465.75; 1.4: 35.664; 1.5: 1738.567; 1.6: 465.75; 1.7: 279.45; 1.8: 8.4594; 1.9: 2328.75; 2: 74.164; 2.1: 95.2118; 2.2: 3797.2012; 2.3: 77.8937; 2.4: -2058.6341; 2.5: -42.2297
| 2 | 86.3 | 1: 192.8408; 1.1: 1741.8795; 1.2: 2.3359; 1.3: 466.02; 1.4: 35.7113; 1.5: 1741.8795; 1.6: 466.02; 1.7: 279.612; 1.8: 8.4594; 1.9: 2330.1; 2: 74.207; 2.1: 95.2126; 2.2: 3801.5726; 2.3: 77.9382; 2.4: -2059.6931; 2.5: -42.2269
| 2 | 86.35 | 1: 193.0961; 1.1: 1745.1962; 1.2: 2.3403; 1.3: 466.29; 1.4: 35.7585; 1.5: 1745.1962; 1.6: 466.29; 1.7: 279.774; 1.8: 8.4594; 1.9: 2331.45; 2: 74.25; 2.1: 95.2135; 2.2: 3805.9462; 2.3: 77.9827; 2.4: -2060.75; 2.5: -42.2241
| 2 | 86.4 | 1: 193.3516; 1.1: 1748.5171; 1.2: 2.3448; 1.3: 466.56; 1.4: 35.8058; 1.5: 1748.5171; 1.6: 466.56; 1.7: 279.936; 1.8: 8.4594; 1.9: 2332.8; 2: 74.293; 2.1: 95.2143; 2.2: 3810.3221; 2.3: 78.0272; 2.4: -2061.805; 2.5: -42.2213
| 2 | 86.45 | 1: 193.6072; 1.1: 1751.8422; 1.2: 2.3493; 1.3: 466.83; 1.4: 35.8532; 1.5: 1751.8422; 1.6: 466.83; 1.7: 280.098; 1.8: 8.4594; 1.9: 2334.15; 2: 74.336; 2.1: 95.2151; 2.2: 3814.7001; 2.3: 78.0716; 2.4: -2062.8579; 2.5: -42.2184
| 2 | 86.5 | 1: 193.8631; 1.1: 1755.1715; 1.2: 2.3537; 1.3: 467.1; 1.4: 35.9006; 1.5: 1755.1715; 1.6: 467.1; 1.7: 280.26; 1.8: 8.4594; 1.9: 2335.5; 2: 74.379; 2.1: 95.2159; 2.2: 3819.0802; 2.3: 78.1161; 2.4: -2063.9088; 2.5: -42.2155
| 2 | 86.55 | 1: 194.119; 1.1: 1758.505; 1.2: 2.3582; 1.3: 467.37; 1.4: 35.948; 1.5: 1758.505; 1.6: 467.37; 1.7: 280.422; 1.8: 8.4594; 1.9: 2336.85; 2: 74.422; 2.1: 95.2168; 2.2: 3823.4626; 2.3: 78.1606; 2.4: -2064.9576; 2.5: -42.2126
| 2 | 86.6 | 1: 194.3752; 1.1: 1761.8427; 1.2: 2.3627; 1.3: 467.64; 1.4: 35.9954; 1.5: 1761.8427; 1.6: 467.64; 1.7: 280.584; 1.8: 8.4594; 1.9: 2338.2; 2: 74.465; 2.1: 95.2177; 2.2: 3827.8471; 2.3: 78.205; 2.4: -2066.0044; 2.5: -42.2096
| 2 | 86.65 | 1: 194.6315; 1.1: 1765.1846; 1.2: 2.3672; 1.3: 467.91; 1.4: 36.0429; 1.5: 1765.1846; 1.6: 467.91; 1.7: 280.746; 1.8: 8.4594; 1.9: 2339.55; 2: 74.508; 2.1: 95.2185; 2.2: 3832.2338; 2.3: 78.2494; 2.4: -2067.0491; 2.5: -42.2066
| 2 | 86.7 | 1: 194.888; 1.1: 1768.5308; 1.2: 2.3716; 1.3: 468.18; 1.4: 36.0904; 1.5: 1768.5308; 1.6: 468.18; 1.7: 280.908; 1.8: 8.4594; 1.9: 2340.9; 2: 74.551; 2.1: 95.2194; 2.2: 3836.6226; 2.3: 78.2939; 2.4: -2068.0918; 2.5: -42.2035
| 2 | 86.75 | 1: 195.1447; 1.1: 1771.8811; 1.2: 2.3761; 1.3: 468.45; 1.4: 36.1379; 1.5: 1771.8811; 1.6: 468.45; 1.7: 281.07; 1.8: 8.4594; 1.9: 2342.25; 2: 74.5939; 2.1: 95.2203; 2.2: 3841.0136; 2.3: 78.3383; 2.4: -2069.1324; 2.5: -42.2004
| 2 | 86.8 | 1: 195.4015; 1.1: 1775.2357; 1.2: 2.3806; 1.3: 468.72; 1.4: 36.1855; 1.5: 1775.2357; 1.6: 468.72; 1.7: 281.232; 1.8: 8.4594; 1.9: 2343.6; 2: 74.6369; 2.1: 95.2212; 2.2: 3845.4067; 2.3: 78.3827; 2.4: -2070.171; 2.5: -42.1973
| 2 | 86.85 | 1: 195.6585; 1.1: 1778.5945; 1.2: 2.3851; 1.3: 468.99; 1.4: 36.2331; 1.5: 1778.5945; 1.6: 468.99; 1.7: 281.394; 1.8: 8.4594; 1.9: 2344.95; 2: 74.6799; 2.1: 95.222; 2.2: 3849.802; 2.3: 78.4271; 2.4: -2071.2074; 2.5: -42.1941
| 2 | 86.9 | 1: 195.9157; 1.1: 1781.9576; 1.2: 2.3896; 1.3: 469.26; 1.4: 36.2807; 1.5: 1781.9576; 1.6: 469.26; 1.7: 281.556; 1.8: 8.4594; 1.9: 2346.3; 2: 74.7229; 2.1: 95.223; 2.2: 3854.1994; 2.3: 78.4716; 2.4: -2072.2418; 2.5: -42.1909
| 2 | 86.95 | 1: 196.173; 1.1: 1785.3248; 1.2: 2.3942; 1.3: 469.53; 1.4: 36.3283; 1.5: 1785.3248; 1.6: 469.53; 1.7: 281.718; 1.8: 8.4594; 1.9: 2347.65; 2: 74.7659; 2.1: 95.2239; 2.2: 3858.5989; 2.3: 78.516; 2.4: -2073.2741; 2.5: -42.1876
| 2 | 87 | 1: 196.4305; 1.1: 1788.6963; 1.2: 2.3987; 1.3: 469.8; 1.4: 36.376; 1.5: 1788.6963; 1.6: 469.8; 1.7: 281.88; 1.8: 8.4594; 1.9: 2349; 2: 74.8089; 2.1: 95.2248; 2.2: 3863.0006; 2.3: 78.5603; 2.4: -2074.3043; 2.5: -42.1843
| 2 | 87.05 | 1: 196.6882; 1.1: 1792.072; 1.2: 2.4032; 1.3: 470.07; 1.4: 36.4237; 1.5: 1792.072; 1.6: 470.07; 1.7: 282.042; 1.8: 8.4594; 1.9: 2350.35; 2: 74.8519; 2.1: 95.2257; 2.2: 3867.4044; 2.3: 78.6047; 2.4: -2075.3323; 2.5: -42.181
| 2 | 87.1 | 1: 196.946; 1.1: 1795.452; 1.2: 2.4077; 1.3: 470.34; 1.4: 36.4715; 1.5: 1795.452; 1.6: 470.34; 1.7: 282.204; 1.8: 8.4594; 1.9: 2351.7; 2: 74.8949; 2.1: 95.2267; 2.2: 3871.8103; 2.3: 78.6491; 2.4: -2076.3583; 2.5: -42.1776
| 2 | 87.15 | 1: 197.2041; 1.1: 1798.8362; 1.2: 2.4123; 1.3: 470.61; 1.4: 36.5193; 1.5: 1798.8362; 1.6: 470.61; 1.7: 282.366; 1.8: 8.4594; 1.9: 2353.05; 2: 74.9379; 2.1: 95.2276; 2.2: 3876.2183; 2.3: 78.6935; 2.4: -2077.3821; 2.5: -42.1742
| 2 | 87.2 | 1: 197.4622; 1.1: 1802.2247; 1.2: 2.4168; 1.3: 470.88; 1.4: 36.5671; 1.5: 1802.2247; 1.6: 470.88; 1.7: 282.528; 1.8: 8.4594; 1.9: 2354.4; 2: 74.9809; 2.1: 95.2286; 2.2: 3880.6285; 2.3: 78.7378; 2.4: -2078.4038; 2.5: -42.1707
| 2 | 87.25 | 1: 197.7206; 1.1: 1805.6173; 1.2: 2.4214; 1.3: 471.15; 1.4: 36.6149; 1.5: 1805.6173; 1.6: 471.15; 1.7: 282.69; 1.8: 8.4594; 1.9: 2355.75; 2: 75.0239; 2.1: 95.2295; 2.2: 3885.0407; 2.3: 78.7822; 2.4: -2079.4234; 2.5: -42.1673
| 2 | 87.3 | 1: 197.9791; 1.1: 1809.0143; 1.2: 2.4259; 1.3: 471.42; 1.4: 36.6628; 1.5: 1809.0143; 1.6: 471.42; 1.7: 282.852; 1.8: 8.4594; 1.9: 2357.1; 2: 75.0669; 2.1: 95.2305; 2.2: 3889.4551; 2.3: 78.8265; 2.4: -2080.4408; 2.5: -42.1637
| 2 | 87.35 | 1: 198.2378; 1.1: 1812.4155; 1.2: 2.4305; 1.3: 471.69; 1.4: 36.7107; 1.5: 1812.4155; 1.6: 471.69; 1.7: 283.014; 1.8: 8.4594; 1.9: 2358.45; 2: 75.1099; 2.1: 95.2315; 2.2: 3893.8715; 2.3: 78.8709; 2.4: -2081.456; 2.5: -42.1602
| 2 | 87.4 | 1: 198.4967; 1.1: 1815.8209; 1.2: 2.4351; 1.3: 471.96; 1.4: 36.7586; 1.5: 1815.8209; 1.6: 471.96; 1.7: 283.176; 1.8: 8.4594; 1.9: 2359.8; 2: 75.1529; 2.1: 95.2325; 2.2: 3898.2901; 2.3: 78.9152; 2.4: -2082.4691; 2.5: -42.1565
| 2 | 87.45 | 1: 198.7557; 1.1: 1819.2306; 1.2: 2.4396; 1.3: 472.23; 1.4: 36.8066; 1.5: 1819.2306; 1.6: 472.23; 1.7: 283.338; 1.8: 8.4594; 1.9: 2361.15; 2: 75.1959; 2.1: 95.2335; 2.2: 3902.7107; 2.3: 78.9595; 2.4: -2083.4801; 2.5: -42.1529
| 2 | 87.5 | 1: 199.0149; 1.1: 1822.6446; 1.2: 2.4442; 1.3: 472.5; 1.4: 36.8546; 1.5: 1822.6446; 1.6: 472.5; 1.7: 283.5; 1.8: 8.4594; 1.9: 2362.5; 2: 75.2389; 2.1: 95.2345; 2.2: 3907.1334; 2.3: 79.0038; 2.4: -2084.4888; 2.5: -42.1492
| 2 | 87.55 | 1: 199.2742; 1.1: 1826.0628; 1.2: 2.4488; 1.3: 472.77; 1.4: 36.9026; 1.5: 1826.0628; 1.6: 472.77; 1.7: 283.662; 1.8: 8.4594; 1.9: 2363.85; 2: 75.2818; 2.1: 95.2355; 2.2: 3911.5582; 2.3: 79.0481; 2.4: -2085.4954; 2.5: -42.1455
| 2 | 87.6 | 1: 199.5338; 1.1: 1829.4853; 1.2: 2.4534; 1.3: 473.04; 1.4: 36.9507; 1.5: 1829.4853; 1.6: 473.04; 1.7: 283.824; 1.8: 8.4594; 1.9: 2365.2; 2: 75.3248; 2.1: 95.2365; 2.2: 3915.985; 2.3: 79.0924; 2.4: -2086.4998; 2.5: -42.1417
| 2 | 87.65 | 1: 199.7935; 1.1: 1832.912; 1.2: 2.458; 1.3: 473.31; 1.4: 36.9988; 1.5: 1832.912; 1.6: 473.31; 1.7: 283.986; 1.8: 8.4594; 1.9: 2366.55; 2: 75.3678; 2.1: 95.2375; 2.2: 3920.4139; 2.3: 79.1367; 2.4: -2087.5019; 2.5: -42.1379
| 2 | 87.7 | 1: 200.0533; 1.1: 1836.343; 1.2: 2.4626; 1.3: 473.58; 1.4: 37.0469; 1.5: 1836.343; 1.6: 473.58; 1.7: 284.148; 1.8: 8.4594; 1.9: 2367.9; 2: 75.4108; 2.1: 95.2386; 2.2: 3924.8449; 2.3: 79.181; 2.4: -2088.5019; 2.5: -42.134
| 2 | 87.75 | 1: 200.3134; 1.1: 1839.7783; 1.2: 2.4672; 1.3: 473.85; 1.4: 37.0951; 1.5: 1839.7783; 1.6: 473.85; 1.7: 284.31; 1.8: 8.4594; 1.9: 2369.25; 2: 75.4538; 2.1: 95.2396; 2.2: 3929.2779; 2.3: 79.2252; 2.4: -2089.4997; 2.5: -42.1302
| 2 | 87.8 | 1: 200.5736; 1.1: 1843.2179; 1.2: 2.4718; 1.3: 474.12; 1.4: 37.1433; 1.5: 1843.2179; 1.6: 474.12; 1.7: 284.472; 1.8: 8.4594; 1.9: 2370.6; 2: 75.4968; 2.1: 95.2407; 2.2: 3933.713; 2.3: 79.2695; 2.4: -2090.4952; 2.5: -42.1262
| 2 | 87.85 | 1: 200.834; 1.1: 1846.6617; 1.2: 2.4764; 1.3: 474.39; 1.4: 37.1915; 1.5: 1846.6617; 1.6: 474.39; 1.7: 284.634; 1.8: 8.4594; 1.9: 2371.95; 2: 75.5398; 2.1: 95.2418; 2.2: 3938.1502; 2.3: 79.3137; 2.4: -2091.4885; 2.5: -42.1222
| 2 | 87.9 | 1: 201.0945; 1.1: 1850.1098; 1.2: 2.481; 1.3: 474.66; 1.4: 37.2397; 1.5: 1850.1098; 1.6: 474.66; 1.7: 284.796; 1.8: 8.4594; 1.9: 2373.3; 2: 75.5828; 2.1: 95.2429; 2.2: 3942.5893; 2.3: 79.358; 2.4: -2092.4795; 2.5: -42.1182
| 2 | 87.95 | 1: 201.3552; 1.1: 1853.5622; 1.2: 2.4857; 1.3: 474.93; 1.4: 37.288; 1.5: 1853.5622; 1.6: 474.93; 1.7: 284.958; 1.8: 8.4594; 1.9: 2374.65; 2: 75.6258; 2.1: 95.244; 2.2: 3947.0305; 2.3: 79.4022; 2.4: -2093.4684; 2.5: -42.1142
| 2 | 88 | 1: 201.6161; 1.1: 1857.0189; 1.2: 2.4903; 1.3: 475.2; 1.4: 37.3363; 1.5: 1857.0189; 1.6: 475.2; 1.7: 285.12; 1.8: 8.4594; 1.9: 2376; 2: 75.6688; 2.1: 95.2451; 2.2: 3951.4738; 2.3: 79.4464; 2.4: -2094.4549; 2.5: -42.1101
| 2 | 88.05 | 1: 201.8772; 1.1: 1860.4798; 1.2: 2.4949; 1.3: 475.47; 1.4: 37.3847; 1.5: 1860.4798; 1.6: 475.47; 1.7: 285.282; 1.8: 8.4594; 1.9: 2377.35; 2: 75.7118; 2.1: 95.2462; 2.2: 3955.919; 2.3: 79.4906; 2.4: -2095.4392; 2.5: -42.106
| 2 | 88.1 | 1: 202.1384; 1.1: 1863.9451; 1.2: 2.4996; 1.3: 475.74; 1.4: 37.433; 1.5: 1863.9451; 1.6: 475.74; 1.7: 285.444; 1.8: 8.4594; 1.9: 2378.7; 2: 75.7548; 2.1: 95.2473; 2.2: 3960.3663; 2.3: 79.5348; 2.4: -2096.4212; 2.5: -42.1018
| 2 | 88.15 | 1: 202.3998; 1.1: 1867.4146; 1.2: 2.5042; 1.3: 476.01; 1.4: 37.4814; 1.5: 1867.4146; 1.6: 476.01; 1.7: 285.606; 1.8: 8.4594; 1.9: 2380.05; 2: 75.7978; 2.1: 95.2484; 2.2: 3964.8156; 2.3: 79.579; 2.4: -2097.401; 2.5: -42.0976
| 2 | 88.2 | 1: 202.6613; 1.1: 1870.8885; 1.2: 2.5089; 1.3: 476.28; 1.4: 37.5299; 1.5: 1870.8885; 1.6: 476.28; 1.7: 285.768; 1.8: 8.4594; 1.9: 2381.4; 2: 75.8408; 2.1: 95.2496; 2.2: 3969.2669; 2.3: 79.6232; 2.4: -2098.3784; 2.5: -42.0933
| 2 | 88.25 | 1: 202.9231; 1.1: 1874.3666; 1.2: 2.5136; 1.3: 476.55; 1.4: 37.5783; 1.5: 1874.3666; 1.6: 476.55; 1.7: 285.93; 1.8: 8.4594; 1.9: 2382.75; 2: 75.8838; 2.1: 95.2508; 2.2: 3973.7202; 2.3: 79.6674; 2.4: -2099.3536; 2.5: -42.089
| 2 | 88.3 | 1: 203.185; 1.1: 1877.8491; 1.2: 2.5182; 1.3: 476.82; 1.4: 37.6268; 1.5: 1877.8491; 1.6: 476.82; 1.7: 286.092; 1.8: 8.4594; 1.9: 2384.1; 2: 75.9268; 2.1: 95.2519; 2.2: 3978.1755; 2.3: 79.7115; 2.4: -2100.3264; 2.5: -42.0847
| 2 | 88.35 | 1: 203.447; 1.1: 1881.3358; 1.2: 2.5229; 1.3: 477.09; 1.4: 37.6754; 1.5: 1881.3358; 1.6: 477.09; 1.7: 286.254; 1.8: 8.4594; 1.9: 2385.45; 2: 75.9697; 2.1: 95.2531; 2.2: 3982.6328; 2.3: 79.7557; 2.4: -2101.297; 2.5: -42.0803
| 2 | 88.4 | 1: 203.7093; 1.1: 1884.8269; 1.2: 2.5276; 1.3: 477.36; 1.4: 37.7239; 1.5: 1884.8269; 1.6: 477.36; 1.7: 286.416; 1.8: 8.4594; 1.9: 2386.8; 2: 76.0127; 2.1: 95.2543; 2.2: 3987.0921; 2.3: 79.7998; 2.4: -2102.2652; 2.5: -42.0759
| 2 | 88.45 | 1: 203.9717; 1.1: 1888.3222; 1.2: 2.5323; 1.3: 477.63; 1.4: 37.7725; 1.5: 1888.3222; 1.6: 477.63; 1.7: 286.578; 1.8: 8.4594; 1.9: 2388.15; 2: 76.0557; 2.1: 95.2555; 2.2: 3991.5534; 2.3: 79.8439; 2.4: -2103.2311; 2.5: -42.0714
| 2 | 88.5 | 1: 204.2343; 1.1: 1891.8219; 1.2: 2.537; 1.3: 477.9; 1.4: 37.8212; 1.5: 1891.8219; 1.6: 477.9; 1.7: 286.74; 1.8: 8.4594; 1.9: 2389.5; 2: 76.0987; 2.1: 95.2567; 2.2: 3996.0166; 2.3: 79.8881; 2.4: -2104.1947; 2.5: -42.0669
| 2 | 88.55 | 1: 204.497; 1.1: 1895.3259; 1.2: 2.5417; 1.3: 478.17; 1.4: 37.8698; 1.5: 1895.3259; 1.6: 478.17; 1.7: 286.902; 1.8: 8.4594; 1.9: 2390.85; 2: 76.1417; 2.1: 95.2579; 2.2: 4000.4818; 2.3: 79.9322; 2.4: -2105.1559; 2.5: -42.0624
| 2 | 88.6 | 1: 204.7599; 1.1: 1898.8342; 1.2: 2.5464; 1.3: 478.44; 1.4: 37.9185; 1.5: 1898.8342; 1.6: 478.44; 1.7: 287.064; 1.8: 8.4594; 1.9: 2392.2; 2: 76.1847; 2.1: 95.2592; 2.2: 4004.949; 2.3: 79.9763; 2.4: -2106.1148; 2.5: -42.0578
| 2 | 88.65 | 1: 205.023; 1.1: 1902.3468; 1.2: 2.5511; 1.3: 478.71; 1.4: 37.9672; 1.5: 1902.3468; 1.6: 478.71; 1.7: 287.226; 1.8: 8.4594; 1.9: 2393.55; 2: 76.2277; 2.1: 95.2604; 2.2: 4009.4181; 2.3: 80.0204; 2.4: -2107.0713; 2.5: -42.0531
| 2 | 88.7 | 1: 205.2862; 1.1: 1905.8637; 1.2: 2.5558; 1.3: 478.98; 1.4: 38.016; 1.5: 1905.8637; 1.6: 478.98; 1.7: 287.388; 1.8: 8.4594; 1.9: 2394.9; 2: 76.2707; 2.1: 95.2617; 2.2: 4013.8891; 2.3: 80.0644; 2.4: -2108.0254; 2.5: -42.0485
| 2 | 88.75 | 1: 205.5497; 1.1: 1909.385; 1.2: 2.5605; 1.3: 479.25; 1.4: 38.0648; 1.5: 1909.385; 1.6: 479.25; 1.7: 287.55; 1.8: 8.4594; 1.9: 2396.25; 2: 76.3137; 2.1: 95.2629; 2.2: 4018.3622; 2.3: 80.1085; 2.4: -2108.9772; 2.5: -42.0437
| 2 | 88.8 | 1: 205.8132; 1.1: 1912.9106; 1.2: 2.5653; 1.3: 479.52; 1.4: 38.1136; 1.5: 1912.9106; 1.6: 479.52; 1.7: 287.712; 1.8: 8.4594; 1.9: 2397.6; 2: 76.3567; 2.1: 95.2642; 2.2: 4022.8371; 2.3: 80.1525; 2.4: -2109.9265; 2.5: -42.039
| 2 | 88.85 | 1: 206.077; 1.1: 1916.4405; 1.2: 2.57; 1.3: 479.79; 1.4: 38.1624; 1.5: 1916.4405; 1.6: 479.79; 1.7: 287.874; 1.8: 8.4594; 1.9: 2398.95; 2: 76.3997; 2.1: 95.2655; 2.2: 4027.314; 2.3: 80.1966; 2.4: -2110.8735; 2.5: -42.0342
| 2 | 88.9 | 1: 206.3409; 1.1: 1919.9748; 1.2: 2.5747; 1.3: 480.06; 1.4: 38.2113; 1.5: 1919.9748; 1.6: 480.06; 1.7: 288.036; 1.8: 8.4594; 1.9: 2400.3; 2: 76.4427; 2.1: 95.2668; 2.2: 4031.7928; 2.3: 80.2406; 2.4: -2111.818; 2.5: -42.0293
| 2 | 88.95 | 1: 206.605; 1.1: 1923.5134; 1.2: 2.5795; 1.3: 480.33; 1.4: 38.2602; 1.5: 1923.5134; 1.6: 480.33; 1.7: 288.198; 1.8: 8.4594; 1.9: 2401.65; 2: 76.4857; 2.1: 95.2681; 2.2: 4036.2736; 2.3: 80.2846; 2.4: -2112.7602; 2.5: -42.0245
| 2 | 89 | 1: 206.8693; 1.1: 1927.0563; 1.2: 2.5842; 1.3: 480.6; 1.4: 38.3091; 1.5: 1927.0563; 1.6: 480.6; 1.7: 288.36; 1.8: 8.4594; 1.9: 2403; 2: 76.5287; 2.1: 95.2694; 2.2: 4040.7562; 2.3: 80.3287; 2.4: -2113.6999; 2.5: -42.0195
| 2 | 89.05 | 1: 207.1337; 1.1: 1930.6036; 1.2: 2.589; 1.3: 480.87; 1.4: 38.3581; 1.5: 1930.6036; 1.6: 480.87; 1.7: 288.522; 1.8: 8.4594; 1.9: 2404.35; 2: 76.5717; 2.1: 95.2708; 2.2: 4045.2408; 2.3: 80.3727; 2.4: -2114.6372; 2.5: -42.0146
| 2 | 89.1 | 1: 207.3983; 1.1: 1934.1552; 1.2: 2.5937; 1.3: 481.14; 1.4: 38.4071; 1.5: 1934.1552; 1.6: 481.14; 1.7: 288.684; 1.8: 8.4594; 1.9: 2405.7; 2: 76.6146; 2.1: 95.2721; 2.2: 4049.7273; 2.3: 80.4166; 2.4: -2115.5721; 2.5: -42.0095
| 2 | 89.15 | 1: 207.6631; 1.1: 1937.7111; 1.2: 2.5985; 1.3: 481.41; 1.4: 38.4561; 1.5: 1937.7111; 1.6: 481.41; 1.7: 288.846; 1.8: 8.4594; 1.9: 2407.05; 2: 76.6576; 2.1: 95.2735; 2.2: 4054.2156; 2.3: 80.4606; 2.4: -2116.5045; 2.5: -42.0045
| 2 | 89.2 | 1: 207.928; 1.1: 1941.2714; 1.2: 2.6033; 1.3: 481.68; 1.4: 38.5052; 1.5: 1941.2714; 1.6: 481.68; 1.7: 289.008; 1.8: 8.4594; 1.9: 2408.4; 2: 76.7006; 2.1: 95.2749; 2.2: 4058.7059; 2.3: 80.5046; 2.4: -2117.4344; 2.5: -41.9994
| 2 | 89.25 | 1: 208.1931; 1.1: 1944.8361; 1.2: 2.6081; 1.3: 481.95; 1.4: 38.5543; 1.5: 1944.8361; 1.6: 481.95; 1.7: 289.17; 1.8: 8.4594; 1.9: 2409.75; 2: 76.7436; 2.1: 95.2763; 2.2: 4063.198; 2.3: 80.5485; 2.4: -2118.3619; 2.5: -41.9942
| 2 | 89.3 | 1: 208.4584; 1.1: 1948.4051; 1.2: 2.6129; 1.3: 482.22; 1.4: 38.6034; 1.5: 1948.4051; 1.6: 482.22; 1.7: 289.332; 1.8: 8.4594; 1.9: 2411.1; 2: 76.7866; 2.1: 95.2777; 2.2: 4067.692; 2.3: 80.5925; 2.4: -2119.2869; 2.5: -41.9891
| 2 | 89.35 | 1: 208.7238; 1.1: 1951.9785; 1.2: 2.6176; 1.3: 482.49; 1.4: 38.6526; 1.5: 1951.9785; 1.6: 482.49; 1.7: 289.494; 1.8: 8.4594; 1.9: 2412.45; 2: 76.8296; 2.1: 95.2791; 2.2: 4072.1879; 2.3: 80.6364; 2.4: -2120.2095; 2.5: -41.9838
| 2 | 89.4 | 1: 208.9895; 1.1: 1955.5562; 1.2: 2.6224; 1.3: 482.76; 1.4: 38.7018; 1.5: 1955.5562; 1.6: 482.76; 1.7: 289.656; 1.8: 8.4594; 1.9: 2413.8; 2: 76.8726; 2.1: 95.2805; 2.2: 4076.6857; 2.3: 80.6803; 2.4: -2121.1295; 2.5: -41.9786
| 2 | 89.45 | 1: 209.2552; 1.1: 1959.1383; 1.2: 2.6272; 1.3: 483.03; 1.4: 38.751; 1.5: 1959.1383; 1.6: 483.03; 1.7: 289.818; 1.8: 8.4594; 1.9: 2415.15; 2: 76.9156; 2.1: 95.282; 2.2: 4081.1853; 2.3: 80.7242; 2.4: -2122.047; 2.5: -41.9732
| 2 | 89.5 | 1: 209.5212; 1.1: 1962.7247; 1.2: 2.6321; 1.3: 483.3; 1.4: 38.8002; 1.5: 1962.7247; 1.6: 483.3; 1.7: 289.98; 1.8: 8.4594; 1.9: 2416.5; 2: 76.9586; 2.1: 95.2834; 2.2: 4085.6867; 2.3: 80.7681; 2.4: -2122.962; 2.5: -41.9679
| 2 | 89.55 | 1: 209.7873; 1.1: 1966.3155; 1.2: 2.6369; 1.3: 483.57; 1.4: 38.8495; 1.5: 1966.3155; 1.6: 483.57; 1.7: 290.142; 1.8: 8.4594; 1.9: 2417.85; 2: 77.0016; 2.1: 95.2849; 2.2: 4090.19; 2.3: 80.812; 2.4: -2123.8745; 2.5: -41.9625
| 2 | 89.6 | 1: 210.0536; 1.1: 1969.9107; 1.2: 2.6417; 1.3: 483.84; 1.4: 38.8988; 1.5: 1969.9107; 1.6: 483.84; 1.7: 290.304; 1.8: 8.4594; 1.9: 2419.2; 2: 77.0446; 2.1: 95.2864; 2.2: 4094.6952; 2.3: 80.8558; 2.4: -2124.7845; 2.5: -41.957
| 2 | 89.65 | 1: 210.3201; 1.1: 1973.5103; 1.2: 2.6465; 1.3: 484.11; 1.4: 38.9482; 1.5: 1973.5103; 1.6: 484.11; 1.7: 290.466; 1.8: 8.4594; 1.9: 2420.55; 2: 77.0876; 2.1: 95.2878; 2.2: 4099.2022; 2.3: 80.8997; 2.4: -2125.6919; 2.5: -41.9515
| 2 | 89.7 | 1: 210.5867; 1.1: 1977.1142; 1.2: 2.6514; 1.3: 484.38; 1.4: 38.9975; 1.5: 1977.1142; 1.6: 484.38; 1.7: 290.628; 1.8: 8.4594; 1.9: 2421.9; 2: 77.1306; 2.1: 95.2894; 2.2: 4103.711; 2.3: 80.9435; 2.4: -2126.5968; 2.5: -41.946
| 2 | 89.75 | 1: 210.8535; 1.1: 1980.7225; 1.2: 2.6562; 1.3: 484.65; 1.4: 39.0469; 1.5: 1980.7225; 1.6: 484.65; 1.7: 290.79; 1.8: 8.4594; 1.9: 2423.25; 2: 77.1736; 2.1: 95.2909; 2.2: 4108.2216; 2.3: 80.9874; 2.4: -2127.4991; 2.5: -41.9404
| 2 | 89.8 | 1: 211.1205; 1.1: 1984.3352; 1.2: 2.661; 1.3: 484.92; 1.4: 39.0964; 1.5: 1984.3352; 1.6: 484.92; 1.7: 290.952; 1.8: 8.4594; 1.9: 2424.6; 2: 77.2166; 2.1: 95.2924; 2.2: 4112.734; 2.3: 81.0312; 2.4: -2128.3988; 2.5: -41.9348
| 2 | 89.85 | 1: 211.3876; 1.1: 1987.9523; 1.2: 2.6659; 1.3: 485.19; 1.4: 39.1458; 1.5: 1987.9523; 1.6: 485.19; 1.7: 291.114; 1.8: 8.4594; 1.9: 2425.95; 2: 77.2596; 2.1: 95.294; 2.2: 4117.2483; 2.3: 81.075; 2.4: -2129.296; 2.5: -41.9291
| 2 | 89.9 | 1: 211.6549; 1.1: 1991.5737; 1.2: 2.6707; 1.3: 485.46; 1.4: 39.1953; 1.5: 1991.5737; 1.6: 485.46; 1.7: 291.276; 1.8: 8.4594; 1.9: 2427.3; 2: 77.3025; 2.1: 95.2955; 2.2: 4121.7643; 2.3: 81.1188; 2.4: -2130.1906; 2.5: -41.9234
| 2 | 89.95 | 1: 211.9224; 1.1: 1995.1996; 1.2: 2.6756; 1.3: 485.73; 1.4: 39.2449; 1.5: 1995.1996; 1.6: 485.73; 1.7: 291.438; 1.8: 8.4594; 1.9: 2428.65; 2: 77.3455; 2.1: 95.2971; 2.2: 4126.2822; 2.3: 81.1625; 2.4: -2131.0826; 2.5: -41.9177
| 2 | 90 | 1: 212.19; 1.1: 1998.8298; 1.2: 2.6805; 1.3: 486; 1.4: 39.2944; 1.5: 1998.8298; 1.6: 486; 1.7: 291.6; 1.8: 8.4594; 1.9: 2430; 2: 77.3885; 2.1: 95.2987; 2.2: 4130.8018; 2.3: 81.2063; 2.4: -2131.972; 2.5: -41.9118
| 2 | 90.05 | 1: 212.4578; 1.1: 2002.4644; 1.2: 2.6853; 1.3: 486.27; 1.4: 39.344; 1.5: 2002.4644; 1.6: 486.27; 1.7: 291.762; 1.8: 8.4594; 1.9: 2431.35; 2: 77.4315; 2.1: 95.3003; 2.2: 4135.3232; 2.3: 81.25; 2.4: -2132.8587; 2.5: -41.906
| 2 | 90.1 | 1: 212.7258; 1.1: 2006.1035; 1.2: 2.6902; 1.3: 486.54; 1.4: 39.3937; 1.5: 2006.1035; 1.6: 486.54; 1.7: 291.924; 1.8: 8.4594; 1.9: 2432.7; 2: 77.4745; 2.1: 95.3019; 2.2: 4139.8463; 2.3: 81.2938; 2.4: -2133.7429; 2.5: -41.9001
| 2 | 90.15 | 1: 212.9939; 1.1: 2009.7469; 1.2: 2.6951; 1.3: 486.81; 1.4: 39.4433; 1.5: 2009.7469; 1.6: 486.81; 1.7: 292.086; 1.8: 8.4594; 1.9: 2434.05; 2: 77.5175; 2.1: 95.3035; 2.2: 4144.3713; 2.3: 81.3375; 2.4: -2134.6244; 2.5: -41.8942
| 2 | 90.2 | 1: 213.2623; 1.1: 2013.3947; 1.2: 2.7; 1.3: 487.08; 1.4: 39.493; 1.5: 2013.3947; 1.6: 487.08; 1.7: 292.248; 1.8: 8.4594; 1.9: 2435.4; 2: 77.5605; 2.1: 95.3052; 2.2: 4148.898; 2.3: 81.3812; 2.4: -2135.5033; 2.5: -41.8882
| 2 | 90.25 | 1: 213.5307; 1.1: 2017.0469; 1.2: 2.7049; 1.3: 487.35; 1.4: 39.5427; 1.5: 2017.0469; 1.6: 487.35; 1.7: 292.41; 1.8: 8.4594; 1.9: 2436.75; 2: 77.6035; 2.1: 95.3069; 2.2: 4153.4264; 2.3: 81.4249; 2.4: -2136.3795; 2.5: -41.8822
| 2 | 90.3 | 1: 213.7994; 1.1: 2020.7036; 1.2: 2.7098; 1.3: 487.62; 1.4: 39.5925; 1.5: 2020.7036; 1.6: 487.62; 1.7: 292.572; 1.8: 8.4594; 1.9: 2438.1; 2: 77.6465; 2.1: 95.3085; 2.2: 4157.9566; 2.3: 81.4686; 2.4: -2137.253; 2.5: -41.8761
| 2 | 90.35 | 1: 214.0682; 1.1: 2024.3646; 1.2: 2.7147; 1.3: 487.89; 1.4: 39.6423; 1.5: 2024.3646; 1.6: 487.89; 1.7: 292.734; 1.8: 8.4594; 1.9: 2439.45; 2: 77.6895; 2.1: 95.3102; 2.2: 4162.4885; 2.3: 81.5122; 2.4: -2138.1239; 2.5: -41.87
| 2 | 90.4 | 1: 214.3372; 1.1: 2028.0301; 1.2: 2.7196; 1.3: 488.16; 1.4: 39.6921; 1.5: 2028.0301; 1.6: 488.16; 1.7: 292.896; 1.8: 8.4594; 1.9: 2440.8; 2: 77.7325; 2.1: 95.3119; 2.2: 4167.0221; 2.3: 81.5559; 2.4: -2138.9921; 2.5: -41.8638
| 2 | 90.45 | 1: 214.6064; 1.1: 2031.6999; 1.2: 2.7246; 1.3: 488.43; 1.4: 39.7419; 1.5: 2031.6999; 1.6: 488.43; 1.7: 293.058; 1.8: 8.4594; 1.9: 2442.15; 2: 77.7755; 2.1: 95.3137; 2.2: 4171.5575; 2.3: 81.5995; 2.4: -2139.8576; 2.5: -41.8576
| 2 | 90.5 | 1: 214.8757; 1.1: 2035.3742; 1.2: 2.7295; 1.3: 488.7; 1.4: 39.7918; 1.5: 2035.3742; 1.6: 488.7; 1.7: 293.22; 1.8: 8.4594; 1.9: 2443.5; 2: 77.8185; 2.1: 95.3154; 2.2: 4176.0946; 2.3: 81.6431; 2.4: -2140.7204; 2.5: -41.8513
| 2 | 90.55 | 1: 215.1452; 1.1: 2039.0529; 1.2: 2.7344; 1.3: 488.97; 1.4: 39.8417; 1.5: 2039.0529; 1.6: 488.97; 1.7: 293.382; 1.8: 8.4594; 1.9: 2444.85; 2: 77.8615; 2.1: 95.3172; 2.2: 4180.6333; 2.3: 81.6867; 2.4: -2141.5804; 2.5: -41.845
| 2 | 90.6 | 1: 215.4149; 1.1: 2042.736; 1.2: 2.7394; 1.3: 489.24; 1.4: 39.8916; 1.5: 2042.736; 1.6: 489.24; 1.7: 293.544; 1.8: 8.4594; 1.9: 2446.2; 2: 77.9045; 2.1: 95.3189; 2.2: 4185.1738; 2.3: 81.7303; 2.4: -2142.4378; 2.5: -41.8387
| 2 | 90.65 | 1: 215.6847; 1.1: 2046.4236; 1.2: 2.7443; 1.3: 489.51; 1.4: 39.9416; 1.5: 2046.4236; 1.6: 489.51; 1.7: 293.706; 1.8: 8.4594; 1.9: 2447.55; 2: 77.9475; 2.1: 95.3207; 2.2: 4189.716; 2.3: 81.7739; 2.4: -2143.2924; 2.5: -41.8323
| 2 | 90.7 | 1: 215.9547; 1.1: 2050.1156; 1.2: 2.7493; 1.3: 489.78; 1.4: 39.9916; 1.5: 2050.1156; 1.6: 489.78; 1.7: 293.868; 1.8: 8.4594; 1.9: 2448.9; 2: 77.9904; 2.1: 95.3225; 2.2: 4194.2598; 2.3: 81.8174; 2.4: -2144.1443; 2.5: -41.8258
| 2 | 90.75 | 1: 216.2249; 1.1: 2053.812; 1.2: 2.7542; 1.3: 490.05; 1.4: 40.0416; 1.5: 2053.812; 1.6: 490.05; 1.7: 294.03; 1.8: 8.4594; 1.9: 2450.25; 2: 78.0334; 2.1: 95.3243; 2.2: 4198.8054; 2.3: 81.861; 2.4: -2144.9934; 2.5: -41.8193
| 2 | 90.8 | 1: 216.4952; 1.1: 2057.5128; 1.2: 2.7592; 1.3: 490.32; 1.4: 40.0917; 1.5: 2057.5128; 1.6: 490.32; 1.7: 294.192; 1.8: 8.4594; 1.9: 2451.6; 2: 78.0764; 2.1: 95.3262; 2.2: 4203.3526; 2.3: 81.9045; 2.4: -2145.8397; 2.5: -41.8128
| 2 | 90.85 | 1: 216.7657; 1.1: 2061.2181; 1.2: 2.7641; 1.3: 490.59; 1.4: 40.1418; 1.5: 2061.2181; 1.6: 490.59; 1.7: 294.354; 1.8: 8.4594; 1.9: 2452.95; 2: 78.1194; 2.1: 95.328; 2.2: 4207.9014; 2.3: 81.948; 2.4: -2146.6833; 2.5: -41.8062
| 2 | 90.9 | 1: 217.0364; 1.1: 2064.9278; 1.2: 2.7691; 1.3: 490.86; 1.4: 40.1919; 1.5: 2064.9278; 1.6: 490.86; 1.7: 294.516; 1.8: 8.4594; 1.9: 2454.3; 2: 78.1624; 2.1: 95.3299; 2.2: 4212.4519; 2.3: 81.9915; 2.4: -2147.5241; 2.5: -41.7996
| 2 | 90.95 | 1: 217.3073; 1.1: 2068.642; 1.2: 2.7741; 1.3: 491.13; 1.4: 40.2421; 1.5: 2068.642; 1.6: 491.13; 1.7: 294.678; 1.8: 8.4594; 1.9: 2455.65; 2: 78.2054; 2.1: 95.3318; 2.2: 4217.0041; 2.3: 82.035; 2.4: -2148.3621; 2.5: -41.7929
| 2 | 91 | 1: 217.5783; 1.1: 2072.3606; 1.2: 2.7791; 1.3: 491.4; 1.4: 40.2923; 1.5: 2072.3606; 1.6: 491.4; 1.7: 294.84; 1.8: 8.4594; 1.9: 2457; 2: 78.2484; 2.1: 95.3337; 2.2: 4221.5579; 2.3: 82.0785; 2.4: -2149.1973; 2.5: -41.7862
| 2 | 91.05 | 1: 217.8495; 1.1: 2076.0836; 1.2: 2.7841; 1.3: 491.67; 1.4: 40.3425; 1.5: 2076.0836; 1.6: 491.67; 1.7: 295.002; 1.8: 8.4594; 1.9: 2458.35; 2: 78.2914; 2.1: 95.3356; 2.2: 4226.1133; 2.3: 82.1219; 2.4: -2150.0297; 2.5: -41.7794
| 2 | 91.1 | 1: 218.1208; 1.1: 2079.8111; 1.2: 2.7891; 1.3: 491.94; 1.4: 40.3927; 1.5: 2079.8111; 1.6: 491.94; 1.7: 295.164; 1.8: 8.4594; 1.9: 2459.7; 2: 78.3344; 2.1: 95.3375; 2.2: 4230.6703; 2.3: 82.1653; 2.4: -2150.8592; 2.5: -41.7726
| 2 | 91.15 | 1: 218.3923; 1.1: 2083.5431; 1.2: 2.7941; 1.3: 492.21; 1.4: 40.443; 1.5: 2083.5431; 1.6: 492.21; 1.7: 295.326; 1.8: 8.4594; 1.9: 2461.05; 2: 78.3774; 2.1: 95.3395; 2.2: 4235.229; 2.3: 82.2088; 2.4: -2151.6859; 2.5: -41.7657
| 2 | 91.2 | 1: 218.664; 1.1: 2087.2795; 1.2: 2.7991; 1.3: 492.48; 1.4: 40.4933; 1.5: 2087.2795; 1.6: 492.48; 1.7: 295.488; 1.8: 8.4594; 1.9: 2462.4; 2: 78.4204; 2.1: 95.3414; 2.2: 4239.7893; 2.3: 82.2522; 2.4: -2152.5098; 2.5: -41.7588
| 2 | 91.25 | 1: 218.9359; 1.1: 2091.0204; 1.2: 2.8041; 1.3: 492.75; 1.4: 40.5437; 1.5: 2091.0204; 1.6: 492.75; 1.7: 295.65; 1.8: 8.4594; 1.9: 2463.75; 2: 78.4634; 2.1: 95.3434; 2.2: 4244.3511; 2.3: 82.2955; 2.4: -2153.3308; 2.5: -41.7518
| 2 | 91.3 | 1: 219.2079; 1.1: 2094.7657; 1.2: 2.8091; 1.3: 493.02; 1.4: 40.5941; 1.5: 2094.7657; 1.6: 493.02; 1.7: 295.812; 1.8: 8.4594; 1.9: 2465.1; 2: 78.5064; 2.1: 95.3454; 2.2: 4248.9146; 2.3: 82.3389; 2.4: -2154.1489; 2.5: -41.7448
| 2 | 91.35 | 1: 219.4801; 1.1: 2098.5155; 1.2: 2.8142; 1.3: 493.29; 1.4: 40.6445; 1.5: 2098.5155; 1.6: 493.29; 1.7: 295.974; 1.8: 8.4594; 1.9: 2466.45; 2: 78.5494; 2.1: 95.3474; 2.2: 4253.4796; 2.3: 82.3823; 2.4: -2154.9641; 2.5: -41.7378
| 2 | 91.4 | 1: 219.7525; 1.1: 2102.2697; 1.2: 2.8192; 1.3: 493.56; 1.4: 40.6949; 1.5: 2102.2697; 1.6: 493.56; 1.7: 296.136; 1.8: 8.4594; 1.9: 2467.8; 2: 78.5924; 2.1: 95.3495; 2.2: 4258.0462; 2.3: 82.4256; 2.4: -2155.7765; 2.5: -41.7307
| 2 | 91.45 | 1: 220.025; 1.1: 2106.0284; 1.2: 2.8242; 1.3: 493.83; 1.4: 40.7454; 1.5: 2106.0284; 1.6: 493.83; 1.7: 296.298; 1.8: 8.4594; 1.9: 2469.15; 2: 78.6354; 2.1: 95.3515; 2.2: 4262.6144; 2.3: 82.4689; 2.4: -2156.586; 2.5: -41.7235
| 2 | 91.5 | 1: 220.2978; 1.1: 2109.7916; 1.2: 2.8293; 1.3: 494.1; 1.4: 40.7959; 1.5: 2109.7916; 1.6: 494.1; 1.7: 296.46; 1.8: 8.4594; 1.9: 2470.5; 2: 78.6783; 2.1: 95.3536; 2.2: 4267.1841; 2.3: 82.5122; 2.4: -2157.3925; 2.5: -41.7163
| 2 | 91.55 | 1: 220.5706; 1.1: 2113.5593; 1.2: 2.8343; 1.3: 494.37; 1.4: 40.8464; 1.5: 2113.5593; 1.6: 494.37; 1.7: 296.622; 1.8: 8.4594; 1.9: 2471.85; 2: 78.7213; 2.1: 95.3557; 2.2: 4271.7554; 2.3: 82.5555; 2.4: -2158.1961; 2.5: -41.7091
| 2 | 91.6 | 1: 220.8437; 1.1: 2117.3314; 1.2: 2.8394; 1.3: 494.64; 1.4: 40.897; 1.5: 2117.3314; 1.6: 494.64; 1.7: 296.784; 1.8: 8.4594; 1.9: 2473.2; 2: 78.7643; 2.1: 95.3578; 2.2: 4276.3282; 2.3: 82.5987; 2.4: -2158.9968; 2.5: -41.7018
| 2 | 91.65 | 1: 221.1169; 1.1: 2121.108; 1.2: 2.8445; 1.3: 494.91; 1.4: 40.9476; 1.5: 2121.108; 1.6: 494.91; 1.7: 296.946; 1.8: 8.4594; 1.9: 2474.55; 2: 78.8073; 2.1: 95.3599; 2.2: 4280.9025; 2.3: 82.642; 2.4: -2159.7945; 2.5: -41.6944
| 2 | 91.7 | 1: 221.3903; 1.1: 2124.8891; 1.2: 2.8495; 1.3: 495.18; 1.4: 40.9982; 1.5: 2124.8891; 1.6: 495.18; 1.7: 297.108; 1.8: 8.4594; 1.9: 2475.9; 2: 78.8503; 2.1: 95.3621; 2.2: 4285.4784; 2.3: 82.6852; 2.4: -2160.5893; 2.5: -41.687
| 2 | 91.75 | 1: 221.6638; 1.1: 2128.6747; 1.2: 2.8546; 1.3: 495.45; 1.4: 41.0489; 1.5: 2128.6747; 1.6: 495.45; 1.7: 297.27; 1.8: 8.4594; 1.9: 2477.25; 2: 78.8933; 2.1: 95.3642; 2.2: 4290.0558; 2.3: 82.7284; 2.4: -2161.3811; 2.5: -41.6796
| 2 | 91.8 | 1: 221.9375; 1.1: 2132.4647; 1.2: 2.8597; 1.3: 495.72; 1.4: 41.0995; 1.5: 2132.4647; 1.6: 495.72; 1.7: 297.432; 1.8: 8.4594; 1.9: 2478.6; 2: 78.9363; 2.1: 95.3664; 2.2: 4294.6346; 2.3: 82.7716; 2.4: -2162.1699; 2.5: -41.6721
| 2 | 91.85 | 1: 222.2114; 1.1: 2136.2593; 1.2: 2.8648; 1.3: 495.99; 1.4: 41.1503; 1.5: 2136.2593; 1.6: 495.99; 1.7: 297.594; 1.8: 8.4594; 1.9: 2479.95; 2: 78.9793; 2.1: 95.3686; 2.2: 4299.215; 2.3: 82.8148; 2.4: -2162.9557; 2.5: -41.6645
| 2 | 91.9 | 1: 222.4855; 1.1: 2140.0583; 1.2: 2.8699; 1.3: 496.26; 1.4: 41.201; 1.5: 2140.0583; 1.6: 496.26; 1.7: 297.756; 1.8: 8.4594; 1.9: 2481.3; 2: 79.0223; 2.1: 95.3708; 2.2: 4303.7969; 2.3: 82.8579; 2.4: -2163.7386; 2.5: -41.6569
| 2 | 91.95 | 1: 222.7597; 1.1: 2143.8619; 1.2: 2.875; 1.3: 496.53; 1.4: 41.2518; 1.5: 2143.8619; 1.6: 496.53; 1.7: 297.918; 1.8: 8.4594; 1.9: 2482.65; 2: 79.0653; 2.1: 95.3731; 2.2: 4308.3802; 2.3: 82.9011; 2.4: -2164.5184; 2.5: -41.6493
| 2 | 92 | 1: 223.0341; 1.1: 2147.6699; 1.2: 2.8801; 1.3: 496.8; 1.4: 41.3026; 1.5: 2147.6699; 1.6: 496.8; 1.7: 298.08; 1.8: 8.4594; 1.9: 2484; 2: 79.1083; 2.1: 95.3753; 2.2: 4312.9651; 2.3: 82.9442; 2.4: -2165.2952; 2.5: -41.6416
| 2 | 92.05 | 1: 223.3087; 1.1: 2151.4824; 1.2: 2.8852; 1.3: 497.07; 1.4: 41.3535; 1.5: 2151.4824; 1.6: 497.07; 1.7: 298.242; 1.8: 8.4594; 1.9: 2485.35; 2: 79.1513; 2.1: 95.3776; 2.2: 4317.5513; 2.3: 82.9873; 2.4: -2166.0689; 2.5: -41.6338
| 2 | 92.1 | 1: 223.5834; 1.1: 2155.2995; 1.2: 2.8903; 1.3: 497.34; 1.4: 41.4043; 1.5: 2155.2995; 1.6: 497.34; 1.7: 298.404; 1.8: 8.4594; 1.9: 2486.7; 2: 79.1943; 2.1: 95.3799; 2.2: 4322.1391; 2.3: 83.0304; 2.4: -2166.8396; 2.5: -41.626
| 2 | 92.15 | 1: 223.8583; 1.1: 2159.121; 1.2: 2.8954; 1.3: 497.61; 1.4: 41.4552; 1.5: 2159.121; 1.6: 497.61; 1.7: 298.566; 1.8: 8.4594; 1.9: 2488.05; 2: 79.2373; 2.1: 95.3822; 2.2: 4326.7282; 2.3: 83.0734; 2.4: -2167.6073; 2.5: -41.6182
| 2 | 92.2 | 1: 224.1334; 1.1: 2162.947; 1.2: 2.9006; 1.3: 497.88; 1.4: 41.5062; 1.5: 2162.947; 1.6: 497.88; 1.7: 298.728; 1.8: 8.4594; 1.9: 2489.4; 2: 79.2803; 2.1: 95.3845; 2.2: 4331.3189; 2.3: 83.1165; 2.4: -2168.3718; 2.5: -41.6103
| 2 | 92.25 | 1: 224.4086; 1.1: 2166.7776; 1.2: 2.9057; 1.3: 498.15; 1.4: 41.5572; 1.5: 2166.7776; 1.6: 498.15; 1.7: 298.89; 1.8: 8.4594; 1.9: 2490.75; 2: 79.3232; 2.1: 95.3869; 2.2: 4335.9109; 2.3: 83.1595; 2.4: -2169.1333; 2.5: -41.6023
| 2 | 92.3 | 1: 224.684; 1.1: 2170.6127; 1.2: 2.9108; 1.3: 498.42; 1.4: 41.6082; 1.5: 2170.6127; 1.6: 498.42; 1.7: 299.052; 1.8: 8.4594; 1.9: 2492.1; 2: 79.3662; 2.1: 95.3893; 2.2: 4340.5043; 2.3: 83.2025; 2.4: -2169.8917; 2.5: -41.5943
| 2 | 92.35 | 1: 224.9596; 1.1: 2174.4522; 1.2: 2.916; 1.3: 498.69; 1.4: 41.6592; 1.5: 2174.4522; 1.6: 498.69; 1.7: 299.214; 1.8: 8.4594; 1.9: 2493.45; 2: 79.4092; 2.1: 95.3917; 2.2: 4345.0992; 2.3: 83.2455; 2.4: -2170.647; 2.5: -41.5863
| 2 | 92.4 | 1: 225.2354; 1.1: 2178.2963; 1.2: 2.9211; 1.3: 498.96; 1.4: 41.7103; 1.5: 2178.2963; 1.6: 498.96; 1.7: 299.376; 1.8: 8.4594; 1.9: 2494.8; 2: 79.4522; 2.1: 95.3941; 2.2: 4349.6955; 2.3: 83.2884; 2.4: -2171.3991; 2.5: -41.5782
| 2 | 92.45 | 1: 225.5113; 1.1: 2182.145; 1.2: 2.9263; 1.3: 499.23; 1.4: 41.7613; 1.5: 2182.145; 1.6: 499.23; 1.7: 299.538; 1.8: 8.4594; 1.9: 2496.15; 2: 79.4952; 2.1: 95.3965; 2.2: 4354.2931; 2.3: 83.3314; 2.4: -2172.1482; 2.5: -41.57
| 2 | 92.5 | 1: 225.7874; 1.1: 2185.9981; 1.2: 2.9315; 1.3: 499.5; 1.4: 41.8125; 1.5: 2185.9981; 1.6: 499.5; 1.7: 299.7; 1.8: 8.4594; 1.9: 2497.5; 2: 79.5382; 2.1: 95.399; 2.2: 4358.8921; 2.3: 83.3743; 2.4: -2172.894; 2.5: -41.5618
| 2 | 92.55 | 1: 226.0636; 1.1: 2189.8558; 1.2: 2.9366; 1.3: 499.77; 1.4: 41.8636; 1.5: 2189.8558; 1.6: 499.77; 1.7: 299.862; 1.8: 8.4594; 1.9: 2498.85; 2: 79.5812; 2.1: 95.4014; 2.2: 4363.4925; 2.3: 83.4172; 2.4: -2173.6368; 2.5: -41.5536
| 2 | 92.6 | 1: 226.3401; 1.1: 2193.718; 1.2: 2.9418; 1.3: 500.04; 1.4: 41.9148; 1.5: 2193.718; 1.6: 500.04; 1.7: 300.024; 1.8: 8.4594; 1.9: 2500.2; 2: 79.6242; 2.1: 95.4039; 2.2: 4368.0943; 2.3: 83.4601; 2.4: -2174.3763; 2.5: -41.5453
| 2 | 92.65 | 1: 226.6166; 1.1: 2197.5847; 1.2: 2.947; 1.3: 500.31; 1.4: 41.966; 1.5: 2197.5847; 1.6: 500.31; 1.7: 300.186; 1.8: 8.4594; 1.9: 2501.55; 2: 79.6672; 2.1: 95.4064; 2.2: 4372.6974; 2.3: 83.503; 2.4: -2175.1127; 2.5: -41.5369
| 2 | 92.7 | 1: 226.8934; 1.1: 2201.456; 1.2: 2.9522; 1.3: 500.58; 1.4: 42.0173; 1.5: 2201.456; 1.6: 500.58; 1.7: 300.348; 1.8: 8.4594; 1.9: 2502.9; 2: 79.7102; 2.1: 95.409; 2.2: 4377.3019; 2.3: 83.5458; 2.4: -2175.8459; 2.5: -41.5285
| 2 | 92.75 | 1: 227.1703; 1.1: 2205.3318; 1.2: 2.9574; 1.3: 500.85; 1.4: 42.0686; 1.5: 2205.3318; 1.6: 500.85; 1.7: 300.51; 1.8: 8.4594; 1.9: 2504.25; 2: 79.7532; 2.1: 95.4115; 2.2: 4381.9077; 2.3: 83.5886; 2.4: -2176.5759; 2.5: -41.52
| 2 | 92.8 | 1: 227.4474; 1.1: 2209.2121; 1.2: 2.9626; 1.3: 501.12; 1.4: 42.1199; 1.5: 2209.2121; 1.6: 501.12; 1.7: 300.672; 1.8: 8.4594; 1.9: 2505.6; 2: 79.7962; 2.1: 95.4141; 2.2: 4386.5148; 2.3: 83.6314; 2.4: -2177.3027; 2.5: -41.5115
| 2 | 92.85 | 1: 227.7247; 1.1: 2213.097; 1.2: 2.9678; 1.3: 501.39; 1.4: 42.1712; 1.5: 2213.097; 1.6: 501.39; 1.7: 300.834; 1.8: 8.4594; 1.9: 2506.95; 2: 79.8392; 2.1: 95.4167; 2.2: 4391.1232; 2.3: 83.6742; 2.4: -2178.0262; 2.5: -41.503
| 2 | 92.9 | 1: 228.0021; 1.1: 2216.9864; 1.2: 2.973; 1.3: 501.66; 1.4: 42.2226; 1.5: 2216.9864; 1.6: 501.66; 1.7: 300.996; 1.8: 8.4594; 1.9: 2508.3; 2: 79.8822; 2.1: 95.4193; 2.2: 4395.7329; 2.3: 83.717; 2.4: -2178.7465; 2.5: -41.4943
| 2 | 92.95 | 1: 228.2797; 1.1: 2220.8804; 1.2: 2.9782; 1.3: 501.93; 1.4: 42.274; 1.5: 2220.8804; 1.6: 501.93; 1.7: 301.158; 1.8: 8.4594; 1.9: 2509.65; 2: 79.9252; 2.1: 95.422; 2.2: 4400.344; 2.3: 83.7597; 2.4: -2179.4636; 2.5: -41.4857
| 2 | 93 | 1: 228.5575; 1.1: 2224.7789; 1.2: 2.9835; 1.3: 502.2; 1.4: 42.3255; 1.5: 2224.7789; 1.6: 502.2; 1.7: 301.32; 1.8: 8.4594; 1.9: 2511; 2: 79.9682; 2.1: 95.4246; 2.2: 4404.9563; 2.3: 83.8024; 2.4: -2180.1774; 2.5: -41.4769
| 2 | 93.05 | 1: 228.8355; 1.1: 2228.682; 1.2: 2.9887; 1.3: 502.47; 1.4: 42.3769; 1.5: 2228.682; 1.6: 502.47; 1.7: 301.482; 1.8: 8.4594; 1.9: 2512.35; 2: 80.0111; 2.1: 95.4273; 2.2: 4409.5698; 2.3: 83.8451; 2.4: -2180.8879; 2.5: -41.4682
| 2 | 93.1 | 1: 229.1136; 1.1: 2232.5896; 1.2: 2.994; 1.3: 502.74; 1.4: 42.4284; 1.5: 2232.5896; 1.6: 502.74; 1.7: 301.644; 1.8: 8.4594; 1.9: 2513.7; 2: 80.0541; 2.1: 95.43; 2.2: 4414.1847; 2.3: 83.8878; 2.4: -2181.5951; 2.5: -41.4593
| 2 | 93.15 | 1: 229.3919; 1.1: 2236.5018; 1.2: 2.9992; 1.3: 503.01; 1.4: 42.48; 1.5: 2236.5018; 1.6: 503.01; 1.7: 301.806; 1.8: 8.4594; 1.9: 2515.05; 2: 80.0971; 2.1: 95.4328; 2.2: 4418.8008; 2.3: 83.9304; 2.4: -2182.299; 2.5: -41.4504
| 2 | 93.2 | 1: 229.6703; 1.1: 2240.4185; 1.2: 3.0045; 1.3: 503.28; 1.4: 42.5315; 1.5: 2240.4185; 1.6: 503.28; 1.7: 301.968; 1.8: 8.4594; 1.9: 2516.4; 2: 80.1401; 2.1: 95.4355; 2.2: 4423.4181; 2.3: 83.9731; 2.4: -2182.9996; 2.5: -41.4415
| 2 | 93.25 | 1: 229.9489; 1.1: 2244.3398; 1.2: 3.0097; 1.3: 503.55; 1.4: 42.5831; 1.5: 2244.3398; 1.6: 503.55; 1.7: 302.13; 1.8: 8.4594; 1.9: 2517.75; 2: 80.1831; 2.1: 95.4383; 2.2: 4428.0367; 2.3: 84.0157; 2.4: -2183.6969; 2.5: -41.4325
| 2 | 93.3 | 1: 230.2277; 1.1: 2248.2657; 1.2: 3.015; 1.3: 503.82; 1.4: 42.6348; 1.5: 2248.2657; 1.6: 503.82; 1.7: 302.292; 1.8: 8.4594; 1.9: 2519.1; 2: 80.2261; 2.1: 95.4411; 2.2: 4432.6565; 2.3: 84.0582; 2.4: -2184.3908; 2.5: -41.4235
| 2 | 93.35 | 1: 230.5067; 1.1: 2252.1962; 1.2: 3.0202; 1.3: 504.09; 1.4: 42.6864; 1.5: 2252.1962; 1.6: 504.09; 1.7: 302.454; 1.8: 8.4594; 1.9: 2520.45; 2: 80.2691; 2.1: 95.4439; 2.2: 4437.2775; 2.3: 84.1008; 2.4: -2185.0814; 2.5: -41.4144
| 2 | 93.4 | 1: 230.7858; 1.1: 2256.1312; 1.2: 3.0255; 1.3: 504.36; 1.4: 42.7381; 1.5: 2256.1312; 1.6: 504.36; 1.7: 302.616; 1.8: 8.4594; 1.9: 2521.8; 2: 80.3121; 2.1: 95.4468; 2.2: 4441.8998; 2.3: 84.1433; 2.4: -2185.7686; 2.5: -41.4052
| 2 | 93.45 | 1: 231.0651; 1.1: 2260.0708; 1.2: 3.0308; 1.3: 504.63; 1.4: 42.7898; 1.5: 2260.0708; 1.6: 504.63; 1.7: 302.778; 1.8: 8.4594; 1.9: 2523.15; 2: 80.3551; 2.1: 95.4496; 2.2: 4446.5232; 2.3: 84.1858; 2.4: -2186.4524; 2.5: -41.396
| 2 | 93.5 | 1: 231.3446; 1.1: 2264.0149; 1.2: 3.0361; 1.3: 504.9; 1.4: 42.8416; 1.5: 2264.0149; 1.6: 504.9; 1.7: 302.94; 1.8: 8.4594; 1.9: 2524.5; 2: 80.3981; 2.1: 95.4525; 2.2: 4451.1478; 2.3: 84.2283; 2.4: -2187.1328; 2.5: -41.3868
| 2 | 93.55 | 1: 231.6242; 1.1: 2267.9637; 1.2: 3.0414; 1.3: 505.17; 1.4: 42.8934; 1.5: 2267.9637; 1.6: 505.17; 1.7: 303.102; 1.8: 8.4594; 1.9: 2525.85; 2: 80.4411; 2.1: 95.4555; 2.2: 4455.7735; 2.3: 84.2708; 2.4: -2187.8099; 2.5: -41.3774
| 2 | 93.6 | 1: 231.904; 1.1: 2271.917; 1.2: 3.0467; 1.3: 505.44; 1.4: 42.9452; 1.5: 2271.917; 1.6: 505.44; 1.7: 303.264; 1.8: 8.4594; 1.9: 2527.2; 2: 80.4841; 2.1: 95.4584; 2.2: 4460.4005; 2.3: 84.3133; 2.4: -2188.4835; 2.5: -41.3681
| 2 | 93.65 | 1: 232.184; 1.1: 2275.8749; 1.2: 3.052; 1.3: 505.71; 1.4: 42.997; 1.5: 2275.8749; 1.6: 505.71; 1.7: 303.426; 1.8: 8.4594; 1.9: 2528.55; 2: 80.5271; 2.1: 95.4614; 2.2: 4465.0285; 2.3: 84.3557; 2.4: -2189.1536; 2.5: -41.3586
| 2 | 93.7 | 1: 232.4641; 1.1: 2279.8374; 1.2: 3.0573; 1.3: 505.98; 1.4: 43.0489; 1.5: 2279.8374; 1.6: 505.98; 1.7: 303.588; 1.8: 8.4594; 1.9: 2529.9; 2: 80.5701; 2.1: 95.4643; 2.2: 4469.6578; 2.3: 84.3981; 2.4: -2189.8204; 2.5: -41.3492
| 2 | 93.75 | 1: 232.7444; 1.1: 2283.8045; 1.2: 3.0626; 1.3: 506.25; 1.4: 43.1008; 1.5: 2283.8045; 1.6: 506.25; 1.7: 303.75; 1.8: 8.4594; 1.9: 2531.25; 2: 80.6131; 2.1: 95.4674; 2.2: 4474.2881; 2.3: 84.4404; 2.4: -2190.4836; 2.5: -41.3396
| 2 | 93.8 | 1: 233.0249; 1.1: 2287.7762; 1.2: 3.068; 1.3: 506.52; 1.4: 43.1528; 1.5: 2287.7762; 1.6: 506.52; 1.7: 303.912; 1.8: 8.4594; 1.9: 2532.6; 2: 80.6561; 2.1: 95.4704; 2.2: 4478.9196; 2.3: 84.4828; 2.4: -2191.1434; 2.5: -41.33
| 2 | 93.85 | 1: 233.3055; 1.1: 2291.7524; 1.2: 3.0733; 1.3: 506.79; 1.4: 43.2047; 1.5: 2291.7524; 1.6: 506.79; 1.7: 304.074; 1.8: 8.4594; 1.9: 2533.95; 2: 80.699; 2.1: 95.4734; 2.2: 4483.5522; 2.3: 84.5251; 2.4: -2191.7997; 2.5: -41.3204
| 2 | 93.9 | 1: 233.5863; 1.1: 2295.7333; 1.2: 3.0786; 1.3: 507.06; 1.4: 43.2567; 1.5: 2295.7333; 1.6: 507.06; 1.7: 304.236; 1.8: 8.4594; 1.9: 2535.3; 2: 80.742; 2.1: 95.4765; 2.2: 4488.1859; 2.3: 84.5674; 2.4: -2192.4525; 2.5: -41.3107
| 2 | 93.95 | 1: 233.8673; 1.1: 2299.7188; 1.2: 3.084; 1.3: 507.33; 1.4: 43.3088; 1.5: 2299.7188; 1.6: 507.33; 1.7: 304.398; 1.8: 8.4594; 1.9: 2536.65; 2: 80.785; 2.1: 95.4796; 2.2: 4492.8206; 2.3: 84.6097; 2.4: -2193.1018; 2.5: -41.3009
| 2 | 94 | 1: 234.1485; 1.1: 2303.7088; 1.2: 3.0893; 1.3: 507.6; 1.4: 43.3608; 1.5: 2303.7088; 1.6: 507.6; 1.7: 304.56; 1.8: 8.4594; 1.9: 2538; 2: 80.828; 2.1: 95.4828; 2.2: 4497.4565; 2.3: 84.6519; 2.4: -2193.7476; 2.5: -41.2911
| 2 | 94.05 | 1: 234.4298; 1.1: 2307.7035; 1.2: 3.0947; 1.3: 507.87; 1.4: 43.4129; 1.5: 2307.7035; 1.6: 507.87; 1.7: 304.722; 1.8: 8.4594; 1.9: 2539.35; 2: 80.871; 2.1: 95.4859; 2.2: 4502.0934; 2.3: 84.6942; 2.4: -2194.3898; 2.5: -41.2812
| 2 | 94.1 | 1: 234.7113; 1.1: 2311.7028; 1.2: 3.1; 1.3: 508.14; 1.4: 43.4651; 1.5: 2311.7028; 1.6: 508.14; 1.7: 304.884; 1.8: 8.4594; 1.9: 2540.7; 2: 80.914; 2.1: 95.4891; 2.2: 4506.7313; 2.3: 84.7364; 2.4: -2195.0285; 2.5: -41.2713
| 2 | 94.15 | 1: 234.993; 1.1: 2315.7067; 1.2: 3.1054; 1.3: 508.41; 1.4: 43.5172; 1.5: 2315.7067; 1.6: 508.41; 1.7: 305.046; 1.8: 8.4594; 1.9: 2542.05; 2: 80.957; 2.1: 95.4923; 2.2: 4511.3703; 2.3: 84.7786; 2.4: -2195.6636; 2.5: -41.2613
| 2 | 94.2 | 1: 235.2748; 1.1: 2319.7152; 1.2: 3.1108; 1.3: 508.68; 1.4: 43.5694; 1.5: 2319.7152; 1.6: 508.68; 1.7: 305.208; 1.8: 8.4594; 1.9: 2543.4; 2: 81; 2.1: 95.4956; 2.2: 4516.0104; 2.3: 84.8207; 2.4: -2196.2952; 2.5: -41.2513
| 2 | 94.25 | 1: 235.5568; 1.1: 2323.7283; 1.2: 3.1162; 1.3: 508.95; 1.4: 43.6216; 1.5: 2323.7283; 1.6: 508.95; 1.7: 305.37; 1.8: 8.4594; 1.9: 2544.75; 2: 81.043; 2.1: 95.4988; 2.2: 4520.6514; 2.3: 84.8628; 2.4: -2196.9231; 2.5: -41.2412
| 2 | 94.3 | 1: 235.8389; 1.1: 2327.7461; 1.2: 3.1216; 1.3: 509.22; 1.4: 43.6739; 1.5: 2327.7461; 1.6: 509.22; 1.7: 305.532; 1.8: 8.4594; 1.9: 2546.1; 2: 81.086; 2.1: 95.5021; 2.2: 4525.2935; 2.3: 84.9049; 2.4: -2197.5474; 2.5: -41.2311
| 2 | 94.35 | 1: 236.1213; 1.1: 2331.7684; 1.2: 3.127; 1.3: 509.49; 1.4: 43.7262; 1.5: 2331.7684; 1.6: 509.49; 1.7: 305.694; 1.8: 8.4594; 1.9: 2547.45; 2: 81.129; 2.1: 95.5054; 2.2: 4529.9366; 2.3: 84.947; 2.4: -2198.1681; 2.5: -41.2208
| 2 | 94.4 | 1: 236.4038; 1.1: 2335.7954; 1.2: 3.1324; 1.3: 509.76; 1.4: 43.7785; 1.5: 2335.7954; 1.6: 509.76; 1.7: 305.856; 1.8: 8.4594; 1.9: 2548.8; 2: 81.172; 2.1: 95.5087; 2.2: 4534.5806; 2.3: 84.9891; 2.4: -2198.7852; 2.5: -41.2106
| 2 | 94.45 | 1: 236.6865; 1.1: 2339.8271; 1.2: 3.1378; 1.3: 510.03; 1.4: 43.8308; 1.5: 2339.8271; 1.6: 510.03; 1.7: 306.018; 1.8: 8.4594; 1.9: 2550.15; 2: 81.215; 2.1: 95.5121; 2.2: 4539.2256; 2.3: 85.0311; 2.4: -2199.3986; 2.5: -41.2002
| 2 | 94.5 | 1: 236.9693; 1.1: 2343.8633; 1.2: 3.1432; 1.3: 510.3; 1.4: 43.8832; 1.5: 2343.8633; 1.6: 510.3; 1.7: 306.18; 1.8: 8.4594; 1.9: 2551.5; 2: 81.258; 2.1: 95.5155; 2.2: 4543.8716; 2.3: 85.0731; 2.4: -2200.0083; 2.5: -41.1899
| 2 | 94.55 | 1: 237.2523; 1.1: 2347.9042; 1.2: 3.1486; 1.3: 510.57; 1.4: 43.9356; 1.5: 2347.9042; 1.6: 510.57; 1.7: 306.342; 1.8: 8.4594; 1.9: 2552.85; 2: 81.301; 2.1: 95.5189; 2.2: 4548.5186; 2.3: 85.115; 2.4: -2200.6144; 2.5: -41.1794
| 2 | 94.6 | 1: 237.5355; 1.1: 2351.9497; 1.2: 3.154; 1.3: 510.84; 1.4: 43.9881; 1.5: 2351.9497; 1.6: 510.84; 1.7: 306.504; 1.8: 8.4594; 1.9: 2554.2; 2: 81.3439; 2.1: 95.5224; 2.2: 4553.1664; 2.3: 85.157; 2.4: -2201.2168; 2.5: -41.1689
| 2 | 94.65 | 1: 237.8188; 1.1: 2355.9998; 1.2: 3.1594; 1.3: 511.11; 1.4: 44.0405; 1.5: 2355.9998; 1.6: 511.11; 1.7: 306.666; 1.8: 8.4594; 1.9: 2555.55; 2: 81.3869; 2.1: 95.5258; 2.2: 4557.8153; 2.3: 85.1989; 2.4: -2201.8154; 2.5: -41.1584
| 2 | 94.7 | 1: 238.1024; 1.1: 2360.0546; 1.2: 3.1649; 1.3: 511.38; 1.4: 44.093; 1.5: 2360.0546; 1.6: 511.38; 1.7: 306.828; 1.8: 8.4594; 1.9: 2556.9; 2: 81.4299; 2.1: 95.5293; 2.2: 4562.465; 2.3: 85.2408; 2.4: -2202.4104; 2.5: -41.1478
| 2 | 94.75 | 1: 238.386; 1.1: 2364.1141; 1.2: 3.1703; 1.3: 511.65; 1.4: 44.1456; 1.5: 2364.1141; 1.6: 511.65; 1.7: 306.99; 1.8: 8.4594; 1.9: 2558.25; 2: 81.4729; 2.1: 95.5328; 2.2: 4567.1156; 2.3: 85.2826; 2.4: -2203.0016; 2.5: -41.1371
| 2 | 94.8 | 1: 238.6699; 1.1: 2368.1781; 1.2: 3.1758; 1.3: 511.92; 1.4: 44.1981; 1.5: 2368.1781; 1.6: 511.92; 1.7: 307.152; 1.8: 8.4594; 1.9: 2559.6; 2: 81.5159; 2.1: 95.5364; 2.2: 4571.7671; 2.3: 85.3245; 2.4: -2203.589; 2.5: -41.1263
| 2 | 94.85 | 1: 238.9539; 1.1: 2372.2469; 1.2: 3.1812; 1.3: 512.19; 1.4: 44.2507; 1.5: 2372.2469; 1.6: 512.19; 1.7: 307.314; 1.8: 8.4594; 1.9: 2560.95; 2: 81.5589; 2.1: 95.54; 2.2: 4576.4195; 2.3: 85.3663; 2.4: -2204.1727; 2.5: -41.1156
| 2 | 94.9 | 1: 239.2381; 1.1: 2376.3202; 1.2: 3.1867; 1.3: 512.46; 1.4: 44.3034; 1.5: 2376.3202; 1.6: 512.46; 1.7: 307.476; 1.8: 8.4594; 1.9: 2562.3; 2: 81.6019; 2.1: 95.5436; 2.2: 4581.0728; 2.3: 85.4081; 2.4: -2204.7526; 2.5: -41.1047
| 2 | 94.95 | 1: 239.5225; 1.1: 2380.3983; 1.2: 3.1922; 1.3: 512.73; 1.4: 44.356; 1.5: 2380.3983; 1.6: 512.73; 1.7: 307.638; 1.8: 8.4594; 1.9: 2563.65; 2: 81.6449; 2.1: 95.5472; 2.2: 4585.727; 2.3: 85.4498; 2.4: -2205.3287; 2.5: -41.0938
| 2 | 95 | 1: 239.807; 1.1: 2384.4809; 1.2: 3.1976; 1.3: 513; 1.4: 44.4087; 1.5: 2384.4809; 1.6: 513; 1.7: 307.8; 1.8: 8.4594; 1.9: 2565; 2: 81.6879; 2.1: 95.5509; 2.2: 4590.3819; 2.3: 85.4915; 2.4: -2205.901; 2.5: -41.0828
| 2 | 95.05 | 1: 240.0917; 1.1: 2388.5683; 1.2: 3.2031; 1.3: 513.27; 1.4: 44.4614; 1.5: 2388.5683; 1.6: 513.27; 1.7: 307.962; 1.8: 8.4594; 1.9: 2566.35; 2: 81.7309; 2.1: 95.5546; 2.2: 4595.0377; 2.3: 85.5332; 2.4: -2206.4695; 2.5: -41.0718
| 2 | 95.1 | 1: 240.3766; 1.1: 2392.6603; 1.2: 3.2086; 1.3: 513.54; 1.4: 44.5142; 1.5: 2392.6603; 1.6: 513.54; 1.7: 308.124; 1.8: 8.4594; 1.9: 2567.7; 2: 81.7739; 2.1: 95.5583; 2.2: 4599.6944; 2.3: 85.5749; 2.4: -2207.0341; 2.5: -41.0607
| 2 | 95.15 | 1: 240.6616; 1.1: 2396.7569; 1.2: 3.2141; 1.3: 513.81; 1.4: 44.567; 1.5: 2396.7569; 1.6: 513.81; 1.7: 308.286; 1.8: 8.4594; 1.9: 2569.05; 2: 81.8169; 2.1: 95.562; 2.2: 4604.3518; 2.3: 85.6165; 2.4: -2207.5949; 2.5: -41.0496
| 2 | 95.2 | 1: 240.9468; 1.1: 2400.8583; 1.2: 3.2196; 1.3: 514.08; 1.4: 44.6198; 1.5: 2400.8583; 1.6: 514.08; 1.7: 308.448; 1.8: 8.4594; 1.9: 2570.4; 2: 81.8599; 2.1: 95.5658; 2.2: 4609.0101; 2.3: 85.6581; 2.4: -2208.1518; 2.5: -41.0383
| 2 | 95.25 | 1: 241.2322; 1.1: 2404.9643; 1.2: 3.2251; 1.3: 514.35; 1.4: 44.6726; 1.5: 2404.9643; 1.6: 514.35; 1.7: 308.61; 1.8: 8.4594; 1.9: 2571.75; 2: 81.9029; 2.1: 95.5696; 2.2: 4613.6691; 2.3: 85.6997; 2.4: -2208.7048; 2.5: -41.0271
| 2 | 95.3 | 1: 241.5177; 1.1: 2409.075; 1.2: 3.2306; 1.3: 514.62; 1.4: 44.7255; 1.5: 2409.075; 1.6: 514.62; 1.7: 308.772; 1.8: 8.4594; 1.9: 2573.1; 2: 81.9459; 2.1: 95.5734; 2.2: 4618.3289; 2.3: 85.7412; 2.4: -2209.2539; 2.5: -41.0157
| 2 | 95.35 | 1: 241.8034; 1.1: 2413.1903; 1.2: 3.2361; 1.3: 514.89; 1.4: 44.7784; 1.5: 2413.1903; 1.6: 514.89; 1.7: 308.934; 1.8: 8.4594; 1.9: 2574.45; 2: 81.9889; 2.1: 95.5773; 2.2: 4622.9894; 2.3: 85.7828; 2.4: -2209.7991; 2.5: -41.0044
| 2 | 95.4 | 1: 242.0893; 1.1: 2417.3103; 1.2: 3.2417; 1.3: 515.16; 1.4: 44.8314; 1.5: 2417.3103; 1.6: 515.16; 1.7: 309.096; 1.8: 8.4594; 1.9: 2575.8; 2: 82.0318; 2.1: 95.5812; 2.2: 4627.6507; 2.3: 85.8243; 2.4: -2210.3404; 2.5: -40.9929
| 2 | 95.45 | 1: 242.3754; 1.1: 2421.435; 1.2: 3.2472; 1.3: 515.43; 1.4: 44.8843; 1.5: 2421.435; 1.6: 515.43; 1.7: 309.258; 1.8: 8.4594; 1.9: 2577.15; 2: 82.0748; 2.1: 95.5851; 2.2: 4632.3128; 2.3: 85.8657; 2.4: -2210.8777; 2.5: -40.9814
| 2 | 95.5 | 1: 242.6616; 1.1: 2425.5644; 1.2: 3.2527; 1.3: 515.7; 1.4: 44.9373; 1.5: 2425.5644; 1.6: 515.7; 1.7: 309.42; 1.8: 8.4594; 1.9: 2578.5; 2: 82.1178; 2.1: 95.5891; 2.2: 4636.9755; 2.3: 85.9071; 2.4: -2211.4111; 2.5: -40.9698
| 2 | 95.55 | 1: 242.948; 1.1: 2429.6985; 1.2: 3.2583; 1.3: 515.97; 1.4: 44.9904; 1.5: 2429.6985; 1.6: 515.97; 1.7: 309.582; 1.8: 8.4594; 1.9: 2579.85; 2: 82.1608; 2.1: 95.593; 2.2: 4641.639; 2.3: 85.9485; 2.4: -2211.9405; 2.5: -40.9582
| 2 | 95.6 | 1: 243.2345; 1.1: 2433.8372; 1.2: 3.2638; 1.3: 516.24; 1.4: 45.0434; 1.5: 2433.8372; 1.6: 516.24; 1.7: 309.744; 1.8: 8.4594; 1.9: 2581.2; 2: 82.2038; 2.1: 95.5971; 2.2: 4646.3031; 2.3: 85.9899; 2.4: -2212.4659; 2.5: -40.9465
| 2 | 95.65 | 1: 243.5213; 1.1: 2437.9807; 1.2: 3.2694; 1.3: 516.51; 1.4: 45.0965; 1.5: 2437.9807; 1.6: 516.51; 1.7: 309.906; 1.8: 8.4594; 1.9: 2582.55; 2: 82.2468; 2.1: 95.6011; 2.2: 4650.968; 2.3: 86.0312; 2.4: -2212.9873; 2.5: -40.9347
| 2 | 95.7 | 1: 243.8082; 1.1: 2442.1288; 1.2: 3.2749; 1.3: 516.78; 1.4: 45.1497; 1.5: 2442.1288; 1.6: 516.78; 1.7: 310.068; 1.8: 8.4594; 1.9: 2583.9; 2: 82.2898; 2.1: 95.6052; 2.2: 4655.6335; 2.3: 86.0726; 2.4: -2213.5046; 2.5: -40.9229
| 2 | 95.75 | 1: 244.0952; 1.1: 2446.2817; 1.2: 3.2805; 1.3: 517.05; 1.4: 45.2028; 1.5: 2446.2817; 1.6: 517.05; 1.7: 310.23; 1.8: 8.4594; 1.9: 2585.25; 2: 82.3328; 2.1: 95.6093; 2.2: 4660.2996; 2.3: 86.1138; 2.4: -2214.0179; 2.5: -40.911
| 2 | 95.8 | 1: 244.3825; 1.1: 2450.4392; 1.2: 3.2861; 1.3: 517.32; 1.4: 45.256; 1.5: 2450.4392; 1.6: 517.32; 1.7: 310.392; 1.8: 8.4594; 1.9: 2586.6; 2: 82.3758; 2.1: 95.6134; 2.2: 4664.9664; 2.3: 86.1551; 2.4: -2214.5272; 2.5: -40.8991
| 2 | 95.85 | 1: 244.6699; 1.1: 2454.6014; 1.2: 3.2917; 1.3: 517.59; 1.4: 45.3092; 1.5: 2454.6014; 1.6: 517.59; 1.7: 310.554; 1.8: 8.4594; 1.9: 2587.95; 2: 82.4188; 2.1: 95.6176; 2.2: 4669.6339; 2.3: 86.1963; 2.4: -2215.0324; 2.5: -40.8871
| 2 | 95.9 | 1: 244.9574; 1.1: 2458.7684; 1.2: 3.2973; 1.3: 517.86; 1.4: 45.3625; 1.5: 2458.7684; 1.6: 517.86; 1.7: 310.716; 1.8: 8.4594; 1.9: 2589.3; 2: 82.4618; 2.1: 95.6218; 2.2: 4674.3019; 2.3: 86.2375; 2.4: -2215.5335; 2.5: -40.875
| 2 | 95.95 | 1: 245.2452; 1.1: 2462.94; 1.2: 3.3029; 1.3: 518.13; 1.4: 45.4158; 1.5: 2462.94; 1.6: 518.13; 1.7: 310.878; 1.8: 8.4594; 1.9: 2590.65; 2: 82.5048; 2.1: 95.626; 2.2: 4678.9706; 2.3: 86.2786; 2.4: -2216.0305; 2.5: -40.8628
| 2 | 96 | 1: 245.5331; 1.1: 2467.1164; 1.2: 3.3085; 1.3: 518.4; 1.4: 45.4691; 1.5: 2467.1164; 1.6: 518.4; 1.7: 311.04; 1.8: 8.4594; 1.9: 2592; 2: 82.5478; 2.1: 95.6302; 2.2: 4683.6398; 2.3: 86.3197; 2.4: -2216.5234; 2.5: -40.8506
| 2 | 96.05 | 1: 245.8212; 1.1: 2471.2975; 1.2: 3.3141; 1.3: 518.67; 1.4: 45.5224; 1.5: 2471.2975; 1.6: 518.67; 1.7: 311.202; 1.8: 8.4594; 1.9: 2593.35; 2: 82.5908; 2.1: 95.6345; 2.2: 4688.3096; 2.3: 86.3608; 2.4: -2217.0122; 2.5: -40.8384
| 2 | 96.1 | 1: 246.1094; 1.1: 2475.4832; 1.2: 3.3197; 1.3: 518.94; 1.4: 45.5758; 1.5: 2475.4832; 1.6: 518.94; 1.7: 311.364; 1.8: 8.4594; 1.9: 2594.7; 2: 82.6338; 2.1: 95.6388; 2.2: 4692.98; 2.3: 86.4019; 2.4: -2217.4968; 2.5: -40.8261
| 2 | 96.15 | 1: 246.3978; 1.1: 2479.6737; 1.2: 3.3253; 1.3: 519.21; 1.4: 45.6292; 1.5: 2479.6737; 1.6: 519.21; 1.7: 311.526; 1.8: 8.4594; 1.9: 2596.05; 2: 82.6768; 2.1: 95.6432; 2.2: 4697.651; 2.3: 86.4429; 2.4: -2217.9772; 2.5: -40.8137
| 2 | 96.2 | 1: 246.6864; 1.1: 2483.8689; 1.2: 3.3309; 1.3: 519.48; 1.4: 45.6827; 1.5: 2483.8689; 1.6: 519.48; 1.7: 311.688; 1.8: 8.4594; 1.9: 2597.4; 2: 82.7197; 2.1: 95.6476; 2.2: 4702.3224; 2.3: 86.4839; 2.4: -2218.4535; 2.5: -40.8012
| 2 | 96.25 | 1: 246.9752; 1.1: 2488.0689; 1.2: 3.3366; 1.3: 519.75; 1.4: 45.7361; 1.5: 2488.0689; 1.6: 519.75; 1.7: 311.85; 1.8: 8.4594; 1.9: 2598.75; 2: 82.7627; 2.1: 95.652; 2.2: 4706.9944; 2.3: 86.5248; 2.4: -2218.9255; 2.5: -40.7887
| 2 | 96.3 | 1: 247.2641; 1.1: 2492.2735; 1.2: 3.3422; 1.3: 520.02; 1.4: 45.7896; 1.5: 2492.2735; 1.6: 520.02; 1.7: 312.012; 1.8: 8.4594; 1.9: 2600.1; 2: 82.8057; 2.1: 95.6565; 2.2: 4711.6669; 2.3: 86.5658; 2.4: -2219.3934; 2.5: -40.7761
| 2 | 96.35 | 1: 247.5532; 1.1: 2496.4829; 1.2: 3.3478; 1.3: 520.29; 1.4: 45.8432; 1.5: 2496.4829; 1.6: 520.29; 1.7: 312.174; 1.8: 8.4594; 1.9: 2601.45; 2: 82.8487; 2.1: 95.6609; 2.2: 4716.3399; 2.3: 86.6066; 2.4: -2219.857; 2.5: -40.7635
| 2 | 96.4 | 1: 247.8424; 1.1: 2500.6971; 1.2: 3.3535; 1.3: 520.56; 1.4: 45.8967; 1.5: 2500.6971; 1.6: 520.56; 1.7: 312.336; 1.8: 8.4594; 1.9: 2602.8; 2: 82.8917; 2.1: 95.6654; 2.2: 4721.0134; 2.3: 86.6475; 2.4: -2220.3163; 2.5: -40.7508
| 2 | 96.45 | 1: 248.1319; 1.1: 2504.9159; 1.2: 3.3591; 1.3: 520.83; 1.4: 45.9503; 1.5: 2504.9159; 1.6: 520.83; 1.7: 312.498; 1.8: 8.4594; 1.9: 2604.15; 2: 82.9347; 2.1: 95.67; 2.2: 4725.6873; 2.3: 86.6883; 2.4: -2220.7714; 2.5: -40.738
| 2 | 96.5 | 1: 248.4215; 1.1: 2509.1395; 1.2: 3.3648; 1.3: 521.1; 1.4: 46.004; 1.5: 2509.1395; 1.6: 521.1; 1.7: 312.66; 1.8: 8.4594; 1.9: 2605.5; 2: 82.9777; 2.1: 95.6746; 2.2: 4730.3617; 2.3: 86.7291; 2.4: -2221.2222; 2.5: -40.7251
| 2 | 96.55 | 1: 248.7112; 1.1: 2513.3678; 1.2: 3.3705; 1.3: 521.37; 1.4: 46.0576; 1.5: 2513.3678; 1.6: 521.37; 1.7: 312.822; 1.8: 8.4594; 1.9: 2606.85; 2: 83.0207; 2.1: 95.6792; 2.2: 4735.0366; 2.3: 86.7699; 2.4: -2221.6687; 2.5: -40.7122
| 2 | 96.6 | 1: 249.0012; 1.1: 2517.6009; 1.2: 3.3762; 1.3: 521.64; 1.4: 46.1113; 1.5: 2517.6009; 1.6: 521.64; 1.7: 312.984; 1.8: 8.4594; 1.9: 2608.2; 2: 83.0637; 2.1: 95.6838; 2.2: 4739.7118; 2.3: 86.8106; 2.4: -2222.1109; 2.5: -40.6993
| 2 | 96.65 | 1: 249.2913; 1.1: 2521.8387; 1.2: 3.3818; 1.3: 521.91; 1.4: 46.165; 1.5: 2521.8387; 1.6: 521.91; 1.7: 313.146; 1.8: 8.4594; 1.9: 2609.55; 2: 83.1067; 2.1: 95.6885; 2.2: 4744.3875; 2.3: 86.8513; 2.4: -2222.5488; 2.5: -40.6862
| 2 | 96.7 | 1: 249.5815; 1.1: 2526.0813; 1.2: 3.3875; 1.3: 522.18; 1.4: 46.2188; 1.5: 2526.0813; 1.6: 522.18; 1.7: 313.308; 1.8: 8.4594; 1.9: 2610.9; 2: 83.1497; 2.1: 95.6932; 2.2: 4749.0636; 2.3: 86.8919; 2.4: -2222.9823; 2.5: -40.6731
| 2 | 96.75 | 1: 249.872; 1.1: 2530.3286; 1.2: 3.3932; 1.3: 522.45; 1.4: 46.2726; 1.5: 2530.3286; 1.6: 522.45; 1.7: 313.47; 1.8: 8.4594; 1.9: 2612.25; 2: 83.1927; 2.1: 95.698; 2.2: 4753.74; 2.3: 86.9325; 2.4: -2223.4114; 2.5: -40.6599
| 2 | 96.8 | 1: 250.1626; 1.1: 2534.5806; 1.2: 3.3989; 1.3: 522.72; 1.4: 46.3264; 1.5: 2534.5806; 1.6: 522.72; 1.7: 313.632; 1.8: 8.4594; 1.9: 2613.6; 2: 83.2357; 2.1: 95.7028; 2.2: 4758.4168; 2.3: 86.9731; 2.4: -2223.8362; 2.5: -40.6467
| 2 | 96.85 | 1: 250.4534; 1.1: 2538.8374; 1.2: 3.4046; 1.3: 522.99; 1.4: 46.3803; 1.5: 2538.8374; 1.6: 522.99; 1.7: 313.794; 1.8: 8.4594; 1.9: 2614.95; 2: 83.2787; 2.1: 95.7076; 2.2: 4763.094; 2.3: 87.0136; 2.4: -2224.2566; 2.5: -40.6334
| 2 | 96.9 | 1: 250.7443; 1.1: 2543.099; 1.2: 3.4104; 1.3: 523.26; 1.4: 46.4341; 1.5: 2543.099; 1.6: 523.26; 1.7: 313.956; 1.8: 8.4594; 1.9: 2616.3; 2: 83.3217; 2.1: 95.7124; 2.2: 4767.7715; 2.3: 87.0542; 2.4: -2224.6725; 2.5: -40.62
| 2 | 96.95 | 1: 251.0354; 1.1: 2547.3653; 1.2: 3.4161; 1.3: 523.53; 1.4: 46.488; 1.5: 2547.3653; 1.6: 523.53; 1.7: 314.118; 1.8: 8.4594; 1.9: 2617.65; 2: 83.3646; 2.1: 95.7173; 2.2: 4772.4493; 2.3: 87.0946; 2.4: -2225.084; 2.5: -40.6066
| 2 | 97 | 1: 251.3267; 1.1: 2551.6364; 1.2: 3.4218; 1.3: 523.8; 1.4: 46.542; 1.5: 2551.6364; 1.6: 523.8; 1.7: 314.28; 1.8: 8.4594; 1.9: 2619; 2: 83.4076; 2.1: 95.7223; 2.2: 4777.1275; 2.3: 87.1351; 2.4: -2225.4911; 2.5: -40.5931
| 2 | 97.05 | 1: 251.6182; 1.1: 2555.9123; 1.2: 3.4275; 1.3: 524.07; 1.4: 46.596; 1.5: 2555.9123; 1.6: 524.07; 1.7: 314.442; 1.8: 8.4594; 1.9: 2620.35; 2: 83.4506; 2.1: 95.7272; 2.2: 4781.8059; 2.3: 87.1755; 2.4: -2225.8937; 2.5: -40.5795
| 2 | 97.1 | 1: 251.9098; 1.1: 2560.1929; 1.2: 3.4333; 1.3: 524.34; 1.4: 46.65; 1.5: 2560.1929; 1.6: 524.34; 1.7: 314.604; 1.8: 8.4594; 1.9: 2621.7; 2: 83.4936; 2.1: 95.7322; 2.2: 4786.4846; 2.3: 87.2158; 2.4: -2226.2918; 2.5: -40.5659
| 2 | 97.15 | 1: 252.2016; 1.1: 2564.4783; 1.2: 3.439; 1.3: 524.61; 1.4: 46.704; 1.5: 2564.4783; 1.6: 524.61; 1.7: 314.766; 1.8: 8.4594; 1.9: 2623.05; 2: 83.5366; 2.1: 95.7372; 2.2: 4791.1636; 2.3: 87.2561; 2.4: -2226.6853; 2.5: -40.5522
| 2 | 97.2 | 1: 252.4936; 1.1: 2568.7684; 1.2: 3.4448; 1.3: 524.88; 1.4: 46.7581; 1.5: 2568.7684; 1.6: 524.88; 1.7: 314.928; 1.8: 8.4594; 1.9: 2624.4; 2: 83.5796; 2.1: 95.7423; 2.2: 4795.8428; 2.3: 87.2964; 2.4: -2227.0744; 2.5: -40.5384
| 2 | 97.25 | 1: 252.7857; 1.1: 2573.0634; 1.2: 3.4505; 1.3: 525.15; 1.4: 46.8122; 1.5: 2573.0634; 1.6: 525.15; 1.7: 315.09; 1.8: 8.4594; 1.9: 2625.75; 2: 83.6226; 2.1: 95.7474; 2.2: 4800.5223; 2.3: 87.3367; 2.4: -2227.4589; 2.5: -40.5245
| 2 | 97.3 | 1: 253.078; 1.1: 2577.3631; 1.2: 3.4563; 1.3: 525.42; 1.4: 46.8663; 1.5: 2577.3631; 1.6: 525.42; 1.7: 315.252; 1.8: 8.4594; 1.9: 2627.1; 2: 83.6656; 2.1: 95.7525; 2.2: 4805.202; 2.3: 87.3769; 2.4: -2227.8389; 2.5: -40.5106
| 2 | 97.35 | 1: 253.3705; 1.1: 2581.6676; 1.2: 3.4621; 1.3: 525.69; 1.4: 46.9205; 1.5: 2581.6676; 1.6: 525.69; 1.7: 315.414; 1.8: 8.4594; 1.9: 2628.45; 2: 83.7086; 2.1: 95.7577; 2.2: 4809.8819; 2.3: 87.4171; 2.4: -2228.2143; 2.5: -40.4966
| 2 | 97.4 | 1: 253.6631; 1.1: 2585.9769; 1.2: 3.4679; 1.3: 525.96; 1.4: 46.9746; 1.5: 2585.9769; 1.6: 525.96; 1.7: 315.576; 1.8: 8.4594; 1.9: 2629.8; 2: 83.7516; 2.1: 95.7629; 2.2: 4814.562; 2.3: 87.4572; 2.4: -2228.5851; 2.5: -40.4826
| 2 | 97.45 | 1: 253.9559; 1.1: 2590.2909; 1.2: 3.4736; 1.3: 526.23; 1.4: 47.0289; 1.5: 2590.2909; 1.6: 526.23; 1.7: 315.738; 1.8: 8.4594; 1.9: 2631.15; 2: 83.7946; 2.1: 95.7682; 2.2: 4819.2422; 2.3: 87.4973; 2.4: -2228.9513; 2.5: -40.4685
| 2 | 97.5 | 1: 254.2489; 1.1: 2594.6098; 1.2: 3.4794; 1.3: 526.5; 1.4: 47.0831; 1.5: 2594.6098; 1.6: 526.5; 1.7: 315.9; 1.8: 8.4594; 1.9: 2632.5; 2: 83.8376; 2.1: 95.7735; 2.2: 4823.9226; 2.3: 87.5374; 2.4: -2229.3129; 2.5: -40.4543
| 2 | 97.55 | 1: 254.542; 1.1: 2598.9334; 1.2: 3.4852; 1.3: 526.77; 1.4: 47.1374; 1.5: 2598.9334; 1.6: 526.77; 1.7: 316.062; 1.8: 8.4594; 1.9: 2633.85; 2: 83.8806; 2.1: 95.7788; 2.2: 4828.6032; 2.3: 87.5774; 2.4: -2229.6698; 2.5: -40.44
| 2 | 97.6 | 1: 254.8353; 1.1: 2603.2618; 1.2: 3.491; 1.3: 527.04; 1.4: 47.1917; 1.5: 2603.2618; 1.6: 527.04; 1.7: 316.224; 1.8: 8.4594; 1.9: 2635.2; 2: 83.9236; 2.1: 95.7841; 2.2: 4833.2839; 2.3: 87.6174; 2.4: -2230.022; 2.5: -40.4257
| 2 | 97.65 | 1: 255.1288; 1.1: 2607.5951; 1.2: 3.4968; 1.3: 527.31; 1.4: 47.2461; 1.5: 2607.5951; 1.6: 527.31; 1.7: 316.386; 1.8: 8.4594; 1.9: 2636.55; 2: 83.9666; 2.1: 95.7895; 2.2: 4837.9647; 2.3: 87.6573; 2.4: -2230.3696; 2.5: -40.4113
| 2 | 97.7 | 1: 255.4225; 1.1: 2611.9331; 1.2: 3.5027; 1.3: 527.58; 1.4: 47.3005; 1.5: 2611.9331; 1.6: 527.58; 1.7: 316.548; 1.8: 8.4594; 1.9: 2637.9; 2: 84.0096; 2.1: 95.795; 2.2: 4842.6456; 2.3: 87.6972; 2.4: -2230.7125; 2.5: -40.3968
| 2 | 97.75 | 1: 255.7163; 1.1: 2616.2759; 1.2: 3.5085; 1.3: 527.85; 1.4: 47.3549; 1.5: 2616.2759; 1.6: 527.85; 1.7: 316.71; 1.8: 8.4594; 1.9: 2639.25; 2: 84.0525; 2.1: 95.8004; 2.2: 4847.3265; 2.3: 87.7371; 2.4: -2231.0506; 2.5: -40.3822
| 2 | 97.8 | 1: 256.0103; 1.1: 2620.6236; 1.2: 3.5143; 1.3: 528.12; 1.4: 47.4093; 1.5: 2620.6236; 1.6: 528.12; 1.7: 316.872; 1.8: 8.4594; 1.9: 2640.6; 2: 84.0955; 2.1: 95.806; 2.2: 4852.0076; 2.3: 87.7769; 2.4: -2231.384; 2.5: -40.3676
| 2 | 97.85 | 1: 256.3044; 1.1: 2624.976; 1.2: 3.5202; 1.3: 528.39; 1.4: 47.4638; 1.5: 2624.976; 1.6: 528.39; 1.7: 317.034; 1.8: 8.4594; 1.9: 2641.95; 2: 84.1385; 2.1: 95.8115; 2.2: 4856.6887; 2.3: 87.8167; 2.4: -2231.7126; 2.5: -40.353
| 2 | 97.9 | 1: 256.5988; 1.1: 2629.3333; 1.2: 3.526; 1.3: 528.66; 1.4: 47.5183; 1.5: 2629.3333; 1.6: 528.66; 1.7: 317.196; 1.8: 8.4594; 1.9: 2643.3; 2: 84.1815; 2.1: 95.8171; 2.2: 4861.3698; 2.3: 87.8565; 2.4: -2232.0365; 2.5: -40.3382
| 2 | 97.95 | 1: 256.8933; 1.1: 2633.6953; 1.2: 3.5318; 1.3: 528.93; 1.4: 47.5728; 1.5: 2633.6953; 1.6: 528.93; 1.7: 317.358; 1.8: 8.4594; 1.9: 2644.65; 2: 84.2245; 2.1: 95.8227; 2.2: 4866.0509; 2.3: 87.8962; 2.4: -2232.3556; 2.5: -40.3234
| 2 | 98 | 1: 257.1879; 1.1: 2638.0622; 1.2: 3.5377; 1.3: 529.2; 1.4: 47.6274; 1.5: 2638.0622; 1.6: 529.2; 1.7: 317.52; 1.8: 8.4594; 1.9: 2646; 2: 84.2675; 2.1: 95.8284; 2.2: 4870.7321; 2.3: 87.9359; 2.4: -2232.6698; 2.5: -40.3085
| 2 | 98.05 | 1: 257.4828; 1.1: 2642.4339; 1.2: 3.5436; 1.3: 529.47; 1.4: 47.682; 1.5: 2642.4339; 1.6: 529.47; 1.7: 317.682; 1.8: 8.4594; 1.9: 2647.35; 2: 84.3105; 2.1: 95.8341; 2.2: 4875.4132; 2.3: 87.9755; 2.4: -2232.9793; 2.5: -40.2935
| 2 | 98.1 | 1: 257.7778; 1.1: 2646.8104; 1.2: 3.5494; 1.3: 529.74; 1.4: 47.7366; 1.5: 2646.8104; 1.6: 529.74; 1.7: 317.844; 1.8: 8.4594; 1.9: 2648.7; 2: 84.3535; 2.1: 95.8398; 2.2: 4880.0943; 2.3: 88.0151; 2.4: -2233.2839; 2.5: -40.2785
| 2 | 98.15 | 1: 258.0729; 1.1: 2651.1918; 1.2: 3.5553; 1.3: 530.01; 1.4: 47.7913; 1.5: 2651.1918; 1.6: 530.01; 1.7: 318.006; 1.8: 8.4594; 1.9: 2650.05; 2: 84.3965; 2.1: 95.8456; 2.2: 4884.7753; 2.3: 88.0546; 2.4: -2233.5836; 2.5: -40.2633
| 2 | 98.2 | 1: 258.3683; 1.1: 2655.5779; 1.2: 3.5612; 1.3: 530.28; 1.4: 47.846; 1.5: 2655.5779; 1.6: 530.28; 1.7: 318.168; 1.8: 8.4594; 1.9: 2651.4; 2: 84.4395; 2.1: 95.8514; 2.2: 4889.4563; 2.3: 88.0941; 2.4: -2233.8784; 2.5: -40.2481
| 2 | 98.25 | 1: 258.6638; 1.1: 2659.9689; 1.2: 3.5671; 1.3: 530.55; 1.4: 47.9007; 1.5: 2659.9689; 1.6: 530.55; 1.7: 318.33; 1.8: 8.4594; 1.9: 2652.75; 2: 84.4825; 2.1: 95.8573; 2.2: 4894.1372; 2.3: 88.1336; 2.4: -2234.1683; 2.5: -40.2329
| 2 | 98.3 | 1: 258.9595; 1.1: 2664.3648; 1.2: 3.573; 1.3: 530.82; 1.4: 47.9555; 1.5: 2664.3648; 1.6: 530.82; 1.7: 318.492; 1.8: 8.4594; 1.9: 2654.1; 2: 84.5255; 2.1: 95.8632; 2.2: 4898.8181; 2.3: 88.173; 2.4: -2234.4533; 2.5: -40.2175
| 2 | 98.35 | 1: 259.2553; 1.1: 2668.7654; 1.2: 3.5789; 1.3: 531.09; 1.4: 48.0102; 1.5: 2668.7654; 1.6: 531.09; 1.7: 318.654; 1.8: 8.4594; 1.9: 2655.45; 2: 84.5685; 2.1: 95.8692; 2.2: 4903.4987; 2.3: 88.2124; 2.4: -2234.7333; 2.5: -40.2021
| 2 | 98.4 | 1: 259.5513; 1.1: 2673.1709; 1.2: 3.5848; 1.3: 531.36; 1.4: 48.0651; 1.5: 2673.1709; 1.6: 531.36; 1.7: 318.816; 1.8: 8.4594; 1.9: 2656.8; 2: 84.6115; 2.1: 95.8751; 2.2: 4908.1793; 2.3: 88.2517; 2.4: -2235.0084; 2.5: -40.1867
| 2 | 98.45 | 1: 259.8475; 1.1: 2677.5813; 1.2: 3.5907; 1.3: 531.63; 1.4: 48.1199; 1.5: 2677.5813; 1.6: 531.63; 1.7: 318.978; 1.8: 8.4594; 1.9: 2658.15; 2: 84.6545; 2.1: 95.8812; 2.2: 4912.8597; 2.3: 88.291; 2.4: -2235.2785; 2.5: -40.1711
| 2 | 98.5 | 1: 260.1439; 1.1: 2681.9964; 1.2: 3.5966; 1.3: 531.9; 1.4: 48.1748; 1.5: 2681.9964; 1.6: 531.9; 1.7: 319.14; 1.8: 8.4594; 1.9: 2659.5; 2: 84.6975; 2.1: 95.8872; 2.2: 4917.54; 2.3: 88.3303; 2.4: -2235.5436; 2.5: -40.1555
| 2 | 98.55 | 1: 260.4404; 1.1: 2686.4164; 1.2: 3.6025; 1.3: 532.17; 1.4: 48.2297; 1.5: 2686.4164; 1.6: 532.17; 1.7: 319.302; 1.8: 8.4594; 1.9: 2660.85; 2: 84.7404; 2.1: 95.8934; 2.2: 4922.2201; 2.3: 88.3695; 2.4: -2235.8036; 2.5: -40.1398
| 2 | 98.6 | 1: 260.7371; 1.1: 2690.8413; 1.2: 3.6085; 1.3: 532.44; 1.4: 48.2846; 1.5: 2690.8413; 1.6: 532.44; 1.7: 319.464; 1.8: 8.4594; 1.9: 2662.2; 2: 84.7834; 2.1: 95.8995; 2.2: 4926.9; 2.3: 88.4086; 2.4: -2236.0587; 2.5: -40.124
| 2 | 98.65 | 1: 261.0339; 1.1: 2695.271; 1.2: 3.6144; 1.3: 532.71; 1.4: 48.3396; 1.5: 2695.271; 1.6: 532.71; 1.7: 319.626; 1.8: 8.4594; 1.9: 2663.55; 2: 84.8264; 2.1: 95.9057; 2.2: 4931.5796; 2.3: 88.4478; 2.4: -2236.3086; 2.5: -40.1081
| 2 | 98.7 | 1: 261.331; 1.1: 2699.7056; 1.2: 3.6204; 1.3: 532.98; 1.4: 48.3946; 1.5: 2699.7056; 1.6: 532.98; 1.7: 319.788; 1.8: 8.4594; 1.9: 2664.9; 2: 84.8694; 2.1: 95.9119; 2.2: 4936.2591; 2.3: 88.4868; 2.4: -2236.5535; 2.5: -40.0922
| 2 | 98.75 | 1: 261.6282; 1.1: 2704.145; 1.2: 3.6263; 1.3: 533.25; 1.4: 48.4497; 1.5: 2704.145; 1.6: 533.25; 1.7: 319.95; 1.8: 8.4594; 1.9: 2666.25; 2: 84.9124; 2.1: 95.9182; 2.2: 4940.9383; 2.3: 88.5259; 2.4: -2236.7933; 2.5: -40.0762
| 2 | 98.8 | 1: 261.9255; 1.1: 2708.5893; 1.2: 3.6323; 1.3: 533.52; 1.4: 48.5047; 1.5: 2708.5893; 1.6: 533.52; 1.7: 320.112; 1.8: 8.4594; 1.9: 2667.6; 2: 84.9554; 2.1: 95.9245; 2.2: 4945.6172; 2.3: 88.5649; 2.4: -2237.0279; 2.5: -40.0601
| 2 | 98.85 | 1: 262.2231; 1.1: 2713.0384; 1.2: 3.6382; 1.3: 533.79; 1.4: 48.5598; 1.5: 2713.0384; 1.6: 533.79; 1.7: 320.274; 1.8: 8.4594; 1.9: 2668.95; 2: 84.9984; 2.1: 95.9309; 2.2: 4950.2959; 2.3: 88.6038; 2.4: -2237.2574; 2.5: -40.044
| 2 | 98.9 | 1: 262.5208; 1.1: 2717.4924; 1.2: 3.6442; 1.3: 534.06; 1.4: 48.615; 1.5: 2717.4924; 1.6: 534.06; 1.7: 320.436; 1.8: 8.4594; 1.9: 2670.3; 2: 85.0414; 2.1: 95.9373; 2.2: 4954.9742; 2.3: 88.6427; 2.4: -2237.4818; 2.5: -40.0277
| 2 | 98.95 | 1: 262.8186; 1.1: 2721.9513; 1.2: 3.6502; 1.3: 534.33; 1.4: 48.6701; 1.5: 2721.9513; 1.6: 534.33; 1.7: 320.598; 1.8: 8.4594; 1.9: 2671.65; 2: 85.0844; 2.1: 95.9437; 2.2: 4959.6522; 2.3: 88.6815; 2.4: -2237.7009; 2.5: -40.0114
| 2 | 99 | 1: 263.1167; 1.1: 2726.415; 1.2: 3.6562; 1.3: 534.6; 1.4: 48.7253; 1.5: 2726.415; 1.6: 534.6; 1.7: 320.76; 1.8: 8.4594; 1.9: 2673; 2: 85.1274; 2.1: 95.9502; 2.2: 4964.3299; 2.3: 88.7204; 2.4: -2237.9149; 2.5: -39.995
| 2 | 99.05 | 1: 263.4149; 1.1: 2730.8836; 1.2: 3.6622; 1.3: 534.87; 1.4: 48.7805; 1.5: 2730.8836; 1.6: 534.87; 1.7: 320.922; 1.8: 8.4594; 1.9: 2674.35; 2: 85.1704; 2.1: 95.9568; 2.2: 4969.0073; 2.3: 88.7591; 2.4: -2238.1236; 2.5: -39.9786
| 2 | 99.1 | 1: 263.7133; 1.1: 2735.3571; 1.2: 3.6682; 1.3: 535.14; 1.4: 48.8358; 1.5: 2735.3571; 1.6: 535.14; 1.7: 321.084; 1.8: 8.4594; 1.9: 2675.7; 2: 85.2134; 2.1: 95.9633; 2.2: 4973.6843; 2.3: 88.7978; 2.4: -2238.3271; 2.5: -39.962
| 2 | 99.15 | 1: 264.0118; 1.1: 2739.8355; 1.2: 3.6742; 1.3: 535.41; 1.4: 48.8911; 1.5: 2739.8355; 1.6: 535.41; 1.7: 321.246; 1.8: 8.4594; 1.9: 2677.05; 2: 85.2564; 2.1: 95.97; 2.2: 4978.3608; 2.3: 88.8365; 2.4: -2238.5254; 2.5: -39.9454
| 2 | 99.2 | 1: 264.3105; 1.1: 2744.3187; 1.2: 3.6802; 1.3: 535.68; 1.4: 48.9464; 1.5: 2744.3187; 1.6: 535.68; 1.7: 321.408; 1.8: 8.4594; 1.9: 2678.4; 2: 85.2994; 2.1: 95.9766; 2.2: 4983.037; 2.3: 88.8751; 2.4: -2238.7183; 2.5: -39.9287
| 2 | 99.25 | 1: 264.6094; 1.1: 2748.8068; 1.2: 3.6862; 1.3: 535.95; 1.4: 49.0017; 1.5: 2748.8068; 1.6: 535.95; 1.7: 321.57; 1.8: 8.4594; 1.9: 2679.75; 2: 85.3424; 2.1: 95.9833; 2.2: 4987.7128; 2.3: 88.9137; 2.4: -2238.906; 2.5: -39.912
| 2 | 99.3 | 1: 264.9085; 1.1: 2753.2998; 1.2: 3.6922; 1.3: 536.22; 1.4: 49.0571; 1.5: 2753.2998; 1.6: 536.22; 1.7: 321.732; 1.8: 8.4594; 1.9: 2681.1; 2: 85.3854; 2.1: 95.9901; 2.2: 4992.3881; 2.3: 88.9523; 2.4: -2239.0883; 2.5: -39.8951
| 2 | 99.35 | 1: 265.2077; 1.1: 2757.7977; 1.2: 3.6983; 1.3: 536.49; 1.4: 49.1125; 1.5: 2757.7977; 1.6: 536.49; 1.7: 321.894; 1.8: 8.4594; 1.9: 2682.45; 2: 85.4283; 2.1: 95.9969; 2.2: 4997.063; 2.3: 88.9907; 2.4: -2239.2653; 2.5: -39.8782
| 2 | 99.4 | 1: 265.5071; 1.1: 2762.3005; 1.2: 3.7043; 1.3: 536.76; 1.4: 49.168; 1.5: 2762.3005; 1.6: 536.76; 1.7: 322.056; 1.8: 8.4594; 1.9: 2683.8; 2: 85.4713; 2.1: 96.0037; 2.2: 5001.7374; 2.3: 89.0292; 2.4: -2239.4369; 2.5: -39.8612
| 2 | 99.45 | 1: 265.8067; 1.1: 2766.8081; 1.2: 3.7104; 1.3: 537.03; 1.4: 49.2235; 1.5: 2766.8081; 1.6: 537.03; 1.7: 322.218; 1.8: 8.4594; 1.9: 2685.15; 2: 85.5143; 2.1: 96.0106; 2.2: 5006.4113; 2.3: 89.0676; 2.4: -2239.6031; 2.5: -39.8441
| 2 | 99.5 | 1: 266.1064; 1.1: 2771.3207; 1.2: 3.7164; 1.3: 537.3; 1.4: 49.279; 1.5: 2771.3207; 1.6: 537.3; 1.7: 322.38; 1.8: 8.4594; 1.9: 2686.5; 2: 85.5573; 2.1: 96.0176; 2.2: 5011.0846; 2.3: 89.1059; 2.4: -2239.7639; 2.5: -39.8269
| 2 | 99.55 | 1: 266.4063; 1.1: 2775.8382; 1.2: 3.7225; 1.3: 537.57; 1.4: 49.3345; 1.5: 2775.8382; 1.6: 537.57; 1.7: 322.542; 1.8: 8.4594; 1.9: 2687.85; 2: 85.6003; 2.1: 96.0245; 2.2: 5015.7575; 2.3: 89.1442; 2.4: -2239.9193; 2.5: -39.8097
| 2 | 99.6 | 1: 266.7064; 1.1: 2780.3605; 1.2: 3.7285; 1.3: 537.84; 1.4: 49.3901; 1.5: 2780.3605; 1.6: 537.84; 1.7: 322.704; 1.8: 8.4594; 1.9: 2689.2; 2: 85.6433; 2.1: 96.0316; 2.2: 5020.4298; 2.3: 89.1825; 2.4: -2240.0693; 2.5: -39.7924
| 2 | 99.65 | 1: 267.0066; 1.1: 2784.8878; 1.2: 3.7346; 1.3: 538.11; 1.4: 49.4457; 1.5: 2784.8878; 1.6: 538.11; 1.7: 322.866; 1.8: 8.4594; 1.9: 2690.55; 2: 85.6863; 2.1: 96.0386; 2.2: 5025.1015; 2.3: 89.2207; 2.4: -2240.2137; 2.5: -39.775
| 2 | 99.7 | 1: 267.307; 1.1: 2789.4199; 1.2: 3.7407; 1.3: 538.38; 1.4: 49.5013; 1.5: 2789.4199; 1.6: 538.38; 1.7: 323.028; 1.8: 8.4594; 1.9: 2691.9; 2: 85.7293; 2.1: 96.0458; 2.2: 5029.7727; 2.3: 89.2588; 2.4: -2240.3527; 2.5: -39.7575
| 2 | 99.75 | 1: 267.6076; 1.1: 2793.957; 1.2: 3.7468; 1.3: 538.65; 1.4: 49.557; 1.5: 2793.957; 1.6: 538.65; 1.7: 323.19; 1.8: 8.4594; 1.9: 2693.25; 2: 85.7723; 2.1: 96.0529; 2.2: 5034.4432; 2.3: 89.2969; 2.4: -2240.4862; 2.5: -39.7399
| 2 | 99.8 | 1: 267.9083; 1.1: 2798.499; 1.2: 3.7528; 1.3: 538.92; 1.4: 49.6127; 1.5: 2798.499; 1.6: 538.92; 1.7: 323.352; 1.8: 8.4594; 1.9: 2694.6; 2: 85.8153; 2.1: 96.0601; 2.2: 5039.1131; 2.3: 89.335; 2.4: -2240.6141; 2.5: -39.7223
| 2 | 99.85 | 1: 268.2092; 1.1: 2803.0459; 1.2: 3.7589; 1.3: 539.19; 1.4: 49.6684; 1.5: 2803.0459; 1.6: 539.19; 1.7: 323.514; 1.8: 8.4594; 1.9: 2695.95; 2: 85.8583; 2.1: 96.0674; 2.2: 5043.7824; 2.3: 89.373; 2.4: -2240.7365; 2.5: -39.7046
| 2 | 99.9 | 1: 268.5103; 1.1: 2807.5977; 1.2: 3.7651; 1.3: 539.46; 1.4: 49.7241; 1.5: 2807.5977; 1.6: 539.46; 1.7: 323.676; 1.8: 8.4594; 1.9: 2697.3; 2: 85.9013; 2.1: 96.0747; 2.2: 5048.451; 2.3: 89.4109; 2.4: -2240.8533; 2.5: -39.6868
| 2 | 99.95 | 1: 268.8116; 1.1: 2812.1544; 1.2: 3.7712; 1.3: 539.73; 1.4: 49.7799; 1.5: 2812.1544; 1.6: 539.73; 1.7: 323.838; 1.8: 8.4594; 1.9: 2698.65; 2: 85.9443; 2.1: 96.0821; 2.2: 5053.1189; 2.3: 89.4488; 2.4: -2240.9645; 2.5: -39.6689
| #REF! | 100 | 1: 269.113; 1.1: 2816.7161; 1.2: 3.7773; 1.3: 540; 1.4: 49.8357; 1.5: 2816.7161; 1.6: 540; 1.7: 324; 1.8: 8.4594; 1.9: 2700; 2: 85.9873; 2.1: 96.0895; 2.2: 5057.7862; 2.3: 89.4867; 2.4: -2241.0701; 2.5: -39.6509
|  |  | y = 0,03431688311688310000x2 - 1,47636883116883000000x + 15,88500000000000000000 | [10 empty] | y = 0,00000000000000235429x6 - 0,00000000000039203973x5 - 0,00000000358194903294x4 + 0,00000343364257756904x3 - 0,00135193806691619000x2 + 0,25803271245940800000x + 74,50366578911580000000
WIND SPEED m/s
| 2 |  | 1: συναρτηση με; 1.3: "Power shaft"; 1.4: "Power shaft"; 1.5: "Power shaft"; 1.9: Electric; 2: συναρτηση; 2.2: Power; 2.3: Torque
|  |  | βαση τις στροφές |  |  | rotation speed | torque | power |  |  |  | energy | Torque |  | supply | supply
|  | Turbine | 1: Turbine; 1.1: Turbine; 1.2: Turbine; 1.3: after; 1.4: after; 1.5: after; 1.6: Generators; 1.7: Generators; 1.8: Generators; 1.9: from; 2: output from; 2.1: συνάρτηση; 2.2: to; 2.3: to; 2.4: Rest of; 2.5: Rest of
|  | speed | 1: torque; 1.1: power; 1.2: power; 1.3: transmission; 1.4: transmission; 1.5: transmission; 1.6: speed; 1.7: voltage; 1.8: current; 1.9: generator; 2: generator; 2.1: Efficiency; 2.2: generator; 2.3: generator; 2.4: power; 2.5: torque
|  | rpm | 1: Nm; 1.1: watt; 1.2: Hp; 1.3: rpm; 1.4: Nm; 1.5: watt; 1.6: rpm; 1.7: acv; 1.8: ampere; 1.9: watt/hour; 2: Nm; 2.1: %; 2.2: watt; 2.3: Nm; 2.4: watt; 2.5: Nm
| 1 | 2 | 1: 3; 1.1: 4; 1.2: 5; 1.3: 6; 1.4: 7; 1.5: 8; 1.6: 9; 1.7: 10; 1.8: 11; 1.9: 12; 2: 13; 2.1: 14; 2.2: 15; 2.3: 16
2086 to 4086 | 1 | 0 | 1: 15.885; 1.1: 0; 1.2: 0; 1.3: 0; 1.4: 2.9417; 1.5: 0; 1.6: 0; 1.7: 0; 1.8: 0; 1.9: 0; 2: 0; 2.1: 74.5037; 2.2: 0; 2.3: 0; 2.4: 0; 2.5: 2.9417
| 1 | 0.05 | 1: 15.8113; 1.1: 0.082746; 1.2: 0.00011096; 1.3: 0.27; 1.4: 2.928; 1.5: 0.082746; 1.6: 0.27; 1.7: 0.162; 1.8: 8.4594; 1.9: 1.35; 2: 0.042994; 2.1: 74.5732; 2.2: 0.0016293; 2.3: 0.057653; 2.4: 0.081116; 2.5: 2.8704
| 1 | 0.1 | 1: 15.7377; 1.1: 0.16472; 1.2: 0.00022089; 1.3: 0.54; 1.4: 2.9144; 1.5: 0.16472; 1.6: 0.54; 1.7: 0.324; 1.8: 8.4594; 1.9: 2.7; 2: 0.085987; 2.1: 74.6426; 2.2: 0.006511; 2.3: 0.1152; 2.4: 0.15821; 2.5: 2.7992
| 1 | 0.15 | 1: 15.6643; 1.1: 0.24593; 1.2: 0.0003298; 1.3: 0.81; 1.4: 2.9008; 1.5: 0.24593; 1.6: 0.81; 1.7: 0.486; 1.8: 8.4594; 1.9: 4.05; 2: 0.12898; 2.1: 74.7118; 2.2: 0.014636; 2.3: 0.17264; 2.4: 0.23129; 2.5: 2.7282
| 1 | 0.2 | 1: 15.5911; 1.1: 0.32637; 1.2: 0.00043767; 1.3: 1.08; 1.4: 2.8872; 1.5: 0.32637; 1.6: 1.08; 1.7: 0.648; 1.8: 8.4594; 1.9: 5.4; 2: 0.17197; 2.1: 74.7808; 2.2: 0.025996; 2.3: 0.22997; 2.4: 0.30038; 2.5: 2.6573
| 1 | 0.25 | 1: 15.5181; 1.1: 0.40606; 1.2: 0.00054453; 1.3: 1.35; 1.4: 2.8737; 1.5: 0.40606; 1.6: 1.35; 1.7: 0.81; 1.8: 8.4594; 1.9: 6.75; 2: 0.21497; 2.1: 74.8496; 2.2: 0.040581; 2.3: 0.2872; 2.4: 0.36547; 2.5: 2.5865
| 1 | 0.3 | 1: 15.4452; 1.1: 0.48498; 1.2: 0.00065037; 1.3: 1.62; 1.4: 2.8602; 1.5: 0.48498; 1.6: 1.62; 1.7: 0.972; 1.8: 8.4594; 1.9: 8.1; 2: 0.25796; 2.1: 74.9181; 2.2: 0.058384; 2.3: 0.34432; 2.4: 0.42659; 2.5: 2.5159
| 1 | 0.35 | 1: 15.3725; 1.1: 0.56314; 1.2: 0.00075519; 1.3: 1.89; 1.4: 2.8468; 1.5: 0.56314; 1.6: 1.89; 1.7: 1.134; 1.8: 8.4594; 1.9: 9.45; 2: 0.30096; 2.1: 74.9865; 2.2: 0.079394; 2.3: 0.40135; 2.4: 0.48375; 2.5: 2.4454
| 1 | 0.4 | 1: 15.2999; 1.1: 0.64056; 1.2: 0.000859; 1.3: 2.16; 1.4: 2.8333; 1.5: 0.64056; 1.6: 2.16; 1.7: 1.296; 1.8: 8.4594; 1.9: 10.8; 2: 0.34395; 2.1: 75.0547; 2.2: 0.1036; 2.3: 0.45826; 2.4: 0.53695; 2.5: 2.3751
| 1 | 0.45 | 1: 15.2276; 1.1: 0.71722; 1.2: 0.00096181; 1.3: 2.43; 1.4: 2.8199; 1.5: 0.71722; 1.6: 2.43; 1.7: 1.458; 1.8: 8.4594; 1.9: 12.15; 2: 0.38694; 2.1: 75.1228; 2.2: 0.13101; 2.3: 0.51508; 2.4: 0.58621; 2.5: 2.3048
| 1 | 0.5 | 1: 15.1554; 1.1: 0.79313; 1.2: 0.0010636; 1.3: 2.7; 1.4: 2.8066; 1.5: 0.79313; 1.6: 2.7; 1.7: 1.62; 1.8: 8.4594; 1.9: 13.5; 2: 0.42994; 2.1: 75.1906; 2.2: 0.16159; 2.3: 0.5718; 2.4: 0.63154; 2.5: 2.2348
| 1 | 0.55 | 1: 15.0834; 1.1: 0.8683; 1.2: 0.0011644; 1.3: 2.97; 1.4: 2.7932; 1.5: 0.8683; 1.6: 2.97; 1.7: 1.782; 1.8: 8.4594; 1.9: 14.85; 2: 0.47293; 2.1: 75.2582; 2.2: 0.19535; 2.3: 0.62841; 2.4: 0.67295; 2.5: 2.1648
| 1 | 0.6 | 1: 15.0115; 1.1: 0.94272; 1.2: 0.0012642; 1.3: 3.24; 1.4: 2.7799; 1.5: 0.94272; 1.6: 3.24; 1.7: 1.944; 1.8: 8.4594; 1.9: 16.2; 2: 0.51592; 2.1: 75.3256; 2.2: 0.23227; 2.3: 0.68492; 2.4: 0.71045; 2.5: 2.095
| 1 | 0.65 | 1: 14.9399; 1.1: 1.0164; 1.2: 0.001363; 1.3: 3.51; 1.4: 2.7666; 1.5: 1.0164; 1.6: 3.51; 1.7: 2.106; 1.8: 8.4594; 1.9: 17.55; 2: 0.55892; 2.1: 75.3929; 2.2: 0.27235; 2.3: 0.74134; 2.4: 0.74406; 2.5: 2.0253
| 1 | 0.7 | 1: 14.8684; 1.1: 1.0894; 1.2: 0.0014608; 1.3: 3.78; 1.4: 2.7534; 1.5: 1.0894; 1.6: 3.78; 1.7: 2.268; 1.8: 8.4594; 1.9: 18.9; 2: 0.60191; 2.1: 75.4599; 2.2: 0.31558; 2.3: 0.79766; 2.4: 0.77377; 2.5: 1.9557
| 1 | 0.75 | 1: 14.797; 1.1: 1.1616; 1.2: 0.0015577; 1.3: 4.05; 1.4: 2.7402; 1.5: 1.1616; 1.6: 4.05; 1.7: 2.43; 1.8: 8.4594; 1.9: 20.25; 2: 0.6449; 2.1: 75.5268; 2.2: 0.36196; 2.3: 0.85388; 2.4: 0.79961; 2.5: 1.8863
| 1 | 0.8 | 1: 14.7259; 1.1: 1.233; 1.2: 0.0016535; 1.3: 4.32; 1.4: 2.727; 1.5: 1.233; 1.6: 4.32; 1.7: 2.592; 1.8: 8.4594; 1.9: 21.6; 2: 0.6879; 2.1: 75.5934; 2.2: 0.41146; 2.3: 0.91; 2.4: 0.82158; 2.5: 1.817
| 1 | 0.85 | 1: 14.6549; 1.1: 1.3038; 1.2: 0.0017484; 1.3: 4.59; 1.4: 2.7139; 1.5: 1.3038; 1.6: 4.59; 1.7: 2.754; 1.8: 8.4594; 1.9: 22.95; 2: 0.73089; 2.1: 75.6599; 2.2: 0.4641; 2.3: 0.96602; 2.4: 0.8397; 2.5: 1.7478
| 1 | 0.9 | 1: 14.5841; 1.1: 1.3738; 1.2: 0.0018423; 1.3: 4.86; 1.4: 2.7008; 1.5: 1.3738; 1.6: 4.86; 1.7: 2.916; 1.8: 8.4594; 1.9: 24.3; 2: 0.77389; 2.1: 75.7262; 2.2: 0.51985; 2.3: 1.022; 2.4: 0.85397; 2.5: 1.6788
| 1 | 0.95 | 1: 14.5134; 1.1: 1.4431; 1.2: 0.0019353; 1.3: 5.13; 1.4: 2.6877; 1.5: 1.4431; 1.6: 5.13; 1.7: 3.078; 1.8: 8.4594; 1.9: 25.65; 2: 0.81688; 2.1: 75.7923; 2.2: 0.57871; 2.3: 1.0778; 2.4: 0.86441; 2.5: 1.6099
| 1 | 1 | 1: 14.4429; 1.1: 1.5117; 1.2: 0.0020272; 1.3: 5.4; 1.4: 2.6746; 1.5: 1.5117; 1.6: 5.4; 1.7: 3.24; 1.8: 8.4594; 1.9: 27; 2: 0.85987; 2.1: 75.8582; 2.2: 0.64067; 2.3: 1.1335; 2.4: 0.87103; 2.5: 1.5411
| 1 | 1.05 | 1: 14.3726; 1.1: 1.5796; 1.2: 0.0021182; 1.3: 5.67; 1.4: 2.6616; 1.5: 1.5796; 1.6: 5.67; 1.7: 3.402; 1.8: 8.4594; 1.9: 28.35; 2: 0.90287; 2.1: 75.9239; 2.2: 0.70573; 2.3: 1.1892; 2.4: 0.87383; 2.5: 1.4724
| 1 | 1.1 | 1: 14.3025; 1.1: 1.6467; 1.2: 0.0022083; 1.3: 5.94; 1.4: 2.6486; 1.5: 1.6467; 1.6: 5.94; 1.7: 3.564; 1.8: 8.4594; 1.9: 29.7; 2: 0.94586; 2.1: 75.9894; 2.2: 0.77387; 2.3: 1.2447; 2.4: 0.87283; 2.5: 1.4039
| 1 | 1.15 | 1: 14.2326; 1.1: 1.7131; 1.2: 0.0022973; 1.3: 6.21; 1.4: 2.6357; 1.5: 1.7131; 1.6: 6.21; 1.7: 3.726; 1.8: 8.4594; 1.9: 31.05; 2: 0.98885; 2.1: 76.0547; 2.2: 0.8451; 2.3: 1.3002; 2.4: 0.86803; 2.5: 1.3355
| 1 | 1.2 | 1: 14.1628; 1.1: 1.7788; 1.2: 0.0023855; 1.3: 6.48; 1.4: 2.6227; 1.5: 1.7788; 1.6: 6.48; 1.7: 3.888; 1.8: 8.4594; 1.9: 32.4; 2: 1.0318; 2.1: 76.1199; 2.2: 0.91939; 2.3: 1.3556; 2.4: 0.85945; 2.5: 1.2672
| 1 | 1.25 | 1: 14.0932; 1.1: 1.8439; 1.2: 0.0024727; 1.3: 6.75; 1.4: 2.6098; 1.5: 1.8439; 1.6: 6.75; 1.7: 4.05; 1.8: 8.4594; 1.9: 33.75; 2: 1.0748; 2.1: 76.1848; 2.2: 0.99675; 2.3: 1.4108; 2.4: 0.8471; 2.5: 1.199
| 1 | 1.3 | 1: 14.0237; 1.1: 1.9082; 1.2: 0.0025589; 1.3: 7.02; 1.4: 2.597; 1.5: 1.9082; 1.6: 7.02; 1.7: 4.212; 1.8: 8.4594; 1.9: 35.1; 2: 1.1178; 2.1: 76.2496; 2.2: 1.0772; 2.3: 1.466; 2.4: 0.83099; 2.5: 1.131
| 1 | 1.35 | 1: 13.9544; 1.1: 1.9718; 1.2: 0.0026442; 1.3: 7.29; 1.4: 2.5842; 1.5: 1.9718; 1.6: 7.29; 1.7: 4.374; 1.8: 8.4594; 1.9: 36.45; 2: 1.1608; 2.1: 76.3142; 2.2: 1.1606; 2.3: 1.5211; 2.4: 0.81112; 2.5: 1.063
| 1 | 1.4 | 1: 13.8853; 1.1: 2.0347; 1.2: 0.0027285; 1.3: 7.56; 1.4: 2.5714; 1.5: 2.0347; 1.6: 7.56; 1.7: 4.536; 1.8: 8.4594; 1.9: 37.8; 2: 1.2038; 2.1: 76.3786; 2.2: 1.2472; 2.3: 1.5761; 2.4: 0.78751; 2.5: 0.99524
| 1 | 1.45 | 1: 13.8164; 1.1: 2.0969; 1.2: 0.002812; 1.3: 7.83; 1.4: 2.5586; 1.5: 2.0969; 1.6: 7.83; 1.7: 4.698; 1.8: 8.4594; 1.9: 39.15; 2: 1.2468; 2.1: 76.4428; 2.2: 1.3367; 2.3: 1.631; 2.4: 0.76017; 2.5: 0.92755
| 1 | 1.5 | 1: 13.7477; 1.1: 2.1584; 1.2: 0.0028944; 1.3: 8.1; 1.4: 2.5459; 1.5: 2.1584; 1.6: 8.1; 1.7: 4.86; 1.8: 8.4594; 1.9: 40.5; 2: 1.2898; 2.1: 76.5068; 2.2: 1.4293; 2.3: 1.6859; 2.4: 0.7291; 2.5: 0.85999
| 1 | 1.55 | 1: 13.6791; 1.1: 2.2192; 1.2: 0.002976; 1.3: 8.37; 1.4: 2.5332; 1.5: 2.2192; 1.6: 8.37; 1.7: 5.022; 1.8: 8.4594; 1.9: 41.85; 2: 1.3328; 2.1: 76.5707; 2.2: 1.5249; 2.3: 1.7406; 2.4: 0.69432; 2.5: 0.79254
| 1 | 1.6 | 1: 13.6107; 1.1: 2.2793; 1.2: 0.0030566; 1.3: 8.64; 1.4: 2.5205; 1.5: 2.2793; 1.6: 8.64; 1.7: 5.184; 1.8: 8.4594; 1.9: 43.2; 2: 1.3758; 2.1: 76.6343; 2.2: 1.6235; 2.3: 1.7953; 2.4: 0.65583; 2.5: 0.72522
| 1 | 1.65 | 1: 13.5424; 1.1: 2.3388; 1.2: 0.0031363; 1.3: 8.91; 1.4: 2.5079; 1.5: 2.3388; 1.6: 8.91; 1.7: 5.346; 1.8: 8.4594; 1.9: 44.55; 2: 1.4188; 2.1: 76.6978; 2.2: 1.7251; 2.3: 1.8498; 2.4: 0.61365; 2.5: 0.65801
| 1 | 1.7 | 1: 13.4743; 1.1: 2.3975; 1.2: 0.0032151; 1.3: 9.18; 1.4: 2.4952; 1.5: 2.3975; 1.6: 9.18; 1.7: 5.508; 1.8: 8.4594; 1.9: 45.9; 2: 1.4618; 2.1: 76.7611; 2.2: 1.8298; 2.3: 1.9043; 2.4: 0.56778; 2.5: 0.59092
| 1 | 1.75 | 1: 13.4064; 1.1: 2.4556; 1.2: 0.003293; 1.3: 9.45; 1.4: 2.4827; 1.5: 2.4556; 1.6: 9.45; 1.7: 5.67; 1.8: 8.4594; 1.9: 47.25; 2: 1.5048; 2.1: 76.8242; 2.2: 1.9374; 2.3: 1.9587; 2.4: 0.51824; 2.5: 0.52395
| 1 | 1.8 | 1: 13.3387; 1.1: 2.513; 1.2: 0.00337; 1.3: 9.72; 1.4: 2.4701; 1.5: 2.513; 1.6: 9.72; 1.7: 5.832; 1.8: 8.4594; 1.9: 48.6; 2: 1.5478; 2.1: 76.8871; 2.2: 2.048; 2.3: 2.013; 2.4: 0.46503; 2.5: 0.45709
| 1 | 1.85 | 1: 13.2712; 1.1: 2.5697; 1.2: 0.0034461; 1.3: 9.99; 1.4: 2.4576; 1.5: 2.5697; 1.6: 9.99; 1.7: 5.994; 1.8: 8.4594; 1.9: 49.95; 2: 1.5908; 2.1: 76.9499; 2.2: 2.1616; 2.3: 2.0673; 2.4: 0.40816; 2.5: 0.39035
| 1 | 1.9 | 1: 13.2038; 1.1: 2.6258; 1.2: 0.0035212; 1.3: 10.26; 1.4: 2.4451; 1.5: 2.6258; 1.6: 10.26; 1.7: 6.156; 1.8: 8.4594; 1.9: 51.3; 2: 1.6338; 2.1: 77.0124; 2.2: 2.2782; 2.3: 2.1214; 2.4: 0.34764; 2.5: 0.32372
| 1 | 1.95 | 1: 13.1366; 1.1: 2.6812; 1.2: 0.0035955; 1.3: 10.53; 1.4: 2.4327; 1.5: 2.6812; 1.6: 10.53; 1.7: 6.318; 1.8: 8.4594; 1.9: 52.65; 2: 1.6768; 2.1: 77.0748; 2.2: 2.3977; 2.3: 2.1755; 2.4: 0.28348; 2.5: 0.25721
| 1 | 2 | 1: 13.0695; 1.1: 2.7359; 1.2: 0.0036689; 1.3: 10.8; 1.4: 2.4203; 1.5: 2.7359; 1.6: 10.8; 1.7: 6.48; 1.8: 8.4594; 1.9: 54; 2: 1.7197; 2.1: 77.137; 2.2: 2.5202; 2.3: 2.2295; 2.4: 0.2157; 2.5: 0.19081
| 1 | 2.05 | 1: 13.0027; 1.1: 2.7899; 1.2: 0.0037414; 1.3: 11.07; 1.4: 2.4079; 1.5: 2.7899; 1.6: 11.07; 1.7: 6.642; 1.8: 8.4594; 1.9: 55.35; 2: 1.7627; 2.1: 77.199; 2.2: 2.6456; 2.3: 2.2834; 2.4: 0.14429; 2.5: 0.12453
| 2 | 2.1 | 1: 12.936; 1.1: 2.8433; 1.2: 0.003813; 1.3: 11.34; 1.4: 2.3955; 1.5: 2.8433; 1.6: 11.34; 1.7: 6.804; 1.8: 8.4594; 1.9: 56.7; 2: 1.8057; 2.1: 77.2609; 2.2: 2.7741; 2.3: 2.3372; 2.4: 0.069268; 2.5: 0.058359
| 2 | 2.15 | 1: 12.8694; 1.1: 2.8961; 1.2: 0.0038837; 1.3: 11.61; 1.4: 2.3832; 1.5: 2.8961; 1.6: 11.61; 1.7: 6.966; 1.8: 8.4594; 1.9: 58.05; 2: 1.8487; 2.1: 77.3225; 2.2: 2.9054; 2.3: 2.3909; 2.4: -0.0093568; 2.5: -0.0076999
| 2 | 2.2 | 1: 12.8031; 1.1: 2.9481; 1.2: 0.0039535; 1.3: 11.88; 1.4: 2.3709; 1.5: 2.9481; 1.6: 11.88; 1.7: 7.128; 1.8: 8.4594; 1.9: 59.4; 2: 1.8917; 2.1: 77.384; 2.2: 3.0397; 2.3: 2.4446; 2.4: -0.091576; 2.5: -0.073647
| 2 | 2.25 | 1: 12.7369; 1.1: 2.9995; 1.2: 0.0040224; 1.3: 12.15; 1.4: 2.3587; 1.5: 2.9995; 1.6: 12.15; 1.7: 7.29; 1.8: 8.4594; 1.9: 60.75; 2: 1.9347; 2.1: 77.4453; 2.2: 3.1769; 2.3: 2.4982; 2.4: -0.17738; 2.5: -0.13948
| 2 | 2.3 | 1: 12.6709; 1.1: 3.0503; 1.2: 0.0040905; 1.3: 12.42; 1.4: 2.3465; 1.5: 3.0503; 1.6: 12.42; 1.7: 7.452; 1.8: 8.4594; 1.9: 62.1; 2: 1.9777; 2.1: 77.5064; 2.2: 3.3171; 2.3: 2.5517; 2.4: -0.26676; 2.5: -0.20521
| 2 | 2.35 | 1: 12.605; 1.1: 3.1004; 1.2: 0.0041577; 1.3: 12.69; 1.4: 2.3343; 1.5: 3.1004; 1.6: 12.69; 1.7: 7.614; 1.8: 8.4594; 1.9: 63.45; 2: 2.0207; 2.1: 77.5673; 2.2: 3.4601; 2.3: 2.6051; 2.4: -0.35971; 2.5: -0.27082
| 2 | 2.4 | 1: 12.5394; 1.1: 3.1499; 1.2: 0.0042241; 1.3: 12.96; 1.4: 2.3221; 1.5: 3.1499; 1.6: 12.96; 1.7: 7.776; 1.8: 8.4594; 1.9: 64.8; 2: 2.0637; 2.1: 77.6281; 2.2: 3.6061; 2.3: 2.6584; 2.4: -0.45623; 2.5: -0.33633
| 2 | 2.45 | 1: 12.4739; 1.1: 3.1987; 1.2: 0.0042896; 1.3: 13.23; 1.4: 2.31; 1.5: 3.1987; 1.6: 13.23; 1.7: 7.938; 1.8: 8.4594; 1.9: 66.15; 2: 2.1067; 2.1: 77.6886; 2.2: 3.755; 2.3: 2.7117; 2.4: -0.55629; 2.5: -0.40173
| 2 | 2.5 | 1: 12.4086; 1.1: 3.2469; 1.2: 0.0043542; 1.3: 13.5; 1.4: 2.2979; 1.5: 3.2469; 1.6: 13.5; 1.7: 8.1; 1.8: 8.4594; 1.9: 67.5; 2: 2.1497; 2.1: 77.749; 2.2: 3.9068; 2.3: 2.7649; 2.4: -0.65989; 2.5: -0.46702
| 2 | 2.55 | 1: 12.3434; 1.1: 3.2945; 1.2: 0.0044179; 1.3: 13.77; 1.4: 2.2858; 1.5: 3.2945; 1.6: 13.77; 1.7: 8.262; 1.8: 8.4594; 1.9: 68.85; 2: 2.1927; 2.1: 77.8093; 2.2: 4.0615; 2.3: 2.818; 2.4: -0.76703; 2.5: -0.5322
| 2 | 2.6 | 1: 12.2784; 1.1: 3.3414; 1.2: 0.0044808; 1.3: 14.04; 1.4: 2.2738; 1.5: 3.3414; 1.6: 14.04; 1.7: 8.424; 1.8: 8.4594; 1.9: 70.2; 2: 2.2357; 2.1: 77.8693; 2.2: 4.2191; 2.3: 2.8711; 2.4: -0.8777; 2.5: -0.59727
| 2 | 2.65 | 1: 12.2136; 1.1: 3.3876; 1.2: 0.0045429; 1.3: 14.31; 1.4: 2.2618; 1.5: 3.3876; 1.6: 14.31; 1.7: 8.586; 1.8: 8.4594; 1.9: 71.55; 2: 2.2787; 2.1: 77.9292; 2.2: 4.3795; 2.3: 2.924; 2.4: -0.99188; 2.5: -0.66224
| 2 | 2.7 | 1: 12.149; 1.1: 3.4333; 1.2: 0.0046041; 1.3: 14.58; 1.4: 2.2498; 1.5: 3.4333; 1.6: 14.58; 1.7: 8.748; 1.8: 8.4594; 1.9: 72.9; 2: 2.3217; 2.1: 77.9889; 2.2: 4.5429; 2.3: 2.9769; 2.4: -1.1096; 2.5: -0.7271
| 2 | 2.75 | 1: 12.0845; 1.1: 3.4783; 1.2: 0.0046645; 1.3: 14.85; 1.4: 2.2379; 1.5: 3.4783; 1.6: 14.85; 1.7: 8.91; 1.8: 8.4594; 1.9: 74.25; 2: 2.3646; 2.1: 78.0484; 2.2: 4.7091; 2.3: 3.0297; 2.4: -1.2308; 2.5: -0.79185
| 2 | 2.8 | 1: 12.0202; 1.1: 3.5227; 1.2: 0.004724; 1.3: 15.12; 1.4: 2.226; 1.5: 3.5227; 1.6: 15.12; 1.7: 9.072; 1.8: 8.4594; 1.9: 75.6; 2: 2.4076; 2.1: 78.1077; 2.2: 4.8782; 2.3: 3.0825; 2.4: -1.3555; 2.5: -0.8565
| 2 | 2.85 | 1: 11.9561; 1.1: 3.5665; 1.2: 0.0047828; 1.3: 15.39; 1.4: 2.2141; 1.5: 3.5665; 1.6: 15.39; 1.7: 9.234; 1.8: 8.4594; 1.9: 76.95; 2: 2.4506; 2.1: 78.1669; 2.2: 5.0501; 2.3: 3.1351; 2.4: -1.4836; 2.5: -0.92104
| 2 | 2.9 | 1: 11.8921; 1.1: 3.6097; 1.2: 0.0048406; 1.3: 15.66; 1.4: 2.2022; 1.5: 3.6097; 1.6: 15.66; 1.7: 9.396; 1.8: 8.4594; 1.9: 78.3; 2: 2.4936; 2.1: 78.2259; 2.2: 5.2249; 2.3: 3.1877; 2.4: -1.6153; 2.5: -0.98548
| 2 | 2.95 | 1: 11.8284; 1.1: 3.6522; 1.2: 0.0048977; 1.3: 15.93; 1.4: 2.1904; 1.5: 3.6522; 1.6: 15.93; 1.7: 9.558; 1.8: 8.4594; 1.9: 79.65; 2: 2.5366; 2.1: 78.2847; 2.2: 5.4026; 2.3: 3.2403; 2.4: -1.7504; 2.5: -1.0498
| 2 | 3 | 1: 11.7647; 1.1: 3.6941; 1.2: 0.0049539; 1.3: 16.2; 1.4: 2.1787; 1.5: 3.6941; 1.6: 16.2; 1.7: 9.72; 1.8: 8.4594; 1.9: 81; 2: 2.5796; 2.1: 78.3433; 2.2: 5.5831; 2.3: 3.2927; 2.4: -1.889; 2.5: -1.1141
| 2 | 3.05 | 1: 11.7013; 1.1: 3.7354; 1.2: 0.0050093; 1.3: 16.47; 1.4: 2.1669; 1.5: 3.7354; 1.6: 16.47; 1.7: 9.882; 1.8: 8.4594; 1.9: 82.35; 2: 2.6226; 2.1: 78.4018; 2.2: 5.7665; 2.3: 3.3451; 2.4: -2.031; 2.5: -1.1782
| 2 | 3.1 | 1: 11.638; 1.1: 3.7762; 1.2: 0.0050639; 1.3: 16.74; 1.4: 2.1552; 1.5: 3.7762; 1.6: 16.74; 1.7: 10.044; 1.8: 8.4594; 1.9: 83.7; 2: 2.6656; 2.1: 78.4601; 2.2: 5.9527; 2.3: 3.3974; 2.4: -2.1765; 2.5: -1.2422
| 2 | 3.15 | 1: 11.5749; 1.1: 3.8163; 1.2: 0.0051177; 1.3: 17.01; 1.4: 2.1435; 1.5: 3.8163; 1.6: 17.01; 1.7: 10.206; 1.8: 8.4594; 1.9: 85.05; 2: 2.7086; 2.1: 78.5182; 2.2: 6.1417; 2.3: 3.4496; 2.4: -2.3254; 2.5: -1.3061
| 2 | 3.2 | 1: 11.512; 1.1: 3.8558; 1.2: 0.0051707; 1.3: 17.28; 1.4: 2.1319; 1.5: 3.8558; 1.6: 17.28; 1.7: 10.368; 1.8: 8.4594; 1.9: 86.4; 2: 2.7516; 2.1: 78.5762; 2.2: 6.3335; 2.3: 3.5018; 2.4: -2.4778; 2.5: -1.37
| 2 | 3.25 | 1: 11.4493; 1.1: 3.8947; 1.2: 0.0052228; 1.3: 17.55; 1.4: 2.1202; 1.5: 3.8947; 1.6: 17.55; 1.7: 10.53; 1.8: 8.4594; 1.9: 87.75; 2: 2.7946; 2.1: 78.634; 2.2: 6.5282; 2.3: 3.5539; 2.4: -2.6335; 2.5: -1.4337
| 2 | 3.3 | 1: 11.3867; 1.1: 3.933; 1.2: 0.0052742; 1.3: 17.82; 1.4: 2.1086; 1.5: 3.933; 1.6: 17.82; 1.7: 10.692; 1.8: 8.4594; 1.9: 89.1; 2: 2.8376; 2.1: 78.6916; 2.2: 6.7257; 2.3: 3.606; 2.4: -2.7927; 2.5: -1.4973
| 2 | 3.35 | 1: 11.3243; 1.1: 3.9707; 1.2: 0.0053248; 1.3: 18.09; 1.4: 2.0971; 1.5: 3.9707; 1.6: 18.09; 1.7: 10.854; 1.8: 8.4594; 1.9: 90.45; 2: 2.8806; 2.1: 78.749; 2.2: 6.926; 2.3: 3.6579; 2.4: -2.9553; 2.5: -1.5608
| 2 | 3.4 | 1: 11.262; 1.1: 4.0078; 1.2: 0.0053745; 1.3: 18.36; 1.4: 2.0856; 1.5: 4.0078; 1.6: 18.36; 1.7: 11.016; 1.8: 8.4594; 1.9: 91.8; 2: 2.9236; 2.1: 78.8063; 2.2: 7.1291; 2.3: 3.7098; 2.4: -3.1213; 2.5: -1.6243
| 2 | 3.45 | 1: 11.2; 1.1: 4.0443; 1.2: 0.0054235; 1.3: 18.63; 1.4: 2.0741; 1.5: 4.0443; 1.6: 18.63; 1.7: 11.178; 1.8: 8.4594; 1.9: 93.15; 2: 2.9666; 2.1: 78.8634; 2.2: 7.335; 2.3: 3.7616; 2.4: -3.2907; 2.5: -1.6876
| 2 | 3.5 | 1: 11.1381; 1.1: 4.0803; 1.2: 0.0054717; 1.3: 18.9; 1.4: 2.0626; 1.5: 4.0803; 1.6: 18.9; 1.7: 11.34; 1.8: 8.4594; 1.9: 94.5; 2: 3.0096; 2.1: 78.9203; 2.2: 7.5437; 2.3: 3.8134; 2.4: -3.4634; 2.5: -1.7508
| 2 | 3.55 | 1: 11.0764; 1.1: 4.1156; 1.2: 0.0055191; 1.3: 19.17; 1.4: 2.0512; 1.5: 4.1156; 1.6: 19.17; 1.7: 11.502; 1.8: 8.4594; 1.9: 95.85; 2: 3.0525; 2.1: 78.977; 2.2: 7.7552; 2.3: 3.8651; 2.4: -3.6396; 2.5: -1.8139
| 2 | 3.6 | 1: 11.0148; 1.1: 4.1504; 1.2: 0.0055658; 1.3: 19.44; 1.4: 2.0398; 1.5: 4.1504; 1.6: 19.44; 1.7: 11.664; 1.8: 8.4594; 1.9: 97.2; 2: 3.0955; 2.1: 79.0336; 2.2: 7.9695; 2.3: 3.9167; 2.4: -3.8191; 2.5: -1.877
| 2 | 3.65 | 1: 10.9534; 1.1: 4.1846; 1.2: 0.0056116; 1.3: 19.71; 1.4: 2.0284; 1.5: 4.1846; 1.6: 19.71; 1.7: 11.826; 1.8: 8.4594; 1.9: 98.55; 2: 3.1385; 2.1: 79.09; 2.2: 8.1865; 2.3: 3.9683; 2.4: -4.002; 2.5: -1.9399
| 2 | 3.7 | 1: 10.8922; 1.1: 4.2182; 1.2: 0.0056567; 1.3: 19.98; 1.4: 2.0171; 1.5: 4.2182; 1.6: 19.98; 1.7: 11.988; 1.8: 8.4594; 1.9: 99.9; 2: 3.1815; 2.1: 79.1463; 2.2: 8.4064; 2.3: 4.0198; 2.4: -4.1882; 2.5: -2.0027
| 2 | 3.75 | 1: 10.8312; 1.1: 4.2512; 1.2: 0.005701; 1.3: 20.25; 1.4: 2.0058; 1.5: 4.2512; 1.6: 20.25; 1.7: 12.15; 1.8: 8.4594; 1.9: 101.25; 2: 3.2245; 2.1: 79.2024; 2.2: 8.629; 2.3: 4.0712; 2.4: -4.3778; 2.5: -2.0655
| 2 | 3.8 | 1: 10.7703; 1.1: 4.2837; 1.2: 0.0057446; 1.3: 20.52; 1.4: 1.9945; 1.5: 4.2837; 1.6: 20.52; 1.7: 12.312; 1.8: 8.4594; 1.9: 102.6; 2: 3.2675; 2.1: 79.2583; 2.2: 8.8544; 2.3: 4.1226; 2.4: -4.5707; 2.5: -2.1281
| 2 | 3.85 | 1: 10.7096; 1.1: 4.3156; 1.2: 0.0057874; 1.3: 20.79; 1.4: 1.9833; 1.5: 4.3156; 1.6: 20.79; 1.7: 12.474; 1.8: 8.4594; 1.9: 103.95; 2: 3.3105; 2.1: 79.314; 2.2: 9.0826; 2.3: 4.1739; 2.4: -4.7669; 2.5: -2.1907
| 2 | 3.9 | 1: 10.6491; 1.1: 4.347; 1.2: 0.0058294; 1.3: 21.06; 1.4: 1.9721; 1.5: 4.347; 1.6: 21.06; 1.7: 12.636; 1.8: 8.4594; 1.9: 105.3; 2: 3.3535; 2.1: 79.3696; 2.2: 9.3135; 2.3: 4.2252; 2.4: -4.9665; 2.5: -2.2531
| 2 | 3.95 | 1: 10.5888; 1.1: 4.3778; 1.2: 0.0058707; 1.3: 21.33; 1.4: 1.9609; 1.5: 4.3778; 1.6: 21.33; 1.7: 12.798; 1.8: 8.4594; 1.9: 106.65; 2: 3.3965; 2.1: 79.425; 2.2: 9.5471; 2.3: 4.2764; 2.4: -5.1694; 2.5: -2.3155
| 2 | 4 | 1: 10.5286; 1.1: 4.408; 1.2: 0.0059112; 1.3: 21.6; 1.4: 1.9497; 1.5: 4.408; 1.6: 21.6; 1.7: 12.96; 1.8: 8.4594; 1.9: 108; 2: 3.4395; 2.1: 79.4802; 2.2: 9.7836; 2.3: 4.3275; 2.4: -5.3756; 2.5: -2.3777
| 2 | 4.05 | 1: 10.4686; 1.1: 4.4376; 1.2: 0.005951; 1.3: 21.87; 1.4: 1.9386; 1.5: 4.4376; 1.6: 21.87; 1.7: 13.122; 1.8: 8.4594; 1.9: 109.35; 2: 3.4825; 2.1: 79.5353; 2.2: 10.0227; 2.3: 4.3785; 2.4: -5.5851; 2.5: -2.4399
| 2 | 4.1 | 1: 10.4088; 1.1: 4.4667; 1.2: 0.00599; 1.3: 22.14; 1.4: 1.9275; 1.5: 4.4667; 1.6: 22.14; 1.7: 13.284; 1.8: 8.4594; 1.9: 110.7; 2: 3.5255; 2.1: 79.5902; 2.2: 10.2647; 2.3: 4.4295; 2.4: -5.7979; 2.5: -2.502
| 2 | 4.15 | 1: 10.3491; 1.1: 4.4953; 1.2: 0.0060283; 1.3: 22.41; 1.4: 1.9165; 1.5: 4.4953; 1.6: 22.41; 1.7: 13.446; 1.8: 8.4594; 1.9: 112.05; 2: 3.5685; 2.1: 79.645; 2.2: 10.5093; 2.3: 4.4805; 2.4: -6.014; 2.5: -2.564
| 2 | 4.2 | 1: 10.2896; 1.1: 4.5233; 1.2: 0.0060659; 1.3: 22.68; 1.4: 1.9055; 1.5: 4.5233; 1.6: 22.68; 1.7: 13.608; 1.8: 8.4594; 1.9: 113.4; 2: 3.6115; 2.1: 79.6995; 2.2: 10.7567; 2.3: 4.5313; 2.4: -6.2334; 2.5: -2.6259
| 2 | 4.25 | 1: 10.2303; 1.1: 4.5508; 1.2: 0.0061027; 1.3: 22.95; 1.4: 1.8945; 1.5: 4.5508; 1.6: 22.95; 1.7: 13.77; 1.8: 8.4594; 1.9: 114.75; 2: 3.6545; 2.1: 79.754; 2.2: 11.0068; 2.3: 4.5822; 2.4: -6.4561; 2.5: -2.6877
| 2 | 4.3 | 1: 10.1711; 1.1: 4.5777; 1.2: 0.0061388; 1.3: 23.22; 1.4: 1.8835; 1.5: 4.5777; 1.6: 23.22; 1.7: 13.932; 1.8: 8.4594; 1.9: 116.1; 2: 3.6975; 2.1: 79.8082; 2.2: 11.2597; 2.3: 4.6329; 2.4: -6.682; 2.5: -2.7494
| 2 | 4.35 | 1: 10.1122; 1.1: 4.6041; 1.2: 0.0061742; 1.3: 23.49; 1.4: 1.8726; 1.5: 4.6041; 1.6: 23.49; 1.7: 14.094; 1.8: 8.4594; 1.9: 117.45; 2: 3.7404; 2.1: 79.8623; 2.2: 11.5152; 2.3: 4.6836; 2.4: -6.9112; 2.5: -2.811
| 2 | 4.4 | 1: 10.0534; 1.1: 4.6299; 1.2: 0.0062088; 1.3: 23.76; 1.4: 1.8617; 1.5: 4.6299; 1.6: 23.76; 1.7: 14.256; 1.8: 8.4594; 1.9: 118.8; 2: 3.7834; 2.1: 79.9162; 2.2: 11.7735; 2.3: 4.7343; 2.4: -7.1436; 2.5: -2.8725
| 2 | 4.45 | 1: 9.9947; 1.1: 4.6552; 1.2: 0.0062427; 1.3: 24.03; 1.4: 1.8509; 1.5: 4.6552; 1.6: 24.03; 1.7: 14.418; 1.8: 8.4594; 1.9: 120.15; 2: 3.8264; 2.1: 79.97; 2.2: 12.0345; 2.3: 4.7848; 2.4: -7.3793; 2.5: -2.934
| 2 | 4.5 | 1: 9.9363; 1.1: 4.68; 1.2: 0.006276; 1.3: 24.3; 1.4: 1.84; 1.5: 4.68; 1.6: 24.3; 1.7: 14.58; 1.8: 8.4594; 1.9: 121.5; 2: 3.8694; 2.1: 80.0236; 2.2: 12.2983; 2.3: 4.8354; 2.4: -7.6183; 2.5: -2.9953
| 2 | 4.55 | 1: 9.878; 1.1: 4.7042; 1.2: 0.0063085; 1.3: 24.57; 1.4: 1.8293; 1.5: 4.7042; 1.6: 24.57; 1.7: 14.742; 1.8: 8.4594; 1.9: 122.85; 2: 3.9124; 2.1: 80.077; 2.2: 12.5647; 2.3: 4.8858; 2.4: -7.8605; 2.5: -3.0566
| 2 | 4.6 | 1: 9.8198; 1.1: 4.7279; 1.2: 0.0063403; 1.3: 24.84; 1.4: 1.8185; 1.5: 4.7279; 1.6: 24.84; 1.7: 14.904; 1.8: 8.4594; 1.9: 124.2; 2: 3.9554; 2.1: 80.1303; 2.2: 12.8338; 2.3: 4.9362; 2.4: -8.1059; 2.5: -3.1177
| 2 | 4.65 | 1: 9.7619; 1.1: 4.7511; 1.2: 0.0063714; 1.3: 25.11; 1.4: 1.8078; 1.5: 4.7511; 1.6: 25.11; 1.7: 15.066; 1.8: 8.4594; 1.9: 125.55; 2: 3.9984; 2.1: 80.1834; 2.2: 13.1056; 2.3: 4.9866; 2.4: -8.3545; 2.5: -3.1788
| 2 | 4.7 | 1: 9.7041; 1.1: 4.7738; 1.2: 0.0064017; 1.3: 25.38; 1.4: 1.7971; 1.5: 4.7738; 1.6: 25.38; 1.7: 15.228; 1.8: 8.4594; 1.9: 126.9; 2: 4.0414; 2.1: 80.2363; 2.2: 13.3801; 2.3: 5.0369; 2.4: -8.6064; 2.5: -3.2398
| 2 | 4.75 | 1: 9.6465; 1.1: 4.7959; 1.2: 0.0064314; 1.3: 25.65; 1.4: 1.7864; 1.5: 4.7959; 1.6: 25.65; 1.7: 15.39; 1.8: 8.4594; 1.9: 128.25; 2: 4.0844; 2.1: 80.2891; 2.2: 13.6574; 2.3: 5.0871; 2.4: -8.8614; 2.5: -3.3007
| 2 | 4.8 | 1: 9.5891; 1.1: 4.8176; 1.2: 0.0064605; 1.3: 25.92; 1.4: 1.7758; 1.5: 4.8176; 1.6: 25.92; 1.7: 15.552; 1.8: 8.4594; 1.9: 129.6; 2: 4.1274; 2.1: 80.3418; 2.2: 13.9373; 2.3: 5.1373; 2.4: -9.1197; 2.5: -3.3615
| 2 | 4.85 | 1: 9.5318; 1.1: 4.8387; 1.2: 0.0064888; 1.3: 26.19; 1.4: 1.7652; 1.5: 4.8387; 1.6: 26.19; 1.7: 15.714; 1.8: 8.4594; 1.9: 130.95; 2: 4.1704; 2.1: 80.3942; 2.2: 14.2198; 2.3: 5.1874; 2.4: -9.3812; 2.5: -3.4223
| 2 | 4.9 | 1: 9.4747; 1.1: 4.8593; 1.2: 0.0065164; 1.3: 26.46; 1.4: 1.7546; 1.5: 4.8593; 1.6: 26.46; 1.7: 15.876; 1.8: 8.4594; 1.9: 132.3; 2: 4.2134; 2.1: 80.4465; 2.2: 14.5051; 2.3: 5.2375; 2.4: -9.6458; 2.5: -3.4829
| 2 | 4.95 | 1: 9.4178; 1.1: 4.8794; 1.2: 0.0065433; 1.3: 26.73; 1.4: 1.744; 1.5: 4.8794; 1.6: 26.73; 1.7: 16.038; 1.8: 8.4594; 1.9: 133.65; 2: 4.2564; 2.1: 80.4987; 2.2: 14.7931; 2.3: 5.2875; 2.4: -9.9137; 2.5: -3.5435
| 2 | 5 | 1: 9.3611; 1.1: 4.899; 1.2: 0.0065696; 1.3: 27; 1.4: 1.7335; 1.5: 4.899; 1.6: 27; 1.7: 16.2; 1.8: 8.4594; 1.9: 135; 2: 4.2994; 2.1: 80.5507; 2.2: 15.0837; 2.3: 5.3375; 2.4: -10.1847; 2.5: -3.6039
| 2 | 5.05 | 1: 9.3045; 1.1: 4.9181; 1.2: 0.0065952; 1.3: 27.27; 1.4: 1.7231; 1.5: 4.9181; 1.6: 27.27; 1.7: 16.362; 1.8: 8.4594; 1.9: 136.35; 2: 4.3424; 2.1: 80.6025; 2.2: 15.377; 2.3: 5.3874; 2.4: -10.4589; 2.5: -3.6643
| 2 | 5.1 | 1: 9.2481; 1.1: 4.9366; 1.2: 0.0066201; 1.3: 27.54; 1.4: 1.7126; 1.5: 4.9366; 1.6: 27.54; 1.7: 16.524; 1.8: 8.4594; 1.9: 137.7; 2: 4.3854; 2.1: 80.6542; 2.2: 15.6729; 2.3: 5.4372; 2.4: -10.7363; 2.5: -3.7246
| 2 | 5.15 | 1: 9.1919; 1.1: 4.9547; 1.2: 0.0066444; 1.3: 27.81; 1.4: 1.7022; 1.5: 4.9547; 1.6: 27.81; 1.7: 16.686; 1.8: 8.4594; 1.9: 139.05; 2: 4.4283; 2.1: 80.7057; 2.2: 15.9715; 2.3: 5.487; 2.4: -11.0168; 2.5: -3.7848
| 2 | 5.2 | 1: 9.1358; 1.1: 4.9723; 1.2: 0.006668; 1.3: 28.08; 1.4: 1.6918; 1.5: 4.9723; 1.6: 28.08; 1.7: 16.848; 1.8: 8.4594; 1.9: 140.4; 2: 4.4713; 2.1: 80.757; 2.2: 16.2728; 2.3: 5.5368; 2.4: -11.3005; 2.5: -3.845
| 2 | 5.25 | 1: 9.0799; 1.1: 4.9894; 1.2: 0.0066909; 1.3: 28.35; 1.4: 1.6815; 1.5: 4.9894; 1.6: 28.35; 1.7: 17.01; 1.8: 8.4594; 1.9: 141.75; 2: 4.5143; 2.1: 80.8082; 2.2: 16.5767; 2.3: 5.5865; 2.4: -11.5873; 2.5: -3.905
| 2 | 5.3 | 1: 9.0242; 1.1: 5.006; 1.2: 0.0067132; 1.3: 28.62; 1.4: 1.6711; 1.5: 5.006; 1.6: 28.62; 1.7: 17.172; 1.8: 8.4594; 1.9: 143.1; 2: 4.5573; 2.1: 80.8593; 2.2: 16.8833; 2.3: 5.6361; 2.4: -11.8773; 2.5: -3.965
| 2 | 5.35 | 1: 8.9687; 1.1: 5.0222; 1.2: 0.0067348; 1.3: 28.89; 1.4: 1.6609; 1.5: 5.0222; 1.6: 28.89; 1.7: 17.334; 1.8: 8.4594; 1.9: 144.45; 2: 4.6003; 2.1: 80.9102; 2.2: 17.1926; 2.3: 5.6857; 2.4: -12.1704; 2.5: -4.0248
| 2 | 5.4 | 1: 8.9133; 1.1: 5.0378; 1.2: 0.0067558; 1.3: 29.16; 1.4: 1.6506; 1.5: 5.0378; 1.6: 29.16; 1.7: 17.496; 1.8: 8.4594; 1.9: 145.8; 2: 4.6433; 2.1: 80.9609; 2.2: 17.5045; 2.3: 5.7353; 2.4: -12.4667; 2.5: -4.0846
| 2 | 5.45 | 1: 8.8581; 1.1: 5.0529; 1.2: 0.0067761; 1.3: 29.43; 1.4: 1.6404; 1.5: 5.0529; 1.6: 29.43; 1.7: 17.658; 1.8: 8.4594; 1.9: 147.15; 2: 4.6863; 2.1: 81.0115; 2.2: 17.819; 2.3: 5.7847; 2.4: -12.766; 2.5: -4.1444
| 2 | 5.5 | 1: 8.8031; 1.1: 5.0676; 1.2: 0.0067958; 1.3: 29.7; 1.4: 1.6302; 1.5: 5.0676; 1.6: 29.7; 1.7: 17.82; 1.8: 8.4594; 1.9: 148.5; 2: 4.7293; 2.1: 81.0619; 2.2: 18.1361; 2.3: 5.8342; 2.4: -13.0685; 2.5: -4.204
| 2 | 5.55 | 1: 8.7482; 1.1: 5.0818; 1.2: 0.0068148; 1.3: 29.97; 1.4: 1.62; 1.5: 5.0818; 1.6: 29.97; 1.7: 17.982; 1.8: 8.4594; 1.9: 149.85; 2: 4.7723; 2.1: 81.1121; 2.2: 18.456; 2.3: 5.8836; 2.4: -13.3741; 2.5: -4.2635
| 2 | 5.6 | 1: 8.6935; 1.1: 5.0956; 1.2: 0.0068333; 1.3: 30.24; 1.4: 1.6099; 1.5: 5.0956; 1.6: 30.24; 1.7: 18.144; 1.8: 8.4594; 1.9: 151.2; 2: 4.8153; 2.1: 81.1622; 2.2: 18.7784; 2.3: 5.9329; 2.4: -13.6828; 2.5: -4.323
| 2 | 5.65 | 1: 8.639; 1.1: 5.1088; 1.2: 0.006851; 1.3: 30.51; 1.4: 1.5998; 1.5: 5.1088; 1.6: 30.51; 1.7: 18.306; 1.8: 8.4594; 1.9: 152.55; 2: 4.8583; 2.1: 81.2122; 2.2: 19.1035; 2.3: 5.9822; 2.4: -13.9946; 2.5: -4.3824
| 2 | 5.7 | 1: 8.5847; 1.1: 5.1216; 1.2: 0.0068682; 1.3: 30.78; 1.4: 1.5898; 1.5: 5.1216; 1.6: 30.78; 1.7: 18.468; 1.8: 8.4594; 1.9: 153.9; 2: 4.9013; 2.1: 81.262; 2.2: 19.4312; 2.3: 6.0314; 2.4: -14.3095; 2.5: -4.4417
| 2 | 5.75 | 1: 8.5305; 1.1: 5.1339; 1.2: 0.0068847; 1.3: 31.05; 1.4: 1.5797; 1.5: 5.1339; 1.6: 31.05; 1.7: 18.63; 1.8: 8.4594; 1.9: 155.25; 2: 4.9443; 2.1: 81.3116; 2.2: 19.7615; 2.3: 6.0806; 2.4: -14.6275; 2.5: -4.5009
| 2 | 5.8 | 1: 8.4765; 1.1: 5.1458; 1.2: 0.0069006; 1.3: 31.32; 1.4: 1.5697; 1.5: 5.1458; 1.6: 31.32; 1.7: 18.792; 1.8: 8.4594; 1.9: 156.6; 2: 4.9873; 2.1: 81.3611; 2.2: 20.0944; 2.3: 6.1298; 2.4: -14.9486; 2.5: -4.5601
| 2 | 5.85 | 1: 8.4227; 1.1: 5.1572; 1.2: 0.0069159; 1.3: 31.59; 1.4: 1.5598; 1.5: 5.1572; 1.6: 31.59; 1.7: 18.954; 1.8: 8.4594; 1.9: 157.95; 2: 5.0303; 2.1: 81.4104; 2.2: 20.43; 2.3: 6.1789; 2.4: -15.2728; 2.5: -4.6191
| 2 | 5.9 | 1: 8.369; 1.1: 5.1681; 1.2: 0.0069306; 1.3: 31.86; 1.4: 1.5498; 1.5: 5.1681; 1.6: 31.86; 1.7: 19.116; 1.8: 8.4594; 1.9: 159.3; 2: 5.0732; 2.1: 81.4596; 2.2: 20.7682; 2.3: 6.2279; 2.4: -15.6; 2.5: -4.6781
| 2 | 5.95 | 1: 8.3155; 1.1: 5.1786; 1.2: 0.0069446; 1.3: 32.13; 1.4: 1.5399; 1.5: 5.1786; 1.6: 32.13; 1.7: 19.278; 1.8: 8.4594; 1.9: 160.65; 2: 5.1162; 2.1: 81.5087; 2.2: 21.1089; 2.3: 6.2769; 2.4: -15.9303; 2.5: -4.737
| 2 | 6 | 1: 8.2622; 1.1: 5.1887; 1.2: 0.0069581; 1.3: 32.4; 1.4: 1.53; 1.5: 5.1887; 1.6: 32.4; 1.7: 19.44; 1.8: 8.4594; 1.9: 162; 2: 5.1592; 2.1: 81.5575; 2.2: 21.4523; 2.3: 6.3259; 2.4: -16.2637; 2.5: -4.7958
| 2 | 6.05 | 1: 8.2091; 1.1: 5.1982; 1.2: 0.006971; 1.3: 32.67; 1.4: 1.5202; 1.5: 5.1982; 1.6: 32.67; 1.7: 19.602; 1.8: 8.4594; 1.9: 163.35; 2: 5.2022; 2.1: 81.6063; 2.2: 21.7983; 2.3: 6.3748; 2.4: -16.6001; 2.5: -4.8546
| 2 | 6.1 | 1: 8.1561; 1.1: 5.2074; 1.2: 0.0069832; 1.3: 32.94; 1.4: 1.5104; 1.5: 5.2074; 1.6: 32.94; 1.7: 19.764; 1.8: 8.4594; 1.9: 164.7; 2: 5.2452; 2.1: 81.6548; 2.2: 22.147; 2.3: 6.4237; 2.4: -16.9396; 2.5: -4.9133
| 2 | 6.15 | 1: 8.1033; 1.1: 5.2161; 1.2: 0.0069949; 1.3: 33.21; 1.4: 1.5006; 1.5: 5.2161; 1.6: 33.21; 1.7: 19.926; 1.8: 8.4594; 1.9: 166.05; 2: 5.2882; 2.1: 81.7033; 2.2: 22.4982; 2.3: 6.4725; 2.4: -17.2821; 2.5: -4.9719
| 2 | 6.2 | 1: 8.0507; 1.1: 5.2243; 1.2: 0.007006; 1.3: 33.48; 1.4: 1.4909; 1.5: 5.2243; 1.6: 33.48; 1.7: 20.088; 1.8: 8.4594; 1.9: 167.4; 2: 5.3312; 2.1: 81.7515; 2.2: 22.852; 2.3: 6.5212; 2.4: -17.6276; 2.5: -5.0304
| 2 | 6.25 | 1: 7.9982; 1.1: 5.2322; 1.2: 0.0070164; 1.3: 33.75; 1.4: 1.4811; 1.5: 5.2322; 1.6: 33.75; 1.7: 20.25; 1.8: 8.4594; 1.9: 168.75; 2: 5.3742; 2.1: 81.7997; 2.2: 23.2084; 2.3: 6.57; 2.4: -17.9762; 2.5: -5.0888
| 2 | 6.3 | 1: 7.9459; 1.1: 5.2395; 1.2: 0.0070263; 1.3: 34.02; 1.4: 1.4715; 1.5: 5.2395; 1.6: 34.02; 1.7: 20.412; 1.8: 8.4594; 1.9: 170.1; 2: 5.4172; 2.1: 81.8476; 2.2: 23.5674; 2.3: 6.6186; 2.4: -18.3278; 2.5: -5.1472
| 2 | 6.35 | 1: 7.8938; 1.1: 5.2465; 1.2: 0.0070356; 1.3: 34.29; 1.4: 1.4618; 1.5: 5.2465; 1.6: 34.29; 1.7: 20.574; 1.8: 8.4594; 1.9: 171.45; 2: 5.4602; 2.1: 81.8955; 2.2: 23.929; 2.3: 6.6673; 2.4: -18.6825; 2.5: -5.2055
| 2 | 6.4 | 1: 7.8419; 1.1: 5.253; 1.2: 0.0070444; 1.3: 34.56; 1.4: 1.4522; 1.5: 5.253; 1.6: 34.56; 1.7: 20.736; 1.8: 8.4594; 1.9: 172.8; 2: 5.5032; 2.1: 81.9431; 2.2: 24.2931; 2.3: 6.7159; 2.4: -19.0401; 2.5: -5.2637
| 2 | 6.45 | 1: 7.7901; 1.1: 5.2591; 1.2: 0.0070526; 1.3: 34.83; 1.4: 1.4426; 1.5: 5.2591; 1.6: 34.83; 1.7: 20.898; 1.8: 8.4594; 1.9: 174.15; 2: 5.5462; 2.1: 81.9907; 2.2: 24.6599; 2.3: 6.7644; 2.4: -19.4008; 2.5: -5.3218
| 2 | 6.5 | 1: 7.7385; 1.1: 5.2648; 1.2: 0.0070602; 1.3: 35.1; 1.4: 1.4331; 1.5: 5.2648; 1.6: 35.1; 1.7: 21.06; 1.8: 8.4594; 1.9: 175.5; 2: 5.5892; 2.1: 82.038; 2.2: 25.0292; 2.3: 6.8129; 2.4: -19.7645; 2.5: -5.3798
| 2 | 6.55 | 1: 7.6871; 1.1: 5.27; 1.2: 0.0070672; 1.3: 35.37; 1.4: 1.4235; 1.5: 5.27; 1.6: 35.37; 1.7: 21.222; 1.8: 8.4594; 1.9: 176.85; 2: 5.6322; 2.1: 82.0853; 2.2: 25.4012; 2.3: 6.8614; 2.4: -20.1312; 2.5: -5.4378
| 2 | 6.6 | 1: 7.6358; 1.1: 5.2748; 1.2: 0.0070736; 1.3: 35.64; 1.4: 1.414; 1.5: 5.2748; 1.6: 35.64; 1.7: 21.384; 1.8: 8.4594; 1.9: 178.2; 2: 5.6752; 2.1: 82.1324; 2.2: 25.7757; 2.3: 6.9098; 2.4: -20.5008; 2.5: -5.4957
| 2 | 6.65 | 1: 7.5847; 1.1: 5.2792; 1.2: 0.0070796; 1.3: 35.91; 1.4: 1.4046; 1.5: 5.2792; 1.6: 35.91; 1.7: 21.546; 1.8: 8.4594; 1.9: 179.55; 2: 5.7182; 2.1: 82.1793; 2.2: 26.1527; 2.3: 6.9581; 2.4: -20.8735; 2.5: -5.5536
| 2 | 6.7 | 1: 7.5338; 1.1: 5.2832; 1.2: 0.0070849; 1.3: 36.18; 1.4: 1.3952; 1.5: 5.2832; 1.6: 36.18; 1.7: 21.708; 1.8: 8.4594; 1.9: 180.9; 2: 5.7611; 2.1: 82.2261; 2.2: 26.5324; 2.3: 7.0065; 2.4: -21.2492; 2.5: -5.6113
| 2 | 6.75 | 1: 7.4831; 1.1: 5.2868; 1.2: 0.0070897; 1.3: 36.45; 1.4: 1.3858; 1.5: 5.2868; 1.6: 36.45; 1.7: 21.87; 1.8: 8.4594; 1.9: 182.25; 2: 5.8041; 2.1: 82.2727; 2.2: 26.9146; 2.3: 7.0548; 2.4: -21.6278; 2.5: -5.669
| 2 | 6.8 | 1: 7.4325; 1.1: 5.29; 1.2: 0.007094; 1.3: 36.72; 1.4: 1.3764; 1.5: 5.29; 1.6: 36.72; 1.7: 22.032; 1.8: 8.4594; 1.9: 183.6; 2: 5.8471; 2.1: 82.3192; 2.2: 27.2994; 2.3: 7.103; 2.4: -22.0094; 2.5: -5.7266
| 2 | 6.85 | 1: 7.3821; 1.1: 5.2927; 1.2: 0.0070977; 1.3: 36.99; 1.4: 1.3671; 1.5: 5.2927; 1.6: 36.99; 1.7: 22.194; 1.8: 8.4594; 1.9: 184.95; 2: 5.8901; 2.1: 82.3655; 2.2: 27.6867; 2.3: 7.1512; 2.4: -22.394; 2.5: -5.7841
| 2 | 6.9 | 1: 7.3319; 1.1: 5.2951; 1.2: 0.0071008; 1.3: 37.26; 1.4: 1.3578; 1.5: 5.2951; 1.6: 37.26; 1.7: 22.356; 1.8: 8.4594; 1.9: 186.3; 2: 5.9331; 2.1: 82.4117; 2.2: 28.0767; 2.3: 7.1994; 2.4: -22.7816; 2.5: -5.8416
| 2 | 6.95 | 1: 7.2818; 1.1: 5.297; 1.2: 0.0071035; 1.3: 37.53; 1.4: 1.3485; 1.5: 5.297; 1.6: 37.53; 1.7: 22.518; 1.8: 8.4594; 1.9: 187.65; 2: 5.9761; 2.1: 82.4578; 2.2: 28.4691; 2.3: 7.2475; 2.4: -23.1721; 2.5: -5.899
| 2 | 7 | 1: 7.2319; 1.1: 5.2986; 1.2: 0.0071055; 1.3: 37.8; 1.4: 1.3392; 1.5: 5.2986; 1.6: 37.8; 1.7: 22.68; 1.8: 8.4594; 1.9: 189; 2: 6.0191; 2.1: 82.5037; 2.2: 28.8642; 2.3: 7.2956; 2.4: -23.5655; 2.5: -5.9563
| 2 | 7.05 | 1: 7.1822; 1.1: 5.2998; 1.2: 0.0071071; 1.3: 38.07; 1.4: 1.33; 1.5: 5.2998; 1.6: 38.07; 1.7: 22.842; 1.8: 8.4594; 1.9: 190.35; 2: 6.0621; 2.1: 82.5495; 2.2: 29.2617; 2.3: 7.3436; 2.4: -23.962; 2.5: -6.0136
| 2 | 7.1 | 1: 7.1327; 1.1: 5.3005; 1.2: 0.0071081; 1.3: 38.34; 1.4: 1.3209; 1.5: 5.3005; 1.6: 38.34; 1.7: 23.004; 1.8: 8.4594; 1.9: 191.7; 2: 6.1051; 2.1: 82.5951; 2.2: 29.6619; 2.3: 7.3916; 2.4: -24.3613; 2.5: -6.0707
| 2 | 7.15 | 1: 7.0833; 1.1: 5.3009; 1.2: 0.0071087; 1.3: 38.61; 1.4: 1.3117; 1.5: 5.3009; 1.6: 38.61; 1.7: 23.166; 1.8: 8.4594; 1.9: 193.05; 2: 6.1481; 2.1: 82.6406; 2.2: 30.0646; 2.3: 7.4396; 2.4: -24.7636; 2.5: -6.1278
| 2 | 7.2 | 1: 7.0341; 1.1: 5.3009; 1.2: 0.0071087; 1.3: 38.88; 1.4: 1.3026; 1.5: 5.3009; 1.6: 38.88; 1.7: 23.328; 1.8: 8.4594; 1.9: 194.4; 2: 6.1911; 2.1: 82.6859; 2.2: 30.4698; 2.3: 7.4875; 2.4: -25.1689; 2.5: -6.1849
| 2 | 7.25 | 1: 6.9851; 1.1: 5.3005; 1.2: 0.0071081; 1.3: 39.15; 1.4: 1.2935; 1.5: 5.3005; 1.6: 39.15; 1.7: 23.49; 1.8: 8.4594; 1.9: 195.75; 2: 6.2341; 2.1: 82.7311; 2.2: 30.8776; 2.3: 7.5353; 2.4: -25.5771; 2.5: -6.2418
| 2 | 7.3 | 1: 6.9363; 1.1: 5.2998; 1.2: 0.0071071; 1.3: 39.42; 1.4: 1.2845; 1.5: 5.2998; 1.6: 39.42; 1.7: 23.652; 1.8: 8.4594; 1.9: 197.1; 2: 6.2771; 2.1: 82.7761; 2.2: 31.2879; 2.3: 7.5832; 2.4: -25.9882; 2.5: -6.2987
| 2 | 7.35 | 1: 6.8876; 1.1: 5.2986; 1.2: 0.0071056; 1.3: 39.69; 1.4: 1.2755; 1.5: 5.2986; 1.6: 39.69; 1.7: 23.814; 1.8: 8.4594; 1.9: 198.45; 2: 6.3201; 2.1: 82.821; 2.2: 31.7008; 2.3: 7.631; 2.4: -26.4022; 2.5: -6.3555
| 2 | 7.4 | 1: 6.8391; 1.1: 5.2971; 1.2: 0.0071035; 1.3: 39.96; 1.4: 1.2665; 1.5: 5.2971; 1.6: 39.96; 1.7: 23.976; 1.8: 8.4594; 1.9: 199.8; 2: 6.3631; 2.1: 82.8658; 2.2: 32.1162; 2.3: 7.6787; 2.4: -26.8191; 2.5: -6.4123
| 2 | 7.45 | 1: 6.7907; 1.1: 5.2952; 1.2: 0.007101; 1.3: 40.23; 1.4: 1.2575; 1.5: 5.2952; 1.6: 40.23; 1.7: 24.138; 1.8: 8.4594; 1.9: 201.15; 2: 6.4061; 2.1: 82.9104; 2.2: 32.5342; 2.3: 7.7265; 2.4: -27.239; 2.5: -6.4689
| 2 | 7.5 | 1: 6.7426; 1.1: 5.2929; 1.2: 0.0070979; 1.3: 40.5; 1.4: 1.2486; 1.5: 5.2929; 1.6: 40.5; 1.7: 24.3; 1.8: 8.4594; 1.9: 202.5; 2: 6.449; 2.1: 82.9549; 2.2: 32.9547; 2.3: 7.7742; 2.4: -27.6617; 2.5: -6.5255
| 2 | 7.55 | 1: 6.6946; 1.1: 5.2903; 1.2: 0.0070944; 1.3: 40.77; 1.4: 1.2397; 1.5: 5.2903; 1.6: 40.77; 1.7: 24.462; 1.8: 8.4594; 1.9: 203.85; 2: 6.492; 2.1: 82.9992; 2.2: 33.3777; 2.3: 7.8218; 2.4: -28.0874; 2.5: -6.5821
| 2 | 7.6 | 1: 6.6467; 1.1: 5.2873; 1.2: 0.0070903; 1.3: 41.04; 1.4: 1.2309; 1.5: 5.2873; 1.6: 41.04; 1.7: 24.624; 1.8: 8.4594; 1.9: 205.2; 2: 6.535; 2.1: 83.0434; 2.2: 33.8032; 2.3: 7.8694; 2.4: -28.516; 2.5: -6.6385
| 2 | 7.65 | 1: 6.5991; 1.1: 5.2839; 1.2: 0.0070858; 1.3: 41.31; 1.4: 1.2221; 1.5: 5.2839; 1.6: 41.31; 1.7: 24.786; 1.8: 8.4594; 1.9: 206.55; 2: 6.578; 2.1: 83.0875; 2.2: 34.2313; 2.3: 7.917; 2.4: -28.9474; 2.5: -6.6949
| 2 | 7.7 | 1: 6.5516; 1.1: 5.2802; 1.2: 0.0070808; 1.3: 41.58; 1.4: 1.2133; 1.5: 5.2802; 1.6: 41.58; 1.7: 24.948; 1.8: 8.4594; 1.9: 207.9; 2: 6.621; 2.1: 83.1314; 2.2: 34.6619; 2.3: 7.9645; 2.4: -29.3818; 2.5: -6.7513
| 2 | 7.75 | 1: 6.5043; 1.1: 5.2761; 1.2: 0.0070753; 1.3: 41.85; 1.4: 1.2045; 1.5: 5.2761; 1.6: 41.85; 1.7: 25.11; 1.8: 8.4594; 1.9: 209.25; 2: 6.664; 2.1: 83.1752; 2.2: 35.0951; 2.3: 8.012; 2.4: -29.819; 2.5: -6.8075
| 2 | 7.8 | 1: 6.4572; 1.1: 5.2716; 1.2: 0.0070694; 1.3: 42.12; 1.4: 1.1958; 1.5: 5.2716; 1.6: 42.12; 1.7: 25.272; 1.8: 8.4594; 1.9: 210.6; 2: 6.707; 2.1: 83.2188; 2.2: 35.5307; 2.3: 8.0595; 2.4: -30.2591; 2.5: -6.8637
| 2 | 7.85 | 1: 6.4102; 1.1: 5.2668; 1.2: 0.0070629; 1.3: 42.39; 1.4: 1.1871; 1.5: 5.2668; 1.6: 42.39; 1.7: 25.434; 1.8: 8.4594; 1.9: 211.95; 2: 6.75; 2.1: 83.2623; 2.2: 35.9689; 2.3: 8.1069; 2.4: -30.7021; 2.5: -6.9198
| 2 | 7.9 | 1: 6.3634; 1.1: 5.2617; 1.2: 0.007056; 1.3: 42.66; 1.4: 1.1784; 1.5: 5.2617; 1.6: 42.66; 1.7: 25.596; 1.8: 8.4594; 1.9: 213.3; 2: 6.793; 2.1: 83.3057; 2.2: 36.4096; 2.3: 8.1543; 2.4: -31.1479; 2.5: -6.9759
| 2 | 7.95 | 1: 6.3168; 1.1: 5.2562; 1.2: 0.0070487; 1.3: 42.93; 1.4: 1.1698; 1.5: 5.2562; 1.6: 42.93; 1.7: 25.758; 1.8: 8.4594; 1.9: 214.65; 2: 6.836; 2.1: 83.3489; 2.2: 36.8528; 2.3: 8.2017; 2.4: -31.5966; 2.5: -7.0319
| 2 | 8 | 1: 6.2703; 1.1: 5.2504; 1.2: 0.0070408; 1.3: 43.2; 1.4: 1.1612; 1.5: 5.2504; 1.6: 43.2; 1.7: 25.92; 1.8: 8.4594; 1.9: 216; 2: 6.879; 2.1: 83.3919; 2.2: 37.2986; 2.3: 8.249; 2.4: -32.0482; 2.5: -7.0878
| 2 | 8.05 | 1: 6.2241; 1.1: 5.2442; 1.2: 0.0070326; 1.3: 43.47; 1.4: 1.1526; 1.5: 5.2442; 1.6: 43.47; 1.7: 26.082; 1.8: 8.4594; 1.9: 217.35; 2: 6.922; 2.1: 83.4349; 2.2: 37.7468; 2.3: 8.2963; 2.4: -32.5026; 2.5: -7.1437
| 2 | 8.1 | 1: 6.1779; 1.1: 5.2377; 1.2: 0.0070238; 1.3: 43.74; 1.4: 1.1441; 1.5: 5.2377; 1.6: 43.74; 1.7: 26.244; 1.8: 8.4594; 1.9: 218.7; 2: 6.965; 2.1: 83.4777; 2.2: 38.1976; 2.3: 8.3435; 2.4: -32.9599; 2.5: -7.1994
| 2 | 8.15 | 1: 6.132; 1.1: 5.2308; 1.2: 0.0070146; 1.3: 44.01; 1.4: 1.1356; 1.5: 5.2308; 1.6: 44.01; 1.7: 26.406; 1.8: 8.4594; 1.9: 220.05; 2: 7.008; 2.1: 83.5203; 2.2: 38.6509; 2.3: 8.3907; 2.4: -33.4201; 2.5: -7.2552
| 2 | 8.2 | 1: 6.0862; 1.1: 5.2236; 1.2: 0.007005; 1.3: 44.28; 1.4: 1.1271; 1.5: 5.2236; 1.6: 44.28; 1.7: 26.568; 1.8: 8.4594; 1.9: 221.4; 2: 7.051; 2.1: 83.5629; 2.2: 39.1066; 2.3: 8.4379; 2.4: -33.883; 2.5: -7.3108
| 2 | 8.25 | 1: 6.0407; 1.1: 5.2161; 1.2: 0.0069949; 1.3: 44.55; 1.4: 1.1186; 1.5: 5.2161; 1.6: 44.55; 1.7: 26.73; 1.8: 8.4594; 1.9: 222.75; 2: 7.0939; 2.1: 83.6053; 2.2: 39.5649; 2.3: 8.4851; 2.4: -34.3488; 2.5: -7.3664
| 2 | 8.3 | 1: 5.9952; 1.1: 5.2083; 1.2: 0.0069844; 1.3: 44.82; 1.4: 1.1102; 1.5: 5.2083; 1.6: 44.82; 1.7: 26.892; 1.8: 8.4594; 1.9: 224.1; 2: 7.1369; 2.1: 83.6475; 2.2: 40.0257; 2.3: 8.5322; 2.4: -34.8175; 2.5: -7.4219
| 2 | 8.35 | 1: 5.95; 1.1: 5.2001; 1.2: 0.0069734; 1.3: 45.09; 1.4: 1.1018; 1.5: 5.2001; 1.6: 45.09; 1.7: 27.054; 1.8: 8.4594; 1.9: 225.45; 2: 7.1799; 2.1: 83.6896; 2.2: 40.489; 2.3: 8.5792; 2.4: -35.289; 2.5: -7.4774
| 2 | 8.4 | 1: 5.9049; 1.1: 5.1916; 1.2: 0.006962; 1.3: 45.36; 1.4: 1.0935; 1.5: 5.1916; 1.6: 45.36; 1.7: 27.216; 1.8: 8.4594; 1.9: 226.8; 2: 7.2229; 2.1: 83.7316; 2.2: 40.9549; 2.3: 8.6263; 2.4: -35.7633; 2.5: -7.5328
| 2 | 8.45 | 1: 5.86; 1.1: 5.1828; 1.2: 0.0069502; 1.3: 45.63; 1.4: 1.0852; 1.5: 5.1828; 1.6: 45.63; 1.7: 27.378; 1.8: 8.4594; 1.9: 228.15; 2: 7.2659; 2.1: 83.7735; 2.2: 41.4232; 2.3: 8.6733; 2.4: -36.2404; 2.5: -7.5881
| 2 | 8.5 | 1: 5.8153; 1.1: 5.1736; 1.2: 0.006938; 1.3: 45.9; 1.4: 1.0769; 1.5: 5.1736; 1.6: 45.9; 1.7: 27.54; 1.8: 8.4594; 1.9: 229.5; 2: 7.3089; 2.1: 83.8152; 2.2: 41.894; 2.3: 8.7203; 2.4: -36.7203; 2.5: -7.6434
| 2 | 8.55 | 1: 5.7707; 1.1: 5.1642; 1.2: 0.0069253; 1.3: 46.17; 1.4: 1.0686; 1.5: 5.1642; 1.6: 46.17; 1.7: 27.702; 1.8: 8.4594; 1.9: 230.85; 2: 7.3519; 2.1: 83.8568; 2.2: 42.3673; 2.3: 8.7672; 2.4: -37.2031; 2.5: -7.6986
| 2 | 8.6 | 1: 5.7263; 1.1: 5.1544; 1.2: 0.0069122; 1.3: 46.44; 1.4: 1.0604; 1.5: 5.1544; 1.6: 46.44; 1.7: 27.864; 1.8: 8.4594; 1.9: 232.2; 2: 7.3949; 2.1: 83.8982; 2.2: 42.8431; 2.3: 8.8141; 2.4: -37.6886; 2.5: -7.7537
| 2 | 8.65 | 1: 5.6821; 1.1: 5.1444; 1.2: 0.0068987; 1.3: 46.71; 1.4: 1.0522; 1.5: 5.1444; 1.6: 46.71; 1.7: 28.026; 1.8: 8.4594; 1.9: 233.55; 2: 7.4379; 2.1: 83.9395; 2.2: 43.3214; 2.3: 8.861; 2.4: -38.177; 2.5: -7.8088
| 2 | 8.7 | 1: 5.638; 1.1: 5.134; 1.2: 0.0068848; 1.3: 46.98; 1.4: 1.0441; 1.5: 5.134; 1.6: 46.98; 1.7: 28.188; 1.8: 8.4594; 1.9: 234.9; 2: 7.4809; 2.1: 83.9807; 2.2: 43.8021; 2.3: 8.9079; 2.4: -38.6682; 2.5: -7.8638
| 2 | 8.75 | 1: 5.5942; 1.1: 5.1233; 1.2: 0.0068705; 1.3: 47.25; 1.4: 1.036; 1.5: 5.1233; 1.6: 47.25; 1.7: 28.35; 1.8: 8.4594; 1.9: 236.25; 2: 7.5239; 2.1: 84.0217; 2.2: 44.2854; 2.3: 8.9547; 2.4: -39.1621; 2.5: -7.9187
| 2 | 8.8 | 1: 5.5505; 1.1: 5.1123; 1.2: 0.0068558; 1.3: 47.52; 1.4: 1.0279; 1.5: 5.1123; 1.6: 47.52; 1.7: 28.512; 1.8: 8.4594; 1.9: 237.6; 2: 7.5669; 2.1: 84.0626; 2.2: 44.7712; 2.3: 9.0015; 2.4: -39.6589; 2.5: -7.9736
| 2 | 8.85 | 1: 5.5069; 1.1: 5.1011; 1.2: 0.0068406; 1.3: 47.79; 1.4: 1.0198; 1.5: 5.1011; 1.6: 47.79; 1.7: 28.674; 1.8: 8.4594; 1.9: 238.95; 2: 7.6099; 2.1: 84.1034; 2.2: 45.2595; 2.3: 9.0482; 2.4: -40.1584; 2.5: -8.0284
| 2 | 8.9 | 1: 5.4636; 1.1: 5.0895; 1.2: 0.0068251; 1.3: 48.06; 1.4: 1.0118; 1.5: 5.0895; 1.6: 48.06; 1.7: 28.836; 1.8: 8.4594; 1.9: 240.3; 2: 7.6529; 2.1: 84.144; 2.2: 45.7502; 2.3: 9.095; 2.4: -40.6607; 2.5: -8.0832
| 2 | 8.95 | 1: 5.4204; 1.1: 5.0776; 1.2: 0.0068092; 1.3: 48.33; 1.4: 1.0038; 1.5: 5.0776; 1.6: 48.33; 1.7: 28.998; 1.8: 8.4594; 1.9: 241.65; 2: 7.6959; 2.1: 84.1845; 2.2: 46.2434; 2.3: 9.1417; 2.4: -41.1658; 2.5: -8.1379
| 2 | 9 | 1: 5.3773; 1.1: 5.0655; 1.2: 0.0067929; 1.3: 48.6; 1.4: 0.99581; 1.5: 5.0655; 1.6: 48.6; 1.7: 29.16; 1.8: 8.4594; 1.9: 243; 2: 7.7389; 2.1: 84.2249; 2.2: 46.7391; 2.3: 9.1883; 2.4: -41.6737; 2.5: -8.1925
| 2 | 9.05 | 1: 5.3345; 1.1: 5.053; 1.2: 0.0067762; 1.3: 48.87; 1.4: 0.98787; 1.5: 5.053; 1.6: 48.87; 1.7: 29.322; 1.8: 8.4594; 1.9: 244.35; 2: 7.7818; 2.1: 84.2652; 2.2: 47.2373; 2.3: 9.235; 2.4: -42.1843; 2.5: -8.2471
| 2 | 9.1 | 1: 5.2918; 1.1: 5.0403; 1.2: 0.0067591; 1.3: 49.14; 1.4: 0.97997; 1.5: 5.0403; 1.6: 49.14; 1.7: 29.484; 1.8: 8.4594; 1.9: 245.7; 2: 7.8248; 2.1: 84.3053; 2.2: 47.738; 2.3: 9.2816; 2.4: -42.6977; 2.5: -8.3016
| 2 | 9.15 | 1: 5.2493; 1.1: 5.0273; 1.2: 0.0067417; 1.3: 49.41; 1.4: 0.9721; 1.5: 5.0273; 1.6: 49.41; 1.7: 29.646; 1.8: 8.4594; 1.9: 247.05; 2: 7.8678; 2.1: 84.3453; 2.2: 48.2412; 2.3: 9.3281; 2.4: -43.2139; 2.5: -8.356
| 2 | 9.2 | 1: 5.207; 1.1: 5.014; 1.2: 0.0067239; 1.3: 49.68; 1.4: 0.96426; 1.5: 5.014; 1.6: 49.68; 1.7: 29.808; 1.8: 8.4594; 1.9: 248.4; 2: 7.9108; 2.1: 84.3851; 2.2: 48.7468; 2.3: 9.3747; 2.4: -43.7328; 2.5: -8.4104
| 2 | 9.25 | 1: 5.1648; 1.1: 5.0004; 1.2: 0.0067057; 1.3: 49.95; 1.4: 0.95645; 1.5: 5.0004; 1.6: 49.95; 1.7: 29.97; 1.8: 8.4594; 1.9: 249.75; 2: 7.9538; 2.1: 84.4248; 2.2: 49.2549; 2.3: 9.4212; 2.4: -44.2545; 2.5: -8.4647
| 2 | 9.3 | 1: 5.1228; 1.1: 4.9866; 1.2: 0.0066871; 1.3: 50.22; 1.4: 0.94867; 1.5: 4.9866; 1.6: 50.22; 1.7: 30.132; 1.8: 8.4594; 1.9: 251.1; 2: 7.9968; 2.1: 84.4644; 2.2: 49.7655; 2.3: 9.4677; 2.4: -44.7789; 2.5: -8.519
| 2 | 9.35 | 1: 5.081; 1.1: 4.9725; 1.2: 0.0066682; 1.3: 50.49; 1.4: 0.94093; 1.5: 4.9725; 1.6: 50.49; 1.7: 30.294; 1.8: 8.4594; 1.9: 252.45; 2: 8.0398; 2.1: 84.5039; 2.2: 50.2785; 2.3: 9.5141; 2.4: -45.3061; 2.5: -8.5732
| 2 | 9.4 | 1: 5.0394; 1.1: 4.9581; 1.2: 0.0066489; 1.3: 50.76; 1.4: 0.93322; 1.5: 4.9581; 1.6: 50.76; 1.7: 30.456; 1.8: 8.4594; 1.9: 253.8; 2: 8.0828; 2.1: 84.5432; 2.2: 50.7941; 2.3: 9.5606; 2.4: -45.836; 2.5: -8.6273
| 2 | 9.45 | 1: 4.9979; 1.1: 4.9434; 1.2: 0.0066292; 1.3: 51.03; 1.4: 0.92554; 1.5: 4.9434; 1.6: 51.03; 1.7: 30.618; 1.8: 8.4594; 1.9: 255.15; 2: 8.1258; 2.1: 84.5824; 2.2: 51.3121; 2.3: 9.607; 2.4: -46.3687; 2.5: -8.6814
| 2 | 9.5 | 1: 4.9566; 1.1: 4.9285; 1.2: 0.0066092; 1.3: 51.3; 1.4: 0.91789; 1.5: 4.9285; 1.6: 51.3; 1.7: 30.78; 1.8: 8.4594; 1.9: 256.5; 2: 8.1688; 2.1: 84.6215; 2.2: 51.8326; 2.3: 9.6533; 2.4: -46.9041; 2.5: -8.7354
| 2 | 9.55 | 1: 4.9155; 1.1: 4.9133; 1.2: 0.0065889; 1.3: 51.57; 1.4: 0.91027; 1.5: 4.9133; 1.6: 51.57; 1.7: 30.942; 1.8: 8.4594; 1.9: 257.85; 2: 8.2118; 2.1: 84.6605; 2.2: 52.3555; 2.3: 9.6997; 2.4: -47.4422; 2.5: -8.7894
| 2 | 9.6 | 1: 4.8745; 1.1: 4.8979; 1.2: 0.0065682; 1.3: 51.84; 1.4: 0.90269; 1.5: 4.8979; 1.6: 51.84; 1.7: 31.104; 1.8: 8.4594; 1.9: 259.2; 2: 8.2548; 2.1: 84.6993; 2.2: 52.8809; 2.3: 9.746; 2.4: -47.983; 2.5: -8.8433
| 2 | 9.65 | 1: 4.8337; 1.1: 4.8822; 1.2: 0.0065472; 1.3: 52.11; 1.4: 0.89513; 1.5: 4.8822; 1.6: 52.11; 1.7: 31.266; 1.8: 8.4594; 1.9: 260.55; 2: 8.2978; 2.1: 84.738; 2.2: 53.4088; 2.3: 9.7923; 2.4: -48.5266; 2.5: -8.8971
| 2 | 9.7 | 1: 4.7931; 1.1: 4.8663; 1.2: 0.0065258; 1.3: 52.38; 1.4: 0.88761; 1.5: 4.8663; 1.6: 52.38; 1.7: 31.428; 1.8: 8.4594; 1.9: 261.9; 2: 8.3408; 2.1: 84.7765; 2.2: 53.9391; 2.3: 9.8385; 2.4: -49.0729; 2.5: -8.9509
| 2 | 9.75 | 1: 4.7527; 1.1: 4.8501; 1.2: 0.0065041; 1.3: 52.65; 1.4: 0.88012; 1.5: 4.8501; 1.6: 52.65; 1.7: 31.59; 1.8: 8.4594; 1.9: 263.25; 2: 8.3838; 2.1: 84.815; 2.2: 54.472; 2.3: 9.8848; 2.4: -49.6219; 2.5: -9.0046
| 2 | 9.8 | 1: 4.7124; 1.1: 4.8336; 1.2: 0.006482; 1.3: 52.92; 1.4: 0.87266; 1.5: 4.8336; 1.6: 52.92; 1.7: 31.752; 1.8: 8.4594; 1.9: 264.6; 2: 8.4268; 2.1: 84.8533; 2.2: 55.0072; 2.3: 9.931; 2.4: -50.1736; 2.5: -9.0583
| 2 | 9.85 | 1: 4.6723; 1.1: 4.817; 1.2: 0.0064597; 1.3: 53.19; 1.4: 0.86524; 1.5: 4.817; 1.6: 53.19; 1.7: 31.914; 1.8: 8.4594; 1.9: 265.95; 2: 8.4697; 2.1: 84.8915; 2.2: 55.545; 2.3: 9.9771; 2.4: -50.728; 2.5: -9.1119
| 2 | 9.9 | 1: 4.6323; 1.1: 4.8; 1.2: 0.006437; 1.3: 53.46; 1.4: 0.85784; 1.5: 4.8; 1.6: 53.46; 1.7: 32.076; 1.8: 8.4594; 1.9: 267.3; 2: 8.5127; 2.1: 84.9295; 2.2: 56.0852; 2.3: 10.0233; 2.4: -51.2851; 2.5: -9.1655
| 2 | 9.95 | 1: 4.5926; 1.1: 4.7829; 1.2: 0.0064139; 1.3: 53.73; 1.4: 0.85048; 1.5: 4.7829; 1.6: 53.73; 1.7: 32.238; 1.8: 8.4594; 1.9: 268.65; 2: 8.5557; 2.1: 84.9675; 2.2: 56.6278; 2.3: 10.0694; 2.4: -51.8449; 2.5: -9.2189
| 2 | 10 | 1: 4.553; 1.1: 4.7655; 1.2: 0.0063906; 1.3: 54; 1.4: 0.84315; 1.5: 4.7655; 1.6: 54; 1.7: 32.4; 1.8: 8.4594; 1.9: 270; 2: 8.5987; 2.1: 85.0053; 2.2: 57.1729; 2.3: 10.1155; 2.4: -52.4074; 2.5: -9.2724
| 2 | 10.05 | 1: 4.5136; 1.1: 4.7478; 1.2: 0.006367; 1.3: 54.27; 1.4: 0.83585; 1.5: 4.7478; 1.6: 54.27; 1.7: 32.562; 1.8: 8.4594; 1.9: 271.35; 2: 8.6417; 2.1: 85.043; 2.2: 57.7205; 2.3: 10.1616; 2.4: -52.9727; 2.5: -9.3257
| 2 | 10.1 | 1: 4.4743; 1.1: 4.73; 1.2: 0.006343; 1.3: 54.54; 1.4: 0.82858; 1.5: 4.73; 1.6: 54.54; 1.7: 32.724; 1.8: 8.4594; 1.9: 272.7; 2: 8.6847; 2.1: 85.0805; 2.2: 58.2705; 2.3: 10.2076; 2.4: -53.5405; 2.5: -9.3791
| 2 | 10.15 | 1: 4.4353; 1.1: 4.7119; 1.2: 0.0063187; 1.3: 54.81; 1.4: 0.82135; 1.5: 4.7119; 1.6: 54.81; 1.7: 32.886; 1.8: 8.4594; 1.9: 274.05; 2: 8.7277; 2.1: 85.1179; 2.2: 58.823; 2.3: 10.2537; 2.4: -54.1111; 2.5: -9.4323
| 2 | 10.2 | 1: 4.3964; 1.1: 4.6936; 1.2: 0.0062942; 1.3: 55.08; 1.4: 0.81414; 1.5: 4.6936; 1.6: 55.08; 1.7: 33.048; 1.8: 8.4594; 1.9: 275.4; 2: 8.7707; 2.1: 85.1553; 2.2: 59.3779; 2.3: 10.2997; 2.4: -54.6844; 2.5: -9.4855
| 2 | 10.25 | 1: 4.3576; 1.1: 4.675; 1.2: 0.0062693; 1.3: 55.35; 1.4: 0.80697; 1.5: 4.675; 1.6: 55.35; 1.7: 33.21; 1.8: 8.4594; 1.9: 276.75; 2: 8.8137; 2.1: 85.1924; 2.2: 59.9353; 2.3: 10.3456; 2.4: -55.2603; 2.5: -9.5387
| 2 | 10.3 | 1: 4.3191; 1.1: 4.6563; 1.2: 0.0062441; 1.3: 55.62; 1.4: 0.79983; 1.5: 4.6563; 1.6: 55.62; 1.7: 33.372; 1.8: 8.4594; 1.9: 278.1; 2: 8.8567; 2.1: 85.2295; 2.2: 60.4952; 2.3: 10.3916; 2.4: -55.8389; 2.5: -9.5917
| 2 | 10.35 | 1: 4.2807; 1.1: 4.6373; 1.2: 0.0062187; 1.3: 55.89; 1.4: 0.79272; 1.5: 4.6373; 1.6: 55.89; 1.7: 33.534; 1.8: 8.4594; 1.9: 279.45; 2: 8.8997; 2.1: 85.2664; 2.2: 61.0575; 2.3: 10.4375; 2.4: -56.4202; 2.5: -9.6448
| 2 | 10.4 | 1: 4.2425; 1.1: 4.6181; 1.2: 0.0061929; 1.3: 56.16; 1.4: 0.78564; 1.5: 4.6181; 1.6: 56.16; 1.7: 33.696; 1.8: 8.4594; 1.9: 280.8; 2: 8.9427; 2.1: 85.3033; 2.2: 61.6222; 2.3: 10.4834; 2.4: -57.0041; 2.5: -9.6977
| 2 | 10.45 | 1: 4.2044; 1.1: 4.5987; 1.2: 0.0061669; 1.3: 56.43; 1.4: 0.7786; 1.5: 4.5987; 1.6: 56.43; 1.7: 33.858; 1.8: 8.4594; 1.9: 282.15; 2: 8.9857; 2.1: 85.3399; 2.2: 62.1894; 2.3: 10.5293; 2.4: -57.5907; 2.5: -9.7507
| 2 | 10.5 | 1: 4.1666; 1.1: 4.5791; 1.2: 0.0061406; 1.3: 56.7; 1.4: 0.77159; 1.5: 4.5791; 1.6: 56.7; 1.7: 34.02; 1.8: 8.4594; 1.9: 283.5; 2: 9.0287; 2.1: 85.3765; 2.2: 62.7591; 2.3: 10.5751; 2.4: -58.18; 2.5: -9.8035
| 2 | 10.55 | 1: 4.1289; 1.1: 4.5592; 1.2: 0.006114; 1.3: 56.97; 1.4: 0.7646; 1.5: 4.5592; 1.6: 56.97; 1.7: 34.182; 1.8: 8.4594; 1.9: 284.85; 2: 9.0717; 2.1: 85.413; 2.2: 63.3312; 2.3: 10.6209; 2.4: -58.7719; 2.5: -9.8563
| 2 | 10.6 | 1: 4.0913; 1.1: 4.5392; 1.2: 0.0060872; 1.3: 57.24; 1.4: 0.75765; 1.5: 4.5392; 1.6: 57.24; 1.7: 34.344; 1.8: 8.4594; 1.9: 286.2; 2: 9.1146; 2.1: 85.4493; 2.2: 63.9057; 2.3: 10.6667; 2.4: -59.3665; 2.5: -9.9091
| 2 | 10.65 | 1: 4.054; 1.1: 4.519; 1.2: 0.00606; 1.3: 57.51; 1.4: 0.75074; 1.5: 4.519; 1.6: 57.51; 1.7: 34.506; 1.8: 8.4594; 1.9: 287.55; 2: 9.1576; 2.1: 85.4855; 2.2: 64.4827; 2.3: 10.7125; 2.4: -59.9637; 2.5: -9.9618
| 2 | 10.7 | 1: 4.0168; 1.1: 4.4985; 1.2: 0.0060326; 1.3: 57.78; 1.4: 0.74385; 1.5: 4.4985; 1.6: 57.78; 1.7: 34.668; 1.8: 8.4594; 1.9: 288.9; 2: 9.2006; 2.1: 85.5216; 2.2: 65.0621; 2.3: 10.7583; 2.4: -60.5636; 2.5: -10.0144
| 2 | 10.75 | 1: 3.9798; 1.1: 4.4779; 1.2: 0.006005; 1.3: 58.05; 1.4: 0.737; 1.5: 4.4779; 1.6: 58.05; 1.7: 34.83; 1.8: 8.4594; 1.9: 290.25; 2: 9.2436; 2.1: 85.5575; 2.2: 65.644; 2.3: 10.804; 2.4: -61.1661; 2.5: -10.067
| 2 | 10.8 | 1: 3.9429; 1.1: 4.4571; 1.2: 0.0059771; 1.3: 58.32; 1.4: 0.73017; 1.5: 4.4571; 1.6: 58.32; 1.7: 34.992; 1.8: 8.4594; 1.9: 291.6; 2: 9.2866; 2.1: 85.5934; 2.2: 66.2283; 2.3: 10.8497; 2.4: -61.7712; 2.5: -10.1195
| 2 | 10.85 | 1: 3.9063; 1.1: 4.4361; 1.2: 0.0059489; 1.3: 58.59; 1.4: 0.72338; 1.5: 4.4361; 1.6: 58.59; 1.7: 35.154; 1.8: 8.4594; 1.9: 292.95; 2: 9.3296; 2.1: 85.6291; 2.2: 66.8151; 2.3: 10.8954; 2.4: -62.379; 2.5: -10.172
| 2 | 10.9 | 1: 3.8698; 1.1: 4.4149; 1.2: 0.0059205; 1.3: 58.86; 1.4: 0.71662; 1.5: 4.4149; 1.6: 58.86; 1.7: 35.316; 1.8: 8.4594; 1.9: 294.3; 2: 9.3726; 2.1: 85.6647; 2.2: 67.4043; 2.3: 10.941; 2.4: -62.9894; 2.5: -10.2244
| 2 | 10.95 | 1: 3.8334; 1.1: 4.3935; 1.2: 0.0058918; 1.3: 59.13; 1.4: 0.7099; 1.5: 4.3935; 1.6: 59.13; 1.7: 35.478; 1.8: 8.4594; 1.9: 295.65; 2: 9.4156; 2.1: 85.7002; 2.2: 67.9959; 2.3: 10.9867; 2.4: -63.6024; 2.5: -10.2768
| 2 | 11 | 1: 3.7973; 1.1: 4.3719; 1.2: 0.0058629; 1.3: 59.4; 1.4: 0.7032; 1.5: 4.3719; 1.6: 59.4; 1.7: 35.64; 1.8: 8.4594; 1.9: 297; 2: 9.4586; 2.1: 85.7355; 2.2: 68.59; 2.3: 11.0323; 2.4: -64.218; 2.5: -10.3291
| 2 | 11.05 | 1: 3.7613; 1.1: 4.3502; 1.2: 0.0058337; 1.3: 59.67; 1.4: 0.69654; 1.5: 4.3502; 1.6: 59.67; 1.7: 35.802; 1.8: 8.4594; 1.9: 298.35; 2: 9.5016; 2.1: 85.7708; 2.2: 69.1865; 2.3: 11.0779; 2.4: -64.8363; 2.5: -10.3814
| 2 | 11.1 | 1: 3.7255; 1.1: 4.3283; 1.2: 0.0058043; 1.3: 59.94; 1.4: 0.68991; 1.5: 4.3283; 1.6: 59.94; 1.7: 35.964; 1.8: 8.4594; 1.9: 299.7; 2: 9.5446; 2.1: 85.8059; 2.2: 69.7855; 2.3: 11.1235; 2.4: -65.4572; 2.5: -10.4336
| 2 | 11.15 | 1: 3.6898; 1.1: 4.3062; 1.2: 0.0057747; 1.3: 60.21; 1.4: 0.68331; 1.5: 4.3062; 1.6: 60.21; 1.7: 36.126; 1.8: 8.4594; 1.9: 301.05; 2: 9.5876; 2.1: 85.8409; 2.2: 70.3869; 2.3: 11.169; 2.4: -66.0807; 2.5: -10.4857
| 2 | 11.2 | 1: 3.6544; 1.1: 4.2839; 1.2: 0.0057448; 1.3: 60.48; 1.4: 0.67674; 1.5: 4.2839; 1.6: 60.48; 1.7: 36.288; 1.8: 8.4594; 1.9: 302.4; 2: 9.6306; 2.1: 85.8758; 2.2: 70.9907; 2.3: 11.2145; 2.4: -66.7068; 2.5: -10.5378
| 2 | 11.25 | 1: 3.6191; 1.1: 4.2615; 1.2: 0.0057147; 1.3: 60.75; 1.4: 0.6702; 1.5: 4.2615; 1.6: 60.75; 1.7: 36.45; 1.8: 8.4594; 1.9: 303.75; 2: 9.6736; 2.1: 85.9106; 2.2: 71.597; 2.3: 11.26; 2.4: -67.3355; 2.5: -10.5898
| 2 | 11.3 | 1: 3.584; 1.1: 4.2389; 1.2: 0.0056844; 1.3: 61.02; 1.4: 0.6637; 1.5: 4.2389; 1.6: 61.02; 1.7: 36.612; 1.8: 8.4594; 1.9: 305.1; 2: 9.7166; 2.1: 85.9452; 2.2: 72.2057; 2.3: 11.3055; 2.4: -67.9668; 2.5: -10.6418
| 2 | 11.35 | 1: 3.549; 1.1: 4.2161; 1.2: 0.0056539; 1.3: 61.29; 1.4: 0.65722; 1.5: 4.2161; 1.6: 61.29; 1.7: 36.774; 1.8: 8.4594; 1.9: 306.45; 2: 9.7596; 2.1: 85.9798; 2.2: 72.8168; 2.3: 11.351; 2.4: -68.6007; 2.5: -10.6938
| 2 | 11.4 | 1: 3.5142; 1.1: 4.1932; 1.2: 0.0056231; 1.3: 61.56; 1.4: 0.65078; 1.5: 4.1932; 1.6: 61.56; 1.7: 36.936; 1.8: 8.4594; 1.9: 307.8; 2: 9.8025; 2.1: 86.0142; 2.2: 73.4304; 2.3: 11.3964; 2.4: -69.2372; 2.5: -10.7457
| 2 | 11.45 | 1: 3.4796; 1.1: 4.1701; 1.2: 0.0055922; 1.3: 61.83; 1.4: 0.64437; 1.5: 4.1701; 1.6: 61.83; 1.7: 37.098; 1.8: 8.4594; 1.9: 309.15; 2: 9.8455; 2.1: 86.0485; 2.2: 74.0464; 2.3: 11.4419; 2.4: -69.8763; 2.5: -10.7975
| 2 | 11.5 | 1: 3.4452; 1.1: 4.1468; 1.2: 0.005561; 1.3: 62.1; 1.4: 0.63799; 1.5: 4.1468; 1.6: 62.1; 1.7: 37.26; 1.8: 8.4594; 1.9: 310.5; 2: 9.8885; 2.1: 86.0827; 2.2: 74.6649; 2.3: 11.4873; 2.4: -70.518; 2.5: -10.8493
| 2 | 11.55 | 1: 3.4109; 1.1: 4.1234; 1.2: 0.0055296; 1.3: 62.37; 1.4: 0.63165; 1.5: 4.1234; 1.6: 62.37; 1.7: 37.422; 1.8: 8.4594; 1.9: 311.85; 2: 9.9315; 2.1: 86.1167; 2.2: 75.2857; 2.3: 11.5326; 2.4: -71.1623; 2.5: -10.901
| 2 | 11.6 | 1: 3.3768; 1.1: 4.0999; 1.2: 0.005498; 1.3: 62.64; 1.4: 0.62533; 1.5: 4.0999; 1.6: 62.64; 1.7: 37.584; 1.8: 8.4594; 1.9: 313.2; 2: 9.9745; 2.1: 86.1507; 2.2: 75.909; 2.3: 11.578; 2.4: -71.8091; 2.5: -10.9527
| 2 | 11.65 | 1: 3.3429; 1.1: 4.0762; 1.2: 0.0054663; 1.3: 62.91; 1.4: 0.61905; 1.5: 4.0762; 1.6: 62.91; 1.7: 37.746; 1.8: 8.4594; 1.9: 314.55; 2: 10.0175; 2.1: 86.1845; 2.2: 76.5348; 2.3: 11.6233; 2.4: -72.4586; 2.5: -11.0043
| 2 | 11.7 | 1: 3.3091; 1.1: 4.0524; 1.2: 0.0054343; 1.3: 63.18; 1.4: 0.6128; 1.5: 4.0524; 1.6: 63.18; 1.7: 37.908; 1.8: 8.4594; 1.9: 315.9; 2: 10.0605; 2.1: 86.2183; 2.2: 77.1629; 2.3: 11.6687; 2.4: -73.1106; 2.5: -11.0559
| 2 | 11.75 | 1: 3.2755; 1.1: 4.0284; 1.2: 0.0054021; 1.3: 63.45; 1.4: 0.60658; 1.5: 4.0284; 1.6: 63.45; 1.7: 38.07; 1.8: 8.4594; 1.9: 317.25; 2: 10.1035; 2.1: 86.2519; 2.2: 77.7935; 2.3: 11.714; 2.4: -73.7652; 2.5: -11.1074
| 2 | 11.8 | 1: 3.2421; 1.1: 4.0042; 1.2: 0.0053698; 1.3: 63.72; 1.4: 0.60039; 1.5: 4.0042; 1.6: 63.72; 1.7: 38.232; 1.8: 8.4594; 1.9: 318.6; 2: 10.1465; 2.1: 86.2854; 2.2: 78.4266; 2.3: 11.7592; 2.4: -74.4223; 2.5: -11.1588
| 2 | 11.85 | 1: 3.2089; 1.1: 3.98; 1.2: 0.0053373; 1.3: 63.99; 1.4: 0.59424; 1.5: 3.98; 1.6: 63.99; 1.7: 38.394; 1.8: 8.4594; 1.9: 319.95; 2: 10.1895; 2.1: 86.3187; 2.2: 79.062; 2.3: 11.8045; 2.4: -75.082; 2.5: -11.2103
| 2 | 11.9 | 1: 3.1758; 1.1: 3.9556; 1.2: 0.0053045; 1.3: 64.26; 1.4: 0.58812; 1.5: 3.9556; 1.6: 64.26; 1.7: 38.556; 1.8: 8.4594; 1.9: 321.3; 2: 10.2325; 2.1: 86.352; 2.2: 79.6999; 2.3: 11.8497; 2.4: -75.7443; 2.5: -11.2616
| 2 | 11.95 | 1: 3.1429; 1.1: 3.9311; 1.2: 0.0052717; 1.3: 64.53; 1.4: 0.58202; 1.5: 3.9311; 1.6: 64.53; 1.7: 38.718; 1.8: 8.4594; 1.9: 322.65; 2: 10.2755; 2.1: 86.3852; 2.2: 80.3402; 2.3: 11.895; 2.4: -76.4091; 2.5: -11.3129
| 2 | 12 | 1: 3.1102; 1.1: 3.9064; 1.2: 0.0052386; 1.3: 64.8; 1.4: 0.57596; 1.5: 3.9064; 1.6: 64.8; 1.7: 38.88; 1.8: 8.4594; 1.9: 324; 2: 10.3185; 2.1: 86.4182; 2.2: 80.9829; 2.3: 11.9402; 2.4: -77.0765; 2.5: -11.3642
| 2 | 12.05 | 1: 3.0777; 1.1: 3.8816; 1.2: 0.0052054; 1.3: 65.07; 1.4: 0.56994; 1.5: 3.8816; 1.6: 65.07; 1.7: 39.042; 1.8: 8.4594; 1.9: 325.35; 2: 10.3615; 2.1: 86.4511; 2.2: 81.6281; 2.3: 11.9853; 2.4: -77.7465; 2.5: -11.4154
| 2 | 12.1 | 1: 3.0453; 1.1: 3.8567; 1.2: 0.005172; 1.3: 65.34; 1.4: 0.56394; 1.5: 3.8567; 1.6: 65.34; 1.7: 39.204; 1.8: 8.4594; 1.9: 326.7; 2: 10.4045; 2.1: 86.4839; 2.2: 82.2757; 2.3: 12.0305; 2.4: -78.419; 2.5: -11.4666
| 2 | 12.15 | 1: 3.0131; 1.1: 3.8317; 1.2: 0.0051384; 1.3: 65.61; 1.4: 0.55797; 1.5: 3.8317; 1.6: 65.61; 1.7: 39.366; 1.8: 8.4594; 1.9: 328.05; 2: 10.4475; 2.1: 86.5166; 2.2: 82.9257; 2.3: 12.0757; 2.4: -79.094; 2.5: -11.5177
| 2 | 12.2 | 1: 2.981; 1.1: 3.8066; 1.2: 0.0051047; 1.3: 65.88; 1.4: 0.55204; 1.5: 3.8066; 1.6: 65.88; 1.7: 39.528; 1.8: 8.4594; 1.9: 329.4; 2: 10.4904; 2.1: 86.5492; 2.2: 83.5781; 2.3: 12.1208; 2.4: -79.7716; 2.5: -11.5687
| 2 | 12.25 | 1: 2.9492; 1.1: 3.7813; 1.2: 0.0050708; 1.3: 66.15; 1.4: 0.54614; 1.5: 3.7813; 1.6: 66.15; 1.7: 39.69; 1.8: 8.4594; 1.9: 330.75; 2: 10.5334; 2.1: 86.5817; 2.2: 84.233; 2.3: 12.1659; 2.4: -80.4517; 2.5: -11.6198
| 2 | 12.3 | 1: 2.9175; 1.1: 3.7559; 1.2: 0.0050368; 1.3: 66.42; 1.4: 0.54027; 1.5: 3.7559; 1.6: 66.42; 1.7: 39.852; 1.8: 8.4594; 1.9: 332.1; 2: 10.5764; 2.1: 86.6141; 2.2: 84.8903; 2.3: 12.211; 2.4: -81.1343; 2.5: -11.6707
| 2 | 12.35 | 1: 2.8859; 1.1: 3.7305; 1.2: 0.0050026; 1.3: 66.69; 1.4: 0.53443; 1.5: 3.7305; 1.6: 66.69; 1.7: 40.014; 1.8: 8.4594; 1.9: 333.45; 2: 10.6194; 2.1: 86.6463; 2.2: 85.55; 2.3: 12.2561; 2.4: -81.8195; 2.5: -11.7216
| 2 | 12.4 | 1: 2.8546; 1.1: 3.7049; 1.2: 0.0049683; 1.3: 66.96; 1.4: 0.52863; 1.5: 3.7049; 1.6: 66.96; 1.7: 40.176; 1.8: 8.4594; 1.9: 334.8; 2: 10.6624; 2.1: 86.6785; 2.2: 86.2121; 2.3: 12.3011; 2.4: -82.5073; 2.5: -11.7725
| 2 | 12.45 | 1: 2.8234; 1.1: 3.6792; 1.2: 0.0049339; 1.3: 67.23; 1.4: 0.52285; 1.5: 3.6792; 1.6: 67.23; 1.7: 40.338; 1.8: 8.4594; 1.9: 336.15; 2: 10.7054; 2.1: 86.7105; 2.2: 86.8767; 2.3: 12.3462; 2.4: -83.1975; 2.5: -11.8233
| 2 | 12.5 | 1: 2.7924; 1.1: 3.6534; 1.2: 0.0048993; 1.3: 67.5; 1.4: 0.51711; 1.5: 3.6534; 1.6: 67.5; 1.7: 40.5; 1.8: 8.4594; 1.9: 337.5; 2: 10.7484; 2.1: 86.7424; 2.2: 87.5437; 2.3: 12.3912; 2.4: -83.8903; 2.5: -11.8741
| 2 | 12.55 | 1: 2.7616; 1.1: 3.6275; 1.2: 0.0048646; 1.3: 67.77; 1.4: 0.5114; 1.5: 3.6275; 1.6: 67.77; 1.7: 40.662; 1.8: 8.4594; 1.9: 338.85; 2: 10.7914; 2.1: 86.7742; 2.2: 88.2131; 2.3: 12.4362; 2.4: -84.5856; 2.5: -11.9248
| 2 | 12.6 | 1: 2.7309; 1.1: 3.6015; 1.2: 0.0048297; 1.3: 68.04; 1.4: 0.50572; 1.5: 3.6015; 1.6: 68.04; 1.7: 40.824; 1.8: 8.4594; 1.9: 340.2; 2: 10.8344; 2.1: 86.8059; 2.2: 88.8849; 2.3: 12.4812; 2.4: -85.2834; 2.5: -11.9754
| 2 | 12.65 | 1: 2.7004; 1.1: 3.5754; 1.2: 0.0047947; 1.3: 68.31; 1.4: 0.50008; 1.5: 3.5754; 1.6: 68.31; 1.7: 40.986; 1.8: 8.4594; 1.9: 341.55; 2: 10.8774; 2.1: 86.8375; 2.2: 89.5591; 2.3: 12.5261; 2.4: -85.9837; 2.5: -12.0261
| 2 | 12.7 | 1: 2.6701; 1.1: 3.5493; 1.2: 0.0047596; 1.3: 68.58; 1.4: 0.49446; 1.5: 3.5493; 1.6: 68.58; 1.7: 41.148; 1.8: 8.4594; 1.9: 342.9; 2: 10.9204; 2.1: 86.869; 2.2: 90.2358; 2.3: 12.5711; 2.4: -86.6865; 2.5: -12.0766
| 2 | 12.75 | 1: 2.6399; 1.1: 3.523; 1.2: 0.0047244; 1.3: 68.85; 1.4: 0.48888; 1.5: 3.523; 1.6: 68.85; 1.7: 41.31; 1.8: 8.4594; 1.9: 344.25; 2: 10.9634; 2.1: 86.9004; 2.2: 90.9149; 2.3: 12.616; 2.4: -87.3919; 2.5: -12.1271
| 2 | 12.8 | 1: 2.61; 1.1: 3.4966; 1.2: 0.0046891; 1.3: 69.12; 1.4: 0.48333; 1.5: 3.4966; 1.6: 69.12; 1.7: 41.472; 1.8: 8.4594; 1.9: 345.6; 2: 11.0064; 2.1: 86.9317; 2.2: 91.5964; 2.3: 12.6609; 2.4: -88.0997; 2.5: -12.1776
| 2 | 12.85 | 1: 2.5802; 1.1: 3.4702; 1.2: 0.0046536; 1.3: 69.39; 1.4: 0.47781; 1.5: 3.4702; 1.6: 69.39; 1.7: 41.634; 1.8: 8.4594; 1.9: 346.95; 2: 11.0494; 2.1: 86.9628; 2.2: 92.2803; 2.3: 12.7058; 2.4: -88.8101; 2.5: -12.228
| 2 | 12.9 | 1: 2.5505; 1.1: 3.4437; 1.2: 0.0046181; 1.3: 69.66; 1.4: 0.47232; 1.5: 3.4437; 1.6: 69.66; 1.7: 41.796; 1.8: 8.4594; 1.9: 348.3; 2: 11.0924; 2.1: 86.9939; 2.2: 92.9666; 2.3: 12.7507; 2.4: -89.5229; 2.5: -12.2784
| 2 | 12.95 | 1: 2.5211; 1.1: 3.4171; 1.2: 0.0045824; 1.3: 69.93; 1.4: 0.46686; 1.5: 3.4171; 1.6: 69.93; 1.7: 41.958; 1.8: 8.4594; 1.9: 349.65; 2: 11.1354; 2.1: 87.0248; 2.2: 93.6554; 2.3: 12.7956; 2.4: -90.2383; 2.5: -12.3287
| 2 | 13 | 1: 2.4918; 1.1: 3.3905; 1.2: 0.0045467; 1.3: 70.2; 1.4: 0.46144; 1.5: 3.3905; 1.6: 70.2; 1.7: 42.12; 1.8: 8.4594; 1.9: 351; 2: 11.1783; 2.1: 87.0556; 2.2: 94.3466; 2.3: 12.8405; 2.4: -90.9561; 2.5: -12.379
| 2 | 13.05 | 1: 2.4626; 1.1: 3.3637; 1.2: 0.0045108; 1.3: 70.47; 1.4: 0.45604; 1.5: 3.3637; 1.6: 70.47; 1.7: 42.282; 1.8: 8.4594; 1.9: 352.35; 2: 11.2213; 2.1: 87.0864; 2.2: 95.0401; 2.3: 12.8853; 2.4: -91.6764; 2.5: -12.4293
| 2 | 13.1 | 1: 2.4337; 1.1: 3.3369; 1.2: 0.0044749; 1.3: 70.74; 1.4: 0.45068; 1.5: 3.3369; 1.6: 70.74; 1.7: 42.444; 1.8: 8.4594; 1.9: 353.7; 2: 11.2643; 2.1: 87.117; 2.2: 95.7362; 2.3: 12.9301; 2.4: -92.3992; 2.5: -12.4794
| 2 | 13.15 | 1: 2.4049; 1.1: 3.31; 1.2: 0.0044388; 1.3: 71.01; 1.4: 0.44535; 1.5: 3.31; 1.6: 71.01; 1.7: 42.606; 1.8: 8.4594; 1.9: 355.05; 2: 11.3073; 2.1: 87.1475; 2.2: 96.4346; 2.3: 12.9749; 2.4: -93.1245; 2.5: -12.5296
| 2 | 13.2 | 1: 2.3763; 1.1: 3.2831; 1.2: 0.0044027; 1.3: 71.28; 1.4: 0.44006; 1.5: 3.2831; 1.6: 71.28; 1.7: 42.768; 1.8: 8.4594; 1.9: 356.4; 2: 11.3503; 2.1: 87.1779; 2.2: 97.1354; 2.3: 13.0197; 2.4: -93.8523; 2.5: -12.5797
| 2 | 13.25 | 1: 2.3479; 1.1: 3.2561; 1.2: 0.0043665; 1.3: 71.55; 1.4: 0.43479; 1.5: 3.2561; 1.6: 71.55; 1.7: 42.93; 1.8: 8.4594; 1.9: 357.75; 2: 11.3933; 2.1: 87.2082; 2.2: 97.8387; 2.3: 13.0645; 2.4: -94.5826; 2.5: -12.6297
| 2 | 13.3 | 1: 2.3196; 1.1: 3.229; 1.2: 0.0043302; 1.3: 71.82; 1.4: 0.42956; 1.5: 3.229; 1.6: 71.82; 1.7: 43.092; 1.8: 8.4594; 1.9: 359.1; 2: 11.4363; 2.1: 87.2384; 2.2: 98.5444; 2.3: 13.1093; 2.4: -95.3153; 2.5: -12.6797
| 2 | 13.35 | 1: 2.2915; 1.1: 3.2019; 1.2: 0.0042939; 1.3: 72.09; 1.4: 0.42435; 1.5: 3.2019; 1.6: 72.09; 1.7: 43.254; 1.8: 8.4594; 1.9: 360.45; 2: 11.4793; 2.1: 87.2685; 2.2: 99.2525; 2.3: 13.154; 2.4: -96.0505; 2.5: -12.7296
| 2 | 13.4 | 1: 2.2636; 1.1: 3.1748; 1.2: 0.0042574; 1.3: 72.36; 1.4: 0.41918; 1.5: 3.1748; 1.6: 72.36; 1.7: 43.416; 1.8: 8.4594; 1.9: 361.8; 2: 11.5223; 2.1: 87.2985; 2.2: 99.963; 2.3: 13.1987; 2.4: -96.7882; 2.5: -12.7795
| 2 | 13.45 | 1: 2.2358; 1.1: 3.1476; 1.2: 0.0042209; 1.3: 72.63; 1.4: 0.41405; 1.5: 3.1476; 1.6: 72.63; 1.7: 43.578; 1.8: 8.4594; 1.9: 363.15; 2: 11.5653; 2.1: 87.3284; 2.2: 100.6759; 2.3: 13.2434; 2.4: -97.5283; 2.5: -12.8294
| 2 | 13.5 | 1: 2.2083; 1.1: 3.1203; 1.2: 0.0041844; 1.3: 72.9; 1.4: 0.40894; 1.5: 3.1203; 1.6: 72.9; 1.7: 43.74; 1.8: 8.4594; 1.9: 364.5; 2: 11.6083; 2.1: 87.3581; 2.2: 101.3912; 2.3: 13.2881; 2.4: -98.2709; 2.5: -12.8792
| 2 | 13.55 | 1: 2.1809; 1.1: 3.093; 1.2: 0.0041478; 1.3: 73.17; 1.4: 0.40386; 1.5: 3.093; 1.6: 73.17; 1.7: 43.902; 1.8: 8.4594; 1.9: 365.85; 2: 11.6513; 2.1: 87.3878; 2.2: 102.109; 2.3: 13.3328; 2.4: -99.016; 2.5: -12.929
| 2 | 13.6 | 1: 2.1536; 1.1: 3.0656; 1.2: 0.0041111; 1.3: 73.44; 1.4: 0.39882; 1.5: 3.0656; 1.6: 73.44; 1.7: 44.064; 1.8: 8.4594; 1.9: 367.2; 2: 11.6943; 2.1: 87.4174; 2.2: 102.8292; 2.3: 13.3775; 2.4: -99.7635; 2.5: -12.9787
| 2 | 13.65 | 1: 2.1266; 1.1: 3.0382; 1.2: 0.0040743; 1.3: 73.71; 1.4: 0.39381; 1.5: 3.0382; 1.6: 73.71; 1.7: 44.226; 1.8: 8.4594; 1.9: 368.55; 2: 11.7373; 2.1: 87.4468; 2.2: 103.5517; 2.3: 13.4222; 2.4: -100.5135; 2.5: -13.0284
| 2 | 13.7 | 1: 2.0997; 1.1: 3.0108; 1.2: 0.0040376; 1.3: 73.98; 1.4: 0.38883; 1.5: 3.0108; 1.6: 73.98; 1.7: 44.388; 1.8: 8.4594; 1.9: 369.9; 2: 11.7803; 2.1: 87.4762; 2.2: 104.2767; 2.3: 13.4668; 2.4: -101.2659; 2.5: -13.078
| 2 | 13.75 | 1: 2.073; 1.1: 2.9833; 1.2: 0.0040007; 1.3: 74.25; 1.4: 0.38388; 1.5: 2.9833; 1.6: 74.25; 1.7: 44.55; 1.8: 8.4594; 1.9: 371.25; 2: 11.8232; 2.1: 87.5055; 2.2: 105.0042; 2.3: 13.5114; 2.4: -102.0208; 2.5: -13.1276
| 2 | 13.8 | 1: 2.0464; 1.1: 2.9558; 1.2: 0.0039639; 1.3: 74.52; 1.4: 0.37897; 1.5: 2.9558; 1.6: 74.52; 1.7: 44.712; 1.8: 8.4594; 1.9: 372.6; 2: 11.8662; 2.1: 87.5346; 2.2: 105.734; 2.3: 13.5561; 2.4: -102.7781; 2.5: -13.1771
| 2 | 13.85 | 1: 2.02; 1.1: 2.9283; 1.2: 0.0039269; 1.3: 74.79; 1.4: 0.37408; 1.5: 2.9283; 1.6: 74.79; 1.7: 44.874; 1.8: 8.4594; 1.9: 373.95; 2: 11.9092; 2.1: 87.5637; 2.2: 106.4662; 2.3: 13.6007; 2.4: -103.5379; 2.5: -13.2266
| 2 | 13.9 | 1: 1.9938; 1.1: 2.9008; 1.2: 0.00389; 1.3: 75.06; 1.4: 0.36923; 1.5: 2.9008; 1.6: 75.06; 1.7: 45.036; 1.8: 8.4594; 1.9: 375.3; 2: 11.9522; 2.1: 87.5926; 2.2: 107.2009; 2.3: 13.6452; 2.4: -104.3001; 2.5: -13.276
| 2 | 13.95 | 1: 1.9678; 1.1: 2.8732; 1.2: 0.003853; 1.3: 75.33; 1.4: 0.36441; 1.5: 2.8732; 1.6: 75.33; 1.7: 45.198; 1.8: 8.4594; 1.9: 376.65; 2: 11.9952; 2.1: 87.6215; 2.2: 107.938; 2.3: 13.6898; 2.4: -105.0648; 2.5: -13.3254
| 2 | 14 | 1: 1.9419; 1.1: 2.8456; 1.2: 0.003816; 1.3: 75.6; 1.4: 0.35962; 1.5: 2.8456; 1.6: 75.6; 1.7: 45.36; 1.8: 8.4594; 1.9: 378; 2: 12.0382; 2.1: 87.6502; 2.2: 108.6774; 2.3: 13.7344; 2.4: -105.8318; 2.5: -13.3748
| 2 | 14.05 | 1: 1.9163; 1.1: 2.818; 1.2: 0.003779; 1.3: 75.87; 1.4: 0.35486; 1.5: 2.818; 1.6: 75.87; 1.7: 45.522; 1.8: 8.4594; 1.9: 379.35; 2: 12.0812; 2.1: 87.6788; 2.2: 109.4193; 2.3: 13.7789; 2.4: -106.6014; 2.5: -13.4241
| 2 | 14.1 | 1: 1.8907; 1.1: 2.7904; 1.2: 0.0037419; 1.3: 76.14; 1.4: 0.35014; 1.5: 2.7904; 1.6: 76.14; 1.7: 45.684; 1.8: 8.4594; 1.9: 380.7; 2: 12.1242; 2.1: 87.7074; 2.2: 110.1636; 2.3: 13.8235; 2.4: -107.3733; 2.5: -13.4733
| 2 | 14.15 | 1: 1.8654; 1.1: 2.7627; 1.2: 0.0037049; 1.3: 76.41; 1.4: 0.34544; 1.5: 2.7627; 1.6: 76.41; 1.7: 45.846; 1.8: 8.4594; 1.9: 382.05; 2: 12.1672; 2.1: 87.7358; 2.2: 110.9104; 2.3: 13.868; 2.4: -108.1477; 2.5: -13.5225
| 2 | 14.2 | 1: 1.8402; 1.1: 2.7351; 1.2: 0.0036678; 1.3: 76.68; 1.4: 0.34078; 1.5: 2.7351; 1.6: 76.68; 1.7: 46.008; 1.8: 8.4594; 1.9: 383.4; 2: 12.2102; 2.1: 87.7642; 2.2: 111.6595; 2.3: 13.9125; 2.4: -108.9245; 2.5: -13.5717
| 2 | 14.25 | 1: 1.8152; 1.1: 2.7074; 1.2: 0.0036307; 1.3: 76.95; 1.4: 0.33615; 1.5: 2.7074; 1.6: 76.95; 1.7: 46.17; 1.8: 8.4594; 1.9: 384.75; 2: 12.2532; 2.1: 87.7924; 2.2: 112.4111; 2.3: 13.957; 2.4: -109.7037; 2.5: -13.6208
| 2 | 14.3 | 1: 1.7904; 1.1: 2.6797; 1.2: 0.0035936; 1.3: 77.22; 1.4: 0.33155; 1.5: 2.6797; 1.6: 77.22; 1.7: 46.332; 1.8: 8.4594; 1.9: 386.1; 2: 12.2962; 2.1: 87.8205; 2.2: 113.165; 2.3: 14.0015; 2.4: -110.4853; 2.5: -13.6699
| 2 | 14.35 | 1: 1.7657; 1.1: 2.6521; 1.2: 0.0035565; 1.3: 77.49; 1.4: 0.32699; 1.5: 2.6521; 1.6: 77.49; 1.7: 46.494; 1.8: 8.4594; 1.9: 387.45; 2: 12.3392; 2.1: 87.8486; 2.2: 113.9214; 2.3: 14.046; 2.4: -111.2693; 2.5: -13.719
| 2 | 14.4 | 1: 1.7412; 1.1: 2.6244; 1.2: 0.0035194; 1.3: 77.76; 1.4: 0.32245; 1.5: 2.6244; 1.6: 77.76; 1.7: 46.656; 1.8: 8.4594; 1.9: 388.8; 2: 12.3822; 2.1: 87.8765; 2.2: 114.6802; 2.3: 14.0904; 2.4: -112.0558; 2.5: -13.768
| 2 | 14.45 | 1: 1.7169; 1.1: 2.5967; 1.2: 0.0034823; 1.3: 78.03; 1.4: 0.31795; 1.5: 2.5967; 1.6: 78.03; 1.7: 46.818; 1.8: 8.4594; 1.9: 390.15; 2: 12.4252; 2.1: 87.9044; 2.2: 115.4414; 2.3: 14.1349; 2.4: -112.8446; 2.5: -13.8169
| 2 | 14.5 | 1: 1.6928; 1.1: 2.5691; 1.2: 0.0034452; 1.3: 78.3; 1.4: 0.31348; 1.5: 2.5691; 1.6: 78.3; 1.7: 46.98; 1.8: 8.4594; 1.9: 391.5; 2: 12.4682; 2.1: 87.9321; 2.2: 116.205; 2.3: 14.1793; 2.4: -113.6359; 2.5: -13.8658
| 2 | 14.55 | 1: 1.6688; 1.1: 2.5414; 1.2: 0.0034081; 1.3: 78.57; 1.4: 0.30904; 1.5: 2.5414; 1.6: 78.57; 1.7: 47.142; 1.8: 8.4594; 1.9: 392.85; 2: 12.5111; 2.1: 87.9598; 2.2: 116.971; 2.3: 14.2237; 2.4: -114.4296; 2.5: -13.9147
| 2 | 14.6 | 1: 1.645; 1.1: 2.5138; 1.2: 0.003371; 1.3: 78.84; 1.4: 0.30463; 1.5: 2.5138; 1.6: 78.84; 1.7: 47.304; 1.8: 8.4594; 1.9: 394.2; 2: 12.5541; 2.1: 87.9873; 2.2: 117.7395; 2.3: 14.2681; 2.4: -115.2257; 2.5: -13.9635
| 2 | 14.65 | 1: 1.6214; 1.1: 2.4862; 1.2: 0.003334; 1.3: 79.11; 1.4: 0.30025; 1.5: 2.4862; 1.6: 79.11; 1.7: 47.466; 1.8: 8.4594; 1.9: 395.55; 2: 12.5971; 2.1: 88.0147; 2.2: 118.5103; 2.3: 14.3125; 2.4: -116.0241; 2.5: -14.0123
| 2 | 14.7 | 1: 1.5979; 1.1: 2.4585; 1.2: 0.003297; 1.3: 79.38; 1.4: 0.29591; 1.5: 2.4585; 1.6: 79.38; 1.7: 47.628; 1.8: 8.4594; 1.9: 396.9; 2: 12.6401; 2.1: 88.0421; 2.2: 119.2836; 2.3: 14.3569; 2.4: -116.825; 2.5: -14.061
| 2 | 14.75 | 1: 1.5746; 1.1: 2.431; 1.2: 0.00326; 1.3: 79.65; 1.4: 0.2916; 1.5: 2.431; 1.6: 79.65; 1.7: 47.79; 1.8: 8.4594; 1.9: 398.25; 2: 12.6831; 2.1: 88.0693; 2.2: 120.0592; 2.3: 14.4013; 2.4: -117.6283; 2.5: -14.1097
| 2 | 14.8 | 1: 1.5515; 1.1: 2.4034; 1.2: 0.003223; 1.3: 79.92; 1.4: 0.28732; 1.5: 2.4034; 1.6: 79.92; 1.7: 47.952; 1.8: 8.4594; 1.9: 399.6; 2: 12.7261; 2.1: 88.0965; 2.2: 120.8373; 2.3: 14.4457; 2.4: -118.4339; 2.5: -14.1583
| 2 | 14.85 | 1: 1.5286; 1.1: 2.3759; 1.2: 0.0031861; 1.3: 80.19; 1.4: 0.28307; 1.5: 2.3759; 1.6: 80.19; 1.7: 48.114; 1.8: 8.4594; 1.9: 400.95; 2: 12.7691; 2.1: 88.1235; 2.2: 121.6178; 2.3: 14.49; 2.4: -119.242; 2.5: -14.2069
| 2 | 14.9 | 1: 1.5058; 1.1: 2.3483; 1.2: 0.0031492; 1.3: 80.46; 1.4: 0.27885; 1.5: 2.3483; 1.6: 80.46; 1.7: 48.276; 1.8: 8.4594; 1.9: 402.3; 2: 12.8121; 2.1: 88.1505; 2.2: 122.4007; 2.3: 14.5343; 2.4: -120.0524; 2.5: -14.2555
| 2 | 14.95 | 1: 1.4832; 1.1: 2.3209; 1.2: 0.0031123; 1.3: 80.73; 1.4: 0.27467; 1.5: 2.3209; 1.6: 80.73; 1.7: 48.438; 1.8: 8.4594; 1.9: 403.65; 2: 12.8551; 2.1: 88.1774; 2.2: 123.186; 2.3: 14.5787; 2.4: -120.8652; 2.5: -14.304
| 2 | 15 | 1: 1.4608; 1.1: 2.2934; 1.2: 0.0030755; 1.3: 81; 1.4: 0.27051; 1.5: 2.2934; 1.6: 81; 1.7: 48.6; 1.8: 8.4594; 1.9: 405; 2: 12.8981; 2.1: 88.2041; 2.2: 123.9738; 2.3: 14.623; 2.4: -121.6804; 2.5: -14.3525
| 2 | 15.05 | 1: 1.4385; 1.1: 2.266; 1.2: 0.0030387; 1.3: 81.27; 1.4: 0.26639; 1.5: 2.266; 1.6: 81.27; 1.7: 48.762; 1.8: 8.4594; 1.9: 406.35; 2: 12.9411; 2.1: 88.2308; 2.2: 124.7639; 2.3: 14.6673; 2.4: -122.4979; 2.5: -14.4009
| 2 | 15.1 | 1: 1.4164; 1.1: 2.2386; 1.2: 0.003002; 1.3: 81.54; 1.4: 0.2623; 1.5: 2.2386; 1.6: 81.54; 1.7: 48.924; 1.8: 8.4594; 1.9: 407.7; 2: 12.9841; 2.1: 88.2574; 2.2: 125.5565; 2.3: 14.7116; 2.4: -123.3179; 2.5: -14.4493
| 2 | 15.15 | 1: 1.3945; 1.1: 2.2113; 1.2: 0.0029654; 1.3: 81.81; 1.4: 0.25824; 1.5: 2.2113; 1.6: 81.81; 1.7: 49.086; 1.8: 8.4594; 1.9: 409.05; 2: 13.0271; 2.1: 88.2839; 2.2: 126.3515; 2.3: 14.7559; 2.4: -124.1402; 2.5: -14.4976
| 2 | 15.2 | 1: 1.3728; 1.1: 2.184; 1.2: 0.0029288; 1.3: 82.08; 1.4: 0.25422; 1.5: 2.184; 1.6: 82.08; 1.7: 49.248; 1.8: 8.4594; 1.9: 410.4; 2: 13.0701; 2.1: 88.3102; 2.2: 127.1488; 2.3: 14.8002; 2.4: -124.9649; 2.5: -14.546
| 2 | 15.25 | 1: 1.3512; 1.1: 2.1567; 1.2: 0.0028922; 1.3: 82.35; 1.4: 0.25022; 1.5: 2.1567; 1.6: 82.35; 1.7: 49.41; 1.8: 8.4594; 1.9: 411.75; 2: 13.1131; 2.1: 88.3365; 2.2: 127.9486; 2.3: 14.8444; 2.4: -125.7919; 2.5: -14.5942
| 2 | 15.3 | 1: 1.3298; 1.1: 2.1295; 1.2: 0.0028558; 1.3: 82.62; 1.4: 0.24626; 1.5: 2.1295; 1.6: 82.62; 1.7: 49.572; 1.8: 8.4594; 1.9: 413.1; 2: 13.1561; 2.1: 88.3627; 2.2: 128.7508; 2.3: 14.8887; 2.4: -126.6213; 2.5: -14.6424
| 2 | 15.35 | 1: 1.3086; 1.1: 2.1024; 1.2: 0.0028194; 1.3: 82.89; 1.4: 0.24233; 1.5: 2.1024; 1.6: 82.89; 1.7: 49.734; 1.8: 8.4594; 1.9: 414.45; 2: 13.199; 2.1: 88.3888; 2.2: 129.5555; 2.3: 14.9329; 2.4: -127.4531; 2.5: -14.6906
| 2 | 15.4 | 1: 1.2875; 1.1: 2.0753; 1.2: 0.002783; 1.3: 83.16; 1.4: 0.23843; 1.5: 2.0753; 1.6: 83.16; 1.7: 49.896; 1.8: 8.4594; 1.9: 415.8; 2: 13.242; 2.1: 88.4148; 2.2: 130.3625; 2.3: 14.9772; 2.4: -128.2872; 2.5: -14.7387
| 2 | 15.45 | 1: 1.2666; 1.1: 2.0483; 1.2: 0.0027468; 1.3: 83.43; 1.4: 0.23456; 1.5: 2.0483; 1.6: 83.43; 1.7: 50.058; 1.8: 8.4594; 1.9: 417.15; 2: 13.285; 2.1: 88.4407; 2.2: 131.1719; 2.3: 15.0214; 2.4: -129.1237; 2.5: -14.7868
| 2 | 15.5 | 1: 1.2459; 1.1: 2.0213; 1.2: 0.0027106; 1.3: 83.7; 1.4: 0.23072; 1.5: 2.0213; 1.6: 83.7; 1.7: 50.22; 1.8: 8.4594; 1.9: 418.5; 2: 13.328; 2.1: 88.4665; 2.2: 131.9838; 2.3: 15.0656; 2.4: -129.9625; 2.5: -14.8349
| 2 | 15.55 | 1: 1.2254; 1.1: 1.9944; 1.2: 0.0026745; 1.3: 83.97; 1.4: 0.22692; 1.5: 1.9944; 1.6: 83.97; 1.7: 50.382; 1.8: 8.4594; 1.9: 419.85; 2: 13.371; 2.1: 88.4923; 2.2: 132.7981; 2.3: 15.1098; 2.4: -130.8037; 2.5: -14.8829
| 2 | 15.6 | 1: 1.205; 1.1: 1.9675; 1.2: 0.0026385; 1.3: 84.24; 1.4: 0.22315; 1.5: 1.9675; 1.6: 84.24; 1.7: 50.544; 1.8: 8.4594; 1.9: 421.2; 2: 13.414; 2.1: 88.5179; 2.2: 133.6147; 2.3: 15.154; 2.4: -131.6472; 2.5: -14.9309
| 2 | 15.65 | 1: 1.1848; 1.1: 1.9407; 1.2: 0.0026026; 1.3: 84.51; 1.4: 0.21941; 1.5: 1.9407; 1.6: 84.51; 1.7: 50.706; 1.8: 8.4594; 1.9: 422.55; 2: 13.457; 2.1: 88.5434; 2.2: 134.4338; 2.3: 15.1982; 2.4: -132.4931; 2.5: -14.9788
| 2 | 15.7 | 1: 1.1648; 1.1: 1.914; 1.2: 0.0025668; 1.3: 84.78; 1.4: 0.2157; 1.5: 1.914; 1.6: 84.78; 1.7: 50.868; 1.8: 8.4594; 1.9: 423.9; 2: 13.5; 2.1: 88.5689; 2.2: 135.2553; 2.3: 15.2424; 2.4: -133.3413; 2.5: -15.0267
| 2 | 15.75 | 1: 1.1449; 1.1: 1.8874; 1.2: 0.0025311; 1.3: 85.05; 1.4: 0.21202; 1.5: 1.8874; 1.6: 85.05; 1.7: 51.03; 1.8: 8.4594; 1.9: 425.25; 2: 13.543; 2.1: 88.5942; 2.2: 136.0793; 2.3: 15.2865; 2.4: -134.1918; 2.5: -15.0745
| 2 | 15.8 | 1: 1.1252; 1.1: 1.8608; 1.2: 0.0024954; 1.3: 85.32; 1.4: 0.20838; 1.5: 1.8608; 1.6: 85.32; 1.7: 51.192; 1.8: 8.4594; 1.9: 426.6; 2: 13.586; 2.1: 88.6195; 2.2: 136.9056; 2.3: 15.3307; 2.4: -135.0447; 2.5: -15.1223
| 2 | 15.85 | 1: 1.1057; 1.1: 1.8344; 1.2: 0.0024599; 1.3: 85.59; 1.4: 0.20476; 1.5: 1.8344; 1.6: 85.59; 1.7: 51.354; 1.8: 8.4594; 1.9: 427.95; 2: 13.629; 2.1: 88.6447; 2.2: 137.7343; 2.3: 15.3748; 2.4: -135.9; 2.5: -15.1701
| 2 | 15.9 | 1: 1.0864; 1.1: 1.808; 1.2: 0.0024245; 1.3: 85.86; 1.4: 0.20118; 1.5: 1.808; 1.6: 85.86; 1.7: 51.516; 1.8: 8.4594; 1.9: 429.3; 2: 13.672; 2.1: 88.6697; 2.2: 138.5655; 2.3: 15.419; 2.4: -136.7575; 2.5: -15.2178
| 2 | 15.95 | 1: 1.0672; 1.1: 1.7816; 1.2: 0.0023892; 1.3: 86.13; 1.4: 0.19763; 1.5: 1.7816; 1.6: 86.13; 1.7: 51.678; 1.8: 8.4594; 1.9: 430.65; 2: 13.715; 2.1: 88.6947; 2.2: 139.3991; 2.3: 15.4631; 2.4: -137.6174; 2.5: -15.2655
| 2 | 16 | 1: 1.0482; 1.1: 1.7554; 1.2: 0.0023541; 1.3: 86.4; 1.4: 0.19411; 1.5: 1.7554; 1.6: 86.4; 1.7: 51.84; 1.8: 8.4594; 1.9: 432; 2: 13.758; 2.1: 88.7196; 2.2: 140.235; 2.3: 15.5072; 2.4: -138.4796; 2.5: -15.3131
| 2 | 16.05 | 1: 1.0294; 1.1: 1.7293; 1.2: 0.002319; 1.3: 86.67; 1.4: 0.19063; 1.5: 1.7293; 1.6: 86.67; 1.7: 52.002; 1.8: 8.4594; 1.9: 433.35; 2: 13.801; 2.1: 88.7444; 2.2: 141.0734; 2.3: 15.5513; 2.4: -139.3442; 2.5: -15.3607
| 2 | 16.1 | 1: 1.0107; 1.1: 1.7032; 1.2: 0.0022841; 1.3: 86.94; 1.4: 0.18717; 1.5: 1.7032; 1.6: 86.94; 1.7: 52.164; 1.8: 8.4594; 1.9: 434.7; 2: 13.8439; 2.1: 88.7691; 2.2: 141.9143; 2.3: 15.5955; 2.4: -140.211; 2.5: -15.4083
| 2 | 16.15 | 1: 0.99226; 1.1: 1.6773; 1.2: 0.0022493; 1.3: 87.21; 1.4: 0.18375; 1.5: 1.6773; 1.6: 87.21; 1.7: 52.326; 1.8: 8.4594; 1.9: 436.05; 2: 13.8869; 2.1: 88.7938; 2.2: 142.7575; 2.3: 15.6395; 2.4: -141.0802; 2.5: -15.4558
| 2 | 16.2 | 1: 0.97395; 1.1: 1.6514; 1.2: 0.0022146; 1.3: 87.48; 1.4: 0.18036; 1.5: 1.6514; 1.6: 87.48; 1.7: 52.488; 1.8: 8.4594; 1.9: 437.4; 2: 13.9299; 2.1: 88.8183; 2.2: 143.6031; 2.3: 15.6836; 2.4: -141.9517; 2.5: -15.5033
| 2 | 16.25 | 1: 0.95581; 1.1: 1.6257; 1.2: 0.0021801; 1.3: 87.75; 1.4: 0.177; 1.5: 1.6257; 1.6: 87.75; 1.7: 52.65; 1.8: 8.4594; 1.9: 438.75; 2: 13.9729; 2.1: 88.8427; 2.2: 144.4512; 2.3: 15.7277; 2.4: -142.8255; 2.5: -15.5507
| 2 | 16.3 | 1: 0.93784; 1.1: 1.6; 1.2: 0.0021457; 1.3: 88.02; 1.4: 0.17367; 1.5: 1.6; 1.6: 88.02; 1.7: 52.812; 1.8: 8.4594; 1.9: 440.1; 2: 14.0159; 2.1: 88.8671; 2.2: 145.3016; 2.3: 15.7718; 2.4: -143.7016; 2.5: -15.5981
| 2 | 16.35 | 1: 0.92004; 1.1: 1.5745; 1.2: 0.0021114; 1.3: 88.29; 1.4: 0.17038; 1.5: 1.5745; 1.6: 88.29; 1.7: 52.974; 1.8: 8.4594; 1.9: 441.45; 2: 14.0589; 2.1: 88.8913; 2.2: 146.1545; 2.3: 15.8158; 2.4: -144.5801; 2.5: -15.6455
| 2 | 16.4 | 1: 0.90242; 1.1: 1.549; 1.2: 0.0020773; 1.3: 88.56; 1.4: 0.16711; 1.5: 1.549; 1.6: 88.56; 1.7: 53.136; 1.8: 8.4594; 1.9: 442.8; 2: 14.1019; 2.1: 88.9155; 2.2: 147.0098; 2.3: 15.8599; 2.4: -145.4608; 2.5: -15.6928
| 2 | 16.45 | 1: 0.88497; 1.1: 1.5237; 1.2: 0.0020433; 1.3: 88.83; 1.4: 0.16388; 1.5: 1.5237; 1.6: 88.83; 1.7: 53.298; 1.8: 8.4594; 1.9: 444.15; 2: 14.1449; 2.1: 88.9396; 2.2: 147.8675; 2.3: 15.9039; 2.4: -146.3438; 2.5: -15.7401
| 2 | 16.5 | 1: 0.86769; 1.1: 1.4985; 1.2: 0.0020095; 1.3: 89.1; 1.4: 0.16068; 1.5: 1.4985; 1.6: 89.1; 1.7: 53.46; 1.8: 8.4594; 1.9: 445.5; 2: 14.1879; 2.1: 88.9636; 2.2: 148.7277; 2.3: 15.948; 2.4: -147.2292; 2.5: -15.7873
| 2 | 16.55 | 1: 0.85058; 1.1: 1.4734; 1.2: 0.0019759; 1.3: 89.37; 1.4: 0.15751; 1.5: 1.4734; 1.6: 89.37; 1.7: 53.622; 1.8: 8.4594; 1.9: 446.85; 2: 14.2309; 2.1: 88.9875; 2.2: 149.5902; 2.3: 15.992; 2.4: -148.1168; 2.5: -15.8345
| 2 | 16.6 | 1: 0.83364; 1.1: 1.4484; 1.2: 0.0019424; 1.3: 89.64; 1.4: 0.15438; 1.5: 1.4484; 1.6: 89.64; 1.7: 53.784; 1.8: 8.4594; 1.9: 448.2; 2: 14.2739; 2.1: 89.0113; 2.2: 150.4552; 2.3: 16.036; 2.4: -149.0068; 2.5: -15.8817
| 2 | 16.65 | 1: 0.81687; 1.1: 1.4236; 1.2: 0.001909; 1.3: 89.91; 1.4: 0.15127; 1.5: 1.4236; 1.6: 89.91; 1.7: 53.946; 1.8: 8.4594; 1.9: 449.55; 2: 14.3169; 2.1: 89.0351; 2.2: 151.3225; 2.3: 16.08; 2.4: -149.899; 2.5: -15.9288
| 2 | 16.7 | 1: 0.80028; 1.1: 1.3988; 1.2: 0.0018759; 1.3: 90.18; 1.4: 0.1482; 1.5: 1.3988; 1.6: 90.18; 1.7: 54.108; 1.8: 8.4594; 1.9: 450.9; 2: 14.3599; 2.1: 89.0587; 2.2: 152.1923; 2.3: 16.1241; 2.4: -150.7935; 2.5: -15.9759
| 2 | 16.75 | 1: 0.78385; 1.1: 1.3742; 1.2: 0.0018429; 1.3: 90.45; 1.4: 0.14516; 1.5: 1.3742; 1.6: 90.45; 1.7: 54.27; 1.8: 8.4594; 1.9: 452.25; 2: 14.4029; 2.1: 89.0823; 2.2: 153.0645; 2.3: 16.168; 2.4: -151.6903; 2.5: -16.0229
| 2 | 16.8 | 1: 0.7676; 1.1: 1.3497; 1.2: 0.00181; 1.3: 90.72; 1.4: 0.14215; 1.5: 1.3497; 1.6: 90.72; 1.7: 54.432; 1.8: 8.4594; 1.9: 453.6; 2: 14.4459; 2.1: 89.1057; 2.2: 153.9392; 2.3: 16.212; 2.4: -152.5894; 2.5: -16.0699
| 2 | 16.85 | 1: 0.75152; 1.1: 1.3254; 1.2: 0.0017774; 1.3: 90.99; 1.4: 0.13917; 1.5: 1.3254; 1.6: 90.99; 1.7: 54.594; 1.8: 8.4594; 1.9: 454.95; 2: 14.4889; 2.1: 89.1291; 2.2: 154.8162; 2.3: 16.256; 2.4: -153.4908; 2.5: -16.1169
| 2 | 16.9 | 1: 0.73561; 1.1: 1.3012; 1.2: 0.0017449; 1.3: 91.26; 1.4: 0.13622; 1.5: 1.3012; 1.6: 91.26; 1.7: 54.756; 1.8: 8.4594; 1.9: 456.3; 2: 14.5318; 2.1: 89.1524; 2.2: 155.6957; 2.3: 16.3; 2.4: -154.3945; 2.5: -16.1638
| 2 | 16.95 | 1: 0.71987; 1.1: 1.2771; 1.2: 0.0017127; 1.3: 91.53; 1.4: 0.13331; 1.5: 1.2771; 1.6: 91.53; 1.7: 54.918; 1.8: 8.4594; 1.9: 457.65; 2: 14.5748; 2.1: 89.1756; 2.2: 156.5775; 2.3: 16.344; 2.4: -155.3004; 2.5: -16.2107
| 2 | 17 | 1: 0.70431; 1.1: 1.2532; 1.2: 0.0016806; 1.3: 91.8; 1.4: 0.13043; 1.5: 1.2532; 1.6: 91.8; 1.7: 55.08; 1.8: 8.4594; 1.9: 459; 2: 14.6178; 2.1: 89.1988; 2.2: 157.4618; 2.3: 16.3879; 2.4: -156.2086; 2.5: -16.2575
| 2 | 17.05 | 1: 0.68892; 1.1: 1.2294; 1.2: 0.0016487; 1.3: 92.07; 1.4: 0.12758; 1.5: 1.2294; 1.6: 92.07; 1.7: 55.242; 1.8: 8.4594; 1.9: 460.35; 2: 14.6608; 2.1: 89.2218; 2.2: 158.3485; 2.3: 16.4319; 2.4: -157.1191; 2.5: -16.3043
| 2 | 17.1 | 1: 0.67369; 1.1: 1.2058; 1.2: 0.001617; 1.3: 92.34; 1.4: 0.12476; 1.5: 1.2058; 1.6: 92.34; 1.7: 55.404; 1.8: 8.4594; 1.9: 461.7; 2: 14.7038; 2.1: 89.2448; 2.2: 159.2376; 2.3: 16.4758; 2.4: -158.0319; 2.5: -16.3511
| 2 | 17.15 | 1: 0.65864; 1.1: 1.1823; 1.2: 0.0015855; 1.3: 92.61; 1.4: 0.12197; 1.5: 1.1823; 1.6: 92.61; 1.7: 55.566; 1.8: 8.4594; 1.9: 463.05; 2: 14.7468; 2.1: 89.2676; 2.2: 160.1292; 2.3: 16.5198; 2.4: -158.9469; 2.5: -16.3978
| 2 | 17.2 | 1: 0.64376; 1.1: 1.1589; 1.2: 0.0015542; 1.3: 92.88; 1.4: 0.11922; 1.5: 1.1589; 1.6: 92.88; 1.7: 55.728; 1.8: 8.4594; 1.9: 464.4; 2: 14.7898; 2.1: 89.2904; 2.2: 161.0231; 2.3: 16.5637; 2.4: -159.8642; 2.5: -16.4445
| 2 | 17.25 | 1: 0.62906; 1.1: 1.1358; 1.2: 0.0015231; 1.3: 93.15; 1.4: 0.11649; 1.5: 1.1358; 1.6: 93.15; 1.7: 55.89; 1.8: 8.4594; 1.9: 465.75; 2: 14.8328; 2.1: 89.3131; 2.2: 161.9195; 2.3: 16.6076; 2.4: -160.7838; 2.5: -16.4911
| 2 | 17.3 | 1: 0.61452; 1.1: 1.1127; 1.2: 0.0014922; 1.3: 93.42; 1.4: 0.1138; 1.5: 1.1127; 1.6: 93.42; 1.7: 56.052; 1.8: 8.4594; 1.9: 467.1; 2: 14.8758; 2.1: 89.3357; 2.2: 162.8183; 2.3: 16.6516; 2.4: -161.7056; 2.5: -16.5378
| 2 | 17.35 | 1: 0.60015; 1.1: 1.0899; 1.2: 0.0014615; 1.3: 93.69; 1.4: 0.11114; 1.5: 1.0899; 1.6: 93.69; 1.7: 56.214; 1.8: 8.4594; 1.9: 468.45; 2: 14.9188; 2.1: 89.3583; 2.2: 163.7195; 2.3: 16.6955; 2.4: -162.6297; 2.5: -16.5843
| 2 | 17.4 | 1: 0.58596; 1.1: 1.0672; 1.2: 0.0014311; 1.3: 93.96; 1.4: 0.10851; 1.5: 1.0672; 1.6: 93.96; 1.7: 56.376; 1.8: 8.4594; 1.9: 469.8; 2: 14.9618; 2.1: 89.3807; 2.2: 164.6232; 2.3: 16.7394; 2.4: -163.556; 2.5: -16.6309
| 2 | 17.45 | 1: 0.57194; 1.1: 1.0446; 1.2: 0.0014008; 1.3: 94.23; 1.4: 0.10591; 1.5: 1.0446; 1.6: 94.23; 1.7: 56.538; 1.8: 8.4594; 1.9: 471.15; 2: 15.0048; 2.1: 89.4031; 2.2: 165.5292; 2.3: 16.7833; 2.4: -164.4846; 2.5: -16.6774
| 2 | 17.5 | 1: 0.55809; 1.1: 1.0222; 1.2: 0.0013708; 1.3: 94.5; 1.4: 0.10335; 1.5: 1.0222; 1.6: 94.5; 1.7: 56.7; 1.8: 8.4594; 1.9: 472.5; 2: 15.0478; 2.1: 89.4254; 2.2: 166.4377; 2.3: 16.8272; 2.4: -165.4155; 2.5: -16.7238
| 2 | 17.55 | 1: 0.54441; 1.1: 1; 1.2: 0.0013411; 1.3: 94.77; 1.4: 0.10082; 1.5: 1; 1.6: 94.77; 1.7: 56.862; 1.8: 8.4594; 1.9: 473.85; 2: 15.0908; 2.1: 89.4476; 2.2: 167.3486; 2.3: 16.8711; 2.4: -166.3486; 2.5: -16.7703
| 2 | 17.6 | 1: 0.53091; 1.1: 0.978; 1.2: 0.0013115; 1.3: 95.04; 1.4: 0.098316; 1.5: 0.978; 1.6: 95.04; 1.7: 57.024; 1.8: 8.4594; 1.9: 475.2; 2: 15.1338; 2.1: 89.4697; 2.2: 168.2619; 2.3: 16.915; 2.4: -167.2839; 2.5: -16.8166
| 2 | 17.65 | 1: 0.51757; 1.1: 0.95614; 1.2: 0.0012822; 1.3: 95.31; 1.4: 0.095847; 1.5: 0.95614; 1.6: 95.31; 1.7: 57.186; 1.8: 8.4594; 1.9: 476.55; 2: 15.1768; 2.1: 89.4917; 2.2: 169.1776; 2.3: 16.9588; 2.4: -168.2215; 2.5: -16.863
| 2 | 17.7 | 1: 0.50441; 1.1: 0.93447; 1.2: 0.0012531; 1.3: 95.58; 1.4: 0.093409; 1.5: 0.93447; 1.6: 95.58; 1.7: 57.348; 1.8: 8.4594; 1.9: 477.9; 2: 15.2197; 2.1: 89.5136; 2.2: 170.0958; 2.3: 17.0027; 2.4: -169.1613; 2.5: -16.9093
| 2 | 17.75 | 1: 0.49142; 1.1: 0.91297; 1.2: 0.0012243; 1.3: 95.85; 1.4: 0.091003; 1.5: 0.91297; 1.6: 95.85; 1.7: 57.51; 1.8: 8.4594; 1.9: 479.25; 2: 15.2627; 2.1: 89.5355; 2.2: 171.0164; 2.3: 17.0466; 2.4: -170.1034; 2.5: -16.9556
| 2 | 17.8 | 1: 0.4786; 1.1: 0.89166; 1.2: 0.0011957; 1.3: 96.12; 1.4: 0.088629; 1.5: 0.89166; 1.6: 96.12; 1.7: 57.672; 1.8: 8.4594; 1.9: 480.6; 2: 15.3057; 2.1: 89.5573; 2.2: 171.9394; 2.3: 17.0904; 2.4: -171.0477; 2.5: -17.0018
| 2 | 17.85 | 1: 0.46595; 1.1: 0.87053; 1.2: 0.0011674; 1.3: 96.39; 1.4: 0.086287; 1.5: 0.87053; 1.6: 96.39; 1.7: 57.834; 1.8: 8.4594; 1.9: 481.95; 2: 15.3487; 2.1: 89.579; 2.2: 172.8648; 2.3: 17.1343; 2.4: -171.9942; 2.5: -17.048
| 2 | 17.9 | 1: 0.45347; 1.1: 0.84959; 1.2: 0.0011393; 1.3: 96.66; 1.4: 0.083976; 1.5: 0.84959; 1.6: 96.66; 1.7: 57.996; 1.8: 8.4594; 1.9: 483.3; 2: 15.3917; 2.1: 89.6006; 2.2: 173.7926; 2.3: 17.1781; 2.4: -172.943; 2.5: -17.0942
| 2 | 17.95 | 1: 0.44117; 1.1: 0.82885; 1.2: 0.0011115; 1.3: 96.93; 1.4: 0.081697; 1.5: 0.82885; 1.6: 96.93; 1.7: 58.158; 1.8: 8.4594; 1.9: 484.65; 2: 15.4347; 2.1: 89.6222; 2.2: 174.7229; 2.3: 17.222; 2.4: -173.894; 2.5: -17.1403
| 2 | 18 | 1: 0.42903; 1.1: 0.80829; 1.2: 0.0010839; 1.3: 97.2; 1.4: 0.07945; 1.5: 0.80829; 1.6: 97.2; 1.7: 58.32; 1.8: 8.4594; 1.9: 486; 2: 15.4777; 2.1: 89.6436; 2.2: 175.6556; 2.3: 17.2658; 2.4: -174.8473; 2.5: -17.1864
| 2 | 18.05 | 1: 0.41707; 1.1: 0.78794; 1.2: 0.0010566; 1.3: 97.47; 1.4: 0.077235; 1.5: 0.78794; 1.6: 97.47; 1.7: 58.482; 1.8: 8.4594; 1.9: 487.35; 2: 15.5207; 2.1: 89.665; 2.2: 176.5907; 2.3: 17.3097; 2.4: -175.8027; 2.5: -17.2324
| 2 | 18.1 | 1: 0.40528; 1.1: 0.76779; 1.2: 0.0010296; 1.3: 97.74; 1.4: 0.075052; 1.5: 0.76779; 1.6: 97.74; 1.7: 58.644; 1.8: 8.4594; 1.9: 488.7; 2: 15.5637; 2.1: 89.6863; 2.2: 177.5282; 2.3: 17.3535; 2.4: -176.7604; 2.5: -17.2784
| 2 | 18.15 | 1: 0.39366; 1.1: 0.74783; 1.2: 0.0010029; 1.3: 98.01; 1.4: 0.0729; 1.5: 0.74783; 1.6: 98.01; 1.7: 58.806; 1.8: 8.4594; 1.9: 490.05; 2: 15.6067; 2.1: 89.7075; 2.2: 178.4681; 2.3: 17.3973; 2.4: -177.7203; 2.5: -17.3244
| 2 | 18.2 | 1: 0.38221; 1.1: 0.72809; 1.2: 0.00097638; 1.3: 98.28; 1.4: 0.07078; 1.5: 0.72809; 1.6: 98.28; 1.7: 58.968; 1.8: 8.4594; 1.9: 491.4; 2: 15.6497; 2.1: 89.7287; 2.2: 179.4105; 2.3: 17.4411; 2.4: -178.6824; 2.5: -17.3703
| 2 | 18.25 | 1: 0.37094; 1.1: 0.70855; 1.2: 0.00095018; 1.3: 98.55; 1.4: 0.068692; 1.5: 0.70855; 1.6: 98.55; 1.7: 59.13; 1.8: 8.4594; 1.9: 492.75; 2: 15.6927; 2.1: 89.7497; 2.2: 180.3553; 2.3: 17.4849; 2.4: -179.6468; 2.5: -17.4162
| 2 | 18.3 | 1: 0.35983; 1.1: 0.68922; 1.2: 0.00092426; 1.3: 98.82; 1.4: 0.066635; 1.5: 0.68922; 1.6: 98.82; 1.7: 59.292; 1.8: 8.4594; 1.9: 494.1; 2: 15.7357; 2.1: 89.7707; 2.2: 181.3025; 2.3: 17.5287; 2.4: -180.6133; 2.5: -17.4621
| 2 | 18.35 | 1: 0.3489; 1.1: 0.67011; 1.2: 0.00089863; 1.3: 99.09; 1.4: 0.064611; 1.5: 0.67011; 1.6: 99.09; 1.7: 59.454; 1.8: 8.4594; 1.9: 495.45; 2: 15.7787; 2.1: 89.7916; 2.2: 182.2522; 2.3: 17.5725; 2.4: -181.5821; 2.5: -17.5079
| 2 | 18.4 | 1: 0.33814; 1.1: 0.65121; 1.2: 0.00087328; 1.3: 99.36; 1.4: 0.062618; 1.5: 0.65121; 1.6: 99.36; 1.7: 59.616; 1.8: 8.4594; 1.9: 496.8; 2: 15.8217; 2.1: 89.8124; 2.2: 183.2043; 2.3: 17.6163; 2.4: -182.5531; 2.5: -17.5537
| 2 | 18.45 | 1: 0.32755; 1.1: 0.63253; 1.2: 0.00084823; 1.3: 99.63; 1.4: 0.060657; 1.5: 0.63253; 1.6: 99.63; 1.7: 59.778; 1.8: 8.4594; 1.9: 498.15; 2: 15.8646; 2.1: 89.8331; 2.2: 184.1588; 2.3: 17.6601; 2.4: -183.5262; 2.5: -17.5995
| 2 | 18.5 | 1: 0.31713; 1.1: 0.61407; 1.2: 0.00082348; 1.3: 99.9; 1.4: 0.058728; 1.5: 0.61407; 1.6: 99.9; 1.7: 59.94; 1.8: 8.4594; 1.9: 499.5; 2: 15.9076; 2.1: 89.8538; 2.2: 185.1157; 2.3: 17.7039; 2.4: -184.5016; 2.5: -17.6452
| 2 | 18.55 | 1: 0.30688; 1.1: 0.59583; 1.2: 0.00079903; 1.3: 100.17; 1.4: 0.05683; 1.5: 0.59583; 1.6: 100.17; 1.7: 60.102; 1.8: 8.4594; 1.9: 500.85; 2: 15.9506; 2.1: 89.8744; 2.2: 186.0751; 2.3: 17.7477; 2.4: -185.4792; 2.5: -17.6909
| 2 | 18.6 | 1: 0.29681; 1.1: 0.57783; 1.2: 0.00077488; 1.3: 100.44; 1.4: 0.054965; 1.5: 0.57783; 1.6: 100.44; 1.7: 60.264; 1.8: 8.4594; 1.9: 502.2; 2: 15.9936; 2.1: 89.8949; 2.2: 187.0368; 2.3: 17.7915; 2.4: -186.459; 2.5: -17.7365
| 2 | 18.65 | 1: 0.28691; 1.1: 0.56005; 1.2: 0.00075104; 1.3: 100.71; 1.4: 0.053131; 1.5: 0.56005; 1.6: 100.71; 1.7: 60.426; 1.8: 8.4594; 1.9: 503.55; 2: 16.0366; 2.1: 89.9153; 2.2: 188.001; 2.3: 17.8353; 2.4: -187.441; 2.5: -17.7821
| 2 | 18.7 | 1: 0.27717; 1.1: 0.5425; 1.2: 0.00072751; 1.3: 100.98; 1.4: 0.051328; 1.5: 0.5425; 1.6: 100.98; 1.7: 60.588; 1.8: 8.4594; 1.9: 504.9; 2: 16.0796; 2.1: 89.9357; 2.2: 188.9677; 2.3: 17.879; 2.4: -188.4252; 2.5: -17.8277
| 2 | 18.75 | 1: 0.26761; 1.1: 0.52519; 1.2: 0.00070429; 1.3: 101.25; 1.4: 0.049558; 1.5: 0.52519; 1.6: 101.25; 1.7: 60.75; 1.8: 8.4594; 1.9: 506.25; 2: 16.1226; 2.1: 89.9559; 2.2: 189.9367; 2.3: 17.9228; 2.4: -189.4115; 2.5: -17.8732
| 2 | 18.8 | 1: 0.25823; 1.1: 0.50812; 1.2: 0.0006814; 1.3: 101.52; 1.4: 0.047819; 1.5: 0.50812; 1.6: 101.52; 1.7: 60.912; 1.8: 8.4594; 1.9: 507.6; 2: 16.1656; 2.1: 89.9761; 2.2: 190.9082; 2.3: 17.9665; 2.4: -190.4001; 2.5: -17.9187
| 2 | 18.85 | 1: 0.24901; 1.1: 0.49128; 1.2: 0.00065882; 1.3: 101.79; 1.4: 0.046113; 1.5: 0.49128; 1.6: 101.79; 1.7: 61.074; 1.8: 8.4594; 1.9: 508.95; 2: 16.2086; 2.1: 89.9963; 2.2: 191.8821; 2.3: 18.0103; 2.4: -191.3908; 2.5: -17.9642
| 2 | 18.9 | 1: 0.23996; 1.1: 0.47469; 1.2: 0.00063658; 1.3: 102.06; 1.4: 0.044438; 1.5: 0.47469; 1.6: 102.06; 1.7: 61.236; 1.8: 8.4594; 1.9: 510.3; 2: 16.2516; 2.1: 90.0163; 2.2: 192.8585; 2.3: 18.0541; 2.4: -192.3838; 2.5: -18.0096
| 2 | 18.95 | 1: 0.23109; 1.1: 0.45835; 1.2: 0.00061466; 1.3: 102.33; 1.4: 0.042794; 1.5: 0.45835; 1.6: 102.33; 1.7: 61.398; 1.8: 8.4594; 1.9: 511.65; 2: 16.2946; 2.1: 90.0363; 2.2: 193.8373; 2.3: 18.0978; 2.4: -193.3789; 2.5: -18.055
| 2 | 19 | 1: 0.22239; 1.1: 0.44225; 1.2: 0.00059307; 1.3: 102.6; 1.4: 0.041183; 1.5: 0.44225; 1.6: 102.6; 1.7: 61.56; 1.8: 8.4594; 1.9: 513; 2: 16.3376; 2.1: 90.0561; 2.2: 194.8185; 2.3: 18.1415; 2.4: -194.3762; 2.5: -18.1004
| 2 | 19.05 | 1: 0.21386; 1.1: 0.42641; 1.2: 0.00057182; 1.3: 102.87; 1.4: 0.039603; 1.5: 0.42641; 1.6: 102.87; 1.7: 61.722; 1.8: 8.4594; 1.9: 514.35; 2: 16.3806; 2.1: 90.076; 2.2: 195.8021; 2.3: 18.1853; 2.4: -195.3757; 2.5: -18.1457
| 2 | 19.1 | 1: 0.2055; 1.1: 0.41082; 1.2: 0.00055091; 1.3: 103.14; 1.4: 0.038055; 1.5: 0.41082; 1.6: 103.14; 1.7: 61.884; 1.8: 8.4594; 1.9: 515.7; 2: 16.4236; 2.1: 90.0957; 2.2: 196.7882; 2.3: 18.229; 2.4: -196.3773; 2.5: -18.191
| 2 | 19.15 | 1: 0.19731; 1.1: 0.39548; 1.2: 0.00053035; 1.3: 103.41; 1.4: 0.036539; 1.5: 0.39548; 1.6: 103.41; 1.7: 62.046; 1.8: 8.4594; 1.9: 517.05; 2: 16.4666; 2.1: 90.1154; 2.2: 197.7766; 2.3: 18.2728; 2.4: -197.3812; 2.5: -18.2362
| 2 | 19.2 | 1: 0.18929; 1.1: 0.38041; 1.2: 0.00051013; 1.3: 103.68; 1.4: 0.035054; 1.5: 0.38041; 1.6: 103.68; 1.7: 62.208; 1.8: 8.4594; 1.9: 518.4; 2: 16.5096; 2.1: 90.1349; 2.2: 198.7676; 2.3: 18.3165; 2.4: -198.3872; 2.5: -18.2814
| 2 | 19.25 | 1: 0.18145; 1.1: 0.36559; 1.2: 0.00049027; 1.3: 103.95; 1.4: 0.033602; 1.5: 0.36559; 1.6: 103.95; 1.7: 62.37; 1.8: 8.4594; 1.9: 519.75; 2: 16.5525; 2.1: 90.1545; 2.2: 199.7609; 2.3: 18.3602; 2.4: -199.3953; 2.5: -18.3266
| 2 | 19.3 | 1: 0.17378; 1.1: 0.35104; 1.2: 0.00047075; 1.3: 104.22; 1.4: 0.032181; 1.5: 0.35104; 1.6: 104.22; 1.7: 62.532; 1.8: 8.4594; 1.9: 521.1; 2: 16.5955; 2.1: 90.1739; 2.2: 200.7567; 2.3: 18.4039; 2.4: -200.4057; 2.5: -18.3718
| 2 | 19.35 | 1: 0.16628; 1.1: 0.33676; 1.2: 0.0004516; 1.3: 104.49; 1.4: 0.030792; 1.5: 0.33676; 1.6: 104.49; 1.7: 62.694; 1.8: 8.4594; 1.9: 522.45; 2: 16.6385; 2.1: 90.1932; 2.2: 201.7549; 2.3: 18.4476; 2.4: -201.4182; 2.5: -18.4169
| 2 | 19.4 | 1: 0.15895; 1.1: 0.32275; 1.2: 0.00043281; 1.3: 104.76; 1.4: 0.029435; 1.5: 0.32275; 1.6: 104.76; 1.7: 62.856; 1.8: 8.4594; 1.9: 523.8; 2: 16.6815; 2.1: 90.2125; 2.2: 202.7556; 2.3: 18.4914; 2.4: -202.4328; 2.5: -18.4619
| 2 | 19.45 | 1: 0.15179; 1.1: 0.30901; 1.2: 0.00041438; 1.3: 105.03; 1.4: 0.028109; 1.5: 0.30901; 1.6: 105.03; 1.7: 63.018; 1.8: 8.4594; 1.9: 525.15; 2: 16.7245; 2.1: 90.2317; 2.2: 203.7587; 2.3: 18.5351; 2.4: -203.4497; 2.5: -18.507
| 2 | 19.5 | 1: 0.1448; 1.1: 0.29554; 1.2: 0.00039633; 1.3: 105.3; 1.4: 0.026815; 1.5: 0.29554; 1.6: 105.3; 1.7: 63.18; 1.8: 8.4594; 1.9: 526.5; 2: 16.7675; 2.1: 90.2509; 2.2: 204.7642; 2.3: 18.5788; 2.4: -204.4687; 2.5: -18.552
| 2 | 19.55 | 1: 0.13799; 1.1: 0.28236; 1.2: 0.00037864; 1.3: 105.57; 1.4: 0.025553; 1.5: 0.28236; 1.6: 105.57; 1.7: 63.342; 1.8: 8.4594; 1.9: 527.85; 2: 16.8105; 2.1: 90.27; 2.2: 205.7721; 2.3: 18.6225; 2.4: -205.4898; 2.5: -18.5969
| 2 | 19.6 | 1: 0.13134; 1.1: 0.26945; 1.2: 0.00036134; 1.3: 105.84; 1.4: 0.024323; 1.5: 0.26945; 1.6: 105.84; 1.7: 63.504; 1.8: 8.4594; 1.9: 529.2; 2: 16.8535; 2.1: 90.2889; 2.2: 206.7825; 2.3: 18.6662; 2.4: -206.5131; 2.5: -18.6419
| 2 | 19.65 | 1: 0.12487; 1.1: 0.25683; 1.2: 0.00034441; 1.3: 106.11; 1.4: 0.023125; 1.5: 0.25683; 1.6: 106.11; 1.7: 63.666; 1.8: 8.4594; 1.9: 530.55; 2: 16.8965; 2.1: 90.3079; 2.2: 207.7954; 2.3: 18.7099; 2.4: -207.5385; 2.5: -18.6868
| 2 | 19.7 | 1: 0.11857; 1.1: 0.24449; 1.2: 0.00032787; 1.3: 106.38; 1.4: 0.021958; 1.5: 0.24449; 1.6: 106.38; 1.7: 63.828; 1.8: 8.4594; 1.9: 531.9; 2: 16.9395; 2.1: 90.3267; 2.2: 208.8106; 2.3: 18.7536; 2.4: -208.5661; 2.5: -18.7316
| 2 | 19.75 | 1: 0.11244; 1.1: 0.23244; 1.2: 0.00031171; 1.3: 106.65; 1.4: 0.020823; 1.5: 0.23244; 1.6: 106.65; 1.7: 63.99; 1.8: 8.4594; 1.9: 533.25; 2: 16.9825; 2.1: 90.3455; 2.2: 209.8283; 2.3: 18.7973; 2.4: -209.5959; 2.5: -18.7764
| 2 | 19.8 | 1: 0.10649; 1.1: 0.22069; 1.2: 0.00029594; 1.3: 106.92; 1.4: 0.01972; 1.5: 0.22069; 1.6: 106.92; 1.7: 64.152; 1.8: 8.4594; 1.9: 534.6; 2: 17.0255; 2.1: 90.3642; 2.2: 210.8484; 2.3: 18.841; 2.4: -210.6277; 2.5: -18.8212
| 2 | 19.85 | 1: 0.1007; 1.1: 0.20922; 1.2: 0.00028057; 1.3: 107.19; 1.4: 0.018649; 1.5: 0.20922; 1.6: 107.19; 1.7: 64.314; 1.8: 8.4594; 1.9: 535.95; 2: 17.0685; 2.1: 90.3828; 2.2: 211.871; 2.3: 18.8846; 2.4: -211.6618; 2.5: -18.866
| 2 | 19.9 | 1: 0.095089; 1.1: 0.19806; 1.2: 0.0002656; 1.3: 107.46; 1.4: 0.017609; 1.5: 0.19806; 1.6: 107.46; 1.7: 64.476; 1.8: 8.4594; 1.9: 537.3; 2: 17.1115; 2.1: 90.4014; 2.2: 212.896; 2.3: 18.9283; 2.4: -212.6979; 2.5: -18.9107
| 2 | 19.95 | 1: 0.089647; 1.1: 0.18719; 1.2: 0.00025103; 1.3: 107.73; 1.4: 0.016601; 1.5: 0.18719; 1.6: 107.73; 1.7: 64.638; 1.8: 8.4594; 1.9: 538.65; 2: 17.1545; 2.1: 90.4198; 2.2: 213.9234; 2.3: 18.972; 2.4: -213.7362; 2.5: -18.9554
| 2 | 20 | 1: 0.084377; 1.1: 0.17663; 1.2: 0.00023686; 1.3: 108; 1.4: 0.015625; 1.5: 0.17663; 1.6: 108; 1.7: 64.8; 1.8: 8.4594; 1.9: 540; 2: 17.1975; 2.1: 90.4382; 2.2: 214.9533; 2.3: 19.0157; 2.4: -214.7767; 2.5: -19.0001
| 2 | 20.05 | 1: 0.079278; 1.1: 0.16637; 1.2: 0.00022311; 1.3: 108.27; 1.4: 0.014681; 1.5: 0.16637; 1.6: 108.27; 1.7: 64.962; 1.8: 8.4594; 1.9: 541.35; 2: 17.2404; 2.1: 90.4566; 2.2: 215.9856; 2.3: 19.0594; 2.4: -215.8192; 2.5: -19.0447
| 2 | 20.1 | 1: 0.07435; 1.1: 0.15642; 1.2: 0.00020976; 1.3: 108.54; 1.4: 0.013769; 1.5: 0.15642; 1.6: 108.54; 1.7: 65.124; 1.8: 8.4594; 1.9: 542.7; 2: 17.2834; 2.1: 90.4749; 2.2: 217.0204; 2.3: 19.103; 2.4: -216.8639; 2.5: -19.0893
| 2 | 20.15 | 1: 0.069595; 1.1: 0.14678; 1.2: 0.00019683; 1.3: 108.81; 1.4: 0.012888; 1.5: 0.14678; 1.6: 108.81; 1.7: 65.286; 1.8: 8.4594; 1.9: 544.05; 2: 17.3264; 2.1: 90.4931; 2.2: 218.0575; 2.3: 19.1467; 2.4: -217.9108; 2.5: -19.1338
| 2 | 20.2 | 1: 0.065011; 1.1: 0.13745; 1.2: 0.00018432; 1.3: 109.08; 1.4: 0.012039; 1.5: 0.13745; 1.6: 109.08; 1.7: 65.448; 1.8: 8.4594; 1.9: 545.4; 2: 17.3694; 2.1: 90.5112; 2.2: 219.0972; 2.3: 19.1904; 2.4: -218.9597; 2.5: -19.1783
| 2 | 20.25 | 1: 0.060598; 1.1: 0.12844; 1.2: 0.00017224; 1.3: 109.35; 1.4: 0.011222; 1.5: 0.12844; 1.6: 109.35; 1.7: 65.61; 1.8: 8.4594; 1.9: 546.75; 2: 17.4124; 2.1: 90.5292; 2.2: 220.1392; 2.3: 19.234; 2.4: -220.0108; 2.5: -19.2228
| 2 | 20.3 | 1: 0.056357; 1.1: 0.11974; 1.2: 0.00016058; 1.3: 109.62; 1.4: 0.010436; 1.5: 0.11974; 1.6: 109.62; 1.7: 65.772; 1.8: 8.4594; 1.9: 548.1; 2: 17.4554; 2.1: 90.5472; 2.2: 221.1837; 2.3: 19.2777; 2.4: -221.064; 2.5: -19.2673
| 2 | 20.35 | 1: 0.052288; 1.1: 0.11137; 1.2: 0.00014935; 1.3: 109.89; 1.4: 0.0096829; 1.5: 0.11137; 1.6: 109.89; 1.7: 65.934; 1.8: 8.4594; 1.9: 549.45; 2: 17.4984; 2.1: 90.5651; 2.2: 222.2307; 2.3: 19.3214; 2.4: -222.1193; 2.5: -19.3117
| 2 | 20.4 | 1: 0.04839; 1.1: 0.10332; 1.2: 0.00013856; 1.3: 110.16; 1.4: 0.0089611; 1.5: 0.10332; 1.6: 110.16; 1.7: 66.096; 1.8: 8.4594; 1.9: 550.8; 2: 17.5414; 2.1: 90.583; 2.2: 223.2801; 2.3: 19.365; 2.4: -223.1768; 2.5: -19.356
| 2 | 20.45 | 1: 0.044664; 1.1: 0.0956; 1.2: 0.0001282; 1.3: 110.43; 1.4: 0.0082711; 1.5: 0.0956; 1.6: 110.43; 1.7: 66.258; 1.8: 8.4594; 1.9: 552.15; 2: 17.5844; 2.1: 90.6008; 2.2: 224.3319; 2.3: 19.4087; 2.4: -224.2363; 2.5: -19.4004
| 2 | 20.5 | 1: 0.041109; 1.1: 0.088206; 1.2: 0.00011829; 1.3: 110.7; 1.4: 0.0076128; 1.5: 0.088206; 1.6: 110.7; 1.7: 66.42; 1.8: 8.4594; 1.9: 553.5; 2: 17.6274; 2.1: 90.6185; 2.2: 225.3862; 2.3: 19.4523; 2.4: -225.298; 2.5: -19.4447
| 2 | 20.55 | 1: 0.037726; 1.1: 0.081145; 1.2: 0.00010882; 1.3: 110.97; 1.4: 0.0069863; 1.5: 0.081145; 1.6: 110.97; 1.7: 66.582; 1.8: 8.4594; 1.9: 554.85; 2: 17.6704; 2.1: 90.6361; 2.2: 226.4429; 2.3: 19.496; 2.4: -226.3618; 2.5: -19.489
| 2 | 20.6 | 1: 0.034515; 1.1: 0.074418; 1.2: 9.9796e-05; 1.3: 111.24; 1.4: 0.0063916; 1.5: 0.074418; 1.6: 111.24; 1.7: 66.744; 1.8: 8.4594; 1.9: 556.2; 2: 17.7134; 2.1: 90.6537; 2.2: 227.5021; 2.3: 19.5396; 2.4: -227.4276; 2.5: -19.5332
| 2 | 20.65 | 1: 0.031475; 1.1: 0.068028; 1.2: 9.1228e-05; 1.3: 111.51; 1.4: 0.0058287; 1.5: 0.068028; 1.6: 111.51; 1.7: 66.906; 1.8: 8.4594; 1.9: 557.55; 2: 17.7564; 2.1: 90.6712; 2.2: 228.5637; 2.3: 19.5833; 2.4: -228.4956; 2.5: -19.5774
| 2 | 20.7 | 1: 0.028606; 1.1: 0.061979; 1.2: 8.3115e-05; 1.3: 111.78; 1.4: 0.0052975; 1.5: 0.061979; 1.6: 111.78; 1.7: 67.068; 1.8: 8.4594; 1.9: 558.9; 2: 17.7994; 2.1: 90.6886; 2.2: 229.6277; 2.3: 19.6269; 2.4: -229.5657; 2.5: -19.6216
| 2 | 20.75 | 1: 0.02591; 1.1: 0.056272; 1.2: 7.5462e-05; 1.3: 112.05; 1.4: 0.0047981; 1.5: 0.056272; 1.6: 112.05; 1.7: 67.23; 1.8: 8.4594; 1.9: 560.25; 2: 17.8424; 2.1: 90.706; 2.2: 230.6942; 2.3: 19.6705; 2.4: -230.6379; 2.5: -19.6657
| 2 | 20.8 | 1: 0.023385; 1.1: 0.05091; 1.2: 6.8271e-05; 1.3: 112.32; 1.4: 0.0043305; 1.5: 0.05091; 1.6: 112.32; 1.7: 67.392; 1.8: 8.4594; 1.9: 561.6; 2: 17.8854; 2.1: 90.7233; 2.2: 231.7631; 2.3: 19.7142; 2.4: -231.7122; 2.5: -19.7099
| 2 | 20.85 | 1: 0.021031; 1.1: 0.045896; 1.2: 6.1548e-05; 1.3: 112.59; 1.4: 0.0038946; 1.5: 0.045896; 1.6: 112.59; 1.7: 67.554; 1.8: 8.4594; 1.9: 562.95; 2: 17.9283; 2.1: 90.7405; 2.2: 232.8345; 2.3: 19.7578; 2.4: -232.7886; 2.5: -19.7539
| 2 | 20.9 | 1: 0.018849; 1.1: 0.041233; 1.2: 5.5295e-05; 1.3: 112.86; 1.4: 0.0034906; 1.5: 0.041233; 1.6: 112.86; 1.7: 67.716; 1.8: 8.4594; 1.9: 564.3; 2: 17.9713; 2.1: 90.7576; 2.2: 233.9083; 2.3: 19.8015; 2.4: -233.8671; 2.5: -19.798
| 2 | 20.95 | 1: 0.016839; 1.1: 0.036924; 1.2: 4.9515e-05; 1.3: 113.13; 1.4: 0.0031183; 1.5: 0.036924; 1.6: 113.13; 1.7: 67.878; 1.8: 8.4594; 1.9: 565.65; 2: 18.0143; 2.1: 90.7747; 2.2: 234.9846; 2.3: 19.8451; 2.4: -234.9477; 2.5: -19.842
| 2 | 21 | 1: 0.015; 1.1: 0.03297; 1.2: 4.4213e-05; 1.3: 113.4; 1.4: 0.0027778; 1.5: 0.03297; 1.6: 113.4; 1.7: 68.04; 1.8: 8.4594; 1.9: 567; 2: 18.0573; 2.1: 90.7918; 2.2: 236.0633; 2.3: 19.8887; 2.4: -236.0303; 2.5: -19.886
| 2 | 21.05 | 1: 0.013333; 1.1: 0.029375; 1.2: 3.9393e-05; 1.3: 113.67; 1.4: 0.002469; 1.5: 0.029375; 1.6: 113.67; 1.7: 68.202; 1.8: 8.4594; 1.9: 568.35; 2: 18.1003; 2.1: 90.8087; 2.2: 237.1445; 2.3: 19.9324; 2.4: -237.1151; 2.5: -19.9299
| 2 | 21.1 | 1: 0.011837; 1.1: 0.026142; 1.2: 3.5057e-05; 1.3: 113.94; 1.4: 0.0021921; 1.5: 0.026142; 1.6: 113.94; 1.7: 68.364; 1.8: 8.4594; 1.9: 569.7; 2: 18.1433; 2.1: 90.8256; 2.2: 238.2281; 2.3: 19.976; 2.4: -238.2019; 2.5: -19.9738
| 2 | 21.15 | 1: 0.010513; 1.1: 0.023273; 1.2: 3.121e-05; 1.3: 114.21; 1.4: 0.0019469; 1.5: 0.023273; 1.6: 114.21; 1.7: 68.526; 1.8: 8.4594; 1.9: 571.05; 2: 18.1863; 2.1: 90.8424; 2.2: 239.3141; 2.3: 20.0196; 2.4: -239.2908; 2.5: -20.0177
| 2 | 21.2 | 1: 0.0093607; 1.1: 0.020771; 1.2: 2.7854e-05; 1.3: 114.48; 1.4: 0.0017335; 1.5: 0.020771; 1.6: 114.48; 1.7: 68.688; 1.8: 8.4594; 1.9: 572.4; 2: 18.2293; 2.1: 90.8592; 2.2: 240.4026; 2.3: 20.0632; 2.4: -240.3818; 2.5: -20.0615
| 2 | 21.25 | 1: 0.0083799; 1.1: 0.018638; 1.2: 2.4994e-05; 1.3: 114.75; 1.4: 0.0015518; 1.5: 0.018638; 1.6: 114.75; 1.7: 68.85; 1.8: 8.4594; 1.9: 573.75; 2: 18.2723; 2.1: 90.8759; 2.2: 241.4936; 2.3: 20.1069; 2.4: -241.4749; 2.5: -20.1053
| 2 | 21.3 | 1: 0.0075706; 1.1: 0.016878; 1.2: 2.2634e-05; 1.3: 115.02; 1.4: 0.001402; 1.5: 0.016878; 1.6: 115.02; 1.7: 69.012; 1.8: 8.4594; 1.9: 575.1; 2: 18.3153; 2.1: 90.8925; 2.2: 242.587; 2.3: 20.1505; 2.4: -242.5701; 2.5: -20.1491
| 2 | 21.35 | 1: 0.0069329; 1.1: 0.015493; 1.2: 2.0776e-05; 1.3: 115.29; 1.4: 0.0012839; 1.5: 0.015493; 1.6: 115.29; 1.7: 69.174; 1.8: 8.4594; 1.9: 576.45; 2: 18.3583; 2.1: 90.9091; 2.2: 243.6828; 2.3: 20.1941; 2.4: -243.6673; 2.5: -20.1928
| 2 | 21.4 | 1: 0.0064668; 1.1: 0.014485; 1.2: 1.9424e-05; 1.3: 115.56; 1.4: 0.0011976; 1.5: 0.014485; 1.6: 115.56; 1.7: 69.336; 1.8: 8.4594; 1.9: 577.8; 2: 18.4013; 2.1: 90.9255; 2.2: 244.7811; 2.3: 20.2377; 2.4: -244.7666; 2.5: -20.2365
| 2 | 21.45 | 1: 0.0061723; 1.1: 0.013857; 1.2: 1.8583e-05; 1.3: 115.83; 1.4: 0.001143; 1.5: 0.013857; 1.6: 115.83; 1.7: 69.498; 1.8: 8.4594; 1.9: 579.15; 2: 18.4443; 2.1: 90.942; 2.2: 245.8819; 2.3: 20.2814; 2.4: -245.868; 2.5: -20.2802
| 2 | 21.5 | 1: 0.0060494; 1.1: 0.013613; 1.2: 1.8255e-05; 1.3: 116.1; 1.4: 0.0011203; 1.5: 0.013613; 1.6: 116.1; 1.7: 69.66; 1.8: 8.4594; 1.9: 580.5; 2: 18.4873; 2.1: 90.9583; 2.2: 246.9851; 2.3: 20.325; 2.4: -246.9715; 2.5: -20.3239
| 2 | 21.55 | 1: 0.006098; 1.1: 0.013754; 1.2: 1.8445e-05; 1.3: 116.37; 1.4: 0.0011293; 1.5: 0.013754; 1.6: 116.37; 1.7: 69.822; 1.8: 8.4594; 1.9: 581.85; 2: 18.5303; 2.1: 90.9746; 2.2: 248.0907; 2.3: 20.3686; 2.4: -248.077; 2.5: -20.3675
| 2 | 21.6 | 1: 0.0063182; 1.1: 0.014284; 1.2: 1.9156e-05; 1.3: 116.64; 1.4: 0.00117; 1.5: 0.014284; 1.6: 116.64; 1.7: 69.984; 1.8: 8.4594; 1.9: 583.2; 2: 18.5732; 2.1: 90.9909; 2.2: 249.1988; 2.3: 20.4122; 2.4: -249.1845; 2.5: -20.411
| 2 | 21.65 | 1: 0.0067101; 1.1: 0.015205; 1.2: 2.0391e-05; 1.3: 116.91; 1.4: 0.0012426; 1.5: 0.015205; 1.6: 116.91; 1.7: 70.146; 1.8: 8.4594; 1.9: 584.55; 2: 18.6162; 2.1: 91.007; 2.2: 250.3094; 2.3: 20.4558; 2.4: -250.2942; 2.5: -20.4546
| 2 | 21.7 | 1: 0.0072735; 1.1: 0.01652; 1.2: 2.2154e-05; 1.3: 117.18; 1.4: 0.0013469; 1.5: 0.01652; 1.6: 117.18; 1.7: 70.308; 1.8: 8.4594; 1.9: 585.9; 2: 18.6592; 2.1: 91.0231; 2.2: 251.4224; 2.3: 20.4994; 2.4: -251.4059; 2.5: -20.4981
| 2 | 21.75 | 1: 0.0080084; 1.1: 0.018231; 1.2: 2.4448e-05; 1.3: 117.45; 1.4: 0.001483; 1.5: 0.018231; 1.6: 117.45; 1.7: 70.47; 1.8: 8.4594; 1.9: 587.25; 2: 18.7022; 2.1: 91.0392; 2.2: 252.5378; 2.3: 20.5431; 2.4: -252.5196; 2.5: -20.5416
| 2 | 21.8 | 1: 0.008915; 1.1: 0.020342; 1.2: 2.7279e-05; 1.3: 117.72; 1.4: 0.0016509; 1.5: 0.020342; 1.6: 117.72; 1.7: 70.632; 1.8: 8.4594; 1.9: 588.6; 2: 18.7452; 2.1: 91.0552; 2.2: 253.6558; 2.3: 20.5867; 2.4: -253.6354; 2.5: -20.585
| 2 | 21.85 | 1: 0.0099932; 1.1: 0.022854; 1.2: 3.0648e-05; 1.3: 117.99; 1.4: 0.0018506; 1.5: 0.022854; 1.6: 117.99; 1.7: 70.794; 1.8: 8.4594; 1.9: 589.95; 2: 18.7882; 2.1: 91.0711; 2.2: 254.7761; 2.3: 20.6303; 2.4: -254.7533; 2.5: -20.6284
| 2 | 21.9 | 1: 0.011243; 1.1: 0.025771; 1.2: 3.4559e-05; 1.3: 118.26; 1.4: 0.002082; 1.5: 0.025771; 1.6: 118.26; 1.7: 70.956; 1.8: 8.4594; 1.9: 591.3; 2: 18.8312; 2.1: 91.0869; 2.2: 255.899; 2.3: 20.6739; 2.4: -255.8732; 2.5: -20.6718
| 2 | 21.95 | 1: 0.012664; 1.1: 0.029095; 1.2: 3.9017e-05; 1.3: 118.53; 1.4: 0.0023452; 1.5: 0.029095; 1.6: 118.53; 1.7: 71.118; 1.8: 8.4594; 1.9: 592.65; 2: 18.8742; 2.1: 91.1027; 2.2: 257.0242; 2.3: 20.7175; 2.4: -256.9951; 2.5: -20.7152
| 2 | 22 | 1: 0.014257; 1.1: 0.032829; 1.2: 4.4025e-05; 1.3: 118.8; 1.4: 0.0026402; 1.5: 0.032829; 1.6: 118.8; 1.7: 71.28; 1.8: 8.4594; 1.9: 594; 2: 18.9172; 2.1: 91.1184; 2.2: 258.152; 2.3: 20.7611; 2.4: -258.1191; 2.5: -20.7585
| 2 | 22.05 | 1: 0.016022; 1.1: 0.036976; 1.2: 4.9586e-05; 1.3: 119.07; 1.4: 0.002967; 1.5: 0.036976; 1.6: 119.07; 1.7: 71.442; 1.8: 8.4594; 1.9: 595.35; 2: 18.9602; 2.1: 91.1341; 2.2: 259.2822; 2.3: 20.8047; 2.4: -259.2452; 2.5: -20.8018
| 2 | 22.1 | 1: 0.017958; 1.1: 0.041539; 1.2: 5.5704e-05; 1.3: 119.34; 1.4: 0.0033255; 1.5: 0.041539; 1.6: 119.34; 1.7: 71.604; 1.8: 8.4594; 1.9: 596.7; 2: 19.0032; 2.1: 91.1497; 2.2: 260.4148; 2.3: 20.8483; 2.4: -260.3733; 2.5: -20.845
| 2 | 22.15 | 1: 0.020065; 1.1: 0.046519; 1.2: 6.2383e-05; 1.3: 119.61; 1.4: 0.0037158; 1.5: 0.046519; 1.6: 119.61; 1.7: 71.766; 1.8: 8.4594; 1.9: 598.05; 2: 19.0462; 2.1: 91.1652; 2.2: 261.5499; 2.3: 20.8919; 2.4: -261.5034; 2.5: -20.8882
| 2 | 22.2 | 1: 0.022345; 1.1: 0.05192; 1.2: 6.9626e-05; 1.3: 119.88; 1.4: 0.0041379; 1.5: 0.05192; 1.6: 119.88; 1.7: 71.928; 1.8: 8.4594; 1.9: 599.4; 2: 19.0892; 2.1: 91.1807; 2.2: 262.6875; 2.3: 20.9355; 2.4: -262.6356; 2.5: -20.9314
| 2 | 22.25 | 1: 0.024795; 1.1: 0.057744; 1.2: 7.7437e-05; 1.3: 120.15; 1.4: 0.0045918; 1.5: 0.057744; 1.6: 120.15; 1.7: 72.09; 1.8: 8.4594; 1.9: 600.75; 2: 19.1322; 2.1: 91.1961; 2.2: 263.8275; 2.3: 20.9792; 2.4: -263.7698; 2.5: -20.9746
| 2 | 22.3 | 1: 0.027418; 1.1: 0.063995; 1.2: 8.5819e-05; 1.3: 120.42; 1.4: 0.0050774; 1.5: 0.063995; 1.6: 120.42; 1.7: 72.252; 1.8: 8.4594; 1.9: 602.1; 2: 19.1752; 2.1: 91.2114; 2.2: 264.97; 2.3: 21.0228; 2.4: -264.906; 2.5: -21.0177
| 2 | 22.35 | 1: 0.030212; 1.1: 0.070675; 1.2: 9.4776e-05; 1.3: 120.69; 1.4: 0.0055948; 1.5: 0.070675; 1.6: 120.69; 1.7: 72.414; 1.8: 8.4594; 1.9: 603.45; 2: 19.2182; 2.1: 91.2267; 2.2: 266.1149; 2.3: 21.0664; 2.4: -266.0442; 2.5: -21.0608
| 2 | 22.4 | 1: 0.033177; 1.1: 0.077786; 1.2: 0.00010431; 1.3: 120.96; 1.4: 0.006144; 1.5: 0.077786; 1.6: 120.96; 1.7: 72.576; 1.8: 8.4594; 1.9: 604.8; 2: 19.2611; 2.1: 91.242; 2.2: 267.2623; 2.3: 21.11; 2.4: -267.1845; 2.5: -21.1038
| 2 | 22.45 | 1: 0.036315; 1.1: 0.085331; 1.2: 0.00011443; 1.3: 121.23; 1.4: 0.0067249; 1.5: 0.085331; 1.6: 121.23; 1.7: 72.738; 1.8: 8.4594; 1.9: 606.15; 2: 19.3041; 2.1: 91.2571; 2.2: 268.4122; 2.3: 21.1536; 2.4: -268.3268; 2.5: -21.1468
| 2 | 22.5 | 1: 0.039623; 1.1: 0.093313; 1.2: 0.00012513; 1.3: 121.5; 1.4: 0.0073377; 1.5: 0.093313; 1.6: 121.5; 1.7: 72.9; 1.8: 8.4594; 1.9: 607.5; 2: 19.3471; 2.1: 91.2722; 2.2: 269.5645; 2.3: 21.1972; 2.4: -269.4712; 2.5: -21.1898
| 2 | 22.55 | 1: 0.043104; 1.1: 0.10173; 1.2: 0.00013643; 1.3: 121.77; 1.4: 0.0079822; 1.5: 0.10173; 1.6: 121.77; 1.7: 73.062; 1.8: 8.4594; 1.9: 608.85; 2: 19.3901; 2.1: 91.2873; 2.2: 270.7193; 2.3: 21.2408; 2.4: -270.6175; 2.5: -21.2328
| 2 | 22.6 | 1: 0.046756; 1.1: 0.1106; 1.2: 0.00014832; 1.3: 122.04; 1.4: 0.0086585; 1.5: 0.1106; 1.6: 122.04; 1.7: 73.224; 1.8: 8.4594; 1.9: 610.2; 2: 19.4331; 2.1: 91.3022; 2.2: 271.8765; 2.3: 21.2844; 2.4: -271.7659; 2.5: -21.2757
| 2 | 22.65 | 1: 0.050579; 1.1: 0.11991; 1.2: 0.0001608; 1.3: 122.31; 1.4: 0.0093665; 1.5: 0.11991; 1.6: 122.31; 1.7: 73.386; 1.8: 8.4594; 1.9: 611.55; 2: 19.4761; 2.1: 91.3172; 2.2: 273.0362; 2.3: 21.328; 2.4: -272.9163; 2.5: -21.3186
| 2 | 22.7 | 1: 0.054574; 1.1: 0.12966; 1.2: 0.00017388; 1.3: 122.58; 1.4: 0.010106; 1.5: 0.12966; 1.6: 122.58; 1.7: 73.548; 1.8: 8.4594; 1.9: 612.9; 2: 19.5191; 2.1: 91.332; 2.2: 274.1984; 2.3: 21.3716; 2.4: -274.0687; 2.5: -21.3615
| 2 | 22.75 | 1: 0.058741; 1.1: 0.13987; 1.2: 0.00018757; 1.3: 122.85; 1.4: 0.010878; 1.5: 0.13987; 1.6: 122.85; 1.7: 73.71; 1.8: 8.4594; 1.9: 614.25; 2: 19.5621; 2.1: 91.3468; 2.2: 275.363; 2.3: 21.4152; 2.4: -275.2231; 2.5: -21.4043
| 2 | 22.8 | 1: 0.063079; 1.1: 0.15053; 1.2: 0.00020187; 1.3: 123.12; 1.4: 0.011681; 1.5: 0.15053; 1.6: 123.12; 1.7: 73.872; 1.8: 8.4594; 1.9: 615.6; 2: 19.6051; 2.1: 91.3616; 2.2: 276.5301; 2.3: 21.4588; 2.4: -276.3796; 2.5: -21.4471
| 2 | 22.85 | 1: 0.067589; 1.1: 0.16165; 1.2: 0.00021677; 1.3: 123.39; 1.4: 0.012516; 1.5: 0.16165; 1.6: 123.39; 1.7: 74.034; 1.8: 8.4594; 1.9: 616.95; 2: 19.6481; 2.1: 91.3763; 2.2: 277.6997; 2.3: 21.5024; 2.4: -277.538; 2.5: -21.4899
| 2 | 22.9 | 1: 0.07227; 1.1: 0.17322; 1.2: 0.0002323; 1.3: 123.66; 1.4: 0.013383; 1.5: 0.17322; 1.6: 123.66; 1.7: 74.196; 1.8: 8.4594; 1.9: 618.3; 2: 19.6911; 2.1: 91.3909; 2.2: 278.8717; 2.3: 21.546; 2.4: -278.6985; 2.5: -21.5326
| 2 | 22.95 | 1: 0.077123; 1.1: 0.18526; 1.2: 0.00024844; 1.3: 123.93; 1.4: 0.014282; 1.5: 0.18526; 1.6: 123.93; 1.7: 74.358; 1.8: 8.4594; 1.9: 619.65; 2: 19.7341; 2.1: 91.4054; 2.2: 280.0462; 2.3: 21.5896; 2.4: -279.8609; 2.5: -21.5753
| 2 | 23 | 1: 0.082148; 1.1: 0.19776; 1.2: 0.0002652; 1.3: 124.2; 1.4: 0.015213; 1.5: 0.19776; 1.6: 124.2; 1.7: 74.52; 1.8: 8.4594; 1.9: 621; 2: 19.7771; 2.1: 91.4199; 2.2: 281.2231; 2.3: 21.6332; 2.4: -281.0253; 2.5: -21.618
| 2 | 23.05 | 1: 0.087344; 1.1: 0.21072; 1.2: 0.00028259; 1.3: 124.47; 1.4: 0.016175; 1.5: 0.21072; 1.6: 124.47; 1.7: 74.682; 1.8: 8.4594; 1.9: 622.35; 2: 19.8201; 2.1: 91.4344; 2.2: 282.4025; 2.3: 21.6768; 2.4: -282.1918; 2.5: -21.6606
| 2 | 23.1 | 1: 0.092712; 1.1: 0.22416; 1.2: 0.0003006; 1.3: 124.74; 1.4: 0.017169; 1.5: 0.22416; 1.6: 124.74; 1.7: 74.844; 1.8: 8.4594; 1.9: 623.7; 2: 19.8631; 2.1: 91.4488; 2.2: 283.5844; 2.3: 21.7204; 2.4: -283.3602; 2.5: -21.7033
| 2 | 23.15 | 1: 0.098251; 1.1: 0.23807; 1.2: 0.00031925; 1.3: 125.01; 1.4: 0.018195; 1.5: 0.23807; 1.6: 125.01; 1.7: 75.006; 1.8: 8.4594; 1.9: 625.05; 2: 19.9061; 2.1: 91.4631; 2.2: 284.7688; 2.3: 21.764; 2.4: -284.5307; 2.5: -21.7458
| 2 | 23.2 | 1: 0.10396; 1.1: 0.25245; 1.2: 0.00033854; 1.3: 125.28; 1.4: 0.019252; 1.5: 0.25245; 1.6: 125.28; 1.7: 75.168; 1.8: 8.4594; 1.9: 626.4; 2: 19.949; 2.1: 91.4774; 2.2: 285.9556; 2.3: 21.8076; 2.4: -285.7031; 2.5: -21.7884
| 2 | 23.25 | 1: 0.10984; 1.1: 0.26731; 1.2: 0.00035847; 1.3: 125.55; 1.4: 0.020342; 1.5: 0.26731; 1.6: 125.55; 1.7: 75.33; 1.8: 8.4594; 1.9: 627.75; 2: 19.992; 2.1: 91.4916; 2.2: 287.1448; 2.3: 21.8512; 2.4: -286.8775; 2.5: -21.8309
| 2 | 23.3 | 1: 0.1159; 1.1: 0.28265; 1.2: 0.00037904; 1.3: 125.82; 1.4: 0.021463; 1.5: 0.28265; 1.6: 125.82; 1.7: 75.492; 1.8: 8.4594; 1.9: 629.1; 2: 20.035; 2.1: 91.5057; 2.2: 288.3366; 2.3: 21.8948; 2.4: -288.054; 2.5: -21.8734
| 2 | 23.35 | 1: 0.12212; 1.1: 0.29847; 1.2: 0.00040025; 1.3: 126.09; 1.4: 0.022616; 1.5: 0.29847; 1.6: 126.09; 1.7: 75.654; 1.8: 8.4594; 1.9: 630.45; 2: 20.078; 2.1: 91.5198; 2.2: 289.5308; 2.3: 21.9384; 2.4: -289.2324; 2.5: -21.9158
| 2 | 23.4 | 1: 0.12852; 1.1: 0.31478; 1.2: 0.00042212; 1.3: 126.36; 1.4: 0.0238; 1.5: 0.31478; 1.6: 126.36; 1.7: 75.816; 1.8: 8.4594; 1.9: 631.8; 2: 20.121; 2.1: 91.5339; 2.2: 290.7275; 2.3: 21.982; 2.4: -290.4127; 2.5: -21.9582
| 2 | 23.45 | 1: 0.13509; 1.1: 0.33157; 1.2: 0.00044464; 1.3: 126.63; 1.4: 0.025017; 1.5: 0.33157; 1.6: 126.63; 1.7: 75.978; 1.8: 8.4594; 1.9: 633.15; 2: 20.164; 2.1: 91.5479; 2.2: 291.9267; 2.3: 22.0257; 2.4: -291.5951; 2.5: -22.0006
| 2 | 23.5 | 1: 0.14183; 1.1: 0.34886; 1.2: 0.00046783; 1.3: 126.9; 1.4: 0.026265; 1.5: 0.34886; 1.6: 126.9; 1.7: 76.14; 1.8: 8.4594; 1.9: 634.5; 2: 20.207; 2.1: 91.5618; 2.2: 293.1283; 2.3: 22.0693; 2.4: -292.7794; 2.5: -22.043
| 2 | 23.55 | 1: 0.14874; 1.1: 0.36664; 1.2: 0.00049167; 1.3: 127.17; 1.4: 0.027545; 1.5: 0.36664; 1.6: 127.17; 1.7: 76.302; 1.8: 8.4594; 1.9: 635.85; 2: 20.25; 2.1: 91.5757; 2.2: 294.3324; 2.3: 22.1129; 2.4: -293.9658; 2.5: -22.0853
| 2 | 23.6 | 1: 0.15583; 1.1: 0.38491; 1.2: 0.00051618; 1.3: 127.44; 1.4: 0.028857; 1.5: 0.38491; 1.6: 127.44; 1.7: 76.464; 1.8: 8.4594; 1.9: 637.2; 2: 20.293; 2.1: 91.5895; 2.2: 295.539; 2.3: 22.1565; 2.4: -295.1541; 2.5: -22.1276
| 2 | 23.65 | 1: 0.16308; 1.1: 0.40369; 1.2: 0.00054135; 1.3: 127.71; 1.4: 0.0302; 1.5: 0.40369; 1.6: 127.71; 1.7: 76.626; 1.8: 8.4594; 1.9: 638.55; 2: 20.336; 2.1: 91.6032; 2.2: 296.748; 2.3: 22.2001; 2.4: -296.3443; 2.5: -22.1699
| 2 | 23.7 | 1: 0.17051; 1.1: 0.42296; 1.2: 0.0005672; 1.3: 127.98; 1.4: 0.031576; 1.5: 0.42296; 1.6: 127.98; 1.7: 76.788; 1.8: 8.4594; 1.9: 639.9; 2: 20.379; 2.1: 91.6169; 2.2: 297.9595; 2.3: 22.2437; 2.4: -297.5366; 2.5: -22.2121
| 2 | 23.75 | 1: 0.17811; 1.1: 0.44274; 1.2: 0.00059373; 1.3: 128.25; 1.4: 0.032983; 1.5: 0.44274; 1.6: 128.25; 1.7: 76.95; 1.8: 8.4594; 1.9: 641.25; 2: 20.422; 2.1: 91.6306; 2.2: 299.1735; 2.3: 22.2873; 2.4: -298.7308; 2.5: -22.2543
| 2 | 23.8 | 1: 0.18588; 1.1: 0.46303; 1.2: 0.00062094; 1.3: 128.52; 1.4: 0.034422; 1.5: 0.46303; 1.6: 128.52; 1.7: 77.112; 1.8: 8.4594; 1.9: 642.6; 2: 20.465; 2.1: 91.6441; 2.2: 300.39; 2.3: 22.3309; 2.4: -299.9269; 2.5: -22.2965
| 2 | 23.85 | 1: 0.19382; 1.1: 0.48383; 1.2: 0.00064883; 1.3: 128.79; 1.4: 0.035892; 1.5: 0.48383; 1.6: 128.79; 1.7: 77.274; 1.8: 8.4594; 1.9: 643.95; 2: 20.508; 2.1: 91.6577; 2.2: 301.6089; 2.3: 22.3745; 2.4: -301.1251; 2.5: -22.3386
| 2 | 23.9 | 1: 0.20193; 1.1: 0.50514; 1.2: 0.0006774; 1.3: 129.06; 1.4: 0.037395; 1.5: 0.50514; 1.6: 129.06; 1.7: 77.436; 1.8: 8.4594; 1.9: 645.3; 2: 20.551; 2.1: 91.6712; 2.2: 302.8303; 2.3: 22.4181; 2.4: -302.3252; 2.5: -22.3807
| 2 | 23.95 | 1: 0.21022; 1.1: 0.52696; 1.2: 0.00070667; 1.3: 129.33; 1.4: 0.038929; 1.5: 0.52696; 1.6: 129.33; 1.7: 77.598; 1.8: 8.4594; 1.9: 646.65; 2: 20.5939; 2.1: 91.6846; 2.2: 304.0542; 2.3: 22.4617; 2.4: -303.5272; 2.5: -22.4228
| 2 | 24 | 1: 0.21867; 1.1: 0.54931; 1.2: 0.00073663; 1.3: 129.6; 1.4: 0.040495; 1.5: 0.54931; 1.6: 129.6; 1.7: 77.76; 1.8: 8.4594; 1.9: 648; 2: 20.6369; 2.1: 91.6979; 2.2: 305.2806; 2.3: 22.5053; 2.4: -304.7313; 2.5: -22.4649
| 2 | 24.05 | 1: 0.2273; 1.1: 0.57217; 1.2: 0.00076729; 1.3: 129.87; 1.4: 0.042093; 1.5: 0.57217; 1.6: 129.87; 1.7: 77.922; 1.8: 8.4594; 1.9: 649.35; 2: 20.6799; 2.1: 91.7113; 2.2: 306.5094; 2.3: 22.549; 2.4: -305.9372; 2.5: -22.5069
| 2 | 24.1 | 1: 0.2361; 1.1: 0.59555; 1.2: 0.00079865; 1.3: 130.14; 1.4: 0.043722; 1.5: 0.59555; 1.6: 130.14; 1.7: 78.084; 1.8: 8.4594; 1.9: 650.7; 2: 20.7229; 2.1: 91.7245; 2.2: 307.7407; 2.3: 22.5926; 2.4: -307.1452; 2.5: -22.5489
| 2 | 24.15 | 1: 0.24507; 1.1: 0.61947; 1.2: 0.00083072; 1.3: 130.41; 1.4: 0.045384; 1.5: 0.61947; 1.6: 130.41; 1.7: 78.246; 1.8: 8.4594; 1.9: 652.05; 2: 20.7659; 2.1: 91.7377; 2.2: 308.9745; 2.3: 22.6362; 2.4: -308.355; 2.5: -22.5908
| 2 | 24.2 | 1: 0.25421; 1.1: 0.64391; 1.2: 0.00086349; 1.3: 130.68; 1.4: 0.047077; 1.5: 0.64391; 1.6: 130.68; 1.7: 78.408; 1.8: 8.4594; 1.9: 653.4; 2: 20.8089; 2.1: 91.7509; 2.2: 310.2108; 2.3: 22.6798; 2.4: -309.5669; 2.5: -22.6327
| 2 | 24.25 | 1: 0.26353; 1.1: 0.66888; 1.2: 0.00089698; 1.3: 130.95; 1.4: 0.048801; 1.5: 0.66888; 1.6: 130.95; 1.7: 78.57; 1.8: 8.4594; 1.9: 654.75; 2: 20.8519; 2.1: 91.764; 2.2: 311.4495; 2.3: 22.7234; 2.4: -310.7806; 2.5: -22.6746
| 2 | 24.3 | 1: 0.27301; 1.1: 0.69438; 1.2: 0.00093118; 1.3: 131.22; 1.4: 0.050558; 1.5: 0.69438; 1.6: 131.22; 1.7: 78.732; 1.8: 8.4594; 1.9: 656.1; 2: 20.8949; 2.1: 91.777; 2.2: 312.6907; 2.3: 22.767; 2.4: -311.9963; 2.5: -22.7165
| 2 | 24.35 | 1: 0.28267; 1.1: 0.72042; 1.2: 0.00096611; 1.3: 131.49; 1.4: 0.052346; 1.5: 0.72042; 1.6: 131.49; 1.7: 78.894; 1.8: 8.4594; 1.9: 657.45; 2: 20.9379; 2.1: 91.79; 2.2: 313.9344; 2.3: 22.8107; 2.4: -313.214; 2.5: -22.7583
| 2 | 24.4 | 1: 0.2925; 1.1: 0.74701; 1.2: 0.0010018; 1.3: 131.76; 1.4: 0.054167; 1.5: 0.74701; 1.6: 131.76; 1.7: 79.056; 1.8: 8.4594; 1.9: 658.8; 2: 20.9809; 2.1: 91.8029; 2.2: 315.1806; 2.3: 22.8543; 2.4: -314.4336; 2.5: -22.8001
| 2 | 24.45 | 1: 0.3025; 1.1: 0.77413; 1.2: 0.0010381; 1.3: 132.03; 1.4: 0.056019; 1.5: 0.77413; 1.6: 132.03; 1.7: 79.218; 1.8: 8.4594; 1.9: 660.15; 2: 21.0239; 2.1: 91.8158; 2.2: 316.4293; 2.3: 22.8979; 2.4: -315.6551; 2.5: -22.8419
| 2 | 24.5 | 1: 0.31267; 1.1: 0.8018; 1.2: 0.0010752; 1.3: 132.3; 1.4: 0.057902; 1.5: 0.8018; 1.6: 132.3; 1.7: 79.38; 1.8: 8.4594; 1.9: 661.5; 2: 21.0669; 2.1: 91.8286; 2.2: 317.6804; 2.3: 22.9415; 2.4: -316.8786; 2.5: -22.8836
| 2 | 24.55 | 1: 0.32302; 1.1: 0.83001; 1.2: 0.0011131; 1.3: 132.57; 1.4: 0.059818; 1.5: 0.83001; 1.6: 132.57; 1.7: 79.542; 1.8: 8.4594; 1.9: 662.85; 2: 21.1099; 2.1: 91.8414; 2.2: 318.934; 2.3: 22.9851; 2.4: -318.104; 2.5: -22.9253
| 2 | 24.6 | 1: 0.33353; 1.1: 0.85878; 1.2: 0.0011516; 1.3: 132.84; 1.4: 0.061765; 1.5: 0.85878; 1.6: 132.84; 1.7: 79.704; 1.8: 8.4594; 1.9: 664.2; 2: 21.1529; 2.1: 91.8541; 2.2: 320.1901; 2.3: 23.0288; 2.4: -319.3313; 2.5: -22.967
| 2 | 24.65 | 1: 0.34422; 1.1: 0.8881; 1.2: 0.001191; 1.3: 133.11; 1.4: 0.063744; 1.5: 0.8881; 1.6: 133.11; 1.7: 79.866; 1.8: 8.4594; 1.9: 665.55; 2: 21.1959; 2.1: 91.8668; 2.2: 321.4487; 2.3: 23.0724; 2.4: -320.5606; 2.5: -23.0086
| 2 | 24.7 | 1: 0.35508; 1.1: 0.91797; 1.2: 0.001231; 1.3: 133.38; 1.4: 0.065755; 1.5: 0.91797; 1.6: 133.38; 1.7: 80.028; 1.8: 8.4594; 1.9: 666.9; 2: 21.2389; 2.1: 91.8794; 2.2: 322.7097; 2.3: 23.116; 2.4: -321.7918; 2.5: -23.0503
| 2 | 24.75 | 1: 0.36611; 1.1: 0.9484; 1.2: 0.0012718; 1.3: 133.65; 1.4: 0.067798; 1.5: 0.9484; 1.6: 133.65; 1.7: 80.19; 1.8: 8.4594; 1.9: 668.25; 2: 21.2818; 2.1: 91.892; 2.2: 323.9733; 2.3: 23.1596; 2.4: -323.0249; 2.5: -23.0918
| 2 | 24.8 | 1: 0.37731; 1.1: 0.97939; 1.2: 0.0013134; 1.3: 133.92; 1.4: 0.069872; 1.5: 0.97939; 1.6: 133.92; 1.7: 80.352; 1.8: 8.4594; 1.9: 669.6; 2: 21.3248; 2.1: 91.9045; 2.2: 325.2393; 2.3: 23.2033; 2.4: -324.2599; 2.5: -23.1334
| 2 | 24.85 | 1: 0.38868; 1.1: 1.0109; 1.2: 0.0013557; 1.3: 134.19; 1.4: 0.071978; 1.5: 1.0109; 1.6: 134.19; 1.7: 80.514; 1.8: 8.4594; 1.9: 670.95; 2: 21.3678; 2.1: 91.9169; 2.2: 326.5078; 2.3: 23.2469; 2.4: -325.4969; 2.5: -23.1749
| 2 | 24.9 | 1: 0.40023; 1.1: 1.0431; 1.2: 0.0013988; 1.3: 134.46; 1.4: 0.074116; 1.5: 1.0431; 1.6: 134.46; 1.7: 80.676; 1.8: 8.4594; 1.9: 672.3; 2: 21.4108; 2.1: 91.9293; 2.2: 327.7788; 2.3: 23.2905; 2.4: -326.7357; 2.5: -23.2164
| 2 | 24.95 | 1: 0.41194; 1.1: 1.0758; 1.2: 0.0014426; 1.3: 134.73; 1.4: 0.076286; 1.5: 1.0758; 1.6: 134.73; 1.7: 80.838; 1.8: 8.4594; 1.9: 673.65; 2: 21.4538; 2.1: 91.9417; 2.2: 329.0523; 2.3: 23.3342; 2.4: -327.9765; 2.5: -23.2579
| 2 | 25 | 1: 0.42383; 1.1: 1.109; 1.2: 0.0014872; 1.3: 135; 1.4: 0.078487; 1.5: 1.109; 1.6: 135; 1.7: 81; 1.8: 8.4594; 1.9: 675; 2: 21.4968; 2.1: 91.954; 2.2: 330.3283; 2.3: 23.3778; 2.4: -329.2192; 2.5: -23.2993
| 2 | 25.05 | 1: 0.43589; 1.1: 1.1429; 1.2: 0.0015326; 1.3: 135.27; 1.4: 0.080721; 1.5: 1.1429; 1.6: 135.27; 1.7: 81.162; 1.8: 8.4594; 1.9: 676.35; 2: 21.5398; 2.1: 91.9662; 2.2: 331.6067; 2.3: 23.4214; 2.4: -330.4638; 2.5: -23.3407
| 2 | 25.1 | 1: 0.44812; 1.1: 1.1773; 1.2: 0.0015788; 1.3: 135.54; 1.4: 0.082986; 1.5: 1.1773; 1.6: 135.54; 1.7: 81.324; 1.8: 8.4594; 1.9: 677.7; 2: 21.5828; 2.1: 91.9784; 2.2: 332.8876; 2.3: 23.4651; 2.4: -331.7104; 2.5: -23.3821
| 2 | 25.15 | 1: 0.46052; 1.1: 1.2123; 1.2: 0.0016257; 1.3: 135.81; 1.4: 0.085282; 1.5: 1.2123; 1.6: 135.81; 1.7: 81.486; 1.8: 8.4594; 1.9: 679.05; 2: 21.6258; 2.1: 91.9906; 2.2: 334.1711; 2.3: 23.5087; 2.4: -332.9588; 2.5: -23.4234
| 2 | 25.2 | 1: 0.4731; 1.1: 1.2478; 1.2: 0.0016734; 1.3: 136.08; 1.4: 0.087611; 1.5: 1.2478; 1.6: 136.08; 1.7: 81.648; 1.8: 8.4594; 1.9: 680.4; 2: 21.6688; 2.1: 92.0027; 2.2: 335.457; 2.3: 23.5523; 2.4: -334.2091; 2.5: -23.4647
| 2 | 25.25 | 1: 0.48584; 1.1: 1.284; 1.2: 0.0017219; 1.3: 136.35; 1.4: 0.089971; 1.5: 1.284; 1.6: 136.35; 1.7: 81.81; 1.8: 8.4594; 1.9: 681.75; 2: 21.7118; 2.1: 92.0147; 2.2: 336.7454; 2.3: 23.596; 2.4: -335.4614; 2.5: -23.506
| 2 | 25.3 | 1: 0.49876; 1.1: 1.3208; 1.2: 0.0017712; 1.3: 136.62; 1.4: 0.092363; 1.5: 1.3208; 1.6: 136.62; 1.7: 81.972; 1.8: 8.4594; 1.9: 683.1; 2: 21.7548; 2.1: 92.0267; 2.2: 338.0363; 2.3: 23.6396; 2.4: -336.7155; 2.5: -23.5473
| 2 | 25.35 | 1: 0.51185; 1.1: 1.3581; 1.2: 0.0018212; 1.3: 136.89; 1.4: 0.094787; 1.5: 1.3581; 1.6: 136.89; 1.7: 82.134; 1.8: 8.4594; 1.9: 684.45; 2: 21.7978; 2.1: 92.0387; 2.2: 339.3296; 2.3: 23.6833; 2.4: -337.9715; 2.5: -23.5885
| 2 | 25.4 | 1: 0.52511; 1.1: 1.396; 1.2: 0.0018721; 1.3: 137.16; 1.4: 0.097243; 1.5: 1.396; 1.6: 137.16; 1.7: 82.296; 1.8: 8.4594; 1.9: 685.8; 2: 21.8408; 2.1: 92.0506; 2.2: 340.6255; 2.3: 23.7269; 2.4: -339.2295; 2.5: -23.6297
| 2 | 25.45 | 1: 0.53854; 1.1: 1.4346; 1.2: 0.0019238; 1.3: 137.43; 1.4: 0.09973; 1.5: 1.4346; 1.6: 137.43; 1.7: 82.458; 1.8: 8.4594; 1.9: 687.15; 2: 21.8838; 2.1: 92.0624; 2.2: 341.9238; 2.3: 23.7706; 2.4: -340.4893; 2.5: -23.6708
| 2 | 25.5 | 1: 0.55215; 1.1: 1.4737; 1.2: 0.0019762; 1.3: 137.7; 1.4: 0.10225; 1.5: 1.4737; 1.6: 137.7; 1.7: 82.62; 1.8: 8.4594; 1.9: 688.5; 2: 21.9268; 2.1: 92.0742; 2.2: 343.2247; 2.3: 23.8142; 2.4: -341.751; 2.5: -23.712
| 2 | 25.55 | 1: 0.56592; 1.1: 1.5134; 1.2: 0.0020295; 1.3: 137.97; 1.4: 0.1048; 1.5: 1.5134; 1.6: 137.97; 1.7: 82.782; 1.8: 8.4594; 1.9: 689.85; 2: 21.9697; 2.1: 92.086; 2.2: 344.528; 2.3: 23.8579; 2.4: -343.0146; 2.5: -23.7531
| 2 | 25.6 | 1: 0.57987; 1.1: 1.5537; 1.2: 0.0020836; 1.3: 138.24; 1.4: 0.10738; 1.5: 1.5537; 1.6: 138.24; 1.7: 82.944; 1.8: 8.4594; 1.9: 691.2; 2: 22.0127; 2.1: 92.0977; 2.2: 345.8338; 2.3: 23.9015; 2.4: -344.2801; 2.5: -23.7941
| 2 | 25.65 | 1: 0.59399; 1.1: 1.5947; 1.2: 0.0021385; 1.3: 138.51; 1.4: 0.11; 1.5: 1.5947; 1.6: 138.51; 1.7: 83.106; 1.8: 8.4594; 1.9: 692.55; 2: 22.0557; 2.1: 92.1093; 2.2: 347.1421; 2.3: 23.9452; 2.4: -345.5474; 2.5: -23.8352
| 2 | 25.7 | 1: 0.60828; 1.1: 1.6362; 1.2: 0.0021942; 1.3: 138.78; 1.4: 0.11264; 1.5: 1.6362; 1.6: 138.78; 1.7: 83.268; 1.8: 8.4594; 1.9: 693.9; 2: 22.0987; 2.1: 92.1209; 2.2: 348.4529; 2.3: 23.9888; 2.4: -346.8167; 2.5: -23.8762
| 2 | 25.75 | 1: 0.62274; 1.1: 1.6784; 1.2: 0.0022508; 1.3: 139.05; 1.4: 0.11532; 1.5: 1.6784; 1.6: 139.05; 1.7: 83.43; 1.8: 8.4594; 1.9: 695.25; 2: 22.1417; 2.1: 92.1325; 2.2: 349.7662; 2.3: 24.0325; 2.4: -348.0878; 2.5: -23.9172
| 2 | 25.8 | 1: 0.63737; 1.1: 1.7212; 1.2: 0.0023081; 1.3: 139.32; 1.4: 0.11803; 1.5: 1.7212; 1.6: 139.32; 1.7: 83.592; 1.8: 8.4594; 1.9: 696.6; 2: 22.1847; 2.1: 92.144; 2.2: 351.082; 2.3: 24.0761; 2.4: -349.3608; 2.5: -23.9581
| 2 | 25.85 | 1: 0.65218; 1.1: 1.7646; 1.2: 0.0023663; 1.3: 139.59; 1.4: 0.12077; 1.5: 1.7646; 1.6: 139.59; 1.7: 83.754; 1.8: 8.4594; 1.9: 697.95; 2: 22.2277; 2.1: 92.1555; 2.2: 352.4003; 2.3: 24.1198; 2.4: -350.6357; 2.5: -23.999
| 2 | 25.9 | 1: 0.66716; 1.1: 1.8086; 1.2: 0.0024253; 1.3: 139.86; 1.4: 0.12355; 1.5: 1.8086; 1.6: 139.86; 1.7: 83.916; 1.8: 8.4594; 1.9: 699.3; 2: 22.2707; 2.1: 92.1669; 2.2: 353.7211; 2.3: 24.1635; 2.4: -351.9125; 2.5: -24.0399
| 2 | 25.95 | 1: 0.6823; 1.1: 1.8532; 1.2: 0.0024852; 1.3: 140.13; 1.4: 0.12635; 1.5: 1.8532; 1.6: 140.13; 1.7: 84.078; 1.8: 8.4594; 1.9: 700.65; 2: 22.3137; 2.1: 92.1782; 2.2: 355.0443; 2.3: 24.2071; 2.4: -353.1911; 2.5: -24.0808
| 2 | 26 | 1: 0.69762; 1.1: 1.8985; 1.2: 0.0025459; 1.3: 140.4; 1.4: 0.12919; 1.5: 1.8985; 1.6: 140.4; 1.7: 84.24; 1.8: 8.4594; 1.9: 702; 2: 22.3567; 2.1: 92.1896; 2.2: 356.3701; 2.3: 24.2508; 2.4: -354.4716; 2.5: -24.1216
| 2 | 26.05 | 1: 0.71311; 1.1: 1.9444; 1.2: 0.0026074; 1.3: 140.67; 1.4: 0.13206; 1.5: 1.9444; 1.6: 140.67; 1.7: 84.402; 1.8: 8.4594; 1.9: 703.35; 2: 22.3997; 2.1: 92.2008; 2.2: 357.6983; 2.3: 24.2944; 2.4: -355.754; 2.5: -24.1624
| 2 | 26.1 | 1: 0.72878; 1.1: 1.9909; 1.2: 0.0026698; 1.3: 140.94; 1.4: 0.13496; 1.5: 1.9909; 1.6: 140.94; 1.7: 84.564; 1.8: 8.4594; 1.9: 704.7; 2: 22.4427; 2.1: 92.212; 2.2: 359.0291; 2.3: 24.3381; 2.4: -357.0382; 2.5: -24.2032
| 2 | 26.15 | 1: 0.74461; 1.1: 2.038; 1.2: 0.002733; 1.3: 141.21; 1.4: 0.13789; 1.5: 2.038; 1.6: 141.21; 1.7: 84.726; 1.8: 8.4594; 1.9: 706.05; 2: 22.4857; 2.1: 92.2232; 2.2: 360.3623; 2.3: 24.3818; 2.4: -358.3243; 2.5: -24.2439
| 2 | 26.2 | 1: 0.76062; 1.1: 2.0858; 1.2: 0.0027971; 1.3: 141.48; 1.4: 0.14086; 1.5: 2.0858; 1.6: 141.48; 1.7: 84.888; 1.8: 8.4594; 1.9: 707.4; 2: 22.5287; 2.1: 92.2343; 2.2: 361.6981; 2.3: 24.4255; 2.4: -359.6123; 2.5: -24.2846
| 2 | 26.25 | 1: 0.7768; 1.1: 2.1342; 1.2: 0.0028621; 1.3: 141.75; 1.4: 0.14385; 1.5: 2.1342; 1.6: 141.75; 1.7: 85.05; 1.8: 8.4594; 1.9: 708.75; 2: 22.5717; 2.1: 92.2454; 2.2: 363.0363; 2.3: 24.4691; 2.4: -360.9021; 2.5: -24.3253
| 2 | 26.3 | 1: 0.79314; 1.1: 2.1833; 1.2: 0.0029279; 1.3: 142.02; 1.4: 0.14688; 1.5: 2.1833; 1.6: 142.02; 1.7: 85.212; 1.8: 8.4594; 1.9: 710.1; 2: 22.6146; 2.1: 92.2564; 2.2: 364.3771; 2.3: 24.5128; 2.4: -362.1938; 2.5: -24.3659
| 2 | 26.35 | 1: 0.80967; 1.1: 2.233; 1.2: 0.0029945; 1.3: 142.29; 1.4: 0.14994; 1.5: 2.233; 1.6: 142.29; 1.7: 85.374; 1.8: 8.4594; 1.9: 711.45; 2: 22.6576; 2.1: 92.2674; 2.2: 365.7203; 2.3: 24.5565; 2.4: -363.4873; 2.5: -24.4066
| 2 | 26.4 | 1: 0.82636; 1.1: 2.2834; 1.2: 0.0030621; 1.3: 142.56; 1.4: 0.15303; 1.5: 2.2834; 1.6: 142.56; 1.7: 85.536; 1.8: 8.4594; 1.9: 712.8; 2: 22.7006; 2.1: 92.2784; 2.2: 367.066; 2.3: 24.6002; 2.4: -364.7826; 2.5: -24.4471
| 2 | 26.45 | 1: 0.84322; 1.1: 2.3344; 1.2: 0.0031305; 1.3: 142.83; 1.4: 0.15615; 1.5: 2.3344; 1.6: 142.83; 1.7: 85.698; 1.8: 8.4594; 1.9: 714.15; 2: 22.7436; 2.1: 92.2893; 2.2: 368.4143; 2.3: 24.6439; 2.4: -366.0799; 2.5: -24.4877
| 2 | 26.5 | 1: 0.86026; 1.1: 2.3861; 1.2: 0.0031998; 1.3: 143.1; 1.4: 0.15931; 1.5: 2.3861; 1.6: 143.1; 1.7: 85.86; 1.8: 8.4594; 1.9: 715.5; 2: 22.7866; 2.1: 92.3001; 2.2: 369.765; 2.3: 24.6875; 2.4: -367.3789; 2.5: -24.5282
| 2 | 26.55 | 1: 0.87746; 1.1: 2.4384; 1.2: 0.0032699; 1.3: 143.37; 1.4: 0.16249; 1.5: 2.4384; 1.6: 143.37; 1.7: 86.022; 1.8: 8.4594; 1.9: 716.85; 2: 22.8296; 2.1: 92.3109; 2.2: 371.1182; 2.3: 24.7312; 2.4: -368.6798; 2.5: -24.5687
| 2 | 26.6 | 1: 0.89484; 1.1: 2.4914; 1.2: 0.003341; 1.3: 143.64; 1.4: 0.16571; 1.5: 2.4914; 1.6: 143.64; 1.7: 86.184; 1.8: 8.4594; 1.9: 718.2; 2: 22.8726; 2.1: 92.3217; 2.2: 372.474; 2.3: 24.7749; 2.4: -369.9826; 2.5: -24.6092
| 2 | 26.65 | 1: 0.91239; 1.1: 2.545; 1.2: 0.0034129; 1.3: 143.91; 1.4: 0.16896; 1.5: 2.545; 1.6: 143.91; 1.7: 86.346; 1.8: 8.4594; 1.9: 719.55; 2: 22.9156; 2.1: 92.3324; 2.2: 373.8322; 2.3: 24.8186; 2.4: -371.2872; 2.5: -24.6496
| 2 | 26.7 | 1: 0.93012; 1.1: 2.5993; 1.2: 0.0034857; 1.3: 144.18; 1.4: 0.17224; 1.5: 2.5993; 1.6: 144.18; 1.7: 86.508; 1.8: 8.4594; 1.9: 720.9; 2: 22.9586; 2.1: 92.343; 2.2: 375.1929; 2.3: 24.8623; 2.4: -372.5936; 2.5: -24.6901
| 2 | 26.75 | 1: 0.94801; 1.1: 2.6543; 1.2: 0.0035594; 1.3: 144.45; 1.4: 0.17556; 1.5: 2.6543; 1.6: 144.45; 1.7: 86.67; 1.8: 8.4594; 1.9: 722.25; 2: 23.0016; 2.1: 92.3537; 2.2: 376.5561; 2.3: 24.906; 2.4: -373.9019; 2.5: -24.7304
| 2 | 26.8 | 1: 0.96607; 1.1: 2.7099; 1.2: 0.003634; 1.3: 144.72; 1.4: 0.1789; 1.5: 2.7099; 1.6: 144.72; 1.7: 86.832; 1.8: 8.4594; 1.9: 723.6; 2: 23.0446; 2.1: 92.3642; 2.2: 377.9219; 2.3: 24.9497; 2.4: -375.212; 2.5: -24.7708
| 2 | 26.85 | 1: 0.98431; 1.1: 2.7662; 1.2: 0.0037095; 1.3: 144.99; 1.4: 0.18228; 1.5: 2.7662; 1.6: 144.99; 1.7: 86.994; 1.8: 8.4594; 1.9: 724.95; 2: 23.0876; 2.1: 92.3748; 2.2: 379.2901; 2.3: 24.9934; 2.4: -376.5239; 2.5: -24.8111
| 2 | 26.9 | 1: 1.0027; 1.1: 2.8232; 1.2: 0.003786; 1.3: 145.26; 1.4: 0.18569; 1.5: 2.8232; 1.6: 145.26; 1.7: 87.156; 1.8: 8.4594; 1.9: 726.3; 2: 23.1306; 2.1: 92.3852; 2.2: 380.6609; 2.3: 25.0371; 2.4: -377.8377; 2.5: -24.8514
| 2 | 26.95 | 1: 1.0213; 1.1: 2.8808; 1.2: 0.0038633; 1.3: 145.53; 1.4: 0.18913; 1.5: 2.8808; 1.6: 145.53; 1.7: 87.318; 1.8: 8.4594; 1.9: 727.65; 2: 23.1736; 2.1: 92.3957; 2.2: 382.0341; 2.3: 25.0808; 2.4: -379.1533; 2.5: -24.8917
| 2 | 27 | 1: 1.04; 1.1: 2.9392; 1.2: 0.0039415; 1.3: 145.8; 1.4: 0.1926; 1.5: 2.9392; 1.6: 145.8; 1.7: 87.48; 1.8: 8.4594; 1.9: 729; 2: 23.2166; 2.1: 92.4061; 2.2: 383.4098; 2.3: 25.1245; 2.4: -380.4707; 2.5: -24.9319
| 2 | 27.05 | 1: 1.059; 1.1: 2.9982; 1.2: 0.0040206; 1.3: 146.07; 1.4: 0.19611; 1.5: 2.9982; 1.6: 146.07; 1.7: 87.642; 1.8: 8.4594; 1.9: 730.35; 2: 23.2596; 2.1: 92.4164; 2.2: 384.7881; 2.3: 25.1682; 2.4: -381.7899; 2.5: -24.9721
| 2 | 27.1 | 1: 1.0781; 1.1: 3.0579; 1.2: 0.0041007; 1.3: 146.34; 1.4: 0.19964; 1.5: 3.0579; 1.6: 146.34; 1.7: 87.804; 1.8: 8.4594; 1.9: 731.7; 2: 23.3025; 2.1: 92.4267; 2.2: 386.1688; 2.3: 25.2119; 2.4: -383.1109; 2.5: -25.0123
| 2 | 27.15 | 1: 1.0973; 1.1: 3.1183; 1.2: 0.0041817; 1.3: 146.61; 1.4: 0.20321; 1.5: 3.1183; 1.6: 146.61; 1.7: 87.966; 1.8: 8.4594; 1.9: 733.05; 2: 23.3455; 2.1: 92.437; 2.2: 387.5521; 2.3: 25.2556; 2.4: -384.4338; 2.5: -25.0524
| 2 | 27.2 | 1: 1.1168; 1.1: 3.1794; 1.2: 0.0042636; 1.3: 146.88; 1.4: 0.20681; 1.5: 3.1794; 1.6: 146.88; 1.7: 88.128; 1.8: 8.4594; 1.9: 734.4; 2: 23.3885; 2.1: 92.4472; 2.2: 388.9379; 2.3: 25.2993; 2.4: -385.7585; 2.5: -25.0925
| 2 | 27.25 | 1: 1.1364; 1.1: 3.2411; 1.2: 0.0043464; 1.3: 147.15; 1.4: 0.21044; 1.5: 3.2411; 1.6: 147.15; 1.7: 88.29; 1.8: 8.4594; 1.9: 735.75; 2: 23.4315; 2.1: 92.4574; 2.2: 390.3261; 2.3: 25.3431; 2.4: -387.085; 2.5: -25.1326
| 2 | 27.3 | 1: 1.1562; 1.1: 3.3036; 1.2: 0.0044302; 1.3: 147.42; 1.4: 0.2141; 1.5: 3.3036; 1.6: 147.42; 1.7: 88.452; 1.8: 8.4594; 1.9: 737.1; 2: 23.4745; 2.1: 92.4675; 2.2: 391.7169; 2.3: 25.3868; 2.4: -388.4133; 2.5: -25.1727
| 2 | 27.35 | 1: 1.1761; 1.1: 3.3668; 1.2: 0.0045149; 1.3: 147.69; 1.4: 0.2178; 1.5: 3.3668; 1.6: 147.69; 1.7: 88.614; 1.8: 8.4594; 1.9: 738.45; 2: 23.5175; 2.1: 92.4776; 2.2: 393.1102; 2.3: 25.4305; 2.4: -389.7434; 2.5: -25.2127
| 2 | 27.4 | 1: 1.1962; 1.1: 3.4306; 1.2: 0.0046006; 1.3: 147.96; 1.4: 0.22153; 1.5: 3.4306; 1.6: 147.96; 1.7: 88.776; 1.8: 8.4594; 1.9: 739.8; 2: 23.5605; 2.1: 92.4877; 2.2: 394.506; 2.3: 25.4742; 2.4: -391.0753; 2.5: -25.2527
| 2 | 27.45 | 1: 1.2165; 1.1: 3.4952; 1.2: 0.0046872; 1.3: 148.23; 1.4: 0.22528; 1.5: 3.4952; 1.6: 148.23; 1.7: 88.938; 1.8: 8.4594; 1.9: 741.15; 2: 23.6035; 2.1: 92.4977; 2.2: 395.9043; 2.3: 25.5179; 2.4: -392.4091; 2.5: -25.2927
| 2 | 27.5 | 1: 1.237; 1.1: 3.5605; 1.2: 0.0047747; 1.3: 148.5; 1.4: 0.22907; 1.5: 3.5605; 1.6: 148.5; 1.7: 89.1; 1.8: 8.4594; 1.9: 742.5; 2: 23.6465; 2.1: 92.5076; 2.2: 397.3051; 2.3: 25.5617; 2.4: -393.7446; 2.5: -25.3326
| 2 | 27.55 | 1: 1.2576; 1.1: 3.6265; 1.2: 0.0048632; 1.3: 148.77; 1.4: 0.2329; 1.5: 3.6265; 1.6: 148.77; 1.7: 89.262; 1.8: 8.4594; 1.9: 743.85; 2: 23.6895; 2.1: 92.5175; 2.2: 398.7084; 2.3: 25.6054; 2.4: -395.0819; 2.5: -25.3725
| 2 | 27.6 | 1: 1.2784; 1.1: 3.6932; 1.2: 0.0049526; 1.3: 149.04; 1.4: 0.23675; 1.5: 3.6932; 1.6: 149.04; 1.7: 89.424; 1.8: 8.4594; 1.9: 745.2; 2: 23.7325; 2.1: 92.5274; 2.2: 400.1142; 2.3: 25.6491; 2.4: -396.421; 2.5: -25.4124
| 2 | 27.65 | 1: 1.2994; 1.1: 3.7606; 1.2: 0.005043; 1.3: 149.31; 1.4: 0.24064; 1.5: 3.7606; 1.6: 149.31; 1.7: 89.586; 1.8: 8.4594; 1.9: 746.55; 2: 23.7755; 2.1: 92.5373; 2.2: 401.5225; 2.3: 25.6929; 2.4: -397.7619; 2.5: -25.4522
| 2 | 27.7 | 1: 1.3206; 1.1: 3.8287; 1.2: 0.0051344; 1.3: 149.58; 1.4: 0.24455; 1.5: 3.8287; 1.6: 149.58; 1.7: 89.748; 1.8: 8.4594; 1.9: 747.9; 2: 23.8185; 2.1: 92.547; 2.2: 402.9334; 2.3: 25.7366; 2.4: -399.1046; 2.5: -25.4921
| 2 | 27.75 | 1: 1.3419; 1.1: 3.8976; 1.2: 0.0052267; 1.3: 149.85; 1.4: 0.2485; 1.5: 3.8976; 1.6: 149.85; 1.7: 89.91; 1.8: 8.4594; 1.9: 749.25; 2: 23.8615; 2.1: 92.5568; 2.2: 404.3467; 2.3: 25.7803; 2.4: -400.4491; 2.5: -25.5318
| 2 | 27.8 | 1: 1.3634; 1.1: 3.9671; 1.2: 0.00532; 1.3: 150.12; 1.4: 0.25248; 1.5: 3.9671; 1.6: 150.12; 1.7: 90.072; 1.8: 8.4594; 1.9: 750.6; 2: 23.9045; 2.1: 92.5665; 2.2: 405.7626; 2.3: 25.8241; 2.4: -401.7954; 2.5: -25.5716
| 2 | 27.85 | 1: 1.3851; 1.1: 4.0374; 1.2: 0.0054143; 1.3: 150.39; 1.4: 0.2565; 1.5: 4.0374; 1.6: 150.39; 1.7: 90.234; 1.8: 8.4594; 1.9: 751.95; 2: 23.9475; 2.1: 92.5762; 2.2: 407.181; 2.3: 25.8678; 2.4: -403.1435; 2.5: -25.6113
| 2 | 27.9 | 1: 1.4069; 1.1: 4.1085; 1.2: 0.0055096; 1.3: 150.66; 1.4: 0.26054; 1.5: 4.1085; 1.6: 150.66; 1.7: 90.396; 1.8: 8.4594; 1.9: 753.3; 2: 23.9904; 2.1: 92.5858; 2.2: 408.6018; 2.3: 25.9116; 2.4: -404.4934; 2.5: -25.651
| 2 | 27.95 | 1: 1.4289; 1.1: 4.1802; 1.2: 0.0056058; 1.3: 150.93; 1.4: 0.26462; 1.5: 4.1802; 1.6: 150.93; 1.7: 90.558; 1.8: 8.4594; 1.9: 754.65; 2: 24.0334; 2.1: 92.5954; 2.2: 410.0252; 2.3: 25.9553; 2.4: -405.845; 2.5: -25.6907
| 2 | 28 | 1: 1.4511; 1.1: 4.2527; 1.2: 0.005703; 1.3: 151.2; 1.4: 0.26872; 1.5: 4.2527; 1.6: 151.2; 1.7: 90.72; 1.8: 8.4594; 1.9: 756; 2: 24.0764; 2.1: 92.6049; 2.2: 411.4511; 2.3: 25.9991; 2.4: -407.1984; 2.5: -25.7304
| 2 | 28.05 | 1: 1.4735; 1.1: 4.3259; 1.2: 0.0058012; 1.3: 151.47; 1.4: 0.27286; 1.5: 4.3259; 1.6: 151.47; 1.7: 90.882; 1.8: 8.4594; 1.9: 757.35; 2: 24.1194; 2.1: 92.6144; 2.2: 412.8796; 2.3: 26.0428; 2.4: -408.5536; 2.5: -25.77
| 2 | 28.1 | 1: 1.496; 1.1: 4.3999; 1.2: 0.0059004; 1.3: 151.74; 1.4: 0.27704; 1.5: 4.3999; 1.6: 151.74; 1.7: 91.044; 1.8: 8.4594; 1.9: 758.7; 2: 24.1624; 2.1: 92.6239; 2.2: 414.3105; 2.3: 26.0866; 2.4: -409.9106; 2.5: -25.8096
| 2 | 28.15 | 1: 1.5187; 1.1: 4.4746; 1.2: 0.0060006; 1.3: 152.01; 1.4: 0.28124; 1.5: 4.4746; 1.6: 152.01; 1.7: 91.206; 1.8: 8.4594; 1.9: 760.05; 2: 24.2054; 2.1: 92.6333; 2.2: 415.7439; 2.3: 26.1304; 2.4: -411.2693; 2.5: -25.8491
| 2 | 28.2 | 1: 1.5416; 1.1: 4.5501; 1.2: 0.0061017; 1.3: 152.28; 1.4: 0.28547; 1.5: 4.5501; 1.6: 152.28; 1.7: 91.368; 1.8: 8.4594; 1.9: 761.4; 2: 24.2484; 2.1: 92.6427; 2.2: 417.1799; 2.3: 26.1741; 2.4: -412.6298; 2.5: -25.8886
| 2 | 28.25 | 1: 1.5646; 1.1: 4.6263; 1.2: 0.0062039; 1.3: 152.55; 1.4: 0.28974; 1.5: 4.6263; 1.6: 152.55; 1.7: 91.53; 1.8: 8.4594; 1.9: 762.75; 2: 24.2914; 2.1: 92.652; 2.2: 418.6184; 2.3: 26.2179; 2.4: -413.9921; 2.5: -25.9281
| 2 | 28.3 | 1: 1.5878; 1.1: 4.7032; 1.2: 0.0063071; 1.3: 152.82; 1.4: 0.29404; 1.5: 4.7032; 1.6: 152.82; 1.7: 91.692; 1.8: 8.4594; 1.9: 764.1; 2: 24.3344; 2.1: 92.6613; 2.2: 420.0593; 2.3: 26.2617; 2.4: -415.3561; 2.5: -25.9676
| 2 | 28.35 | 1: 1.6112; 1.1: 4.7809; 1.2: 0.0064113; 1.3: 153.09; 1.4: 0.29837; 1.5: 4.7809; 1.6: 153.09; 1.7: 91.854; 1.8: 8.4594; 1.9: 765.45; 2: 24.3774; 2.1: 92.6706; 2.2: 421.5028; 2.3: 26.3054; 2.4: -416.722; 2.5: -26.0071
| 2 | 28.4 | 1: 1.6348; 1.1: 4.8594; 1.2: 0.0065165; 1.3: 153.36; 1.4: 0.30273; 1.5: 4.8594; 1.6: 153.36; 1.7: 92.016; 1.8: 8.4594; 1.9: 766.8; 2: 24.4204; 2.1: 92.6798; 2.2: 422.9489; 2.3: 26.3492; 2.4: -418.0895; 2.5: -26.0465
| 2 | 28.45 | 1: 1.6585; 1.1: 4.9386; 1.2: 0.0066227; 1.3: 153.63; 1.4: 0.30713; 1.5: 4.9386; 1.6: 153.63; 1.7: 92.178; 1.8: 8.4594; 1.9: 768.15; 2: 24.4634; 2.1: 92.689; 2.2: 424.3974; 2.3: 26.393; 2.4: -419.4588; 2.5: -26.0858
| 2 | 28.5 | 1: 1.6824; 1.1: 5.0185; 1.2: 0.00673; 1.3: 153.9; 1.4: 0.31155; 1.5: 5.0185; 1.6: 153.9; 1.7: 92.34; 1.8: 8.4594; 1.9: 769.5; 2: 24.5064; 2.1: 92.6981; 2.2: 425.8484; 2.3: 26.4367; 2.4: -420.8299; 2.5: -26.1252
| 2 | 28.55 | 1: 1.7064; 1.1: 5.0993; 1.2: 0.0068382; 1.3: 154.17; 1.4: 0.31601; 1.5: 5.0993; 1.6: 154.17; 1.7: 92.502; 1.8: 8.4594; 1.9: 770.85; 2: 24.5494; 2.1: 92.7072; 2.2: 427.302; 2.3: 26.4805; 2.4: -422.2028; 2.5: -26.1645
| 2 | 28.6 | 1: 1.7307; 1.1: 5.1808; 1.2: 0.0069475; 1.3: 154.44; 1.4: 0.3205; 1.5: 5.1808; 1.6: 154.44; 1.7: 92.664; 1.8: 8.4594; 1.9: 772.2; 2: 24.5924; 2.1: 92.7163; 2.2: 428.7581; 2.3: 26.5243; 2.4: -423.5773; 2.5: -26.2038
| 2 | 28.65 | 1: 1.7551; 1.1: 5.263; 1.2: 0.0070578; 1.3: 154.71; 1.4: 0.32502; 1.5: 5.263; 1.6: 154.71; 1.7: 92.826; 1.8: 8.4594; 1.9: 773.55; 2: 24.6354; 2.1: 92.7253; 2.2: 430.2167; 2.3: 26.5681; 2.4: -424.9537; 2.5: -26.2431
| 2 | 28.7 | 1: 1.7797; 1.1: 5.3461; 1.2: 0.0071692; 1.3: 154.98; 1.4: 0.32957; 1.5: 5.3461; 1.6: 154.98; 1.7: 92.988; 1.8: 8.4594; 1.9: 774.9; 2: 24.6783; 2.1: 92.7343; 2.2: 431.6778; 2.3: 26.6119; 2.4: -426.3318; 2.5: -26.2823
| 2 | 28.75 | 1: 1.8044; 1.1: 5.4299; 1.2: 0.0072816; 1.3: 155.25; 1.4: 0.33416; 1.5: 5.4299; 1.6: 155.25; 1.7: 93.15; 1.8: 8.4594; 1.9: 776.25; 2: 24.7213; 2.1: 92.7432; 2.2: 433.1415; 2.3: 26.6557; 2.4: -427.7116; 2.5: -26.3215
| 2 | 28.8 | 1: 1.8294; 1.1: 5.5145; 1.2: 0.007395; 1.3: 155.52; 1.4: 0.33877; 1.5: 5.5145; 1.6: 155.52; 1.7: 93.312; 1.8: 8.4594; 1.9: 777.6; 2: 24.7643; 2.1: 92.7521; 2.2: 434.6076; 2.3: 26.6995; 2.4: -429.0931; 2.5: -26.3607
| 2 | 28.85 | 1: 1.8545; 1.1: 5.5998; 1.2: 0.0075095; 1.3: 155.79; 1.4: 0.34342; 1.5: 5.5998; 1.6: 155.79; 1.7: 93.474; 1.8: 8.4594; 1.9: 778.95; 2: 24.8073; 2.1: 92.761; 2.2: 436.0763; 2.3: 26.7433; 2.4: -430.4765; 2.5: -26.3998
| 2 | 28.9 | 1: 1.8797; 1.1: 5.686; 1.2: 0.007625; 1.3: 156.06; 1.4: 0.3481; 1.5: 5.686; 1.6: 156.06; 1.7: 93.636; 1.8: 8.4594; 1.9: 780.3; 2: 24.8503; 2.1: 92.7698; 2.2: 437.5475; 2.3: 26.7871; 2.4: -431.8615; 2.5: -26.439
| 2 | 28.95 | 1: 1.9052; 1.1: 5.7729; 1.2: 0.0077416; 1.3: 156.33; 1.4: 0.35281; 1.5: 5.7729; 1.6: 156.33; 1.7: 93.798; 1.8: 8.4594; 1.9: 781.65; 2: 24.8933; 2.1: 92.7786; 2.2: 439.0212; 2.3: 26.8309; 2.4: -433.2483; 2.5: -26.4781
| 2 | 29 | 1: 1.9308; 1.1: 5.8606; 1.2: 0.0078592; 1.3: 156.6; 1.4: 0.35756; 1.5: 5.8606; 1.6: 156.6; 1.7: 93.96; 1.8: 8.4594; 1.9: 783; 2: 24.9363; 2.1: 92.7874; 2.2: 440.4974; 2.3: 26.8747; 2.4: -434.6368; 2.5: -26.5171
| 2 | 29.05 | 1: 1.9566; 1.1: 5.9491; 1.2: 0.0079779; 1.3: 156.87; 1.4: 0.36233; 1.5: 5.9491; 1.6: 156.87; 1.7: 94.122; 1.8: 8.4594; 1.9: 784.35; 2: 24.9793; 2.1: 92.7961; 2.2: 441.9762; 2.3: 26.9185; 2.4: -436.027; 2.5: -26.5562
| 2 | 29.1 | 1: 1.9825; 1.1: 6.0384; 1.2: 0.0080977; 1.3: 157.14; 1.4: 0.36714; 1.5: 6.0384; 1.6: 157.14; 1.7: 94.284; 1.8: 8.4594; 1.9: 785.7; 2: 25.0223; 2.1: 92.8048; 2.2: 443.4574; 2.3: 26.9623; 2.4: -437.419; 2.5: -26.5952
| 2 | 29.15 | 1: 2.0087; 1.1: 6.1285; 1.2: 0.0082185; 1.3: 157.41; 1.4: 0.37198; 1.5: 6.1285; 1.6: 157.41; 1.7: 94.446; 1.8: 8.4594; 1.9: 787.05; 2: 25.0653; 2.1: 92.8134; 2.2: 444.9412; 2.3: 27.0061; 2.4: -438.8127; 2.5: -26.6341
| 2 | 29.2 | 1: 2.035; 1.1: 6.2194; 1.2: 0.0083404; 1.3: 157.68; 1.4: 0.37685; 1.5: 6.2194; 1.6: 157.68; 1.7: 94.608; 1.8: 8.4594; 1.9: 788.4; 2: 25.1083; 2.1: 92.822; 2.2: 446.4276; 2.3: 27.0499; 2.4: -440.2081; 2.5: -26.6731
| 2 | 29.25 | 1: 2.0615; 1.1: 6.3111; 1.2: 0.0084634; 1.3: 157.95; 1.4: 0.38175; 1.5: 6.3111; 1.6: 157.95; 1.7: 94.77; 1.8: 8.4594; 1.9: 789.75; 2: 25.1513; 2.1: 92.8306; 2.2: 447.9164; 2.3: 27.0937; 2.4: -441.6053; 2.5: -26.712
| 2 | 29.3 | 1: 2.0881; 1.1: 6.4036; 1.2: 0.0085874; 1.3: 158.22; 1.4: 0.38668; 1.5: 6.4036; 1.6: 158.22; 1.7: 94.932; 1.8: 8.4594; 1.9: 791.1; 2: 25.1943; 2.1: 92.8391; 2.2: 449.4078; 2.3: 27.1376; 2.4: -443.0041; 2.5: -26.7509
| 2 | 29.35 | 1: 2.1149; 1.1: 6.4969; 1.2: 0.0087125; 1.3: 158.49; 1.4: 0.39165; 1.5: 6.4969; 1.6: 158.49; 1.7: 95.094; 1.8: 8.4594; 1.9: 792.45; 2: 25.2373; 2.1: 92.8476; 2.2: 450.9016; 2.3: 27.1814; 2.4: -444.4047; 2.5: -26.7897
| 2 | 29.4 | 1: 2.1419; 1.1: 6.591; 1.2: 0.0088387; 1.3: 158.76; 1.4: 0.39665; 1.5: 6.591; 1.6: 158.76; 1.7: 95.256; 1.8: 8.4594; 1.9: 793.8; 2: 25.2803; 2.1: 92.8561; 2.2: 452.398; 2.3: 27.2252; 2.4: -445.807; 2.5: -26.8286
| 2 | 29.45 | 1: 2.1691; 1.1: 6.686; 1.2: 0.008966; 1.3: 159.03; 1.4: 0.40168; 1.5: 6.686; 1.6: 159.03; 1.7: 95.418; 1.8: 8.4594; 1.9: 795.15; 2: 25.3232; 2.1: 92.8645; 2.2: 453.897; 2.3: 27.269; 2.4: -447.211; 2.5: -26.8674
| 2 | 29.5 | 1: 2.1964; 1.1: 6.7817; 1.2: 0.0090944; 1.3: 159.3; 1.4: 0.40674; 1.5: 6.7817; 1.6: 159.3; 1.7: 95.58; 1.8: 8.4594; 1.9: 796.5; 2: 25.3662; 2.1: 92.8728; 2.2: 455.3984; 2.3: 27.3129; 2.4: -448.6167; 2.5: -26.9061
| 2 | 29.55 | 1: 2.2239; 1.1: 6.8783; 1.2: 0.0092239; 1.3: 159.57; 1.4: 0.41183; 1.5: 6.8783; 1.6: 159.57; 1.7: 95.742; 1.8: 8.4594; 1.9: 797.85; 2: 25.4092; 2.1: 92.8812; 2.2: 456.9024; 2.3: 27.3567; 2.4: -450.0241; 2.5: -26.9449
| 2 | 29.6 | 1: 2.2516; 1.1: 6.9756; 1.2: 0.0093545; 1.3: 159.84; 1.4: 0.41696; 1.5: 6.9756; 1.6: 159.84; 1.7: 95.904; 1.8: 8.4594; 1.9: 799.2; 2: 25.4522; 2.1: 92.8895; 2.2: 458.4089; 2.3: 27.4005; 2.4: -451.4333; 2.5: -26.9836
| 2 | 29.65 | 1: 2.2794; 1.1: 7.0738; 1.2: 0.0094862; 1.3: 160.11; 1.4: 0.42211; 1.5: 7.0738; 1.6: 160.11; 1.7: 96.066; 1.8: 8.4594; 1.9: 800.55; 2: 25.4952; 2.1: 92.8978; 2.2: 459.9179; 2.3: 27.4444; 2.4: -452.8441; 2.5: -27.0223
| 2 | 29.7 | 1: 2.3074; 1.1: 7.1729; 1.2: 0.009619; 1.3: 160.38; 1.4: 0.4273; 1.5: 7.1729; 1.6: 160.38; 1.7: 96.228; 1.8: 8.4594; 1.9: 801.9; 2: 25.5382; 2.1: 92.906; 2.2: 461.4295; 2.3: 27.4882; 2.4: -454.2566; 2.5: -27.0609
| 2 | 29.75 | 1: 2.3356; 1.1: 7.2727; 1.2: 0.0097529; 1.3: 160.65; 1.4: 0.43252; 1.5: 7.2727; 1.6: 160.65; 1.7: 96.39; 1.8: 8.4594; 1.9: 803.25; 2: 25.5812; 2.1: 92.9142; 2.2: 462.9436; 2.3: 27.5321; 2.4: -455.6709; 2.5: -27.0996
| 2 | 29.8 | 1: 2.364; 1.1: 7.3734; 1.2: 0.0098879; 1.3: 160.92; 1.4: 0.43777; 1.5: 7.3734; 1.6: 160.92; 1.7: 96.552; 1.8: 8.4594; 1.9: 804.6; 2: 25.6242; 2.1: 92.9224; 2.2: 464.4602; 2.3: 27.5759; 2.4: -457.0868; 2.5: -27.1382
| 2 | 29.85 | 1: 2.3925; 1.1: 7.4749; 1.2: 0.010024; 1.3: 161.19; 1.4: 0.44306; 1.5: 7.4749; 1.6: 161.19; 1.7: 96.714; 1.8: 8.4594; 1.9: 805.95; 2: 25.6672; 2.1: 92.9305; 2.2: 465.9793; 2.3: 27.6198; 2.4: -458.5044; 2.5: -27.1767
| 2 | 29.9 | 1: 2.4212; 1.1: 7.5773; 1.2: 0.010161; 1.3: 161.46; 1.4: 0.44837; 1.5: 7.5773; 1.6: 161.46; 1.7: 96.876; 1.8: 8.4594; 1.9: 807.3; 2: 25.7102; 2.1: 92.9386; 2.2: 467.501; 2.3: 27.6636; 2.4: -459.9237; 2.5: -27.2153
| 2 | 29.95 | 1: 2.4501; 1.1: 7.6804; 1.2: 0.0103; 1.3: 161.73; 1.4: 0.45372; 1.5: 7.6804; 1.6: 161.73; 1.7: 97.038; 1.8: 8.4594; 1.9: 808.65; 2: 25.7532; 2.1: 92.9467; 2.2: 469.0252; 2.3: 27.7075; 2.4: -461.3447; 2.5: -27.2538
| 2 | 30 | 1: 2.4791; 1.1: 7.7845; 1.2: 0.010439; 1.3: 162; 1.4: 0.4591; 1.5: 7.7845; 1.6: 162; 1.7: 97.2; 1.8: 8.4594; 1.9: 810; 2: 25.7962; 2.1: 92.9547; 2.2: 470.5519; 2.3: 27.7513; 2.4: -462.7674; 2.5: -27.2923
| 2 | 30.05 | 1: 2.5083; 1.1: 7.8893; 1.2: 0.01058; 1.3: 162.27; 1.4: 0.46451; 1.5: 7.8893; 1.6: 162.27; 1.7: 97.362; 1.8: 8.4594; 1.9: 811.35; 2: 25.8392; 2.1: 92.9627; 2.2: 472.0811; 2.3: 27.7952; 2.4: -464.1918; 2.5: -27.3307
| 2 | 30.1 | 1: 2.5377; 1.1: 7.9951; 1.2: 0.010722; 1.3: 162.54; 1.4: 0.46995; 1.5: 7.9951; 1.6: 162.54; 1.7: 97.524; 1.8: 8.4594; 1.9: 812.7; 2: 25.8822; 2.1: 92.9706; 2.2: 473.6129; 2.3: 27.8391; 2.4: -465.6178; 2.5: -27.3691
| 2 | 30.15 | 1: 2.5673; 1.1: 8.1016; 1.2: 0.010864; 1.3: 162.81; 1.4: 0.47543; 1.5: 8.1016; 1.6: 162.81; 1.7: 97.686; 1.8: 8.4594; 1.9: 814.05; 2: 25.9252; 2.1: 92.9785; 2.2: 475.1472; 2.3: 27.8829; 2.4: -467.0455; 2.5: -27.4075
| 2 | 30.2 | 1: 2.597; 1.1: 8.209; 1.2: 0.011009; 1.3: 163.08; 1.4: 0.48093; 1.5: 8.209; 1.6: 163.08; 1.7: 97.848; 1.8: 8.4594; 1.9: 815.4; 2: 25.9682; 2.1: 92.9864; 2.2: 476.684; 2.3: 27.9268; 2.4: -468.475; 2.5: -27.4459
| 2 | 30.25 | 1: 2.6269; 1.1: 8.3173; 1.2: 0.011154; 1.3: 163.35; 1.4: 0.48647; 1.5: 8.3173; 1.6: 163.35; 1.7: 98.01; 1.8: 8.4594; 1.9: 816.75; 2: 26.0111; 2.1: 92.9943; 2.2: 478.2234; 2.3: 27.9707; 2.4: -469.906; 2.5: -27.4842
| 2 | 30.3 | 1: 2.657; 1.1: 8.4264; 1.2: 0.0113; 1.3: 163.62; 1.4: 0.49204; 1.5: 8.4264; 1.6: 163.62; 1.7: 98.172; 1.8: 8.4594; 1.9: 818.1; 2: 26.0541; 2.1: 93.0021; 2.2: 479.7652; 2.3: 28.0146; 2.4: -471.3388; 2.5: -27.5225
| 2 | 30.35 | 1: 2.6873; 1.1: 8.5364; 1.2: 0.011448; 1.3: 163.89; 1.4: 0.49764; 1.5: 8.5364; 1.6: 163.89; 1.7: 98.334; 1.8: 8.4594; 1.9: 819.45; 2: 26.0971; 2.1: 93.0099; 2.2: 481.3097; 2.3: 28.0585; 2.4: -472.7732; 2.5: -27.5608
| 2 | 30.4 | 1: 2.7177; 1.1: 8.6473; 1.2: 0.011596; 1.3: 164.16; 1.4: 0.50327; 1.5: 8.6473; 1.6: 164.16; 1.7: 98.496; 1.8: 8.4594; 1.9: 820.8; 2: 26.1401; 2.1: 93.0176; 2.2: 482.8566; 2.3: 28.1023; 2.4: -474.2093; 2.5: -27.5991
| 2 | 30.45 | 1: 2.7483; 1.1: 8.759; 1.2: 0.011746; 1.3: 164.43; 1.4: 0.50894; 1.5: 8.759; 1.6: 164.43; 1.7: 98.658; 1.8: 8.4594; 1.9: 822.15; 2: 26.1831; 2.1: 93.0253; 2.2: 484.4061; 2.3: 28.1462; 2.4: -475.6471; 2.5: -27.6373
| 2 | 30.5 | 1: 2.779; 1.1: 8.8716; 1.2: 0.011897; 1.3: 164.7; 1.4: 0.51464; 1.5: 8.8716; 1.6: 164.7; 1.7: 98.82; 1.8: 8.4594; 1.9: 823.5; 2: 26.2261; 2.1: 93.033; 2.2: 485.9581; 2.3: 28.1901; 2.4: -477.0865; 2.5: -27.6755
| 2 | 30.55 | 1: 2.81; 1.1: 8.9851; 1.2: 0.012049; 1.3: 164.97; 1.4: 0.52036; 1.5: 8.9851; 1.6: 164.97; 1.7: 98.982; 1.8: 8.4594; 1.9: 824.85; 2: 26.2691; 2.1: 93.0407; 2.2: 487.5126; 2.3: 28.234; 2.4: -478.5276; 2.5: -27.7136
| 2 | 30.6 | 1: 2.8411; 1.1: 9.0994; 1.2: 0.012202; 1.3: 165.24; 1.4: 0.52612; 1.5: 9.0994; 1.6: 165.24; 1.7: 99.144; 1.8: 8.4594; 1.9: 826.2; 2: 26.3121; 2.1: 93.0483; 2.2: 489.0697; 2.3: 28.2779; 2.4: -479.9703; 2.5: -27.7518
| 2 | 30.65 | 1: 2.8723; 1.1: 9.2146; 1.2: 0.012357; 1.3: 165.51; 1.4: 0.53192; 1.5: 9.2146; 1.6: 165.51; 1.7: 99.306; 1.8: 8.4594; 1.9: 827.55; 2: 26.3551; 2.1: 93.0559; 2.2: 490.6293; 2.3: 28.3218; 2.4: -481.4147; 2.5: -27.7899
| 2 | 30.7 | 1: 2.9038; 1.1: 9.3307; 1.2: 0.012513; 1.3: 165.78; 1.4: 0.53774; 1.5: 9.3307; 1.6: 165.78; 1.7: 99.468; 1.8: 8.4594; 1.9: 828.9; 2: 26.3981; 2.1: 93.0634; 2.2: 492.1914; 2.3: 28.3657; 2.4: -482.8607; 2.5: -27.828
| 2 | 30.75 | 1: 2.9354; 1.1: 9.4476; 1.2: 0.012669; 1.3: 166.05; 1.4: 0.5436; 1.5: 9.4476; 1.6: 166.05; 1.7: 99.63; 1.8: 8.4594; 1.9: 830.25; 2: 26.4411; 2.1: 93.0709; 2.2: 493.7561; 2.3: 28.4096; 2.4: -484.3084; 2.5: -27.866
| 2 | 30.8 | 1: 2.9672; 1.1: 9.5655; 1.2: 0.012828; 1.3: 166.32; 1.4: 0.54948; 1.5: 9.5655; 1.6: 166.32; 1.7: 99.792; 1.8: 8.4594; 1.9: 831.6; 2: 26.4841; 2.1: 93.0784; 2.2: 495.3233; 2.3: 28.4535; 2.4: -485.7578; 2.5: -27.904
| 2 | 30.85 | 1: 2.9992; 1.1: 9.6842; 1.2: 0.012987; 1.3: 166.59; 1.4: 0.5554; 1.5: 9.6842; 1.6: 166.59; 1.7: 99.954; 1.8: 8.4594; 1.9: 832.95; 2: 26.5271; 2.1: 93.0859; 2.2: 496.893; 2.3: 28.4974; 2.4: -487.2088; 2.5: -27.942
| 2 | 30.9 | 1: 3.0313; 1.1: 9.8039; 1.2: 0.013147; 1.3: 166.86; 1.4: 0.56135; 1.5: 9.8039; 1.6: 166.86; 1.7: 100.116; 1.8: 8.4594; 1.9: 834.3; 2: 26.5701; 2.1: 93.0933; 2.2: 498.4653; 2.3: 28.5413; 2.4: -488.6614; 2.5: -27.98
| 2 | 30.95 | 1: 3.0636; 1.1: 9.9244; 1.2: 0.013309; 1.3: 167.13; 1.4: 0.56734; 1.5: 9.9244; 1.6: 167.13; 1.7: 100.278; 1.8: 8.4594; 1.9: 835.65; 2: 26.6131; 2.1: 93.1007; 2.2: 500.0401; 2.3: 28.5853; 2.4: -490.1157; 2.5: -28.0179
| 2 | 31 | 1: 3.0961; 1.1: 10.0458; 1.2: 0.013472; 1.3: 167.4; 1.4: 0.57335; 1.5: 10.0458; 1.6: 167.4; 1.7: 100.44; 1.8: 8.4594; 1.9: 837; 2: 26.6561; 2.1: 93.108; 2.2: 501.6174; 2.3: 28.6292; 2.4: -491.5716; 2.5: -28.0558
| 2 | 31.05 | 1: 3.1287; 1.1: 10.1681; 1.2: 0.013636; 1.3: 167.67; 1.4: 0.5794; 1.5: 10.1681; 1.6: 167.67; 1.7: 100.602; 1.8: 8.4594; 1.9: 838.35; 2: 26.699; 2.1: 93.1153; 2.2: 503.1973; 2.3: 28.6731; 2.4: -493.0292; 2.5: -28.0937
| 2 | 31.1 | 1: 3.1616; 1.1: 10.2913; 1.2: 0.013801; 1.3: 167.94; 1.4: 0.58547; 1.5: 10.2913; 1.6: 167.94; 1.7: 100.764; 1.8: 8.4594; 1.9: 839.7; 2: 26.742; 2.1: 93.1226; 2.2: 504.7797; 2.3: 28.717; 2.4: -494.4884; 2.5: -28.1315
| 2 | 31.15 | 1: 3.1946; 1.1: 10.4154; 1.2: 0.013967; 1.3: 168.21; 1.4: 0.59158; 1.5: 10.4154; 1.6: 168.21; 1.7: 100.926; 1.8: 8.4594; 1.9: 841.05; 2: 26.785; 2.1: 93.1299; 2.2: 506.3646; 2.3: 28.7609; 2.4: -495.9492; 2.5: -28.1694
| 2 | 31.2 | 1: 3.2277; 1.1: 10.5404; 1.2: 0.014135; 1.3: 168.48; 1.4: 0.59773; 1.5: 10.5404; 1.6: 168.48; 1.7: 101.088; 1.8: 8.4594; 1.9: 842.4; 2: 26.828; 2.1: 93.1371; 2.2: 507.9521; 2.3: 28.8049; 2.4: -497.4116; 2.5: -28.2071
| 2 | 31.25 | 1: 3.2611; 1.1: 10.6664; 1.2: 0.014304; 1.3: 168.75; 1.4: 0.6039; 1.5: 10.6664; 1.6: 168.75; 1.7: 101.25; 1.8: 8.4594; 1.9: 843.75; 2: 26.871; 2.1: 93.1443; 2.2: 509.5421; 2.3: 28.8488; 2.4: -498.8757; 2.5: -28.2449
| 2 | 31.3 | 1: 3.2946; 1.1: 10.7932; 1.2: 0.014474; 1.3: 169.02; 1.4: 0.6101; 1.5: 10.7932; 1.6: 169.02; 1.7: 101.412; 1.8: 8.4594; 1.9: 845.1; 2: 26.914; 2.1: 93.1515; 2.2: 511.1346; 2.3: 28.8927; 2.4: -500.3414; 2.5: -28.2826
| 2 | 31.35 | 1: 3.3282; 1.1: 10.921; 1.2: 0.014645; 1.3: 169.29; 1.4: 0.61634; 1.5: 10.921; 1.6: 169.29; 1.7: 101.574; 1.8: 8.4594; 1.9: 846.45; 2: 26.957; 2.1: 93.1586; 2.2: 512.7297; 2.3: 28.9367; 2.4: -501.8087; 2.5: -28.3203
| 2 | 31.4 | 1: 3.3621; 1.1: 11.0496; 1.2: 0.014818; 1.3: 169.56; 1.4: 0.62261; 1.5: 11.0496; 1.6: 169.56; 1.7: 101.736; 1.8: 8.4594; 1.9: 847.8; 2: 27; 2.1: 93.1657; 2.2: 514.3273; 2.3: 28.9806; 2.4: -503.2777; 2.5: -28.358
| 2 | 31.45 | 1: 3.3961; 1.1: 11.1792; 1.2: 0.014992; 1.3: 169.83; 1.4: 0.62891; 1.5: 11.1792; 1.6: 169.83; 1.7: 101.898; 1.8: 8.4594; 1.9: 849.15; 2: 27.043; 2.1: 93.1728; 2.2: 515.9275; 2.3: 29.0246; 2.4: -504.7482; 2.5: -28.3957
| 2 | 31.5 | 1: 3.4303; 1.1: 11.3097; 1.2: 0.015167; 1.3: 170.1; 1.4: 0.63524; 1.5: 11.3097; 1.6: 170.1; 1.7: 102.06; 1.8: 8.4594; 1.9: 850.5; 2: 27.086; 2.1: 93.1798; 2.2: 517.5302; 2.3: 29.0685; 2.4: -506.2204; 2.5: -28.4333
| 2 | 31.55 | 1: 3.4647; 1.1: 11.4412; 1.2: 0.015343; 1.3: 170.37; 1.4: 0.64161; 1.5: 11.4412; 1.6: 170.37; 1.7: 102.222; 1.8: 8.4594; 1.9: 851.85; 2: 27.129; 2.1: 93.1868; 2.2: 519.1354; 2.3: 29.1125; 2.4: -507.6942; 2.5: -28.4709
| 2 | 31.6 | 1: 3.4992; 1.1: 11.5735; 1.2: 0.01552; 1.3: 170.64; 1.4: 0.648; 1.5: 11.5735; 1.6: 170.64; 1.7: 102.384; 1.8: 8.4594; 1.9: 853.2; 2: 27.172; 2.1: 93.1938; 2.2: 520.7431; 2.3: 29.1564; 2.4: -509.1696; 2.5: -28.5084
| 2 | 31.65 | 1: 3.5339; 1.1: 11.7068; 1.2: 0.015699; 1.3: 170.91; 1.4: 0.65443; 1.5: 11.7068; 1.6: 170.91; 1.7: 102.546; 1.8: 8.4594; 1.9: 854.55; 2: 27.215; 2.1: 93.2007; 2.2: 522.3534; 2.3: 29.2004; 2.4: -510.6466; 2.5: -28.546
| 2 | 31.7 | 1: 3.5688; 1.1: 11.841; 1.2: 0.015879; 1.3: 171.18; 1.4: 0.66089; 1.5: 11.841; 1.6: 171.18; 1.7: 102.708; 1.8: 8.4594; 1.9: 855.9; 2: 27.258; 2.1: 93.2076; 2.2: 523.9663; 2.3: 29.2443; 2.4: -512.1252; 2.5: -28.5835
| 2 | 31.75 | 1: 3.6039; 1.1: 11.9762; 1.2: 0.01606; 1.3: 171.45; 1.4: 0.66738; 1.5: 11.9762; 1.6: 171.45; 1.7: 102.87; 1.8: 8.4594; 1.9: 857.25; 2: 27.301; 2.1: 93.2145; 2.2: 525.5817; 2.3: 29.2883; 2.4: -513.6055; 2.5: -28.6209
| 2 | 31.8 | 1: 3.6391; 1.1: 12.1123; 1.2: 0.016243; 1.3: 171.72; 1.4: 0.6739; 1.5: 12.1123; 1.6: 171.72; 1.7: 103.032; 1.8: 8.4594; 1.9: 858.6; 2: 27.3439; 2.1: 93.2214; 2.2: 527.1996; 2.3: 29.3323; 2.4: -515.0873; 2.5: -28.6584
| 2 | 31.85 | 1: 3.6745; 1.1: 12.2493; 1.2: 0.016427; 1.3: 171.99; 1.4: 0.68046; 1.5: 12.2493; 1.6: 171.99; 1.7: 103.194; 1.8: 8.4594; 1.9: 859.95; 2: 27.3869; 2.1: 93.2282; 2.2: 528.82; 2.3: 29.3762; 2.4: -516.5707; 2.5: -28.6958
| 2 | 31.9 | 1: 3.71; 1.1: 12.3873; 1.2: 0.016612; 1.3: 172.26; 1.4: 0.68704; 1.5: 12.3873; 1.6: 172.26; 1.7: 103.356; 1.8: 8.4594; 1.9: 861.3; 2: 27.4299; 2.1: 93.235; 2.2: 530.443; 2.3: 29.4202; 2.4: -518.0557; 2.5: -28.7332
| 2 | 31.95 | 1: 3.7458; 1.1: 12.5262; 1.2: 0.016798; 1.3: 172.53; 1.4: 0.69366; 1.5: 12.5262; 1.6: 172.53; 1.7: 103.518; 1.8: 8.4594; 1.9: 862.65; 2: 27.4729; 2.1: 93.2417; 2.2: 532.0686; 2.3: 29.4642; 2.4: -519.5423; 2.5: -28.7705
| 2 | 32 | 1: 3.7817; 1.1: 12.6661; 1.2: 0.016986; 1.3: 172.8; 1.4: 0.70031; 1.5: 12.6661; 1.6: 172.8; 1.7: 103.68; 1.8: 8.4594; 1.9: 864; 2: 27.5159; 2.1: 93.2485; 2.2: 533.6966; 2.3: 29.5082; 2.4: -521.0305; 2.5: -28.8079
| 2 | 32.05 | 1: 3.8178; 1.1: 12.807; 1.2: 0.017174; 1.3: 173.07; 1.4: 0.70699; 1.5: 12.807; 1.6: 173.07; 1.7: 103.842; 1.8: 8.4594; 1.9: 865.35; 2: 27.5589; 2.1: 93.2552; 2.2: 535.3272; 2.3: 29.5522; 2.4: -522.5203; 2.5: -28.8452
| 2 | 32.1 | 1: 3.854; 1.1: 12.9487; 1.2: 0.017365; 1.3: 173.34; 1.4: 0.71371; 1.5: 12.9487; 1.6: 173.34; 1.7: 104.004; 1.8: 8.4594; 1.9: 866.7; 2: 27.6019; 2.1: 93.2619; 2.2: 536.9604; 2.3: 29.5961; 2.4: -524.0117; 2.5: -28.8824
| 2 | 32.15 | 1: 3.8904; 1.1: 13.0915; 1.2: 0.017556; 1.3: 173.61; 1.4: 0.72045; 1.5: 13.0915; 1.6: 173.61; 1.7: 104.166; 1.8: 8.4594; 1.9: 868.05; 2: 27.6449; 2.1: 93.2685; 2.2: 538.5961; 2.3: 29.6401; 2.4: -525.5046; 2.5: -28.9197
| 2 | 32.2 | 1: 3.927; 1.1: 13.2352; 1.2: 0.017749; 1.3: 173.88; 1.4: 0.72723; 1.5: 13.2352; 1.6: 173.88; 1.7: 104.328; 1.8: 8.4594; 1.9: 869.4; 2: 27.6879; 2.1: 93.2751; 2.2: 540.2343; 2.3: 29.6841; 2.4: -526.9991; 2.5: -28.9569
| 2 | 32.25 | 1: 3.9638; 1.1: 13.3798; 1.2: 0.017943; 1.3: 174.15; 1.4: 0.73404; 1.5: 13.3798; 1.6: 174.15; 1.7: 104.49; 1.8: 8.4594; 1.9: 870.75; 2: 27.7309; 2.1: 93.2817; 2.2: 541.8751; 2.3: 29.7281; 2.4: -528.4953; 2.5: -28.9941
| 2 | 32.3 | 1: 4.0007; 1.1: 13.5255; 1.2: 0.018138; 1.3: 174.42; 1.4: 0.74088; 1.5: 13.5255; 1.6: 174.42; 1.7: 104.652; 1.8: 8.4594; 1.9: 872.1; 2: 27.7739; 2.1: 93.2883; 2.2: 543.5184; 2.3: 29.7721; 2.4: -529.993; 2.5: -29.0312
| 2 | 32.35 | 1: 4.0379; 1.1: 13.6721; 1.2: 0.018335; 1.3: 174.69; 1.4: 0.74775; 1.5: 13.6721; 1.6: 174.69; 1.7: 104.814; 1.8: 8.4594; 1.9: 873.45; 2: 27.8169; 2.1: 93.2948; 2.2: 545.1643; 2.3: 29.8161; 2.4: -531.4922; 2.5: -29.0684
| 2 | 32.4 | 1: 4.0751; 1.1: 13.8196; 1.2: 0.018532; 1.3: 174.96; 1.4: 0.75466; 1.5: 13.8196; 1.6: 174.96; 1.7: 104.976; 1.8: 8.4594; 1.9: 874.8; 2: 27.8599; 2.1: 93.3013; 2.2: 546.8127; 2.3: 29.8601; 2.4: -532.9931; 2.5: -29.1055
| 2 | 32.45 | 1: 4.1126; 1.1: 13.9682; 1.2: 0.018732; 1.3: 175.23; 1.4: 0.76159; 1.5: 13.9682; 1.6: 175.23; 1.7: 105.138; 1.8: 8.4594; 1.9: 876.15; 2: 27.9029; 2.1: 93.3078; 2.2: 548.4636; 2.3: 29.9041; 2.4: -534.4955; 2.5: -29.1425
| 2 | 32.5 | 1: 4.1502; 1.1: 14.1177; 1.2: 0.018932; 1.3: 175.5; 1.4: 0.76856; 1.5: 14.1177; 1.6: 175.5; 1.7: 105.3; 1.8: 8.4594; 1.9: 877.5; 2: 27.9459; 2.1: 93.3142; 2.2: 550.1171; 2.3: 29.9481; 2.4: -535.9994; 2.5: -29.1796
| 2 | 32.55 | 1: 4.188; 1.1: 14.2682; 1.2: 0.019134; 1.3: 175.77; 1.4: 0.77556; 1.5: 14.2682; 1.6: 175.77; 1.7: 105.462; 1.8: 8.4594; 1.9: 878.85; 2: 27.9889; 2.1: 93.3206; 2.2: 551.7731; 2.3: 29.9921; 2.4: -537.505; 2.5: -29.2166
| 2 | 32.6 | 1: 4.226; 1.1: 14.4196; 1.2: 0.019337; 1.3: 176.04; 1.4: 0.78259; 1.5: 14.4196; 1.6: 176.04; 1.7: 105.624; 1.8: 8.4594; 1.9: 880.2; 2: 28.0318; 2.1: 93.327; 2.2: 553.4317; 2.3: 30.0362; 2.4: -539.0121; 2.5: -29.2536
| 2 | 32.65 | 1: 4.2641; 1.1: 14.5721; 1.2: 0.019541; 1.3: 176.31; 1.4: 0.78965; 1.5: 14.5721; 1.6: 176.31; 1.7: 105.786; 1.8: 8.4594; 1.9: 881.55; 2: 28.0748; 2.1: 93.3334; 2.2: 555.0928; 2.3: 30.0802; 2.4: -540.5207; 2.5: -29.2905
| 2 | 32.7 | 1: 4.3024; 1.1: 14.7255; 1.2: 0.019747; 1.3: 176.58; 1.4: 0.79675; 1.5: 14.7255; 1.6: 176.58; 1.7: 105.948; 1.8: 8.4594; 1.9: 882.9; 2: 28.1178; 2.1: 93.3397; 2.2: 556.7565; 2.3: 30.1242; 2.4: -542.0309; 2.5: -29.3274
| 2 | 32.75 | 1: 4.3409; 1.1: 14.88; 1.2: 0.019954; 1.3: 176.85; 1.4: 0.80387; 1.5: 14.88; 1.6: 176.85; 1.7: 106.11; 1.8: 8.4594; 1.9: 884.25; 2: 28.1608; 2.1: 93.346; 2.2: 558.4227; 2.3: 30.1682; 2.4: -543.5427; 2.5: -29.3643
| 2 | 32.8 | 1: 4.3796; 1.1: 15.0354; 1.2: 0.020163; 1.3: 177.12; 1.4: 0.81103; 1.5: 15.0354; 1.6: 177.12; 1.7: 106.272; 1.8: 8.4594; 1.9: 885.6; 2: 28.2038; 2.1: 93.3523; 2.2: 560.0914; 2.3: 30.2122; 2.4: -545.056; 2.5: -29.4012
| 2 | 32.85 | 1: 4.4184; 1.1: 15.1918; 1.2: 0.020373; 1.3: 177.39; 1.4: 0.81822; 1.5: 15.1918; 1.6: 177.39; 1.7: 106.434; 1.8: 8.4594; 1.9: 886.95; 2: 28.2468; 2.1: 93.3586; 2.2: 561.7627; 2.3: 30.2563; 2.4: -546.5709; 2.5: -29.438
| 2 | 32.9 | 1: 4.4574; 1.1: 15.3492; 1.2: 0.020584; 1.3: 177.66; 1.4: 0.82544; 1.5: 15.3492; 1.6: 177.66; 1.7: 106.596; 1.8: 8.4594; 1.9: 888.3; 2: 28.2898; 2.1: 93.3648; 2.2: 563.4365; 2.3: 30.3003; 2.4: -548.0873; 2.5: -29.4749
| 2 | 32.95 | 1: 4.4966; 1.1: 15.5076; 1.2: 0.020796; 1.3: 177.93; 1.4: 0.8327; 1.5: 15.5076; 1.6: 177.93; 1.7: 106.758; 1.8: 8.4594; 1.9: 889.65; 2: 28.3328; 2.1: 93.371; 2.2: 565.1129; 2.3: 30.3443; 2.4: -549.6053; 2.5: -29.5116
| 2 | 33 | 1: 4.5359; 1.1: 15.667; 1.2: 0.02101; 1.3: 178.2; 1.4: 0.83998; 1.5: 15.667; 1.6: 178.2; 1.7: 106.92; 1.8: 8.4594; 1.9: 891; 2: 28.3758; 2.1: 93.3771; 2.2: 566.7918; 2.3: 30.3884; 2.4: -551.1248; 2.5: -29.5484
| 2 | 33.05 | 1: 4.5754; 1.1: 15.8275; 1.2: 0.021225; 1.3: 178.47; 1.4: 0.8473; 1.5: 15.8275; 1.6: 178.47; 1.7: 107.082; 1.8: 8.4594; 1.9: 892.35; 2: 28.4188; 2.1: 93.3833; 2.2: 568.4733; 2.3: 30.4324; 2.4: -552.6458; 2.5: -29.5851
| 2 | 33.1 | 1: 4.6151; 1.1: 15.9889; 1.2: 0.021441; 1.3: 178.74; 1.4: 0.85465; 1.5: 15.9889; 1.6: 178.74; 1.7: 107.244; 1.8: 8.4594; 1.9: 893.7; 2: 28.4618; 2.1: 93.3894; 2.2: 570.1573; 2.3: 30.4765; 2.4: -554.1684; 2.5: -29.6218
| 2 | 33.15 | 1: 4.655; 1.1: 16.1513; 1.2: 0.021659; 1.3: 179.01; 1.4: 0.86203; 1.5: 16.1513; 1.6: 179.01; 1.7: 107.406; 1.8: 8.4594; 1.9: 895.05; 2: 28.5048; 2.1: 93.3955; 2.2: 571.8439; 2.3: 30.5205; 2.4: -555.6925; 2.5: -29.6585
| 2 | 33.2 | 1: 4.695; 1.1: 16.3148; 1.2: 0.021879; 1.3: 179.28; 1.4: 0.86944; 1.5: 16.3148; 1.6: 179.28; 1.7: 107.568; 1.8: 8.4594; 1.9: 896.4; 2: 28.5478; 2.1: 93.4015; 2.2: 573.533; 2.3: 30.5646; 2.4: -557.2182; 2.5: -29.6951
| 2 | 33.25 | 1: 4.7352; 1.1: 16.4793; 1.2: 0.022099; 1.3: 179.55; 1.4: 0.87689; 1.5: 16.4793; 1.6: 179.55; 1.7: 107.73; 1.8: 8.4594; 1.9: 897.75; 2: 28.5908; 2.1: 93.4076; 2.2: 575.2246; 2.3: 30.6086; 2.4: -558.7454; 2.5: -29.7317
| 2 | 33.3 | 1: 4.7756; 1.1: 16.6448; 1.2: 0.022321; 1.3: 179.82; 1.4: 0.88436; 1.5: 16.6448; 1.6: 179.82; 1.7: 107.892; 1.8: 8.4594; 1.9: 899.1; 2: 28.6338; 2.1: 93.4136; 2.2: 576.9188; 2.3: 30.6527; 2.4: -560.2741; 2.5: -29.7683
| 2 | 33.35 | 1: 4.8161; 1.1: 16.8113; 1.2: 0.022544; 1.3: 180.09; 1.4: 0.89187; 1.5: 16.8113; 1.6: 180.09; 1.7: 108.054; 1.8: 8.4594; 1.9: 900.45; 2: 28.6768; 2.1: 93.4196; 2.2: 578.6156; 2.3: 30.6967; 2.4: -561.8043; 2.5: -29.8049
| 2 | 33.4 | 1: 4.8568; 1.1: 16.9788; 1.2: 0.022769; 1.3: 180.36; 1.4: 0.89941; 1.5: 16.9788; 1.6: 180.36; 1.7: 108.216; 1.8: 8.4594; 1.9: 901.8; 2: 28.7197; 2.1: 93.4255; 2.2: 580.3148; 2.3: 30.7408; 2.4: -563.336; 2.5: -29.8414
| 2 | 33.45 | 1: 4.8977; 1.1: 17.1474; 1.2: 0.022995; 1.3: 180.63; 1.4: 0.90698; 1.5: 17.1474; 1.6: 180.63; 1.7: 108.378; 1.8: 8.4594; 1.9: 903.15; 2: 28.7627; 2.1: 93.4314; 2.2: 582.0167; 2.3: 30.7849; 2.4: -564.8693; 2.5: -29.8779
| 2 | 33.5 | 1: 4.9388; 1.1: 17.317; 1.2: 0.023222; 1.3: 180.9; 1.4: 0.91459; 1.5: 17.317; 1.6: 180.9; 1.7: 108.54; 1.8: 8.4594; 1.9: 904.5; 2: 28.8057; 2.1: 93.4374; 2.2: 583.7211; 2.3: 30.8289; 2.4: -566.4041; 2.5: -29.9143
| 2 | 33.55 | 1: 4.98; 1.1: 17.4876; 1.2: 0.023451; 1.3: 181.17; 1.4: 0.92222; 1.5: 17.4876; 1.6: 181.17; 1.7: 108.702; 1.8: 8.4594; 1.9: 905.85; 2: 28.8487; 2.1: 93.4432; 2.2: 585.428; 2.3: 30.873; 2.4: -567.9404; 2.5: -29.9508
| 2 | 33.6 | 1: 5.0214; 1.1: 17.6592; 1.2: 0.023681; 1.3: 181.44; 1.4: 0.92989; 1.5: 17.6592; 1.6: 181.44; 1.7: 108.864; 1.8: 8.4594; 1.9: 907.2; 2: 28.8917; 2.1: 93.4491; 2.2: 587.1375; 2.3: 30.9171; 2.4: -569.4782; 2.5: -29.9872
| 2 | 33.65 | 1: 5.063; 1.1: 17.8319; 1.2: 0.023913; 1.3: 181.71; 1.4: 0.93759; 1.5: 17.8319; 1.6: 181.71; 1.7: 109.026; 1.8: 8.4594; 1.9: 908.55; 2: 28.9347; 2.1: 93.4549; 2.2: 588.8495; 2.3: 30.9611; 2.4: -571.0175; 2.5: -30.0236
| 2 | 33.7 | 1: 5.1047; 1.1: 18.0057; 1.2: 0.024146; 1.3: 181.98; 1.4: 0.94532; 1.5: 18.0057; 1.6: 181.98; 1.7: 109.188; 1.8: 8.4594; 1.9: 909.9; 2: 28.9777; 2.1: 93.4607; 2.2: 590.5641; 2.3: 31.0052; 2.4: -572.5584; 2.5: -30.0599
| 2 | 33.75 | 1: 5.1466; 1.1: 18.1805; 1.2: 0.02438; 1.3: 182.25; 1.4: 0.95308; 1.5: 18.1805; 1.6: 182.25; 1.7: 109.35; 1.8: 8.4594; 1.9: 911.25; 2: 29.0207; 2.1: 93.4665; 2.2: 592.2812; 2.3: 31.0493; 2.4: -574.1007; 2.5: -30.0962
| 2 | 33.8 | 1: 5.1887; 1.1: 18.3563; 1.2: 0.024616; 1.3: 182.52; 1.4: 0.96087; 1.5: 18.3563; 1.6: 182.52; 1.7: 109.512; 1.8: 8.4594; 1.9: 912.6; 2: 29.0637; 2.1: 93.4722; 2.2: 594.0008; 2.3: 31.0934; 2.4: -575.6446; 2.5: -30.1325
| 2 | 33.85 | 1: 5.231; 1.1: 18.5332; 1.2: 0.024853; 1.3: 182.79; 1.4: 0.9687; 1.5: 18.5332; 1.6: 182.79; 1.7: 109.674; 1.8: 8.4594; 1.9: 913.95; 2: 29.1067; 2.1: 93.478; 2.2: 595.7231; 2.3: 31.1375; 2.4: -577.1899; 2.5: -30.1688
| 2 | 33.9 | 1: 5.2734; 1.1: 18.7111; 1.2: 0.025092; 1.3: 183.06; 1.4: 0.97656; 1.5: 18.7111; 1.6: 183.06; 1.7: 109.836; 1.8: 8.4594; 1.9: 915.3; 2: 29.1497; 2.1: 93.4837; 2.2: 597.4478; 2.3: 31.1816; 2.4: -578.7367; 2.5: -30.205
| 2 | 33.95 | 1: 5.316; 1.1: 18.8901; 1.2: 0.025332; 1.3: 183.33; 1.4: 0.98445; 1.5: 18.8901; 1.6: 183.33; 1.7: 109.998; 1.8: 8.4594; 1.9: 916.65; 2: 29.1927; 2.1: 93.4893; 2.2: 599.1751; 2.3: 31.2257; 2.4: -580.2851; 2.5: -30.2412
| 2 | 34 | 1: 5.3588; 1.1: 19.0701; 1.2: 0.025573; 1.3: 183.6; 1.4: 0.99237; 1.5: 19.0701; 1.6: 183.6; 1.7: 110.16; 1.8: 8.4594; 1.9: 918; 2: 29.2357; 2.1: 93.495; 2.2: 600.905; 2.3: 31.2698; 2.4: -581.8349; 2.5: -30.2774
| 2 | 34.05 | 1: 5.4017; 1.1: 19.2512; 1.2: 0.025816; 1.3: 183.87; 1.4: 1.0003; 1.5: 19.2512; 1.6: 183.87; 1.7: 110.322; 1.8: 8.4594; 1.9: 919.35; 2: 29.2787; 2.1: 93.5006; 2.2: 602.6374; 2.3: 31.3139; 2.4: -583.3862; 2.5: -30.3136
| 2 | 34.1 | 1: 5.4448; 1.1: 19.4334; 1.2: 0.026061; 1.3: 184.14; 1.4: 1.0083; 1.5: 19.4334; 1.6: 184.14; 1.7: 110.484; 1.8: 8.4594; 1.9: 920.7; 2: 29.3217; 2.1: 93.5062; 2.2: 604.3724; 2.3: 31.358; 2.4: -584.939; 2.5: -30.3497
| 2 | 34.15 | 1: 5.4881; 1.1: 19.6166; 1.2: 0.026306; 1.3: 184.41; 1.4: 1.0163; 1.5: 19.6166; 1.6: 184.41; 1.7: 110.646; 1.8: 8.4594; 1.9: 922.05; 2: 29.3646; 2.1: 93.5118; 2.2: 606.1099; 2.3: 31.4021; 2.4: -586.4933; 2.5: -30.3858
| 2 | 34.2 | 1: 5.5316; 1.1: 19.8009; 1.2: 0.026553; 1.3: 184.68; 1.4: 1.0244; 1.5: 19.8009; 1.6: 184.68; 1.7: 110.808; 1.8: 8.4594; 1.9: 923.4; 2: 29.4076; 2.1: 93.5173; 2.2: 607.8499; 2.3: 31.4462; 2.4: -588.0491; 2.5: -30.4218
| 2 | 34.25 | 1: 5.5752; 1.1: 19.9862; 1.2: 0.026802; 1.3: 184.95; 1.4: 1.0324; 1.5: 19.9862; 1.6: 184.95; 1.7: 110.97; 1.8: 8.4594; 1.9: 924.75; 2: 29.4506; 2.1: 93.5229; 2.2: 609.5925; 2.3: 31.4903; 2.4: -589.6063; 2.5: -30.4579
| 2 | 34.3 | 1: 5.619; 1.1: 20.1727; 1.2: 0.027052; 1.3: 185.22; 1.4: 1.0406; 1.5: 20.1727; 1.6: 185.22; 1.7: 111.132; 1.8: 8.4594; 1.9: 926.1; 2: 29.4936; 2.1: 93.5284; 2.2: 611.3377; 2.3: 31.5344; 2.4: -591.165; 2.5: -30.4939
| 2 | 34.35 | 1: 5.663; 1.1: 20.3602; 1.2: 0.027303; 1.3: 185.49; 1.4: 1.0487; 1.5: 20.3602; 1.6: 185.49; 1.7: 111.294; 1.8: 8.4594; 1.9: 927.45; 2: 29.5366; 2.1: 93.5338; 2.2: 613.0854; 2.3: 31.5785; 2.4: -592.7252; 2.5: -30.5298
| 2 | 34.4 | 1: 5.7071; 1.1: 20.5487; 1.2: 0.027556; 1.3: 185.76; 1.4: 1.0569; 1.5: 20.5487; 1.6: 185.76; 1.7: 111.456; 1.8: 8.4594; 1.9: 928.8; 2: 29.5796; 2.1: 93.5393; 2.2: 614.8356; 2.3: 31.6227; 2.4: -594.2869; 2.5: -30.5658
| 2 | 34.45 | 1: 5.7515; 1.1: 20.7384; 1.2: 0.027811; 1.3: 186.03; 1.4: 1.0651; 1.5: 20.7384; 1.6: 186.03; 1.7: 111.618; 1.8: 8.4594; 1.9: 930.15; 2: 29.6226; 2.1: 93.5447; 2.2: 616.5884; 2.3: 31.6668; 2.4: -595.85; 2.5: -30.6017
| 2 | 34.5 | 1: 5.7959; 1.1: 20.9292; 1.2: 0.028066; 1.3: 186.3; 1.4: 1.0733; 1.5: 20.9292; 1.6: 186.3; 1.7: 111.78; 1.8: 8.4594; 1.9: 931.5; 2: 29.6656; 2.1: 93.5501; 2.2: 618.3438; 2.3: 31.7109; 2.4: -597.4146; 2.5: -30.6376
| 2 | 34.55 | 1: 5.8406; 1.1: 21.121; 1.2: 0.028324; 1.3: 186.57; 1.4: 1.0816; 1.5: 21.121; 1.6: 186.57; 1.7: 111.942; 1.8: 8.4594; 1.9: 932.85; 2: 29.7086; 2.1: 93.5555; 2.2: 620.1017; 2.3: 31.755; 2.4: -598.9807; 2.5: -30.6735
| 2 | 34.6 | 1: 5.8854; 1.1: 21.3139; 1.2: 0.028582; 1.3: 186.84; 1.4: 1.0899; 1.5: 21.3139; 1.6: 186.84; 1.7: 112.104; 1.8: 8.4594; 1.9: 934.2; 2: 29.7516; 2.1: 93.5609; 2.2: 621.8622; 2.3: 31.7992; 2.4: -600.5482; 2.5: -30.7093
| 2 | 34.65 | 1: 5.9304; 1.1: 21.5079; 1.2: 0.028843; 1.3: 187.11; 1.4: 1.0982; 1.5: 21.5079; 1.6: 187.11; 1.7: 112.266; 1.8: 8.4594; 1.9: 935.55; 2: 29.7946; 2.1: 93.5662; 2.2: 623.6252; 2.3: 31.8433; 2.4: -602.1172; 2.5: -30.7451
| 2 | 34.7 | 1: 5.9756; 1.1: 21.703; 1.2: 0.029104; 1.3: 187.38; 1.4: 1.1066; 1.5: 21.703; 1.6: 187.38; 1.7: 112.428; 1.8: 8.4594; 1.9: 936.9; 2: 29.8376; 2.1: 93.5715; 2.2: 625.3907; 2.3: 31.8875; 2.4: -603.6877; 2.5: -30.7809
| 2 | 34.75 | 1: 6.021; 1.1: 21.8993; 1.2: 0.029367; 1.3: 187.65; 1.4: 1.115; 1.5: 21.8993; 1.6: 187.65; 1.7: 112.59; 1.8: 8.4594; 1.9: 938.25; 2: 29.8806; 2.1: 93.5768; 2.2: 627.1588; 2.3: 31.9316; 2.4: -605.2596; 2.5: -30.8166
| 2 | 34.8 | 1: 6.0665; 1.1: 22.0966; 1.2: 0.029632; 1.3: 187.92; 1.4: 1.1234; 1.5: 22.0966; 1.6: 187.92; 1.7: 112.752; 1.8: 8.4594; 1.9: 939.6; 2: 29.9236; 2.1: 93.5821; 2.2: 628.9295; 2.3: 31.9757; 2.4: -606.833; 2.5: -30.8523
| 2 | 34.85 | 1: 6.1122; 1.1: 22.295; 1.2: 0.029898; 1.3: 188.19; 1.4: 1.1319; 1.5: 22.295; 1.6: 188.19; 1.7: 112.914; 1.8: 8.4594; 1.9: 940.95; 2: 29.9666; 2.1: 93.5873; 2.2: 630.7027; 2.3: 32.0199; 2.4: -608.4078; 2.5: -30.888
| 2 | 34.9 | 1: 6.158; 1.1: 22.4945; 1.2: 0.030166; 1.3: 188.46; 1.4: 1.1404; 1.5: 22.4945; 1.6: 188.46; 1.7: 113.076; 1.8: 8.4594; 1.9: 942.3; 2: 30.0096; 2.1: 93.5926; 2.2: 632.4785; 2.3: 32.064; 2.4: -609.984; 2.5: -30.9237
| 2 | 34.95 | 1: 6.2041; 1.1: 22.6951; 1.2: 0.030435; 1.3: 188.73; 1.4: 1.1489; 1.5: 22.6951; 1.6: 188.73; 1.7: 113.238; 1.8: 8.4594; 1.9: 943.65; 2: 30.0525; 2.1: 93.5978; 2.2: 634.2568; 2.3: 32.1082; 2.4: -611.5617; 2.5: -30.9593
| 2 | 35 | 1: 6.2503; 1.1: 22.8968; 1.2: 0.030705; 1.3: 189; 1.4: 1.1575; 1.5: 22.8968; 1.6: 189; 1.7: 113.4; 1.8: 8.4594; 1.9: 945; 2: 30.0955; 2.1: 93.6029; 2.2: 636.0377; 2.3: 32.1523; 2.4: -613.1408; 2.5: -30.9949
| 2 | 35.05 | 1: 6.2966; 1.1: 23.0997; 1.2: 0.030977; 1.3: 189.27; 1.4: 1.166; 1.5: 23.0997; 1.6: 189.27; 1.7: 113.562; 1.8: 8.4594; 1.9: 946.35; 2: 30.1385; 2.1: 93.6081; 2.2: 637.8211; 2.3: 32.1965; 2.4: -614.7214; 2.5: -31.0305
| 2 | 35.1 | 1: 6.3432; 1.1: 23.3036; 1.2: 0.031251; 1.3: 189.54; 1.4: 1.1747; 1.5: 23.3036; 1.6: 189.54; 1.7: 113.724; 1.8: 8.4594; 1.9: 947.7; 2: 30.1815; 2.1: 93.6132; 2.2: 639.6071; 2.3: 32.2407; 2.4: -616.3034; 2.5: -31.066
| 2 | 35.15 | 1: 6.3899; 1.1: 23.5087; 1.2: 0.031526; 1.3: 189.81; 1.4: 1.1833; 1.5: 23.5087; 1.6: 189.81; 1.7: 113.886; 1.8: 8.4594; 1.9: 949.05; 2: 30.2245; 2.1: 93.6183; 2.2: 641.3956; 2.3: 32.2848; 2.4: -617.8869; 2.5: -31.1015
| 2 | 35.2 | 1: 6.4368; 1.1: 23.7149; 1.2: 0.031802; 1.3: 190.08; 1.4: 1.192; 1.5: 23.7149; 1.6: 190.08; 1.7: 114.048; 1.8: 8.4594; 1.9: 950.4; 2: 30.2675; 2.1: 93.6234; 2.2: 643.1867; 2.3: 32.329; 2.4: -619.4718; 2.5: -31.137
| 2 | 35.25 | 1: 6.4839; 1.1: 23.9222; 1.2: 0.03208; 1.3: 190.35; 1.4: 1.2007; 1.5: 23.9222; 1.6: 190.35; 1.7: 114.21; 1.8: 8.4594; 1.9: 951.75; 2: 30.3105; 2.1: 93.6285; 2.2: 644.9803; 2.3: 32.3732; 2.4: -621.0581; 2.5: -31.1724
| 2 | 35.3 | 1: 6.5311; 1.1: 24.1307; 1.2: 0.03236; 1.3: 190.62; 1.4: 1.2095; 1.5: 24.1307; 1.6: 190.62; 1.7: 114.372; 1.8: 8.4594; 1.9: 953.1; 2: 30.3535; 2.1: 93.6335; 2.2: 646.7765; 2.3: 32.4173; 2.4: -622.6458; 2.5: -31.2079
| 2 | 35.35 | 1: 6.5785; 1.1: 24.3403; 1.2: 0.032641; 1.3: 190.89; 1.4: 1.2182; 1.5: 24.3403; 1.6: 190.89; 1.7: 114.534; 1.8: 8.4594; 1.9: 954.45; 2: 30.3965; 2.1: 93.6386; 2.2: 648.5752; 2.3: 32.4615; 2.4: -624.235; 2.5: -31.2433
| 2 | 35.4 | 1: 6.6261; 1.1: 24.551; 1.2: 0.032923; 1.3: 191.16; 1.4: 1.2271; 1.5: 24.551; 1.6: 191.16; 1.7: 114.696; 1.8: 8.4594; 1.9: 955.8; 2: 30.4395; 2.1: 93.6436; 2.2: 650.3765; 2.3: 32.5057; 2.4: -625.8255; 2.5: -31.2786
| 2 | 35.45 | 1: 6.6738; 1.1: 24.7628; 1.2: 0.033208; 1.3: 191.43; 1.4: 1.2359; 1.5: 24.7628; 1.6: 191.43; 1.7: 114.858; 1.8: 8.4594; 1.9: 957.15; 2: 30.4825; 2.1: 93.6485; 2.2: 652.1804; 2.3: 32.5499; 2.4: -627.4175; 2.5: -31.314
| 2 | 35.5 | 1: 6.7218; 1.1: 24.9758; 1.2: 0.033493; 1.3: 191.7; 1.4: 1.2448; 1.5: 24.9758; 1.6: 191.7; 1.7: 115.02; 1.8: 8.4594; 1.9: 958.5; 2: 30.5255; 2.1: 93.6535; 2.2: 653.9868; 2.3: 32.5941; 2.4: -629.0109; 2.5: -31.3493
| 2 | 35.55 | 1: 6.7699; 1.1: 25.1899; 1.2: 0.03378; 1.3: 191.97; 1.4: 1.2537; 1.5: 25.1899; 1.6: 191.97; 1.7: 115.182; 1.8: 8.4594; 1.9: 959.85; 2: 30.5685; 2.1: 93.6584; 2.2: 655.7957; 2.3: 32.6382; 2.4: -630.6058; 2.5: -31.3846
| 2 | 35.6 | 1: 6.8181; 1.1: 25.4052; 1.2: 0.034069; 1.3: 192.24; 1.4: 1.2626; 1.5: 25.4052; 1.6: 192.24; 1.7: 115.344; 1.8: 8.4594; 1.9: 961.2; 2: 30.6115; 2.1: 93.6634; 2.2: 657.6072; 2.3: 32.6824; 2.4: -632.202; 2.5: -31.4198
| 2 | 35.65 | 1: 6.8666; 1.1: 25.6216; 1.2: 0.034359; 1.3: 192.51; 1.4: 1.2716; 1.5: 25.6216; 1.6: 192.51; 1.7: 115.506; 1.8: 8.4594; 1.9: 962.55; 2: 30.6545; 2.1: 93.6682; 2.2: 659.4213; 2.3: 32.7266; 2.4: -633.7997; 2.5: -31.455
| 2 | 35.7 | 1: 6.9152; 1.1: 25.8392; 1.2: 0.034651; 1.3: 192.78; 1.4: 1.2806; 1.5: 25.8392; 1.6: 192.78; 1.7: 115.668; 1.8: 8.4594; 1.9: 963.9; 2: 30.6975; 2.1: 93.6731; 2.2: 661.2379; 2.3: 32.7708; 2.4: -635.3987; 2.5: -31.4902
| 2 | 35.75 | 1: 6.9639; 1.1: 26.0579; 1.2: 0.034944; 1.3: 193.05; 1.4: 1.2896; 1.5: 26.0579; 1.6: 193.05; 1.7: 115.83; 1.8: 8.4594; 1.9: 965.25; 2: 30.7404; 2.1: 93.678; 2.2: 663.057; 2.3: 32.815; 2.4: -636.9992; 2.5: -31.5254
| 2 | 35.8 | 1: 7.0129; 1.1: 26.2778; 1.2: 0.035239; 1.3: 193.32; 1.4: 1.2987; 1.5: 26.2778; 1.6: 193.32; 1.7: 115.992; 1.8: 8.4594; 1.9: 966.6; 2: 30.7834; 2.1: 93.6828; 2.2: 664.8788; 2.3: 32.8592; 2.4: -638.601; 2.5: -31.5605
| 2 | 35.85 | 1: 7.062; 1.1: 26.4988; 1.2: 0.035535; 1.3: 193.59; 1.4: 1.3078; 1.5: 26.4988; 1.6: 193.59; 1.7: 116.154; 1.8: 8.4594; 1.9: 967.95; 2: 30.8264; 2.1: 93.6876; 2.2: 666.703; 2.3: 32.9034; 2.4: -640.2043; 2.5: -31.5956
| 2 | 35.9 | 1: 7.1113; 1.1: 26.721; 1.2: 0.035833; 1.3: 193.86; 1.4: 1.3169; 1.5: 26.721; 1.6: 193.86; 1.7: 116.316; 1.8: 8.4594; 1.9: 969.3; 2: 30.8694; 2.1: 93.6924; 2.2: 668.5299; 2.3: 32.9476; 2.4: -641.8089; 2.5: -31.6307
| 2 | 35.95 | 1: 7.1608; 1.1: 26.9443; 1.2: 0.036133; 1.3: 194.13; 1.4: 1.3261; 1.5: 26.9443; 1.6: 194.13; 1.7: 116.478; 1.8: 8.4594; 1.9: 970.65; 2: 30.9124; 2.1: 93.6972; 2.2: 670.3592; 2.3: 32.9918; 2.4: -643.415; 2.5: -31.6658
| 2 | 36 | 1: 7.2104; 1.1: 27.1688; 1.2: 0.036434; 1.3: 194.4; 1.4: 1.3353; 1.5: 27.1688; 1.6: 194.4; 1.7: 116.64; 1.8: 8.4594; 1.9: 972; 2: 30.9554; 2.1: 93.7019; 2.2: 672.1912; 2.3: 33.0361; 2.4: -645.0224; 2.5: -31.7008
| 2 | 36.05 | 1: 7.2602; 1.1: 27.3945; 1.2: 0.036737; 1.3: 194.67; 1.4: 1.3445; 1.5: 27.3945; 1.6: 194.67; 1.7: 116.802; 1.8: 8.4594; 1.9: 973.35; 2: 30.9984; 2.1: 93.7066; 2.2: 674.0257; 2.3: 33.0803; 2.4: -646.6312; 2.5: -31.7358
| 2 | 36.1 | 1: 7.3102; 1.1: 27.6213; 1.2: 0.037041; 1.3: 194.94; 1.4: 1.3537; 1.5: 27.6213; 1.6: 194.94; 1.7: 116.964; 1.8: 8.4594; 1.9: 974.7; 2: 31.0414; 2.1: 93.7113; 2.2: 675.8627; 2.3: 33.1245; 2.4: -648.2414; 2.5: -31.7707
| 2 | 36.15 | 1: 7.3603; 1.1: 27.8493; 1.2: 0.037347; 1.3: 195.21; 1.4: 1.363; 1.5: 27.8493; 1.6: 195.21; 1.7: 117.126; 1.8: 8.4594; 1.9: 976.05; 2: 31.0844; 2.1: 93.716; 2.2: 677.7023; 2.3: 33.1687; 2.4: -649.853; 2.5: -31.8057
| 2 | 36.2 | 1: 7.4107; 1.1: 28.0785; 1.2: 0.037654; 1.3: 195.48; 1.4: 1.3723; 1.5: 28.0785; 1.6: 195.48; 1.7: 117.288; 1.8: 8.4594; 1.9: 977.4; 2: 31.1274; 2.1: 93.7207; 2.2: 679.5445; 2.3: 33.2129; 2.4: -651.4659; 2.5: -31.8406
| 2 | 36.25 | 1: 7.4612; 1.1: 28.3089; 1.2: 0.037963; 1.3: 195.75; 1.4: 1.3817; 1.5: 28.3089; 1.6: 195.75; 1.7: 117.45; 1.8: 8.4594; 1.9: 978.75; 2: 31.1704; 2.1: 93.7253; 2.2: 681.3892; 2.3: 33.2572; 2.4: -653.0803; 2.5: -31.8755
| 2 | 36.3 | 1: 7.5118; 1.1: 28.5404; 1.2: 0.038273; 1.3: 196.02; 1.4: 1.3911; 1.5: 28.5404; 1.6: 196.02; 1.7: 117.612; 1.8: 8.4594; 1.9: 980.1; 2: 31.2134; 2.1: 93.73; 2.2: 683.2364; 2.3: 33.3014; 2.4: -654.696; 2.5: -31.9103
| 2 | 36.35 | 1: 7.5627; 1.1: 28.7732; 1.2: 0.038585; 1.3: 196.29; 1.4: 1.4005; 1.5: 28.7732; 1.6: 196.29; 1.7: 117.774; 1.8: 8.4594; 1.9: 981.45; 2: 31.2564; 2.1: 93.7346; 2.2: 685.0862; 2.3: 33.3456; 2.4: -656.3131; 2.5: -31.9451
| 2 | 36.4 | 1: 7.6137; 1.1: 29.0071; 1.2: 0.038899; 1.3: 196.56; 1.4: 1.4099; 1.5: 29.0071; 1.6: 196.56; 1.7: 117.936; 1.8: 8.4594; 1.9: 982.8; 2: 31.2994; 2.1: 93.7392; 2.2: 686.9386; 2.3: 33.3898; 2.4: -657.9315; 2.5: -31.9799
| 2 | 36.45 | 1: 7.6649; 1.1: 29.2422; 1.2: 0.039214; 1.3: 196.83; 1.4: 1.4194; 1.5: 29.2422; 1.6: 196.83; 1.7: 118.098; 1.8: 8.4594; 1.9: 984.15; 2: 31.3424; 2.1: 93.7437; 2.2: 688.7935; 2.3: 33.4341; 2.4: -659.5514; 2.5: -32.0147
| 2 | 36.5 | 1: 7.7162; 1.1: 29.4785; 1.2: 0.039531; 1.3: 197.1; 1.4: 1.4289; 1.5: 29.4785; 1.6: 197.1; 1.7: 118.26; 1.8: 8.4594; 1.9: 985.5; 2: 31.3854; 2.1: 93.7483; 2.2: 690.651; 2.3: 33.4783; 2.4: -661.1726; 2.5: -32.0494
| 2 | 36.55 | 1: 7.7677; 1.1: 29.716; 1.2: 0.03985; 1.3: 197.37; 1.4: 1.4385; 1.5: 29.716; 1.6: 197.37; 1.7: 118.422; 1.8: 8.4594; 1.9: 986.85; 2: 31.4283; 2.1: 93.7528; 2.2: 692.5111; 2.3: 33.5226; 2.4: -662.7951; 2.5: -32.0841
| 2 | 36.6 | 1: 7.8194; 1.1: 29.9547; 1.2: 0.04017; 1.3: 197.64; 1.4: 1.448; 1.5: 29.9547; 1.6: 197.64; 1.7: 118.584; 1.8: 8.4594; 1.9: 988.2; 2: 31.4713; 2.1: 93.7573; 2.2: 694.3737; 2.3: 33.5668; 2.4: -664.419; 2.5: -32.1188
| 2 | 36.65 | 1: 7.8713; 1.1: 30.1945; 1.2: 0.040492; 1.3: 197.91; 1.4: 1.4576; 1.5: 30.1945; 1.6: 197.91; 1.7: 118.746; 1.8: 8.4594; 1.9: 989.55; 2: 31.5143; 2.1: 93.7618; 2.2: 696.2388; 2.3: 33.6111; 2.4: -666.0443; 2.5: -32.1534
| 2 | 36.7 | 1: 7.9233; 1.1: 30.4356; 1.2: 0.040815; 1.3: 198.18; 1.4: 1.4673; 1.5: 30.4356; 1.6: 198.18; 1.7: 118.908; 1.8: 8.4594; 1.9: 990.9; 2: 31.5573; 2.1: 93.7663; 2.2: 698.1065; 2.3: 33.6553; 2.4: -667.6709; 2.5: -32.188
| 2 | 36.75 | 1: 7.9755; 1.1: 30.6779; 1.2: 0.04114; 1.3: 198.45; 1.4: 1.477; 1.5: 30.6779; 1.6: 198.45; 1.7: 119.07; 1.8: 8.4594; 1.9: 992.25; 2: 31.6003; 2.1: 93.7707; 2.2: 699.9768; 2.3: 33.6996; 2.4: -669.2989; 2.5: -32.2226
| 2 | 36.8 | 1: 8.0279; 1.1: 30.9214; 1.2: 0.041466; 1.3: 198.72; 1.4: 1.4867; 1.5: 30.9214; 1.6: 198.72; 1.7: 119.232; 1.8: 8.4594; 1.9: 993.6; 2: 31.6433; 2.1: 93.7752; 2.2: 701.8496; 2.3: 33.7438; 2.4: -670.9282; 2.5: -32.2572
| 2 | 36.85 | 1: 8.0805; 1.1: 31.1661; 1.2: 0.041794; 1.3: 198.99; 1.4: 1.4964; 1.5: 31.1661; 1.6: 198.99; 1.7: 119.394; 1.8: 8.4594; 1.9: 994.95; 2: 31.6863; 2.1: 93.7796; 2.2: 703.725; 2.3: 33.7881; 2.4: -672.5588; 2.5: -32.2917
| 2 | 36.9 | 1: 8.1332; 1.1: 31.4121; 1.2: 0.042124; 1.3: 199.26; 1.4: 1.5061; 1.5: 31.4121; 1.6: 199.26; 1.7: 119.556; 1.8: 8.4594; 1.9: 996.3; 2: 31.7293; 2.1: 93.784; 2.2: 705.6029; 2.3: 33.8323; 2.4: -674.1908; 2.5: -32.3262
| 2 | 36.95 | 1: 8.1861; 1.1: 31.6592; 1.2: 0.042456; 1.3: 199.53; 1.4: 1.5159; 1.5: 31.6592; 1.6: 199.53; 1.7: 119.718; 1.8: 8.4594; 1.9: 997.65; 2: 31.7723; 2.1: 93.7884; 2.2: 707.4834; 2.3: 33.8766; 2.4: -675.8242; 2.5: -32.3606
| 2 | 37 | 1: 8.2392; 1.1: 31.9075; 1.2: 0.042789; 1.3: 199.8; 1.4: 1.5258; 1.5: 31.9075; 1.6: 199.8; 1.7: 119.88; 1.8: 8.4594; 1.9: 999; 2: 31.8153; 2.1: 93.7927; 2.2: 709.3664; 2.3: 33.9209; 2.4: -677.4589; 2.5: -32.3951
| 2 | 37.05 | 1: 8.2924; 1.1: 32.1571; 1.2: 0.043123; 1.3: 200.07; 1.4: 1.5356; 1.5: 32.1571; 1.6: 200.07; 1.7: 120.042; 1.8: 8.4594; 1.9: 1000.35; 2: 31.8583; 2.1: 93.7971; 2.2: 711.252; 2.3: 33.9651; 2.4: -679.0949; 2.5: -32.4295
| 2 | 37.1 | 1: 8.3458; 1.1: 32.4079; 1.2: 0.04346; 1.3: 200.34; 1.4: 1.5455; 1.5: 32.4079; 1.6: 200.34; 1.7: 120.204; 1.8: 8.4594; 1.9: 1001.7; 2: 31.9013; 2.1: 93.8014; 2.2: 713.1401; 2.3: 34.0094; 2.4: -680.7322; 2.5: -32.4639
| 2 | 37.15 | 1: 8.3994; 1.1: 32.6599; 1.2: 0.043798; 1.3: 200.61; 1.4: 1.5554; 1.5: 32.6599; 1.6: 200.61; 1.7: 120.366; 1.8: 8.4594; 1.9: 1003.05; 2: 31.9443; 2.1: 93.8057; 2.2: 715.0309; 2.3: 34.0537; 2.4: -682.3709; 2.5: -32.4982
| 2 | 37.2 | 1: 8.4532; 1.1: 32.9132; 1.2: 0.044137; 1.3: 200.88; 1.4: 1.5654; 1.5: 32.9132; 1.6: 200.88; 1.7: 120.528; 1.8: 8.4594; 1.9: 1004.4; 2: 31.9873; 2.1: 93.81; 2.2: 716.9241; 2.3: 34.0979; 2.4: -684.0109; 2.5: -32.5325
| 2 | 37.25 | 1: 8.5071; 1.1: 33.1677; 1.2: 0.044479; 1.3: 201.15; 1.4: 1.5754; 1.5: 33.1677; 1.6: 201.15; 1.7: 120.69; 1.8: 8.4594; 1.9: 1005.75; 2: 32.0303; 2.1: 93.8142; 2.2: 718.8199; 2.3: 34.1422; 2.4: -685.6522; 2.5: -32.5668
| 2 | 37.3 | 1: 8.5612; 1.1: 33.4234; 1.2: 0.044822; 1.3: 201.42; 1.4: 1.5854; 1.5: 33.4234; 1.6: 201.42; 1.7: 120.852; 1.8: 8.4594; 1.9: 1007.1; 2: 32.0732; 2.1: 93.8185; 2.2: 720.7183; 2.3: 34.1865; 2.4: -687.2949; 2.5: -32.6011
| 2 | 37.35 | 1: 8.6154; 1.1: 33.6804; 1.2: 0.045166; 1.3: 201.69; 1.4: 1.5955; 1.5: 33.6804; 1.6: 201.69; 1.7: 121.014; 1.8: 8.4594; 1.9: 1008.45; 2: 32.1162; 2.1: 93.8227; 2.2: 722.6192; 2.3: 34.2308; 2.4: -688.9389; 2.5: -32.6353
| 2 | 37.4 | 1: 8.6699; 1.1: 33.9386; 1.2: 0.045512; 1.3: 201.96; 1.4: 1.6055; 1.5: 33.9386; 1.6: 201.96; 1.7: 121.176; 1.8: 8.4594; 1.9: 1009.8; 2: 32.1592; 2.1: 93.8269; 2.2: 724.5227; 2.3: 34.2751; 2.4: -690.5842; 2.5: -32.6695
| 2 | 37.45 | 1: 8.7245; 1.1: 34.198; 1.2: 0.04586; 1.3: 202.23; 1.4: 1.6156; 1.5: 34.198; 1.6: 202.23; 1.7: 121.338; 1.8: 8.4594; 1.9: 1011.15; 2: 32.2022; 2.1: 93.8311; 2.2: 726.4288; 2.3: 34.3194; 2.4: -692.2308; 2.5: -32.7037
| 2 | 37.5 | 1: 8.7793; 1.1: 34.4587; 1.2: 0.04621; 1.3: 202.5; 1.4: 1.6258; 1.5: 34.4587; 1.6: 202.5; 1.7: 121.5; 1.8: 8.4594; 1.9: 1012.5; 2: 32.2452; 2.1: 93.8353; 2.2: 728.3374; 2.3: 34.3636; 2.4: -693.8787; 2.5: -32.7378
| 2 | 37.55 | 1: 8.8342; 1.1: 34.7206; 1.2: 0.046561; 1.3: 202.77; 1.4: 1.636; 1.5: 34.7206; 1.6: 202.77; 1.7: 121.662; 1.8: 8.4594; 1.9: 1013.85; 2: 32.2882; 2.1: 93.8395; 2.2: 730.2485; 2.3: 34.4079; 2.4: -695.5279; 2.5: -32.772
| 2 | 37.6 | 1: 8.8894; 1.1: 34.9838; 1.2: 0.046914; 1.3: 203.04; 1.4: 1.6462; 1.5: 34.9838; 1.6: 203.04; 1.7: 121.824; 1.8: 8.4594; 1.9: 1015.2; 2: 32.3312; 2.1: 93.8436; 2.2: 732.1622; 2.3: 34.4522; 2.4: -697.1784; 2.5: -32.806
| 2 | 37.65 | 1: 8.9447; 1.1: 35.2483; 1.2: 0.047269; 1.3: 203.31; 1.4: 1.6564; 1.5: 35.2483; 1.6: 203.31; 1.7: 121.986; 1.8: 8.4594; 1.9: 1016.55; 2: 32.3742; 2.1: 93.8477; 2.2: 734.0785; 2.3: 34.4965; 2.4: -698.8302; 2.5: -32.8401
| 2 | 37.7 | 1: 9.0001; 1.1: 35.5139; 1.2: 0.047625; 1.3: 203.58; 1.4: 1.6667; 1.5: 35.5139; 1.6: 203.58; 1.7: 122.148; 1.8: 8.4594; 1.9: 1017.9; 2: 32.4172; 2.1: 93.8518; 2.2: 735.9973; 2.3: 34.5408; 2.4: -700.4834; 2.5: -32.8741
| 2 | 37.75 | 1: 9.0558; 1.1: 35.7809; 1.2: 0.047983; 1.3: 203.85; 1.4: 1.677; 1.5: 35.7809; 1.6: 203.85; 1.7: 122.31; 1.8: 8.4594; 1.9: 1019.25; 2: 32.4602; 2.1: 93.8559; 2.2: 737.9187; 2.3: 34.5851; 2.4: -702.1378; 2.5: -32.9081
| 2 | 37.8 | 1: 9.1116; 1.1: 36.0491; 1.2: 0.048343; 1.3: 204.12; 1.4: 1.6873; 1.5: 36.0491; 1.6: 204.12; 1.7: 122.472; 1.8: 8.4594; 1.9: 1020.6; 2: 32.5032; 2.1: 93.86; 2.2: 739.8426; 2.3: 34.6294; 2.4: -703.7935; 2.5: -32.9421
| 2 | 37.85 | 1: 9.1676; 1.1: 36.3186; 1.2: 0.048704; 1.3: 204.39; 1.4: 1.6977; 1.5: 36.3186; 1.6: 204.39; 1.7: 122.634; 1.8: 8.4594; 1.9: 1021.95; 2: 32.5462; 2.1: 93.864; 2.2: 741.7691; 2.3: 34.6737; 2.4: -705.4505; 2.5: -32.976
| 2 | 37.9 | 1: 9.2237; 1.1: 36.5893; 1.2: 0.049067; 1.3: 204.66; 1.4: 1.7081; 1.5: 36.5893; 1.6: 204.66; 1.7: 122.796; 1.8: 8.4594; 1.9: 1023.3; 2: 32.5892; 2.1: 93.8681; 2.2: 743.6982; 2.3: 34.7181; 2.4: -707.1089; 2.5: -33.01
| 2 | 37.95 | 1: 9.2801; 1.1: 36.8613; 1.2: 0.049432; 1.3: 204.93; 1.4: 1.7185; 1.5: 36.8613; 1.6: 204.93; 1.7: 122.958; 1.8: 8.4594; 1.9: 1024.65; 2: 32.6322; 2.1: 93.8721; 2.2: 745.6298; 2.3: 34.7624; 2.4: -708.7684; 2.5: -33.0438
| 2 | 38 | 1: 9.3366; 1.1: 37.1346; 1.2: 0.049798; 1.3: 205.2; 1.4: 1.729; 1.5: 37.1346; 1.6: 205.2; 1.7: 123.12; 1.8: 8.4594; 1.9: 1026; 2: 32.6752; 2.1: 93.8761; 2.2: 747.564; 2.3: 34.8067; 2.4: -710.4293; 2.5: -33.0777
| 2 | 38.05 | 1: 9.3932; 1.1: 37.4092; 1.2: 0.050167; 1.3: 205.47; 1.4: 1.7395; 1.5: 37.4092; 1.6: 205.47; 1.7: 123.282; 1.8: 8.4594; 1.9: 1027.35; 2: 32.7182; 2.1: 93.8801; 2.2: 749.5007; 2.3: 34.851; 2.4: -712.0915; 2.5: -33.1115
| 2 | 38.1 | 1: 9.4501; 1.1: 37.685; 1.2: 0.050536; 1.3: 205.74; 1.4: 1.75; 1.5: 37.685; 1.6: 205.74; 1.7: 123.444; 1.8: 8.4594; 1.9: 1028.7; 2: 32.7611; 2.1: 93.8841; 2.2: 751.4399; 2.3: 34.8953; 2.4: -713.7549; 2.5: -33.1453
| 2 | 38.15 | 1: 9.5071; 1.1: 37.9621; 1.2: 0.050908; 1.3: 206.01; 1.4: 1.7606; 1.5: 37.9621; 1.6: 206.01; 1.7: 123.606; 1.8: 8.4594; 1.9: 1030.05; 2: 32.8041; 2.1: 93.888; 2.2: 753.3818; 2.3: 34.9396; 2.4: -715.4196; 2.5: -33.1791
| 2 | 38.2 | 1: 9.5643; 1.1: 38.2405; 1.2: 0.051281; 1.3: 206.28; 1.4: 1.7712; 1.5: 38.2405; 1.6: 206.28; 1.7: 123.768; 1.8: 8.4594; 1.9: 1031.4; 2: 32.8471; 2.1: 93.892; 2.2: 755.3262; 2.3: 34.984; 2.4: -717.0856; 2.5: -33.2128
| 2 | 38.25 | 1: 9.6216; 1.1: 38.5202; 1.2: 0.051656; 1.3: 206.55; 1.4: 1.7818; 1.5: 38.5202; 1.6: 206.55; 1.7: 123.93; 1.8: 8.4594; 1.9: 1032.75; 2: 32.8901; 2.1: 93.8959; 2.2: 757.2731; 2.3: 35.0283; 2.4: -718.7529; 2.5: -33.2465
| 2 | 38.3 | 1: 9.6792; 1.1: 38.8012; 1.2: 0.052033; 1.3: 206.82; 1.4: 1.7924; 1.5: 38.8012; 1.6: 206.82; 1.7: 124.092; 1.8: 8.4594; 1.9: 1034.1; 2: 32.9331; 2.1: 93.8998; 2.2: 759.2226; 2.3: 35.0726; 2.4: -720.4214; 2.5: -33.2802
| 2 | 38.35 | 1: 9.7369; 1.1: 39.0835; 1.2: 0.052412; 1.3: 207.09; 1.4: 1.8031; 1.5: 39.0835; 1.6: 207.09; 1.7: 124.254; 1.8: 8.4594; 1.9: 1035.45; 2: 32.9761; 2.1: 93.9037; 2.2: 761.1747; 2.3: 35.117; 2.4: -722.0912; 2.5: -33.3138
| 2 | 38.4 | 1: 9.7947; 1.1: 39.367; 1.2: 0.052792; 1.3: 207.36; 1.4: 1.8138; 1.5: 39.367; 1.6: 207.36; 1.7: 124.416; 1.8: 8.4594; 1.9: 1036.8; 2: 33.0191; 2.1: 93.9076; 2.2: 763.1293; 2.3: 35.1613; 2.4: -723.7623; 2.5: -33.3474
| 2 | 38.45 | 1: 9.8528; 1.1: 39.6519; 1.2: 0.053174; 1.3: 207.63; 1.4: 1.8246; 1.5: 39.6519; 1.6: 207.63; 1.7: 124.578; 1.8: 8.4594; 1.9: 1038.15; 2: 33.0621; 2.1: 93.9114; 2.2: 765.0865; 2.3: 35.2056; 2.4: -725.4346; 2.5: -33.381
| 2 | 38.5 | 1: 9.911; 1.1: 39.938; 1.2: 0.053558; 1.3: 207.9; 1.4: 1.8354; 1.5: 39.938; 1.6: 207.9; 1.7: 124.74; 1.8: 8.4594; 1.9: 1039.5; 2: 33.1051; 2.1: 93.9153; 2.2: 767.0462; 2.3: 35.25; 2.4: -727.1082; 2.5: -33.4146
| 2 | 38.55 | 1: 9.9694; 1.1: 40.2255; 1.2: 0.053943; 1.3: 208.17; 1.4: 1.8462; 1.5: 40.2255; 1.6: 208.17; 1.7: 124.902; 1.8: 8.4594; 1.9: 1040.85; 2: 33.1481; 2.1: 93.9191; 2.2: 769.0085; 2.3: 35.2943; 2.4: -728.783; 2.5: -33.4481
| 2 | 38.6 | 1: 10.0279; 1.1: 40.5142; 1.2: 0.05433; 1.3: 208.44; 1.4: 1.857; 1.5: 40.5142; 1.6: 208.44; 1.7: 125.064; 1.8: 8.4594; 1.9: 1042.2; 2: 33.1911; 2.1: 93.9229; 2.2: 770.9733; 2.3: 35.3386; 2.4: -730.4591; 2.5: -33.4816
| 2 | 38.65 | 1: 10.0867; 1.1: 40.8043; 1.2: 0.054719; 1.3: 208.71; 1.4: 1.8679; 1.5: 40.8043; 1.6: 208.71; 1.7: 125.226; 1.8: 8.4594; 1.9: 1043.55; 2: 33.2341; 2.1: 93.9267; 2.2: 772.9407; 2.3: 35.383; 2.4: -732.1364; 2.5: -33.5151
| 2 | 38.7 | 1: 10.1456; 1.1: 41.0957; 1.2: 0.05511; 1.3: 208.98; 1.4: 1.8788; 1.5: 41.0957; 1.6: 208.98; 1.7: 125.388; 1.8: 8.4594; 1.9: 1044.9; 2: 33.2771; 2.1: 93.9305; 2.2: 774.9107; 2.3: 35.4273; 2.4: -733.815; 2.5: -33.5485
| 2 | 38.75 | 1: 10.2047; 1.1: 41.3884; 1.2: 0.055503; 1.3: 209.25; 1.4: 1.8898; 1.5: 41.3884; 1.6: 209.25; 1.7: 125.55; 1.8: 8.4594; 1.9: 1046.25; 2: 33.3201; 2.1: 93.9342; 2.2: 776.8832; 2.3: 35.4717; 2.4: -735.4948; 2.5: -33.5819
| 2 | 38.8 | 1: 10.2639; 1.1: 41.6824; 1.2: 0.055897; 1.3: 209.52; 1.4: 1.9007; 1.5: 41.6824; 1.6: 209.52; 1.7: 125.712; 1.8: 8.4594; 1.9: 1047.6; 2: 33.3631; 2.1: 93.938; 2.2: 778.8582; 2.3: 35.516; 2.4: -737.1759; 2.5: -33.6153
| 2 | 38.85 | 1: 10.3233; 1.1: 41.9777; 1.2: 0.056293; 1.3: 209.79; 1.4: 1.9117; 1.5: 41.9777; 1.6: 209.79; 1.7: 125.874; 1.8: 8.4594; 1.9: 1048.95; 2: 33.4061; 2.1: 93.9417; 2.2: 780.8359; 2.3: 35.5604; 2.4: -738.8582; 2.5: -33.6487
| 2 | 38.9 | 1: 10.3829; 1.1: 42.2743; 1.2: 0.056691; 1.3: 210.06; 1.4: 1.9228; 1.5: 42.2743; 1.6: 210.06; 1.7: 126.036; 1.8: 8.4594; 1.9: 1050.3; 2: 33.449; 2.1: 93.9455; 2.2: 782.816; 2.3: 35.6048; 2.4: -740.5417; 2.5: -33.682
| 2 | 38.95 | 1: 10.4427; 1.1: 42.5723; 1.2: 0.05709; 1.3: 210.33; 1.4: 1.9338; 1.5: 42.5723; 1.6: 210.33; 1.7: 126.198; 1.8: 8.4594; 1.9: 1051.65; 2: 33.492; 2.1: 93.9492; 2.2: 784.7988; 2.3: 35.6491; 2.4: -742.2265; 2.5: -33.7153
| 2 | 39 | 1: 10.5026; 1.1: 42.8716; 1.2: 0.057492; 1.3: 210.6; 1.4: 1.9449; 1.5: 42.8716; 1.6: 210.6; 1.7: 126.36; 1.8: 8.4594; 1.9: 1053; 2: 33.535; 2.1: 93.9528; 2.2: 786.7841; 2.3: 35.6935; 2.4: -743.9125; 2.5: -33.7485
| 2 | 39.05 | 1: 10.5627; 1.1: 43.1722; 1.2: 0.057895; 1.3: 210.87; 1.4: 1.9561; 1.5: 43.1722; 1.6: 210.87; 1.7: 126.522; 1.8: 8.4594; 1.9: 1054.35; 2: 33.578; 2.1: 93.9565; 2.2: 788.7719; 2.3: 35.7378; 2.4: -745.5997; 2.5: -33.7818
| 2 | 39.1 | 1: 10.623; 1.1: 43.4742; 1.2: 0.0583; 1.3: 211.14; 1.4: 1.9672; 1.5: 43.4742; 1.6: 211.14; 1.7: 126.684; 1.8: 8.4594; 1.9: 1055.7; 2: 33.621; 2.1: 93.9602; 2.2: 790.7623; 2.3: 35.7822; 2.4: -747.2882; 2.5: -33.815
| 2 | 39.15 | 1: 10.6834; 1.1: 43.7774; 1.2: 0.058707; 1.3: 211.41; 1.4: 1.9784; 1.5: 43.7774; 1.6: 211.41; 1.7: 126.846; 1.8: 8.4594; 1.9: 1057.05; 2: 33.664; 2.1: 93.9638; 2.2: 792.7553; 2.3: 35.8266; 2.4: -748.9778; 2.5: -33.8482
| 2 | 39.2 | 1: 10.744; 1.1: 44.0821; 1.2: 0.059115; 1.3: 211.68; 1.4: 1.9896; 1.5: 44.0821; 1.6: 211.68; 1.7: 127.008; 1.8: 8.4594; 1.9: 1058.4; 2: 33.707; 2.1: 93.9674; 2.2: 794.7508; 2.3: 35.8709; 2.4: -750.6687; 2.5: -33.8813
| 2 | 39.25 | 1: 10.8048; 1.1: 44.388; 1.2: 0.059525; 1.3: 211.95; 1.4: 2.0009; 1.5: 44.388; 1.6: 211.95; 1.7: 127.17; 1.8: 8.4594; 1.9: 1059.75; 2: 33.75; 2.1: 93.9711; 2.2: 796.7489; 2.3: 35.9153; 2.4: -752.3609; 2.5: -33.9144
| 2 | 39.3 | 1: 10.8658; 1.1: 44.6953; 1.2: 0.059937; 1.3: 212.22; 1.4: 2.0122; 1.5: 44.6953; 1.6: 212.22; 1.7: 127.332; 1.8: 8.4594; 1.9: 1061.1; 2: 33.793; 2.1: 93.9747; 2.2: 798.7495; 2.3: 35.9597; 2.4: -754.0542; 2.5: -33.9475
| 2 | 39.35 | 1: 10.9269; 1.1: 45.004; 1.2: 0.060351; 1.3: 212.49; 1.4: 2.0235; 1.5: 45.004; 1.6: 212.49; 1.7: 127.494; 1.8: 8.4594; 1.9: 1062.45; 2: 33.836; 2.1: 93.9782; 2.2: 800.7527; 2.3: 36.0041; 2.4: -755.7487; 2.5: -33.9806
| 2 | 39.4 | 1: 10.9882; 1.1: 45.314; 1.2: 0.060767; 1.3: 212.76; 1.4: 2.0349; 1.5: 45.314; 1.6: 212.76; 1.7: 127.656; 1.8: 8.4594; 1.9: 1063.8; 2: 33.879; 2.1: 93.9818; 2.2: 802.7584; 2.3: 36.0484; 2.4: -757.4445; 2.5: -34.0136
| 2 | 39.45 | 1: 11.0497; 1.1: 45.6253; 1.2: 0.061185; 1.3: 213.03; 1.4: 2.0462; 1.5: 45.6253; 1.6: 213.03; 1.7: 127.818; 1.8: 8.4594; 1.9: 1065.15; 2: 33.922; 2.1: 93.9854; 2.2: 804.7667; 2.3: 36.0928; 2.4: -759.1414; 2.5: -34.0466
| 2 | 39.5 | 1: 11.1113; 1.1: 45.938; 1.2: 0.061604; 1.3: 213.3; 1.4: 2.0577; 1.5: 45.938; 1.6: 213.3; 1.7: 127.98; 1.8: 8.4594; 1.9: 1066.5; 2: 33.965; 2.1: 93.9889; 2.2: 806.7776; 2.3: 36.1372; 2.4: -760.8396; 2.5: -34.0795
| 2 | 39.55 | 1: 11.1732; 1.1: 46.2521; 1.2: 0.062025; 1.3: 213.57; 1.4: 2.0691; 1.5: 46.2521; 1.6: 213.57; 1.7: 128.142; 1.8: 8.4594; 1.9: 1067.85; 2: 34.008; 2.1: 93.9924; 2.2: 808.791; 2.3: 36.1816; 2.4: -762.5389; 2.5: -34.1125
| 2 | 39.6 | 1: 11.2352; 1.1: 46.5675; 1.2: 0.062448; 1.3: 213.84; 1.4: 2.0806; 1.5: 46.5675; 1.6: 213.84; 1.7: 128.304; 1.8: 8.4594; 1.9: 1069.2; 2: 34.051; 2.1: 93.996; 2.2: 810.807; 2.3: 36.226; 2.4: -764.2395; 2.5: -34.1454
| 2 | 39.65 | 1: 11.2973; 1.1: 46.8843; 1.2: 0.062873; 1.3: 214.11; 1.4: 2.0921; 1.5: 46.8843; 1.6: 214.11; 1.7: 128.466; 1.8: 8.4594; 1.9: 1070.55; 2: 34.0939; 2.1: 93.9995; 2.2: 812.8255; 2.3: 36.2704; 2.4: -765.9413; 2.5: -34.1783
| 2 | 39.7 | 1: 11.3597; 1.1: 47.2024; 1.2: 0.063299; 1.3: 214.38; 1.4: 2.1036; 1.5: 47.2024; 1.6: 214.38; 1.7: 128.628; 1.8: 8.4594; 1.9: 1071.9; 2: 34.1369; 2.1: 94.0029; 2.2: 814.8466; 2.3: 36.3148; 2.4: -767.6442; 2.5: -34.2111
| 2 | 39.75 | 1: 11.4222; 1.1: 47.5219; 1.2: 0.063728; 1.3: 214.65; 1.4: 2.1152; 1.5: 47.5219; 1.6: 214.65; 1.7: 128.79; 1.8: 8.4594; 1.9: 1073.25; 2: 34.1799; 2.1: 94.0064; 2.2: 816.8702; 2.3: 36.3592; 2.4: -769.3483; 2.5: -34.2439
| 2 | 39.8 | 1: 11.4848; 1.1: 47.8428; 1.2: 0.064158; 1.3: 214.92; 1.4: 2.1268; 1.5: 47.8428; 1.6: 214.92; 1.7: 128.952; 1.8: 8.4594; 1.9: 1074.6; 2: 34.2229; 2.1: 94.0099; 2.2: 818.8964; 2.3: 36.4036; 2.4: -771.0536; 2.5: -34.2767
| 2 | 39.85 | 1: 11.5477; 1.1: 48.165; 1.2: 0.06459; 1.3: 215.19; 1.4: 2.1385; 1.5: 48.165; 1.6: 215.19; 1.7: 129.114; 1.8: 8.4594; 1.9: 1075.95; 2: 34.2659; 2.1: 94.0133; 2.2: 820.9252; 2.3: 36.4479; 2.4: -772.7602; 2.5: -34.3095
| 2 | 39.9 | 1: 11.6107; 1.1: 48.4886; 1.2: 0.065024; 1.3: 215.46; 1.4: 2.1501; 1.5: 48.4886; 1.6: 215.46; 1.7: 129.276; 1.8: 8.4594; 1.9: 1077.3; 2: 34.3089; 2.1: 94.0167; 2.2: 822.9565; 2.3: 36.4923; 2.4: -774.4678; 2.5: -34.3422
| 2 | 39.95 | 1: 11.6739; 1.1: 48.8136; 1.2: 0.06546; 1.3: 215.73; 1.4: 2.1618; 1.5: 48.8136; 1.6: 215.73; 1.7: 129.438; 1.8: 8.4594; 1.9: 1078.65; 2: 34.3519; 2.1: 94.0202; 2.2: 824.9903; 2.3: 36.5368; 2.4: -776.1767; 2.5: -34.3749
| 2 | 40 | 1: 11.7373; 1.1: 49.14; 1.2: 0.065898; 1.3: 216; 1.4: 2.1736; 1.5: 49.14; 1.6: 216; 1.7: 129.6; 1.8: 8.4594; 1.9: 1080; 2: 34.3949; 2.1: 94.0236; 2.2: 827.0267; 2.3: 36.5812; 2.4: -777.8867; 2.5: -34.4076
| 2 | 40.05 | 1: 11.8008; 1.1: 49.4678; 1.2: 0.066337; 1.3: 216.27; 1.4: 2.1853; 1.5: 49.4678; 1.6: 216.27; 1.7: 129.762; 1.8: 8.4594; 1.9: 1081.35; 2: 34.4379; 2.1: 94.027; 2.2: 829.0657; 2.3: 36.6256; 2.4: -779.598; 2.5: -34.4402
| 2 | 40.1 | 1: 11.8645; 1.1: 49.7969; 1.2: 0.066779; 1.3: 216.54; 1.4: 2.1971; 1.5: 49.7969; 1.6: 216.54; 1.7: 129.924; 1.8: 8.4594; 1.9: 1082.7; 2: 34.4809; 2.1: 94.0303; 2.2: 831.1072; 2.3: 36.67; 2.4: -781.3103; 2.5: -34.4728
| 2 | 40.15 | 1: 11.9284; 1.1: 50.1274; 1.2: 0.067222; 1.3: 216.81; 1.4: 2.209; 1.5: 50.1274; 1.6: 216.81; 1.7: 130.086; 1.8: 8.4594; 1.9: 1084.05; 2: 34.5239; 2.1: 94.0337; 2.2: 833.1513; 2.3: 36.7144; 2.4: -783.0239; 2.5: -34.5054
| 2 | 40.2 | 1: 11.9924; 1.1: 50.4593; 1.2: 0.067667; 1.3: 217.08; 1.4: 2.2208; 1.5: 50.4593; 1.6: 217.08; 1.7: 130.248; 1.8: 8.4594; 1.9: 1085.4; 2: 34.5669; 2.1: 94.037; 2.2: 835.198; 2.3: 36.7588; 2.4: -784.7386; 2.5: -34.538
| 2 | 40.25 | 1: 12.0566; 1.1: 50.7927; 1.2: 0.068114; 1.3: 217.35; 1.4: 2.2327; 1.5: 50.7927; 1.6: 217.35; 1.7: 130.41; 1.8: 8.4594; 1.9: 1086.75; 2: 34.6099; 2.1: 94.0404; 2.2: 837.2471; 2.3: 36.8032; 2.4: -786.4545; 2.5: -34.5705
| 2 | 40.3 | 1: 12.121; 1.1: 51.1274; 1.2: 0.068563; 1.3: 217.62; 1.4: 2.2446; 1.5: 51.1274; 1.6: 217.62; 1.7: 130.572; 1.8: 8.4594; 1.9: 1088.1; 2: 34.6529; 2.1: 94.0437; 2.2: 839.2989; 2.3: 36.8476; 2.4: -788.1715; 2.5: -34.603
| 2 | 40.35 | 1: 12.1856; 1.1: 51.4635; 1.2: 0.069014; 1.3: 217.89; 1.4: 2.2566; 1.5: 51.4635; 1.6: 217.89; 1.7: 130.734; 1.8: 8.4594; 1.9: 1089.45; 2: 34.6959; 2.1: 94.047; 2.2: 841.3532; 2.3: 36.892; 2.4: -789.8897; 2.5: -34.6354
| 2 | 40.4 | 1: 12.2503; 1.1: 51.801; 1.2: 0.069466; 1.3: 218.16; 1.4: 2.2686; 1.5: 51.801; 1.6: 218.16; 1.7: 130.896; 1.8: 8.4594; 1.9: 1090.8; 2: 34.7389; 2.1: 94.0503; 2.2: 843.4101; 2.3: 36.9365; 2.4: -791.6091; 2.5: -34.6679
| 2 | 40.45 | 1: 12.3153; 1.1: 52.1399; 1.2: 0.069921; 1.3: 218.43; 1.4: 2.2806; 1.5: 52.1399; 1.6: 218.43; 1.7: 131.058; 1.8: 8.4594; 1.9: 1092.15; 2: 34.7818; 2.1: 94.0536; 2.2: 845.4695; 2.3: 36.9809; 2.4: -793.3296; 2.5: -34.7003
| 2 | 40.5 | 1: 12.3803; 1.1: 52.4802; 1.2: 0.070377; 1.3: 218.7; 1.4: 2.2927; 1.5: 52.4802; 1.6: 218.7; 1.7: 131.22; 1.8: 8.4594; 1.9: 1093.5; 2: 34.8248; 2.1: 94.0569; 2.2: 847.5314; 2.3: 37.0253; 2.4: -795.0512; 2.5: -34.7327
| 2 | 40.55 | 1: 12.4456; 1.1: 52.8219; 1.2: 0.070835; 1.3: 218.97; 1.4: 2.3047; 1.5: 52.8219; 1.6: 218.97; 1.7: 131.382; 1.8: 8.4594; 1.9: 1094.85; 2: 34.8678; 2.1: 94.0601; 2.2: 849.596; 2.3: 37.0697; 2.4: -796.774; 2.5: -34.765
| 2 | 40.6 | 1: 12.511; 1.1: 53.1651; 1.2: 0.071296; 1.3: 219.24; 1.4: 2.3169; 1.5: 53.1651; 1.6: 219.24; 1.7: 131.544; 1.8: 8.4594; 1.9: 1096.2; 2: 34.9108; 2.1: 94.0634; 2.2: 851.663; 2.3: 37.1142; 2.4: -798.4979; 2.5: -34.7973
| 2 | 40.65 | 1: 12.5766; 1.1: 53.5096; 1.2: 0.071758; 1.3: 219.51; 1.4: 2.329; 1.5: 53.5096; 1.6: 219.51; 1.7: 131.706; 1.8: 8.4594; 1.9: 1097.55; 2: 34.9538; 2.1: 94.0666; 2.2: 853.7327; 2.3: 37.1586; 2.4: -800.223; 2.5: -34.8296
| 2 | 40.7 | 1: 12.6424; 1.1: 53.8556; 1.2: 0.072222; 1.3: 219.78; 1.4: 2.3412; 1.5: 53.8556; 1.6: 219.78; 1.7: 131.868; 1.8: 8.4594; 1.9: 1098.9; 2: 34.9968; 2.1: 94.0698; 2.2: 855.8049; 2.3: 37.203; 2.4: -801.9492; 2.5: -34.8618
| 2 | 40.75 | 1: 12.7083; 1.1: 54.203; 1.2: 0.072687; 1.3: 220.05; 1.4: 2.3534; 1.5: 54.203; 1.6: 220.05; 1.7: 132.03; 1.8: 8.4594; 1.9: 1100.25; 2: 35.0398; 2.1: 94.073; 2.2: 857.8796; 2.3: 37.2475; 2.4: -803.6766; 2.5: -34.8941
| 2 | 40.8 | 1: 12.7744; 1.1: 54.5518; 1.2: 0.073155; 1.3: 220.32; 1.4: 2.3656; 1.5: 54.5518; 1.6: 220.32; 1.7: 132.192; 1.8: 8.4594; 1.9: 1101.6; 2: 35.0828; 2.1: 94.0762; 2.2: 859.9569; 2.3: 37.2919; 2.4: -805.4051; 2.5: -34.9263
| 2 | 40.85 | 1: 12.8407; 1.1: 54.9021; 1.2: 0.073625; 1.3: 220.59; 1.4: 2.3779; 1.5: 54.9021; 1.6: 220.59; 1.7: 132.354; 1.8: 8.4594; 1.9: 1102.95; 2: 35.1258; 2.1: 94.0794; 2.2: 862.0367; 2.3: 37.3363; 2.4: -807.1347; 2.5: -34.9584
| 2 | 40.9 | 1: 12.9071; 1.1: 55.2537; 1.2: 0.074096; 1.3: 220.86; 1.4: 2.3902; 1.5: 55.2537; 1.6: 220.86; 1.7: 132.516; 1.8: 8.4594; 1.9: 1104.3; 2: 35.1688; 2.1: 94.0826; 2.2: 864.1191; 2.3: 37.3808; 2.4: -808.8654; 2.5: -34.9906
| 2 | 40.95 | 1: 12.9738; 1.1: 55.6068; 1.2: 0.07457; 1.3: 221.13; 1.4: 2.4025; 1.5: 55.6068; 1.6: 221.13; 1.7: 132.678; 1.8: 8.4594; 1.9: 1105.65; 2: 35.2118; 2.1: 94.0857; 2.2: 866.2041; 2.3: 37.4252; 2.4: -810.5973; 2.5: -35.0227
| 2 | 41 | 1: 13.0406; 1.1: 55.9614; 1.2: 0.075045; 1.3: 221.4; 1.4: 2.4149; 1.5: 55.9614; 1.6: 221.4; 1.7: 132.84; 1.8: 8.4594; 1.9: 1107; 2: 35.2548; 2.1: 94.0889; 2.2: 868.2916; 2.3: 37.4696; 2.4: -812.3302; 2.5: -35.0547
| 2 | 41.05 | 1: 13.1075; 1.1: 56.3174; 1.2: 0.075523; 1.3: 221.67; 1.4: 2.4273; 1.5: 56.3174; 1.6: 221.67; 1.7: 133.002; 1.8: 8.4594; 1.9: 1108.35; 2: 35.2978; 2.1: 94.092; 2.2: 870.3817; 2.3: 37.5141; 2.4: -814.0643; 2.5: -35.0868
| 2 | 41.1 | 1: 13.1747; 1.1: 56.6748; 1.2: 0.076002; 1.3: 221.94; 1.4: 2.4398; 1.5: 56.6748; 1.6: 221.94; 1.7: 133.164; 1.8: 8.4594; 1.9: 1109.7; 2: 35.3408; 2.1: 94.0952; 2.2: 872.4743; 2.3: 37.5585; 2.4: -815.7995; 2.5: -35.1188
| 2 | 41.15 | 1: 13.242; 1.1: 57.0336; 1.2: 0.076483; 1.3: 222.21; 1.4: 2.4522; 1.5: 57.0336; 1.6: 222.21; 1.7: 133.326; 1.8: 8.4594; 1.9: 1111.05; 2: 35.3838; 2.1: 94.0983; 2.2: 874.5695; 2.3: 37.603; 2.4: -817.5359; 2.5: -35.1508
| 2 | 41.2 | 1: 13.3095; 1.1: 57.3939; 1.2: 0.076967; 1.3: 222.48; 1.4: 2.4647; 1.5: 57.3939; 1.6: 222.48; 1.7: 133.488; 1.8: 8.4594; 1.9: 1112.4; 2: 35.4268; 2.1: 94.1014; 2.2: 876.6672; 2.3: 37.6474; 2.4: -819.2733; 2.5: -35.1827
| 2 | 41.25 | 1: 13.3771; 1.1: 57.7557; 1.2: 0.077452; 1.3: 222.75; 1.4: 2.4772; 1.5: 57.7557; 1.6: 222.75; 1.7: 133.65; 1.8: 8.4594; 1.9: 1113.75; 2: 35.4697; 2.1: 94.1045; 2.2: 878.7675; 2.3: 37.6919; 2.4: -821.0118; 2.5: -35.2146
| 2 | 41.3 | 1: 13.4449; 1.1: 58.1189; 1.2: 0.077939; 1.3: 223.02; 1.4: 2.4898; 1.5: 58.1189; 1.6: 223.02; 1.7: 133.812; 1.8: 8.4594; 1.9: 1115.1; 2: 35.5127; 2.1: 94.1075; 2.2: 880.8703; 2.3: 37.7363; 2.4: -822.7515; 2.5: -35.2465
| 2 | 41.35 | 1: 13.5129; 1.1: 58.4835; 1.2: 0.078428; 1.3: 223.29; 1.4: 2.5024; 1.5: 58.4835; 1.6: 223.29; 1.7: 133.974; 1.8: 8.4594; 1.9: 1116.45; 2: 35.5557; 2.1: 94.1106; 2.2: 882.9757; 2.3: 37.7808; 2.4: -824.4922; 2.5: -35.2784
| 2 | 41.4 | 1: 13.5811; 1.1: 58.8496; 1.2: 0.078919; 1.3: 223.56; 1.4: 2.515; 1.5: 58.8496; 1.6: 223.56; 1.7: 134.136; 1.8: 8.4594; 1.9: 1117.8; 2: 35.5987; 2.1: 94.1137; 2.2: 885.0837; 2.3: 37.8253; 2.4: -826.2341; 2.5: -35.3102
| 2 | 41.45 | 1: 13.6494; 1.1: 59.2172; 1.2: 0.079412; 1.3: 223.83; 1.4: 2.5277; 1.5: 59.2172; 1.6: 223.83; 1.7: 134.298; 1.8: 8.4594; 1.9: 1119.15; 2: 35.6417; 2.1: 94.1167; 2.2: 887.1942; 2.3: 37.8697; 2.4: -827.977; 2.5: -35.342
| 2 | 41.5 | 1: 13.7179; 1.1: 59.5862; 1.2: 0.079906; 1.3: 224.1; 1.4: 2.5404; 1.5: 59.5862; 1.6: 224.1; 1.7: 134.46; 1.8: 8.4594; 1.9: 1120.5; 2: 35.6847; 2.1: 94.1197; 2.2: 889.3072; 2.3: 37.9142; 2.4: -829.721; 2.5: -35.3738
| 2 | 41.55 | 1: 13.7866; 1.1: 59.9567; 1.2: 0.080403; 1.3: 224.37; 1.4: 2.5531; 1.5: 59.9567; 1.6: 224.37; 1.7: 134.622; 1.8: 8.4594; 1.9: 1121.85; 2: 35.7277; 2.1: 94.1227; 2.2: 891.4228; 2.3: 37.9586; 2.4: -831.4662; 2.5: -35.4056
| 2 | 41.6 | 1: 13.8555; 1.1: 60.3286; 1.2: 0.080902; 1.3: 224.64; 1.4: 2.5658; 1.5: 60.3286; 1.6: 224.64; 1.7: 134.784; 1.8: 8.4594; 1.9: 1123.2; 2: 35.7707; 2.1: 94.1258; 2.2: 893.541; 2.3: 38.0031; 2.4: -833.2124; 2.5: -35.4373
| 2 | 41.65 | 1: 13.9245; 1.1: 60.702; 1.2: 0.081403; 1.3: 224.91; 1.4: 2.5786; 1.5: 60.702; 1.6: 224.91; 1.7: 134.946; 1.8: 8.4594; 1.9: 1124.55; 2: 35.8137; 2.1: 94.1287; 2.2: 895.6617; 2.3: 38.0476; 2.4: -834.9597; 2.5: -35.469
| 2 | 41.7 | 1: 13.9937; 1.1: 61.0769; 1.2: 0.081906; 1.3: 225.18; 1.4: 2.5914; 1.5: 61.0769; 1.6: 225.18; 1.7: 135.108; 1.8: 8.4594; 1.9: 1125.9; 2: 35.8567; 2.1: 94.1317; 2.2: 897.785; 2.3: 38.092; 2.4: -836.708; 2.5: -35.5006
| 2 | 41.75 | 1: 14.0631; 1.1: 61.4533; 1.2: 0.08241; 1.3: 225.45; 1.4: 2.6043; 1.5: 61.4533; 1.6: 225.45; 1.7: 135.27; 1.8: 8.4594; 1.9: 1127.25; 2: 35.8997; 2.1: 94.1347; 2.2: 899.9108; 2.3: 38.1365; 2.4: -838.4575; 2.5: -35.5322
| 2 | 41.8 | 1: 14.1326; 1.1: 61.8311; 1.2: 0.082917; 1.3: 225.72; 1.4: 2.6172; 1.5: 61.8311; 1.6: 225.72; 1.7: 135.432; 1.8: 8.4594; 1.9: 1128.6; 2: 35.9427; 2.1: 94.1377; 2.2: 902.0391; 2.3: 38.181; 2.4: -840.208; 2.5: -35.5638
| 2 | 41.85 | 1: 14.2023; 1.1: 62.2104; 1.2: 0.083426; 1.3: 225.99; 1.4: 2.6301; 1.5: 62.2104; 1.6: 225.99; 1.7: 135.594; 1.8: 8.4594; 1.9: 1129.95; 2: 35.9857; 2.1: 94.1406; 2.2: 904.1701; 2.3: 38.2254; 2.4: -841.9596; 2.5: -35.5954
| 2 | 41.9 | 1: 14.2722; 1.1: 62.5912; 1.2: 0.083936; 1.3: 226.26; 1.4: 2.643; 1.5: 62.5912; 1.6: 226.26; 1.7: 135.756; 1.8: 8.4594; 1.9: 1131.3; 2: 36.0287; 2.1: 94.1436; 2.2: 906.3035; 2.3: 38.2699; 2.4: -843.7123; 2.5: -35.6269
| 2 | 41.95 | 1: 14.3423; 1.1: 62.9735; 1.2: 0.084449; 1.3: 226.53; 1.4: 2.656; 1.5: 62.9735; 1.6: 226.53; 1.7: 135.918; 1.8: 8.4594; 1.9: 1132.65; 2: 36.0717; 2.1: 94.1465; 2.2: 908.4396; 2.3: 38.3144; 2.4: -845.466; 2.5: -35.6584
| 2 | 42 | 1: 14.4125; 1.1: 63.3573; 1.2: 0.084964; 1.3: 226.8; 1.4: 2.669; 1.5: 63.3573; 1.6: 226.8; 1.7: 136.08; 1.8: 8.4594; 1.9: 1134; 2: 36.1146; 2.1: 94.1494; 2.2: 910.5781; 2.3: 38.3589; 2.4: -847.2208; 2.5: -35.6899
| 2 | 42.05 | 1: 14.4829; 1.1: 63.7426; 1.2: 0.08548; 1.3: 227.07; 1.4: 2.682; 1.5: 63.7426; 1.6: 227.07; 1.7: 136.242; 1.8: 8.4594; 1.9: 1135.35; 2: 36.1576; 2.1: 94.1523; 2.2: 912.7193; 2.3: 38.4033; 2.4: -848.9767; 2.5: -35.7213
| 2 | 42.1 | 1: 14.5535; 1.1: 64.1293; 1.2: 0.085999; 1.3: 227.34; 1.4: 2.6951; 1.5: 64.1293; 1.6: 227.34; 1.7: 136.404; 1.8: 8.4594; 1.9: 1136.7; 2: 36.2006; 2.1: 94.1552; 2.2: 914.863; 2.3: 38.4478; 2.4: -850.7336; 2.5: -35.7527
| 2 | 42.15 | 1: 14.6242; 1.1: 64.5176; 1.2: 0.08652; 1.3: 227.61; 1.4: 2.7082; 1.5: 64.5176; 1.6: 227.61; 1.7: 136.566; 1.8: 8.4594; 1.9: 1138.05; 2: 36.2436; 2.1: 94.1581; 2.2: 917.0092; 2.3: 38.4923; 2.4: -852.4916; 2.5: -35.7841
| 2 | 42.2 | 1: 14.6951; 1.1: 64.9073; 1.2: 0.087042; 1.3: 227.88; 1.4: 2.7213; 1.5: 64.9073; 1.6: 227.88; 1.7: 136.728; 1.8: 8.4594; 1.9: 1139.4; 2: 36.2866; 2.1: 94.161; 2.2: 919.158; 2.3: 38.5368; 2.4: -854.2506; 2.5: -35.8155
| 2 | 42.25 | 1: 14.7662; 1.1: 65.2986; 1.2: 0.087567; 1.3: 228.15; 1.4: 2.7345; 1.5: 65.2986; 1.6: 228.15; 1.7: 136.89; 1.8: 8.4594; 1.9: 1140.75; 2: 36.3296; 2.1: 94.1639; 2.2: 921.3093; 2.3: 38.5813; 2.4: -856.0107; 2.5: -35.8468
| 2 | 42.3 | 1: 14.8375; 1.1: 65.6913; 1.2: 0.088094; 1.3: 228.42; 1.4: 2.7477; 1.5: 65.6913; 1.6: 228.42; 1.7: 137.052; 1.8: 8.4594; 1.9: 1142.1; 2: 36.3726; 2.1: 94.1667; 2.2: 923.4632; 2.3: 38.6258; 2.4: -857.7719; 2.5: -35.8781
| 2 | 42.35 | 1: 14.9089; 1.1: 66.0856; 1.2: 0.088622; 1.3: 228.69; 1.4: 2.7609; 1.5: 66.0856; 1.6: 228.69; 1.7: 137.214; 1.8: 8.4594; 1.9: 1143.45; 2: 36.4156; 2.1: 94.1696; 2.2: 925.6197; 2.3: 38.6703; 2.4: -859.534; 2.5: -35.9093
| 2 | 42.4 | 1: 14.9805; 1.1: 66.4814; 1.2: 0.089153; 1.3: 228.96; 1.4: 2.7742; 1.5: 66.4814; 1.6: 228.96; 1.7: 137.376; 1.8: 8.4594; 1.9: 1144.8; 2: 36.4586; 2.1: 94.1724; 2.2: 927.7786; 2.3: 38.7147; 2.4: -861.2973; 2.5: -35.9406
| 2 | 42.45 | 1: 15.0523; 1.1: 66.8787; 1.2: 0.089686; 1.3: 229.23; 1.4: 2.7875; 1.5: 66.8787; 1.6: 229.23; 1.7: 137.538; 1.8: 8.4594; 1.9: 1146.15; 2: 36.5016; 2.1: 94.1752; 2.2: 929.9402; 2.3: 38.7592; 2.4: -863.0615; 2.5: -35.9718
| 2 | 42.5 | 1: 15.1242; 1.1: 67.2775; 1.2: 0.090221; 1.3: 229.5; 1.4: 2.8008; 1.5: 67.2775; 1.6: 229.5; 1.7: 137.7; 1.8: 8.4594; 1.9: 1147.5; 2: 36.5446; 2.1: 94.178; 2.2: 932.1043; 2.3: 38.8037; 2.4: -864.8268; 2.5: -36.0029
| 2 | 42.55 | 1: 15.1963; 1.1: 67.6778; 1.2: 0.090757; 1.3: 229.77; 1.4: 2.8141; 1.5: 67.6778; 1.6: 229.77; 1.7: 137.862; 1.8: 8.4594; 1.9: 1148.85; 2: 36.5876; 2.1: 94.1808; 2.2: 934.2709; 2.3: 38.8482; 2.4: -866.5932; 2.5: -36.0341
| 2 | 42.6 | 1: 15.2686; 1.1: 68.0796; 1.2: 0.091296; 1.3: 230.04; 1.4: 2.8275; 1.5: 68.0796; 1.6: 230.04; 1.7: 138.024; 1.8: 8.4594; 1.9: 1150.2; 2: 36.6306; 2.1: 94.1836; 2.2: 936.4401; 2.3: 38.8927; 2.4: -868.3605; 2.5: -36.0652
| 2 | 42.65 | 1: 15.3411; 1.1: 68.483; 1.2: 0.091837; 1.3: 230.31; 1.4: 2.8409; 1.5: 68.483; 1.6: 230.31; 1.7: 138.186; 1.8: 8.4594; 1.9: 1151.55; 2: 36.6736; 2.1: 94.1864; 2.2: 938.6119; 2.3: 38.9372; 2.4: -870.1289; 2.5: -36.0963
| 2 | 42.7 | 1: 15.4137; 1.1: 68.8878; 1.2: 0.09238; 1.3: 230.58; 1.4: 2.8544; 1.5: 68.8878; 1.6: 230.58; 1.7: 138.348; 1.8: 8.4594; 1.9: 1152.9; 2: 36.7166; 2.1: 94.1892; 2.2: 940.7862; 2.3: 38.9817; 2.4: -871.8983; 2.5: -36.1273
| 2 | 42.75 | 1: 15.4865; 1.1: 69.2943; 1.2: 0.092925; 1.3: 230.85; 1.4: 2.8679; 1.5: 69.2943; 1.6: 230.85; 1.7: 138.51; 1.8: 8.4594; 1.9: 1154.25; 2: 36.7596; 2.1: 94.192; 2.2: 942.963; 2.3: 39.0262; 2.4: -873.6688; 2.5: -36.1583
| 2 | 42.8 | 1: 15.5595; 1.1: 69.7022; 1.2: 0.093472; 1.3: 231.12; 1.4: 2.8814; 1.5: 69.7022; 1.6: 231.12; 1.7: 138.672; 1.8: 8.4594; 1.9: 1155.6; 2: 36.8025; 2.1: 94.1947; 2.2: 945.1424; 2.3: 39.0707; 2.4: -875.4402; 2.5: -36.1893
| 2 | 42.85 | 1: 15.6326; 1.1: 70.1117; 1.2: 0.094021; 1.3: 231.39; 1.4: 2.8949; 1.5: 70.1117; 1.6: 231.39; 1.7: 138.834; 1.8: 8.4594; 1.9: 1156.95; 2: 36.8455; 2.1: 94.1975; 2.2: 947.3244; 2.3: 39.1152; 2.4: -877.2127; 2.5: -36.2203
| 2 | 42.9 | 1: 15.7059; 1.1: 70.5227; 1.2: 0.094572; 1.3: 231.66; 1.4: 2.9085; 1.5: 70.5227; 1.6: 231.66; 1.7: 138.996; 1.8: 8.4594; 1.9: 1158.3; 2: 36.8885; 2.1: 94.2002; 2.2: 949.5089; 2.3: 39.1597; 2.4: -878.9862; 2.5: -36.2512
| 2 | 42.95 | 1: 15.7794; 1.1: 70.9352; 1.2: 0.095126; 1.3: 231.93; 1.4: 2.9221; 1.5: 70.9352; 1.6: 231.93; 1.7: 139.158; 1.8: 8.4594; 1.9: 1159.65; 2: 36.9315; 2.1: 94.2029; 2.2: 951.6959; 2.3: 39.2042; 2.4: -880.7607; 2.5: -36.2821
| 2 | 43 | 1: 15.8531; 1.1: 71.3493; 1.2: 0.095681; 1.3: 232.2; 1.4: 2.9358; 1.5: 71.3493; 1.6: 232.2; 1.7: 139.32; 1.8: 8.4594; 1.9: 1161; 2: 36.9745; 2.1: 94.2056; 2.2: 953.8855; 2.3: 39.2487; 2.4: -882.5362; 2.5: -36.313
| 2 | 43.05 | 1: 15.9269; 1.1: 71.765; 1.2: 0.096238; 1.3: 232.47; 1.4: 2.9494; 1.5: 71.765; 1.6: 232.47; 1.7: 139.482; 1.8: 8.4594; 1.9: 1162.35; 2: 37.0175; 2.1: 94.2084; 2.2: 956.0777; 2.3: 39.2932; 2.4: -884.3127; 2.5: -36.3438
| 2 | 43.1 | 1: 16.0009; 1.1: 72.1821; 1.2: 0.096798; 1.3: 232.74; 1.4: 2.9631; 1.5: 72.1821; 1.6: 232.74; 1.7: 139.644; 1.8: 8.4594; 1.9: 1163.7; 2: 37.0605; 2.1: 94.2111; 2.2: 958.2724; 2.3: 39.3378; 2.4: -886.0902; 2.5: -36.3746
| 2 | 43.15 | 1: 16.0751; 1.1: 72.6009; 1.2: 0.097359; 1.3: 233.01; 1.4: 2.9769; 1.5: 72.6009; 1.6: 233.01; 1.7: 139.806; 1.8: 8.4594; 1.9: 1165.05; 2: 37.1035; 2.1: 94.2137; 2.2: 960.4696; 2.3: 39.3823; 2.4: -887.8687; 2.5: -36.4054
| 2 | 43.2 | 1: 16.1494; 1.1: 73.0212; 1.2: 0.097923; 1.3: 233.28; 1.4: 2.9906; 1.5: 73.0212; 1.6: 233.28; 1.7: 139.968; 1.8: 8.4594; 1.9: 1166.4; 2: 37.1465; 2.1: 94.2164; 2.2: 962.6694; 2.3: 39.4268; 2.4: -889.6482; 2.5: -36.4361
| 2 | 43.25 | 1: 16.2239; 1.1: 73.443; 1.2: 0.098489; 1.3: 233.55; 1.4: 3.0044; 1.5: 73.443; 1.6: 233.55; 1.7: 140.13; 1.8: 8.4594; 1.9: 1167.75; 2: 37.1895; 2.1: 94.2191; 2.2: 964.8717; 2.3: 39.4713; 2.4: -891.4288; 2.5: -36.4669
| 2 | 43.3 | 1: 16.2986; 1.1: 73.8664; 1.2: 0.099056; 1.3: 233.82; 1.4: 3.0183; 1.5: 73.8664; 1.6: 233.82; 1.7: 140.292; 1.8: 8.4594; 1.9: 1169.1; 2: 37.2325; 2.1: 94.2218; 2.2: 967.0766; 2.3: 39.5158; 2.4: -893.2103; 2.5: -36.4975
| 2 | 43.35 | 1: 16.3735; 1.1: 74.2913; 1.2: 0.099626; 1.3: 234.09; 1.4: 3.0321; 1.5: 74.2913; 1.6: 234.09; 1.7: 140.454; 1.8: 8.4594; 1.9: 1170.45; 2: 37.2755; 2.1: 94.2244; 2.2: 969.2841; 2.3: 39.5603; 2.4: -894.9927; 2.5: -36.5282
| 2 | 43.4 | 1: 16.4485; 1.1: 74.7179; 1.2: 0.1002; 1.3: 234.36; 1.4: 3.046; 1.5: 74.7179; 1.6: 234.36; 1.7: 140.616; 1.8: 8.4594; 1.9: 1171.8; 2: 37.3185; 2.1: 94.227; 2.2: 971.4941; 2.3: 39.6048; 2.4: -896.7762; 2.5: -36.5588
| 2 | 43.45 | 1: 16.5237; 1.1: 75.1459; 1.2: 0.10077; 1.3: 234.63; 1.4: 3.0599; 1.5: 75.1459; 1.6: 234.63; 1.7: 140.778; 1.8: 8.4594; 1.9: 1173.15; 2: 37.3615; 2.1: 94.2297; 2.2: 973.7066; 2.3: 39.6494; 2.4: -898.5607; 2.5: -36.5894
| 2 | 43.5 | 1: 16.5991; 1.1: 75.5756; 1.2: 0.10135; 1.3: 234.9; 1.4: 3.0739; 1.5: 75.5756; 1.6: 234.9; 1.7: 140.94; 1.8: 8.4594; 1.9: 1174.5; 2: 37.4045; 2.1: 94.2323; 2.2: 975.9217; 2.3: 39.6939; 2.4: -900.3461; 2.5: -36.62
| 2 | 43.55 | 1: 16.6746; 1.1: 76.0068; 1.2: 0.10193; 1.3: 235.17; 1.4: 3.0879; 1.5: 76.0068; 1.6: 235.17; 1.7: 141.102; 1.8: 8.4594; 1.9: 1175.85; 2: 37.4475; 2.1: 94.2349; 2.2: 978.1393; 2.3: 39.7384; 2.4: -902.1325; 2.5: -36.6505
| 2 | 43.6 | 1: 16.7503; 1.1: 76.4396; 1.2: 0.10251; 1.3: 235.44; 1.4: 3.1019; 1.5: 76.4396; 1.6: 235.44; 1.7: 141.264; 1.8: 8.4594; 1.9: 1177.2; 2: 37.4904; 2.1: 94.2375; 2.2: 980.3595; 2.3: 39.7829; 2.4: -903.9199; 2.5: -36.681
| 2 | 43.65 | 1: 16.8262; 1.1: 76.874; 1.2: 0.10309; 1.3: 235.71; 1.4: 3.116; 1.5: 76.874; 1.6: 235.71; 1.7: 141.426; 1.8: 8.4594; 1.9: 1178.55; 2: 37.5334; 2.1: 94.2401; 2.2: 982.5823; 2.3: 39.8275; 2.4: -905.7083; 2.5: -36.7115
| 2 | 43.7 | 1: 16.9023; 1.1: 77.31; 1.2: 0.10367; 1.3: 235.98; 1.4: 3.1301; 1.5: 77.31; 1.6: 235.98; 1.7: 141.588; 1.8: 8.4594; 1.9: 1179.9; 2: 37.5764; 2.1: 94.2427; 2.2: 984.8075; 2.3: 39.872; 2.4: -907.4976; 2.5: -36.7419
| 2 | 43.75 | 1: 16.9785; 1.1: 77.7475; 1.2: 0.10426; 1.3: 236.25; 1.4: 3.1442; 1.5: 77.7475; 1.6: 236.25; 1.7: 141.75; 1.8: 8.4594; 1.9: 1181.25; 2: 37.6194; 2.1: 94.2453; 2.2: 987.0354; 2.3: 39.9165; 2.4: -909.2879; 2.5: -36.7723
| 2 | 43.8 | 1: 17.0549; 1.1: 78.1866; 1.2: 0.10485; 1.3: 236.52; 1.4: 3.1583; 1.5: 78.1866; 1.6: 236.52; 1.7: 141.912; 1.8: 8.4594; 1.9: 1182.6; 2: 37.6624; 2.1: 94.2479; 2.2: 989.2657; 2.3: 39.961; 2.4: -911.0791; 2.5: -36.8027
| 2 | 43.85 | 1: 17.1315; 1.1: 78.6273; 1.2: 0.10544; 1.3: 236.79; 1.4: 3.1725; 1.5: 78.6273; 1.6: 236.79; 1.7: 142.074; 1.8: 8.4594; 1.9: 1183.95; 2: 37.7054; 2.1: 94.2504; 2.2: 991.4987; 2.3: 40.0056; 2.4: -912.8714; 2.5: -36.8331
| 2 | 43.9 | 1: 17.2082; 1.1: 79.0696; 1.2: 0.10603; 1.3: 237.06; 1.4: 3.1867; 1.5: 79.0696; 1.6: 237.06; 1.7: 142.236; 1.8: 8.4594; 1.9: 1185.3; 2: 37.7484; 2.1: 94.253; 2.2: 993.7341; 2.3: 40.0501; 2.4: -914.6645; 2.5: -36.8634
| 2 | 43.95 | 1: 17.2852; 1.1: 79.5135; 1.2: 0.10663; 1.3: 237.33; 1.4: 3.201; 1.5: 79.5135; 1.6: 237.33; 1.7: 142.398; 1.8: 8.4594; 1.9: 1186.65; 2: 37.7914; 2.1: 94.2555; 2.2: 995.9722; 2.3: 40.0946; 2.4: -916.4587; 2.5: -36.8937
| 2 | 44 | 1: 17.3623; 1.1: 79.959; 1.2: 0.10723; 1.3: 237.6; 1.4: 3.2152; 1.5: 79.959; 1.6: 237.6; 1.7: 142.56; 1.8: 8.4594; 1.9: 1188; 2: 37.8344; 2.1: 94.2581; 2.2: 998.2127; 2.3: 40.1392; 2.4: -918.2537; 2.5: -36.9239
| 2 | 44.05 | 1: 17.4395; 1.1: 80.4061; 1.2: 0.10783; 1.3: 237.87; 1.4: 3.2295; 1.5: 80.4061; 1.6: 237.87; 1.7: 142.722; 1.8: 8.4594; 1.9: 1189.35; 2: 37.8774; 2.1: 94.2606; 2.2: 1000.4558; 2.3: 40.1837; 2.4: -920.0498; 2.5: -36.9542
| 2 | 44.1 | 1: 17.517; 1.1: 80.8547; 1.2: 0.10843; 1.3: 238.14; 1.4: 3.2439; 1.5: 80.8547; 1.6: 238.14; 1.7: 142.884; 1.8: 8.4594; 1.9: 1190.7; 2: 37.9204; 2.1: 94.2631; 2.2: 1002.7015; 2.3: 40.2282; 2.4: -921.8467; 2.5: -36.9843
| 2 | 44.15 | 1: 17.5946; 1.1: 81.305; 1.2: 0.10903; 1.3: 238.41; 1.4: 3.2583; 1.5: 81.305; 1.6: 238.41; 1.7: 143.046; 1.8: 8.4594; 1.9: 1192.05; 2: 37.9634; 2.1: 94.2656; 2.2: 1004.9497; 2.3: 40.2728; 2.4: -923.6447; 2.5: -37.0145
| 2 | 44.2 | 1: 17.6723; 1.1: 81.7569; 1.2: 0.10964; 1.3: 238.68; 1.4: 3.2727; 1.5: 81.7569; 1.6: 238.68; 1.7: 143.208; 1.8: 8.4594; 1.9: 1193.4; 2: 38.0064; 2.1: 94.2681; 2.2: 1007.2004; 2.3: 40.3173; 2.4: -925.4435; 2.5: -37.0446
| 2 | 44.25 | 1: 17.7503; 1.1: 82.2104; 1.2: 0.11025; 1.3: 238.95; 1.4: 3.2871; 1.5: 82.2104; 1.6: 238.95; 1.7: 143.37; 1.8: 8.4594; 1.9: 1194.75; 2: 38.0494; 2.1: 94.2706; 2.2: 1009.4537; 2.3: 40.3618; 2.4: -927.2433; 2.5: -37.0748
| 2 | 44.3 | 1: 17.8284; 1.1: 82.6655; 1.2: 0.11086; 1.3: 239.22; 1.4: 3.3016; 1.5: 82.6655; 1.6: 239.22; 1.7: 143.532; 1.8: 8.4594; 1.9: 1196.1; 2: 38.0924; 2.1: 94.2731; 2.2: 1011.7096; 2.3: 40.4064; 2.4: -929.044; 2.5: -37.1048
| 2 | 44.35 | 1: 17.9067; 1.1: 83.1223; 1.2: 0.11147; 1.3: 239.49; 1.4: 3.3161; 1.5: 83.1223; 1.6: 239.49; 1.7: 143.694; 1.8: 8.4594; 1.9: 1197.45; 2: 38.1354; 2.1: 94.2756; 2.2: 1013.968; 2.3: 40.4509; 2.4: -930.8457; 2.5: -37.1349
| 2 | 44.4 | 1: 17.9852; 1.1: 83.5806; 1.2: 0.11208; 1.3: 239.76; 1.4: 3.3306; 1.5: 83.5806; 1.6: 239.76; 1.7: 143.856; 1.8: 8.4594; 1.9: 1198.8; 2: 38.1783; 2.1: 94.2781; 2.2: 1016.2289; 2.3: 40.4955; 2.4: -932.6483; 2.5: -37.1649
| 2 | 44.45 | 1: 18.0638; 1.1: 84.0406; 1.2: 0.1127; 1.3: 240.03; 1.4: 3.3451; 1.5: 84.0406; 1.6: 240.03; 1.7: 144.018; 1.8: 8.4594; 1.9: 1200.15; 2: 38.2213; 2.1: 94.2805; 2.2: 1018.4924; 2.3: 40.54; 2.4: -934.4518; 2.5: -37.1949
| 2 | 44.5 | 1: 18.1426; 1.1: 84.5022; 1.2: 0.11332; 1.3: 240.3; 1.4: 3.3597; 1.5: 84.5022; 1.6: 240.3; 1.7: 144.18; 1.8: 8.4594; 1.9: 1201.5; 2: 38.2643; 2.1: 94.283; 2.2: 1020.7584; 2.3: 40.5846; 2.4: -936.2562; 2.5: -37.2248
| 2 | 44.55 | 1: 18.2216; 1.1: 84.9654; 1.2: 0.11394; 1.3: 240.57; 1.4: 3.3744; 1.5: 84.9654; 1.6: 240.57; 1.7: 144.342; 1.8: 8.4594; 1.9: 1202.85; 2: 38.3073; 2.1: 94.2854; 2.2: 1023.027; 2.3: 40.6291; 2.4: -938.0616; 2.5: -37.2547
| 2 | 44.6 | 1: 18.3007; 1.1: 85.4302; 1.2: 0.11456; 1.3: 240.84; 1.4: 3.389; 1.5: 85.4302; 1.6: 240.84; 1.7: 144.504; 1.8: 8.4594; 1.9: 1204.2; 2: 38.3503; 2.1: 94.2879; 2.2: 1025.2981; 2.3: 40.6736; 2.4: -939.8679; 2.5: -37.2846
| 2 | 44.65 | 1: 18.38; 1.1: 85.8967; 1.2: 0.11519; 1.3: 241.11; 1.4: 3.4037; 1.5: 85.8967; 1.6: 241.11; 1.7: 144.666; 1.8: 8.4594; 1.9: 1205.55; 2: 38.3933; 2.1: 94.2903; 2.2: 1027.5717; 2.3: 40.7182; 2.4: -941.6751; 2.5: -37.3145
| 2 | 44.7 | 1: 18.4595; 1.1: 86.3648; 1.2: 0.11582; 1.3: 241.38; 1.4: 3.4184; 1.5: 86.3648; 1.6: 241.38; 1.7: 144.828; 1.8: 8.4594; 1.9: 1206.9; 2: 38.4363; 2.1: 94.2927; 2.2: 1029.8479; 2.3: 40.7627; 2.4: -943.4832; 2.5: -37.3443
| 2 | 44.75 | 1: 18.5392; 1.1: 86.8345; 1.2: 0.11645; 1.3: 241.65; 1.4: 3.4332; 1.5: 86.8345; 1.6: 241.65; 1.7: 144.99; 1.8: 8.4594; 1.9: 1208.25; 2: 38.4793; 2.1: 94.2951; 2.2: 1032.1267; 2.3: 40.8073; 2.4: -945.2922; 2.5: -37.3741
| 2 | 44.8 | 1: 18.619; 1.1: 87.3059; 1.2: 0.11708; 1.3: 241.92; 1.4: 3.448; 1.5: 87.3059; 1.6: 241.92; 1.7: 145.152; 1.8: 8.4594; 1.9: 1209.6; 2: 38.5223; 2.1: 94.2976; 2.2: 1034.408; 2.3: 40.8518; 2.4: -947.1021; 2.5: -37.4039
| 2 | 44.85 | 1: 18.699; 1.1: 87.7789; 1.2: 0.11771; 1.3: 242.19; 1.4: 3.4628; 1.5: 87.7789; 1.6: 242.19; 1.7: 145.314; 1.8: 8.4594; 1.9: 1210.95; 2: 38.5653; 2.1: 94.3; 2.2: 1036.6918; 2.3: 40.8964; 2.4: -948.9129; 2.5: -37.4336
| 2 | 44.9 | 1: 18.7792; 1.1: 88.2536; 1.2: 0.11835; 1.3: 242.46; 1.4: 3.4776; 1.5: 88.2536; 1.6: 242.46; 1.7: 145.476; 1.8: 8.4594; 1.9: 1212.3; 2: 38.6083; 2.1: 94.3023; 2.2: 1038.9782; 2.3: 40.941; 2.4: -950.7246; 2.5: -37.4633
| 2 | 44.95 | 1: 18.8596; 1.1: 88.7299; 1.2: 0.11899; 1.3: 242.73; 1.4: 3.4925; 1.5: 88.7299; 1.6: 242.73; 1.7: 145.638; 1.8: 8.4594; 1.9: 1213.65; 2: 38.6513; 2.1: 94.3047; 2.2: 1041.2671; 2.3: 40.9855; 2.4: -952.5373; 2.5: -37.493
| 2 | 45 | 1: 18.9401; 1.1: 89.2078; 1.2: 0.11963; 1.3: 243; 1.4: 3.5074; 1.5: 89.2078; 1.6: 243; 1.7: 145.8; 1.8: 8.4594; 1.9: 1215; 2: 38.6943; 2.1: 94.3071; 2.2: 1043.5586; 2.3: 41.0301; 2.4: -954.3508; 2.5: -37.5226
| 2 | 45.05 | 1: 19.0208; 1.1: 89.6874; 1.2: 0.12027; 1.3: 243.27; 1.4: 3.5224; 1.5: 89.6874; 1.6: 243.27; 1.7: 145.962; 1.8: 8.4594; 1.9: 1216.35; 2: 38.7373; 2.1: 94.3095; 2.2: 1045.8526; 2.3: 41.0746; 2.4: -956.1652; 2.5: -37.5523
| 2 | 45.1 | 1: 19.1016; 1.1: 90.1687; 1.2: 0.12092; 1.3: 243.54; 1.4: 3.5373; 1.5: 90.1687; 1.6: 243.54; 1.7: 146.124; 1.8: 8.4594; 1.9: 1217.7; 2: 38.7803; 2.1: 94.3118; 2.2: 1048.1492; 2.3: 41.1192; 2.4: -957.9805; 2.5: -37.5818
| 2 | 45.15 | 1: 19.1827; 1.1: 90.6516; 1.2: 0.12157; 1.3: 243.81; 1.4: 3.5523; 1.5: 90.6516; 1.6: 243.81; 1.7: 146.286; 1.8: 8.4594; 1.9: 1219.05; 2: 38.8232; 2.1: 94.3142; 2.2: 1050.4483; 2.3: 41.1637; 2.4: -959.7966; 2.5: -37.6114
| 2 | 45.2 | 1: 19.2639; 1.1: 91.1362; 1.2: 0.12222; 1.3: 244.08; 1.4: 3.5674; 1.5: 91.1362; 1.6: 244.08; 1.7: 146.448; 1.8: 8.4594; 1.9: 1220.4; 2: 38.8662; 2.1: 94.3166; 2.2: 1052.7499; 2.3: 41.2083; 2.4: -961.6137; 2.5: -37.6409
| 2 | 45.25 | 1: 19.3453; 1.1: 91.6224; 1.2: 0.12287; 1.3: 244.35; 1.4: 3.5825; 1.5: 91.6224; 1.6: 244.35; 1.7: 146.61; 1.8: 8.4594; 1.9: 1221.75; 2: 38.9092; 2.1: 94.3189; 2.2: 1055.0541; 2.3: 41.2529; 2.4: -963.4316; 2.5: -37.6704
| 2 | 45.3 | 1: 19.4268; 1.1: 92.1103; 1.2: 0.12352; 1.3: 244.62; 1.4: 3.5976; 1.5: 92.1103; 1.6: 244.62; 1.7: 146.772; 1.8: 8.4594; 1.9: 1223.1; 2: 38.9522; 2.1: 94.3212; 2.2: 1057.3608; 2.3: 41.2974; 2.4: -965.2505; 2.5: -37.6999
| 2 | 45.35 | 1: 19.5085; 1.1: 92.5999; 1.2: 0.12418; 1.3: 244.89; 1.4: 3.6127; 1.5: 92.5999; 1.6: 244.89; 1.7: 146.934; 1.8: 8.4594; 1.9: 1224.45; 2: 38.9952; 2.1: 94.3236; 2.2: 1059.6701; 2.3: 41.342; 2.4: -967.0702; 2.5: -37.7293
| 2 | 45.4 | 1: 19.5904; 1.1: 93.0912; 1.2: 0.12484; 1.3: 245.16; 1.4: 3.6279; 1.5: 93.0912; 1.6: 245.16; 1.7: 147.096; 1.8: 8.4594; 1.9: 1225.8; 2: 39.0382; 2.1: 94.3259; 2.2: 1061.9819; 2.3: 41.3865; 2.4: -968.8907; 2.5: -37.7587
| 2 | 45.45 | 1: 19.6725; 1.1: 93.5841; 1.2: 0.1255; 1.3: 245.43; 1.4: 3.6431; 1.5: 93.5841; 1.6: 245.43; 1.7: 147.258; 1.8: 8.4594; 1.9: 1227.15; 2: 39.0812; 2.1: 94.3282; 2.2: 1064.2962; 2.3: 41.4311; 2.4: -970.7122; 2.5: -37.788
| 2 | 45.5 | 1: 19.7547; 1.1: 94.0787; 1.2: 0.12616; 1.3: 245.7; 1.4: 3.6583; 1.5: 94.0787; 1.6: 245.7; 1.7: 147.42; 1.8: 8.4594; 1.9: 1228.5; 2: 39.1242; 2.1: 94.3305; 2.2: 1066.6131; 2.3: 41.4757; 2.4: -972.5345; 2.5: -37.8174
| 2 | 45.55 | 1: 19.8372; 1.1: 94.575; 1.2: 0.12683; 1.3: 245.97; 1.4: 3.6735; 1.5: 94.575; 1.6: 245.97; 1.7: 147.582; 1.8: 8.4594; 1.9: 1229.85; 2: 39.1672; 2.1: 94.3328; 2.2: 1068.9326; 2.3: 41.5202; 2.4: -974.3576; 2.5: -37.8467
| 2 | 45.6 | 1: 19.9197; 1.1: 95.0729; 1.2: 0.12749; 1.3: 246.24; 1.4: 3.6888; 1.5: 95.0729; 1.6: 246.24; 1.7: 147.744; 1.8: 8.4594; 1.9: 1231.2; 2: 39.2102; 2.1: 94.3351; 2.2: 1071.2546; 2.3: 41.5648; 2.4: -976.1816; 2.5: -37.876
| 2 | 45.65 | 1: 20.0025; 1.1: 95.5726; 1.2: 0.12816; 1.3: 246.51; 1.4: 3.7042; 1.5: 95.5726; 1.6: 246.51; 1.7: 147.906; 1.8: 8.4594; 1.9: 1232.55; 2: 39.2532; 2.1: 94.3374; 2.2: 1073.5791; 2.3: 41.6094; 2.4: -978.0065; 2.5: -37.9052
| 2 | 45.7 | 1: 20.0854; 1.1: 96.0739; 1.2: 0.12884; 1.3: 246.78; 1.4: 3.7195; 1.5: 96.0739; 1.6: 246.78; 1.7: 148.068; 1.8: 8.4594; 1.9: 1233.9; 2: 39.2962; 2.1: 94.3397; 2.2: 1075.9061; 2.3: 41.6539; 2.4: -979.8323; 2.5: -37.9344
| 2 | 45.75 | 1: 20.1685; 1.1: 96.5769; 1.2: 0.12951; 1.3: 247.05; 1.4: 3.7349; 1.5: 96.5769; 1.6: 247.05; 1.7: 148.23; 1.8: 8.4594; 1.9: 1235.25; 2: 39.3392; 2.1: 94.3419; 2.2: 1078.2357; 2.3: 41.6985; 2.4: -981.6588; 2.5: -37.9636
| 2 | 45.8 | 1: 20.2518; 1.1: 97.0816; 1.2: 0.13019; 1.3: 247.32; 1.4: 3.7503; 1.5: 97.0816; 1.6: 247.32; 1.7: 148.392; 1.8: 8.4594; 1.9: 1236.6; 2: 39.3822; 2.1: 94.3442; 2.2: 1080.5679; 2.3: 41.7431; 2.4: -983.4863; 2.5: -37.9927
| 2 | 45.85 | 1: 20.3352; 1.1: 97.588; 1.2: 0.13087; 1.3: 247.59; 1.4: 3.7658; 1.5: 97.588; 1.6: 247.59; 1.7: 148.554; 1.8: 8.4594; 1.9: 1237.95; 2: 39.4252; 2.1: 94.3465; 2.2: 1082.9026; 2.3: 41.7876; 2.4: -985.3146; 2.5: -38.0219
| 2 | 45.9 | 1: 20.4188; 1.1: 98.0961; 1.2: 0.13155; 1.3: 247.86; 1.4: 3.7813; 1.5: 98.0961; 1.6: 247.86; 1.7: 148.716; 1.8: 8.4594; 1.9: 1239.3; 2: 39.4682; 2.1: 94.3487; 2.2: 1085.2398; 2.3: 41.8322; 2.4: -987.1437; 2.5: -38.051
| 2 | 45.95 | 1: 20.5026; 1.1: 98.6059; 1.2: 0.13223; 1.3: 248.13; 1.4: 3.7968; 1.5: 98.6059; 1.6: 248.13; 1.7: 148.878; 1.8: 8.4594; 1.9: 1240.65; 2: 39.5111; 2.1: 94.3509; 2.2: 1087.5796; 2.3: 41.8768; 2.4: -988.9736; 2.5: -38.08
| 2 | 46 | 1: 20.5866; 1.1: 99.1174; 1.2: 0.13292; 1.3: 248.4; 1.4: 3.8123; 1.5: 99.1174; 1.6: 248.4; 1.7: 149.04; 1.8: 8.4594; 1.9: 1242; 2: 39.5541; 2.1: 94.3532; 2.2: 1089.9219; 2.3: 41.9214; 2.4: -990.8044; 2.5: -38.109
| 2 | 46.05 | 1: 20.6707; 1.1: 99.6306; 1.2: 0.13361; 1.3: 248.67; 1.4: 3.8279; 1.5: 99.6306; 1.6: 248.67; 1.7: 149.202; 1.8: 8.4594; 1.9: 1243.35; 2: 39.5971; 2.1: 94.3554; 2.2: 1092.2667; 2.3: 41.9659; 2.4: -992.6361; 2.5: -38.138
| 2 | 46.1 | 1: 20.755; 1.1: 100.1455; 1.2: 0.1343; 1.3: 248.94; 1.4: 3.8435; 1.5: 100.1455; 1.6: 248.94; 1.7: 149.364; 1.8: 8.4594; 1.9: 1244.7; 2: 39.6401; 2.1: 94.3576; 2.2: 1094.6141; 2.3: 42.0105; 2.4: -994.4685; 2.5: -38.167
| 2 | 46.15 | 1: 20.8394; 1.1: 100.6622; 1.2: 0.13499; 1.3: 249.21; 1.4: 3.8592; 1.5: 100.6622; 1.6: 249.21; 1.7: 149.526; 1.8: 8.4594; 1.9: 1246.05; 2: 39.6831; 2.1: 94.3599; 2.2: 1096.964; 2.3: 42.0551; 2.4: -996.3018; 2.5: -38.1959
| 2 | 46.2 | 1: 20.9241; 1.1: 101.1805; 1.2: 0.13569; 1.3: 249.48; 1.4: 3.8748; 1.5: 101.1805; 1.6: 249.48; 1.7: 149.688; 1.8: 8.4594; 1.9: 1247.4; 2: 39.7261; 2.1: 94.3621; 2.2: 1099.3165; 2.3: 42.0997; 2.4: -998.136; 2.5: -38.2248
| 2 | 46.25 | 1: 21.0089; 1.1: 101.7006; 1.2: 0.13638; 1.3: 249.75; 1.4: 3.8905; 1.5: 101.7006; 1.6: 249.75; 1.7: 149.85; 1.8: 8.4594; 1.9: 1248.75; 2: 39.7691; 2.1: 94.3643; 2.2: 1101.6715; 2.3: 42.1442; 2.4: -999.9709; 2.5: -38.2537
| 2 | 46.3 | 1: 21.0939; 1.1: 102.2224; 1.2: 0.13708; 1.3: 250.02; 1.4: 3.9063; 1.5: 102.2224; 1.6: 250.02; 1.7: 150.012; 1.8: 8.4594; 1.9: 1250.1; 2: 39.8121; 2.1: 94.3665; 2.2: 1104.029; 2.3: 42.1888; 2.4: -1001.8067; 2.5: -38.2825
| 2 | 46.35 | 1: 21.179; 1.1: 102.7459; 1.2: 0.13778; 1.3: 250.29; 1.4: 3.922; 1.5: 102.7459; 1.6: 250.29; 1.7: 150.174; 1.8: 8.4594; 1.9: 1251.45; 2: 39.8551; 2.1: 94.3687; 2.2: 1106.3891; 2.3: 42.2334; 2.4: -1003.6432; 2.5: -38.3114
| 2 | 46.4 | 1: 21.2644; 1.1: 103.2711; 1.2: 0.13849; 1.3: 250.56; 1.4: 3.9378; 1.5: 103.2711; 1.6: 250.56; 1.7: 150.336; 1.8: 8.4594; 1.9: 1252.8; 2: 39.8981; 2.1: 94.3709; 2.2: 1108.7517; 2.3: 42.278; 2.4: -1005.4806; 2.5: -38.3401
| 2 | 46.45 | 1: 21.3499; 1.1: 103.798; 1.2: 0.1392; 1.3: 250.83; 1.4: 3.9537; 1.5: 103.798; 1.6: 250.83; 1.7: 150.498; 1.8: 8.4594; 1.9: 1254.15; 2: 39.9411; 2.1: 94.373; 2.2: 1111.1169; 2.3: 42.3226; 2.4: -1007.3188; 2.5: -38.3689
| 2 | 46.5 | 1: 21.4355; 1.1: 104.3267; 1.2: 0.1399; 1.3: 251.1; 1.4: 3.9695; 1.5: 104.3267; 1.6: 251.1; 1.7: 150.66; 1.8: 8.4594; 1.9: 1255.5; 2: 39.9841; 2.1: 94.3752; 2.2: 1113.4846; 2.3: 42.3671; 2.4: -1009.1579; 2.5: -38.3976
| 2 | 46.55 | 1: 21.5214; 1.1: 104.8571; 1.2: 0.14062; 1.3: 251.37; 1.4: 3.9854; 1.5: 104.8571; 1.6: 251.37; 1.7: 150.822; 1.8: 8.4594; 1.9: 1256.85; 2: 40.0271; 2.1: 94.3774; 2.2: 1115.8548; 2.3: 42.4117; 2.4: -1010.9977; 2.5: -38.4263
| 2 | 46.6 | 1: 21.6074; 1.1: 105.3893; 1.2: 0.14133; 1.3: 251.64; 1.4: 4.0014; 1.5: 105.3893; 1.6: 251.64; 1.7: 150.984; 1.8: 8.4594; 1.9: 1258.2; 2: 40.0701; 2.1: 94.3795; 2.2: 1118.2276; 2.3: 42.4563; 2.4: -1012.8383; 2.5: -38.4549
| 2 | 46.65 | 1: 21.6936; 1.1: 105.9232; 1.2: 0.14205; 1.3: 251.91; 1.4: 4.0173; 1.5: 105.9232; 1.6: 251.91; 1.7: 151.146; 1.8: 8.4594; 1.9: 1259.55; 2: 40.1131; 2.1: 94.3817; 2.2: 1120.6029; 2.3: 42.5009; 2.4: -1014.6797; 2.5: -38.4836
| 2 | 46.7 | 1: 21.7799; 1.1: 106.4588; 1.2: 0.14276; 1.3: 252.18; 1.4: 4.0333; 1.5: 106.4588; 1.6: 252.18; 1.7: 151.308; 1.8: 8.4594; 1.9: 1260.9; 2: 40.1561; 2.1: 94.3839; 2.2: 1122.9808; 2.3: 42.5455; 2.4: -1016.5219; 2.5: -38.5121
| 2 | 46.75 | 1: 21.8664; 1.1: 106.9962; 1.2: 0.14348; 1.3: 252.45; 1.4: 4.0493; 1.5: 106.9962; 1.6: 252.45; 1.7: 151.47; 1.8: 8.4594; 1.9: 1262.25; 2: 40.199; 2.1: 94.386; 2.2: 1125.3611; 2.3: 42.59; 2.4: -1018.365; 2.5: -38.5407
| 2 | 46.8 | 1: 21.9531; 1.1: 107.5353; 1.2: 0.14421; 1.3: 252.72; 1.4: 4.0654; 1.5: 107.5353; 1.6: 252.72; 1.7: 151.632; 1.8: 8.4594; 1.9: 1263.6; 2: 40.242; 2.1: 94.3881; 2.2: 1127.7441; 2.3: 42.6346; 2.4: -1020.2088; 2.5: -38.5692
| 2 | 46.85 | 1: 22.04; 1.1: 108.0762; 1.2: 0.14493; 1.3: 252.99; 1.4: 4.0815; 1.5: 108.0762; 1.6: 252.99; 1.7: 151.794; 1.8: 8.4594; 1.9: 1264.95; 2: 40.285; 2.1: 94.3903; 2.2: 1130.1295; 2.3: 42.6792; 2.4: -1022.0534; 2.5: -38.5977
| 2 | 46.9 | 1: 22.1271; 1.1: 108.6188; 1.2: 0.14566; 1.3: 253.26; 1.4: 4.0976; 1.5: 108.6188; 1.6: 253.26; 1.7: 151.956; 1.8: 8.4594; 1.9: 1266.3; 2: 40.328; 2.1: 94.3924; 2.2: 1132.5175; 2.3: 42.7238; 2.4: -1023.8987; 2.5: -38.6262
| 2 | 46.95 | 1: 22.2143; 1.1: 109.1632; 1.2: 0.14639; 1.3: 253.53; 1.4: 4.1138; 1.5: 109.1632; 1.6: 253.53; 1.7: 152.118; 1.8: 8.4594; 1.9: 1267.65; 2: 40.371; 2.1: 94.3945; 2.2: 1134.9081; 2.3: 42.7684; 2.4: -1025.7449; 2.5: -38.6546
| 2 | 47 | 1: 22.3017; 1.1: 109.7093; 1.2: 0.14712; 1.3: 253.8; 1.4: 4.1299; 1.5: 109.7093; 1.6: 253.8; 1.7: 152.28; 1.8: 8.4594; 1.9: 1269; 2: 40.414; 2.1: 94.3966; 2.2: 1137.3011; 2.3: 42.813; 2.4: -1027.5918; 2.5: -38.683
| 2 | 47.05 | 1: 22.3892; 1.1: 110.2572; 1.2: 0.14786; 1.3: 254.07; 1.4: 4.1462; 1.5: 110.2572; 1.6: 254.07; 1.7: 152.442; 1.8: 8.4594; 1.9: 1270.35; 2: 40.457; 2.1: 94.3987; 2.2: 1139.6967; 2.3: 42.8576; 2.4: -1029.4396; 2.5: -38.7114
| 2 | 47.1 | 1: 22.4769; 1.1: 110.8068; 1.2: 0.14859; 1.3: 254.34; 1.4: 4.1624; 1.5: 110.8068; 1.6: 254.34; 1.7: 152.604; 1.8: 8.4594; 1.9: 1271.7; 2: 40.5; 2.1: 94.4008; 2.2: 1142.0949; 2.3: 42.9022; 2.4: -1031.2881; 2.5: -38.7398
| 2 | 47.15 | 1: 22.5648; 1.1: 111.3583; 1.2: 0.14933; 1.3: 254.61; 1.4: 4.1787; 1.5: 111.3583; 1.6: 254.61; 1.7: 152.766; 1.8: 8.4594; 1.9: 1273.05; 2: 40.543; 2.1: 94.4029; 2.2: 1144.4956; 2.3: 42.9467; 2.4: -1033.1373; 2.5: -38.7681
| 2 | 47.2 | 1: 22.6529; 1.1: 111.9114; 1.2: 0.15008; 1.3: 254.88; 1.4: 4.195; 1.5: 111.9114; 1.6: 254.88; 1.7: 152.928; 1.8: 8.4594; 1.9: 1274.4; 2: 40.586; 2.1: 94.405; 2.2: 1146.8988; 2.3: 42.9913; 2.4: -1034.9873; 2.5: -38.7964
| 2 | 47.25 | 1: 22.7412; 1.1: 112.4664; 1.2: 0.15082; 1.3: 255.15; 1.4: 4.2113; 1.5: 112.4664; 1.6: 255.15; 1.7: 153.09; 1.8: 8.4594; 1.9: 1275.75; 2: 40.629; 2.1: 94.4071; 2.2: 1149.3045; 2.3: 43.0359; 2.4: -1036.8381; 2.5: -38.8246
| 2 | 47.3 | 1: 22.8296; 1.1: 113.0231; 1.2: 0.15157; 1.3: 255.42; 1.4: 4.2277; 1.5: 113.0231; 1.6: 255.42; 1.7: 153.252; 1.8: 8.4594; 1.9: 1277.1; 2: 40.672; 2.1: 94.4092; 2.2: 1151.7128; 2.3: 43.0805; 2.4: -1038.6897; 2.5: -38.8528
| 2 | 47.35 | 1: 22.9182; 1.1: 113.5816; 1.2: 0.15232; 1.3: 255.69; 1.4: 4.2441; 1.5: 113.5816; 1.6: 255.69; 1.7: 153.414; 1.8: 8.4594; 1.9: 1278.45; 2: 40.715; 2.1: 94.4113; 2.2: 1154.1237; 2.3: 43.1251; 2.4: -1040.542; 2.5: -38.881
| 2 | 47.4 | 1: 23.0069; 1.1: 114.1419; 1.2: 0.15307; 1.3: 255.96; 1.4: 4.2605; 1.5: 114.1419; 1.6: 255.96; 1.7: 153.576; 1.8: 8.4594; 1.9: 1279.8; 2: 40.758; 2.1: 94.4134; 2.2: 1156.537; 2.3: 43.1697; 2.4: -1042.3951; 2.5: -38.9092
| 2 | 47.45 | 1: 23.0958; 1.1: 114.704; 1.2: 0.15382; 1.3: 256.23; 1.4: 4.277; 1.5: 114.704; 1.6: 256.23; 1.7: 153.738; 1.8: 8.4594; 1.9: 1281.15; 2: 40.801; 2.1: 94.4154; 2.2: 1158.9529; 2.3: 43.2143; 2.4: -1044.2489; 2.5: -38.9373
| 2 | 47.5 | 1: 23.1849; 1.1: 115.2678; 1.2: 0.15458; 1.3: 256.5; 1.4: 4.2935; 1.5: 115.2678; 1.6: 256.5; 1.7: 153.9; 1.8: 8.4594; 1.9: 1282.5; 2: 40.8439; 2.1: 94.4175; 2.2: 1161.3713; 2.3: 43.2589; 2.4: -1046.1035; 2.5: -38.9654
| 2 | 47.55 | 1: 23.2742; 1.1: 115.8335; 1.2: 0.15534; 1.3: 256.77; 1.4: 4.31; 1.5: 115.8335; 1.6: 256.77; 1.7: 154.062; 1.8: 8.4594; 1.9: 1283.85; 2: 40.8869; 2.1: 94.4195; 2.2: 1163.7923; 2.3: 43.3035; 2.4: -1047.9588; 2.5: -38.9934
| 2 | 47.6 | 1: 23.3637; 1.1: 116.4009; 1.2: 0.1561; 1.3: 257.04; 1.4: 4.3266; 1.5: 116.4009; 1.6: 257.04; 1.7: 154.224; 1.8: 8.4594; 1.9: 1285.2; 2: 40.9299; 2.1: 94.4216; 2.2: 1166.2158; 2.3: 43.3481; 2.4: -1049.8149; 2.5: -39.0215
| 2 | 47.65 | 1: 23.4533; 1.1: 116.9701; 1.2: 0.15686; 1.3: 257.31; 1.4: 4.3432; 1.5: 116.9701; 1.6: 257.31; 1.7: 154.386; 1.8: 8.4594; 1.9: 1286.55; 2: 40.9729; 2.1: 94.4236; 2.2: 1168.6418; 2.3: 43.3927; 2.4: -1051.6717; 2.5: -39.0495
| 2 | 47.7 | 1: 23.5431; 1.1: 117.5411; 1.2: 0.15763; 1.3: 257.58; 1.4: 4.3598; 1.5: 117.5411; 1.6: 257.58; 1.7: 154.548; 1.8: 8.4594; 1.9: 1287.9; 2: 41.0159; 2.1: 94.4257; 2.2: 1171.0704; 2.3: 43.4373; 2.4: -1053.5293; 2.5: -39.0774
| 2 | 47.75 | 1: 23.633; 1.1: 118.1139; 1.2: 0.15839; 1.3: 257.85; 1.4: 4.3765; 1.5: 118.1139; 1.6: 257.85; 1.7: 154.71; 1.8: 8.4594; 1.9: 1289.25; 2: 41.0589; 2.1: 94.4277; 2.2: 1173.5015; 2.3: 43.4819; 2.4: -1055.3876; 2.5: -39.1054
| 2 | 47.8 | 1: 23.7232; 1.1: 118.6885; 1.2: 0.15916; 1.3: 258.12; 1.4: 4.3932; 1.5: 118.6885; 1.6: 258.12; 1.7: 154.872; 1.8: 8.4594; 1.9: 1290.6; 2: 41.1019; 2.1: 94.4297; 2.2: 1175.9351; 2.3: 43.5265; 2.4: -1057.2466; 2.5: -39.1333
| 2 | 47.85 | 1: 23.8135; 1.1: 119.2649; 1.2: 0.15994; 1.3: 258.39; 1.4: 4.4099; 1.5: 119.2649; 1.6: 258.39; 1.7: 155.034; 1.8: 8.4594; 1.9: 1291.95; 2: 41.1449; 2.1: 94.4317; 2.2: 1178.3713; 2.3: 43.5711; 2.4: -1059.1064; 2.5: -39.1612
| 2 | 47.9 | 1: 23.9039; 1.1: 119.8432; 1.2: 0.16071; 1.3: 258.66; 1.4: 4.4267; 1.5: 119.8432; 1.6: 258.66; 1.7: 155.196; 1.8: 8.4594; 1.9: 1293.3; 2: 41.1879; 2.1: 94.4338; 2.2: 1180.81; 2.3: 43.6157; 2.4: -1060.9668; 2.5: -39.189
| 2 | 47.95 | 1: 23.9946; 1.1: 120.4232; 1.2: 0.16149; 1.3: 258.93; 1.4: 4.4434; 1.5: 120.4232; 1.6: 258.93; 1.7: 155.358; 1.8: 8.4594; 1.9: 1294.65; 2: 41.2309; 2.1: 94.4358; 2.2: 1183.2512; 2.3: 43.6602; 2.4: -1062.8281; 2.5: -39.2168
| 2 | 48 | 1: 24.0854; 1.1: 121.005; 1.2: 0.16227; 1.3: 259.2; 1.4: 4.4603; 1.5: 121.005; 1.6: 259.2; 1.7: 155.52; 1.8: 8.4594; 1.9: 1296; 2: 41.2739; 2.1: 94.4378; 2.2: 1185.695; 2.3: 43.7048; 2.4: -1064.69; 2.5: -39.2446
| 2 | 48.05 | 1: 24.1764; 1.1: 121.5887; 1.2: 0.16305; 1.3: 259.47; 1.4: 4.4771; 1.5: 121.5887; 1.6: 259.47; 1.7: 155.682; 1.8: 8.4594; 1.9: 1297.35; 2: 41.3169; 2.1: 94.4398; 2.2: 1188.1413; 2.3: 43.7494; 2.4: -1066.5526; 2.5: -39.2723
| 2 | 48.1 | 1: 24.2675; 1.1: 122.1741; 1.2: 0.16384; 1.3: 259.74; 1.4: 4.494; 1.5: 122.1741; 1.6: 259.74; 1.7: 155.844; 1.8: 8.4594; 1.9: 1298.7; 2: 41.3599; 2.1: 94.4418; 2.2: 1190.5901; 2.3: 43.794; 2.4: -1068.416; 2.5: -39.3001
| 2 | 48.15 | 1: 24.3589; 1.1: 122.7614; 1.2: 0.16463; 1.3: 260.01; 1.4: 4.5109; 1.5: 122.7614; 1.6: 260.01; 1.7: 156.006; 1.8: 8.4594; 1.9: 1300.05; 2: 41.4029; 2.1: 94.4438; 2.2: 1193.0415; 2.3: 43.8386; 2.4: -1070.2801; 2.5: -39.3277
| 2 | 48.2 | 1: 24.4504; 1.1: 123.3505; 1.2: 0.16542; 1.3: 260.28; 1.4: 4.5278; 1.5: 123.3505; 1.6: 260.28; 1.7: 156.168; 1.8: 8.4594; 1.9: 1301.4; 2: 41.4459; 2.1: 94.4458; 2.2: 1195.4954; 2.3: 43.8832; 2.4: -1072.1449; 2.5: -39.3554
| 2 | 48.25 | 1: 24.5421; 1.1: 123.9415; 1.2: 0.16621; 1.3: 260.55; 1.4: 4.5448; 1.5: 123.9415; 1.6: 260.55; 1.7: 156.33; 1.8: 8.4594; 1.9: 1302.75; 2: 41.4889; 2.1: 94.4477; 2.2: 1197.9518; 2.3: 43.9278; 2.4: -1074.0104; 2.5: -39.383
| 2 | 48.3 | 1: 24.6339; 1.1: 124.5342; 1.2: 0.167; 1.3: 260.82; 1.4: 4.5618; 1.5: 124.5342; 1.6: 260.82; 1.7: 156.492; 1.8: 8.4594; 1.9: 1304.1; 2: 41.5318; 2.1: 94.4497; 2.2: 1200.4108; 2.3: 43.9724; 2.4: -1075.8766; 2.5: -39.4106
| 2 | 48.35 | 1: 24.7259; 1.1: 125.1288; 1.2: 0.1678; 1.3: 261.09; 1.4: 4.5789; 1.5: 125.1288; 1.6: 261.09; 1.7: 156.654; 1.8: 8.4594; 1.9: 1305.45; 2: 41.5748; 2.1: 94.4517; 2.2: 1202.8723; 2.3: 44.017; 2.4: -1077.7435; 2.5: -39.4382
| 2 | 48.4 | 1: 24.8181; 1.1: 125.7252; 1.2: 0.1686; 1.3: 261.36; 1.4: 4.5959; 1.5: 125.7252; 1.6: 261.36; 1.7: 156.816; 1.8: 8.4594; 1.9: 1306.8; 2: 41.6178; 2.1: 94.4537; 2.2: 1205.3363; 2.3: 44.0616; 2.4: -1079.6111; 2.5: -39.4657
| 2 | 48.45 | 1: 24.9105; 1.1: 126.3235; 1.2: 0.1694; 1.3: 261.63; 1.4: 4.613; 1.5: 126.3235; 1.6: 261.63; 1.7: 156.978; 1.8: 8.4594; 1.9: 1308.15; 2: 41.6608; 2.1: 94.4556; 2.2: 1207.8029; 2.3: 44.1062; 2.4: -1081.4794; 2.5: -39.4932
| 2 | 48.5 | 1: 25.003; 1.1: 126.9236; 1.2: 0.17021; 1.3: 261.9; 1.4: 4.6302; 1.5: 126.9236; 1.6: 261.9; 1.7: 157.14; 1.8: 8.4594; 1.9: 1309.5; 2: 41.7038; 2.1: 94.4576; 2.2: 1210.272; 2.3: 44.1509; 2.4: -1083.3484; 2.5: -39.5207
| 2 | 48.55 | 1: 25.0957; 1.1: 127.5255; 1.2: 0.17101; 1.3: 262.17; 1.4: 4.6474; 1.5: 127.5255; 1.6: 262.17; 1.7: 157.302; 1.8: 8.4594; 1.9: 1310.85; 2: 41.7468; 2.1: 94.4595; 2.2: 1212.7436; 2.3: 44.1955; 2.4: -1085.2181; 2.5: -39.5481
| 2 | 48.6 | 1: 25.1886; 1.1: 128.1293; 1.2: 0.17182; 1.3: 262.44; 1.4: 4.6646; 1.5: 128.1293; 1.6: 262.44; 1.7: 157.464; 1.8: 8.4594; 1.9: 1312.2; 2: 41.7898; 2.1: 94.4615; 2.2: 1215.2177; 2.3: 44.2401; 2.4: -1087.0885; 2.5: -39.5755
| 2 | 48.65 | 1: 25.2816; 1.1: 128.7349; 1.2: 0.17264; 1.3: 262.71; 1.4: 4.6818; 1.5: 128.7349; 1.6: 262.71; 1.7: 157.626; 1.8: 8.4594; 1.9: 1313.55; 2: 41.8328; 2.1: 94.4634; 2.2: 1217.6944; 2.3: 44.2847; 2.4: -1088.9595; 2.5: -39.6029
| 2 | 48.7 | 1: 25.3748; 1.1: 129.3424; 1.2: 0.17345; 1.3: 262.98; 1.4: 4.699; 1.5: 129.3424; 1.6: 262.98; 1.7: 157.788; 1.8: 8.4594; 1.9: 1314.9; 2: 41.8758; 2.1: 94.4654; 2.2: 1220.1736; 2.3: 44.3293; 2.4: -1090.8313; 2.5: -39.6302
| 2 | 48.75 | 1: 25.4682; 1.1: 129.9517; 1.2: 0.17427; 1.3: 263.25; 1.4: 4.7163; 1.5: 129.9517; 1.6: 263.25; 1.7: 157.95; 1.8: 8.4594; 1.9: 1316.25; 2: 41.9188; 2.1: 94.4673; 2.2: 1222.6554; 2.3: 44.3739; 2.4: -1092.7037; 2.5: -39.6575
| 2 | 48.8 | 1: 25.5618; 1.1: 130.5629; 1.2: 0.17509; 1.3: 263.52; 1.4: 4.7337; 1.5: 130.5629; 1.6: 263.52; 1.7: 158.112; 1.8: 8.4594; 1.9: 1317.6; 2: 41.9618; 2.1: 94.4692; 2.2: 1225.1397; 2.3: 44.4185; 2.4: -1094.5768; 2.5: -39.6848
| 2 | 48.85 | 1: 25.6555; 1.1: 131.1759; 1.2: 0.17591; 1.3: 263.79; 1.4: 4.751; 1.5: 131.1759; 1.6: 263.79; 1.7: 158.274; 1.8: 8.4594; 1.9: 1318.95; 2: 42.0048; 2.1: 94.4711; 2.2: 1227.6265; 2.3: 44.4631; 2.4: -1096.4506; 2.5: -39.7121
| 2 | 48.9 | 1: 25.7494; 1.1: 131.7908; 1.2: 0.17673; 1.3: 264.06; 1.4: 4.7684; 1.5: 131.7908; 1.6: 264.06; 1.7: 158.436; 1.8: 8.4594; 1.9: 1320.3; 2: 42.0478; 2.1: 94.4731; 2.2: 1230.1158; 2.3: 44.5077; 2.4: -1098.325; 2.5: -39.7393
| 2 | 48.95 | 1: 25.8435; 1.1: 132.4075; 1.2: 0.17756; 1.3: 264.33; 1.4: 4.7858; 1.5: 132.4075; 1.6: 264.33; 1.7: 158.598; 1.8: 8.4594; 1.9: 1321.65; 2: 42.0908; 2.1: 94.475; 2.2: 1232.6077; 2.3: 44.5523; 2.4: -1100.2001; 2.5: -39.7665
| 2 | 49 | 1: 25.9378; 1.1: 133.0261; 1.2: 0.17839; 1.3: 264.6; 1.4: 4.8033; 1.5: 133.0261; 1.6: 264.6; 1.7: 158.76; 1.8: 8.4594; 1.9: 1323; 2: 42.1338; 2.1: 94.4769; 2.2: 1235.102; 2.3: 44.5969; 2.4: -1102.0759; 2.5: -39.7936
| 2 | 49.05 | 1: 26.0322; 1.1: 133.6466; 1.2: 0.17922; 1.3: 264.87; 1.4: 4.8208; 1.5: 133.6466; 1.6: 264.87; 1.7: 158.922; 1.8: 8.4594; 1.9: 1324.35; 2: 42.1768; 2.1: 94.4788; 2.2: 1237.599; 2.3: 44.6415; 2.4: -1103.9523; 2.5: -39.8207
| 2 | 49.1 | 1: 26.1268; 1.1: 134.269; 1.2: 0.18006; 1.3: 265.14; 1.4: 4.8383; 1.5: 134.269; 1.6: 265.14; 1.7: 159.084; 1.8: 8.4594; 1.9: 1325.7; 2: 42.2197; 2.1: 94.4807; 2.2: 1240.0984; 2.3: 44.6861; 2.4: -1105.8294; 2.5: -39.8478
| 2 | 49.15 | 1: 26.2215; 1.1: 134.8932; 1.2: 0.18089; 1.3: 265.41; 1.4: 4.8558; 1.5: 134.8932; 1.6: 265.41; 1.7: 159.246; 1.8: 8.4594; 1.9: 1327.05; 2: 42.2627; 2.1: 94.4826; 2.2: 1242.6004; 2.3: 44.7307; 2.4: -1107.7072; 2.5: -39.8749
| 2 | 49.2 | 1: 26.3165; 1.1: 135.5193; 1.2: 0.18173; 1.3: 265.68; 1.4: 4.8734; 1.5: 135.5193; 1.6: 265.68; 1.7: 159.408; 1.8: 8.4594; 1.9: 1328.4; 2: 42.3057; 2.1: 94.4845; 2.2: 1245.1049; 2.3: 44.7753; 2.4: -1109.5856; 2.5: -39.9019
| 2 | 49.25 | 1: 26.4116; 1.1: 136.1473; 1.2: 0.18258; 1.3: 265.95; 1.4: 4.891; 1.5: 136.1473; 1.6: 265.95; 1.7: 159.57; 1.8: 8.4594; 1.9: 1329.75; 2: 42.3487; 2.1: 94.4864; 2.2: 1247.6119; 2.3: 44.8199; 2.4: -1111.4647; 2.5: -39.9289
| 2 | 49.3 | 1: 26.5069; 1.1: 136.7772; 1.2: 0.18342; 1.3: 266.22; 1.4: 4.9087; 1.5: 136.7772; 1.6: 266.22; 1.7: 159.732; 1.8: 8.4594; 1.9: 1331.1; 2: 42.3917; 2.1: 94.4883; 2.2: 1250.1215; 2.3: 44.8645; 2.4: -1113.3444; 2.5: -39.9559
| 2 | 49.35 | 1: 26.6023; 1.1: 137.4089; 1.2: 0.18427; 1.3: 266.49; 1.4: 4.9264; 1.5: 137.4089; 1.6: 266.49; 1.7: 159.894; 1.8: 8.4594; 1.9: 1332.45; 2: 42.4347; 2.1: 94.4901; 2.2: 1252.6336; 2.3: 44.9091; 2.4: -1115.2247; 2.5: -39.9828
| 2 | 49.4 | 1: 26.6979; 1.1: 138.0425; 1.2: 0.18512; 1.3: 266.76; 1.4: 4.9441; 1.5: 138.0425; 1.6: 266.76; 1.7: 160.056; 1.8: 8.4594; 1.9: 1333.8; 2: 42.4777; 2.1: 94.492; 2.2: 1255.1482; 2.3: 44.9537; 2.4: -1117.1057; 2.5: -40.0097
| 2 | 49.45 | 1: 26.7937; 1.1: 138.678; 1.2: 0.18597; 1.3: 267.03; 1.4: 4.9618; 1.5: 138.678; 1.6: 267.03; 1.7: 160.218; 1.8: 8.4594; 1.9: 1335.15; 2: 42.5207; 2.1: 94.4939; 2.2: 1257.6654; 2.3: 44.9984; 2.4: -1118.9873; 2.5: -40.0366
| 2 | 49.5 | 1: 26.8897; 1.1: 139.3155; 1.2: 0.18683; 1.3: 267.3; 1.4: 4.9796; 1.5: 139.3155; 1.6: 267.3; 1.7: 160.38; 1.8: 8.4594; 1.9: 1336.5; 2: 42.5637; 2.1: 94.4958; 2.2: 1260.1851; 2.3: 45.043; 2.4: -1120.8696; 2.5: -40.0634
| 2 | 49.55 | 1: 26.9858; 1.1: 139.9548; 1.2: 0.18768; 1.3: 267.57; 1.4: 4.9974; 1.5: 139.9548; 1.6: 267.57; 1.7: 160.542; 1.8: 8.4594; 1.9: 1337.85; 2: 42.6067; 2.1: 94.4976; 2.2: 1262.7073; 2.3: 45.0876; 2.4: -1122.7525; 2.5: -40.0902
| 2 | 49.6 | 1: 27.0821; 1.1: 140.596; 1.2: 0.18854; 1.3: 267.84; 1.4: 5.0152; 1.5: 140.596; 1.6: 267.84; 1.7: 160.704; 1.8: 8.4594; 1.9: 1339.2; 2: 42.6497; 2.1: 94.4995; 2.2: 1265.232; 2.3: 45.1322; 2.4: -1124.636; 2.5: -40.117
| 2 | 49.65 | 1: 27.1786; 1.1: 141.2391; 1.2: 0.1894; 1.3: 268.11; 1.4: 5.0331; 1.5: 141.2391; 1.6: 268.11; 1.7: 160.866; 1.8: 8.4594; 1.9: 1340.55; 2: 42.6927; 2.1: 94.5013; 2.2: 1267.7593; 2.3: 45.1768; 2.4: -1126.5202; 2.5: -40.1437
| 2 | 49.7 | 1: 27.2753; 1.1: 141.8841; 1.2: 0.19027; 1.3: 268.38; 1.4: 5.051; 1.5: 141.8841; 1.6: 268.38; 1.7: 161.028; 1.8: 8.4594; 1.9: 1341.9; 2: 42.7357; 2.1: 94.5032; 2.2: 1270.289; 2.3: 45.2214; 2.4: -1128.405; 2.5: -40.1704
| 2 | 49.75 | 1: 27.3721; 1.1: 142.531; 1.2: 0.19114; 1.3: 268.65; 1.4: 5.0689; 1.5: 142.531; 1.6: 268.65; 1.7: 161.19; 1.8: 8.4594; 1.9: 1343.25; 2: 42.7787; 2.1: 94.505; 2.2: 1272.8214; 2.3: 45.266; 2.4: -1130.2904; 2.5: -40.1971
| 2 | 49.8 | 1: 27.4691; 1.1: 143.1798; 1.2: 0.19201; 1.3: 268.92; 1.4: 5.0869; 1.5: 143.1798; 1.6: 268.92; 1.7: 161.352; 1.8: 8.4594; 1.9: 1344.6; 2: 42.8217; 2.1: 94.5069; 2.2: 1275.3562; 2.3: 45.3106; 2.4: -1132.1764; 2.5: -40.2238
| 2 | 49.85 | 1: 27.5662; 1.1: 143.8305; 1.2: 0.19288; 1.3: 269.19; 1.4: 5.1049; 1.5: 143.8305; 1.6: 269.19; 1.7: 161.514; 1.8: 8.4594; 1.9: 1345.95; 2: 42.8646; 2.1: 94.5087; 2.2: 1277.8936; 2.3: 45.3552; 2.4: -1134.063; 2.5: -40.2504
| 2 | 49.9 | 1: 27.6636; 1.1: 144.4832; 1.2: 0.19376; 1.3: 269.46; 1.4: 5.1229; 1.5: 144.4832; 1.6: 269.46; 1.7: 161.676; 1.8: 8.4594; 1.9: 1347.3; 2: 42.9076; 2.1: 94.5106; 2.2: 1280.4335; 2.3: 45.3998; 2.4: -1135.9503; 2.5: -40.277
| 2 | 49.95 | 1: 27.7611; 1.1: 145.1377; 1.2: 0.19463; 1.3: 269.73; 1.4: 5.1409; 1.5: 145.1377; 1.6: 269.73; 1.7: 161.838; 1.8: 8.4594; 1.9: 1348.65; 2: 42.9506; 2.1: 94.5124; 2.2: 1282.9759; 2.3: 45.4444; 2.4: -1137.8382; 2.5: -40.3035
| 2 | 50 | 1: 27.8588; 1.1: 145.7942; 1.2: 0.19551; 1.3: 270; 1.4: 5.159; 1.5: 145.7942; 1.6: 270; 1.7: 162; 1.8: 8.4594; 1.9: 1350; 2: 42.9936; 2.1: 94.5142; 2.2: 1285.5208; 2.3: 45.4891; 2.4: -1139.7266; 2.5: -40.33
| 2 | 50.05 | 1: 27.9566; 1.1: 146.4526; 1.2: 0.1964; 1.3: 270.27; 1.4: 5.1772; 1.5: 146.4526; 1.6: 270.27; 1.7: 162.162; 1.8: 8.4594; 1.9: 1351.35; 2: 43.0366; 2.1: 94.516; 2.2: 1288.0683; 2.3: 45.5337; 2.4: -1141.6157; 2.5: -40.3565
| 2 | 50.1 | 1: 28.0546; 1.1: 147.1129; 1.2: 0.19728; 1.3: 270.54; 1.4: 5.1953; 1.5: 147.1129; 1.6: 270.54; 1.7: 162.324; 1.8: 8.4594; 1.9: 1352.7; 2: 43.0796; 2.1: 94.5179; 2.2: 1290.6183; 2.3: 45.5783; 2.4: -1143.5054; 2.5: -40.383
| 2 | 50.15 | 1: 28.1528; 1.1: 147.7752; 1.2: 0.19817; 1.3: 270.81; 1.4: 5.2135; 1.5: 147.7752; 1.6: 270.81; 1.7: 162.486; 1.8: 8.4594; 1.9: 1354.05; 2: 43.1226; 2.1: 94.5197; 2.2: 1293.1708; 2.3: 45.6229; 2.4: -1145.3957; 2.5: -40.4094
| 2 | 50.2 | 1: 28.2512; 1.1: 148.4394; 1.2: 0.19906; 1.3: 271.08; 1.4: 5.2317; 1.5: 148.4394; 1.6: 271.08; 1.7: 162.648; 1.8: 8.4594; 1.9: 1355.4; 2: 43.1656; 2.1: 94.5215; 2.2: 1295.7259; 2.3: 45.6675; 2.4: -1147.2865; 2.5: -40.4358
| 2 | 50.25 | 1: 28.3497; 1.1: 149.1055; 1.2: 0.19995; 1.3: 271.35; 1.4: 5.25; 1.5: 149.1055; 1.6: 271.35; 1.7: 162.81; 1.8: 8.4594; 1.9: 1356.75; 2: 43.2086; 2.1: 94.5233; 2.2: 1298.2835; 2.3: 45.7121; 2.4: -1149.178; 2.5: -40.4622
| 2 | 50.3 | 1: 28.4485; 1.1: 149.7735; 1.2: 0.20085; 1.3: 271.62; 1.4: 5.2682; 1.5: 149.7735; 1.6: 271.62; 1.7: 162.972; 1.8: 8.4594; 1.9: 1358.1; 2: 43.2516; 2.1: 94.5251; 2.2: 1300.8436; 2.3: 45.7567; 2.4: -1151.0701; 2.5: -40.4885
| 2 | 50.35 | 1: 28.5473; 1.1: 150.4435; 1.2: 0.20175; 1.3: 271.89; 1.4: 5.2865; 1.5: 150.4435; 1.6: 271.89; 1.7: 163.134; 1.8: 8.4594; 1.9: 1359.45; 2: 43.2946; 2.1: 94.5269; 2.2: 1303.4062; 2.3: 45.8013; 2.4: -1152.9627; 2.5: -40.5148
| 2 | 50.4 | 1: 28.6464; 1.1: 151.1154; 1.2: 0.20265; 1.3: 272.16; 1.4: 5.3049; 1.5: 151.1154; 1.6: 272.16; 1.7: 163.296; 1.8: 8.4594; 1.9: 1360.8; 2: 43.3376; 2.1: 94.5287; 2.2: 1305.9714; 2.3: 45.8459; 2.4: -1154.8559; 2.5: -40.5411
| 2 | 50.45 | 1: 28.7456; 1.1: 151.7893; 1.2: 0.20355; 1.3: 272.43; 1.4: 5.3233; 1.5: 151.7893; 1.6: 272.43; 1.7: 163.458; 1.8: 8.4594; 1.9: 1362.15; 2: 43.3806; 2.1: 94.5305; 2.2: 1308.539; 2.3: 45.8906; 2.4: -1156.7498; 2.5: -40.5673
| 2 | 50.5 | 1: 28.845; 1.1: 152.4651; 1.2: 0.20446; 1.3: 272.7; 1.4: 5.3417; 1.5: 152.4651; 1.6: 272.7; 1.7: 163.62; 1.8: 8.4594; 1.9: 1363.5; 2: 43.4236; 2.1: 94.5323; 2.2: 1311.1092; 2.3: 45.9352; 2.4: -1158.6442; 2.5: -40.5935
| 2 | 50.55 | 1: 28.9446; 1.1: 153.1428; 1.2: 0.20537; 1.3: 272.97; 1.4: 5.3601; 1.5: 153.1428; 1.6: 272.97; 1.7: 163.782; 1.8: 8.4594; 1.9: 1364.85; 2: 43.4666; 2.1: 94.5341; 2.2: 1313.682; 2.3: 45.9798; 2.4: -1160.5391; 2.5: -40.6197
| 2 | 50.6 | 1: 29.0443; 1.1: 153.8225; 1.2: 0.20628; 1.3: 273.24; 1.4: 5.3786; 1.5: 153.8225; 1.6: 273.24; 1.7: 163.944; 1.8: 8.4594; 1.9: 1366.2; 2: 43.5096; 2.1: 94.5359; 2.2: 1316.2572; 2.3: 46.0244; 2.4: -1162.4347; 2.5: -40.6458
| 2 | 50.65 | 1: 29.1442; 1.1: 154.5042; 1.2: 0.20719; 1.3: 273.51; 1.4: 5.3971; 1.5: 154.5042; 1.6: 273.51; 1.7: 164.106; 1.8: 8.4594; 1.9: 1367.55; 2: 43.5525; 2.1: 94.5376; 2.2: 1318.835; 2.3: 46.069; 2.4: -1164.3308; 2.5: -40.6719
| 2 | 50.7 | 1: 29.2443; 1.1: 155.1878; 1.2: 0.20811; 1.3: 273.78; 1.4: 5.4156; 1.5: 155.1878; 1.6: 273.78; 1.7: 164.268; 1.8: 8.4594; 1.9: 1368.9; 2: 43.5955; 2.1: 94.5394; 2.2: 1321.4153; 2.3: 46.1136; 2.4: -1166.2275; 2.5: -40.698
| 2 | 50.75 | 1: 29.3446; 1.1: 155.8734; 1.2: 0.20903; 1.3: 274.05; 1.4: 5.4342; 1.5: 155.8734; 1.6: 274.05; 1.7: 164.43; 1.8: 8.4594; 1.9: 1370.25; 2: 43.6385; 2.1: 94.5412; 2.2: 1323.9981; 2.3: 46.1582; 2.4: -1168.1247; 2.5: -40.7241
| 2 | 50.8 | 1: 29.445; 1.1: 156.5609; 1.2: 0.20995; 1.3: 274.32; 1.4: 5.4528; 1.5: 156.5609; 1.6: 274.32; 1.7: 164.592; 1.8: 8.4594; 1.9: 1371.6; 2: 43.6815; 2.1: 94.5429; 2.2: 1326.5835; 2.3: 46.2028; 2.4: -1170.0225; 2.5: -40.7501
| 2 | 50.85 | 1: 29.5456; 1.1: 157.2504; 1.2: 0.21088; 1.3: 274.59; 1.4: 5.4714; 1.5: 157.2504; 1.6: 274.59; 1.7: 164.754; 1.8: 8.4594; 1.9: 1372.95; 2: 43.7245; 2.1: 94.5447; 2.2: 1329.1713; 2.3: 46.2475; 2.4: -1171.9209; 2.5: -40.7761
| 2 | 50.9 | 1: 29.6464; 1.1: 157.9419; 1.2: 0.2118; 1.3: 274.86; 1.4: 5.4901; 1.5: 157.9419; 1.6: 274.86; 1.7: 164.916; 1.8: 8.4594; 1.9: 1374.3; 2: 43.7675; 2.1: 94.5465; 2.2: 1331.7617; 2.3: 46.2921; 2.4: -1173.8198; 2.5: -40.802
| 2 | 50.95 | 1: 29.7473; 1.1: 158.6354; 1.2: 0.21273; 1.3: 275.13; 1.4: 5.5088; 1.5: 158.6354; 1.6: 275.13; 1.7: 165.078; 1.8: 8.4594; 1.9: 1375.65; 2: 43.8105; 2.1: 94.5482; 2.2: 1334.3546; 2.3: 46.3367; 2.4: -1175.7193; 2.5: -40.8279
| 2 | 51 | 1: 29.8484; 1.1: 159.3308; 1.2: 0.21367; 1.3: 275.4; 1.4: 5.5275; 1.5: 159.3308; 1.6: 275.4; 1.7: 165.24; 1.8: 8.4594; 1.9: 1377; 2: 43.8535; 2.1: 94.55; 2.2: 1336.9501; 2.3: 46.3813; 2.4: -1177.6193; 2.5: -40.8538
| 2 | 51.05 | 1: 29.9497; 1.1: 160.0282; 1.2: 0.2146; 1.3: 275.67; 1.4: 5.5462; 1.5: 160.0282; 1.6: 275.67; 1.7: 165.402; 1.8: 8.4594; 1.9: 1378.35; 2: 43.8965; 2.1: 94.5517; 2.2: 1339.548; 2.3: 46.4259; 2.4: -1179.5199; 2.5: -40.8797
| 2 | 51.1 | 1: 30.0511; 1.1: 160.7275; 1.2: 0.21554; 1.3: 275.94; 1.4: 5.565; 1.5: 160.7275; 1.6: 275.94; 1.7: 165.564; 1.8: 8.4594; 1.9: 1379.7; 2: 43.9395; 2.1: 94.5535; 2.2: 1342.1485; 2.3: 46.4705; 2.4: -1181.421; 2.5: -40.9055
| 2 | 51.15 | 1: 30.1528; 1.1: 161.4289; 1.2: 0.21648; 1.3: 276.21; 1.4: 5.5838; 1.5: 161.4289; 1.6: 276.21; 1.7: 165.726; 1.8: 8.4594; 1.9: 1381.05; 2: 43.9825; 2.1: 94.5552; 2.2: 1344.7515; 2.3: 46.5151; 2.4: -1183.3227; 2.5: -40.9313
| 2 | 51.2 | 1: 30.2546; 1.1: 162.1322; 1.2: 0.21742; 1.3: 276.48; 1.4: 5.6027; 1.5: 162.1322; 1.6: 276.48; 1.7: 165.888; 1.8: 8.4594; 1.9: 1382.4; 2: 44.0255; 2.1: 94.557; 2.2: 1347.3571; 2.3: 46.5597; 2.4: -1185.2249; 2.5: -40.957
| 2 | 51.25 | 1: 30.3565; 1.1: 162.8375; 1.2: 0.21837; 1.3: 276.75; 1.4: 5.6216; 1.5: 162.8375; 1.6: 276.75; 1.7: 166.05; 1.8: 8.4594; 1.9: 1383.75; 2: 44.0685; 2.1: 94.5587; 2.2: 1349.9651; 2.3: 46.6044; 2.4: -1187.1276; 2.5: -40.9828
| 2 | 51.3 | 1: 30.4587; 1.1: 163.5448; 1.2: 0.21932; 1.3: 277.02; 1.4: 5.6405; 1.5: 163.5448; 1.6: 277.02; 1.7: 166.212; 1.8: 8.4594; 1.9: 1385.1; 2: 44.1115; 2.1: 94.5604; 2.2: 1352.5757; 2.3: 46.649; 2.4: -1189.0309; 2.5: -41.0085
| 2 | 51.35 | 1: 30.561; 1.1: 164.2541; 1.2: 0.22027; 1.3: 277.29; 1.4: 5.6594; 1.5: 164.2541; 1.6: 277.29; 1.7: 166.374; 1.8: 8.4594; 1.9: 1386.45; 2: 44.1545; 2.1: 94.5622; 2.2: 1355.1888; 2.3: 46.6936; 2.4: -1190.9347; 2.5: -41.0341
| 2 | 51.4 | 1: 30.6635; 1.1: 164.9654; 1.2: 0.22122; 1.3: 277.56; 1.4: 5.6784; 1.5: 164.9654; 1.6: 277.56; 1.7: 166.536; 1.8: 8.4594; 1.9: 1387.8; 2: 44.1975; 2.1: 94.5639; 2.2: 1357.8044; 2.3: 46.7382; 2.4: -1192.839; 2.5: -41.0598
| 2 | 51.45 | 1: 30.7661; 1.1: 165.6787; 1.2: 0.22218; 1.3: 277.83; 1.4: 5.6974; 1.5: 165.6787; 1.6: 277.83; 1.7: 166.698; 1.8: 8.4594; 1.9: 1389.15; 2: 44.2404; 2.1: 94.5656; 2.2: 1360.4226; 2.3: 46.7828; 2.4: -1194.7439; 2.5: -41.0854
| 2 | 51.5 | 1: 30.869; 1.1: 166.394; 1.2: 0.22314; 1.3: 278.1; 1.4: 5.7165; 1.5: 166.394; 1.6: 278.1; 1.7: 166.86; 1.8: 8.4594; 1.9: 1390.5; 2: 44.2834; 2.1: 94.5673; 2.2: 1363.0432; 2.3: 46.8274; 2.4: -1196.6492; 2.5: -41.1109
| 2 | 51.55 | 1: 30.972; 1.1: 167.1113; 1.2: 0.2241; 1.3: 278.37; 1.4: 5.7355; 1.5: 167.1113; 1.6: 278.37; 1.7: 167.022; 1.8: 8.4594; 1.9: 1391.85; 2: 44.3264; 2.1: 94.569; 2.2: 1365.6664; 2.3: 46.872; 2.4: -1198.5551; 2.5: -41.1365
| 2 | 51.6 | 1: 31.0751; 1.1: 167.8306; 1.2: 0.22506; 1.3: 278.64; 1.4: 5.7547; 1.5: 167.8306; 1.6: 278.64; 1.7: 167.184; 1.8: 8.4594; 1.9: 1393.2; 2: 44.3694; 2.1: 94.5708; 2.2: 1368.2921; 2.3: 46.9166; 2.4: -1200.4616; 2.5: -41.162
| 2 | 51.65 | 1: 31.1785; 1.1: 168.5519; 1.2: 0.22603; 1.3: 278.91; 1.4: 5.7738; 1.5: 168.5519; 1.6: 278.91; 1.7: 167.346; 1.8: 8.4594; 1.9: 1394.55; 2: 44.4124; 2.1: 94.5725; 2.2: 1370.9203; 2.3: 46.9613; 2.4: -1202.3685; 2.5: -41.1875
| 2 | 51.7 | 1: 31.282; 1.1: 169.2752; 1.2: 0.227; 1.3: 279.18; 1.4: 5.793; 1.5: 169.2752; 1.6: 279.18; 1.7: 167.508; 1.8: 8.4594; 1.9: 1395.9; 2: 44.4554; 2.1: 94.5742; 2.2: 1373.5511; 2.3: 47.0059; 2.4: -1204.2759; 2.5: -41.2129
| 2 | 51.75 | 1: 31.3857; 1.1: 170.0005; 1.2: 0.22797; 1.3: 279.45; 1.4: 5.8122; 1.5: 170.0005; 1.6: 279.45; 1.7: 167.67; 1.8: 8.4594; 1.9: 1397.25; 2: 44.4984; 2.1: 94.5759; 2.2: 1376.1844; 2.3: 47.0505; 2.4: -1206.1839; 2.5: -41.2383
| 2 | 51.8 | 1: 31.4895; 1.1: 170.7278; 1.2: 0.22895; 1.3: 279.72; 1.4: 5.8314; 1.5: 170.7278; 1.6: 279.72; 1.7: 167.832; 1.8: 8.4594; 1.9: 1398.6; 2: 44.5414; 2.1: 94.5776; 2.2: 1378.8202; 2.3: 47.0951; 2.4: -1208.0923; 2.5: -41.2637
| 2 | 51.85 | 1: 31.5936; 1.1: 171.4572; 1.2: 0.22993; 1.3: 279.99; 1.4: 5.8507; 1.5: 171.4572; 1.6: 279.99; 1.7: 167.994; 1.8: 8.4594; 1.9: 1399.95; 2: 44.5844; 2.1: 94.5793; 2.2: 1381.4585; 2.3: 47.1397; 2.4: -1210.0013; 2.5: -41.2891
| 2 | 51.9 | 1: 31.6978; 1.1: 172.1886; 1.2: 0.23091; 1.3: 280.26; 1.4: 5.87; 1.5: 172.1886; 1.6: 280.26; 1.7: 168.156; 1.8: 8.4594; 1.9: 1401.3; 2: 44.6274; 2.1: 94.581; 2.2: 1384.0993; 2.3: 47.1843; 2.4: -1211.9107; 2.5: -41.3144
| 2 | 51.95 | 1: 31.8021; 1.1: 172.922; 1.2: 0.23189; 1.3: 280.53; 1.4: 5.8893; 1.5: 172.922; 1.6: 280.53; 1.7: 168.318; 1.8: 8.4594; 1.9: 1402.65; 2: 44.6704; 2.1: 94.5827; 2.2: 1386.7427; 2.3: 47.2289; 2.4: -1213.8207; 2.5: -41.3397
| 2 | 52 | 1: 31.9067; 1.1: 173.6574; 1.2: 0.23288; 1.3: 280.8; 1.4: 5.9086; 1.5: 173.6574; 1.6: 280.8; 1.7: 168.48; 1.8: 8.4594; 1.9: 1404; 2: 44.7134; 2.1: 94.5843; 2.2: 1389.3885; 2.3: 47.2735; 2.4: -1215.7311; 2.5: -41.3649
| 2 | 52.05 | 1: 32.0114; 1.1: 174.3948; 1.2: 0.23387; 1.3: 281.07; 1.4: 5.928; 1.5: 174.3948; 1.6: 281.07; 1.7: 168.642; 1.8: 8.4594; 1.9: 1405.35; 2: 44.7564; 2.1: 94.586; 2.2: 1392.0369; 2.3: 47.3182; 2.4: -1217.6421; 2.5: -41.3901
| 2 | 52.1 | 1: 32.1163; 1.1: 175.1343; 1.2: 0.23486; 1.3: 281.34; 1.4: 5.9475; 1.5: 175.1343; 1.6: 281.34; 1.7: 168.804; 1.8: 8.4594; 1.9: 1406.7; 2: 44.7994; 2.1: 94.5877; 2.2: 1394.6878; 2.3: 47.3628; 2.4: -1219.5535; 2.5: -41.4153
| 2 | 52.15 | 1: 32.2213; 1.1: 175.8758; 1.2: 0.23585; 1.3: 281.61; 1.4: 5.9669; 1.5: 175.8758; 1.6: 281.61; 1.7: 168.966; 1.8: 8.4594; 1.9: 1408.05; 2: 44.8424; 2.1: 94.5894; 2.2: 1397.3413; 2.3: 47.4074; 2.4: -1221.4654; 2.5: -41.4405
| 2 | 52.2 | 1: 32.3266; 1.1: 176.6194; 1.2: 0.23685; 1.3: 281.88; 1.4: 5.9864; 1.5: 176.6194; 1.6: 281.88; 1.7: 169.128; 1.8: 8.4594; 1.9: 1409.4; 2: 44.8854; 2.1: 94.5911; 2.2: 1399.9972; 2.3: 47.452; 2.4: -1223.3778; 2.5: -41.4656
| 2 | 52.25 | 1: 32.432; 1.1: 177.365; 1.2: 0.23785; 1.3: 282.15; 1.4: 6.0059; 1.5: 177.365; 1.6: 282.15; 1.7: 169.29; 1.8: 8.4594; 1.9: 1410.75; 2: 44.9283; 2.1: 94.5927; 2.2: 1402.6557; 2.3: 47.4966; 2.4: -1225.2907; 2.5: -41.4907
| 2 | 52.3 | 1: 32.5375; 1.1: 178.1126; 1.2: 0.23885; 1.3: 282.42; 1.4: 6.0255; 1.5: 178.1126; 1.6: 282.42; 1.7: 169.452; 1.8: 8.4594; 1.9: 1412.1; 2: 44.9713; 2.1: 94.5944; 2.2: 1405.3167; 2.3: 47.5412; 2.4: -1227.2041; 2.5: -41.5158
| 2 | 52.35 | 1: 32.6433; 1.1: 178.8623; 1.2: 0.23986; 1.3: 282.69; 1.4: 6.0451; 1.5: 178.8623; 1.6: 282.69; 1.7: 169.614; 1.8: 8.4594; 1.9: 1413.45; 2: 45.0143; 2.1: 94.5961; 2.2: 1407.9802; 2.3: 47.5858; 2.4: -1229.1179; 2.5: -41.5408
| 2 | 52.4 | 1: 32.7492; 1.1: 179.6141; 1.2: 0.24087; 1.3: 282.96; 1.4: 6.0647; 1.5: 179.6141; 1.6: 282.96; 1.7: 169.776; 1.8: 8.4594; 1.9: 1414.8; 2: 45.0573; 2.1: 94.5977; 2.2: 1410.6462; 2.3: 47.6304; 2.4: -1231.0322; 2.5: -41.5658
| 2 | 52.45 | 1: 32.8553; 1.1: 180.3679; 1.2: 0.24188; 1.3: 283.23; 1.4: 6.0843; 1.5: 180.3679; 1.6: 283.23; 1.7: 169.938; 1.8: 8.4594; 1.9: 1416.15; 2: 45.1003; 2.1: 94.5994; 2.2: 1413.3148; 2.3: 47.6751; 2.4: -1232.9469; 2.5: -41.5907
| 2 | 52.5 | 1: 32.9615; 1.1: 181.1237; 1.2: 0.24289; 1.3: 283.5; 1.4: 6.104; 1.5: 181.1237; 1.6: 283.5; 1.7: 170.1; 1.8: 8.4594; 1.9: 1417.5; 2: 45.1433; 2.1: 94.601; 2.2: 1415.9859; 2.3: 47.7197; 2.4: -1234.8622; 2.5: -41.6157
| 2 | 52.55 | 1: 33.068; 1.1: 181.8816; 1.2: 0.24391; 1.3: 283.77; 1.4: 6.1237; 1.5: 181.8816; 1.6: 283.77; 1.7: 170.262; 1.8: 8.4594; 1.9: 1418.85; 2: 45.1863; 2.1: 94.6027; 2.2: 1418.6595; 2.3: 47.7643; 2.4: -1236.7779; 2.5: -41.6406
| 2 | 52.6 | 1: 33.1746; 1.1: 182.6415; 1.2: 0.24493; 1.3: 284.04; 1.4: 6.1434; 1.5: 182.6415; 1.6: 284.04; 1.7: 170.424; 1.8: 8.4594; 1.9: 1420.2; 2: 45.2293; 2.1: 94.6044; 2.2: 1421.3356; 2.3: 47.8089; 2.4: -1238.694; 2.5: -41.6655
| 2 | 52.65 | 1: 33.2814; 1.1: 183.4036; 1.2: 0.24595; 1.3: 284.31; 1.4: 6.1632; 1.5: 183.4036; 1.6: 284.31; 1.7: 170.586; 1.8: 8.4594; 1.9: 1421.55; 2: 45.2723; 2.1: 94.606; 2.2: 1424.0142; 2.3: 47.8535; 2.4: -1240.6107; 2.5: -41.6903
| 2 | 52.7 | 1: 33.3883; 1.1: 184.1676; 1.2: 0.24697; 1.3: 284.58; 1.4: 6.183; 1.5: 184.1676; 1.6: 284.58; 1.7: 170.748; 1.8: 8.4594; 1.9: 1422.9; 2: 45.3153; 2.1: 94.6076; 2.2: 1426.6954; 2.3: 47.8981; 2.4: -1242.5277; 2.5: -41.7151
| 2 | 52.75 | 1: 33.4954; 1.1: 184.9338; 1.2: 0.248; 1.3: 284.85; 1.4: 6.2029; 1.5: 184.9338; 1.6: 284.85; 1.7: 170.91; 1.8: 8.4594; 1.9: 1424.25; 2: 45.3583; 2.1: 94.6093; 2.2: 1429.379; 2.3: 47.9427; 2.4: -1244.4452; 2.5: -41.7399
| 2 | 52.8 | 1: 33.6027; 1.1: 185.702; 1.2: 0.24903; 1.3: 285.12; 1.4: 6.2227; 1.5: 185.702; 1.6: 285.12; 1.7: 171.072; 1.8: 8.4594; 1.9: 1425.6; 2: 45.4013; 2.1: 94.6109; 2.2: 1432.0652; 2.3: 47.9873; 2.4: -1246.3632; 2.5: -41.7646
| 2 | 52.85 | 1: 33.7102; 1.1: 186.4723; 1.2: 0.25006; 1.3: 285.39; 1.4: 6.2426; 1.5: 186.4723; 1.6: 285.39; 1.7: 171.234; 1.8: 8.4594; 1.9: 1426.95; 2: 45.4443; 2.1: 94.6126; 2.2: 1434.7539; 2.3: 48.032; 2.4: -1248.2816; 2.5: -41.7893
| 2 | 52.9 | 1: 33.8178; 1.1: 187.2446; 1.2: 0.2511; 1.3: 285.66; 1.4: 6.2626; 1.5: 187.2446; 1.6: 285.66; 1.7: 171.396; 1.8: 8.4594; 1.9: 1428.3; 2: 45.4873; 2.1: 94.6142; 2.2: 1437.4451; 2.3: 48.0766; 2.4: -1250.2005; 2.5: -41.814
| 2 | 52.95 | 1: 33.9256; 1.1: 188.0191; 1.2: 0.25214; 1.3: 285.93; 1.4: 6.2825; 1.5: 188.0191; 1.6: 285.93; 1.7: 171.558; 1.8: 8.4594; 1.9: 1429.65; 2: 45.5303; 2.1: 94.6158; 2.2: 1440.1389; 2.3: 48.1212; 2.4: -1252.1198; 2.5: -41.8387
| 2 | 53 | 1: 34.0336; 1.1: 188.7956; 1.2: 0.25318; 1.3: 286.2; 1.4: 6.3025; 1.5: 188.7956; 1.6: 286.2; 1.7: 171.72; 1.8: 8.4594; 1.9: 1431; 2: 45.5732; 2.1: 94.6175; 2.2: 1442.8351; 2.3: 48.1658; 2.4: -1254.0395; 2.5: -41.8633
| 2 | 53.05 | 1: 34.1417; 1.1: 189.5742; 1.2: 0.25422; 1.3: 286.47; 1.4: 6.3225; 1.5: 189.5742; 1.6: 286.47; 1.7: 171.882; 1.8: 8.4594; 1.9: 1432.35; 2: 45.6162; 2.1: 94.6191; 2.2: 1445.5339; 2.3: 48.2104; 2.4: -1255.9597; 2.5: -41.8879
| 2 | 53.1 | 1: 34.25; 1.1: 190.3549; 1.2: 0.25527; 1.3: 286.74; 1.4: 6.3426; 1.5: 190.3549; 1.6: 286.74; 1.7: 172.044; 1.8: 8.4594; 1.9: 1433.7; 2: 45.6592; 2.1: 94.6207; 2.2: 1448.2352; 2.3: 48.255; 2.4: -1257.8803; 2.5: -41.9124
| 2 | 53.15 | 1: 34.3585; 1.1: 191.1377; 1.2: 0.25632; 1.3: 287.01; 1.4: 6.3627; 1.5: 191.1377; 1.6: 287.01; 1.7: 172.206; 1.8: 8.4594; 1.9: 1435.05; 2: 45.7022; 2.1: 94.6223; 2.2: 1450.939; 2.3: 48.2996; 2.4: -1259.8014; 2.5: -41.9369
| 2 | 53.2 | 1: 34.4672; 1.1: 191.9225; 1.2: 0.25737; 1.3: 287.28; 1.4: 6.3828; 1.5: 191.9225; 1.6: 287.28; 1.7: 172.368; 1.8: 8.4594; 1.9: 1436.4; 2: 45.7452; 2.1: 94.6239; 2.2: 1453.6453; 2.3: 48.3442; 2.4: -1261.7228; 2.5: -41.9614
| 2 | 53.25 | 1: 34.576; 1.1: 192.7095; 1.2: 0.25843; 1.3: 287.55; 1.4: 6.403; 1.5: 192.7095; 1.6: 287.55; 1.7: 172.53; 1.8: 8.4594; 1.9: 1437.75; 2: 45.7882; 2.1: 94.6256; 2.2: 1456.3542; 2.3: 48.3888; 2.4: -1263.6447; 2.5: -41.9859
| 2 | 53.3 | 1: 34.685; 1.1: 193.4985; 1.2: 0.25949; 1.3: 287.82; 1.4: 6.4232; 1.5: 193.4985; 1.6: 287.82; 1.7: 172.692; 1.8: 8.4594; 1.9: 1439.1; 2: 45.8312; 2.1: 94.6272; 2.2: 1459.0656; 2.3: 48.4335; 2.4: -1265.567; 2.5: -42.0103
| 2 | 53.35 | 1: 34.7942; 1.1: 194.2897; 1.2: 0.26055; 1.3: 288.09; 1.4: 6.4434; 1.5: 194.2897; 1.6: 288.09; 1.7: 172.854; 1.8: 8.4594; 1.9: 1440.45; 2: 45.8742; 2.1: 94.6288; 2.2: 1461.7794; 2.3: 48.4781; 2.4: -1267.4897; 2.5: -42.0347
| 2 | 53.4 | 1: 34.9036; 1.1: 195.083; 1.2: 0.26161; 1.3: 288.36; 1.4: 6.4636; 1.5: 195.083; 1.6: 288.36; 1.7: 173.016; 1.8: 8.4594; 1.9: 1441.8; 2: 45.9172; 2.1: 94.6304; 2.2: 1464.4958; 2.3: 48.5227; 2.4: -1269.4129; 2.5: -42.0591
| 2 | 53.45 | 1: 35.0131; 1.1: 195.8783; 1.2: 0.26268; 1.3: 288.63; 1.4: 6.4839; 1.5: 195.8783; 1.6: 288.63; 1.7: 173.178; 1.8: 8.4594; 1.9: 1443.15; 2: 45.9602; 2.1: 94.632; 2.2: 1467.2148; 2.3: 48.5673; 2.4: -1271.3364; 2.5: -42.0834
| 2 | 53.5 | 1: 35.1228; 1.1: 196.6758; 1.2: 0.26375; 1.3: 288.9; 1.4: 6.5042; 1.5: 196.6758; 1.6: 288.9; 1.7: 173.34; 1.8: 8.4594; 1.9: 1444.5; 2: 46.0032; 2.1: 94.6336; 2.2: 1469.9362; 2.3: 48.6119; 2.4: -1273.2604; 2.5: -42.1077
| 2 | 53.55 | 1: 35.2326; 1.1: 197.4754; 1.2: 0.26482; 1.3: 289.17; 1.4: 6.5246; 1.5: 197.4754; 1.6: 289.17; 1.7: 173.502; 1.8: 8.4594; 1.9: 1445.85; 2: 46.0462; 2.1: 94.6352; 2.2: 1472.6602; 2.3: 48.6565; 2.4: -1275.1848; 2.5: -42.1319
| 2 | 53.6 | 1: 35.3427; 1.1: 198.2771; 1.2: 0.26589; 1.3: 289.44; 1.4: 6.5449; 1.5: 198.2771; 1.6: 289.44; 1.7: 173.664; 1.8: 8.4594; 1.9: 1447.2; 2: 46.0892; 2.1: 94.6368; 2.2: 1475.3866; 2.3: 48.7011; 2.4: -1277.1096; 2.5: -42.1562
| 2 | 53.65 | 1: 35.4529; 1.1: 199.0809; 1.2: 0.26697; 1.3: 289.71; 1.4: 6.5653; 1.5: 199.0809; 1.6: 289.71; 1.7: 173.826; 1.8: 8.4594; 1.9: 1448.55; 2: 46.1322; 2.1: 94.6384; 2.2: 1478.1156; 2.3: 48.7457; 2.4: -1279.0347; 2.5: -42.1804
| 2 | 53.7 | 1: 35.5632; 1.1: 199.8868; 1.2: 0.26805; 1.3: 289.98; 1.4: 6.5858; 1.5: 199.8868; 1.6: 289.98; 1.7: 173.988; 1.8: 8.4594; 1.9: 1449.9; 2: 46.1752; 2.1: 94.64; 2.2: 1480.8471; 2.3: 48.7903; 2.4: -1280.9603; 2.5: -42.2045
| 2 | 53.75 | 1: 35.6738; 1.1: 200.6948; 1.2: 0.26914; 1.3: 290.25; 1.4: 6.6063; 1.5: 200.6948; 1.6: 290.25; 1.7: 174.15; 1.8: 8.4594; 1.9: 1451.25; 2: 46.2182; 2.1: 94.6416; 2.2: 1483.5811; 2.3: 48.8349; 2.4: -1282.8863; 2.5: -42.2287
| 2 | 53.8 | 1: 35.7845; 1.1: 201.505; 1.2: 0.27022; 1.3: 290.52; 1.4: 6.6268; 1.5: 201.505; 1.6: 290.52; 1.7: 174.312; 1.8: 8.4594; 1.9: 1452.6; 2: 46.2611; 2.1: 94.6431; 2.2: 1486.3177; 2.3: 48.8796; 2.4: -1284.8127; 2.5: -42.2528
| 2 | 53.85 | 1: 35.8954; 1.1: 202.3173; 1.2: 0.27131; 1.3: 290.79; 1.4: 6.6473; 1.5: 202.3173; 1.6: 290.79; 1.7: 174.474; 1.8: 8.4594; 1.9: 1453.95; 2: 46.3041; 2.1: 94.6447; 2.2: 1489.0567; 2.3: 48.9242; 2.4: -1286.7394; 2.5: -42.2769
| 2 | 53.9 | 1: 36.0065; 1.1: 203.1317; 1.2: 0.2724; 1.3: 291.06; 1.4: 6.6679; 1.5: 203.1317; 1.6: 291.06; 1.7: 174.636; 1.8: 8.4594; 1.9: 1455.3; 2: 46.3471; 2.1: 94.6463; 2.2: 1491.7983; 2.3: 48.9688; 2.4: -1288.6666; 2.5: -42.3009
| 2 | 53.95 | 1: 36.1177; 1.1: 203.9483; 1.2: 0.2735; 1.3: 291.33; 1.4: 6.6885; 1.5: 203.9483; 1.6: 291.33; 1.7: 174.798; 1.8: 8.4594; 1.9: 1456.65; 2: 46.3901; 2.1: 94.6479; 2.2: 1494.5424; 2.3: 49.0134; 2.4: -1290.5941; 2.5: -42.3249
| 2 | 54 | 1: 36.2291; 1.1: 204.767; 1.2: 0.2746; 1.3: 291.6; 1.4: 6.7091; 1.5: 204.767; 1.6: 291.6; 1.7: 174.96; 1.8: 8.4594; 1.9: 1458; 2: 46.4331; 2.1: 94.6495; 2.2: 1497.289; 2.3: 49.058; 2.4: -1292.522; 2.5: -42.3489
| 2 | 54.05 | 1: 36.3407; 1.1: 205.5878; 1.2: 0.2757; 1.3: 291.87; 1.4: 6.7298; 1.5: 205.5878; 1.6: 291.87; 1.7: 175.122; 1.8: 8.4594; 1.9: 1459.35; 2: 46.4761; 2.1: 94.651; 2.2: 1500.0381; 2.3: 49.1026; 2.4: -1294.4503; 2.5: -42.3728
| 2 | 54.1 | 1: 36.4524; 1.1: 206.4107; 1.2: 0.2768; 1.3: 292.14; 1.4: 6.7505; 1.5: 206.4107; 1.6: 292.14; 1.7: 175.284; 1.8: 8.4594; 1.9: 1460.7; 2: 46.5191; 2.1: 94.6526; 2.2: 1502.7897; 2.3: 49.1472; 2.4: -1296.379; 2.5: -42.3968
| 2 | 54.15 | 1: 36.5644; 1.1: 207.2358; 1.2: 0.27791; 1.3: 292.41; 1.4: 6.7712; 1.5: 207.2358; 1.6: 292.41; 1.7: 175.446; 1.8: 8.4594; 1.9: 1462.05; 2: 46.5621; 2.1: 94.6542; 2.2: 1505.5439; 2.3: 49.1918; 2.4: -1298.308; 2.5: -42.4206
| 2 | 54.2 | 1: 36.6765; 1.1: 208.0631; 1.2: 0.27902; 1.3: 292.68; 1.4: 6.7919; 1.5: 208.0631; 1.6: 292.68; 1.7: 175.608; 1.8: 8.4594; 1.9: 1463.4; 2: 46.6051; 2.1: 94.6557; 2.2: 1508.3006; 2.3: 49.2364; 2.4: -1300.2375; 2.5: -42.4445
| 2 | 54.25 | 1: 36.7887; 1.1: 208.8925; 1.2: 0.28013; 1.3: 292.95; 1.4: 6.8127; 1.5: 208.8925; 1.6: 292.95; 1.7: 175.77; 1.8: 8.4594; 1.9: 1464.75; 2: 46.6481; 2.1: 94.6573; 2.2: 1511.0597; 2.3: 49.281; 2.4: -1302.1672; 2.5: -42.4683
| 2 | 54.3 | 1: 36.9012; 1.1: 209.724; 1.2: 0.28124; 1.3: 293.22; 1.4: 6.8335; 1.5: 209.724; 1.6: 293.22; 1.7: 175.932; 1.8: 8.4594; 1.9: 1466.1; 2: 46.6911; 2.1: 94.6589; 2.2: 1513.8214; 2.3: 49.3256; 2.4: -1304.0974; 2.5: -42.4921
| 2 | 54.35 | 1: 37.0138; 1.1: 210.5577; 1.2: 0.28236; 1.3: 293.49; 1.4: 6.8544; 1.5: 210.5577; 1.6: 293.49; 1.7: 176.094; 1.8: 8.4594; 1.9: 1467.45; 2: 46.7341; 2.1: 94.6604; 2.2: 1516.5857; 2.3: 49.3702; 2.4: -1306.0279; 2.5: -42.5158
| 2 | 54.4 | 1: 37.1265; 1.1: 211.3936; 1.2: 0.28348; 1.3: 293.76; 1.4: 6.8753; 1.5: 211.3936; 1.6: 293.76; 1.7: 176.256; 1.8: 8.4594; 1.9: 1468.8; 2: 46.7771; 2.1: 94.662; 2.2: 1519.3524; 2.3: 49.4148; 2.4: -1307.9588; 2.5: -42.5396
| 2 | 54.45 | 1: 37.2395; 1.1: 212.2316; 1.2: 0.28461; 1.3: 294.03; 1.4: 6.8962; 1.5: 212.2316; 1.6: 294.03; 1.7: 176.418; 1.8: 8.4594; 1.9: 1470.15; 2: 46.8201; 2.1: 94.6635; 2.2: 1522.1216; 2.3: 49.4595; 2.4: -1309.89; 2.5: -42.5633
| 2 | 54.5 | 1: 37.3526; 1.1: 213.0718; 1.2: 0.28573; 1.3: 294.3; 1.4: 6.9172; 1.5: 213.0718; 1.6: 294.3; 1.7: 176.58; 1.8: 8.4594; 1.9: 1471.5; 2: 46.8631; 2.1: 94.6651; 2.2: 1524.8934; 2.3: 49.5041; 2.4: -1311.8216; 2.5: -42.5869
| 2 | 54.55 | 1: 37.4659; 1.1: 213.9141; 1.2: 0.28686; 1.3: 294.57; 1.4: 6.9381; 1.5: 213.9141; 1.6: 294.57; 1.7: 176.742; 1.8: 8.4594; 1.9: 1472.85; 2: 46.9061; 2.1: 94.6666; 2.2: 1527.6677; 2.3: 49.5487; 2.4: -1313.7536; 2.5: -42.6105
| 2 | 54.6 | 1: 37.5794; 1.1: 214.7586; 1.2: 0.288; 1.3: 294.84; 1.4: 6.9591; 1.5: 214.7586; 1.6: 294.84; 1.7: 176.904; 1.8: 8.4594; 1.9: 1474.2; 2: 46.949; 2.1: 94.6682; 2.2: 1530.4445; 2.3: 49.5933; 2.4: -1315.6858; 2.5: -42.6341
| 2 | 54.65 | 1: 37.693; 1.1: 215.6053; 1.2: 0.28913; 1.3: 295.11; 1.4: 6.9802; 1.5: 215.6053; 1.6: 295.11; 1.7: 177.066; 1.8: 8.4594; 1.9: 1475.55; 2: 46.992; 2.1: 94.6697; 2.2: 1533.2238; 2.3: 49.6379; 2.4: -1317.6185; 2.5: -42.6577
| 2 | 54.7 | 1: 37.8068; 1.1: 216.4542; 1.2: 0.29027; 1.3: 295.38; 1.4: 7.0013; 1.5: 216.4542; 1.6: 295.38; 1.7: 177.228; 1.8: 8.4594; 1.9: 1476.9; 2: 47.035; 2.1: 94.6713; 2.2: 1536.0056; 2.3: 49.6825; 2.4: -1319.5515; 2.5: -42.6812
| 2 | 54.75 | 1: 37.9208; 1.1: 217.3052; 1.2: 0.29141; 1.3: 295.65; 1.4: 7.0224; 1.5: 217.3052; 1.6: 295.65; 1.7: 177.39; 1.8: 8.4594; 1.9: 1478.25; 2: 47.078; 2.1: 94.6728; 2.2: 1538.79; 2.3: 49.7271; 2.4: -1321.4848; 2.5: -42.7047
| 2 | 54.8 | 1: 38.035; 1.1: 218.1584; 1.2: 0.29256; 1.3: 295.92; 1.4: 7.0435; 1.5: 218.1584; 1.6: 295.92; 1.7: 177.552; 1.8: 8.4594; 1.9: 1479.6; 2: 47.121; 2.1: 94.6743; 2.2: 1541.5768; 2.3: 49.7717; 2.4: -1323.4184; 2.5: -42.7282
| 2 | 54.85 | 1: 38.1493; 1.1: 219.0138; 1.2: 0.2937; 1.3: 296.19; 1.4: 7.0647; 1.5: 219.0138; 1.6: 296.19; 1.7: 177.714; 1.8: 8.4594; 1.9: 1480.95; 2: 47.164; 2.1: 94.6759; 2.2: 1544.3662; 2.3: 49.8163; 2.4: -1325.3524; 2.5: -42.7516
| 2 | 54.9 | 1: 38.2638; 1.1: 219.8713; 1.2: 0.29485; 1.3: 296.46; 1.4: 7.0859; 1.5: 219.8713; 1.6: 296.46; 1.7: 177.876; 1.8: 8.4594; 1.9: 1482.3; 2: 47.207; 2.1: 94.6774; 2.2: 1547.1581; 2.3: 49.8609; 2.4: -1327.2868; 2.5: -42.775
| 2 | 54.95 | 1: 38.3784; 1.1: 220.7311; 1.2: 0.29601; 1.3: 296.73; 1.4: 7.1071; 1.5: 220.7311; 1.6: 296.73; 1.7: 178.038; 1.8: 8.4594; 1.9: 1483.65; 2: 47.25; 2.1: 94.6789; 2.2: 1549.9525; 2.3: 49.9055; 2.4: -1329.2214; 2.5: -42.7984
| 2 | 55 | 1: 38.4933; 1.1: 221.593; 1.2: 0.29716; 1.3: 297; 1.4: 7.1284; 1.5: 221.593; 1.6: 297; 1.7: 178.2; 1.8: 8.4594; 1.9: 1485; 2: 47.293; 2.1: 94.6804; 2.2: 1552.7494; 2.3: 49.9501; 2.4: -1331.1564; 2.5: -42.8217
| 2 | 55.05 | 1: 38.6083; 1.1: 222.4571; 1.2: 0.29832; 1.3: 297.27; 1.4: 7.1497; 1.5: 222.4571; 1.6: 297.27; 1.7: 178.362; 1.8: 8.4594; 1.9: 1486.35; 2: 47.336; 2.1: 94.682; 2.2: 1555.5489; 2.3: 49.9947; 2.4: -1333.0917; 2.5: -42.845
| 2 | 55.1 | 1: 38.7235; 1.1: 223.3235; 1.2: 0.29948; 1.3: 297.54; 1.4: 7.171; 1.5: 223.3235; 1.6: 297.54; 1.7: 178.524; 1.8: 8.4594; 1.9: 1487.7; 2: 47.379; 2.1: 94.6835; 2.2: 1558.3508; 2.3: 50.0393; 2.4: -1335.0273; 2.5: -42.8683
| 2 | 55.15 | 1: 38.8388; 1.1: 224.192; 1.2: 0.30065; 1.3: 297.81; 1.4: 7.1924; 1.5: 224.192; 1.6: 297.81; 1.7: 178.686; 1.8: 8.4594; 1.9: 1489.05; 2: 47.422; 2.1: 94.685; 2.2: 1561.1553; 2.3: 50.0839; 2.4: -1336.9633; 2.5: -42.8916
| 2 | 55.2 | 1: 38.9544; 1.1: 225.0627; 1.2: 0.30181; 1.3: 298.08; 1.4: 7.2138; 1.5: 225.0627; 1.6: 298.08; 1.7: 178.848; 1.8: 8.4594; 1.9: 1490.4; 2: 47.465; 2.1: 94.6865; 2.2: 1563.9622; 2.3: 50.1285; 2.4: -1338.8996; 2.5: -42.9148
| 2 | 55.25 | 1: 39.0701; 1.1: 225.9356; 1.2: 0.30298; 1.3: 298.35; 1.4: 7.2352; 1.5: 225.9356; 1.6: 298.35; 1.7: 179.01; 1.8: 8.4594; 1.9: 1491.75; 2: 47.508; 2.1: 94.688; 2.2: 1566.7717; 2.3: 50.1731; 2.4: -1340.8361; 2.5: -42.9379
| 2 | 55.3 | 1: 39.1859; 1.1: 226.8107; 1.2: 0.30416; 1.3: 298.62; 1.4: 7.2567; 1.5: 226.8107; 1.6: 298.62; 1.7: 179.172; 1.8: 8.4594; 1.9: 1493.1; 2: 47.551; 2.1: 94.6895; 2.2: 1569.5838; 2.3: 50.2177; 2.4: -1342.773; 2.5: -42.9611
| 2 | 55.35 | 1: 39.302; 1.1: 227.688; 1.2: 0.30533; 1.3: 298.89; 1.4: 7.2781; 1.5: 227.688; 1.6: 298.89; 1.7: 179.334; 1.8: 8.4594; 1.9: 1494.45; 2: 47.5939; 2.1: 94.6911; 2.2: 1572.3983; 2.3: 50.2623; 2.4: -1344.7102; 2.5: -42.9842
| 2 | 55.4 | 1: 39.4182; 1.1: 228.5676; 1.2: 0.30651; 1.3: 299.16; 1.4: 7.2997; 1.5: 228.5676; 1.6: 299.16; 1.7: 179.496; 1.8: 8.4594; 1.9: 1495.8; 2: 47.6369; 2.1: 94.6926; 2.2: 1575.2153; 2.3: 50.307; 2.4: -1346.6477; 2.5: -43.0073
| 2 | 55.45 | 1: 39.5346; 1.1: 229.4493; 1.2: 0.3077; 1.3: 299.43; 1.4: 7.3212; 1.5: 229.4493; 1.6: 299.43; 1.7: 179.658; 1.8: 8.4594; 1.9: 1497.15; 2: 47.6799; 2.1: 94.6941; 2.2: 1578.0349; 2.3: 50.3516; 2.4: -1348.5855; 2.5: -43.0303
| 2 | 55.5 | 1: 39.6511; 1.1: 230.3333; 1.2: 0.30888; 1.3: 299.7; 1.4: 7.3428; 1.5: 230.3333; 1.6: 299.7; 1.7: 179.82; 1.8: 8.4594; 1.9: 1498.5; 2: 47.7229; 2.1: 94.6956; 2.2: 1580.8569; 2.3: 50.3962; 2.4: -1350.5237; 2.5: -43.0534
| 2 | 55.55 | 1: 39.7678; 1.1: 231.2195; 1.2: 0.31007; 1.3: 299.97; 1.4: 7.3644; 1.5: 231.2195; 1.6: 299.97; 1.7: 179.982; 1.8: 8.4594; 1.9: 1499.85; 2: 47.7659; 2.1: 94.6971; 2.2: 1583.6815; 2.3: 50.4408; 2.4: -1352.4621; 2.5: -43.0763
| 2 | 55.6 | 1: 39.8847; 1.1: 232.1079; 1.2: 0.31126; 1.3: 300.24; 1.4: 7.3861; 1.5: 232.1079; 1.6: 300.24; 1.7: 180.144; 1.8: 8.4594; 1.9: 1501.2; 2: 47.8089; 2.1: 94.6986; 2.2: 1586.5086; 2.3: 50.4854; 2.4: -1354.4008; 2.5: -43.0993
| 2 | 55.65 | 1: 40.0018; 1.1: 232.9985; 1.2: 0.31246; 1.3: 300.51; 1.4: 7.4077; 1.5: 232.9985; 1.6: 300.51; 1.7: 180.306; 1.8: 8.4594; 1.9: 1502.55; 2: 47.8519; 2.1: 94.7001; 2.2: 1589.3383; 2.3: 50.53; 2.4: -1356.3398; 2.5: -43.1222
| 2 | 55.7 | 1: 40.119; 1.1: 233.8913; 1.2: 0.31365; 1.3: 300.78; 1.4: 7.4295; 1.5: 233.8913; 1.6: 300.78; 1.7: 180.468; 1.8: 8.4594; 1.9: 1503.9; 2: 47.8949; 2.1: 94.7016; 2.2: 1592.1704; 2.3: 50.5746; 2.4: -1358.279; 2.5: -43.1451
| 2 | 55.75 | 1: 40.2365; 1.1: 234.7864; 1.2: 0.31485; 1.3: 301.05; 1.4: 7.4512; 1.5: 234.7864; 1.6: 301.05; 1.7: 180.63; 1.8: 8.4594; 1.9: 1505.25; 2: 47.9379; 2.1: 94.703; 2.2: 1595.005; 2.3: 50.6192; 2.4: -1360.2186; 2.5: -43.168
| 2 | 55.8 | 1: 40.354; 1.1: 235.6837; 1.2: 0.31606; 1.3: 301.32; 1.4: 7.473; 1.5: 235.6837; 1.6: 301.32; 1.7: 180.792; 1.8: 8.4594; 1.9: 1506.6; 2: 47.9809; 2.1: 94.7045; 2.2: 1597.8422; 2.3: 50.6638; 2.4: -1362.1585; 2.5: -43.1908
| 2 | 55.85 | 1: 40.4718; 1.1: 236.5833; 1.2: 0.31726; 1.3: 301.59; 1.4: 7.4948; 1.5: 236.5833; 1.6: 301.59; 1.7: 180.954; 1.8: 8.4594; 1.9: 1507.95; 2: 48.0239; 2.1: 94.706; 2.2: 1600.6819; 2.3: 50.7084; 2.4: -1364.0986; 2.5: -43.2136
| 2 | 55.9 | 1: 40.5897; 1.1: 237.4851; 1.2: 0.31847; 1.3: 301.86; 1.4: 7.5166; 1.5: 237.4851; 1.6: 301.86; 1.7: 181.116; 1.8: 8.4594; 1.9: 1509.3; 2: 48.0669; 2.1: 94.7075; 2.2: 1603.5241; 2.3: 50.753; 2.4: -1366.039; 2.5: -43.2364
| 2 | 55.95 | 1: 40.7078; 1.1: 238.3891; 1.2: 0.31969; 1.3: 302.13; 1.4: 7.5385; 1.5: 238.3891; 1.6: 302.13; 1.7: 181.278; 1.8: 8.4594; 1.9: 1510.65; 2: 48.1099; 2.1: 94.709; 2.2: 1606.3688; 2.3: 50.7976; 2.4: -1367.9797; 2.5: -43.2591
| 2 | 56 | 1: 40.8261; 1.1: 239.2953; 1.2: 0.3209; 1.3: 302.4; 1.4: 7.5604; 1.5: 239.2953; 1.6: 302.4; 1.7: 181.44; 1.8: 8.4594; 1.9: 1512; 2: 48.1529; 2.1: 94.7105; 2.2: 1609.216; 2.3: 50.8422; 2.4: -1369.9207; 2.5: -43.2818
| 2 | 56.05 | 1: 40.9445; 1.1: 240.2038; 1.2: 0.32212; 1.3: 302.67; 1.4: 7.5823; 1.5: 240.2038; 1.6: 302.67; 1.7: 181.602; 1.8: 8.4594; 1.9: 1513.35; 2: 48.1959; 2.1: 94.7119; 2.2: 1612.0657; 2.3: 50.8868; 2.4: -1371.8619; 2.5: -43.3045
| 2 | 56.1 | 1: 41.0631; 1.1: 241.1146; 1.2: 0.32334; 1.3: 302.94; 1.4: 7.6043; 1.5: 241.1146; 1.6: 302.94; 1.7: 181.764; 1.8: 8.4594; 1.9: 1514.7; 2: 48.2389; 2.1: 94.7134; 2.2: 1614.918; 2.3: 50.9314; 2.4: -1373.8034; 2.5: -43.3271
| 2 | 56.15 | 1: 41.1819; 1.1: 242.0276; 1.2: 0.32456; 1.3: 303.21; 1.4: 7.6263; 1.5: 242.0276; 1.6: 303.21; 1.7: 181.926; 1.8: 8.4594; 1.9: 1516.05; 2: 48.2818; 2.1: 94.7149; 2.2: 1617.7727; 2.3: 50.976; 2.4: -1375.7451; 2.5: -43.3497
| 2 | 56.2 | 1: 41.3009; 1.1: 242.9428; 1.2: 0.32579; 1.3: 303.48; 1.4: 7.6483; 1.5: 242.9428; 1.6: 303.48; 1.7: 182.088; 1.8: 8.4594; 1.9: 1517.4; 2: 48.3248; 2.1: 94.7164; 2.2: 1620.63; 2.3: 51.0206; 2.4: -1377.6872; 2.5: -43.3723
| 2 | 56.25 | 1: 41.42; 1.1: 243.8603; 1.2: 0.32702; 1.3: 303.75; 1.4: 7.6704; 1.5: 243.8603; 1.6: 303.75; 1.7: 182.25; 1.8: 8.4594; 1.9: 1518.75; 2: 48.3678; 2.1: 94.7178; 2.2: 1623.4898; 2.3: 51.0652; 2.4: -1379.6295; 2.5: -43.3948
| 2 | 56.3 | 1: 41.5393; 1.1: 244.7801; 1.2: 0.32826; 1.3: 304.02; 1.4: 7.6925; 1.5: 244.7801; 1.6: 304.02; 1.7: 182.412; 1.8: 8.4594; 1.9: 1520.1; 2: 48.4108; 2.1: 94.7193; 2.2: 1626.3521; 2.3: 51.1098; 2.4: -1381.572; 2.5: -43.4173
| 2 | 56.35 | 1: 41.6588; 1.1: 245.7021; 1.2: 0.32949; 1.3: 304.29; 1.4: 7.7146; 1.5: 245.7021; 1.6: 304.29; 1.7: 182.574; 1.8: 8.4594; 1.9: 1521.45; 2: 48.4538; 2.1: 94.7208; 2.2: 1629.2169; 2.3: 51.1544; 2.4: -1383.5148; 2.5: -43.4398
| 2 | 56.4 | 1: 41.7784; 1.1: 246.6264; 1.2: 0.33073; 1.3: 304.56; 1.4: 7.7367; 1.5: 246.6264; 1.6: 304.56; 1.7: 182.736; 1.8: 8.4594; 1.9: 1522.8; 2: 48.4968; 2.1: 94.7222; 2.2: 1632.0843; 2.3: 51.199; 2.4: -1385.4578; 2.5: -43.4622
| 2 | 56.45 | 1: 41.8982; 1.1: 247.553; 1.2: 0.33197; 1.3: 304.83; 1.4: 7.7589; 1.5: 247.553; 1.6: 304.83; 1.7: 182.898; 1.8: 8.4594; 1.9: 1524.15; 2: 48.5398; 2.1: 94.7237; 2.2: 1634.9541; 2.3: 51.2436; 2.4: -1387.4011; 2.5: -43.4846
| 2 | 56.5 | 1: 42.0182; 1.1: 248.4818; 1.2: 0.33322; 1.3: 305.1; 1.4: 7.7812; 1.5: 248.4818; 1.6: 305.1; 1.7: 183.06; 1.8: 8.4594; 1.9: 1525.5; 2: 48.5828; 2.1: 94.7251; 2.2: 1637.8265; 2.3: 51.2882; 2.4: -1389.3447; 2.5: -43.507
| 2 | 56.55 | 1: 42.1384; 1.1: 249.4129; 1.2: 0.33447; 1.3: 305.37; 1.4: 7.8034; 1.5: 249.4129; 1.6: 305.37; 1.7: 183.222; 1.8: 8.4594; 1.9: 1526.85; 2: 48.6258; 2.1: 94.7266; 2.2: 1640.7014; 2.3: 51.3328; 2.4: -1391.2885; 2.5: -43.5294
| 2 | 56.6 | 1: 42.2587; 1.1: 250.3463; 1.2: 0.33572; 1.3: 305.64; 1.4: 7.8257; 1.5: 250.3463; 1.6: 305.64; 1.7: 183.384; 1.8: 8.4594; 1.9: 1528.2; 2: 48.6688; 2.1: 94.7281; 2.2: 1643.5788; 2.3: 51.3774; 2.4: -1393.2325; 2.5: -43.5517
| 2 | 56.65 | 1: 42.3792; 1.1: 251.2819; 1.2: 0.33697; 1.3: 305.91; 1.4: 7.848; 1.5: 251.2819; 1.6: 305.91; 1.7: 183.546; 1.8: 8.4594; 1.9: 1529.55; 2: 48.7118; 2.1: 94.7295; 2.2: 1646.4587; 2.3: 51.422; 2.4: -1395.1768; 2.5: -43.574
| 2 | 56.7 | 1: 42.4999; 1.1: 252.2199; 1.2: 0.33823; 1.3: 306.18; 1.4: 7.8704; 1.5: 252.2199; 1.6: 306.18; 1.7: 183.708; 1.8: 8.4594; 1.9: 1530.9; 2: 48.7548; 2.1: 94.731; 2.2: 1649.3411; 2.3: 51.4666; 2.4: -1397.1213; 2.5: -43.5962
| 2 | 56.75 | 1: 42.6207; 1.1: 253.1601; 1.2: 0.33949; 1.3: 306.45; 1.4: 7.8927; 1.5: 253.1601; 1.6: 306.45; 1.7: 183.87; 1.8: 8.4594; 1.9: 1532.25; 2: 48.7978; 2.1: 94.7324; 2.2: 1652.2261; 2.3: 51.5112; 2.4: -1399.066; 2.5: -43.6184
| 2 | 56.8 | 1: 42.7418; 1.1: 254.1026; 1.2: 0.34076; 1.3: 306.72; 1.4: 7.9151; 1.5: 254.1026; 1.6: 306.72; 1.7: 184.032; 1.8: 8.4594; 1.9: 1533.6; 2: 48.8408; 2.1: 94.7338; 2.2: 1655.1135; 2.3: 51.5558; 2.4: -1401.011; 2.5: -43.6406
| 2 | 56.85 | 1: 42.8629; 1.1: 255.0473; 1.2: 0.34202; 1.3: 306.99; 1.4: 7.9376; 1.5: 255.0473; 1.6: 306.99; 1.7: 184.194; 1.8: 8.4594; 1.9: 1534.95; 2: 48.8838; 2.1: 94.7353; 2.2: 1658.0035; 2.3: 51.6004; 2.4: -1402.9561; 2.5: -43.6628
| 2 | 56.9 | 1: 42.9843; 1.1: 255.9944; 1.2: 0.34329; 1.3: 307.26; 1.4: 7.9601; 1.5: 255.9944; 1.6: 307.26; 1.7: 184.356; 1.8: 8.4594; 1.9: 1536.3; 2: 48.9268; 2.1: 94.7367; 2.2: 1660.896; 2.3: 51.645; 2.4: -1404.9016; 2.5: -43.6849
| 2 | 56.95 | 1: 43.1058; 1.1: 256.9438; 1.2: 0.34457; 1.3: 307.53; 1.4: 7.9826; 1.5: 256.9438; 1.6: 307.53; 1.7: 184.518; 1.8: 8.4594; 1.9: 1537.65; 2: 48.9697; 2.1: 94.7382; 2.2: 1663.791; 2.3: 51.6896; 2.4: -1406.8472; 2.5: -43.707
| 2 | 57 | 1: 43.2275; 1.1: 257.8954; 1.2: 0.34584; 1.3: 307.8; 1.4: 8.0051; 1.5: 257.8954; 1.6: 307.8; 1.7: 184.68; 1.8: 8.4594; 1.9: 1539; 2: 49.0127; 2.1: 94.7396; 2.2: 1666.6885; 2.3: 51.7342; 2.4: -1408.7931; 2.5: -43.7291
| 2 | 57.05 | 1: 43.3494; 1.1: 258.8494; 1.2: 0.34712; 1.3: 308.07; 1.4: 8.0277; 1.5: 258.8494; 1.6: 308.07; 1.7: 184.842; 1.8: 8.4594; 1.9: 1540.35; 2: 49.0557; 2.1: 94.741; 2.2: 1669.5885; 2.3: 51.7788; 2.4: -1410.7391; 2.5: -43.7511
| 2 | 57.1 | 1: 43.4714; 1.1: 259.8057; 1.2: 0.34841; 1.3: 308.34; 1.4: 8.0503; 1.5: 259.8057; 1.6: 308.34; 1.7: 185.004; 1.8: 8.4594; 1.9: 1541.7; 2: 49.0987; 2.1: 94.7425; 2.2: 1672.4911; 2.3: 51.8234; 2.4: -1412.6854; 2.5: -43.7731
| 2 | 57.15 | 1: 43.5937; 1.1: 260.7642; 1.2: 0.34969; 1.3: 308.61; 1.4: 8.0729; 1.5: 260.7642; 1.6: 308.61; 1.7: 185.166; 1.8: 8.4594; 1.9: 1543.05; 2: 49.1417; 2.1: 94.7439; 2.2: 1675.3961; 2.3: 51.868; 2.4: -1414.6319; 2.5: -43.7951
| 2 | 57.2 | 1: 43.7161; 1.1: 261.7251; 1.2: 0.35098; 1.3: 308.88; 1.4: 8.0956; 1.5: 261.7251; 1.6: 308.88; 1.7: 185.328; 1.8: 8.4594; 1.9: 1544.4; 2: 49.1847; 2.1: 94.7453; 2.2: 1678.3037; 2.3: 51.9126; 2.4: -1416.5786; 2.5: -43.817
| 2 | 57.25 | 1: 43.8386; 1.1: 262.6883; 1.2: 0.35227; 1.3: 309.15; 1.4: 8.1183; 1.5: 262.6883; 1.6: 309.15; 1.7: 185.49; 1.8: 8.4594; 1.9: 1545.75; 2: 49.2277; 2.1: 94.7467; 2.2: 1681.2138; 2.3: 51.9571; 2.4: -1418.5255; 2.5: -43.8389
| 2 | 57.3 | 1: 43.9613; 1.1: 263.6538; 1.2: 0.35357; 1.3: 309.42; 1.4: 8.141; 1.5: 263.6538; 1.6: 309.42; 1.7: 185.652; 1.8: 8.4594; 1.9: 1547.1; 2: 49.2707; 2.1: 94.7482; 2.2: 1684.1264; 2.3: 52.0017; 2.4: -1420.4727; 2.5: -43.8608
| 2 | 57.35 | 1: 44.0842; 1.1: 264.6216; 1.2: 0.35486; 1.3: 309.69; 1.4: 8.1637; 1.5: 264.6216; 1.6: 309.69; 1.7: 185.814; 1.8: 8.4594; 1.9: 1548.45; 2: 49.3137; 2.1: 94.7496; 2.2: 1687.0416; 2.3: 52.0463; 2.4: -1422.42; 2.5: -43.8826
| 2 | 57.4 | 1: 44.2073; 1.1: 265.5917; 1.2: 0.35616; 1.3: 309.96; 1.4: 8.1865; 1.5: 265.5917; 1.6: 309.96; 1.7: 185.976; 1.8: 8.4594; 1.9: 1549.8; 2: 49.3567; 2.1: 94.751; 2.2: 1689.9592; 2.3: 52.0909; 2.4: -1424.3675; 2.5: -43.9044
| 2 | 57.45 | 1: 44.3306; 1.1: 266.5641; 1.2: 0.35747; 1.3: 310.23; 1.4: 8.2094; 1.5: 266.5641; 1.6: 310.23; 1.7: 186.138; 1.8: 8.4594; 1.9: 1551.15; 2: 49.3997; 2.1: 94.7524; 2.2: 1692.8793; 2.3: 52.1355; 2.4: -1426.3152; 2.5: -43.9262
| 2 | 57.5 | 1: 44.454; 1.1: 267.5389; 1.2: 0.35878; 1.3: 310.5; 1.4: 8.2322; 1.5: 267.5389; 1.6: 310.5; 1.7: 186.3; 1.8: 8.4594; 1.9: 1552.5; 2: 49.4427; 2.1: 94.7538; 2.2: 1695.802; 2.3: 52.1801; 2.4: -1428.2631; 2.5: -43.9479
| 2 | 57.55 | 1: 44.5776; 1.1: 268.516; 1.2: 0.36009; 1.3: 310.77; 1.4: 8.2551; 1.5: 268.516; 1.6: 310.77; 1.7: 186.462; 1.8: 8.4594; 1.9: 1553.85; 2: 49.4857; 2.1: 94.7553; 2.2: 1698.7272; 2.3: 52.2247; 2.4: -1430.2112; 2.5: -43.9696
| 2 | 57.6 | 1: 44.7013; 1.1: 269.4954; 1.2: 0.3614; 1.3: 311.04; 1.4: 8.278; 1.5: 269.4954; 1.6: 311.04; 1.7: 186.624; 1.8: 8.4594; 1.9: 1555.2; 2: 49.5287; 2.1: 94.7567; 2.2: 1701.6549; 2.3: 52.2693; 2.4: -1432.1595; 2.5: -43.9913
| 2 | 57.65 | 1: 44.8253; 1.1: 270.4772; 1.2: 0.36272; 1.3: 311.31; 1.4: 8.301; 1.5: 270.4772; 1.6: 311.31; 1.7: 186.786; 1.8: 8.4594; 1.9: 1556.55; 2: 49.5717; 2.1: 94.7581; 2.2: 1704.5851; 2.3: 52.3139; 2.4: -1434.1079; 2.5: -44.0129
| 2 | 57.7 | 1: 44.9494; 1.1: 271.4613; 1.2: 0.36404; 1.3: 311.58; 1.4: 8.324; 1.5: 271.4613; 1.6: 311.58; 1.7: 186.948; 1.8: 8.4594; 1.9: 1557.9; 2: 49.6146; 2.1: 94.7595; 2.2: 1707.5179; 2.3: 52.3585; 2.4: -1436.0566; 2.5: -44.0346
| 2 | 57.75 | 1: 45.0736; 1.1: 272.4477; 1.2: 0.36536; 1.3: 311.85; 1.4: 8.347; 1.5: 272.4477; 1.6: 311.85; 1.7: 187.11; 1.8: 8.4594; 1.9: 1559.25; 2: 49.6576; 2.1: 94.7609; 2.2: 1710.4531; 2.3: 52.4031; 2.4: -1438.0054; 2.5: -44.0561
| 2 | 57.8 | 1: 45.1981; 1.1: 273.4364; 1.2: 0.36668; 1.3: 312.12; 1.4: 8.37; 1.5: 273.4364; 1.6: 312.12; 1.7: 187.272; 1.8: 8.4594; 1.9: 1560.6; 2: 49.7006; 2.1: 94.7623; 2.2: 1713.3909; 2.3: 52.4477; 2.4: -1439.9544; 2.5: -44.0777
| 2 | 57.85 | 1: 45.3227; 1.1: 274.4275; 1.2: 0.36801; 1.3: 312.39; 1.4: 8.3931; 1.5: 274.4275; 1.6: 312.39; 1.7: 187.434; 1.8: 8.4594; 1.9: 1561.95; 2: 49.7436; 2.1: 94.7637; 2.2: 1716.3311; 2.3: 52.4923; 2.4: -1441.9036; 2.5: -44.0992
| 2 | 57.9 | 1: 45.4475; 1.1: 275.421; 1.2: 0.36935; 1.3: 312.66; 1.4: 8.4162; 1.5: 275.421; 1.6: 312.66; 1.7: 187.596; 1.8: 8.4594; 1.9: 1563.3; 2: 49.7866; 2.1: 94.7651; 2.2: 1719.2739; 2.3: 52.5369; 2.4: -1443.853; 2.5: -44.1207
| 2 | 57.95 | 1: 45.5725; 1.1: 276.4168; 1.2: 0.37068; 1.3: 312.93; 1.4: 8.4393; 1.5: 276.4168; 1.6: 312.93; 1.7: 187.758; 1.8: 8.4594; 1.9: 1564.65; 2: 49.8296; 2.1: 94.7665; 2.2: 1722.2193; 2.3: 52.5815; 2.4: -1445.8025; 2.5: -44.1421
| 2 | 58 | 1: 45.6976; 1.1: 277.4149; 1.2: 0.37202; 1.3: 313.2; 1.4: 8.4625; 1.5: 277.4149; 1.6: 313.2; 1.7: 187.92; 1.8: 8.4594; 1.9: 1566; 2: 49.8726; 2.1: 94.7679; 2.2: 1725.1671; 2.3: 52.6261; 2.4: -1447.7522; 2.5: -44.1636
| 2 | 58.05 | 1: 45.8229; 1.1: 278.4154; 1.2: 0.37336; 1.3: 313.47; 1.4: 8.4857; 1.5: 278.4154; 1.6: 313.47; 1.7: 188.082; 1.8: 8.4594; 1.9: 1567.35; 2: 49.9156; 2.1: 94.7693; 2.2: 1728.1174; 2.3: 52.6707; 2.4: -1449.702; 2.5: -44.1849
| 2 | 58.1 | 1: 45.9484; 1.1: 279.4183; 1.2: 0.37471; 1.3: 313.74; 1.4: 8.509; 1.5: 279.4183; 1.6: 313.74; 1.7: 188.244; 1.8: 8.4594; 1.9: 1568.7; 2: 49.9586; 2.1: 94.7706; 2.2: 1731.0703; 2.3: 52.7153; 2.4: -1451.652; 2.5: -44.2063
| 2 | 58.15 | 1: 46.074; 1.1: 280.4235; 1.2: 0.37605; 1.3: 314.01; 1.4: 8.5322; 1.5: 280.4235; 1.6: 314.01; 1.7: 188.406; 1.8: 8.4594; 1.9: 1570.05; 2: 50.0016; 2.1: 94.772; 2.2: 1734.0257; 2.3: 52.7599; 2.4: -1453.6022; 2.5: -44.2276
| 2 | 58.2 | 1: 46.1999; 1.1: 281.431; 1.2: 0.37741; 1.3: 314.28; 1.4: 8.5555; 1.5: 281.431; 1.6: 314.28; 1.7: 188.568; 1.8: 8.4594; 1.9: 1571.4; 2: 50.0446; 2.1: 94.7734; 2.2: 1736.9836; 2.3: 52.8045; 2.4: -1455.5525; 2.5: -44.2489
| 2 | 58.25 | 1: 46.3258; 1.1: 282.441; 1.2: 0.37876; 1.3: 314.55; 1.4: 8.5789; 1.5: 282.441; 1.6: 314.55; 1.7: 188.73; 1.8: 8.4594; 1.9: 1572.75; 2: 50.0876; 2.1: 94.7748; 2.2: 1739.944; 2.3: 52.849; 2.4: -1457.503; 2.5: -44.2702
| 2 | 58.3 | 1: 46.452; 1.1: 283.4532; 1.2: 0.38012; 1.3: 314.82; 1.4: 8.6022; 1.5: 283.4532; 1.6: 314.82; 1.7: 188.892; 1.8: 8.4594; 1.9: 1574.1; 2: 50.1306; 2.1: 94.7762; 2.2: 1742.9069; 2.3: 52.8936; 2.4: -1459.4536; 2.5: -44.2914
| 2 | 58.35 | 1: 46.5783; 1.1: 284.4679; 1.2: 0.38148; 1.3: 315.09; 1.4: 8.6256; 1.5: 284.4679; 1.6: 315.09; 1.7: 189.054; 1.8: 8.4594; 1.9: 1575.45; 2: 50.1736; 2.1: 94.7776; 2.2: 1745.8723; 2.3: 52.9382; 2.4: -1461.4044; 2.5: -44.3126
| 2 | 58.4 | 1: 46.7048; 1.1: 285.4849; 1.2: 0.38284; 1.3: 315.36; 1.4: 8.649; 1.5: 285.4849; 1.6: 315.36; 1.7: 189.216; 1.8: 8.4594; 1.9: 1576.8; 2: 50.2166; 2.1: 94.7789; 2.2: 1748.8403; 2.3: 52.9828; 2.4: -1463.3553; 2.5: -44.3338
| 2 | 58.45 | 1: 46.8315; 1.1: 286.5044; 1.2: 0.38421; 1.3: 315.63; 1.4: 8.6725; 1.5: 286.5044; 1.6: 315.63; 1.7: 189.378; 1.8: 8.4594; 1.9: 1578.15; 2: 50.2596; 2.1: 94.7803; 2.2: 1751.8108; 2.3: 53.0274; 2.4: -1465.3064; 2.5: -44.3549
| 2 | 58.5 | 1: 46.9584; 1.1: 287.5261; 1.2: 0.38558; 1.3: 315.9; 1.4: 8.696; 1.5: 287.5261; 1.6: 315.9; 1.7: 189.54; 1.8: 8.4594; 1.9: 1579.5; 2: 50.3025; 2.1: 94.7817; 2.2: 1754.7838; 2.3: 53.072; 2.4: -1467.2576; 2.5: -44.376
| 2 | 58.55 | 1: 47.0854; 1.1: 288.5503; 1.2: 0.38695; 1.3: 316.17; 1.4: 8.7195; 1.5: 288.5503; 1.6: 316.17; 1.7: 189.702; 1.8: 8.4594; 1.9: 1580.85; 2: 50.3455; 2.1: 94.783; 2.2: 1757.7593; 2.3: 53.1166; 2.4: -1469.209; 2.5: -44.3971
| 2 | 58.6 | 1: 47.2126; 1.1: 289.5768; 1.2: 0.38833; 1.3: 316.44; 1.4: 8.7431; 1.5: 289.5768; 1.6: 316.44; 1.7: 189.864; 1.8: 8.4594; 1.9: 1582.2; 2: 50.3885; 2.1: 94.7844; 2.2: 1760.7373; 2.3: 53.1612; 2.4: -1471.1605; 2.5: -44.4181
| 2 | 58.65 | 1: 47.34; 1.1: 290.6058; 1.2: 0.38971; 1.3: 316.71; 1.4: 8.7667; 1.5: 290.6058; 1.6: 316.71; 1.7: 190.026; 1.8: 8.4594; 1.9: 1583.55; 2: 50.4315; 2.1: 94.7858; 2.2: 1763.7178; 2.3: 53.2058; 2.4: -1473.1121; 2.5: -44.4391
| 2 | 58.7 | 1: 47.4675; 1.1: 291.6371; 1.2: 0.39109; 1.3: 316.98; 1.4: 8.7903; 1.5: 291.6371; 1.6: 316.98; 1.7: 190.188; 1.8: 8.4594; 1.9: 1584.9; 2: 50.4745; 2.1: 94.7871; 2.2: 1766.7009; 2.3: 53.2504; 2.4: -1475.0638; 2.5: -44.4601
| 2 | 58.75 | 1: 47.5952; 1.1: 292.6708; 1.2: 0.39248; 1.3: 317.25; 1.4: 8.8139; 1.5: 292.6708; 1.6: 317.25; 1.7: 190.35; 1.8: 8.4594; 1.9: 1586.25; 2: 50.5175; 2.1: 94.7885; 2.2: 1769.6865; 2.3: 53.295; 2.4: -1477.0157; 2.5: -44.4811
| 2 | 58.8 | 1: 47.7231; 1.1: 293.7069; 1.2: 0.39387; 1.3: 317.52; 1.4: 8.8376; 1.5: 293.7069; 1.6: 317.52; 1.7: 190.512; 1.8: 8.4594; 1.9: 1587.6; 2: 50.5605; 2.1: 94.7899; 2.2: 1772.6746; 2.3: 53.3396; 2.4: -1478.9677; 2.5: -44.502
| 2 | 58.85 | 1: 47.8511; 1.1: 294.7454; 1.2: 0.39526; 1.3: 317.79; 1.4: 8.8613; 1.5: 294.7454; 1.6: 317.79; 1.7: 190.674; 1.8: 8.4594; 1.9: 1588.95; 2: 50.6035; 2.1: 94.7912; 2.2: 1775.6652; 2.3: 53.3842; 2.4: -1480.9198; 2.5: -44.5228
| 2 | 58.9 | 1: 47.9793; 1.1: 295.7863; 1.2: 0.39666; 1.3: 318.06; 1.4: 8.8851; 1.5: 295.7863; 1.6: 318.06; 1.7: 190.836; 1.8: 8.4594; 1.9: 1590.3; 2: 50.6465; 2.1: 94.7926; 2.2: 1778.6583; 2.3: 53.4288; 2.4: -1482.872; 2.5: -44.5437
| 2 | 58.95 | 1: 48.1077; 1.1: 296.8296; 1.2: 0.39806; 1.3: 318.33; 1.4: 8.9088; 1.5: 296.8296; 1.6: 318.33; 1.7: 190.998; 1.8: 8.4594; 1.9: 1591.65; 2: 50.6895; 2.1: 94.7939; 2.2: 1781.654; 2.3: 53.4734; 2.4: -1484.8244; 2.5: -44.5645
| 2 | 59 | 1: 48.2363; 1.1: 297.8753; 1.2: 0.39946; 1.3: 318.6; 1.4: 8.9326; 1.5: 297.8753; 1.6: 318.6; 1.7: 191.16; 1.8: 8.4594; 1.9: 1593; 2: 50.7325; 2.1: 94.7953; 2.2: 1784.6521; 2.3: 53.5179; 2.4: -1486.7768; 2.5: -44.5853
| 2 | 59.05 | 1: 48.365; 1.1: 298.9234; 1.2: 0.40086; 1.3: 318.87; 1.4: 8.9565; 1.5: 298.9234; 1.6: 318.87; 1.7: 191.322; 1.8: 8.4594; 1.9: 1594.35; 2: 50.7755; 2.1: 94.7966; 2.2: 1787.6528; 2.3: 53.5625; 2.4: -1488.7294; 2.5: -44.606
| 2 | 59.1 | 1: 48.494; 1.1: 299.9739; 1.2: 0.40227; 1.3: 319.14; 1.4: 8.9804; 1.5: 299.9739; 1.6: 319.14; 1.7: 191.484; 1.8: 8.4594; 1.9: 1595.7; 2: 50.8185; 2.1: 94.798; 2.2: 1790.656; 2.3: 53.6071; 2.4: -1490.6821; 2.5: -44.6268
| 2 | 59.15 | 1: 48.623; 1.1: 301.0268; 1.2: 0.40368; 1.3: 319.41; 1.4: 9.0043; 1.5: 301.0268; 1.6: 319.41; 1.7: 191.646; 1.8: 8.4594; 1.9: 1597.05; 2: 50.8615; 2.1: 94.7993; 2.2: 1793.6617; 2.3: 53.6517; 2.4: -1492.6349; 2.5: -44.6475
| 2 | 59.2 | 1: 48.7523; 1.1: 302.0822; 1.2: 0.4051; 1.3: 319.68; 1.4: 9.0282; 1.5: 302.0822; 1.6: 319.68; 1.7: 191.808; 1.8: 8.4594; 1.9: 1598.4; 2: 50.9045; 2.1: 94.8007; 2.2: 1796.67; 2.3: 53.6963; 2.4: -1494.5878; 2.5: -44.6681
| 2 | 59.25 | 1: 48.8817; 1.1: 303.1399; 1.2: 0.40652; 1.3: 319.95; 1.4: 9.0522; 1.5: 303.1399; 1.6: 319.95; 1.7: 191.97; 1.8: 8.4594; 1.9: 1599.75; 2: 50.9475; 2.1: 94.802; 2.2: 1799.6807; 2.3: 53.7409; 2.4: -1496.5408; 2.5: -44.6887
| 2 | 59.3 | 1: 49.0113; 1.1: 304.2001; 1.2: 0.40794; 1.3: 320.22; 1.4: 9.0762; 1.5: 304.2001; 1.6: 320.22; 1.7: 192.132; 1.8: 8.4594; 1.9: 1601.1; 2: 50.9904; 2.1: 94.8033; 2.2: 1802.694; 2.3: 53.7855; 2.4: -1498.4939; 2.5: -44.7093
| 2 | 59.35 | 1: 49.1411; 1.1: 305.2627; 1.2: 0.40936; 1.3: 320.49; 1.4: 9.1002; 1.5: 305.2627; 1.6: 320.49; 1.7: 192.294; 1.8: 8.4594; 1.9: 1602.45; 2: 51.0334; 2.1: 94.8047; 2.2: 1805.7098; 2.3: 53.8301; 2.4: -1500.4471; 2.5: -44.7299
| 2 | 59.4 | 1: 49.271; 1.1: 306.3277; 1.2: 0.41079; 1.3: 320.76; 1.4: 9.1243; 1.5: 306.3277; 1.6: 320.76; 1.7: 192.456; 1.8: 8.4594; 1.9: 1603.8; 2: 51.0764; 2.1: 94.806; 2.2: 1808.7281; 2.3: 53.8747; 2.4: -1502.4004; 2.5: -44.7504
| 2 | 59.45 | 1: 49.4011; 1.1: 307.3952; 1.2: 0.41222; 1.3: 321.03; 1.4: 9.1484; 1.5: 307.3952; 1.6: 321.03; 1.7: 192.618; 1.8: 8.4594; 1.9: 1605.15; 2: 51.1194; 2.1: 94.8073; 2.2: 1811.7489; 2.3: 53.9193; 2.4: -1504.3538; 2.5: -44.7709
| 2 | 59.5 | 1: 49.5314; 1.1: 308.465; 1.2: 0.41366; 1.3: 321.3; 1.4: 9.1725; 1.5: 308.465; 1.6: 321.3; 1.7: 192.78; 1.8: 8.4594; 1.9: 1606.5; 2: 51.1624; 2.1: 94.8087; 2.2: 1814.7723; 2.3: 53.9639; 2.4: -1506.3072; 2.5: -44.7914
| 2 | 59.55 | 1: 49.6619; 1.1: 309.5374; 1.2: 0.4151; 1.3: 321.57; 1.4: 9.1966; 1.5: 309.5374; 1.6: 321.57; 1.7: 192.942; 1.8: 8.4594; 1.9: 1607.85; 2: 51.2054; 2.1: 94.81; 2.2: 1817.7982; 2.3: 54.0085; 2.4: -1508.2608; 2.5: -44.8118
| 2 | 59.6 | 1: 49.7925; 1.1: 310.6121; 1.2: 0.41654; 1.3: 321.84; 1.4: 9.2208; 1.5: 310.6121; 1.6: 321.84; 1.7: 193.104; 1.8: 8.4594; 1.9: 1609.2; 2: 51.2484; 2.1: 94.8113; 2.2: 1820.8266; 2.3: 54.053; 2.4: -1510.2144; 2.5: -44.8322
| 2 | 59.65 | 1: 49.9233; 1.1: 311.6893; 1.2: 0.41798; 1.3: 322.11; 1.4: 9.2451; 1.5: 311.6893; 1.6: 322.11; 1.7: 193.266; 1.8: 8.4594; 1.9: 1610.55; 2: 51.2914; 2.1: 94.8126; 2.2: 1823.8575; 2.3: 54.0976; 2.4: -1512.1682; 2.5: -44.8526
| 2 | 59.7 | 1: 50.0542; 1.1: 312.7689; 1.2: 0.41943; 1.3: 322.38; 1.4: 9.2693; 1.5: 312.7689; 1.6: 322.38; 1.7: 193.428; 1.8: 8.4594; 1.9: 1611.9; 2: 51.3344; 2.1: 94.814; 2.2: 1826.8909; 2.3: 54.1422; 2.4: -1514.122; 2.5: -44.8729
| 2 | 59.75 | 1: 50.1854; 1.1: 313.851; 1.2: 0.42088; 1.3: 322.65; 1.4: 9.2936; 1.5: 313.851; 1.6: 322.65; 1.7: 193.59; 1.8: 8.4594; 1.9: 1613.25; 2: 51.3774; 2.1: 94.8153; 2.2: 1829.9268; 2.3: 54.1868; 2.4: -1516.0758; 2.5: -44.8932
| 2 | 59.8 | 1: 50.3167; 1.1: 314.9355; 1.2: 0.42234; 1.3: 322.92; 1.4: 9.3179; 1.5: 314.9355; 1.6: 322.92; 1.7: 193.752; 1.8: 8.4594; 1.9: 1614.6; 2: 51.4204; 2.1: 94.8166; 2.2: 1832.9653; 2.3: 54.2314; 2.4: -1518.0298; 2.5: -44.9135
| 2 | 59.85 | 1: 50.4482; 1.1: 316.0225; 1.2: 0.42379; 1.3: 323.19; 1.4: 9.3423; 1.5: 316.0225; 1.6: 323.19; 1.7: 193.914; 1.8: 8.4594; 1.9: 1615.95; 2: 51.4634; 2.1: 94.8179; 2.2: 1836.0063; 2.3: 54.276; 2.4: -1519.9838; 2.5: -44.9337
| 2 | 59.9 | 1: 50.5798; 1.1: 317.1119; 1.2: 0.42525; 1.3: 323.46; 1.4: 9.3666; 1.5: 317.1119; 1.6: 323.46; 1.7: 194.076; 1.8: 8.4594; 1.9: 1617.3; 2: 51.5064; 2.1: 94.8192; 2.2: 1839.0498; 2.3: 54.3206; 2.4: -1521.9379; 2.5: -44.954
| 2 | 59.95 | 1: 50.7117; 1.1: 318.2038; 1.2: 0.42672; 1.3: 323.73; 1.4: 9.391; 1.5: 318.2038; 1.6: 323.73; 1.7: 194.238; 1.8: 8.4594; 1.9: 1618.65; 2: 51.5494; 2.1: 94.8205; 2.2: 1842.0958; 2.3: 54.3652; 2.4: -1523.892; 2.5: -44.9741
| 2 | 60 | 1: 50.8436; 1.1: 319.2981; 1.2: 0.42819; 1.3: 324; 1.4: 9.4155; 1.5: 319.2981; 1.6: 324; 1.7: 194.4; 1.8: 8.4594; 1.9: 1620; 2: 51.5924; 2.1: 94.8218; 2.2: 1845.1444; 2.3: 54.4098; 2.4: -1525.8462; 2.5: -44.9943
| 2 | 60.05 | 1: 50.9758; 1.1: 320.3949; 1.2: 0.42966; 1.3: 324.27; 1.4: 9.44; 1.5: 320.3949; 1.6: 324.27; 1.7: 194.562; 1.8: 8.4594; 1.9: 1621.35; 2: 51.6354; 2.1: 94.8232; 2.2: 1848.1954; 2.3: 54.4544; 2.4: -1527.8005; 2.5: -45.0144
| 2 | 60.1 | 1: 51.1082; 1.1: 321.4942; 1.2: 0.43113; 1.3: 324.54; 1.4: 9.4645; 1.5: 321.4942; 1.6: 324.54; 1.7: 194.724; 1.8: 8.4594; 1.9: 1622.7; 2: 51.6783; 2.1: 94.8245; 2.2: 1851.249; 2.3: 54.499; 2.4: -1529.7548; 2.5: -45.0345
| 2 | 60.15 | 1: 51.2407; 1.1: 322.5959; 1.2: 0.43261; 1.3: 324.81; 1.4: 9.489; 1.5: 322.5959; 1.6: 324.81; 1.7: 194.886; 1.8: 8.4594; 1.9: 1624.05; 2: 51.7213; 2.1: 94.8258; 2.2: 1854.3051; 2.3: 54.5436; 2.4: -1531.7092; 2.5: -45.0545
| 2 | 60.2 | 1: 51.3734; 1.1: 323.7001; 1.2: 0.43409; 1.3: 325.08; 1.4: 9.5136; 1.5: 323.7001; 1.6: 325.08; 1.7: 195.048; 1.8: 8.4594; 1.9: 1625.4; 2: 51.7643; 2.1: 94.8271; 2.2: 1857.3638; 2.3: 54.5881; 2.4: -1533.6637; 2.5: -45.0746
| 2 | 60.25 | 1: 51.5062; 1.1: 324.8067; 1.2: 0.43557; 1.3: 325.35; 1.4: 9.5382; 1.5: 324.8067; 1.6: 325.35; 1.7: 195.21; 1.8: 8.4594; 1.9: 1626.75; 2: 51.8073; 2.1: 94.8284; 2.2: 1860.4249; 2.3: 54.6327; 2.4: -1535.6182; 2.5: -45.0945
| 2 | 60.3 | 1: 51.6392; 1.1: 325.9159; 1.2: 0.43706; 1.3: 325.62; 1.4: 9.5628; 1.5: 325.9159; 1.6: 325.62; 1.7: 195.372; 1.8: 8.4594; 1.9: 1628.1; 2: 51.8503; 2.1: 94.8297; 2.2: 1863.4886; 2.3: 54.6773; 2.4: -1537.5727; 2.5: -45.1145
| 2 | 60.35 | 1: 51.7724; 1.1: 327.0275; 1.2: 0.43855; 1.3: 325.89; 1.4: 9.5875; 1.5: 327.0275; 1.6: 325.89; 1.7: 195.534; 1.8: 8.4594; 1.9: 1629.45; 2: 51.8933; 2.1: 94.8309; 2.2: 1866.5548; 2.3: 54.7219; 2.4: -1539.5273; 2.5: -45.1344
| 2 | 60.4 | 1: 51.9058; 1.1: 328.1416; 1.2: 0.44005; 1.3: 326.16; 1.4: 9.6122; 1.5: 328.1416; 1.6: 326.16; 1.7: 195.696; 1.8: 8.4594; 1.9: 1630.8; 2: 51.9363; 2.1: 94.8322; 2.2: 1869.6235; 2.3: 54.7665; 2.4: -1541.4819; 2.5: -45.1543
| 2 | 60.45 | 1: 52.0393; 1.1: 329.2581; 1.2: 0.44154; 1.3: 326.43; 1.4: 9.6369; 1.5: 329.2581; 1.6: 326.43; 1.7: 195.858; 1.8: 8.4594; 1.9: 1632.15; 2: 51.9793; 2.1: 94.8335; 2.2: 1872.6947; 2.3: 54.8111; 2.4: -1543.4366; 2.5: -45.1742
| 2 | 60.5 | 1: 52.1731; 1.1: 330.3772; 1.2: 0.44304; 1.3: 326.7; 1.4: 9.6617; 1.5: 330.3772; 1.6: 326.7; 1.7: 196.02; 1.8: 8.4594; 1.9: 1633.5; 2: 52.0223; 2.1: 94.8348; 2.2: 1875.7685; 2.3: 54.8557; 2.4: -1545.3913; 2.5: -45.194
| 2 | 60.55 | 1: 52.3069; 1.1: 331.4987; 1.2: 0.44455; 1.3: 326.97; 1.4: 9.6865; 1.5: 331.4987; 1.6: 326.97; 1.7: 196.182; 1.8: 8.4594; 1.9: 1634.85; 2: 52.0653; 2.1: 94.8361; 2.2: 1878.8447; 2.3: 54.9003; 2.4: -1547.346; 2.5: -45.2138
| 2 | 60.6 | 1: 52.441; 1.1: 332.6228; 1.2: 0.44605; 1.3: 327.24; 1.4: 9.7113; 1.5: 332.6228; 1.6: 327.24; 1.7: 196.344; 1.8: 8.4594; 1.9: 1636.2; 2: 52.1083; 2.1: 94.8374; 2.2: 1881.9235; 2.3: 54.9449; 2.4: -1549.3008; 2.5: -45.2336
| 2 | 60.65 | 1: 52.5752; 1.1: 333.7493; 1.2: 0.44757; 1.3: 327.51; 1.4: 9.7362; 1.5: 333.7493; 1.6: 327.51; 1.7: 196.506; 1.8: 8.4594; 1.9: 1637.55; 2: 52.1513; 2.1: 94.8387; 2.2: 1885.0049; 2.3: 54.9895; 2.4: -1551.2556; 2.5: -45.2533
| 2 | 60.7 | 1: 52.7096; 1.1: 334.8783; 1.2: 0.44908; 1.3: 327.78; 1.4: 9.761; 1.5: 334.8783; 1.6: 327.78; 1.7: 196.668; 1.8: 8.4594; 1.9: 1638.9; 2: 52.1943; 2.1: 94.8399; 2.2: 1888.0887; 2.3: 55.0341; 2.4: -1553.2104; 2.5: -45.273
| 2 | 60.75 | 1: 52.8442; 1.1: 336.0098; 1.2: 0.4506; 1.3: 328.05; 1.4: 9.786; 1.5: 336.0098; 1.6: 328.05; 1.7: 196.83; 1.8: 8.4594; 1.9: 1640.25; 2: 52.2373; 2.1: 94.8412; 2.2: 1891.1751; 2.3: 55.0787; 2.4: -1555.1653; 2.5: -45.2927
| 2 | 60.8 | 1: 52.9789; 1.1: 337.1438; 1.2: 0.45212; 1.3: 328.32; 1.4: 9.8109; 1.5: 337.1438; 1.6: 328.32; 1.7: 196.992; 1.8: 8.4594; 1.9: 1641.6; 2: 52.2803; 2.1: 94.8425; 2.2: 1894.264; 2.3: 55.1232; 2.4: -1557.1201; 2.5: -45.3123
| 2 | 60.85 | 1: 53.1139; 1.1: 338.2804; 1.2: 0.45364; 1.3: 328.59; 1.4: 9.8359; 1.5: 338.2804; 1.6: 328.59; 1.7: 197.154; 1.8: 8.4594; 1.9: 1642.95; 2: 52.3232; 2.1: 94.8438; 2.2: 1897.3554; 2.3: 55.1678; 2.4: -1559.075; 2.5: -45.3319
| 2 | 60.9 | 1: 53.2489; 1.1: 339.4194; 1.2: 0.45517; 1.3: 328.86; 1.4: 9.8609; 1.5: 339.4194; 1.6: 328.86; 1.7: 197.316; 1.8: 8.4594; 1.9: 1644.3; 2: 52.3662; 2.1: 94.845; 2.2: 1900.4493; 2.3: 55.2124; 2.4: -1561.03; 2.5: -45.3515
| 2 | 60.95 | 1: 53.3842; 1.1: 340.5609; 1.2: 0.4567; 1.3: 329.13; 1.4: 9.886; 1.5: 340.5609; 1.6: 329.13; 1.7: 197.478; 1.8: 8.4594; 1.9: 1645.65; 2: 52.4092; 2.1: 94.8463; 2.2: 1903.5458; 2.3: 55.257; 2.4: -1562.9849; 2.5: -45.3711
| 2 | 61 | 1: 53.5196; 1.1: 341.705; 1.2: 0.45823; 1.3: 329.4; 1.4: 9.911; 1.5: 341.705; 1.6: 329.4; 1.7: 197.64; 1.8: 8.4594; 1.9: 1647; 2: 52.4522; 2.1: 94.8476; 2.2: 1906.6448; 2.3: 55.3016; 2.4: -1564.9398; 2.5: -45.3906
| 2 | 61.05 | 1: 53.6552; 1.1: 342.8515; 1.2: 0.45977; 1.3: 329.67; 1.4: 9.9362; 1.5: 342.8515; 1.6: 329.67; 1.7: 197.802; 1.8: 8.4594; 1.9: 1648.35; 2: 52.4952; 2.1: 94.8488; 2.2: 1909.7463; 2.3: 55.3462; 2.4: -1566.8948; 2.5: -45.4101
| 2 | 61.1 | 1: 53.791; 1.1: 344.0006; 1.2: 0.46131; 1.3: 329.94; 1.4: 9.9613; 1.5: 344.0006; 1.6: 329.94; 1.7: 197.964; 1.8: 8.4594; 1.9: 1649.7; 2: 52.5382; 2.1: 94.8501; 2.2: 1912.8503; 2.3: 55.3908; 2.4: -1568.8497; 2.5: -45.4295
| 2 | 61.15 | 1: 53.9269; 1.1: 345.1522; 1.2: 0.46286; 1.3: 330.21; 1.4: 9.9865; 1.5: 345.1522; 1.6: 330.21; 1.7: 198.126; 1.8: 8.4594; 1.9: 1651.05; 2: 52.5812; 2.1: 94.8513; 2.2: 1915.9569; 2.3: 55.4354; 2.4: -1570.8047; 2.5: -45.4489
| 2 | 61.2 | 1: 54.0631; 1.1: 346.3063; 1.2: 0.4644; 1.3: 330.48; 1.4: 10.0117; 1.5: 346.3063; 1.6: 330.48; 1.7: 198.288; 1.8: 8.4594; 1.9: 1652.4; 2: 52.6242; 2.1: 94.8526; 2.2: 1919.0659; 2.3: 55.48; 2.4: -1572.7596; 2.5: -45.4683
| 2 | 61.25 | 1: 54.1993; 1.1: 347.4629; 1.2: 0.46596; 1.3: 330.75; 1.4: 10.0369; 1.5: 347.4629; 1.6: 330.75; 1.7: 198.45; 1.8: 8.4594; 1.9: 1653.75; 2: 52.6672; 2.1: 94.8538; 2.2: 1922.1776; 2.3: 55.5246; 2.4: -1574.7146; 2.5: -45.4877
| 2 | 61.3 | 1: 54.3358; 1.1: 348.6221; 1.2: 0.46751; 1.3: 331.02; 1.4: 10.0622; 1.5: 348.6221; 1.6: 331.02; 1.7: 198.612; 1.8: 8.4594; 1.9: 1655.1; 2: 52.7102; 2.1: 94.8551; 2.2: 1925.2917; 2.3: 55.5692; 2.4: -1576.6696; 2.5: -45.507
| 2 | 61.35 | 1: 54.4724; 1.1: 349.7838; 1.2: 0.46907; 1.3: 331.29; 1.4: 10.0875; 1.5: 349.7838; 1.6: 331.29; 1.7: 198.774; 1.8: 8.4594; 1.9: 1656.45; 2: 52.7532; 2.1: 94.8563; 2.2: 1928.4083; 2.3: 55.6138; 2.4: -1578.6245; 2.5: -45.5263
| 2 | 61.4 | 1: 54.6092; 1.1: 350.948; 1.2: 0.47063; 1.3: 331.56; 1.4: 10.1128; 1.5: 350.948; 1.6: 331.56; 1.7: 198.936; 1.8: 8.4594; 1.9: 1657.8; 2: 52.7962; 2.1: 94.8576; 2.2: 1931.5275; 2.3: 55.6584; 2.4: -1580.5795; 2.5: -45.5455
| 2 | 61.45 | 1: 54.7462; 1.1: 352.1148; 1.2: 0.47219; 1.3: 331.83; 1.4: 10.1382; 1.5: 352.1148; 1.6: 331.83; 1.7: 199.098; 1.8: 8.4594; 1.9: 1659.15; 2: 52.8392; 2.1: 94.8588; 2.2: 1934.6492; 2.3: 55.7029; 2.4: -1582.5344; 2.5: -45.5648
| 2 | 61.5 | 1: 54.8833; 1.1: 353.2841; 1.2: 0.47376; 1.3: 332.1; 1.4: 10.1636; 1.5: 353.2841; 1.6: 332.1; 1.7: 199.26; 1.8: 8.4594; 1.9: 1660.5; 2: 52.8822; 2.1: 94.8601; 2.2: 1937.7734; 2.3: 55.7475; 2.4: -1584.4893; 2.5: -45.584
| 2 | 61.55 | 1: 55.0207; 1.1: 354.456; 1.2: 0.47533; 1.3: 332.37; 1.4: 10.189; 1.5: 354.456; 1.6: 332.37; 1.7: 199.422; 1.8: 8.4594; 1.9: 1661.85; 2: 52.9252; 2.1: 94.8613; 2.2: 1940.9002; 2.3: 55.7921; 2.4: -1586.4442; 2.5: -45.6031
| 2 | 61.6 | 1: 55.1582; 1.1: 355.6303; 1.2: 0.47691; 1.3: 332.64; 1.4: 10.2145; 1.5: 355.6303; 1.6: 332.64; 1.7: 199.584; 1.8: 8.4594; 1.9: 1663.2; 2: 52.9682; 2.1: 94.8626; 2.2: 1944.0295; 2.3: 55.8367; 2.4: -1588.3991; 2.5: -45.6223
| 2 | 61.65 | 1: 55.2958; 1.1: 356.8073; 1.2: 0.47849; 1.3: 332.91; 1.4: 10.24; 1.5: 356.8073; 1.6: 332.91; 1.7: 199.746; 1.8: 8.4594; 1.9: 1664.55; 2: 53.0111; 2.1: 94.8638; 2.2: 1947.1613; 2.3: 55.8813; 2.4: -1590.354; 2.5: -45.6414
| 2 | 61.7 | 1: 55.4336; 1.1: 357.9868; 1.2: 0.48007; 1.3: 333.18; 1.4: 10.2655; 1.5: 357.9868; 1.6: 333.18; 1.7: 199.908; 1.8: 8.4594; 1.9: 1665.9; 2: 53.0541; 2.1: 94.865; 2.2: 1950.2956; 2.3: 55.9259; 2.4: -1592.3089; 2.5: -45.6604
| 2 | 61.75 | 1: 55.5716; 1.1: 359.1688; 1.2: 0.48165; 1.3: 333.45; 1.4: 10.291; 1.5: 359.1688; 1.6: 333.45; 1.7: 200.07; 1.8: 8.4594; 1.9: 1667.25; 2: 53.0971; 2.1: 94.8663; 2.2: 1953.4325; 2.3: 55.9705; 2.4: -1594.2637; 2.5: -45.6795
| 2 | 61.8 | 1: 55.7098; 1.1: 360.3534; 1.2: 0.48324; 1.3: 333.72; 1.4: 10.3166; 1.5: 360.3534; 1.6: 333.72; 1.7: 200.232; 1.8: 8.4594; 1.9: 1668.6; 2: 53.1401; 2.1: 94.8675; 2.2: 1956.5719; 2.3: 56.0151; 2.4: -1596.2185; 2.5: -45.6985
| 2 | 61.85 | 1: 55.8482; 1.1: 361.5405; 1.2: 0.48483; 1.3: 333.99; 1.4: 10.3423; 1.5: 361.5405; 1.6: 333.99; 1.7: 200.394; 1.8: 8.4594; 1.9: 1669.95; 2: 53.1831; 2.1: 94.8687; 2.2: 1959.7138; 2.3: 56.0597; 2.4: -1598.1732; 2.5: -45.7175
| 2 | 61.9 | 1: 55.9867; 1.1: 362.7302; 1.2: 0.48643; 1.3: 334.26; 1.4: 10.3679; 1.5: 362.7302; 1.6: 334.26; 1.7: 200.556; 1.8: 8.4594; 1.9: 1671.3; 2: 53.2261; 2.1: 94.8699; 2.2: 1962.8582; 2.3: 56.1043; 2.4: -1600.128; 2.5: -45.7364
| 2 | 61.95 | 1: 56.1254; 1.1: 363.9225; 1.2: 0.48803; 1.3: 334.53; 1.4: 10.3936; 1.5: 363.9225; 1.6: 334.53; 1.7: 200.718; 1.8: 8.4594; 1.9: 1672.65; 2: 53.2691; 2.1: 94.8712; 2.2: 1966.0052; 2.3: 56.1489; 2.4: -1602.0827; 2.5: -45.7553
| 2 | 62 | 1: 56.2642; 1.1: 365.1174; 1.2: 0.48963; 1.3: 334.8; 1.4: 10.4193; 1.5: 365.1174; 1.6: 334.8; 1.7: 200.88; 1.8: 8.4594; 1.9: 1674; 2: 53.3121; 2.1: 94.8724; 2.2: 1969.1547; 2.3: 56.1935; 2.4: -1604.0373; 2.5: -45.7742
| 2 | 62.05 | 1: 56.4033; 1.1: 366.3148; 1.2: 0.49124; 1.3: 335.07; 1.4: 10.445; 1.5: 366.3148; 1.6: 335.07; 1.7: 201.042; 1.8: 8.4594; 1.9: 1675.35; 2: 53.3551; 2.1: 94.8736; 2.2: 1972.3067; 2.3: 56.2381; 2.4: -1605.992; 2.5: -45.793
| 2 | 62.1 | 1: 56.5425; 1.1: 367.5147; 1.2: 0.49285; 1.3: 335.34; 1.4: 10.4708; 1.5: 367.5147; 1.6: 335.34; 1.7: 201.204; 1.8: 8.4594; 1.9: 1676.7; 2: 53.3981; 2.1: 94.8748; 2.2: 1975.4613; 2.3: 56.2827; 2.4: -1607.9465; 2.5: -45.8119
| 2 | 62.15 | 1: 56.6818; 1.1: 368.7173; 1.2: 0.49446; 1.3: 335.61; 1.4: 10.4966; 1.5: 368.7173; 1.6: 335.61; 1.7: 201.366; 1.8: 8.4594; 1.9: 1678.05; 2: 53.4411; 2.1: 94.876; 2.2: 1978.6183; 2.3: 56.3273; 2.4: -1609.9011; 2.5: -45.8306
| 2 | 62.2 | 1: 56.8214; 1.1: 369.9224; 1.2: 0.49607; 1.3: 335.88; 1.4: 10.5225; 1.5: 369.9224; 1.6: 335.88; 1.7: 201.528; 1.8: 8.4594; 1.9: 1679.4; 2: 53.4841; 2.1: 94.8772; 2.2: 1981.7779; 2.3: 56.3719; 2.4: -1611.8556; 2.5: -45.8494
| 2 | 62.25 | 1: 56.9611; 1.1: 371.1301; 1.2: 0.49769; 1.3: 336.15; 1.4: 10.5484; 1.5: 371.1301; 1.6: 336.15; 1.7: 201.69; 1.8: 8.4594; 1.9: 1680.75; 2: 53.5271; 2.1: 94.8784; 2.2: 1984.9401; 2.3: 56.4165; 2.4: -1613.81; 2.5: -45.8681
| 2 | 62.3 | 1: 57.101; 1.1: 372.3404; 1.2: 0.49932; 1.3: 336.42; 1.4: 10.5743; 1.5: 372.3404; 1.6: 336.42; 1.7: 201.852; 1.8: 8.4594; 1.9: 1682.1; 2: 53.5701; 2.1: 94.8797; 2.2: 1988.1047; 2.3: 56.4611; 2.4: -1615.7644; 2.5: -45.8868
| 2 | 62.35 | 1: 57.2411; 1.1: 373.5532; 1.2: 0.50094; 1.3: 336.69; 1.4: 10.6002; 1.5: 373.5532; 1.6: 336.69; 1.7: 202.014; 1.8: 8.4594; 1.9: 1683.45; 2: 53.6131; 2.1: 94.8809; 2.2: 1991.2719; 2.3: 56.5057; 2.4: -1617.7187; 2.5: -45.9055
| 2 | 62.4 | 1: 57.3813; 1.1: 374.7687; 1.2: 0.50257; 1.3: 336.96; 1.4: 10.6262; 1.5: 374.7687; 1.6: 336.96; 1.7: 202.176; 1.8: 8.4594; 1.9: 1684.8; 2: 53.6561; 2.1: 94.8821; 2.2: 1994.4417; 2.3: 56.5503; 2.4: -1619.673; 2.5: -45.9241
| 2 | 62.45 | 1: 57.5217; 1.1: 375.9867; 1.2: 0.50421; 1.3: 337.23; 1.4: 10.6522; 1.5: 375.9867; 1.6: 337.23; 1.7: 202.338; 1.8: 8.4594; 1.9: 1686.15; 2: 53.699; 2.1: 94.8833; 2.2: 1997.6139; 2.3: 56.5949; 2.4: -1621.6272; 2.5: -45.9427
| 2 | 62.5 | 1: 57.6623; 1.1: 377.2074; 1.2: 0.50584; 1.3: 337.5; 1.4: 10.6782; 1.5: 377.2074; 1.6: 337.5; 1.7: 202.5; 1.8: 8.4594; 1.9: 1687.5; 2: 53.742; 2.1: 94.8845; 2.2: 2000.7887; 2.3: 56.6395; 2.4: -1623.5813; 2.5: -45.9613
| 2 | 62.55 | 1: 57.803; 1.1: 378.4306; 1.2: 0.50748; 1.3: 337.77; 1.4: 10.7043; 1.5: 378.4306; 1.6: 337.77; 1.7: 202.662; 1.8: 8.4594; 1.9: 1688.85; 2: 53.785; 2.1: 94.8857; 2.2: 2003.966; 2.3: 56.6841; 2.4: -1625.5354; 2.5: -45.9798
| 2 | 62.6 | 1: 57.9439; 1.1: 379.6564; 1.2: 0.50913; 1.3: 338.04; 1.4: 10.7304; 1.5: 379.6564; 1.6: 338.04; 1.7: 202.824; 1.8: 8.4594; 1.9: 1690.2; 2: 53.828; 2.1: 94.8868; 2.2: 2007.1459; 2.3: 56.7286; 2.4: -1627.4894; 2.5: -45.9983
| 2 | 62.65 | 1: 58.085; 1.1: 380.8848; 1.2: 0.51077; 1.3: 338.31; 1.4: 10.7565; 1.5: 380.8848; 1.6: 338.31; 1.7: 202.986; 1.8: 8.4594; 1.9: 1691.55; 2: 53.871; 2.1: 94.888; 2.2: 2010.3282; 2.3: 56.7732; 2.4: -1629.4434; 2.5: -46.0168
| 2 | 62.7 | 1: 58.2263; 1.1: 382.1159; 1.2: 0.51243; 1.3: 338.58; 1.4: 10.7826; 1.5: 382.1159; 1.6: 338.58; 1.7: 203.148; 1.8: 8.4594; 1.9: 1692.9; 2: 53.914; 2.1: 94.8892; 2.2: 2013.5131; 2.3: 56.8178; 2.4: -1631.3973; 2.5: -46.0352
| 2 | 62.75 | 1: 58.3677; 1.1: 383.3495; 1.2: 0.51408; 1.3: 338.85; 1.4: 10.8088; 1.5: 383.3495; 1.6: 338.85; 1.7: 203.31; 1.8: 8.4594; 1.9: 1694.25; 2: 53.957; 2.1: 94.8904; 2.2: 2016.7006; 2.3: 56.8624; 2.4: -1633.3511; 2.5: -46.0536
| 2 | 62.8 | 1: 58.5093; 1.1: 384.5858; 1.2: 0.51574; 1.3: 339.12; 1.4: 10.8351; 1.5: 384.5858; 1.6: 339.12; 1.7: 203.472; 1.8: 8.4594; 1.9: 1695.6; 2: 54; 2.1: 94.8916; 2.2: 2019.8905; 2.3: 56.907; 2.4: -1635.3048; 2.5: -46.072
| 2 | 62.85 | 1: 58.6511; 1.1: 385.8246; 1.2: 0.5174; 1.3: 339.39; 1.4: 10.8613; 1.5: 385.8246; 1.6: 339.39; 1.7: 203.634; 1.8: 8.4594; 1.9: 1696.95; 2: 54.043; 2.1: 94.8928; 2.2: 2023.083; 2.3: 56.9516; 2.4: -1637.2584; 2.5: -46.0903
| 2 | 62.9 | 1: 58.7931; 1.1: 387.0661; 1.2: 0.51906; 1.3: 339.66; 1.4: 10.8876; 1.5: 387.0661; 1.6: 339.66; 1.7: 203.796; 1.8: 8.4594; 1.9: 1698.3; 2: 54.086; 2.1: 94.8939; 2.2: 2026.278; 2.3: 56.9962; 2.4: -1639.212; 2.5: -46.1086
| 2 | 62.95 | 1: 58.9352; 1.1: 388.3102; 1.2: 0.52073; 1.3: 339.93; 1.4: 10.9139; 1.5: 388.3102; 1.6: 339.93; 1.7: 203.958; 1.8: 8.4594; 1.9: 1699.65; 2: 54.129; 2.1: 94.8951; 2.2: 2029.4756; 2.3: 57.0408; 2.4: -1641.1655; 2.5: -46.1269
| 2 | 63 | 1: 59.0775; 1.1: 389.5569; 1.2: 0.5224; 1.3: 340.2; 1.4: 10.9403; 1.5: 389.5569; 1.6: 340.2; 1.7: 204.12; 1.8: 8.4594; 1.9: 1701; 2: 54.172; 2.1: 94.8963; 2.2: 2032.6757; 2.3: 57.0854; 2.4: -1643.1188; 2.5: -46.1452
| 2 | 63.05 | 1: 59.2199; 1.1: 390.8062; 1.2: 0.52408; 1.3: 340.47; 1.4: 10.9667; 1.5: 390.8062; 1.6: 340.47; 1.7: 204.282; 1.8: 8.4594; 1.9: 1702.35; 2: 54.215; 2.1: 94.8975; 2.2: 2035.8783; 2.3: 57.13; 2.4: -1645.0721; 2.5: -46.1634
| 2 | 63.1 | 1: 59.3626; 1.1: 392.0581; 1.2: 0.52576; 1.3: 340.74; 1.4: 10.9931; 1.5: 392.0581; 1.6: 340.74; 1.7: 204.444; 1.8: 8.4594; 1.9: 1703.7; 2: 54.258; 2.1: 94.8986; 2.2: 2039.0835; 2.3: 57.1746; 2.4: -1647.0254; 2.5: -46.1816
| 2 | 63.15 | 1: 59.5054; 1.1: 393.3127; 1.2: 0.52744; 1.3: 341.01; 1.4: 11.0195; 1.5: 393.3127; 1.6: 341.01; 1.7: 204.606; 1.8: 8.4594; 1.9: 1705.05; 2: 54.301; 2.1: 94.8998; 2.2: 2042.2912; 2.3: 57.2192; 2.4: -1648.9785; 2.5: -46.1997
| 2 | 63.2 | 1: 59.6484; 1.1: 394.5699; 1.2: 0.52913; 1.3: 341.28; 1.4: 11.046; 1.5: 394.5699; 1.6: 341.28; 1.7: 204.768; 1.8: 8.4594; 1.9: 1706.4; 2: 54.3439; 2.1: 94.901; 2.2: 2045.5014; 2.3: 57.2639; 2.4: -1650.9315; 2.5: -46.2179
| 2 | 63.25 | 1: 59.7915; 1.1: 395.8297; 1.2: 0.53082; 1.3: 341.55; 1.4: 11.0725; 1.5: 395.8297; 1.6: 341.55; 1.7: 204.93; 1.8: 8.4594; 1.9: 1707.75; 2: 54.3869; 2.1: 94.9021; 2.2: 2048.7142; 2.3: 57.3085; 2.4: -1652.8844; 2.5: -46.236
| 2 | 63.3 | 1: 59.9348; 1.1: 397.0922; 1.2: 0.53251; 1.3: 341.82; 1.4: 11.099; 1.5: 397.0922; 1.6: 341.82; 1.7: 205.092; 1.8: 8.4594; 1.9: 1709.1; 2: 54.4299; 2.1: 94.9033; 2.2: 2051.9294; 2.3: 57.3531; 2.4: -1654.8372; 2.5: -46.254
| 2 | 63.35 | 1: 60.0783; 1.1: 398.3573; 1.2: 0.53421; 1.3: 342.09; 1.4: 11.1256; 1.5: 398.3573; 1.6: 342.09; 1.7: 205.254; 1.8: 8.4594; 1.9: 1710.45; 2: 54.4729; 2.1: 94.9044; 2.2: 2055.1473; 2.3: 57.3977; 2.4: -1656.7899; 2.5: -46.272
| 2 | 63.4 | 1: 60.222; 1.1: 399.6251; 1.2: 0.53591; 1.3: 342.36; 1.4: 11.1522; 1.5: 399.6251; 1.6: 342.36; 1.7: 205.416; 1.8: 8.4594; 1.9: 1711.8; 2: 54.5159; 2.1: 94.9056; 2.2: 2058.3676; 2.3: 57.4423; 2.4: -1658.7426; 2.5: -46.29
| 2 | 63.45 | 1: 60.3658; 1.1: 400.8955; 1.2: 0.53761; 1.3: 342.63; 1.4: 11.1789; 1.5: 400.8955; 1.6: 342.63; 1.7: 205.578; 1.8: 8.4594; 1.9: 1713.15; 2: 54.5589; 2.1: 94.9068; 2.2: 2061.5905; 2.3: 57.4869; 2.4: -1660.695; 2.5: -46.308
| 2 | 63.5 | 1: 60.5098; 1.1: 402.1685; 1.2: 0.53932; 1.3: 342.9; 1.4: 11.2055; 1.5: 402.1685; 1.6: 342.9; 1.7: 205.74; 1.8: 8.4594; 1.9: 1714.5; 2: 54.6019; 2.1: 94.9079; 2.2: 2064.8159; 2.3: 57.5315; 2.4: -1662.6474; 2.5: -46.3259
| 2 | 63.55 | 1: 60.654; 1.1: 403.4442; 1.2: 0.54103; 1.3: 343.17; 1.4: 11.2322; 1.5: 403.4442; 1.6: 343.17; 1.7: 205.902; 1.8: 8.4594; 1.9: 1715.85; 2: 54.6449; 2.1: 94.909; 2.2: 2068.0439; 2.3: 57.5761; 2.4: -1664.5997; 2.5: -46.3438
| 2 | 63.6 | 1: 60.7984; 1.1: 404.7225; 1.2: 0.54274; 1.3: 343.44; 1.4: 11.259; 1.5: 404.7225; 1.6: 343.44; 1.7: 206.064; 1.8: 8.4594; 1.9: 1717.2; 2: 54.6879; 2.1: 94.9102; 2.2: 2071.2744; 2.3: 57.6207; 2.4: -1666.5519; 2.5: -46.3617
| 2 | 63.65 | 1: 60.9429; 1.1: 406.0035; 1.2: 0.54446; 1.3: 343.71; 1.4: 11.2857; 1.5: 406.0035; 1.6: 343.71; 1.7: 206.226; 1.8: 8.4594; 1.9: 1718.55; 2: 54.7309; 2.1: 94.9113; 2.2: 2074.5074; 2.3: 57.6653; 2.4: -1668.5039; 2.5: -46.3796
| 2 | 63.7 | 1: 61.0876; 1.1: 407.2872; 1.2: 0.54618; 1.3: 343.98; 1.4: 11.3125; 1.5: 407.2872; 1.6: 343.98; 1.7: 206.388; 1.8: 8.4594; 1.9: 1719.9; 2: 54.7739; 2.1: 94.9125; 2.2: 2077.743; 2.3: 57.7099; 2.4: -1670.4558; 2.5: -46.3974
| 2 | 63.75 | 1: 61.2324; 1.1: 408.5735; 1.2: 0.54791; 1.3: 344.25; 1.4: 11.3393; 1.5: 408.5735; 1.6: 344.25; 1.7: 206.55; 1.8: 8.4594; 1.9: 1721.25; 2: 54.8169; 2.1: 94.9136; 2.2: 2080.9811; 2.3: 57.7545; 2.4: -1672.4076; 2.5: -46.4152
| 2 | 63.8 | 1: 61.3775; 1.1: 409.8625; 1.2: 0.54963; 1.3: 344.52; 1.4: 11.3662; 1.5: 409.8625; 1.6: 344.52; 1.7: 206.712; 1.8: 8.4594; 1.9: 1722.6; 2: 54.8599; 2.1: 94.9147; 2.2: 2084.2217; 2.3: 57.7991; 2.4: -1674.3593; 2.5: -46.4329
| 2 | 63.85 | 1: 61.5227; 1.1: 411.1541; 1.2: 0.55137; 1.3: 344.79; 1.4: 11.3931; 1.5: 411.1541; 1.6: 344.79; 1.7: 206.874; 1.8: 8.4594; 1.9: 1723.95; 2: 54.9029; 2.1: 94.9159; 2.2: 2087.4649; 2.3: 57.8437; 2.4: -1676.3108; 2.5: -46.4506
| 2 | 63.9 | 1: 61.6681; 1.1: 412.4484; 1.2: 0.5531; 1.3: 345.06; 1.4: 11.42; 1.5: 412.4484; 1.6: 345.06; 1.7: 207.036; 1.8: 8.4594; 1.9: 1725.3; 2: 54.9459; 2.1: 94.917; 2.2: 2090.7106; 2.3: 57.8883; 2.4: -1678.2622; 2.5: -46.4683
| 2 | 63.95 | 1: 61.8136; 1.1: 413.7454; 1.2: 0.55484; 1.3: 345.33; 1.4: 11.447; 1.5: 413.7454; 1.6: 345.33; 1.7: 207.198; 1.8: 8.4594; 1.9: 1726.65; 2: 54.9889; 2.1: 94.9181; 2.2: 2093.9589; 2.3: 57.9329; 2.4: -1680.2135; 2.5: -46.486
| 2 | 64 | 1: 61.9593; 1.1: 415.045; 1.2: 0.55658; 1.3: 345.6; 1.4: 11.474; 1.5: 415.045; 1.6: 345.6; 1.7: 207.36; 1.8: 8.4594; 1.9: 1728; 2: 55.0318; 2.1: 94.9193; 2.2: 2097.2097; 2.3: 57.9775; 2.4: -1682.1647; 2.5: -46.5036
| 2 | 64.05 | 1: 62.1052; 1.1: 416.3473; 1.2: 0.55833; 1.3: 345.87; 1.4: 11.501; 1.5: 416.3473; 1.6: 345.87; 1.7: 207.522; 1.8: 8.4594; 1.9: 1729.35; 2: 55.0748; 2.1: 94.9204; 2.2: 2100.463; 2.3: 58.0221; 2.4: -1684.1157; 2.5: -46.5212
| 2 | 64.1 | 1: 62.2513; 1.1: 417.6523; 1.2: 0.56008; 1.3: 346.14; 1.4: 11.528; 1.5: 417.6523; 1.6: 346.14; 1.7: 207.684; 1.8: 8.4594; 1.9: 1730.7; 2: 55.1178; 2.1: 94.9215; 2.2: 2103.7189; 2.3: 58.0668; 2.4: -1686.0665; 2.5: -46.5387
| 2 | 64.15 | 1: 62.3975; 1.1: 418.96; 1.2: 0.56183; 1.3: 346.41; 1.4: 11.5551; 1.5: 418.96; 1.6: 346.41; 1.7: 207.846; 1.8: 8.4594; 1.9: 1732.05; 2: 55.1608; 2.1: 94.9226; 2.2: 2106.9773; 2.3: 58.1114; 2.4: -1688.0172; 2.5: -46.5563
| 2 | 64.2 | 1: 62.544; 1.1: 420.2704; 1.2: 0.56359; 1.3: 346.68; 1.4: 11.5822; 1.5: 420.2704; 1.6: 346.68; 1.7: 208.008; 1.8: 8.4594; 1.9: 1733.4; 2: 55.2038; 2.1: 94.9237; 2.2: 2110.2382; 2.3: 58.156; 2.4: -1689.9678; 2.5: -46.5738
| 2 | 64.25 | 1: 62.6905; 1.1: 421.5834; 1.2: 0.56535; 1.3: 346.95; 1.4: 11.6094; 1.5: 421.5834; 1.6: 346.95; 1.7: 208.17; 1.8: 8.4594; 1.9: 1734.75; 2: 55.2468; 2.1: 94.9249; 2.2: 2113.5017; 2.3: 58.2006; 2.4: -1691.9183; 2.5: -46.5912
| 2 | 64.3 | 1: 62.8373; 1.1: 422.8992; 1.2: 0.56712; 1.3: 347.22; 1.4: 11.6365; 1.5: 422.8992; 1.6: 347.22; 1.7: 208.332; 1.8: 8.4594; 1.9: 1736.1; 2: 55.2898; 2.1: 94.926; 2.2: 2116.7677; 2.3: 58.2452; 2.4: -1693.8685; 2.5: -46.6087
| 2 | 64.35 | 1: 62.9842; 1.1: 424.2176; 1.2: 0.56889; 1.3: 347.49; 1.4: 11.6637; 1.5: 424.2176; 1.6: 347.49; 1.7: 208.494; 1.8: 8.4594; 1.9: 1737.45; 2: 55.3328; 2.1: 94.9271; 2.2: 2120.0363; 2.3: 58.2898; 2.4: -1695.8187; 2.5: -46.6261
| 2 | 64.4 | 1: 63.1313; 1.1: 425.5387; 1.2: 0.57066; 1.3: 347.76; 1.4: 11.691; 1.5: 425.5387; 1.6: 347.76; 1.7: 208.656; 1.8: 8.4594; 1.9: 1738.8; 2: 55.3758; 2.1: 94.9282; 2.2: 2123.3074; 2.3: 58.3344; 2.4: -1697.7686; 2.5: -46.6434
| 2 | 64.45 | 1: 63.2786; 1.1: 426.8626; 1.2: 0.57243; 1.3: 348.03; 1.4: 11.7183; 1.5: 426.8626; 1.6: 348.03; 1.7: 208.818; 1.8: 8.4594; 1.9: 1740.15; 2: 55.4188; 2.1: 94.9293; 2.2: 2126.581; 2.3: 58.379; 2.4: -1699.7184; 2.5: -46.6608
| 2 | 64.5 | 1: 63.426; 1.1: 428.1891; 1.2: 0.57421; 1.3: 348.3; 1.4: 11.7456; 1.5: 428.1891; 1.6: 348.3; 1.7: 208.98; 1.8: 8.4594; 1.9: 1741.5; 2: 55.4618; 2.1: 94.9304; 2.2: 2129.8572; 2.3: 58.4236; 2.4: -1701.6681; 2.5: -46.6781
| 2 | 64.55 | 1: 63.5736; 1.1: 429.5183; 1.2: 0.57599; 1.3: 348.57; 1.4: 11.7729; 1.5: 429.5183; 1.6: 348.57; 1.7: 209.142; 1.8: 8.4594; 1.9: 1742.85; 2: 55.5048; 2.1: 94.9315; 2.2: 2133.1359; 2.3: 58.4683; 2.4: -1703.6176; 2.5: -46.6954
| 2 | 64.6 | 1: 63.7214; 1.1: 430.8502; 1.2: 0.57778; 1.3: 348.84; 1.4: 11.8003; 1.5: 430.8502; 1.6: 348.84; 1.7: 209.304; 1.8: 8.4594; 1.9: 1744.2; 2: 55.5478; 2.1: 94.9326; 2.2: 2136.4172; 2.3: 58.5129; 2.4: -1705.5669; 2.5: -46.7126
| 2 | 64.65 | 1: 63.8694; 1.1: 432.1849; 1.2: 0.57957; 1.3: 349.11; 1.4: 11.8277; 1.5: 432.1849; 1.6: 349.11; 1.7: 209.466; 1.8: 8.4594; 1.9: 1745.55; 2: 55.5908; 2.1: 94.9337; 2.2: 2139.7009; 2.3: 58.5575; 2.4: -1707.5161; 2.5: -46.7298
| 2 | 64.7 | 1: 64.0175; 1.1: 433.5222; 1.2: 0.58136; 1.3: 349.38; 1.4: 11.8551; 1.5: 433.5222; 1.6: 349.38; 1.7: 209.628; 1.8: 8.4594; 1.9: 1746.9; 2: 55.6338; 2.1: 94.9348; 2.2: 2142.9873; 2.3: 58.6021; 2.4: -1709.4651; 2.5: -46.747
| 2 | 64.75 | 1: 64.1658; 1.1: 434.8623; 1.2: 0.58316; 1.3: 349.65; 1.4: 11.8826; 1.5: 434.8623; 1.6: 349.65; 1.7: 209.79; 1.8: 8.4594; 1.9: 1748.25; 2: 55.6768; 2.1: 94.9358; 2.2: 2146.2762; 2.3: 58.6467; 2.4: -1711.4139; 2.5: -46.7642
| 2 | 64.8 | 1: 64.3143; 1.1: 436.2051; 1.2: 0.58496; 1.3: 349.92; 1.4: 11.91; 1.5: 436.2051; 1.6: 349.92; 1.7: 209.952; 1.8: 8.4594; 1.9: 1749.6; 2: 55.7197; 2.1: 94.9369; 2.2: 2149.5676; 2.3: 58.6913; 2.4: -1713.3625; 2.5: -46.7813
| 2 | 64.85 | 1: 64.4629; 1.1: 437.5506; 1.2: 0.58676; 1.3: 350.19; 1.4: 11.9376; 1.5: 437.5506; 1.6: 350.19; 1.7: 210.114; 1.8: 8.4594; 1.9: 1750.95; 2: 55.7627; 2.1: 94.938; 2.2: 2152.8616; 2.3: 58.7359; 2.4: -1715.311; 2.5: -46.7984
| 2 | 64.9 | 1: 64.6117; 1.1: 438.8988; 1.2: 0.58857; 1.3: 350.46; 1.4: 11.9651; 1.5: 438.8988; 1.6: 350.46; 1.7: 210.276; 1.8: 8.4594; 1.9: 1752.3; 2: 55.8057; 2.1: 94.9391; 2.2: 2156.1581; 2.3: 58.7806; 2.4: -1717.2593; 2.5: -46.8154
| 2 | 64.95 | 1: 64.7607; 1.1: 440.2497; 1.2: 0.59038; 1.3: 350.73; 1.4: 11.9927; 1.5: 440.2497; 1.6: 350.73; 1.7: 210.438; 1.8: 8.4594; 1.9: 1753.65; 2: 55.8487; 2.1: 94.9402; 2.2: 2159.4571; 2.3: 58.8252; 2.4: -1719.2074; 2.5: -46.8325
| 2 | 65 | 1: 64.9099; 1.1: 441.6034; 1.2: 0.5922; 1.3: 351; 1.4: 12.0203; 1.5: 441.6034; 1.6: 351; 1.7: 210.6; 1.8: 8.4594; 1.9: 1755; 2: 55.8917; 2.1: 94.9412; 2.2: 2162.7587; 2.3: 58.8698; 2.4: -1721.1553; 2.5: -46.8495
| 2 | 65.05 | 1: 65.0592; 1.1: 442.9598; 1.2: 0.59402; 1.3: 351.27; 1.4: 12.048; 1.5: 442.9598; 1.6: 351.27; 1.7: 210.762; 1.8: 8.4594; 1.9: 1756.35; 2: 55.9347; 2.1: 94.9423; 2.2: 2166.0629; 2.3: 58.9144; 2.4: -1723.1031; 2.5: -46.8664
| 2 | 65.1 | 1: 65.2087; 1.1: 444.3189; 1.2: 0.59584; 1.3: 351.54; 1.4: 12.0757; 1.5: 444.3189; 1.6: 351.54; 1.7: 210.924; 1.8: 8.4594; 1.9: 1757.7; 2: 55.9777; 2.1: 94.9434; 2.2: 2169.3695; 2.3: 58.959; 2.4: -1725.0506; 2.5: -46.8834
| 2 | 65.15 | 1: 65.3584; 1.1: 445.6808; 1.2: 0.59767; 1.3: 351.81; 1.4: 12.1034; 1.5: 445.6808; 1.6: 351.81; 1.7: 211.086; 1.8: 8.4594; 1.9: 1759.05; 2: 56.0207; 2.1: 94.9445; 2.2: 2172.6788; 2.3: 59.0037; 2.4: -1726.998; 2.5: -46.9003
| 2 | 65.2 | 1: 65.5082; 1.1: 447.0454; 1.2: 0.5995; 1.3: 352.08; 1.4: 12.1311; 1.5: 447.0454; 1.6: 352.08; 1.7: 211.248; 1.8: 8.4594; 1.9: 1760.4; 2: 56.0637; 2.1: 94.9455; 2.2: 2175.9905; 2.3: 59.0483; 2.4: -1728.9451; 2.5: -46.9171
| 2 | 65.25 | 1: 65.6582; 1.1: 448.4127; 1.2: 0.60133; 1.3: 352.35; 1.4: 12.1589; 1.5: 448.4127; 1.6: 352.35; 1.7: 211.41; 1.8: 8.4594; 1.9: 1761.75; 2: 56.1067; 2.1: 94.9466; 2.2: 2179.3048; 2.3: 59.0929; 2.4: -1730.8921; 2.5: -46.934
| 2 | 65.3 | 1: 65.8084; 1.1: 449.7828; 1.2: 0.60317; 1.3: 352.62; 1.4: 12.1867; 1.5: 449.7828; 1.6: 352.62; 1.7: 211.572; 1.8: 8.4594; 1.9: 1763.1; 2: 56.1497; 2.1: 94.9476; 2.2: 2182.6217; 2.3: 59.1375; 2.4: -1732.8389; 2.5: -46.9508
| 2 | 65.35 | 1: 65.9588; 1.1: 451.1557; 1.2: 0.60501; 1.3: 352.89; 1.4: 12.2146; 1.5: 451.1557; 1.6: 352.89; 1.7: 211.734; 1.8: 8.4594; 1.9: 1764.45; 2: 56.1927; 2.1: 94.9487; 2.2: 2185.9411; 2.3: 59.1821; 2.4: -1734.7854; 2.5: -46.9676
| 2 | 65.4 | 1: 66.1093; 1.1: 452.5312; 1.2: 0.60685; 1.3: 353.16; 1.4: 12.2425; 1.5: 452.5312; 1.6: 353.16; 1.7: 211.896; 1.8: 8.4594; 1.9: 1765.8; 2: 56.2357; 2.1: 94.9497; 2.2: 2189.263; 2.3: 59.2268; 2.4: -1736.7318; 2.5: -46.9843
| 2 | 65.45 | 1: 66.26; 1.1: 453.9096; 1.2: 0.6087; 1.3: 353.43; 1.4: 12.2704; 1.5: 453.9096; 1.6: 353.43; 1.7: 212.058; 1.8: 8.4594; 1.9: 1767.15; 2: 56.2787; 2.1: 94.9508; 2.2: 2192.5875; 2.3: 59.2714; 2.4: -1738.678; 2.5: -47.001
| 2 | 65.5 | 1: 66.4108; 1.1: 455.2906; 1.2: 0.61055; 1.3: 353.7; 1.4: 12.2983; 1.5: 455.2906; 1.6: 353.7; 1.7: 212.22; 1.8: 8.4594; 1.9: 1768.5; 2: 56.3217; 2.1: 94.9518; 2.2: 2195.9146; 2.3: 59.316; 2.4: -1740.6239; 2.5: -47.0177
| 2 | 65.55 | 1: 66.5619; 1.1: 456.6745; 1.2: 0.61241; 1.3: 353.97; 1.4: 12.3263; 1.5: 456.6745; 1.6: 353.97; 1.7: 212.382; 1.8: 8.4594; 1.9: 1769.85; 2: 56.3646; 2.1: 94.9529; 2.2: 2199.2442; 2.3: 59.3606; 2.4: -1742.5697; 2.5: -47.0344
| 2 | 65.6 | 1: 66.7131; 1.1: 458.0611; 1.2: 0.61427; 1.3: 354.24; 1.4: 12.3543; 1.5: 458.0611; 1.6: 354.24; 1.7: 212.544; 1.8: 8.4594; 1.9: 1771.2; 2: 56.4076; 2.1: 94.9539; 2.2: 2202.5763; 2.3: 59.4053; 2.4: -1744.5152; 2.5: -47.051
| 2 | 65.65 | 1: 66.8645; 1.1: 459.4504; 1.2: 0.61613; 1.3: 354.51; 1.4: 12.3823; 1.5: 459.4504; 1.6: 354.51; 1.7: 212.706; 1.8: 8.4594; 1.9: 1772.55; 2: 56.4506; 2.1: 94.955; 2.2: 2205.911; 2.3: 59.4499; 2.4: -1746.4605; 2.5: -47.0676
| 2 | 65.7 | 1: 67.0161; 1.1: 460.8426; 1.2: 0.618; 1.3: 354.78; 1.4: 12.4104; 1.5: 460.8426; 1.6: 354.78; 1.7: 212.868; 1.8: 8.4594; 1.9: 1773.9; 2: 56.4936; 2.1: 94.956; 2.2: 2209.2482; 2.3: 59.4945; 2.4: -1748.4056; 2.5: -47.0841
| 2 | 65.75 | 1: 67.1678; 1.1: 462.2375; 1.2: 0.61987; 1.3: 355.05; 1.4: 12.4385; 1.5: 462.2375; 1.6: 355.05; 1.7: 213.03; 1.8: 8.4594; 1.9: 1775.25; 2: 56.5366; 2.1: 94.9571; 2.2: 2212.588; 2.3: 59.5392; 2.4: -1750.3505; 2.5: -47.1007
| 2 | 65.8 | 1: 67.3197; 1.1: 463.6351; 1.2: 0.62174; 1.3: 355.32; 1.4: 12.4666; 1.5: 463.6351; 1.6: 355.32; 1.7: 213.192; 1.8: 8.4594; 1.9: 1776.6; 2: 56.5796; 2.1: 94.9581; 2.2: 2215.9303; 2.3: 59.5838; 2.4: -1752.2952; 2.5: -47.1172
| 2 | 65.85 | 1: 67.4718; 1.1: 465.0356; 1.2: 0.62362; 1.3: 355.59; 1.4: 12.4948; 1.5: 465.0356; 1.6: 355.59; 1.7: 213.354; 1.8: 8.4594; 1.9: 1777.95; 2: 56.6226; 2.1: 94.9591; 2.2: 2219.2752; 2.3: 59.6284; 2.4: -1754.2396; 2.5: -47.1336
| 2 | 65.9 | 1: 67.624; 1.1: 466.4388; 1.2: 0.6255; 1.3: 355.86; 1.4: 12.523; 1.5: 466.4388; 1.6: 355.86; 1.7: 213.516; 1.8: 8.4594; 1.9: 1779.3; 2: 56.6656; 2.1: 94.9601; 2.2: 2222.6226; 2.3: 59.673; 2.4: -1756.1838; 2.5: -47.1501
| 2 | 65.95 | 1: 67.7764; 1.1: 467.8448; 1.2: 0.62739; 1.3: 356.13; 1.4: 12.5512; 1.5: 467.8448; 1.6: 356.13; 1.7: 213.678; 1.8: 8.4594; 1.9: 1780.65; 2: 56.7086; 2.1: 94.9612; 2.2: 2225.9726; 2.3: 59.7177; 2.4: -1758.1278; 2.5: -47.1665
| 2 | 66 | 1: 67.929; 1.1: 469.2535; 1.2: 0.62928; 1.3: 356.4; 1.4: 12.5794; 1.5: 469.2535; 1.6: 356.4; 1.7: 213.84; 1.8: 8.4594; 1.9: 1782; 2: 56.7516; 2.1: 94.9622; 2.2: 2229.3251; 2.3: 59.7623; 2.4: -1760.0716; 2.5: -47.1829
| 2 | 66.05 | 1: 68.0818; 1.1: 470.6651; 1.2: 0.63117; 1.3: 356.67; 1.4: 12.6077; 1.5: 470.6651; 1.6: 356.67; 1.7: 214.002; 1.8: 8.4594; 1.9: 1783.35; 2: 56.7946; 2.1: 94.9632; 2.2: 2232.6802; 2.3: 59.8069; 2.4: -1762.0151; 2.5: -47.1992
| 2 | 66.1 | 1: 68.2347; 1.1: 472.0794; 1.2: 0.63307; 1.3: 356.94; 1.4: 12.6361; 1.5: 472.0794; 1.6: 356.94; 1.7: 214.164; 1.8: 8.4594; 1.9: 1784.7; 2: 56.8376; 2.1: 94.9642; 2.2: 2236.0378; 2.3: 59.8516; 2.4: -1763.9583; 2.5: -47.2155
| 2 | 66.15 | 1: 68.3878; 1.1: 473.4965; 1.2: 0.63497; 1.3: 357.21; 1.4: 12.6644; 1.5: 473.4965; 1.6: 357.21; 1.7: 214.326; 1.8: 8.4594; 1.9: 1786.05; 2: 56.8806; 2.1: 94.9652; 2.2: 2239.3979; 2.3: 59.8962; 2.4: -1765.9014; 2.5: -47.2318
| 2 | 66.2 | 1: 68.5411; 1.1: 474.9165; 1.2: 0.63687; 1.3: 357.48; 1.4: 12.6928; 1.5: 474.9165; 1.6: 357.48; 1.7: 214.488; 1.8: 8.4594; 1.9: 1787.4; 2: 56.9236; 2.1: 94.9663; 2.2: 2242.7607; 2.3: 59.9408; 2.4: -1767.8442; 2.5: -47.248
| 2 | 66.25 | 1: 68.6945; 1.1: 476.3392; 1.2: 0.63878; 1.3: 357.75; 1.4: 12.7212; 1.5: 476.3392; 1.6: 357.75; 1.7: 214.65; 1.8: 8.4594; 1.9: 1788.75; 2: 56.9666; 2.1: 94.9673; 2.2: 2246.1259; 2.3: 59.9855; 2.4: -1769.7867; 2.5: -47.2643
| 2 | 66.3 | 1: 68.8481; 1.1: 477.7647; 1.2: 0.64069; 1.3: 358.02; 1.4: 12.7497; 1.5: 477.7647; 1.6: 358.02; 1.7: 214.812; 1.8: 8.4594; 1.9: 1790.1; 2: 57.0096; 2.1: 94.9683; 2.2: 2249.4937; 2.3: 60.0301; 2.4: -1771.7291; 2.5: -47.2805
| 2 | 66.35 | 1: 69.0019; 1.1: 479.193; 1.2: 0.64261; 1.3: 358.29; 1.4: 12.7781; 1.5: 479.193; 1.6: 358.29; 1.7: 214.974; 1.8: 8.4594; 1.9: 1791.45; 2: 57.0525; 2.1: 94.9693; 2.2: 2252.8641; 2.3: 60.0747; 2.4: -1773.6711; 2.5: -47.2966
| 2 | 66.4 | 1: 69.1559; 1.1: 480.6241; 1.2: 0.64453; 1.3: 358.56; 1.4: 12.8066; 1.5: 480.6241; 1.6: 358.56; 1.7: 215.136; 1.8: 8.4594; 1.9: 1792.8; 2: 57.0955; 2.1: 94.9703; 2.2: 2256.237; 2.3: 60.1194; 2.4: -1775.6129; 2.5: -47.3127
| 2 | 66.45 | 1: 69.31; 1.1: 482.058; 1.2: 0.64645; 1.3: 358.83; 1.4: 12.8352; 1.5: 482.058; 1.6: 358.83; 1.7: 215.298; 1.8: 8.4594; 1.9: 1794.15; 2: 57.1385; 2.1: 94.9713; 2.2: 2259.6125; 2.3: 60.164; 2.4: -1777.5545; 2.5: -47.3288
| 2 | 66.5 | 1: 69.4643; 1.1: 483.4947; 1.2: 0.64838; 1.3: 359.1; 1.4: 12.8638; 1.5: 483.4947; 1.6: 359.1; 1.7: 215.46; 1.8: 8.4594; 1.9: 1795.5; 2: 57.1815; 2.1: 94.9723; 2.2: 2262.9905; 2.3: 60.2087; 2.4: -1779.4958; 2.5: -47.3449
| 2 | 66.55 | 1: 69.6188; 1.1: 484.9343; 1.2: 0.65031; 1.3: 359.37; 1.4: 12.8924; 1.5: 484.9343; 1.6: 359.37; 1.7: 215.622; 1.8: 8.4594; 1.9: 1796.85; 2: 57.2245; 2.1: 94.9733; 2.2: 2266.3711; 2.3: 60.2533; 2.4: -1781.4368; 2.5: -47.3609
| 2 | 66.6 | 1: 69.7734; 1.1: 486.3766; 1.2: 0.65224; 1.3: 359.64; 1.4: 12.921; 1.5: 486.3766; 1.6: 359.64; 1.7: 215.784; 1.8: 8.4594; 1.9: 1798.2; 2: 57.2675; 2.1: 94.9743; 2.2: 2269.7542; 2.3: 60.2979; 2.4: -1783.3776; 2.5: -47.3769
| 2 | 66.65 | 1: 69.9282; 1.1: 487.8218; 1.2: 0.65418; 1.3: 359.91; 1.4: 12.9497; 1.5: 487.8218; 1.6: 359.91; 1.7: 215.946; 1.8: 8.4594; 1.9: 1799.55; 2: 57.3105; 2.1: 94.9752; 2.2: 2273.1399; 2.3: 60.3426; 2.4: -1785.3181; 2.5: -47.3929
| 2 | 66.7 | 1: 70.0832; 1.1: 489.2698; 1.2: 0.65612; 1.3: 360.18; 1.4: 12.9784; 1.5: 489.2698; 1.6: 360.18; 1.7: 216.108; 1.8: 8.4594; 1.9: 1800.9; 2: 57.3535; 2.1: 94.9762; 2.2: 2276.5282; 2.3: 60.3872; 2.4: -1787.2584; 2.5: -47.4088
| 2 | 66.75 | 1: 70.2384; 1.1: 490.7206; 1.2: 0.65807; 1.3: 360.45; 1.4: 13.0071; 1.5: 490.7206; 1.6: 360.45; 1.7: 216.27; 1.8: 8.4594; 1.9: 1802.25; 2: 57.3965; 2.1: 94.9772; 2.2: 2279.9189; 2.3: 60.4319; 2.4: -1789.1984; 2.5: -47.4248
| 2 | 66.8 | 1: 70.3937; 1.1: 492.1742; 1.2: 0.66002; 1.3: 360.72; 1.4: 13.0359; 1.5: 492.1742; 1.6: 360.72; 1.7: 216.432; 1.8: 8.4594; 1.9: 1803.6; 2: 57.4395; 2.1: 94.9782; 2.2: 2283.3123; 2.3: 60.4765; 2.4: -1791.1381; 2.5: -47.4406
| 2 | 66.85 | 1: 70.5492; 1.1: 493.6306; 1.2: 0.66197; 1.3: 360.99; 1.4: 13.0647; 1.5: 493.6306; 1.6: 360.99; 1.7: 216.594; 1.8: 8.4594; 1.9: 1804.95; 2: 57.4825; 2.1: 94.9792; 2.2: 2286.7082; 2.3: 60.5212; 2.4: -1793.0775; 2.5: -47.4565
| 2 | 66.9 | 1: 70.7049; 1.1: 495.0899; 1.2: 0.66393; 1.3: 361.26; 1.4: 13.0935; 1.5: 495.0899; 1.6: 361.26; 1.7: 216.756; 1.8: 8.4594; 1.9: 1806.3; 2: 57.5255; 2.1: 94.9801; 2.2: 2290.1066; 2.3: 60.5658; 2.4: -1795.0167; 2.5: -47.4723
| 2 | 66.95 | 1: 70.8608; 1.1: 496.552; 1.2: 0.66589; 1.3: 361.53; 1.4: 13.1224; 1.5: 496.552; 1.6: 361.53; 1.7: 216.918; 1.8: 8.4594; 1.9: 1807.65; 2: 57.5685; 2.1: 94.9811; 2.2: 2293.5077; 2.3: 60.6104; 2.4: -1796.9556; 2.5: -47.4881
| 2 | 67 | 1: 71.0168; 1.1: 498.017; 1.2: 0.66785; 1.3: 361.8; 1.4: 13.1513; 1.5: 498.017; 1.6: 361.8; 1.7: 217.08; 1.8: 8.4594; 1.9: 1809; 2: 57.6115; 2.1: 94.9821; 2.2: 2296.9112; 2.3: 60.6551; 2.4: -1798.8942; 2.5: -47.5038
| 2 | 67.05 | 1: 71.173; 1.1: 499.4848; 1.2: 0.66982; 1.3: 362.07; 1.4: 13.1802; 1.5: 499.4848; 1.6: 362.07; 1.7: 217.242; 1.8: 8.4594; 1.9: 1810.35; 2: 57.6545; 2.1: 94.983; 2.2: 2300.3173; 2.3: 60.6997; 2.4: -1800.8326; 2.5: -47.5196
| 2 | 67.1 | 1: 71.3293; 1.1: 500.9554; 1.2: 0.67179; 1.3: 362.34; 1.4: 13.2091; 1.5: 500.9554; 1.6: 362.34; 1.7: 217.404; 1.8: 8.4594; 1.9: 1811.7; 2: 57.6975; 2.1: 94.984; 2.2: 2303.726; 2.3: 60.7444; 2.4: -1802.7706; 2.5: -47.5353
| 2 | 67.15 | 1: 71.4859; 1.1: 502.4289; 1.2: 0.67377; 1.3: 362.61; 1.4: 13.2381; 1.5: 502.4289; 1.6: 362.61; 1.7: 217.566; 1.8: 8.4594; 1.9: 1813.05; 2: 57.7404; 2.1: 94.985; 2.2: 2307.1372; 2.3: 60.789; 2.4: -1804.7084; 2.5: -47.5509
| 2 | 67.2 | 1: 71.6426; 1.1: 503.9052; 1.2: 0.67575; 1.3: 362.88; 1.4: 13.2671; 1.5: 503.9052; 1.6: 362.88; 1.7: 217.728; 1.8: 8.4594; 1.9: 1814.4; 2: 57.7834; 2.1: 94.9859; 2.2: 2310.551; 2.3: 60.8337; 2.4: -1806.6459; 2.5: -47.5665
| 2 | 67.25 | 1: 71.7994; 1.1: 505.3843; 1.2: 0.67773; 1.3: 363.15; 1.4: 13.2962; 1.5: 505.3843; 1.6: 363.15; 1.7: 217.89; 1.8: 8.4594; 1.9: 1815.75; 2: 57.8264; 2.1: 94.9869; 2.2: 2313.9674; 2.3: 60.8783; 2.4: -1808.5831; 2.5: -47.5821
| 2 | 67.3 | 1: 71.9565; 1.1: 506.8663; 1.2: 0.67972; 1.3: 363.42; 1.4: 13.3253; 1.5: 506.8663; 1.6: 363.42; 1.7: 218.052; 1.8: 8.4594; 1.9: 1817.1; 2: 57.8694; 2.1: 94.9878; 2.2: 2317.3863; 2.3: 60.923; 2.4: -1810.5199; 2.5: -47.5977
| 2 | 67.35 | 1: 72.1137; 1.1: 508.3512; 1.2: 0.68171; 1.3: 363.69; 1.4: 13.3544; 1.5: 508.3512; 1.6: 363.69; 1.7: 218.214; 1.8: 8.4594; 1.9: 1818.45; 2: 57.9124; 2.1: 94.9888; 2.2: 2320.8077; 2.3: 60.9676; 2.4: -1812.4565; 2.5: -47.6133
| 2 | 67.4 | 1: 72.2711; 1.1: 509.8389; 1.2: 0.68371; 1.3: 363.96; 1.4: 13.3835; 1.5: 509.8389; 1.6: 363.96; 1.7: 218.376; 1.8: 8.4594; 1.9: 1819.8; 2: 57.9554; 2.1: 94.9897; 2.2: 2324.2318; 2.3: 61.0123; 2.4: -1814.3928; 2.5: -47.6288
| 2 | 67.45 | 1: 72.4287; 1.1: 511.3295; 1.2: 0.6857; 1.3: 364.23; 1.4: 13.4127; 1.5: 511.3295; 1.6: 364.23; 1.7: 218.538; 1.8: 8.4594; 1.9: 1821.15; 2: 57.9984; 2.1: 94.9907; 2.2: 2327.6583; 2.3: 61.057; 2.4: -1816.3288; 2.5: -47.6442
| 2 | 67.5 | 1: 72.5864; 1.1: 512.8229; 1.2: 0.68771; 1.3: 364.5; 1.4: 13.4419; 1.5: 512.8229; 1.6: 364.5; 1.7: 218.7; 1.8: 8.4594; 1.9: 1822.5; 2: 58.0414; 2.1: 94.9916; 2.2: 2331.0875; 2.3: 61.1016; 2.4: -1818.2645; 2.5: -47.6597
| 2 | 67.55 | 1: 72.7443; 1.1: 514.3192; 1.2: 0.68971; 1.3: 364.77; 1.4: 13.4712; 1.5: 514.3192; 1.6: 364.77; 1.7: 218.862; 1.8: 8.4594; 1.9: 1823.85; 2: 58.0844; 2.1: 94.9925; 2.2: 2334.5192; 2.3: 61.1463; 2.4: -1820.1999; 2.5: -47.6751
| 2 | 67.6 | 1: 72.9024; 1.1: 515.8184; 1.2: 0.69172; 1.3: 365.04; 1.4: 13.5004; 1.5: 515.8184; 1.6: 365.04; 1.7: 219.024; 1.8: 8.4594; 1.9: 1825.2; 2: 58.1274; 2.1: 94.9935; 2.2: 2337.9534; 2.3: 61.1909; 2.4: -1822.135; 2.5: -47.6905
| 2 | 67.65 | 1: 73.0606; 1.1: 517.3204; 1.2: 0.69374; 1.3: 365.31; 1.4: 13.5297; 1.5: 517.3204; 1.6: 365.31; 1.7: 219.186; 1.8: 8.4594; 1.9: 1826.55; 2: 58.1704; 2.1: 94.9944; 2.2: 2341.3902; 2.3: 61.2356; 2.4: -1824.0698; 2.5: -47.7058
| 2 | 67.7 | 1: 73.2191; 1.1: 518.8254; 1.2: 0.69576; 1.3: 365.58; 1.4: 13.5591; 1.5: 518.8254; 1.6: 365.58; 1.7: 219.348; 1.8: 8.4594; 1.9: 1827.9; 2: 58.2134; 2.1: 94.9953; 2.2: 2344.8296; 2.3: 61.2802; 2.4: -1826.0042; 2.5: -47.7212
| 2 | 67.75 | 1: 73.3776; 1.1: 520.3331; 1.2: 0.69778; 1.3: 365.85; 1.4: 13.5885; 1.5: 520.3331; 1.6: 365.85; 1.7: 219.51; 1.8: 8.4594; 1.9: 1829.25; 2: 58.2564; 2.1: 94.9963; 2.2: 2348.2715; 2.3: 61.3249; 2.4: -1827.9384; 2.5: -47.7364
| 2 | 67.8 | 1: 73.5364; 1.1: 521.8438; 1.2: 0.6998; 1.3: 366.12; 1.4: 13.6179; 1.5: 521.8438; 1.6: 366.12; 1.7: 219.672; 1.8: 8.4594; 1.9: 1830.6; 2: 58.2994; 2.1: 94.9972; 2.2: 2351.716; 2.3: 61.3696; 2.4: -1829.8722; 2.5: -47.7517
| 2 | 67.85 | 1: 73.6954; 1.1: 523.3574; 1.2: 0.70183; 1.3: 366.39; 1.4: 13.6473; 1.5: 523.3574; 1.6: 366.39; 1.7: 219.834; 1.8: 8.4594; 1.9: 1831.95; 2: 58.3424; 2.1: 94.9981; 2.2: 2355.1631; 2.3: 61.4142; 2.4: -1831.8057; 2.5: -47.7669
| 2 | 67.9 | 1: 73.8545; 1.1: 524.8738; 1.2: 0.70387; 1.3: 366.66; 1.4: 13.6768; 1.5: 524.8738; 1.6: 366.66; 1.7: 219.996; 1.8: 8.4594; 1.9: 1833.3; 2: 58.3854; 2.1: 94.999; 2.2: 2358.6127; 2.3: 61.4589; 2.4: -1833.7389; 2.5: -47.7821
| 2 | 67.95 | 1: 74.0137; 1.1: 526.3931; 1.2: 0.7059; 1.3: 366.93; 1.4: 13.7062; 1.5: 526.3931; 1.6: 366.93; 1.7: 220.158; 1.8: 8.4594; 1.9: 1834.65; 2: 58.4283; 2.1: 94.9999; 2.2: 2362.0649; 2.3: 61.5036; 2.4: -1835.6718; 2.5: -47.7973
| 2 | 68 | 1: 74.1732; 1.1: 527.9153; 1.2: 0.70795; 1.3: 367.2; 1.4: 13.7358; 1.5: 527.9153; 1.6: 367.2; 1.7: 220.32; 1.8: 8.4594; 1.9: 1836; 2: 58.4713; 2.1: 95.0009; 2.2: 2365.5196; 2.3: 61.5482; 2.4: -1837.6043; 2.5: -47.8124
| 2 | 68.05 | 1: 74.3328; 1.1: 529.4404; 1.2: 0.70999; 1.3: 367.47; 1.4: 13.7653; 1.5: 529.4404; 1.6: 367.47; 1.7: 220.482; 1.8: 8.4594; 1.9: 1837.35; 2: 58.5143; 2.1: 95.0018; 2.2: 2368.9769; 2.3: 61.5929; 2.4: -1839.5365; 2.5: -47.8275
| 2 | 68.1 | 1: 74.4926; 1.1: 530.9684; 1.2: 0.71204; 1.3: 367.74; 1.4: 13.7949; 1.5: 530.9684; 1.6: 367.74; 1.7: 220.644; 1.8: 8.4594; 1.9: 1838.7; 2: 58.5573; 2.1: 95.0027; 2.2: 2372.4367; 2.3: 61.6376; 2.4: -1841.4684; 2.5: -47.8426
| 2 | 68.15 | 1: 74.6526; 1.1: 532.4993; 1.2: 0.71409; 1.3: 368.01; 1.4: 13.8245; 1.5: 532.4993; 1.6: 368.01; 1.7: 220.806; 1.8: 8.4594; 1.9: 1840.05; 2: 58.6003; 2.1: 95.0036; 2.2: 2375.8992; 2.3: 61.6822; 2.4: -1843.3999; 2.5: -47.8577
| 2 | 68.2 | 1: 74.8127; 1.1: 534.033; 1.2: 0.71615; 1.3: 368.28; 1.4: 13.8542; 1.5: 534.033; 1.6: 368.28; 1.7: 220.968; 1.8: 8.4594; 1.9: 1841.4; 2: 58.6433; 2.1: 95.0045; 2.2: 2379.3642; 2.3: 61.7269; 2.4: -1845.3311; 2.5: -47.8727
| 2 | 68.25 | 1: 74.973; 1.1: 535.5697; 1.2: 0.71821; 1.3: 368.55; 1.4: 13.8839; 1.5: 535.5697; 1.6: 368.55; 1.7: 221.13; 1.8: 8.4594; 1.9: 1842.75; 2: 58.6863; 2.1: 95.0054; 2.2: 2382.8317; 2.3: 61.7716; 2.4: -1847.262; 2.5: -47.8877
| 2 | 68.3 | 1: 75.1335; 1.1: 537.1093; 1.2: 0.72028; 1.3: 368.82; 1.4: 13.9136; 1.5: 537.1093; 1.6: 368.82; 1.7: 221.292; 1.8: 8.4594; 1.9: 1844.1; 2: 58.7293; 2.1: 95.0063; 2.2: 2386.3018; 2.3: 61.8162; 2.4: -1849.1925; 2.5: -47.9026
| 2 | 68.35 | 1: 75.2941; 1.1: 538.6518; 1.2: 0.72234; 1.3: 369.09; 1.4: 13.9434; 1.5: 538.6518; 1.6: 369.09; 1.7: 221.454; 1.8: 8.4594; 1.9: 1845.45; 2: 58.7723; 2.1: 95.0072; 2.2: 2389.7745; 2.3: 61.8609; 2.4: -1851.1227; 2.5: -47.9175
| 2 | 68.4 | 1: 75.455; 1.1: 540.1972; 1.2: 0.72442; 1.3: 369.36; 1.4: 13.9731; 1.5: 540.1972; 1.6: 369.36; 1.7: 221.616; 1.8: 8.4594; 1.9: 1846.8; 2: 58.8153; 2.1: 95.0081; 2.2: 2393.2497; 2.3: 61.9056; 2.4: -1853.0525; 2.5: -47.9324
| 2 | 68.45 | 1: 75.616; 1.1: 541.7455; 1.2: 0.72649; 1.3: 369.63; 1.4: 14.003; 1.5: 541.7455; 1.6: 369.63; 1.7: 221.778; 1.8: 8.4594; 1.9: 1848.15; 2: 58.8583; 2.1: 95.0089; 2.2: 2396.7275; 2.3: 61.9502; 2.4: -1854.982; 2.5: -47.9473
| 2 | 68.5 | 1: 75.7771; 1.1: 543.2968; 1.2: 0.72857; 1.3: 369.9; 1.4: 14.0328; 1.5: 543.2968; 1.6: 369.9; 1.7: 221.94; 1.8: 8.4594; 1.9: 1849.5; 2: 58.9013; 2.1: 95.0098; 2.2: 2400.2079; 2.3: 61.9949; 2.4: -1856.9111; 2.5: -47.9621
| 2 | 68.55 | 1: 75.9385; 1.1: 544.8509; 1.2: 0.73066; 1.3: 370.17; 1.4: 14.0627; 1.5: 544.8509; 1.6: 370.17; 1.7: 222.102; 1.8: 8.4594; 1.9: 1850.85; 2: 58.9443; 2.1: 95.0107; 2.2: 2403.6908; 2.3: 62.0396; 2.4: -1858.8399; 2.5: -47.9769
| 2 | 68.6 | 1: 76.1; 1.1: 546.408; 1.2: 0.73275; 1.3: 370.44; 1.4: 14.0926; 1.5: 546.408; 1.6: 370.44; 1.7: 222.264; 1.8: 8.4594; 1.9: 1852.2; 2: 58.9873; 2.1: 95.0116; 2.2: 2407.1763; 2.3: 62.0843; 2.4: -1860.7683; 2.5: -47.9917
| 2 | 68.65 | 1: 76.2617; 1.1: 547.968; 1.2: 0.73484; 1.3: 370.71; 1.4: 14.1225; 1.5: 547.968; 1.6: 370.71; 1.7: 222.426; 1.8: 8.4594; 1.9: 1853.55; 2: 59.0303; 2.1: 95.0125; 2.2: 2410.6644; 2.3: 62.129; 2.4: -1862.6964; 2.5: -48.0064
| 2 | 68.7 | 1: 76.4235; 1.1: 549.5309; 1.2: 0.73693; 1.3: 370.98; 1.4: 14.1525; 1.5: 549.5309; 1.6: 370.98; 1.7: 222.588; 1.8: 8.4594; 1.9: 1854.9; 2: 59.0732; 2.1: 95.0133; 2.2: 2414.155; 2.3: 62.1736; 2.4: -1864.6241; 2.5: -48.0211
| 2 | 68.75 | 1: 76.5855; 1.1: 551.0968; 1.2: 0.73903; 1.3: 371.25; 1.4: 14.1825; 1.5: 551.0968; 1.6: 371.25; 1.7: 222.75; 1.8: 8.4594; 1.9: 1856.25; 2: 59.1162; 2.1: 95.0142; 2.2: 2417.6482; 2.3: 62.2183; 2.4: -1866.5515; 2.5: -48.0358
| 2 | 68.8 | 1: 76.7477; 1.1: 552.6655; 1.2: 0.74114; 1.3: 371.52; 1.4: 14.2125; 1.5: 552.6655; 1.6: 371.52; 1.7: 222.912; 1.8: 8.4594; 1.9: 1857.6; 2: 59.1592; 2.1: 95.0151; 2.2: 2421.144; 2.3: 62.263; 2.4: -1868.4784; 2.5: -48.0505
| 2 | 68.85 | 1: 76.9101; 1.1: 554.2372; 1.2: 0.74324; 1.3: 371.79; 1.4: 14.2426; 1.5: 554.2372; 1.6: 371.79; 1.7: 223.074; 1.8: 8.4594; 1.9: 1858.95; 2: 59.2022; 2.1: 95.0159; 2.2: 2424.6423; 2.3: 62.3077; 2.4: -1870.4051; 2.5: -48.0651
| 2 | 68.9 | 1: 77.0726; 1.1: 555.8119; 1.2: 0.74536; 1.3: 372.06; 1.4: 14.2727; 1.5: 555.8119; 1.6: 372.06; 1.7: 223.236; 1.8: 8.4594; 1.9: 1860.3; 2: 59.2452; 2.1: 95.0168; 2.2: 2428.1432; 2.3: 62.3524; 2.4: -1872.3313; 2.5: -48.0797
| 2 | 68.95 | 1: 77.2353; 1.1: 557.3895; 1.2: 0.74747; 1.3: 372.33; 1.4: 14.3028; 1.5: 557.3895; 1.6: 372.33; 1.7: 223.398; 1.8: 8.4594; 1.9: 1861.65; 2: 59.2882; 2.1: 95.0177; 2.2: 2431.6467; 2.3: 62.397; 2.4: -1874.2572; 2.5: -48.0942
| 2 | 69 | 1: 77.3982; 1.1: 558.97; 1.2: 0.74959; 1.3: 372.6; 1.4: 14.333; 1.5: 558.97; 1.6: 372.6; 1.7: 223.56; 1.8: 8.4594; 1.9: 1863; 2: 59.3312; 2.1: 95.0185; 2.2: 2435.1527; 2.3: 62.4417; 2.4: -1876.1827; 2.5: -48.1087
| 2 | 69.05 | 1: 77.5613; 1.1: 560.5535; 1.2: 0.75171; 1.3: 372.87; 1.4: 14.3632; 1.5: 560.5535; 1.6: 372.87; 1.7: 223.722; 1.8: 8.4594; 1.9: 1864.35; 2: 59.3742; 2.1: 95.0194; 2.2: 2438.6613; 2.3: 62.4864; 2.4: -1878.1078; 2.5: -48.1232
| 2 | 69.1 | 1: 77.7245; 1.1: 562.1399; 1.2: 0.75384; 1.3: 373.14; 1.4: 14.3934; 1.5: 562.1399; 1.6: 373.14; 1.7: 223.884; 1.8: 8.4594; 1.9: 1865.7; 2: 59.4172; 2.1: 95.0202; 2.2: 2442.1725; 2.3: 62.5311; 2.4: -1880.0325; 2.5: -48.1377
| 2 | 69.15 | 1: 77.8879; 1.1: 563.7293; 1.2: 0.75597; 1.3: 373.41; 1.4: 14.4237; 1.5: 563.7293; 1.6: 373.41; 1.7: 224.046; 1.8: 8.4594; 1.9: 1867.05; 2: 59.4602; 2.1: 95.0211; 2.2: 2445.6862; 2.3: 62.5758; 2.4: -1881.9569; 2.5: -48.1521
| 2 | 69.2 | 1: 78.0515; 1.1: 565.3216; 1.2: 0.75811; 1.3: 373.68; 1.4: 14.454; 1.5: 565.3216; 1.6: 373.68; 1.7: 224.208; 1.8: 8.4594; 1.9: 1868.4; 2: 59.5032; 2.1: 95.0219; 2.2: 2449.2025; 2.3: 62.6205; 2.4: -1883.8809; 2.5: -48.1665
| 2 | 69.25 | 1: 78.2152; 1.1: 566.9169; 1.2: 0.76025; 1.3: 373.95; 1.4: 14.4843; 1.5: 566.9169; 1.6: 373.95; 1.7: 224.37; 1.8: 8.4594; 1.9: 1869.75; 2: 59.5462; 2.1: 95.0228; 2.2: 2452.7214; 2.3: 62.6652; 2.4: -1885.8044; 2.5: -48.1809
| 2 | 69.3 | 1: 78.3791; 1.1: 568.5152; 1.2: 0.76239; 1.3: 374.22; 1.4: 14.5147; 1.5: 568.5152; 1.6: 374.22; 1.7: 224.532; 1.8: 8.4594; 1.9: 1871.1; 2: 59.5892; 2.1: 95.0236; 2.2: 2456.2428; 2.3: 62.7099; 2.4: -1887.7276; 2.5: -48.1952
| 2 | 69.35 | 1: 78.5432; 1.1: 570.1164; 1.2: 0.76454; 1.3: 374.49; 1.4: 14.545; 1.5: 570.1164; 1.6: 374.49; 1.7: 224.694; 1.8: 8.4594; 1.9: 1872.45; 2: 59.6322; 2.1: 95.0244; 2.2: 2459.7668; 2.3: 62.7546; 2.4: -1889.6504; 2.5: -48.2095
| 2 | 69.4 | 1: 78.7075; 1.1: 571.7205; 1.2: 0.76669; 1.3: 374.76; 1.4: 14.5755; 1.5: 571.7205; 1.6: 374.76; 1.7: 224.856; 1.8: 8.4594; 1.9: 1873.8; 2: 59.6752; 2.1: 95.0253; 2.2: 2463.2934; 2.3: 62.7993; 2.4: -1891.5729; 2.5: -48.2238
| 2 | 69.45 | 1: 78.8719; 1.1: 573.3277; 1.2: 0.76885; 1.3: 375.03; 1.4: 14.6059; 1.5: 573.3277; 1.6: 375.03; 1.7: 225.018; 1.8: 8.4594; 1.9: 1875.15; 2: 59.7182; 2.1: 95.0261; 2.2: 2466.8225; 2.3: 62.844; 2.4: -1893.4949; 2.5: -48.238
| 2 | 69.5 | 1: 79.0365; 1.1: 574.9378; 1.2: 0.771; 1.3: 375.3; 1.4: 14.6364; 1.5: 574.9378; 1.6: 375.3; 1.7: 225.18; 1.8: 8.4594; 1.9: 1876.5; 2: 59.7611; 2.1: 95.0269; 2.2: 2470.3543; 2.3: 62.8887; 2.4: -1895.4165; 2.5: -48.2523
| 2 | 69.55 | 1: 79.2013; 1.1: 576.5509; 1.2: 0.77317; 1.3: 375.57; 1.4: 14.6669; 1.5: 576.5509; 1.6: 375.57; 1.7: 225.342; 1.8: 8.4594; 1.9: 1877.85; 2: 59.8041; 2.1: 95.0277; 2.2: 2473.8886; 2.3: 62.9333; 2.4: -1897.3377; 2.5: -48.2664
| 2 | 69.6 | 1: 79.3662; 1.1: 578.1669; 1.2: 0.77533; 1.3: 375.84; 1.4: 14.6974; 1.5: 578.1669; 1.6: 375.84; 1.7: 225.504; 1.8: 8.4594; 1.9: 1879.2; 2: 59.8471; 2.1: 95.0286; 2.2: 2477.4254; 2.3: 62.978; 2.4: -1899.2585; 2.5: -48.2806
| 2 | 69.65 | 1: 79.5313; 1.1: 579.7859; 1.2: 0.77751; 1.3: 376.11; 1.4: 14.728; 1.5: 579.7859; 1.6: 376.11; 1.7: 225.666; 1.8: 8.4594; 1.9: 1880.55; 2: 59.8901; 2.1: 95.0294; 2.2: 2480.9649; 2.3: 63.0227; 2.4: -1901.1789; 2.5: -48.2947
| 2 | 69.7 | 1: 79.6966; 1.1: 581.4079; 1.2: 0.77968; 1.3: 376.38; 1.4: 14.7586; 1.5: 581.4079; 1.6: 376.38; 1.7: 225.828; 1.8: 8.4594; 1.9: 1881.9; 2: 59.9331; 2.1: 95.0302; 2.2: 2484.5069; 2.3: 63.0674; 2.4: -1903.0989; 2.5: -48.3088
| 2 | 69.75 | 1: 79.8621; 1.1: 583.0329; 1.2: 0.78186; 1.3: 376.65; 1.4: 14.7893; 1.5: 583.0329; 1.6: 376.65; 1.7: 225.99; 1.8: 8.4594; 1.9: 1883.25; 2: 59.9761; 2.1: 95.031; 2.2: 2488.0514; 2.3: 63.1122; 2.4: -1905.0185; 2.5: -48.3229
| 2 | 69.8 | 1: 80.0277; 1.1: 584.6609; 1.2: 0.78404; 1.3: 376.92; 1.4: 14.8199; 1.5: 584.6609; 1.6: 376.92; 1.7: 226.152; 1.8: 8.4594; 1.9: 1884.6; 2: 60.0191; 2.1: 95.0318; 2.2: 2491.5986; 2.3: 63.1569; 2.4: -1906.9377; 2.5: -48.3369
| 2 | 69.85 | 1: 80.1935; 1.1: 586.2919; 1.2: 0.78623; 1.3: 377.19; 1.4: 14.8506; 1.5: 586.2919; 1.6: 377.19; 1.7: 226.314; 1.8: 8.4594; 1.9: 1885.95; 2: 60.0621; 2.1: 95.0326; 2.2: 2495.1483; 2.3: 63.2016; 2.4: -1908.8564; 2.5: -48.3509
| 2 | 69.9 | 1: 80.3595; 1.1: 587.9258; 1.2: 0.78842; 1.3: 377.46; 1.4: 14.8814; 1.5: 587.9258; 1.6: 377.46; 1.7: 226.476; 1.8: 8.4594; 1.9: 1887.3; 2: 60.1051; 2.1: 95.0334; 2.2: 2498.7006; 2.3: 63.2463; 2.4: -1910.7748; 2.5: -48.3649
| 2 | 69.95 | 1: 80.5256; 1.1: 589.5628; 1.2: 0.79062; 1.3: 377.73; 1.4: 14.9121; 1.5: 589.5628; 1.6: 377.73; 1.7: 226.638; 1.8: 8.4594; 1.9: 1888.65; 2: 60.1481; 2.1: 95.0342; 2.2: 2502.2555; 2.3: 63.291; 2.4: -1912.6927; 2.5: -48.3788
| 2 | 70 | 1: 80.6919; 1.1: 591.2027; 1.2: 0.79282; 1.3: 378; 1.4: 14.9429; 1.5: 591.2027; 1.6: 378; 1.7: 226.8; 1.8: 8.4594; 1.9: 1890; 2: 60.1911; 2.1: 95.035; 2.2: 2505.8129; 2.3: 63.3357; 2.4: -1914.6102; 2.5: -48.3927
| 2 | 70.05 | 1: 80.8584; 1.1: 592.8457; 1.2: 0.79502; 1.3: 378.27; 1.4: 14.9738; 1.5: 592.8457; 1.6: 378.27; 1.7: 226.962; 1.8: 8.4594; 1.9: 1891.35; 2: 60.2341; 2.1: 95.0358; 2.2: 2509.3729; 2.3: 63.3804; 2.4: -1916.5273; 2.5: -48.4066
| 2 | 70.1 | 1: 81.0251; 1.1: 594.4916; 1.2: 0.79723; 1.3: 378.54; 1.4: 15.0046; 1.5: 594.4916; 1.6: 378.54; 1.7: 227.124; 1.8: 8.4594; 1.9: 1892.7; 2: 60.2771; 2.1: 95.0366; 2.2: 2512.9355; 2.3: 63.4251; 2.4: -1918.4439; 2.5: -48.4205
| 2 | 70.15 | 1: 81.1919; 1.1: 596.1406; 1.2: 0.79944; 1.3: 378.81; 1.4: 15.0355; 1.5: 596.1406; 1.6: 378.81; 1.7: 227.286; 1.8: 8.4594; 1.9: 1894.05; 2: 60.3201; 2.1: 95.0374; 2.2: 2516.5007; 2.3: 63.4698; 2.4: -1920.3601; 2.5: -48.4343
| 2 | 70.2 | 1: 81.3589; 1.1: 597.7925; 1.2: 0.80165; 1.3: 379.08; 1.4: 15.0665; 1.5: 597.7925; 1.6: 379.08; 1.7: 227.448; 1.8: 8.4594; 1.9: 1895.4; 2: 60.3631; 2.1: 95.0382; 2.2: 2520.0684; 2.3: 63.5145; 2.4: -1922.2759; 2.5: -48.4481
| 2 | 70.25 | 1: 81.5261; 1.1: 599.4475; 1.2: 0.80387; 1.3: 379.35; 1.4: 15.0974; 1.5: 599.4475; 1.6: 379.35; 1.7: 227.61; 1.8: 8.4594; 1.9: 1896.75; 2: 60.4061; 2.1: 95.039; 2.2: 2523.6387; 2.3: 63.5592; 2.4: -1924.1912; 2.5: -48.4618
| 2 | 70.3 | 1: 81.6934; 1.1: 601.1055; 1.2: 0.8061; 1.3: 379.62; 1.4: 15.1284; 1.5: 601.1055; 1.6: 379.62; 1.7: 227.772; 1.8: 8.4594; 1.9: 1898.1; 2: 60.449; 2.1: 95.0398; 2.2: 2527.2116; 2.3: 63.604; 2.4: -1926.1061; 2.5: -48.4755
| 2 | 70.35 | 1: 81.8609; 1.1: 602.7664; 1.2: 0.80832; 1.3: 379.89; 1.4: 15.1594; 1.5: 602.7664; 1.6: 379.89; 1.7: 227.934; 1.8: 8.4594; 1.9: 1899.45; 2: 60.492; 2.1: 95.0405; 2.2: 2530.7871; 2.3: 63.6487; 2.4: -1928.0206; 2.5: -48.4892
| 2 | 70.4 | 1: 82.0286; 1.1: 604.4305; 1.2: 0.81055; 1.3: 380.16; 1.4: 15.1905; 1.5: 604.4305; 1.6: 380.16; 1.7: 228.096; 1.8: 8.4594; 1.9: 1900.8; 2: 60.535; 2.1: 95.0413; 2.2: 2534.3651; 2.3: 63.6934; 2.4: -1929.9346; 2.5: -48.5029
| 2 | 70.45 | 1: 82.1965; 1.1: 606.0975; 1.2: 0.81279; 1.3: 380.43; 1.4: 15.2216; 1.5: 606.0975; 1.6: 380.43; 1.7: 228.258; 1.8: 8.4594; 1.9: 1902.15; 2: 60.578; 2.1: 95.0421; 2.2: 2537.9457; 2.3: 63.7381; 2.4: -1931.8482; 2.5: -48.5165
| 2 | 70.5 | 1: 82.3645; 1.1: 607.7675; 1.2: 0.81503; 1.3: 380.7; 1.4: 15.2527; 1.5: 607.7675; 1.6: 380.7; 1.7: 228.42; 1.8: 8.4594; 1.9: 1903.5; 2: 60.621; 2.1: 95.0429; 2.2: 2541.5289; 2.3: 63.7828; 2.4: -1933.7613; 2.5: -48.5301
| 2 | 70.55 | 1: 82.5327; 1.1: 609.4406; 1.2: 0.81727; 1.3: 380.97; 1.4: 15.2838; 1.5: 609.4406; 1.6: 380.97; 1.7: 228.582; 1.8: 8.4594; 1.9: 1904.85; 2: 60.664; 2.1: 95.0436; 2.2: 2545.1146; 2.3: 63.8276; 2.4: -1935.674; 2.5: -48.5437
| 2 | 70.6 | 1: 82.7011; 1.1: 611.1167; 1.2: 0.81952; 1.3: 381.24; 1.4: 15.315; 1.5: 611.1167; 1.6: 381.24; 1.7: 228.744; 1.8: 8.4594; 1.9: 1906.2; 2: 60.707; 2.1: 95.0444; 2.2: 2548.703; 2.3: 63.8723; 2.4: -1937.5862; 2.5: -48.5573
| 2 | 70.65 | 1: 82.8696; 1.1: 612.7959; 1.2: 0.82177; 1.3: 381.51; 1.4: 15.3462; 1.5: 612.7959; 1.6: 381.51; 1.7: 228.906; 1.8: 8.4594; 1.9: 1907.55; 2: 60.75; 2.1: 95.0451; 2.2: 2552.2939; 2.3: 63.917; 2.4: -1939.498; 2.5: -48.5708
| 2 | 70.7 | 1: 83.0383; 1.1: 614.478; 1.2: 0.82403; 1.3: 381.78; 1.4: 15.3775; 1.5: 614.478; 1.6: 381.78; 1.7: 229.068; 1.8: 8.4594; 1.9: 1908.9; 2: 60.793; 2.1: 95.0459; 2.2: 2555.8874; 2.3: 63.9617; 2.4: -1941.4093; 2.5: -48.5843
| 2 | 70.75 | 1: 83.2072; 1.1: 616.1632; 1.2: 0.82629; 1.3: 382.05; 1.4: 15.4087; 1.5: 616.1632; 1.6: 382.05; 1.7: 229.23; 1.8: 8.4594; 1.9: 1910.25; 2: 60.836; 2.1: 95.0467; 2.2: 2559.4834; 2.3: 64.0064; 2.4: -1943.3202; 2.5: -48.5977
| 2 | 70.8 | 1: 83.3763; 1.1: 617.8515; 1.2: 0.82855; 1.3: 382.32; 1.4: 15.44; 1.5: 617.8515; 1.6: 382.32; 1.7: 229.392; 1.8: 8.4594; 1.9: 1911.6; 2: 60.879; 2.1: 95.0474; 2.2: 2563.0821; 2.3: 64.0512; 2.4: -1945.2306; 2.5: -48.6111
| 2 | 70.85 | 1: 83.5455; 1.1: 619.5428; 1.2: 0.83082; 1.3: 382.59; 1.4: 15.4714; 1.5: 619.5428; 1.6: 382.59; 1.7: 229.554; 1.8: 8.4594; 1.9: 1912.95; 2: 60.922; 2.1: 95.0482; 2.2: 2566.6833; 2.3: 64.0959; 2.4: -1947.1405; 2.5: -48.6245
| 2 | 70.9 | 1: 83.7149; 1.1: 621.2371; 1.2: 0.83309; 1.3: 382.86; 1.4: 15.5028; 1.5: 621.2371; 1.6: 382.86; 1.7: 229.716; 1.8: 8.4594; 1.9: 1914.3; 2: 60.965; 2.1: 95.0489; 2.2: 2570.2871; 2.3: 64.1406; 2.4: -1949.05; 2.5: -48.6379
| 2 | 70.95 | 1: 83.8845; 1.1: 622.9345; 1.2: 0.83537; 1.3: 383.13; 1.4: 15.5342; 1.5: 622.9345; 1.6: 383.13; 1.7: 229.878; 1.8: 8.4594; 1.9: 1915.65; 2: 61.008; 2.1: 95.0496; 2.2: 2573.8935; 2.3: 64.1854; 2.4: -1950.959; 2.5: -48.6512
| 2 | 71 | 1: 84.0542; 1.1: 624.6349; 1.2: 0.83765; 1.3: 383.4; 1.4: 15.5656; 1.5: 624.6349; 1.6: 383.4; 1.7: 230.04; 1.8: 8.4594; 1.9: 1917; 2: 61.051; 2.1: 95.0504; 2.2: 2577.5024; 2.3: 64.2301; 2.4: -1952.8675; 2.5: -48.6645
| 2 | 71.05 | 1: 84.2241; 1.1: 626.3384; 1.2: 0.83993; 1.3: 383.67; 1.4: 15.5971; 1.5: 626.3384; 1.6: 383.67; 1.7: 230.202; 1.8: 8.4594; 1.9: 1918.35; 2: 61.0939; 2.1: 95.0511; 2.2: 2581.1139; 2.3: 64.2748; 2.4: -1954.7755; 2.5: -48.6778
| 2 | 71.1 | 1: 84.3942; 1.1: 628.045; 1.2: 0.84222; 1.3: 383.94; 1.4: 15.6286; 1.5: 628.045; 1.6: 383.94; 1.7: 230.364; 1.8: 8.4594; 1.9: 1919.7; 2: 61.1369; 2.1: 95.0519; 2.2: 2584.7281; 2.3: 64.3196; 2.4: -1956.6831; 2.5: -48.691
| 2 | 71.15 | 1: 84.5645; 1.1: 629.7546; 1.2: 0.84451; 1.3: 384.21; 1.4: 15.6601; 1.5: 629.7546; 1.6: 384.21; 1.7: 230.526; 1.8: 8.4594; 1.9: 1921.05; 2: 61.1799; 2.1: 95.0526; 2.2: 2588.3447; 2.3: 64.3643; 2.4: -1958.5902; 2.5: -48.7042
| 2 | 71.2 | 1: 84.7349; 1.1: 631.4672; 1.2: 0.84681; 1.3: 384.48; 1.4: 15.6917; 1.5: 631.4672; 1.6: 384.48; 1.7: 230.688; 1.8: 8.4594; 1.9: 1922.4; 2: 61.2229; 2.1: 95.0533; 2.2: 2591.964; 2.3: 64.409; 2.4: -1960.4968; 2.5: -48.7174
| 2 | 71.25 | 1: 84.9055; 1.1: 633.1829; 1.2: 0.84911; 1.3: 384.75; 1.4: 15.7232; 1.5: 633.1829; 1.6: 384.75; 1.7: 230.85; 1.8: 8.4594; 1.9: 1923.75; 2: 61.2659; 2.1: 95.054; 2.2: 2595.5859; 2.3: 64.4538; 2.4: -1962.4029; 2.5: -48.7305
| 2 | 71.3 | 1: 85.0763; 1.1: 634.9017; 1.2: 0.85142; 1.3: 385.02; 1.4: 15.7549; 1.5: 634.9017; 1.6: 385.02; 1.7: 231.012; 1.8: 8.4594; 1.9: 1925.1; 2: 61.3089; 2.1: 95.0548; 2.2: 2599.2103; 2.3: 64.4985; 2.4: -1964.3086; 2.5: -48.7436
| 2 | 71.35 | 1: 85.2472; 1.1: 636.6236; 1.2: 0.85373; 1.3: 385.29; 1.4: 15.7865; 1.5: 636.6236; 1.6: 385.29; 1.7: 231.174; 1.8: 8.4594; 1.9: 1926.45; 2: 61.3519; 2.1: 95.0555; 2.2: 2602.8373; 2.3: 64.5433; 2.4: -1966.2137; 2.5: -48.7567
| 2 | 71.4 | 1: 85.4184; 1.1: 638.3485; 1.2: 0.85604; 1.3: 385.56; 1.4: 15.8182; 1.5: 638.3485; 1.6: 385.56; 1.7: 231.336; 1.8: 8.4594; 1.9: 1927.8; 2: 61.3949; 2.1: 95.0562; 2.2: 2606.4669; 2.3: 64.588; 2.4: -1968.1183; 2.5: -48.7698
| 2 | 71.45 | 1: 85.5897; 1.1: 640.0765; 1.2: 0.85836; 1.3: 385.83; 1.4: 15.8499; 1.5: 640.0765; 1.6: 385.83; 1.7: 231.498; 1.8: 8.4594; 1.9: 1929.15; 2: 61.4379; 2.1: 95.0569; 2.2: 2610.099; 2.3: 64.6327; 2.4: -1970.0225; 2.5: -48.7828
| 2 | 71.5 | 1: 85.7611; 1.1: 641.8076; 1.2: 0.86068; 1.3: 386.1; 1.4: 15.8817; 1.5: 641.8076; 1.6: 386.1; 1.7: 231.66; 1.8: 8.4594; 1.9: 1930.5; 2: 61.4809; 2.1: 95.0576; 2.2: 2613.7338; 2.3: 64.6775; 2.4: -1971.9262; 2.5: -48.7958
| 2 | 71.55 | 1: 85.9327; 1.1: 643.5418; 1.2: 0.863; 1.3: 386.37; 1.4: 15.9135; 1.5: 643.5418; 1.6: 386.37; 1.7: 231.822; 1.8: 8.4594; 1.9: 1931.85; 2: 61.5239; 2.1: 95.0583; 2.2: 2617.3711; 2.3: 64.7222; 2.4: -1973.8293; 2.5: -48.8088
| 2 | 71.6 | 1: 86.1046; 1.1: 645.279; 1.2: 0.86533; 1.3: 386.64; 1.4: 15.9453; 1.5: 645.279; 1.6: 386.64; 1.7: 231.984; 1.8: 8.4594; 1.9: 1933.2; 2: 61.5669; 2.1: 95.0591; 2.2: 2621.011; 2.3: 64.767; 2.4: -1975.732; 2.5: -48.8217
| 2 | 71.65 | 1: 86.2765; 1.1: 647.0193; 1.2: 0.86767; 1.3: 386.91; 1.4: 15.9771; 1.5: 647.0193; 1.6: 386.91; 1.7: 232.146; 1.8: 8.4594; 1.9: 1934.55; 2: 61.6099; 2.1: 95.0598; 2.2: 2624.6535; 2.3: 64.8117; 2.4: -1977.6341; 2.5: -48.8346
| 2 | 71.7 | 1: 86.4487; 1.1: 648.7627; 1.2: 0.87001; 1.3: 387.18; 1.4: 16.009; 1.5: 648.7627; 1.6: 387.18; 1.7: 232.308; 1.8: 8.4594; 1.9: 1935.9; 2: 61.6529; 2.1: 95.0605; 2.2: 2628.2985; 2.3: 64.8565; 2.4: -1979.5358; 2.5: -48.8475
| 2 | 71.75 | 1: 86.621; 1.1: 650.5092; 1.2: 0.87235; 1.3: 387.45; 1.4: 16.0409; 1.5: 650.5092; 1.6: 387.45; 1.7: 232.47; 1.8: 8.4594; 1.9: 1937.25; 2: 61.6959; 2.1: 95.0612; 2.2: 2631.9462; 2.3: 64.9012; 2.4: -1981.4369; 2.5: -48.8603
| 2 | 71.8 | 1: 86.7935; 1.1: 652.2588; 1.2: 0.87469; 1.3: 387.72; 1.4: 16.0729; 1.5: 652.2588; 1.6: 387.72; 1.7: 232.632; 1.8: 8.4594; 1.9: 1938.6; 2: 61.7389; 2.1: 95.0618; 2.2: 2635.5964; 2.3: 64.946; 2.4: -1983.3376; 2.5: -48.8731
| 2 | 71.85 | 1: 86.9661; 1.1: 654.0115; 1.2: 0.87704; 1.3: 387.99; 1.4: 16.1048; 1.5: 654.0115; 1.6: 387.99; 1.7: 232.794; 1.8: 8.4594; 1.9: 1939.95; 2: 61.7818; 2.1: 95.0625; 2.2: 2639.2492; 2.3: 64.9907; 2.4: -1985.2377; 2.5: -48.8859
| 2 | 71.9 | 1: 87.139; 1.1: 655.7673; 1.2: 0.8794; 1.3: 388.26; 1.4: 16.1368; 1.5: 655.7673; 1.6: 388.26; 1.7: 232.956; 1.8: 8.4594; 1.9: 1941.3; 2: 61.8248; 2.1: 95.0632; 2.2: 2642.9046; 2.3: 65.0355; 2.4: -1987.1373; 2.5: -48.8986
| 2 | 71.95 | 1: 87.312; 1.1: 657.5262; 1.2: 0.88176; 1.3: 388.53; 1.4: 16.1689; 1.5: 657.5262; 1.6: 388.53; 1.7: 233.118; 1.8: 8.4594; 1.9: 1942.65; 2: 61.8678; 2.1: 95.0639; 2.2: 2646.5625; 2.3: 65.0802; 2.4: -1989.0363; 2.5: -48.9114
| 2 | 72 | 1: 87.4852; 1.1: 659.2882; 1.2: 0.88412; 1.3: 388.8; 1.4: 16.201; 1.5: 659.2882; 1.6: 388.8; 1.7: 233.28; 1.8: 8.4594; 1.9: 1944; 2: 61.9108; 2.1: 95.0646; 2.2: 2650.2231; 2.3: 65.125; 2.4: -1990.9349; 2.5: -48.9241
| 2 | 72.05 | 1: 87.6585; 1.1: 661.0533; 1.2: 0.88649; 1.3: 389.07; 1.4: 16.2331; 1.5: 661.0533; 1.6: 389.07; 1.7: 233.442; 1.8: 8.4594; 1.9: 1945.35; 2: 61.9538; 2.1: 95.0653; 2.2: 2653.8862; 2.3: 65.1698; 2.4: -1992.8329; 2.5: -48.9367
| 2 | 72.1 | 1: 87.832; 1.1: 662.8215; 1.2: 0.88886; 1.3: 389.34; 1.4: 16.2652; 1.5: 662.8215; 1.6: 389.34; 1.7: 233.604; 1.8: 8.4594; 1.9: 1946.7; 2: 61.9968; 2.1: 95.066; 2.2: 2657.5519; 2.3: 65.2145; 2.4: -1994.7304; 2.5: -48.9493
| 2 | 72.15 | 1: 88.0057; 1.1: 664.5929; 1.2: 0.89123; 1.3: 389.61; 1.4: 16.2974; 1.5: 664.5929; 1.6: 389.61; 1.7: 233.766; 1.8: 8.4594; 1.9: 1948.05; 2: 62.0398; 2.1: 95.0666; 2.2: 2661.2202; 2.3: 65.2593; 2.4: -1996.6274; 2.5: -48.9619
| 2 | 72.2 | 1: 88.1796; 1.1: 666.3673; 1.2: 0.89361; 1.3: 389.88; 1.4: 16.3296; 1.5: 666.3673; 1.6: 389.88; 1.7: 233.928; 1.8: 8.4594; 1.9: 1949.4; 2: 62.0828; 2.1: 95.0673; 2.2: 2664.8911; 2.3: 65.3041; 2.4: -1998.5238; 2.5: -48.9745
| 2 | 72.25 | 1: 88.3536; 1.1: 668.1449; 1.2: 0.896; 1.3: 390.15; 1.4: 16.3618; 1.5: 668.1449; 1.6: 390.15; 1.7: 234.09; 1.8: 8.4594; 1.9: 1950.75; 2: 62.1258; 2.1: 95.068; 2.2: 2668.5646; 2.3: 65.3488; 2.4: -2000.4197; 2.5: -48.987
| 2 | 72.3 | 1: 88.5278; 1.1: 669.9255; 1.2: 0.89838; 1.3: 390.42; 1.4: 16.394; 1.5: 669.9255; 1.6: 390.42; 1.7: 234.252; 1.8: 8.4594; 1.9: 1952.1; 2: 62.1688; 2.1: 95.0686; 2.2: 2672.2406; 2.3: 65.3936; 2.4: -2002.3151; 2.5: -48.9995
| 2 | 72.35 | 1: 88.7022; 1.1: 671.7093; 1.2: 0.90078; 1.3: 390.69; 1.4: 16.4263; 1.5: 671.7093; 1.6: 390.69; 1.7: 234.414; 1.8: 8.4594; 1.9: 1953.45; 2: 62.2118; 2.1: 95.0693; 2.2: 2675.9192; 2.3: 65.4383; 2.4: -2004.2099; 2.5: -49.012
| 2 | 72.4 | 1: 88.8768; 1.1: 673.4963; 1.2: 0.90317; 1.3: 390.96; 1.4: 16.4587; 1.5: 673.4963; 1.6: 390.96; 1.7: 234.576; 1.8: 8.4594; 1.9: 1954.8; 2: 62.2548; 2.1: 95.07; 2.2: 2679.6004; 2.3: 65.4831; 2.4: -2006.1042; 2.5: -49.0245
| 2 | 72.45 | 1: 89.0515; 1.1: 675.2863; 1.2: 0.90557; 1.3: 391.23; 1.4: 16.491; 1.5: 675.2863; 1.6: 391.23; 1.7: 234.738; 1.8: 8.4594; 1.9: 1956.15; 2: 62.2978; 2.1: 95.0706; 2.2: 2683.2842; 2.3: 65.5279; 2.4: -2007.9979; 2.5: -49.0369
| 2 | 72.5 | 1: 89.2264; 1.1: 677.0795; 1.2: 0.90798; 1.3: 391.5; 1.4: 16.5234; 1.5: 677.0795; 1.6: 391.5; 1.7: 234.9; 1.8: 8.4594; 1.9: 1957.5; 2: 62.3408; 2.1: 95.0713; 2.2: 2686.9706; 2.3: 65.5727; 2.4: -2009.8911; 2.5: -49.0492
| 2 | 72.55 | 1: 89.4014; 1.1: 678.8758; 1.2: 0.91039; 1.3: 391.77; 1.4: 16.5558; 1.5: 678.8758; 1.6: 391.77; 1.7: 235.062; 1.8: 8.4594; 1.9: 1958.85; 2: 62.3838; 2.1: 95.0719; 2.2: 2690.6595; 2.3: 65.6174; 2.4: -2011.7837; 2.5: -49.0616
| 2 | 72.6 | 1: 89.5767; 1.1: 680.6753; 1.2: 0.9128; 1.3: 392.04; 1.4: 16.5883; 1.5: 680.6753; 1.6: 392.04; 1.7: 235.224; 1.8: 8.4594; 1.9: 1960.2; 2: 62.4268; 2.1: 95.0726; 2.2: 2694.3511; 2.3: 65.6622; 2.4: -2013.6758; 2.5: -49.0739
| 2 | 72.65 | 1: 89.7521; 1.1: 682.4779; 1.2: 0.91522; 1.3: 392.31; 1.4: 16.6208; 1.5: 682.4779; 1.6: 392.31; 1.7: 235.386; 1.8: 8.4594; 1.9: 1961.55; 2: 62.4697; 2.1: 95.0732; 2.2: 2698.0452; 2.3: 65.707; 2.4: -2015.5673; 2.5: -49.0862
| 2 | 72.7 | 1: 89.9277; 1.1: 684.2836; 1.2: 0.91764; 1.3: 392.58; 1.4: 16.6533; 1.5: 684.2836; 1.6: 392.58; 1.7: 235.548; 1.8: 8.4594; 1.9: 1962.9; 2: 62.5127; 2.1: 95.0739; 2.2: 2701.7419; 2.3: 65.7517; 2.4: -2017.4583; 2.5: -49.0985
| 2 | 72.75 | 1: 90.1034; 1.1: 686.0925; 1.2: 0.92007; 1.3: 392.85; 1.4: 16.6858; 1.5: 686.0925; 1.6: 392.85; 1.7: 235.71; 1.8: 8.4594; 1.9: 1964.25; 2: 62.5557; 2.1: 95.0745; 2.2: 2705.4412; 2.3: 65.7965; 2.4: -2019.3487; 2.5: -49.1107
| 2 | 72.8 | 1: 90.2793; 1.1: 687.9045; 1.2: 0.9225; 1.3: 393.12; 1.4: 16.7184; 1.5: 687.9045; 1.6: 393.12; 1.7: 235.872; 1.8: 8.4594; 1.9: 1965.6; 2: 62.5987; 2.1: 95.0752; 2.2: 2709.143; 2.3: 65.8413; 2.4: -2021.2385; 2.5: -49.1229
| 2 | 72.85 | 1: 90.4554; 1.1: 689.7197; 1.2: 0.92493; 1.3: 393.39; 1.4: 16.751; 1.5: 689.7197; 1.6: 393.39; 1.7: 236.034; 1.8: 8.4594; 1.9: 1966.95; 2: 62.6417; 2.1: 95.0758; 2.2: 2712.8475; 2.3: 65.8861; 2.4: -2023.1278; 2.5: -49.1351
| 2 | 72.9 | 1: 90.6317; 1.1: 691.538; 1.2: 0.92737; 1.3: 393.66; 1.4: 16.7836; 1.5: 691.538; 1.6: 393.66; 1.7: 236.196; 1.8: 8.4594; 1.9: 1968.3; 2: 62.6847; 2.1: 95.0764; 2.2: 2716.5545; 2.3: 65.9309; 2.4: -2025.0165; 2.5: -49.1472
| 2 | 72.95 | 1: 90.8081; 1.1: 693.3595; 1.2: 0.92981; 1.3: 393.93; 1.4: 16.8163; 1.5: 693.3595; 1.6: 393.93; 1.7: 236.358; 1.8: 8.4594; 1.9: 1969.65; 2: 62.7277; 2.1: 95.0771; 2.2: 2720.2641; 2.3: 65.9756; 2.4: -2026.9047; 2.5: -49.1593
| 2 | 73 | 1: 90.9847; 1.1: 695.1841; 1.2: 0.93226; 1.3: 394.2; 1.4: 16.849; 1.5: 695.1841; 1.6: 394.2; 1.7: 236.52; 1.8: 8.4594; 1.9: 1971; 2: 62.7707; 2.1: 95.0777; 2.2: 2723.9763; 2.3: 66.0204; 2.4: -2028.7922; 2.5: -49.1714
| 2 | 73.05 | 1: 91.1615; 1.1: 697.0119; 1.2: 0.93471; 1.3: 394.47; 1.4: 16.8818; 1.5: 697.0119; 1.6: 394.47; 1.7: 236.682; 1.8: 8.4594; 1.9: 1972.35; 2: 62.8137; 2.1: 95.0783; 2.2: 2727.6911; 2.3: 66.0652; 2.4: -2030.6792; 2.5: -49.1834
| 2 | 73.1 | 1: 91.3385; 1.1: 698.8429; 1.2: 0.93716; 1.3: 394.74; 1.4: 16.9145; 1.5: 698.8429; 1.6: 394.74; 1.7: 236.844; 1.8: 8.4594; 1.9: 1973.7; 2: 62.8567; 2.1: 95.0789; 2.2: 2731.4085; 2.3: 66.11; 2.4: -2032.5656; 2.5: -49.1955
| 2 | 73.15 | 1: 91.5156; 1.1: 700.677; 1.2: 0.93962; 1.3: 395.01; 1.4: 16.9473; 1.5: 700.677; 1.6: 395.01; 1.7: 237.006; 1.8: 8.4594; 1.9: 1975.05; 2: 62.8997; 2.1: 95.0796; 2.2: 2735.1284; 2.3: 66.1548; 2.4: -2034.4514; 2.5: -49.2074
| 2 | 73.2 | 1: 91.6929; 1.1: 702.5143; 1.2: 0.94209; 1.3: 395.28; 1.4: 16.9802; 1.5: 702.5143; 1.6: 395.28; 1.7: 237.168; 1.8: 8.4594; 1.9: 1976.4; 2: 62.9427; 2.1: 95.0802; 2.2: 2738.851; 2.3: 66.1996; 2.4: -2036.3367; 2.5: -49.2194
| 2 | 73.25 | 1: 91.8704; 1.1: 704.3548; 1.2: 0.94456; 1.3: 395.55; 1.4: 17.013; 1.5: 704.3548; 1.6: 395.55; 1.7: 237.33; 1.8: 8.4594; 1.9: 1977.75; 2: 62.9857; 2.1: 95.0808; 2.2: 2742.5761; 2.3: 66.2444; 2.4: -2038.2213; 2.5: -49.2313
| 2 | 73.3 | 1: 92.048; 1.1: 706.1984; 1.2: 0.94703; 1.3: 395.82; 1.4: 17.0459; 1.5: 706.1984; 1.6: 395.82; 1.7: 237.492; 1.8: 8.4594; 1.9: 1979.1; 2: 63.0287; 2.1: 95.0814; 2.2: 2746.3038; 2.3: 66.2892; 2.4: -2040.1054; 2.5: -49.2432
| 2 | 73.35 | 1: 92.2258; 1.1: 708.0452; 1.2: 0.9495; 1.3: 396.09; 1.4: 17.0789; 1.5: 708.0452; 1.6: 396.09; 1.7: 237.654; 1.8: 8.4594; 1.9: 1980.45; 2: 63.0717; 2.1: 95.082; 2.2: 2750.0341; 2.3: 66.3339; 2.4: -2041.9889; 2.5: -49.2551
| 2 | 73.4 | 1: 92.4038; 1.1: 709.8952; 1.2: 0.95199; 1.3: 396.36; 1.4: 17.1118; 1.5: 709.8952; 1.6: 396.36; 1.7: 237.816; 1.8: 8.4594; 1.9: 1981.8; 2: 63.1146; 2.1: 95.0826; 2.2: 2753.767; 2.3: 66.3787; 2.4: -2043.8717; 2.5: -49.2669
| 2 | 73.45 | 1: 92.5819; 1.1: 711.7484; 1.2: 0.95447; 1.3: 396.63; 1.4: 17.1448; 1.5: 711.7484; 1.6: 396.63; 1.7: 237.978; 1.8: 8.4594; 1.9: 1983.15; 2: 63.1576; 2.1: 95.0832; 2.2: 2757.5024; 2.3: 66.4235; 2.4: -2045.754; 2.5: -49.2787
| 2 | 73.5 | 1: 92.7603; 1.1: 713.6048; 1.2: 0.95696; 1.3: 396.9; 1.4: 17.1778; 1.5: 713.6048; 1.6: 396.9; 1.7: 238.14; 1.8: 8.4594; 1.9: 1984.5; 2: 63.2006; 2.1: 95.0838; 2.2: 2761.2405; 2.3: 66.4683; 2.4: -2047.6357; 2.5: -49.2905
| 2 | 73.55 | 1: 92.9388; 1.1: 715.4643; 1.2: 0.95945; 1.3: 397.17; 1.4: 17.2109; 1.5: 715.4643; 1.6: 397.17; 1.7: 238.302; 1.8: 8.4594; 1.9: 1985.85; 2: 63.2436; 2.1: 95.0844; 2.2: 2764.9811; 2.3: 66.5131; 2.4: -2049.5168; 2.5: -49.3022
| 2 | 73.6 | 1: 93.1174; 1.1: 717.3271; 1.2: 0.96195; 1.3: 397.44; 1.4: 17.244; 1.5: 717.3271; 1.6: 397.44; 1.7: 238.464; 1.8: 8.4594; 1.9: 1987.2; 2: 63.2866; 2.1: 95.085; 2.2: 2768.7243; 2.3: 66.5579; 2.4: -2051.3972; 2.5: -49.314
| 2 | 73.65 | 1: 93.2963; 1.1: 719.193; 1.2: 0.96445; 1.3: 397.71; 1.4: 17.2771; 1.5: 719.193; 1.6: 397.71; 1.7: 238.626; 1.8: 8.4594; 1.9: 1988.55; 2: 63.3296; 2.1: 95.0856; 2.2: 2772.4701; 2.3: 66.6027; 2.4: -2053.2771; 2.5: -49.3256
| 2 | 73.7 | 1: 93.4753; 1.1: 721.0621; 1.2: 0.96696; 1.3: 397.98; 1.4: 17.3102; 1.5: 721.0621; 1.6: 397.98; 1.7: 238.788; 1.8: 8.4594; 1.9: 1989.9; 2: 63.3726; 2.1: 95.0862; 2.2: 2776.2185; 2.3: 66.6475; 2.4: -2055.1563; 2.5: -49.3373
| 2 | 73.75 | 1: 93.6545; 1.1: 722.9345; 1.2: 0.96947; 1.3: 398.25; 1.4: 17.3434; 1.5: 722.9345; 1.6: 398.25; 1.7: 238.95; 1.8: 8.4594; 1.9: 1991.25; 2: 63.4156; 2.1: 95.0868; 2.2: 2779.9694; 2.3: 66.6923; 2.4: -2057.0349; 2.5: -49.3489
| 2 | 73.8 | 1: 93.8338; 1.1: 724.81; 1.2: 0.97199; 1.3: 398.52; 1.4: 17.3766; 1.5: 724.81; 1.6: 398.52; 1.7: 239.112; 1.8: 8.4594; 1.9: 1992.6; 2: 63.4586; 2.1: 95.0874; 2.2: 2783.723; 2.3: 66.7371; 2.4: -2058.913; 2.5: -49.3605
| 2 | 73.85 | 1: 94.0134; 1.1: 726.6887; 1.2: 0.97451; 1.3: 398.79; 1.4: 17.4099; 1.5: 726.6887; 1.6: 398.79; 1.7: 239.274; 1.8: 8.4594; 1.9: 1993.95; 2: 63.5016; 2.1: 95.088; 2.2: 2787.4791; 2.3: 66.7819; 2.4: -2060.7904; 2.5: -49.372
| 2 | 73.9 | 1: 94.193; 1.1: 728.5707; 1.2: 0.97703; 1.3: 399.06; 1.4: 17.4432; 1.5: 728.5707; 1.6: 399.06; 1.7: 239.436; 1.8: 8.4594; 1.9: 1995.3; 2: 63.5446; 2.1: 95.0886; 2.2: 2791.2378; 2.3: 66.8267; 2.4: -2062.6671; 2.5: -49.3836
| 2 | 73.95 | 1: 94.3729; 1.1: 730.4558; 1.2: 0.97956; 1.3: 399.33; 1.4: 17.4765; 1.5: 730.4558; 1.6: 399.33; 1.7: 239.598; 1.8: 8.4594; 1.9: 1996.65; 2: 63.5876; 2.1: 95.0891; 2.2: 2794.9991; 2.3: 66.8715; 2.4: -2064.5433; 2.5: -49.3951
| 2 | 74 | 1: 94.553; 1.1: 732.3442; 1.2: 0.98209; 1.3: 399.6; 1.4: 17.5098; 1.5: 732.3442; 1.6: 399.6; 1.7: 239.76; 1.8: 8.4594; 1.9: 1998; 2: 63.6306; 2.1: 95.0897; 2.2: 2798.763; 2.3: 66.9164; 2.4: -2066.4188; 2.5: -49.4065
| 2 | 74.05 | 1: 94.7332; 1.1: 734.2358; 1.2: 0.98463; 1.3: 399.87; 1.4: 17.5432; 1.5: 734.2358; 1.6: 399.87; 1.7: 239.922; 1.8: 8.4594; 1.9: 1999.35; 2: 63.6736; 2.1: 95.0903; 2.2: 2802.5294; 2.3: 66.9612; 2.4: -2068.2937; 2.5: -49.418
| 2 | 74.1 | 1: 94.9136; 1.1: 736.1305; 1.2: 0.98717; 1.3: 400.14; 1.4: 17.5766; 1.5: 736.1305; 1.6: 400.14; 1.7: 240.084; 1.8: 8.4594; 1.9: 2000.7; 2: 63.7166; 2.1: 95.0909; 2.2: 2806.2985; 2.3: 67.006; 2.4: -2070.1679; 2.5: -49.4294
| 2 | 74.15 | 1: 95.0941; 1.1: 738.0286; 1.2: 0.98971; 1.3: 400.41; 1.4: 17.61; 1.5: 738.0286; 1.6: 400.41; 1.7: 240.246; 1.8: 8.4594; 1.9: 2002.05; 2: 63.7596; 2.1: 95.0914; 2.2: 2810.0701; 2.3: 67.0508; 2.4: -2072.0415; 2.5: -49.4408
| 2 | 74.2 | 1: 95.2748; 1.1: 739.9298; 1.2: 0.99226; 1.3: 400.68; 1.4: 17.6435; 1.5: 739.9298; 1.6: 400.68; 1.7: 240.408; 1.8: 8.4594; 1.9: 2003.4; 2: 63.8025; 2.1: 95.092; 2.2: 2813.8443; 2.3: 67.0956; 2.4: -2073.9145; 2.5: -49.4521
| 2 | 74.25 | 1: 95.4557; 1.1: 741.8343; 1.2: 0.99482; 1.3: 400.95; 1.4: 17.677; 1.5: 741.8343; 1.6: 400.95; 1.7: 240.57; 1.8: 8.4594; 1.9: 2004.75; 2: 63.8455; 2.1: 95.0926; 2.2: 2817.6211; 2.3: 67.1404; 2.4: -2075.7869; 2.5: -49.4634
| 2 | 74.3 | 1: 95.6368; 1.1: 743.7419; 1.2: 0.99737; 1.3: 401.22; 1.4: 17.7105; 1.5: 743.7419; 1.6: 401.22; 1.7: 240.732; 1.8: 8.4594; 1.9: 2006.1; 2: 63.8885; 2.1: 95.0931; 2.2: 2821.4005; 2.3: 67.1852; 2.4: -2077.6586; 2.5: -49.4747
| 2 | 74.35 | 1: 95.818; 1.1: 745.6529; 1.2: 0.99994; 1.3: 401.49; 1.4: 17.7441; 1.5: 745.6529; 1.6: 401.49; 1.7: 240.894; 1.8: 8.4594; 1.9: 2007.45; 2: 63.9315; 2.1: 95.0937; 2.2: 2825.1825; 2.3: 67.23; 2.4: -2079.5296; 2.5: -49.486
| 2 | 74.4 | 1: 95.9995; 1.1: 747.567; 1.2: 1.0025; 1.3: 401.76; 1.4: 17.7777; 1.5: 747.567; 1.6: 401.76; 1.7: 241.056; 1.8: 8.4594; 1.9: 2008.8; 2: 63.9745; 2.1: 95.0943; 2.2: 2828.967; 2.3: 67.2749; 2.4: -2081.4; 2.5: -49.4972
| 2 | 74.45 | 1: 96.181; 1.1: 749.4844; 1.2: 1.0051; 1.3: 402.03; 1.4: 17.8113; 1.5: 749.4844; 1.6: 402.03; 1.7: 241.218; 1.8: 8.4594; 1.9: 2010.15; 2: 64.0175; 2.1: 95.0948; 2.2: 2832.7541; 2.3: 67.3197; 2.4: -2083.2697; 2.5: -49.5084
| 2 | 74.5 | 1: 96.3628; 1.1: 751.405; 1.2: 1.0077; 1.3: 402.3; 1.4: 17.845; 1.5: 751.405; 1.6: 402.3; 1.7: 241.38; 1.8: 8.4594; 1.9: 2011.5; 2: 64.0605; 2.1: 95.0954; 2.2: 2836.5438; 2.3: 67.3645; 2.4: -2085.1388; 2.5: -49.5195
| 2 | 74.55 | 1: 96.5447; 1.1: 753.3289; 1.2: 1.0102; 1.3: 402.57; 1.4: 17.8787; 1.5: 753.3289; 1.6: 402.57; 1.7: 241.542; 1.8: 8.4594; 1.9: 2012.85; 2: 64.1035; 2.1: 95.0959; 2.2: 2840.3361; 2.3: 67.4093; 2.4: -2087.0073; 2.5: -49.5307
| 2 | 74.6 | 1: 96.7268; 1.1: 755.256; 1.2: 1.0128; 1.3: 402.84; 1.4: 17.9124; 1.5: 755.256; 1.6: 402.84; 1.7: 241.704; 1.8: 8.4594; 1.9: 2014.2; 2: 64.1465; 2.1: 95.0965; 2.2: 2844.131; 2.3: 67.4541; 2.4: -2088.875; 2.5: -49.5418
| 2 | 74.65 | 1: 96.9091; 1.1: 757.1863; 1.2: 1.0154; 1.3: 403.11; 1.4: 17.9461; 1.5: 757.1863; 1.6: 403.11; 1.7: 241.866; 1.8: 8.4594; 1.9: 2015.55; 2: 64.1895; 2.1: 95.097; 2.2: 2847.9285; 2.3: 67.499; 2.4: -2090.7421; 2.5: -49.5528
| 2 | 74.7 | 1: 97.0915; 1.1: 759.12; 1.2: 1.018; 1.3: 403.38; 1.4: 17.9799; 1.5: 759.12; 1.6: 403.38; 1.7: 242.028; 1.8: 8.4594; 1.9: 2016.9; 2: 64.2325; 2.1: 95.0975; 2.2: 2851.7285; 2.3: 67.5438; 2.4: -2092.6086; 2.5: -49.5639
| 2 | 74.75 | 1: 97.2742; 1.1: 761.0568; 1.2: 1.0206; 1.3: 403.65; 1.4: 18.0137; 1.5: 761.0568; 1.6: 403.65; 1.7: 242.19; 1.8: 8.4594; 1.9: 2018.25; 2: 64.2755; 2.1: 95.0981; 2.2: 2855.5311; 2.3: 67.5886; 2.4: -2094.4743; 2.5: -49.5749
| 2 | 74.8 | 1: 97.4569; 1.1: 762.9969; 1.2: 1.0232; 1.3: 403.92; 1.4: 18.0476; 1.5: 762.9969; 1.6: 403.92; 1.7: 242.352; 1.8: 8.4594; 1.9: 2019.6; 2: 64.3185; 2.1: 95.0986; 2.2: 2859.3363; 2.3: 67.6334; 2.4: -2096.3394; 2.5: -49.5859
| 2 | 74.85 | 1: 97.6399; 1.1: 764.9403; 1.2: 1.0258; 1.3: 404.19; 1.4: 18.0815; 1.5: 764.9403; 1.6: 404.19; 1.7: 242.514; 1.8: 8.4594; 1.9: 2020.95; 2: 64.3615; 2.1: 95.0992; 2.2: 2863.1441; 2.3: 67.6783; 2.4: -2098.2038; 2.5: -49.5968
| 2 | 74.9 | 1: 97.823; 1.1: 766.8869; 1.2: 1.0284; 1.3: 404.46; 1.4: 18.1154; 1.5: 766.8869; 1.6: 404.46; 1.7: 242.676; 1.8: 8.4594; 1.9: 2022.3; 2: 64.4045; 2.1: 95.0997; 2.2: 2866.9545; 2.3: 67.7231; 2.4: -2100.0676; 2.5: -49.6077
| 2 | 74.95 | 1: 98.0063; 1.1: 768.8368; 1.2: 1.031; 1.3: 404.73; 1.4: 18.1493; 1.5: 768.8368; 1.6: 404.73; 1.7: 242.838; 1.8: 8.4594; 1.9: 2023.65; 2: 64.4475; 2.1: 95.1002; 2.2: 2870.7675; 2.3: 67.7679; 2.4: -2101.9306; 2.5: -49.6186
| 2 | 75 | 1: 98.1898; 1.1: 770.79; 1.2: 1.0336; 1.3: 405; 1.4: 18.1833; 1.5: 770.79; 1.6: 405; 1.7: 243; 1.8: 8.4594; 1.9: 2025; 2: 64.4904; 2.1: 95.1008; 2.2: 2874.583; 2.3: 67.8128; 2.4: -2103.793; 2.5: -49.6295
| 2 | 75.05 | 1: 98.3734; 1.1: 772.7464; 1.2: 1.0363; 1.3: 405.27; 1.4: 18.2173; 1.5: 772.7464; 1.6: 405.27; 1.7: 243.162; 1.8: 8.4594; 1.9: 2026.35; 2: 64.5334; 2.1: 95.1013; 2.2: 2878.4011; 2.3: 67.8576; 2.4: -2105.6547; 2.5: -49.6403
| 2 | 75.1 | 1: 98.5573; 1.1: 774.7061; 1.2: 1.0389; 1.3: 405.54; 1.4: 18.2513; 1.5: 774.7061; 1.6: 405.54; 1.7: 243.324; 1.8: 8.4594; 1.9: 2027.7; 2: 64.5764; 2.1: 95.1018; 2.2: 2882.2218; 2.3: 67.9024; 2.4: -2107.5157; 2.5: -49.6511
| 2 | 75.15 | 1: 98.7413; 1.1: 776.6691; 1.2: 1.0415; 1.3: 405.81; 1.4: 18.2854; 1.5: 776.6691; 1.6: 405.81; 1.7: 243.486; 1.8: 8.4594; 1.9: 2029.05; 2: 64.6194; 2.1: 95.1023; 2.2: 2886.0451; 2.3: 67.9473; 2.4: -2109.376; 2.5: -49.6618
| 2 | 75.2 | 1: 98.9254; 1.1: 778.6353; 1.2: 1.0442; 1.3: 406.08; 1.4: 18.3195; 1.5: 778.6353; 1.6: 406.08; 1.7: 243.648; 1.8: 8.4594; 1.9: 2030.4; 2: 64.6624; 2.1: 95.1028; 2.2: 2889.8709; 2.3: 67.9921; 2.4: -2111.2356; 2.5: -49.6726
| 2 | 75.25 | 1: 99.1097; 1.1: 780.6048; 1.2: 1.0468; 1.3: 406.35; 1.4: 18.3537; 1.5: 780.6048; 1.6: 406.35; 1.7: 243.81; 1.8: 8.4594; 1.9: 2031.75; 2: 64.7054; 2.1: 95.1034; 2.2: 2893.6994; 2.3: 68.0369; 2.4: -2113.0945; 2.5: -49.6833
| 2 | 75.3 | 1: 99.2942; 1.1: 782.5776; 1.2: 1.0495; 1.3: 406.62; 1.4: 18.3878; 1.5: 782.5776; 1.6: 406.62; 1.7: 243.972; 1.8: 8.4594; 1.9: 2033.1; 2: 64.7484; 2.1: 95.1039; 2.2: 2897.5304; 2.3: 68.0818; 2.4: -2114.9528; 2.5: -49.694
| 2 | 75.35 | 1: 99.4789; 1.1: 784.5537; 1.2: 1.0521; 1.3: 406.89; 1.4: 18.422; 1.5: 784.5537; 1.6: 406.89; 1.7: 244.134; 1.8: 8.4594; 1.9: 2034.45; 2: 64.7914; 2.1: 95.1044; 2.2: 2901.364; 2.3: 68.1266; 2.4: -2116.8103; 2.5: -49.7046
| 2 | 75.4 | 1: 99.6638; 1.1: 786.5331; 1.2: 1.0548; 1.3: 407.16; 1.4: 18.4563; 1.5: 786.5331; 1.6: 407.16; 1.7: 244.296; 1.8: 8.4594; 1.9: 2035.8; 2: 64.8344; 2.1: 95.1049; 2.2: 2905.2002; 2.3: 68.1715; 2.4: -2118.6671; 2.5: -49.7152
| 2 | 75.45 | 1: 99.8488; 1.1: 788.5158; 1.2: 1.0574; 1.3: 407.43; 1.4: 18.4905; 1.5: 788.5158; 1.6: 407.43; 1.7: 244.458; 1.8: 8.4594; 1.9: 2037.15; 2: 64.8774; 2.1: 95.1054; 2.2: 2909.0389; 2.3: 68.2163; 2.4: -2120.5232; 2.5: -49.7258
| 2 | 75.5 | 1: 100.034; 1.1: 790.5017; 1.2: 1.0601; 1.3: 407.7; 1.4: 18.5248; 1.5: 790.5017; 1.6: 407.7; 1.7: 244.62; 1.8: 8.4594; 1.9: 2038.5; 2: 64.9204; 2.1: 95.1059; 2.2: 2912.8803; 2.3: 68.2611; 2.4: -2122.3785; 2.5: -49.7363
| 2 | 75.55 | 1: 100.2193; 1.1: 792.491; 1.2: 1.0627; 1.3: 407.97; 1.4: 18.5591; 1.5: 792.491; 1.6: 407.97; 1.7: 244.782; 1.8: 8.4594; 1.9: 2039.85; 2: 64.9634; 2.1: 95.1064; 2.2: 2916.7242; 2.3: 68.306; 2.4: -2124.2332; 2.5: -49.7468
| 2 | 75.6 | 1: 100.4049; 1.1: 794.4836; 1.2: 1.0654; 1.3: 408.24; 1.4: 18.5935; 1.5: 794.4836; 1.6: 408.24; 1.7: 244.944; 1.8: 8.4594; 1.9: 2041.2; 2: 65.0064; 2.1: 95.1069; 2.2: 2920.5707; 2.3: 68.3508; 2.4: -2126.0871; 2.5: -49.7573
| 2 | 75.65 | 1: 100.5906; 1.1: 796.4794; 1.2: 1.0681; 1.3: 408.51; 1.4: 18.6279; 1.5: 796.4794; 1.6: 408.51; 1.7: 245.106; 1.8: 8.4594; 1.9: 2042.55; 2: 65.0494; 2.1: 95.1074; 2.2: 2924.4198; 2.3: 68.3957; 2.4: -2127.9404; 2.5: -49.7678
| 2 | 75.7 | 1: 100.7764; 1.1: 798.4786; 1.2: 1.0708; 1.3: 408.78; 1.4: 18.6623; 1.5: 798.4786; 1.6: 408.78; 1.7: 245.268; 1.8: 8.4594; 1.9: 2043.9; 2: 65.0924; 2.1: 95.1079; 2.2: 2928.2714; 2.3: 68.4405; 2.4: -2129.7929; 2.5: -49.7782
| 2 | 75.75 | 1: 100.9625; 1.1: 800.481; 1.2: 1.0735; 1.3: 409.05; 1.4: 18.6968; 1.5: 800.481; 1.6: 409.05; 1.7: 245.43; 1.8: 8.4594; 1.9: 2045.25; 2: 65.1354; 2.1: 95.1084; 2.2: 2932.1257; 2.3: 68.4854; 2.4: -2131.6446; 2.5: -49.7886
| 2 | 75.8 | 1: 101.1487; 1.1: 802.4868; 1.2: 1.0762; 1.3: 409.32; 1.4: 18.7312; 1.5: 802.4868; 1.6: 409.32; 1.7: 245.592; 1.8: 8.4594; 1.9: 2046.6; 2: 65.1783; 2.1: 95.1089; 2.2: 2935.9825; 2.3: 68.5302; 2.4: -2133.4957; 2.5: -49.799
| 2 | 75.85 | 1: 101.3351; 1.1: 804.4959; 1.2: 1.0788; 1.3: 409.59; 1.4: 18.7658; 1.5: 804.4959; 1.6: 409.59; 1.7: 245.754; 1.8: 8.4594; 1.9: 2047.95; 2: 65.2213; 2.1: 95.1094; 2.2: 2939.8419; 2.3: 68.5751; 2.4: -2135.346; 2.5: -49.8093
| 2 | 75.9 | 1: 101.5216; 1.1: 806.5083; 1.2: 1.0815; 1.3: 409.86; 1.4: 18.8003; 1.5: 806.5083; 1.6: 409.86; 1.7: 245.916; 1.8: 8.4594; 1.9: 2049.3; 2: 65.2643; 2.1: 95.1099; 2.2: 2943.7038; 2.3: 68.6199; 2.4: -2137.1955; 2.5: -49.8196
| 2 | 75.95 | 1: 101.7084; 1.1: 808.524; 1.2: 1.0842; 1.3: 410.13; 1.4: 18.8349; 1.5: 808.524; 1.6: 410.13; 1.7: 246.078; 1.8: 8.4594; 1.9: 2050.65; 2: 65.3073; 2.1: 95.1104; 2.2: 2947.5684; 2.3: 68.6648; 2.4: -2139.0444; 2.5: -49.8299
| 2 | 76 | 1: 101.8953; 1.1: 810.543; 1.2: 1.087; 1.3: 410.4; 1.4: 18.8695; 1.5: 810.543; 1.6: 410.4; 1.7: 246.24; 1.8: 8.4594; 1.9: 2052; 2: 65.3503; 2.1: 95.1109; 2.2: 2951.4355; 2.3: 68.7096; 2.4: -2140.8925; 2.5: -49.8401
| 2 | 76.05 | 1: 102.0824; 1.1: 812.5654; 1.2: 1.0897; 1.3: 410.67; 1.4: 18.9041; 1.5: 812.5654; 1.6: 410.67; 1.7: 246.402; 1.8: 8.4594; 1.9: 2053.35; 2: 65.3933; 2.1: 95.1114; 2.2: 2955.3052; 2.3: 68.7545; 2.4: -2142.7398; 2.5: -49.8503
| 2 | 76.1 | 1: 102.2696; 1.1: 814.5911; 1.2: 1.0924; 1.3: 410.94; 1.4: 18.9388; 1.5: 814.5911; 1.6: 410.94; 1.7: 246.564; 1.8: 8.4594; 1.9: 2054.7; 2: 65.4363; 2.1: 95.1118; 2.2: 2959.1775; 2.3: 68.7993; 2.4: -2144.5864; 2.5: -49.8605
| 2 | 76.15 | 1: 102.457; 1.1: 816.6201; 1.2: 1.0951; 1.3: 411.21; 1.4: 18.9735; 1.5: 816.6201; 1.6: 411.21; 1.7: 246.726; 1.8: 8.4594; 1.9: 2056.05; 2: 65.4793; 2.1: 95.1123; 2.2: 2963.0523; 2.3: 68.8442; 2.4: -2146.4322; 2.5: -49.8707
| 2 | 76.2 | 1: 102.6446; 1.1: 818.6524; 1.2: 1.0978; 1.3: 411.48; 1.4: 19.0083; 1.5: 818.6524; 1.6: 411.48; 1.7: 246.888; 1.8: 8.4594; 1.9: 2057.4; 2: 65.5223; 2.1: 95.1128; 2.2: 2966.9297; 2.3: 68.889; 2.4: -2148.2773; 2.5: -49.8808
| 2 | 76.25 | 1: 102.8324; 1.1: 820.6881; 1.2: 1.1006; 1.3: 411.75; 1.4: 19.043; 1.5: 820.6881; 1.6: 411.75; 1.7: 247.05; 1.8: 8.4594; 1.9: 2058.75; 2: 65.5653; 2.1: 95.1133; 2.2: 2970.8097; 2.3: 68.9339; 2.4: -2150.1216; 2.5: -49.8909
| 2 | 76.3 | 1: 103.0203; 1.1: 822.7271; 1.2: 1.1033; 1.3: 412.02; 1.4: 19.0778; 1.5: 822.7271; 1.6: 412.02; 1.7: 247.212; 1.8: 8.4594; 1.9: 2060.1; 2: 65.6083; 2.1: 95.1137; 2.2: 2974.6923; 2.3: 68.9788; 2.4: -2151.9652; 2.5: -49.9009
| 2 | 76.35 | 1: 103.2084; 1.1: 824.7694; 1.2: 1.106; 1.3: 412.29; 1.4: 19.1127; 1.5: 824.7694; 1.6: 412.29; 1.7: 247.374; 1.8: 8.4594; 1.9: 2061.45; 2: 65.6513; 2.1: 95.1142; 2.2: 2978.5774; 2.3: 69.0236; 2.4: -2153.808; 2.5: -49.9109
| 2 | 76.4 | 1: 103.3967; 1.1: 826.8151; 1.2: 1.1088; 1.3: 412.56; 1.4: 19.1475; 1.5: 826.8151; 1.6: 412.56; 1.7: 247.536; 1.8: 8.4594; 1.9: 2062.8; 2: 65.6943; 2.1: 95.1147; 2.2: 2982.4652; 2.3: 69.0685; 2.4: -2155.65; 2.5: -49.9209
| 2 | 76.45 | 1: 103.5851; 1.1: 828.8642; 1.2: 1.1115; 1.3: 412.83; 1.4: 19.1824; 1.5: 828.8642; 1.6: 412.83; 1.7: 247.698; 1.8: 8.4594; 1.9: 2064.15; 2: 65.7373; 2.1: 95.1152; 2.2: 2986.3555; 2.3: 69.1133; 2.4: -2157.4913; 2.5: -49.9309
| 2 | 76.5 | 1: 103.7738; 1.1: 830.9165; 1.2: 1.1143; 1.3: 413.1; 1.4: 19.2174; 1.5: 830.9165; 1.6: 413.1; 1.7: 247.86; 1.8: 8.4594; 1.9: 2065.5; 2: 65.7803; 2.1: 95.1156; 2.2: 2990.2483; 2.3: 69.1582; 2.4: -2159.3318; 2.5: -49.9408
| 2 | 76.55 | 1: 103.9626; 1.1: 832.9722; 1.2: 1.117; 1.3: 413.37; 1.4: 19.2523; 1.5: 832.9722; 1.6: 413.37; 1.7: 248.022; 1.8: 8.4594; 1.9: 2066.85; 2: 65.8232; 2.1: 95.1161; 2.2: 2994.1438; 2.3: 69.2031; 2.4: -2161.1715; 2.5: -49.9507
| 2 | 76.6 | 1: 104.1515; 1.1: 835.0313; 1.2: 1.1198; 1.3: 413.64; 1.4: 19.2873; 1.5: 835.0313; 1.6: 413.64; 1.7: 248.184; 1.8: 8.4594; 1.9: 2068.2; 2: 65.8662; 2.1: 95.1166; 2.2: 2998.0418; 2.3: 69.2479; 2.4: -2163.0104; 2.5: -49.9606
| 2 | 76.65 | 1: 104.3407; 1.1: 837.0938; 1.2: 1.1226; 1.3: 413.91; 1.4: 19.3223; 1.5: 837.0938; 1.6: 413.91; 1.7: 248.346; 1.8: 8.4594; 1.9: 2069.55; 2: 65.9092; 2.1: 95.117; 2.2: 3001.9423; 2.3: 69.2928; 2.4: -2164.8486; 2.5: -49.9704
| 2 | 76.7 | 1: 104.53; 1.1: 839.1595; 1.2: 1.1253; 1.3: 414.18; 1.4: 19.3574; 1.5: 839.1595; 1.6: 414.18; 1.7: 248.508; 1.8: 8.4594; 1.9: 2070.9; 2: 65.9522; 2.1: 95.1175; 2.2: 3005.8455; 2.3: 69.3377; 2.4: -2166.6859; 2.5: -49.9803
| 2 | 76.75 | 1: 104.7194; 1.1: 841.2287; 1.2: 1.1281; 1.3: 414.45; 1.4: 19.3925; 1.5: 841.2287; 1.6: 414.45; 1.7: 248.67; 1.8: 8.4594; 1.9: 2072.25; 2: 65.9952; 2.1: 95.1179; 2.2: 3009.7512; 2.3: 69.3825; 2.4: -2168.5225; 2.5: -49.99
| 2 | 76.8 | 1: 104.9091; 1.1: 843.3012; 1.2: 1.1309; 1.3: 414.72; 1.4: 19.4276; 1.5: 843.3012; 1.6: 414.72; 1.7: 248.832; 1.8: 8.4594; 1.9: 2073.6; 2: 66.0382; 2.1: 95.1184; 2.2: 3013.6595; 2.3: 69.4274; 2.4: -2170.3583; 2.5: -49.9998
| 2 | 76.85 | 1: 105.0989; 1.1: 845.3771; 1.2: 1.1337; 1.3: 414.99; 1.4: 19.4628; 1.5: 845.3771; 1.6: 414.99; 1.7: 248.994; 1.8: 8.4594; 1.9: 2074.95; 2: 66.0812; 2.1: 95.1189; 2.2: 3017.5704; 2.3: 69.4723; 2.4: -2172.1933; 2.5: -50.0095
| 2 | 76.9 | 1: 105.2889; 1.1: 847.4563; 1.2: 1.1365; 1.3: 415.26; 1.4: 19.4979; 1.5: 847.4563; 1.6: 415.26; 1.7: 249.156; 1.8: 8.4594; 1.9: 2076.3; 2: 66.1242; 2.1: 95.1193; 2.2: 3021.4838; 2.3: 69.5171; 2.4: -2174.0275; 2.5: -50.0192
| 2 | 76.95 | 1: 105.4791; 1.1: 849.5389; 1.2: 1.1393; 1.3: 415.53; 1.4: 19.5332; 1.5: 849.5389; 1.6: 415.53; 1.7: 249.318; 1.8: 8.4594; 1.9: 2077.65; 2: 66.1672; 2.1: 95.1198; 2.2: 3025.3998; 2.3: 69.562; 2.4: -2175.8609; 2.5: -50.0288
| 2 | 77 | 1: 105.6694; 1.1: 851.6249; 1.2: 1.142; 1.3: 415.8; 1.4: 19.5684; 1.5: 851.6249; 1.6: 415.8; 1.7: 249.48; 1.8: 8.4594; 1.9: 2079; 2: 66.2102; 2.1: 95.1202; 2.2: 3029.3184; 2.3: 69.6069; 2.4: -2177.6934; 2.5: -50.0385
| 2 | 77.05 | 1: 105.8599; 1.1: 853.7143; 1.2: 1.1448; 1.3: 416.07; 1.4: 19.6037; 1.5: 853.7143; 1.6: 416.07; 1.7: 249.642; 1.8: 8.4594; 1.9: 2080.35; 2: 66.2532; 2.1: 95.1207; 2.2: 3033.2395; 2.3: 69.6517; 2.4: -2179.5252; 2.5: -50.048
| 2 | 77.1 | 1: 106.0506; 1.1: 855.807; 1.2: 1.1477; 1.3: 416.34; 1.4: 19.639; 1.5: 855.807; 1.6: 416.34; 1.7: 249.804; 1.8: 8.4594; 1.9: 2081.7; 2: 66.2962; 2.1: 95.1211; 2.2: 3037.1632; 2.3: 69.6966; 2.4: -2181.3562; 2.5: -50.0576
| 2 | 77.15 | 1: 106.2414; 1.1: 857.9031; 1.2: 1.1505; 1.3: 416.61; 1.4: 19.6743; 1.5: 857.9031; 1.6: 416.61; 1.7: 249.966; 1.8: 8.4594; 1.9: 2083.05; 2: 66.3392; 2.1: 95.1216; 2.2: 3041.0895; 2.3: 69.7415; 2.4: -2183.1863; 2.5: -50.0671
| 2 | 77.2 | 1: 106.4325; 1.1: 860.0026; 1.2: 1.1533; 1.3: 416.88; 1.4: 19.7097; 1.5: 860.0026; 1.6: 416.88; 1.7: 250.128; 1.8: 8.4594; 1.9: 2084.4; 2: 66.3822; 2.1: 95.122; 2.2: 3045.0183; 2.3: 69.7863; 2.4: -2185.0157; 2.5: -50.0766
| 2 | 77.25 | 1: 106.6237; 1.1: 862.1055; 1.2: 1.1561; 1.3: 417.15; 1.4: 19.7451; 1.5: 862.1055; 1.6: 417.15; 1.7: 250.29; 1.8: 8.4594; 1.9: 2085.75; 2: 66.4252; 2.1: 95.1224; 2.2: 3048.9497; 2.3: 69.8312; 2.4: -2186.8442; 2.5: -50.0861
| 2 | 77.3 | 1: 106.815; 1.1: 864.2118; 1.2: 1.1589; 1.3: 417.42; 1.4: 19.7806; 1.5: 864.2118; 1.6: 417.42; 1.7: 250.452; 1.8: 8.4594; 1.9: 2087.1; 2: 66.4682; 2.1: 95.1229; 2.2: 3052.8837; 2.3: 69.8761; 2.4: -2188.6718; 2.5: -50.0955
| 2 | 77.35 | 1: 107.0066; 1.1: 866.3215; 1.2: 1.1618; 1.3: 417.69; 1.4: 19.816; 1.5: 866.3215; 1.6: 417.69; 1.7: 250.614; 1.8: 8.4594; 1.9: 2088.45; 2: 66.5111; 2.1: 95.1233; 2.2: 3056.8202; 2.3: 69.921; 2.4: -2190.4987; 2.5: -50.1049
| 2 | 77.4 | 1: 107.1983; 1.1: 868.4346; 1.2: 1.1646; 1.3: 417.96; 1.4: 19.8515; 1.5: 868.4346; 1.6: 417.96; 1.7: 250.776; 1.8: 8.4594; 1.9: 2089.8; 2: 66.5541; 2.1: 95.1238; 2.2: 3060.7593; 2.3: 69.9658; 2.4: -2192.3247; 2.5: -50.1143
| 2 | 77.45 | 1: 107.3901; 1.1: 870.551; 1.2: 1.1674; 1.3: 418.23; 1.4: 19.8871; 1.5: 870.551; 1.6: 418.23; 1.7: 250.938; 1.8: 8.4594; 1.9: 2091.15; 2: 66.5971; 2.1: 95.1242; 2.2: 3064.7009; 2.3: 70.0107; 2.4: -2194.1499; 2.5: -50.1237
| 2 | 77.5 | 1: 107.5822; 1.1: 872.6709; 1.2: 1.1703; 1.3: 418.5; 1.4: 19.9226; 1.5: 872.6709; 1.6: 418.5; 1.7: 251.1; 1.8: 8.4594; 1.9: 2092.5; 2: 66.6401; 2.1: 95.1246; 2.2: 3068.6452; 2.3: 70.0556; 2.4: -2195.9743; 2.5: -50.133
| 2 | 77.55 | 1: 107.7744; 1.1: 874.7942; 1.2: 1.1731; 1.3: 418.77; 1.4: 19.9582; 1.5: 874.7942; 1.6: 418.77; 1.7: 251.262; 1.8: 8.4594; 1.9: 2093.85; 2: 66.6831; 2.1: 95.1251; 2.2: 3072.5919; 2.3: 70.1005; 2.4: -2197.7978; 2.5: -50.1422
| 2 | 77.6 | 1: 107.9668; 1.1: 876.9208; 1.2: 1.176; 1.3: 419.04; 1.4: 19.9939; 1.5: 876.9208; 1.6: 419.04; 1.7: 251.424; 1.8: 8.4594; 1.9: 2095.2; 2: 66.7261; 2.1: 95.1255; 2.2: 3076.5413; 2.3: 70.1453; 2.4: -2199.6204; 2.5: -50.1515
| 2 | 77.65 | 1: 108.1594; 1.1: 879.0509; 1.2: 1.1788; 1.3: 419.31; 1.4: 20.0295; 1.5: 879.0509; 1.6: 419.31; 1.7: 251.586; 1.8: 8.4594; 1.9: 2096.55; 2: 66.7691; 2.1: 95.1259; 2.2: 3080.4932; 2.3: 70.1902; 2.4: -2201.4422; 2.5: -50.1607
| 2 | 77.7 | 1: 108.3521; 1.1: 881.1844; 1.2: 1.1817; 1.3: 419.58; 1.4: 20.0652; 1.5: 881.1844; 1.6: 419.58; 1.7: 251.748; 1.8: 8.4594; 1.9: 2097.9; 2: 66.8121; 2.1: 95.1264; 2.2: 3084.4476; 2.3: 70.2351; 2.4: -2203.2632; 2.5: -50.1699
| 2 | 77.75 | 1: 108.545; 1.1: 883.3213; 1.2: 1.1846; 1.3: 419.85; 1.4: 20.1009; 1.5: 883.3213; 1.6: 419.85; 1.7: 251.91; 1.8: 8.4594; 1.9: 2099.25; 2: 66.8551; 2.1: 95.1268; 2.2: 3088.4047; 2.3: 70.28; 2.4: -2205.0833; 2.5: -50.1791
| 2 | 77.8 | 1: 108.7381; 1.1: 885.4617; 1.2: 1.1874; 1.3: 420.12; 1.4: 20.1367; 1.5: 885.4617; 1.6: 420.12; 1.7: 252.072; 1.8: 8.4594; 1.9: 2100.6; 2: 66.8981; 2.1: 95.1272; 2.2: 3092.3642; 2.3: 70.3249; 2.4: -2206.9026; 2.5: -50.1882
| 2 | 77.85 | 1: 108.9314; 1.1: 887.6054; 1.2: 1.1903; 1.3: 420.39; 1.4: 20.1725; 1.5: 887.6054; 1.6: 420.39; 1.7: 252.234; 1.8: 8.4594; 1.9: 2101.95; 2: 66.9411; 2.1: 95.1277; 2.2: 3096.3264; 2.3: 70.3697; 2.4: -2208.721; 2.5: -50.1973
| 2 | 77.9 | 1: 109.1248; 1.1: 889.7526; 1.2: 1.1932; 1.3: 420.66; 1.4: 20.2083; 1.5: 889.7526; 1.6: 420.66; 1.7: 252.396; 1.8: 8.4594; 1.9: 2103.3; 2: 66.9841; 2.1: 95.1281; 2.2: 3100.2911; 2.3: 70.4146; 2.4: -2210.5385; 2.5: -50.2063
| 2 | 77.95 | 1: 109.3184; 1.1: 891.9032; 1.2: 1.1961; 1.3: 420.93; 1.4: 20.2441; 1.5: 891.9032; 1.6: 420.93; 1.7: 252.558; 1.8: 8.4594; 1.9: 2104.65; 2: 67.0271; 2.1: 95.1285; 2.2: 3104.2583; 2.3: 70.4595; 2.4: -2212.3551; 2.5: -50.2154
| 2 | 78 | 1: 109.5121; 1.1: 894.0572; 1.2: 1.199; 1.3: 421.2; 1.4: 20.28; 1.5: 894.0572; 1.6: 421.2; 1.7: 252.72; 1.8: 8.4594; 1.9: 2106; 2: 67.0701; 2.1: 95.1289; 2.2: 3108.2281; 2.3: 70.5044; 2.4: -2214.1709; 2.5: -50.2244
| 2 | 78.05 | 1: 109.7061; 1.1: 896.2146; 1.2: 1.2018; 1.3: 421.47; 1.4: 20.3159; 1.5: 896.2146; 1.6: 421.47; 1.7: 252.882; 1.8: 8.4594; 1.9: 2107.35; 2: 67.1131; 2.1: 95.1293; 2.2: 3112.2005; 2.3: 70.5493; 2.4: -2215.9858; 2.5: -50.2333
| 2 | 78.1 | 1: 109.9002; 1.1: 898.3755; 1.2: 1.2047; 1.3: 421.74; 1.4: 20.3519; 1.5: 898.3755; 1.6: 421.74; 1.7: 253.044; 1.8: 8.4594; 1.9: 2108.7; 2: 67.1561; 2.1: 95.1298; 2.2: 3116.1754; 2.3: 70.5941; 2.4: -2217.7999; 2.5: -50.2423
| 2 | 78.15 | 1: 110.0945; 1.1: 900.5398; 1.2: 1.2076; 1.3: 422.01; 1.4: 20.3879; 1.5: 900.5398; 1.6: 422.01; 1.7: 253.206; 1.8: 8.4594; 1.9: 2110.05; 2: 67.199; 2.1: 95.1302; 2.2: 3120.1528; 2.3: 70.639; 2.4: -2219.613; 2.5: -50.2512
| 2 | 78.2 | 1: 110.2889; 1.1: 902.7076; 1.2: 1.2106; 1.3: 422.28; 1.4: 20.4239; 1.5: 902.7076; 1.6: 422.28; 1.7: 253.368; 1.8: 8.4594; 1.9: 2111.4; 2: 67.242; 2.1: 95.1306; 2.2: 3124.1329; 2.3: 70.6839; 2.4: -2221.4253; 2.5: -50.26
| 2 | 78.25 | 1: 110.4836; 1.1: 904.8788; 1.2: 1.2135; 1.3: 422.55; 1.4: 20.4599; 1.5: 904.8788; 1.6: 422.55; 1.7: 253.53; 1.8: 8.4594; 1.9: 2112.75; 2: 67.285; 2.1: 95.131; 2.2: 3128.1154; 2.3: 70.7288; 2.4: -2223.2367; 2.5: -50.2689
| 2 | 78.3 | 1: 110.6784; 1.1: 907.0534; 1.2: 1.2164; 1.3: 422.82; 1.4: 20.496; 1.5: 907.0534; 1.6: 422.82; 1.7: 253.692; 1.8: 8.4594; 1.9: 2114.1; 2: 67.328; 2.1: 95.1314; 2.2: 3132.1005; 2.3: 70.7737; 2.4: -2225.0471; 2.5: -50.2777
| 2 | 78.35 | 1: 110.8733; 1.1: 909.2315; 1.2: 1.2193; 1.3: 423.09; 1.4: 20.5321; 1.5: 909.2315; 1.6: 423.09; 1.7: 253.854; 1.8: 8.4594; 1.9: 2115.45; 2: 67.371; 2.1: 95.1319; 2.2: 3136.0882; 2.3: 70.8186; 2.4: -2226.8567; 2.5: -50.2865
| 2 | 78.4 | 1: 111.0685; 1.1: 911.413; 1.2: 1.2222; 1.3: 423.36; 1.4: 20.5682; 1.5: 911.413; 1.6: 423.36; 1.7: 254.016; 1.8: 8.4594; 1.9: 2116.8; 2: 67.414; 2.1: 95.1323; 2.2: 3140.0784; 2.3: 70.8634; 2.4: -2228.6654; 2.5: -50.2952
| 2 | 78.45 | 1: 111.2638; 1.1: 913.598; 1.2: 1.2252; 1.3: 423.63; 1.4: 20.6044; 1.5: 913.598; 1.6: 423.63; 1.7: 254.178; 1.8: 8.4594; 1.9: 2118.15; 2: 67.457; 2.1: 95.1327; 2.2: 3144.0712; 2.3: 70.9083; 2.4: -2230.4732; 2.5: -50.3039
| 2 | 78.5 | 1: 111.4593; 1.1: 915.7864; 1.2: 1.2281; 1.3: 423.9; 1.4: 20.6406; 1.5: 915.7864; 1.6: 423.9; 1.7: 254.34; 1.8: 8.4594; 1.9: 2119.5; 2: 67.5; 2.1: 95.1331; 2.2: 3148.0665; 2.3: 70.9532; 2.4: -2232.2801; 2.5: -50.3126
| 2 | 78.55 | 1: 111.6549; 1.1: 917.9783; 1.2: 1.231; 1.3: 424.17; 1.4: 20.6768; 1.5: 917.9783; 1.6: 424.17; 1.7: 254.502; 1.8: 8.4594; 1.9: 2120.85; 2: 67.543; 2.1: 95.1335; 2.2: 3152.0644; 2.3: 70.9981; 2.4: -2234.0861; 2.5: -50.3213
| 2 | 78.6 | 1: 111.8507; 1.1: 920.1737; 1.2: 1.234; 1.3: 424.44; 1.4: 20.7131; 1.5: 920.1737; 1.6: 424.44; 1.7: 254.664; 1.8: 8.4594; 1.9: 2122.2; 2: 67.586; 2.1: 95.1339; 2.2: 3156.0648; 2.3: 71.043; 2.4: -2235.8911; 2.5: -50.3299
| 2 | 78.65 | 1: 112.0467; 1.1: 922.3725; 1.2: 1.2369; 1.3: 424.71; 1.4: 20.7494; 1.5: 922.3725; 1.6: 424.71; 1.7: 254.826; 1.8: 8.4594; 1.9: 2123.55; 2: 67.629; 2.1: 95.1343; 2.2: 3160.0677; 2.3: 71.0879; 2.4: -2237.6953; 2.5: -50.3385
| 2 | 78.7 | 1: 112.2429; 1.1: 924.5748; 1.2: 1.2399; 1.3: 424.98; 1.4: 20.7857; 1.5: 924.5748; 1.6: 424.98; 1.7: 254.988; 1.8: 8.4594; 1.9: 2124.9; 2: 67.672; 2.1: 95.1348; 2.2: 3164.0732; 2.3: 71.1328; 2.4: -2239.4985; 2.5: -50.347
| 2 | 78.75 | 1: 112.4392; 1.1: 926.7805; 1.2: 1.2428; 1.3: 425.25; 1.4: 20.8221; 1.5: 926.7805; 1.6: 425.25; 1.7: 255.15; 1.8: 8.4594; 1.9: 2126.25; 2: 67.715; 2.1: 95.1352; 2.2: 3168.0813; 2.3: 71.1776; 2.4: -2241.3008; 2.5: -50.3556
| 2 | 78.8 | 1: 112.6358; 1.1: 928.9897; 1.2: 1.2458; 1.3: 425.52; 1.4: 20.8585; 1.5: 928.9897; 1.6: 425.52; 1.7: 255.312; 1.8: 8.4594; 1.9: 2127.6; 2: 67.758; 2.1: 95.1356; 2.2: 3172.0919; 2.3: 71.2225; 2.4: -2243.1021; 2.5: -50.3641
| 2 | 78.85 | 1: 112.8324; 1.1: 931.2024; 1.2: 1.2488; 1.3: 425.79; 1.4: 20.8949; 1.5: 931.2024; 1.6: 425.79; 1.7: 255.474; 1.8: 8.4594; 1.9: 2128.95; 2: 67.801; 2.1: 95.136; 2.2: 3176.105; 2.3: 71.2674; 2.4: -2244.9026; 2.5: -50.3725
| 2 | 78.9 | 1: 113.0293; 1.1: 933.4186; 1.2: 1.2517; 1.3: 426.06; 1.4: 20.9314; 1.5: 933.4186; 1.6: 426.06; 1.7: 255.636; 1.8: 8.4594; 1.9: 2130.3; 2: 67.8439; 2.1: 95.1364; 2.2: 3180.1206; 2.3: 71.3123; 2.4: -2246.7021; 2.5: -50.3809
| 2 | 78.95 | 1: 113.2263; 1.1: 935.6382; 1.2: 1.2547; 1.3: 426.33; 1.4: 20.9678; 1.5: 935.6382; 1.6: 426.33; 1.7: 255.798; 1.8: 8.4594; 1.9: 2131.65; 2: 67.8869; 2.1: 95.1368; 2.2: 3184.1388; 2.3: 71.3572; 2.4: -2248.5006; 2.5: -50.3893
| 2 | 79 | 1: 113.4235; 1.1: 937.8614; 1.2: 1.2577; 1.3: 426.6; 1.4: 21.0044; 1.5: 937.8614; 1.6: 426.6; 1.7: 255.96; 1.8: 8.4594; 1.9: 2133; 2: 67.9299; 2.1: 95.1372; 2.2: 3188.1596; 2.3: 71.4021; 2.4: -2250.2982; 2.5: -50.3977
| 2 | 79.05 | 1: 113.6209; 1.1: 940.088; 1.2: 1.2607; 1.3: 426.87; 1.4: 21.0409; 1.5: 940.088; 1.6: 426.87; 1.7: 256.122; 1.8: 8.4594; 1.9: 2134.35; 2: 67.9729; 2.1: 95.1376; 2.2: 3192.1829; 2.3: 71.447; 2.4: -2252.0949; 2.5: -50.406
| 2 | 79.1 | 1: 113.8184; 1.1: 942.3181; 1.2: 1.2637; 1.3: 427.14; 1.4: 21.0775; 1.5: 942.3181; 1.6: 427.14; 1.7: 256.284; 1.8: 8.4594; 1.9: 2135.7; 2: 68.0159; 2.1: 95.138; 2.2: 3196.2087; 2.3: 71.4918; 2.4: -2253.8906; 2.5: -50.4144
| 2 | 79.15 | 1: 114.0162; 1.1: 944.5516; 1.2: 1.2667; 1.3: 427.41; 1.4: 21.1141; 1.5: 944.5516; 1.6: 427.41; 1.7: 256.446; 1.8: 8.4594; 1.9: 2137.05; 2: 68.0589; 2.1: 95.1384; 2.2: 3200.237; 2.3: 71.5367; 2.4: -2255.6854; 2.5: -50.4226
| 2 | 79.2 | 1: 114.214; 1.1: 946.7887; 1.2: 1.2697; 1.3: 427.68; 1.4: 21.1507; 1.5: 946.7887; 1.6: 427.68; 1.7: 256.608; 1.8: 8.4594; 1.9: 2138.4; 2: 68.1019; 2.1: 95.1388; 2.2: 3204.2679; 2.3: 71.5816; 2.4: -2257.4792; 2.5: -50.4309
| 2 | 79.25 | 1: 114.4121; 1.1: 949.0293; 1.2: 1.2727; 1.3: 427.95; 1.4: 21.1874; 1.5: 949.0293; 1.6: 427.95; 1.7: 256.77; 1.8: 8.4594; 1.9: 2139.75; 2: 68.1449; 2.1: 95.1392; 2.2: 3208.3013; 2.3: 71.6265; 2.4: -2259.272; 2.5: -50.4391
| 2 | 79.3 | 1: 114.6103; 1.1: 951.2734; 1.2: 1.2757; 1.3: 428.22; 1.4: 21.2241; 1.5: 951.2734; 1.6: 428.22; 1.7: 256.932; 1.8: 8.4594; 1.9: 2141.1; 2: 68.1879; 2.1: 95.1396; 2.2: 3212.3373; 2.3: 71.6714; 2.4: -2261.0639; 2.5: -50.4472
| 2 | 79.35 | 1: 114.8087; 1.1: 953.5209; 1.2: 1.2787; 1.3: 428.49; 1.4: 21.2609; 1.5: 953.5209; 1.6: 428.49; 1.7: 257.094; 1.8: 8.4594; 1.9: 2142.45; 2: 68.2309; 2.1: 95.14; 2.2: 3216.3757; 2.3: 71.7163; 2.4: -2262.8548; 2.5: -50.4554
| 2 | 79.4 | 1: 115.0073; 1.1: 955.772; 1.2: 1.2817; 1.3: 428.76; 1.4: 21.2976; 1.5: 955.772; 1.6: 428.76; 1.7: 257.256; 1.8: 8.4594; 1.9: 2143.8; 2: 68.2739; 2.1: 95.1404; 2.2: 3220.4168; 2.3: 71.7612; 2.4: -2264.6447; 2.5: -50.4635
| 2 | 79.45 | 1: 115.206; 1.1: 958.0266; 1.2: 1.2847; 1.3: 429.03; 1.4: 21.3345; 1.5: 958.0266; 1.6: 429.03; 1.7: 257.418; 1.8: 8.4594; 1.9: 2145.15; 2: 68.3169; 2.1: 95.1409; 2.2: 3224.4603; 2.3: 71.806; 2.4: -2266.4337; 2.5: -50.4716
| 2 | 79.5 | 1: 115.405; 1.1: 960.2847; 1.2: 1.2878; 1.3: 429.3; 1.4: 21.3713; 1.5: 960.2847; 1.6: 429.3; 1.7: 257.58; 1.8: 8.4594; 1.9: 2146.5; 2: 68.3599; 2.1: 95.1413; 2.2: 3228.5064; 2.3: 71.8509; 2.4: -2268.2217; 2.5: -50.4796
| 2 | 79.55 | 1: 115.604; 1.1: 962.5463; 1.2: 1.2908; 1.3: 429.57; 1.4: 21.4082; 1.5: 962.5463; 1.6: 429.57; 1.7: 257.742; 1.8: 8.4594; 1.9: 2147.85; 2: 68.4029; 2.1: 95.1417; 2.2: 3232.5549; 2.3: 71.8958; 2.4: -2270.0087; 2.5: -50.4877
| 2 | 79.6 | 1: 115.8033; 1.1: 964.8114; 1.2: 1.2938; 1.3: 429.84; 1.4: 21.4451; 1.5: 964.8114; 1.6: 429.84; 1.7: 257.904; 1.8: 8.4594; 1.9: 2149.2; 2: 68.4459; 2.1: 95.1421; 2.2: 3236.6061; 2.3: 71.9407; 2.4: -2271.7947; 2.5: -50.4956
| 2 | 79.65 | 1: 116.0027; 1.1: 967.08; 1.2: 1.2969; 1.3: 430.11; 1.4: 21.482; 1.5: 967.08; 1.6: 430.11; 1.7: 258.066; 1.8: 8.4594; 1.9: 2150.55; 2: 68.4889; 2.1: 95.1425; 2.2: 3240.6597; 2.3: 71.9856; 2.4: -2273.5797; 2.5: -50.5036
| 2 | 79.7 | 1: 116.2023; 1.1: 969.3521; 1.2: 1.2999; 1.3: 430.38; 1.4: 21.519; 1.5: 969.3521; 1.6: 430.38; 1.7: 258.228; 1.8: 8.4594; 1.9: 2151.9; 2: 68.5318; 2.1: 95.1429; 2.2: 3244.7159; 2.3: 72.0305; 2.4: -2275.3637; 2.5: -50.5115
| 2 | 79.75 | 1: 116.4021; 1.1: 971.6278; 1.2: 1.303; 1.3: 430.65; 1.4: 21.5559; 1.5: 971.6278; 1.6: 430.65; 1.7: 258.39; 1.8: 8.4594; 1.9: 2153.25; 2: 68.5748; 2.1: 95.1433; 2.2: 3248.7745; 2.3: 72.0753; 2.4: -2277.1468; 2.5: -50.5194
| 2 | 79.8 | 1: 116.6021; 1.1: 973.907; 1.2: 1.306; 1.3: 430.92; 1.4: 21.593; 1.5: 973.907; 1.6: 430.92; 1.7: 258.552; 1.8: 8.4594; 1.9: 2154.6; 2: 68.6178; 2.1: 95.1437; 2.2: 3252.8357; 2.3: 72.1202; 2.4: -2278.9288; 2.5: -50.5273
| 2 | 79.85 | 1: 116.8022; 1.1: 976.1897; 1.2: 1.3091; 1.3: 431.19; 1.4: 21.63; 1.5: 976.1897; 1.6: 431.19; 1.7: 258.714; 1.8: 8.4594; 1.9: 2155.95; 2: 68.6608; 2.1: 95.1441; 2.2: 3256.8995; 2.3: 72.1651; 2.4: -2280.7098; 2.5: -50.5351
| 2 | 79.9 | 1: 117.0025; 1.1: 978.4759; 1.2: 1.3122; 1.3: 431.46; 1.4: 21.6671; 1.5: 978.4759; 1.6: 431.46; 1.7: 258.876; 1.8: 8.4594; 1.9: 2157.3; 2: 68.7038; 2.1: 95.1445; 2.2: 3260.9657; 2.3: 72.21; 2.4: -2282.4898; 2.5: -50.5429
| 2 | 79.95 | 1: 117.2029; 1.1: 980.7657; 1.2: 1.3152; 1.3: 431.73; 1.4: 21.7042; 1.5: 980.7657; 1.6: 431.73; 1.7: 259.038; 1.8: 8.4594; 1.9: 2158.65; 2: 68.7468; 2.1: 95.1449; 2.2: 3265.0345; 2.3: 72.2549; 2.4: -2284.2688; 2.5: -50.5506
| 2 | 80 | 1: 117.4035; 1.1: 983.059; 1.2: 1.3183; 1.3: 432; 1.4: 21.7414; 1.5: 983.059; 1.6: 432; 1.7: 259.2; 1.8: 8.4594; 1.9: 2160; 2: 68.7898; 2.1: 95.1453; 2.2: 3269.1057; 2.3: 72.2998; 2.4: -2286.0467; 2.5: -50.5584
| 2 | 80.05 | 1: 117.6043; 1.1: 985.3559; 1.2: 1.3214; 1.3: 432.27; 1.4: 21.7786; 1.5: 985.3559; 1.6: 432.27; 1.7: 259.362; 1.8: 8.4594; 1.9: 2161.35; 2: 68.8328; 2.1: 95.1457; 2.2: 3273.1795; 2.3: 72.3446; 2.4: -2287.8237; 2.5: -50.5661
| 2 | 80.1 | 1: 117.8053; 1.1: 987.6563; 1.2: 1.3245; 1.3: 432.54; 1.4: 21.8158; 1.5: 987.6563; 1.6: 432.54; 1.7: 259.524; 1.8: 8.4594; 1.9: 2162.7; 2: 68.8758; 2.1: 95.1461; 2.2: 3277.2558; 2.3: 72.3895; 2.4: -2289.5996; 2.5: -50.5737
| 2 | 80.15 | 1: 118.0065; 1.1: 989.9602; 1.2: 1.3276; 1.3: 432.81; 1.4: 21.853; 1.5: 989.9602; 1.6: 432.81; 1.7: 259.686; 1.8: 8.4594; 1.9: 2164.05; 2: 68.9188; 2.1: 95.1465; 2.2: 3281.3346; 2.3: 72.4344; 2.4: -2291.3745; 2.5: -50.5813
| 2 | 80.2 | 1: 118.2078; 1.1: 992.2677; 1.2: 1.3307; 1.3: 433.08; 1.4: 21.8903; 1.5: 992.2677; 1.6: 433.08; 1.7: 259.848; 1.8: 8.4594; 1.9: 2165.4; 2: 68.9618; 2.1: 95.1469; 2.2: 3285.416; 2.3: 72.4793; 2.4: -2293.1483; 2.5: -50.5889
| 2 | 80.25 | 1: 118.4093; 1.1: 994.5787; 1.2: 1.3338; 1.3: 433.35; 1.4: 21.9276; 1.5: 994.5787; 1.6: 433.35; 1.7: 260.01; 1.8: 8.4594; 1.9: 2166.75; 2: 69.0048; 2.1: 95.1473; 2.2: 3289.4998; 2.3: 72.5242; 2.4: -2294.9211; 2.5: -50.5965
| 2 | 80.3 | 1: 118.6109; 1.1: 996.8933; 1.2: 1.3369; 1.3: 433.62; 1.4: 21.965; 1.5: 996.8933; 1.6: 433.62; 1.7: 260.172; 1.8: 8.4594; 1.9: 2168.1; 2: 69.0478; 2.1: 95.1477; 2.2: 3293.5861; 2.3: 72.569; 2.4: -2296.6929; 2.5: -50.604
| 2 | 80.35 | 1: 118.8128; 1.1: 999.2114; 1.2: 1.34; 1.3: 433.89; 1.4: 22.0024; 1.5: 999.2114; 1.6: 433.89; 1.7: 260.334; 1.8: 8.4594; 1.9: 2169.45; 2: 69.0908; 2.1: 95.1481; 2.2: 3297.675; 2.3: 72.6139; 2.4: -2298.4636; 2.5: -50.6115
| 2 | 80.4 | 1: 119.0148; 1.1: 1001.5331; 1.2: 1.3431; 1.3: 434.16; 1.4: 22.0398; 1.5: 1001.5331; 1.6: 434.16; 1.7: 260.496; 1.8: 8.4594; 1.9: 2170.8; 2: 69.1338; 2.1: 95.1485; 2.2: 3301.7663; 2.3: 72.6588; 2.4: -2300.2332; 2.5: -50.619
| 2 | 80.45 | 1: 119.2169; 1.1: 1003.8583; 1.2: 1.3462; 1.3: 434.43; 1.4: 22.0772; 1.5: 1003.8583; 1.6: 434.43; 1.7: 260.658; 1.8: 8.4594; 1.9: 2172.15; 2: 69.1768; 2.1: 95.1489; 2.2: 3305.8602; 2.3: 72.7037; 2.4: -2302.0018; 2.5: -50.6264
| 2 | 80.5 | 1: 119.4193; 1.1: 1006.1871; 1.2: 1.3493; 1.3: 434.7; 1.4: 22.1147; 1.5: 1006.1871; 1.6: 434.7; 1.7: 260.82; 1.8: 8.4594; 1.9: 2173.5; 2: 69.2197; 2.1: 95.1493; 2.2: 3309.9565; 2.3: 72.7485; 2.4: -2303.7694; 2.5: -50.6339
| 2 | 80.55 | 1: 119.6218; 1.1: 1008.5195; 1.2: 1.3524; 1.3: 434.97; 1.4: 22.1522; 1.5: 1008.5195; 1.6: 434.97; 1.7: 260.982; 1.8: 8.4594; 1.9: 2174.85; 2: 69.2627; 2.1: 95.1497; 2.2: 3314.0554; 2.3: 72.7934; 2.4: -2305.5359; 2.5: -50.6412
| 2 | 80.6 | 1: 119.8245; 1.1: 1010.8555; 1.2: 1.3556; 1.3: 435.24; 1.4: 22.1897; 1.5: 1010.8555; 1.6: 435.24; 1.7: 261.144; 1.8: 8.4594; 1.9: 2176.2; 2: 69.3057; 2.1: 95.1501; 2.2: 3318.1567; 2.3: 72.8383; 2.4: -2307.3013; 2.5: -50.6486
| 2 | 80.65 | 1: 120.0274; 1.1: 1013.195; 1.2: 1.3587; 1.3: 435.51; 1.4: 22.2273; 1.5: 1013.195; 1.6: 435.51; 1.7: 261.306; 1.8: 8.4594; 1.9: 2177.55; 2: 69.3487; 2.1: 95.1506; 2.2: 3322.2606; 2.3: 72.8832; 2.4: -2309.0656; 2.5: -50.6559
| 2 | 80.7 | 1: 120.2304; 1.1: 1015.538; 1.2: 1.3619; 1.3: 435.78; 1.4: 22.2649; 1.5: 1015.538; 1.6: 435.78; 1.7: 261.468; 1.8: 8.4594; 1.9: 2178.9; 2: 69.3917; 2.1: 95.151; 2.2: 3326.3669; 2.3: 72.928; 2.4: -2310.8289; 2.5: -50.6631
| 2 | 80.75 | 1: 120.4336; 1.1: 1017.8847; 1.2: 1.365; 1.3: 436.05; 1.4: 22.3025; 1.5: 1017.8847; 1.6: 436.05; 1.7: 261.63; 1.8: 8.4594; 1.9: 2180.25; 2: 69.4347; 2.1: 95.1514; 2.2: 3330.4758; 2.3: 72.9729; 2.4: -2312.5911; 2.5: -50.6704
| 2 | 80.8 | 1: 120.637; 1.1: 1020.2349; 1.2: 1.3682; 1.3: 436.32; 1.4: 22.3402; 1.5: 1020.2349; 1.6: 436.32; 1.7: 261.792; 1.8: 8.4594; 1.9: 2181.6; 2: 69.4777; 2.1: 95.1518; 2.2: 3334.5871; 2.3: 73.0178; 2.4: -2314.3522; 2.5: -50.6776
| 2 | 80.85 | 1: 120.8405; 1.1: 1022.5887; 1.2: 1.3713; 1.3: 436.59; 1.4: 22.3779; 1.5: 1022.5887; 1.6: 436.59; 1.7: 261.954; 1.8: 8.4594; 1.9: 2182.95; 2: 69.5207; 2.1: 95.1522; 2.2: 3338.7009; 2.3: 73.0626; 2.4: -2316.1122; 2.5: -50.6848
| 2 | 80.9 | 1: 121.0442; 1.1: 1024.9461; 1.2: 1.3745; 1.3: 436.86; 1.4: 22.4156; 1.5: 1024.9461; 1.6: 436.86; 1.7: 262.116; 1.8: 8.4594; 1.9: 2184.3; 2: 69.5637; 2.1: 95.1526; 2.2: 3342.8172; 2.3: 73.1075; 2.4: -2317.8711; 2.5: -50.6919
| 2 | 80.95 | 1: 121.2481; 1.1: 1027.3071; 1.2: 1.3776; 1.3: 437.13; 1.4: 22.4534; 1.5: 1027.3071; 1.6: 437.13; 1.7: 262.278; 1.8: 8.4594; 1.9: 2185.65; 2: 69.6067; 2.1: 95.153; 2.2: 3346.936; 2.3: 73.1524; 2.4: -2319.6289; 2.5: -50.699
| 2 | 81 | 1: 121.4522; 1.1: 1029.6717; 1.2: 1.3808; 1.3: 437.4; 1.4: 22.4911; 1.5: 1029.6717; 1.6: 437.4; 1.7: 262.44; 1.8: 8.4594; 1.9: 2187; 2: 69.6497; 2.1: 95.1534; 2.2: 3351.0573; 2.3: 73.1972; 2.4: -2321.3856; 2.5: -50.7061
| 2 | 81.05 | 1: 121.6564; 1.1: 1032.0399; 1.2: 1.384; 1.3: 437.67; 1.4: 22.529; 1.5: 1032.0399; 1.6: 437.67; 1.7: 262.602; 1.8: 8.4594; 1.9: 2188.35; 2: 69.6927; 2.1: 95.1538; 2.2: 3355.1811; 2.3: 73.2421; 2.4: -2323.1412; 2.5: -50.7131
| 2 | 81.1 | 1: 121.8608; 1.1: 1034.4116; 1.2: 1.3872; 1.3: 437.94; 1.4: 22.5668; 1.5: 1034.4116; 1.6: 437.94; 1.7: 262.764; 1.8: 8.4594; 1.9: 2189.7; 2: 69.7357; 2.1: 95.1543; 2.2: 3359.3074; 2.3: 73.287; 2.4: -2324.8957; 2.5: -50.7201
| 2 | 81.15 | 1: 122.0654; 1.1: 1036.787; 1.2: 1.3904; 1.3: 438.21; 1.4: 22.6047; 1.5: 1036.787; 1.6: 438.21; 1.7: 262.926; 1.8: 8.4594; 1.9: 2191.05; 2: 69.7787; 2.1: 95.1547; 2.2: 3363.4361; 2.3: 73.3318; 2.4: -2326.6491; 2.5: -50.7271
| 2 | 81.2 | 1: 122.2702; 1.1: 1039.1659; 1.2: 1.3935; 1.3: 438.48; 1.4: 22.6426; 1.5: 1039.1659; 1.6: 438.48; 1.7: 263.088; 1.8: 8.4594; 1.9: 2192.4; 2: 69.8217; 2.1: 95.1551; 2.2: 3367.5673; 2.3: 73.3767; 2.4: -2328.4014; 2.5: -50.7341
| 2 | 81.25 | 1: 122.4751; 1.1: 1041.5485; 1.2: 1.3967; 1.3: 438.75; 1.4: 22.6806; 1.5: 1041.5485; 1.6: 438.75; 1.7: 263.25; 1.8: 8.4594; 1.9: 2193.75; 2: 69.8646; 2.1: 95.1555; 2.2: 3371.701; 2.3: 73.4215; 2.4: -2330.1525; 2.5: -50.741
| 2 | 81.3 | 1: 122.6802; 1.1: 1043.9347; 1.2: 1.3999; 1.3: 439.02; 1.4: 22.7186; 1.5: 1043.9347; 1.6: 439.02; 1.7: 263.412; 1.8: 8.4594; 1.9: 2195.1; 2: 69.9076; 2.1: 95.1559; 2.2: 3375.8372; 2.3: 73.4664; 2.4: -2331.9025; 2.5: -50.7479
| 2 | 81.35 | 1: 122.8854; 1.1: 1046.3244; 1.2: 1.4031; 1.3: 439.29; 1.4: 22.7566; 1.5: 1046.3244; 1.6: 439.29; 1.7: 263.574; 1.8: 8.4594; 1.9: 2196.45; 2: 69.9506; 2.1: 95.1564; 2.2: 3379.9758; 2.3: 73.5113; 2.4: -2333.6514; 2.5: -50.7547
| 2 | 81.4 | 1: 123.0909; 1.1: 1048.7178; 1.2: 1.4064; 1.3: 439.56; 1.4: 22.7946; 1.5: 1048.7178; 1.6: 439.56; 1.7: 263.736; 1.8: 8.4594; 1.9: 2197.8; 2: 69.9936; 2.1: 95.1568; 2.2: 3384.1169; 2.3: 73.5561; 2.4: -2335.3991; 2.5: -50.7615
| 2 | 81.45 | 1: 123.2965; 1.1: 1051.1148; 1.2: 1.4096; 1.3: 439.83; 1.4: 22.8327; 1.5: 1051.1148; 1.6: 439.83; 1.7: 263.898; 1.8: 8.4594; 1.9: 2199.15; 2: 70.0366; 2.1: 95.1572; 2.2: 3388.2605; 2.3: 73.601; 2.4: -2337.1457; 2.5: -50.7683
| 2 | 81.5 | 1: 123.5023; 1.1: 1053.5154; 1.2: 1.4128; 1.3: 440.1; 1.4: 22.8708; 1.5: 1053.5154; 1.6: 440.1; 1.7: 264.06; 1.8: 8.4594; 1.9: 2200.5; 2: 70.0796; 2.1: 95.1576; 2.2: 3392.4066; 2.3: 73.6458; 2.4: -2338.8912; 2.5: -50.775
| 2 | 81.55 | 1: 123.7082; 1.1: 1055.9196; 1.2: 1.416; 1.3: 440.37; 1.4: 22.9089; 1.5: 1055.9196; 1.6: 440.37; 1.7: 264.222; 1.8: 8.4594; 1.9: 2201.85; 2: 70.1226; 2.1: 95.1581; 2.2: 3396.5551; 2.3: 73.6907; 2.4: -2340.6355; 2.5: -50.7817
| 2 | 81.6 | 1: 123.9143; 1.1: 1058.3275; 1.2: 1.4192; 1.3: 440.64; 1.4: 22.9471; 1.5: 1058.3275; 1.6: 440.64; 1.7: 264.384; 1.8: 8.4594; 1.9: 2203.2; 2: 70.1656; 2.1: 95.1585; 2.2: 3400.7061; 2.3: 73.7355; 2.4: -2342.3786; 2.5: -50.7884
| 2 | 81.65 | 1: 124.1206; 1.1: 1060.739; 1.2: 1.4225; 1.3: 440.91; 1.4: 22.9853; 1.5: 1060.739; 1.6: 440.91; 1.7: 264.546; 1.8: 8.4594; 1.9: 2204.55; 2: 70.2086; 2.1: 95.1589; 2.2: 3404.8596; 2.3: 73.7804; 2.4: -2344.1206; 2.5: -50.7951
| 2 | 81.7 | 1: 124.3271; 1.1: 1063.1541; 1.2: 1.4257; 1.3: 441.18; 1.4: 23.0235; 1.5: 1063.1541; 1.6: 441.18; 1.7: 264.708; 1.8: 8.4594; 1.9: 2205.9; 2: 70.2516; 2.1: 95.1593; 2.2: 3409.0155; 2.3: 73.8252; 2.4: -2345.8614; 2.5: -50.8017
| 2 | 81.75 | 1: 124.5337; 1.1: 1065.5728; 1.2: 1.429; 1.3: 441.45; 1.4: 23.0618; 1.5: 1065.5728; 1.6: 441.45; 1.7: 264.87; 1.8: 8.4594; 1.9: 2207.25; 2: 70.2946; 2.1: 95.1598; 2.2: 3413.1739; 2.3: 73.8701; 2.4: -2347.6011; 2.5: -50.8083
| 2 | 81.8 | 1: 124.7405; 1.1: 1067.9952; 1.2: 1.4322; 1.3: 441.72; 1.4: 23.1001; 1.5: 1067.9952; 1.6: 441.72; 1.7: 265.032; 1.8: 8.4594; 1.9: 2208.6; 2: 70.3376; 2.1: 95.1602; 2.2: 3417.3347; 2.3: 73.9149; 2.4: -2349.3395; 2.5: -50.8148
| 2 | 81.85 | 1: 124.9475; 1.1: 1070.4212; 1.2: 1.4355; 1.3: 441.99; 1.4: 23.1384; 1.5: 1070.4212; 1.6: 441.99; 1.7: 265.194; 1.8: 8.4594; 1.9: 2209.95; 2: 70.3806; 2.1: 95.1606; 2.2: 3421.498; 2.3: 73.9598; 2.4: -2351.0768; 2.5: -50.8213
| 2 | 81.9 | 1: 125.1547; 1.1: 1072.8508; 1.2: 1.4387; 1.3: 442.26; 1.4: 23.1768; 1.5: 1072.8508; 1.6: 442.26; 1.7: 265.356; 1.8: 8.4594; 1.9: 2211.3; 2: 70.4236; 2.1: 95.1611; 2.2: 3425.6637; 2.3: 74.0046; 2.4: -2352.8129; 2.5: -50.8278
| 2 | 81.95 | 1: 125.362; 1.1: 1075.2841; 1.2: 1.442; 1.3: 442.53; 1.4: 23.2152; 1.5: 1075.2841; 1.6: 442.53; 1.7: 265.518; 1.8: 8.4594; 1.9: 2212.65; 2: 70.4666; 2.1: 95.1615; 2.2: 3429.8319; 2.3: 74.0494; 2.4: -2354.5479; 2.5: -50.8342
| 2 | 82 | 1: 125.5695; 1.1: 1077.721; 1.2: 1.4452; 1.3: 442.8; 1.4: 23.2536; 1.5: 1077.721; 1.6: 442.8; 1.7: 265.68; 1.8: 8.4594; 1.9: 2214; 2: 70.5096; 2.1: 95.162; 2.2: 3434.0026; 2.3: 74.0943; 2.4: -2356.2816; 2.5: -50.8407
| 2 | 82.05 | 1: 125.7771; 1.1: 1080.1615; 1.2: 1.4485; 1.3: 443.07; 1.4: 23.2921; 1.5: 1080.1615; 1.6: 443.07; 1.7: 265.842; 1.8: 8.4594; 1.9: 2215.35; 2: 70.5525; 2.1: 95.1624; 2.2: 3438.1757; 2.3: 74.1391; 2.4: -2358.0141; 2.5: -50.847
| 2 | 82.1 | 1: 125.985; 1.1: 1082.6057; 1.2: 1.4518; 1.3: 443.34; 1.4: 23.3306; 1.5: 1082.6057; 1.6: 443.34; 1.7: 266.004; 1.8: 8.4594; 1.9: 2216.7; 2: 70.5955; 2.1: 95.1628; 2.2: 3442.3512; 2.3: 74.1839; 2.4: -2359.7455; 2.5: -50.8534
| 2 | 82.15 | 1: 126.193; 1.1: 1085.0536; 1.2: 1.4551; 1.3: 443.61; 1.4: 23.3691; 1.5: 1085.0536; 1.6: 443.61; 1.7: 266.166; 1.8: 8.4594; 1.9: 2218.05; 2: 70.6385; 2.1: 95.1633; 2.2: 3446.5292; 2.3: 74.2288; 2.4: -2361.4756; 2.5: -50.8597
| 2 | 82.2 | 1: 126.4012; 1.1: 1087.5051; 1.2: 1.4584; 1.3: 443.88; 1.4: 23.4076; 1.5: 1087.5051; 1.6: 443.88; 1.7: 266.328; 1.8: 8.4594; 1.9: 2219.4; 2: 70.6815; 2.1: 95.1637; 2.2: 3450.7096; 2.3: 74.2736; 2.4: -2363.2045; 2.5: -50.866
| 2 | 82.25 | 1: 126.6095; 1.1: 1089.9603; 1.2: 1.4617; 1.3: 444.15; 1.4: 23.4462; 1.5: 1089.9603; 1.6: 444.15; 1.7: 266.49; 1.8: 8.4594; 1.9: 2220.75; 2: 70.7245; 2.1: 95.1642; 2.2: 3454.8925; 2.3: 74.3184; 2.4: -2364.9322; 2.5: -50.8722
| 2 | 82.3 | 1: 126.818; 1.1: 1092.4191; 1.2: 1.465; 1.3: 444.42; 1.4: 23.4848; 1.5: 1092.4191; 1.6: 444.42; 1.7: 266.652; 1.8: 8.4594; 1.9: 2222.1; 2: 70.7675; 2.1: 95.1646; 2.2: 3459.0778; 2.3: 74.3632; 2.4: -2366.6587; 2.5: -50.8784
| 2 | 82.35 | 1: 127.0267; 1.1: 1094.8816; 1.2: 1.4683; 1.3: 444.69; 1.4: 23.5235; 1.5: 1094.8816; 1.6: 444.69; 1.7: 266.814; 1.8: 8.4594; 1.9: 2223.45; 2: 70.8105; 2.1: 95.1651; 2.2: 3463.2655; 2.3: 74.4081; 2.4: -2368.3839; 2.5: -50.8846
| 2 | 82.4 | 1: 127.2356; 1.1: 1097.3477; 1.2: 1.4716; 1.3: 444.96; 1.4: 23.5621; 1.5: 1097.3477; 1.6: 444.96; 1.7: 266.976; 1.8: 8.4594; 1.9: 2224.8; 2: 70.8535; 2.1: 95.1656; 2.2: 3467.4557; 2.3: 74.4529; 2.4: -2370.108; 2.5: -50.8907
| 2 | 82.45 | 1: 127.4446; 1.1: 1099.8176; 1.2: 1.4749; 1.3: 445.23; 1.4: 23.6009; 1.5: 1099.8176; 1.6: 445.23; 1.7: 267.138; 1.8: 8.4594; 1.9: 2226.15; 2: 70.8965; 2.1: 95.166; 2.2: 3471.6483; 2.3: 74.4977; 2.4: -2371.8308; 2.5: -50.8968
| 2 | 82.5 | 1: 127.6539; 1.1: 1102.2911; 1.2: 1.4782; 1.3: 445.5; 1.4: 23.6396; 1.5: 1102.2911; 1.6: 445.5; 1.7: 267.3; 1.8: 8.4594; 1.9: 2227.5; 2: 70.9395; 2.1: 95.1665; 2.2: 3475.8434; 2.3: 74.5425; 2.4: -2373.5523; 2.5: -50.9029
| 2 | 82.55 | 1: 127.8632; 1.1: 1104.7682; 1.2: 1.4815; 1.3: 445.77; 1.4: 23.6784; 1.5: 1104.7682; 1.6: 445.77; 1.7: 267.462; 1.8: 8.4594; 1.9: 2228.85; 2: 70.9825; 2.1: 95.1669; 2.2: 3480.0408; 2.3: 74.5873; 2.4: -2375.2726; 2.5: -50.909
| 2 | 82.6 | 1: 128.0728; 1.1: 1107.2491; 1.2: 1.4848; 1.3: 446.04; 1.4: 23.7172; 1.5: 1107.2491; 1.6: 446.04; 1.7: 267.624; 1.8: 8.4594; 1.9: 2230.2; 2: 71.0255; 2.1: 95.1674; 2.2: 3484.2407; 2.3: 74.6321; 2.4: -2376.9917; 2.5: -50.915
| 2 | 82.65 | 1: 128.2825; 1.1: 1109.7336; 1.2: 1.4882; 1.3: 446.31; 1.4: 23.756; 1.5: 1109.7336; 1.6: 446.31; 1.7: 267.786; 1.8: 8.4594; 1.9: 2231.55; 2: 71.0685; 2.1: 95.1679; 2.2: 3488.443; 2.3: 74.677; 2.4: -2378.7095; 2.5: -50.9209
| 2 | 82.7 | 1: 128.4924; 1.1: 1112.2218; 1.2: 1.4915; 1.3: 446.58; 1.4: 23.7949; 1.5: 1112.2218; 1.6: 446.58; 1.7: 267.948; 1.8: 8.4594; 1.9: 2232.9; 2: 71.1115; 2.1: 95.1683; 2.2: 3492.6478; 2.3: 74.7218; 2.4: -2380.426; 2.5: -50.9269
| 2 | 82.75 | 1: 128.7025; 1.1: 1114.7136; 1.2: 1.4949; 1.3: 446.85; 1.4: 23.8338; 1.5: 1114.7136; 1.6: 446.85; 1.7: 268.11; 1.8: 8.4594; 1.9: 2234.25; 2: 71.1545; 2.1: 95.1688; 2.2: 3496.8549; 2.3: 74.7666; 2.4: -2382.1413; 2.5: -50.9328
| 2 | 82.8 | 1: 128.9127; 1.1: 1117.2092; 1.2: 1.4982; 1.3: 447.12; 1.4: 23.8727; 1.5: 1117.2092; 1.6: 447.12; 1.7: 268.272; 1.8: 8.4594; 1.9: 2235.6; 2: 71.1975; 2.1: 95.1693; 2.2: 3501.0645; 2.3: 74.8114; 2.4: -2383.8553; 2.5: -50.9386
| 2 | 82.85 | 1: 129.1231; 1.1: 1119.7085; 1.2: 1.5016; 1.3: 447.39; 1.4: 23.9117; 1.5: 1119.7085; 1.6: 447.39; 1.7: 268.434; 1.8: 8.4594; 1.9: 2236.95; 2: 71.2404; 2.1: 95.1698; 2.2: 3505.2764; 2.3: 74.8562; 2.4: -2385.568; 2.5: -50.9445
| 2 | 82.9 | 1: 129.3337; 1.1: 1122.2114; 1.2: 1.5049; 1.3: 447.66; 1.4: 23.9507; 1.5: 1122.2114; 1.6: 447.66; 1.7: 268.596; 1.8: 8.4594; 1.9: 2238.3; 2: 71.2834; 2.1: 95.1703; 2.2: 3509.4908; 2.3: 74.901; 2.4: -2387.2794; 2.5: -50.9503
| 2 | 82.95 | 1: 129.5445; 1.1: 1124.718; 1.2: 1.5083; 1.3: 447.93; 1.4: 23.9897; 1.5: 1124.718; 1.6: 447.93; 1.7: 268.758; 1.8: 8.4594; 1.9: 2239.65; 2: 71.3264; 2.1: 95.1707; 2.2: 3513.7076; 2.3: 74.9458; 2.4: -2388.9896; 2.5: -50.956
| 2 | 83 | 1: 129.7554; 1.1: 1127.2284; 1.2: 1.5116; 1.3: 448.2; 1.4: 24.0288; 1.5: 1127.2284; 1.6: 448.2; 1.7: 268.92; 1.8: 8.4594; 1.9: 2241; 2: 71.3694; 2.1: 95.1712; 2.2: 3517.9268; 2.3: 74.9906; 2.4: -2390.6985; 2.5: -50.9618
| 2 | 83.05 | 1: 129.9665; 1.1: 1129.7424; 1.2: 1.515; 1.3: 448.47; 1.4: 24.0679; 1.5: 1129.7424; 1.6: 448.47; 1.7: 269.082; 1.8: 8.4594; 1.9: 2242.35; 2: 71.4124; 2.1: 95.1717; 2.2: 3522.1484; 2.3: 75.0353; 2.4: -2392.406; 2.5: -50.9675
| 2 | 83.1 | 1: 130.1778; 1.1: 1132.2601; 1.2: 1.5184; 1.3: 448.74; 1.4: 24.107; 1.5: 1132.2601; 1.6: 448.74; 1.7: 269.244; 1.8: 8.4594; 1.9: 2243.7; 2: 71.4554; 2.1: 95.1722; 2.2: 3526.3725; 2.3: 75.0801; 2.4: -2394.1123; 2.5: -50.9731
| 2 | 83.15 | 1: 130.3892; 1.1: 1134.7816; 1.2: 1.5218; 1.3: 449.01; 1.4: 24.1461; 1.5: 1134.7816; 1.6: 449.01; 1.7: 269.406; 1.8: 8.4594; 1.9: 2245.05; 2: 71.4984; 2.1: 95.1727; 2.2: 3530.5989; 2.3: 75.1249; 2.4: -2395.8173; 2.5: -50.9788
| 2 | 83.2 | 1: 130.6008; 1.1: 1137.3067; 1.2: 1.5252; 1.3: 449.28; 1.4: 24.1853; 1.5: 1137.3067; 1.6: 449.28; 1.7: 269.568; 1.8: 8.4594; 1.9: 2246.4; 2: 71.5414; 2.1: 95.1732; 2.2: 3534.8277; 2.3: 75.1697; 2.4: -2397.5209; 2.5: -50.9844
| 2 | 83.25 | 1: 130.8126; 1.1: 1139.8356; 1.2: 1.5285; 1.3: 449.55; 1.4: 24.2246; 1.5: 1139.8356; 1.6: 449.55; 1.7: 269.73; 1.8: 8.4594; 1.9: 2247.75; 2: 71.5844; 2.1: 95.1737; 2.2: 3539.0589; 2.3: 75.2145; 2.4: -2399.2233; 2.5: -50.9899
| 2 | 83.3 | 1: 131.0246; 1.1: 1142.3681; 1.2: 1.5319; 1.3: 449.82; 1.4: 24.2638; 1.5: 1142.3681; 1.6: 449.82; 1.7: 269.892; 1.8: 8.4594; 1.9: 2249.1; 2: 71.6274; 2.1: 95.1742; 2.2: 3543.2925; 2.3: 75.2592; 2.4: -2400.9243; 2.5: -50.9954
| 2 | 83.35 | 1: 131.2367; 1.1: 1144.9044; 1.2: 1.5353; 1.3: 450.09; 1.4: 24.3031; 1.5: 1144.9044; 1.6: 450.09; 1.7: 270.054; 1.8: 8.4594; 1.9: 2250.45; 2: 71.6704; 2.1: 95.1747; 2.2: 3547.5284; 2.3: 75.304; 2.4: -2402.624; 2.5: -51.0009
| 2 | 83.4 | 1: 131.449; 1.1: 1147.4444; 1.2: 1.5387; 1.3: 450.36; 1.4: 24.3424; 1.5: 1147.4444; 1.6: 450.36; 1.7: 270.216; 1.8: 8.4594; 1.9: 2251.8; 2: 71.7134; 2.1: 95.1752; 2.2: 3551.7668; 2.3: 75.3488; 2.4: -2404.3224; 2.5: -51.0064
| 2 | 83.45 | 1: 131.6614; 1.1: 1149.9882; 1.2: 1.5422; 1.3: 450.63; 1.4: 24.3817; 1.5: 1149.9882; 1.6: 450.63; 1.7: 270.378; 1.8: 8.4594; 1.9: 2253.15; 2: 71.7564; 2.1: 95.1757; 2.2: 3556.0075; 2.3: 75.3935; 2.4: -2406.0194; 2.5: -51.0118
| 2 | 83.5 | 1: 131.8741; 1.1: 1152.5356; 1.2: 1.5456; 1.3: 450.9; 1.4: 24.4211; 1.5: 1152.5356; 1.6: 450.9; 1.7: 270.54; 1.8: 8.4594; 1.9: 2254.5; 2: 71.7994; 2.1: 95.1763; 2.2: 3560.2507; 2.3: 75.4383; 2.4: -2407.7151; 2.5: -51.0172
| 2 | 83.55 | 1: 132.0869; 1.1: 1155.0868; 1.2: 1.549; 1.3: 451.17; 1.4: 24.4605; 1.5: 1155.0868; 1.6: 451.17; 1.7: 270.702; 1.8: 8.4594; 1.9: 2255.85; 2: 71.8424; 2.1: 95.1768; 2.2: 3564.4962; 2.3: 75.4831; 2.4: -2409.4094; 2.5: -51.0225
| 2 | 83.6 | 1: 132.2999; 1.1: 1157.6417; 1.2: 1.5524; 1.3: 451.44; 1.4: 24.5; 1.5: 1157.6417; 1.6: 451.44; 1.7: 270.864; 1.8: 8.4594; 1.9: 2257.2; 2: 71.8854; 2.1: 95.1773; 2.2: 3568.7441; 2.3: 75.5278; 2.4: -2411.1024; 2.5: -51.0278
| 2 | 83.65 | 1: 132.513; 1.1: 1160.2003; 1.2: 1.5559; 1.3: 451.71; 1.4: 24.5395; 1.5: 1160.2003; 1.6: 451.71; 1.7: 271.026; 1.8: 8.4594; 1.9: 2258.55; 2: 71.9283; 2.1: 95.1778; 2.2: 3572.9943; 2.3: 75.5726; 2.4: -2412.794; 2.5: -51.0331
| 2 | 83.7 | 1: 132.7264; 1.1: 1162.7627; 1.2: 1.5593; 1.3: 451.98; 1.4: 24.579; 1.5: 1162.7627; 1.6: 451.98; 1.7: 271.188; 1.8: 8.4594; 1.9: 2259.9; 2: 71.9713; 2.1: 95.1784; 2.2: 3577.2469; 2.3: 75.6173; 2.4: -2414.4843; 2.5: -51.0384
| 2 | 83.75 | 1: 132.9399; 1.1: 1165.3288; 1.2: 1.5627; 1.3: 452.25; 1.4: 24.6185; 1.5: 1165.3288; 1.6: 452.25; 1.7: 271.35; 1.8: 8.4594; 1.9: 2261.25; 2: 72.0143; 2.1: 95.1789; 2.2: 3581.5019; 2.3: 75.6621; 2.4: -2416.1731; 2.5: -51.0436
| 2 | 83.8 | 1: 133.1535; 1.1: 1167.8986; 1.2: 1.5662; 1.3: 452.52; 1.4: 24.6581; 1.5: 1167.8986; 1.6: 452.52; 1.7: 271.512; 1.8: 8.4594; 1.9: 2262.6; 2: 72.0573; 2.1: 95.1794; 2.2: 3585.7593; 2.3: 75.7068; 2.4: -2417.8607; 2.5: -51.0487
| 2 | 83.85 | 1: 133.3674; 1.1: 1170.4722; 1.2: 1.5696; 1.3: 452.79; 1.4: 24.6977; 1.5: 1170.4722; 1.6: 452.79; 1.7: 271.674; 1.8: 8.4594; 1.9: 2263.95; 2: 72.1003; 2.1: 95.18; 2.2: 3590.019; 2.3: 75.7516; 2.4: -2419.5468; 2.5: -51.0539
| 2 | 83.9 | 1: 133.5814; 1.1: 1173.0495; 1.2: 1.5731; 1.3: 453.06; 1.4: 24.7373; 1.5: 1173.0495; 1.6: 453.06; 1.7: 271.836; 1.8: 8.4594; 1.9: 2265.3; 2: 72.1433; 2.1: 95.1805; 2.2: 3594.2811; 2.3: 75.7963; 2.4: -2421.2315; 2.5: -51.059
| 2 | 83.95 | 1: 133.7956; 1.1: 1175.6306; 1.2: 1.5765; 1.3: 453.33; 1.4: 24.777; 1.5: 1175.6306; 1.6: 453.33; 1.7: 271.998; 1.8: 8.4594; 1.9: 2266.65; 2: 72.1863; 2.1: 95.1811; 2.2: 3598.5455; 2.3: 75.841; 2.4: -2422.9149; 2.5: -51.0641
| 2 | 84 | 1: 134.0099; 1.1: 1178.2154; 1.2: 1.58; 1.3: 453.6; 1.4: 24.8167; 1.5: 1178.2154; 1.6: 453.6; 1.7: 272.16; 1.8: 8.4594; 1.9: 2268; 2: 72.2293; 2.1: 95.1816; 2.2: 3602.8123; 2.3: 75.8857; 2.4: -2424.5968; 2.5: -51.0691
| 2 | 84.05 | 1: 134.2245; 1.1: 1180.804; 1.2: 1.5835; 1.3: 453.87; 1.4: 24.8564; 1.5: 1180.804; 1.6: 453.87; 1.7: 272.322; 1.8: 8.4594; 1.9: 2269.35; 2: 72.2723; 2.1: 95.1822; 2.2: 3607.0814; 2.3: 75.9305; 2.4: -2426.2774; 2.5: -51.0741
| 2 | 84.1 | 1: 134.4392; 1.1: 1183.3964; 1.2: 1.587; 1.3: 454.14; 1.4: 24.8961; 1.5: 1183.3964; 1.6: 454.14; 1.7: 272.484; 1.8: 8.4594; 1.9: 2270.7; 2: 72.3153; 2.1: 95.1828; 2.2: 3611.3529; 2.3: 75.9752; 2.4: -2427.9565; 2.5: -51.079
| 2 | 84.15 | 1: 134.654; 1.1: 1185.9925; 1.2: 1.5904; 1.3: 454.41; 1.4: 24.9359; 1.5: 1185.9925; 1.6: 454.41; 1.7: 272.646; 1.8: 8.4594; 1.9: 2272.05; 2: 72.3583; 2.1: 95.1833; 2.2: 3615.6267; 2.3: 76.0199; 2.4: -2429.6343; 2.5: -51.084
| 2 | 84.2 | 1: 134.8691; 1.1: 1188.5923; 1.2: 1.5939; 1.3: 454.68; 1.4: 24.9758; 1.5: 1188.5923; 1.6: 454.68; 1.7: 272.808; 1.8: 8.4594; 1.9: 2273.4; 2: 72.4013; 2.1: 95.1839; 2.2: 3619.9029; 2.3: 76.0646; 2.4: -2431.3106; 2.5: -51.0889
| 2 | 84.25 | 1: 135.0843; 1.1: 1191.1959; 1.2: 1.5974; 1.3: 454.95; 1.4: 25.0156; 1.5: 1191.1959; 1.6: 454.95; 1.7: 272.97; 1.8: 8.4594; 1.9: 2274.75; 2: 72.4443; 2.1: 95.1845; 2.2: 3624.1814; 2.3: 76.1093; 2.4: -2432.9855; 2.5: -51.0937
| 2 | 84.3 | 1: 135.2997; 1.1: 1193.8033; 1.2: 1.6009; 1.3: 455.22; 1.4: 25.0555; 1.5: 1193.8033; 1.6: 455.22; 1.7: 273.132; 1.8: 8.4594; 1.9: 2276.1; 2: 72.4873; 2.1: 95.1851; 2.2: 3628.4622; 2.3: 76.154; 2.4: -2434.6589; 2.5: -51.0985
| 2 | 84.35 | 1: 135.5153; 1.1: 1196.4145; 1.2: 1.6044; 1.3: 455.49; 1.4: 25.0954; 1.5: 1196.4145; 1.6: 455.49; 1.7: 273.294; 1.8: 8.4594; 1.9: 2277.45; 2: 72.5303; 2.1: 95.1857; 2.2: 3632.7454; 2.3: 76.1987; 2.4: -2436.3309; 2.5: -51.1033
| 2 | 84.4 | 1: 135.731; 1.1: 1199.0294; 1.2: 1.6079; 1.3: 455.76; 1.4: 25.1354; 1.5: 1199.0294; 1.6: 455.76; 1.7: 273.456; 1.8: 8.4594; 1.9: 2278.8; 2: 72.5732; 2.1: 95.1862; 2.2: 3637.0309; 2.3: 76.2434; 2.4: -2438.0015; 2.5: -51.1081
| 2 | 84.45 | 1: 135.9469; 1.1: 1201.6481; 1.2: 1.6114; 1.3: 456.03; 1.4: 25.1753; 1.5: 1201.6481; 1.6: 456.03; 1.7: 273.618; 1.8: 8.4594; 1.9: 2280.15; 2: 72.6162; 2.1: 95.1868; 2.2: 3641.3187; 2.3: 76.2881; 2.4: -2439.6706; 2.5: -51.1128
| 2 | 84.5 | 1: 136.163; 1.1: 1204.2706; 1.2: 1.615; 1.3: 456.3; 1.4: 25.2154; 1.5: 1204.2706; 1.6: 456.3; 1.7: 273.78; 1.8: 8.4594; 1.9: 2281.5; 2: 72.6592; 2.1: 95.1874; 2.2: 3645.6089; 2.3: 76.3328; 2.4: -2441.3383; 2.5: -51.1174
| 2 | 84.55 | 1: 136.3792; 1.1: 1206.8969; 1.2: 1.6185; 1.3: 456.57; 1.4: 25.2554; 1.5: 1206.8969; 1.6: 456.57; 1.7: 273.942; 1.8: 8.4594; 1.9: 2282.85; 2: 72.7022; 2.1: 95.188; 2.2: 3649.9014; 2.3: 76.3775; 2.4: -2443.0045; 2.5: -51.1221
| 2 | 84.6 | 1: 136.5956; 1.1: 1209.5269; 1.2: 1.622; 1.3: 456.84; 1.4: 25.2955; 1.5: 1209.5269; 1.6: 456.84; 1.7: 274.104; 1.8: 8.4594; 1.9: 2284.2; 2: 72.7452; 2.1: 95.1886; 2.2: 3654.1962; 2.3: 76.4222; 2.4: -2444.6693; 2.5: -51.1267
| 2 | 84.65 | 1: 136.8122; 1.1: 1212.1607; 1.2: 1.6255; 1.3: 457.11; 1.4: 25.3356; 1.5: 1212.1607; 1.6: 457.11; 1.7: 274.266; 1.8: 8.4594; 1.9: 2285.55; 2: 72.7882; 2.1: 95.1893; 2.2: 3658.4933; 2.3: 76.4668; 2.4: -2446.3325; 2.5: -51.1312
| 2 | 84.7 | 1: 137.029; 1.1: 1214.7983; 1.2: 1.6291; 1.3: 457.38; 1.4: 25.3757; 1.5: 1214.7983; 1.6: 457.38; 1.7: 274.428; 1.8: 8.4594; 1.9: 2286.9; 2: 72.8312; 2.1: 95.1899; 2.2: 3662.7927; 2.3: 76.5115; 2.4: -2447.9943; 2.5: -51.1358
| 2 | 84.75 | 1: 137.2459; 1.1: 1217.4398; 1.2: 1.6326; 1.3: 457.65; 1.4: 25.4159; 1.5: 1217.4398; 1.6: 457.65; 1.7: 274.59; 1.8: 8.4594; 1.9: 2288.25; 2: 72.8742; 2.1: 95.1905; 2.2: 3667.0944; 2.3: 76.5562; 2.4: -2449.6546; 2.5: -51.1403
| 2 | 84.8 | 1: 137.463; 1.1: 1220.085; 1.2: 1.6362; 1.3: 457.92; 1.4: 25.4561; 1.5: 1220.085; 1.6: 457.92; 1.7: 274.752; 1.8: 8.4594; 1.9: 2289.6; 2: 72.9172; 2.1: 95.1911; 2.2: 3671.3984; 2.3: 76.6008; 2.4: -2451.3134; 2.5: -51.1447
| 2 | 84.85 | 1: 137.6803; 1.1: 1222.7339; 1.2: 1.6397; 1.3: 458.19; 1.4: 25.4963; 1.5: 1222.7339; 1.6: 458.19; 1.7: 274.914; 1.8: 8.4594; 1.9: 2290.95; 2: 72.9602; 2.1: 95.1918; 2.2: 3675.7047; 2.3: 76.6455; 2.4: -2452.9708; 2.5: -51.1491
| 2 | 84.9 | 1: 137.8977; 1.1: 1225.3867; 1.2: 1.6433; 1.3: 458.46; 1.4: 25.5366; 1.5: 1225.3867; 1.6: 458.46; 1.7: 275.076; 1.8: 8.4594; 1.9: 2292.3; 2: 73.0032; 2.1: 95.1924; 2.2: 3680.0133; 2.3: 76.6901; 2.4: -2454.6266; 2.5: -51.1535
| 2 | 84.95 | 1: 138.1153; 1.1: 1228.0433; 1.2: 1.6468; 1.3: 458.73; 1.4: 25.5769; 1.5: 1228.0433; 1.6: 458.73; 1.7: 275.238; 1.8: 8.4594; 1.9: 2293.65; 2: 73.0462; 2.1: 95.193; 2.2: 3684.3242; 2.3: 76.7348; 2.4: -2456.2809; 2.5: -51.1579
| 2 | 85 | 1: 138.3331; 1.1: 1230.7037; 1.2: 1.6504; 1.3: 459; 1.4: 25.6172; 1.5: 1230.7037; 1.6: 459; 1.7: 275.4; 1.8: 8.4594; 1.9: 2295; 2: 73.0892; 2.1: 95.1937; 2.2: 3688.6374; 2.3: 76.7794; 2.4: -2457.9337; 2.5: -51.1622
| 2 | 85.05 | 1: 138.5511; 1.1: 1233.368; 1.2: 1.654; 1.3: 459.27; 1.4: 25.6576; 1.5: 1233.368; 1.6: 459.27; 1.7: 275.562; 1.8: 8.4594; 1.9: 2296.35; 2: 73.1322; 2.1: 95.1943; 2.2: 3692.9529; 2.3: 76.8241; 2.4: -2459.585; 2.5: -51.1665
| 2 | 85.1 | 1: 138.7692; 1.1: 1236.036; 1.2: 1.6576; 1.3: 459.54; 1.4: 25.698; 1.5: 1236.036; 1.6: 459.54; 1.7: 275.724; 1.8: 8.4594; 1.9: 2297.7; 2: 73.1752; 2.1: 95.195; 2.2: 3697.2707; 2.3: 76.8687; 2.4: -2461.2347; 2.5: -51.1707
| 2 | 85.15 | 1: 138.9875; 1.1: 1238.7078; 1.2: 1.6611; 1.3: 459.81; 1.4: 25.7384; 1.5: 1238.7078; 1.6: 459.81; 1.7: 275.886; 1.8: 8.4594; 1.9: 2299.05; 2: 73.2182; 2.1: 95.1957; 2.2: 3701.5908; 2.3: 76.9133; 2.4: -2462.8829; 2.5: -51.1749
| 2 | 85.2 | 1: 139.206; 1.1: 1241.3835; 1.2: 1.6647; 1.3: 460.08; 1.4: 25.7789; 1.5: 1241.3835; 1.6: 460.08; 1.7: 276.048; 1.8: 8.4594; 1.9: 2300.4; 2: 73.2611; 2.1: 95.1963; 2.2: 3705.9131; 2.3: 76.9579; 2.4: -2464.5296; 2.5: -51.1791
| 2 | 85.25 | 1: 139.4246; 1.1: 1244.0629; 1.2: 1.6683; 1.3: 460.35; 1.4: 25.8194; 1.5: 1244.0629; 1.6: 460.35; 1.7: 276.21; 1.8: 8.4594; 1.9: 2301.75; 2: 73.3041; 2.1: 95.197; 2.2: 3710.2377; 2.3: 77.0026; 2.4: -2466.1748; 2.5: -51.1832
| 2 | 85.3 | 1: 139.6435; 1.1: 1246.7462; 1.2: 1.6719; 1.3: 460.62; 1.4: 25.8599; 1.5: 1246.7462; 1.6: 460.62; 1.7: 276.372; 1.8: 8.4594; 1.9: 2303.1; 2: 73.3471; 2.1: 95.1977; 2.2: 3714.5645; 2.3: 77.0472; 2.4: -2467.8183; 2.5: -51.1873
| 2 | 85.35 | 1: 139.8625; 1.1: 1249.4333; 1.2: 1.6755; 1.3: 460.89; 1.4: 25.9005; 1.5: 1249.4333; 1.6: 460.89; 1.7: 276.534; 1.8: 8.4594; 1.9: 2304.45; 2: 73.3901; 2.1: 95.1984; 2.2: 3718.8937; 2.3: 77.0918; 2.4: -2469.4604; 2.5: -51.1913
| 2 | 85.4 | 1: 140.0816; 1.1: 1252.1242; 1.2: 1.6791; 1.3: 461.16; 1.4: 25.941; 1.5: 1252.1242; 1.6: 461.16; 1.7: 276.696; 1.8: 8.4594; 1.9: 2305.8; 2: 73.4331; 2.1: 95.1991; 2.2: 3723.2251; 2.3: 77.1364; 2.4: -2471.1008; 2.5: -51.1953
| 2 | 85.45 | 1: 140.301; 1.1: 1254.819; 1.2: 1.6827; 1.3: 461.43; 1.4: 25.9817; 1.5: 1254.819; 1.6: 461.43; 1.7: 276.858; 1.8: 8.4594; 1.9: 2307.15; 2: 73.4761; 2.1: 95.1998; 2.2: 3727.5587; 2.3: 77.181; 2.4: -2472.7397; 2.5: -51.1993
| 2 | 85.5 | 1: 140.5205; 1.1: 1257.5176; 1.2: 1.6864; 1.3: 461.7; 1.4: 26.0223; 1.5: 1257.5176; 1.6: 461.7; 1.7: 277.02; 1.8: 8.4594; 1.9: 2308.5; 2: 73.5191; 2.1: 95.2005; 2.2: 3731.8946; 2.3: 77.2256; 2.4: -2474.377; 2.5: -51.2033
| 2 | 85.55 | 1: 140.7401; 1.1: 1260.22; 1.2: 1.69; 1.3: 461.97; 1.4: 26.063; 1.5: 1260.22; 1.6: 461.97; 1.7: 277.182; 1.8: 8.4594; 1.9: 2309.85; 2: 73.5621; 2.1: 95.2012; 2.2: 3736.2328; 2.3: 77.2702; 2.4: -2476.0128; 2.5: -51.2072
| 2 | 85.6 | 1: 140.96; 1.1: 1262.9263; 1.2: 1.6936; 1.3: 462.24; 1.4: 26.1037; 1.5: 1262.9263; 1.6: 462.24; 1.7: 277.344; 1.8: 8.4594; 1.9: 2311.2; 2: 73.6051; 2.1: 95.2019; 2.2: 3740.5732; 2.3: 77.3147; 2.4: -2477.6469; 2.5: -51.211
| 2 | 85.65 | 1: 141.18; 1.1: 1265.6364; 1.2: 1.6972; 1.3: 462.51; 1.4: 26.1444; 1.5: 1265.6364; 1.6: 462.51; 1.7: 277.506; 1.8: 8.4594; 1.9: 2312.55; 2: 73.6481; 2.1: 95.2026; 2.2: 3744.9158; 2.3: 77.3593; 2.4: -2479.2795; 2.5: -51.2149
| 2 | 85.7 | 1: 141.4002; 1.1: 1268.3503; 1.2: 1.7009; 1.3: 462.78; 1.4: 26.1852; 1.5: 1268.3503; 1.6: 462.78; 1.7: 277.668; 1.8: 8.4594; 1.9: 2313.9; 2: 73.6911; 2.1: 95.2034; 2.2: 3749.2607; 2.3: 77.4039; 2.4: -2480.9104; 2.5: -51.2186
| 2 | 85.75 | 1: 141.6206; 1.1: 1271.0681; 1.2: 1.7045; 1.3: 463.05; 1.4: 26.226; 1.5: 1271.0681; 1.6: 463.05; 1.7: 277.83; 1.8: 8.4594; 1.9: 2315.25; 2: 73.7341; 2.1: 95.2041; 2.2: 3753.6078; 2.3: 77.4484; 2.4: -2482.5397; 2.5: -51.2224
| 2 | 85.8 | 1: 141.8411; 1.1: 1273.7898; 1.2: 1.7082; 1.3: 463.32; 1.4: 26.2669; 1.5: 1273.7898; 1.6: 463.32; 1.7: 277.992; 1.8: 8.4594; 1.9: 2316.6; 2: 73.7771; 2.1: 95.2048; 2.2: 3757.9572; 2.3: 77.493; 2.4: -2484.1674; 2.5: -51.2261
| 2 | 85.85 | 1: 142.0618; 1.1: 1276.5152; 1.2: 1.7118; 1.3: 463.59; 1.4: 26.3077; 1.5: 1276.5152; 1.6: 463.59; 1.7: 278.154; 1.8: 8.4594; 1.9: 2317.95; 2: 73.8201; 2.1: 95.2056; 2.2: 3762.3088; 2.3: 77.5375; 2.4: -2485.7935; 2.5: -51.2298
| 2 | 85.9 | 1: 142.2827; 1.1: 1279.2446; 1.2: 1.7155; 1.3: 463.86; 1.4: 26.3486; 1.5: 1279.2446; 1.6: 463.86; 1.7: 278.316; 1.8: 8.4594; 1.9: 2319.3; 2: 73.8631; 2.1: 95.2063; 2.2: 3766.6626; 2.3: 77.5821; 2.4: -2487.418; 2.5: -51.2334
| 2 | 85.95 | 1: 142.5037; 1.1: 1281.9778; 1.2: 1.7192; 1.3: 464.13; 1.4: 26.3896; 1.5: 1281.9778; 1.6: 464.13; 1.7: 278.478; 1.8: 8.4594; 1.9: 2320.65; 2: 73.9061; 2.1: 95.2071; 2.2: 3771.0186; 2.3: 77.6266; 2.4: -2489.0408; 2.5: -51.237
| 2 | 86 | 1: 142.7249; 1.1: 1284.7148; 1.2: 1.7228; 1.3: 464.4; 1.4: 26.4305; 1.5: 1284.7148; 1.6: 464.4; 1.7: 278.64; 1.8: 8.4594; 1.9: 2322; 2: 73.949; 2.1: 95.2079; 2.2: 3775.3769; 2.3: 77.6711; 2.4: -2490.662; 2.5: -51.2406
| 2 | 86.05 | 1: 142.9463; 1.1: 1287.4557; 1.2: 1.7265; 1.3: 464.67; 1.4: 26.4715; 1.5: 1287.4557; 1.6: 464.67; 1.7: 278.802; 1.8: 8.4594; 1.9: 2323.35; 2: 73.992; 2.1: 95.2086; 2.2: 3779.7373; 2.3: 77.7157; 2.4: -2492.2816; 2.5: -51.2441
| 2 | 86.1 | 1: 143.1679; 1.1: 1290.2005; 1.2: 1.7302; 1.3: 464.94; 1.4: 26.5126; 1.5: 1290.2005; 1.6: 464.94; 1.7: 278.964; 1.8: 8.4594; 1.9: 2324.7; 2: 74.035; 2.1: 95.2094; 2.2: 3784.1; 2.3: 77.7602; 2.4: -2493.8994; 2.5: -51.2476
| 2 | 86.15 | 1: 143.3896; 1.1: 1292.9492; 1.2: 1.7339; 1.3: 465.21; 1.4: 26.5536; 1.5: 1292.9492; 1.6: 465.21; 1.7: 279.126; 1.8: 8.4594; 1.9: 2326.05; 2: 74.078; 2.1: 95.2102; 2.2: 3788.4648; 2.3: 77.8047; 2.4: -2495.5157; 2.5: -51.2511
| 2 | 86.2 | 1: 143.6115; 1.1: 1295.7017; 1.2: 1.7376; 1.3: 465.48; 1.4: 26.5947; 1.5: 1295.7017; 1.6: 465.48; 1.7: 279.288; 1.8: 8.4594; 1.9: 2327.4; 2: 74.121; 2.1: 95.211; 2.2: 3792.8319; 2.3: 77.8492; 2.4: -2497.1302; 2.5: -51.2545
| 2 | 86.25 | 1: 143.8336; 1.1: 1298.4581; 1.2: 1.7413; 1.3: 465.75; 1.4: 26.6359; 1.5: 1298.4581; 1.6: 465.75; 1.7: 279.45; 1.8: 8.4594; 1.9: 2328.75; 2: 74.164; 2.1: 95.2118; 2.2: 3797.2012; 2.3: 77.8937; 2.4: -2498.7431; 2.5: -51.2578
| 2 | 86.3 | 1: 144.0559; 1.1: 1301.2183; 1.2: 1.745; 1.3: 466.02; 1.4: 26.677; 1.5: 1301.2183; 1.6: 466.02; 1.7: 279.612; 1.8: 8.4594; 1.9: 2330.1; 2: 74.207; 2.1: 95.2126; 2.2: 3801.5726; 2.3: 77.9382; 2.4: -2500.3543; 2.5: -51.2612
| 2 | 86.35 | 1: 144.2783; 1.1: 1303.9825; 1.2: 1.7487; 1.3: 466.29; 1.4: 26.7182; 1.5: 1303.9825; 1.6: 466.29; 1.7: 279.774; 1.8: 8.4594; 1.9: 2331.45; 2: 74.25; 2.1: 95.2135; 2.2: 3805.9462; 2.3: 77.9827; 2.4: -2501.9638; 2.5: -51.2645
| 2 | 86.4 | 1: 144.5009; 1.1: 1306.7505; 1.2: 1.7524; 1.3: 466.56; 1.4: 26.7594; 1.5: 1306.7505; 1.6: 466.56; 1.7: 279.936; 1.8: 8.4594; 1.9: 2332.8; 2: 74.293; 2.1: 95.2143; 2.2: 3810.3221; 2.3: 78.0272; 2.4: -2503.5716; 2.5: -51.2677
| 2 | 86.45 | 1: 144.7237; 1.1: 1309.5224; 1.2: 1.7561; 1.3: 466.83; 1.4: 26.8007; 1.5: 1309.5224; 1.6: 466.83; 1.7: 280.098; 1.8: 8.4594; 1.9: 2334.15; 2: 74.336; 2.1: 95.2151; 2.2: 3814.7001; 2.3: 78.0716; 2.4: -2505.1777; 2.5: -51.271
| 2 | 86.5 | 1: 144.9466; 1.1: 1312.2982; 1.2: 1.7598; 1.3: 467.1; 1.4: 26.842; 1.5: 1312.2982; 1.6: 467.1; 1.7: 280.26; 1.8: 8.4594; 1.9: 2335.5; 2: 74.379; 2.1: 95.2159; 2.2: 3819.0802; 2.3: 78.1161; 2.4: -2506.7821; 2.5: -51.2741
| 2 | 86.55 | 1: 145.1697; 1.1: 1315.0778; 1.2: 1.7635; 1.3: 467.37; 1.4: 26.8833; 1.5: 1315.0778; 1.6: 467.37; 1.7: 280.422; 1.8: 8.4594; 1.9: 2336.85; 2: 74.422; 2.1: 95.2168; 2.2: 3823.4626; 2.3: 78.1606; 2.4: -2508.3848; 2.5: -51.2773
| 2 | 86.6 | 1: 145.393; 1.1: 1317.8614; 1.2: 1.7673; 1.3: 467.64; 1.4: 26.9246; 1.5: 1317.8614; 1.6: 467.64; 1.7: 280.584; 1.8: 8.4594; 1.9: 2338.2; 2: 74.465; 2.1: 95.2177; 2.2: 3827.8471; 2.3: 78.205; 2.4: -2509.9857; 2.5: -51.2804
| 2 | 86.65 | 1: 145.6164; 1.1: 1320.6488; 1.2: 1.771; 1.3: 467.91; 1.4: 26.966; 1.5: 1320.6488; 1.6: 467.91; 1.7: 280.746; 1.8: 8.4594; 1.9: 2339.55; 2: 74.508; 2.1: 95.2185; 2.2: 3832.2338; 2.3: 78.2494; 2.4: -2511.5849; 2.5: -51.2834
| 2 | 86.7 | 1: 145.8401; 1.1: 1323.4402; 1.2: 1.7748; 1.3: 468.18; 1.4: 27.0074; 1.5: 1323.4402; 1.6: 468.18; 1.7: 280.908; 1.8: 8.4594; 1.9: 2340.9; 2: 74.551; 2.1: 95.2194; 2.2: 3836.6226; 2.3: 78.2939; 2.4: -2513.1824; 2.5: -51.2865
| 2 | 86.75 | 1: 146.0639; 1.1: 1326.2354; 1.2: 1.7785; 1.3: 468.45; 1.4: 27.0489; 1.5: 1326.2354; 1.6: 468.45; 1.7: 281.07; 1.8: 8.4594; 1.9: 2342.25; 2: 74.5939; 2.1: 95.2203; 2.2: 3841.0136; 2.3: 78.3383; 2.4: -2514.7781; 2.5: -51.2894
| 2 | 86.8 | 1: 146.2878; 1.1: 1329.0346; 1.2: 1.7823; 1.3: 468.72; 1.4: 27.0903; 1.5: 1329.0346; 1.6: 468.72; 1.7: 281.232; 1.8: 8.4594; 1.9: 2343.6; 2: 74.6369; 2.1: 95.2212; 2.2: 3845.4067; 2.3: 78.3827; 2.4: -2516.3721; 2.5: -51.2924
| 2 | 86.85 | 1: 146.512; 1.1: 1331.8376; 1.2: 1.786; 1.3: 468.99; 1.4: 27.1318; 1.5: 1331.8376; 1.6: 468.99; 1.7: 281.394; 1.8: 8.4594; 1.9: 2344.95; 2: 74.6799; 2.1: 95.222; 2.2: 3849.802; 2.3: 78.4271; 2.4: -2517.9643; 2.5: -51.2953
| 2 | 86.9 | 1: 146.7363; 1.1: 1334.6446; 1.2: 1.7898; 1.3: 469.26; 1.4: 27.1734; 1.5: 1334.6446; 1.6: 469.26; 1.7: 281.556; 1.8: 8.4594; 1.9: 2346.3; 2: 74.7229; 2.1: 95.223; 2.2: 3854.1994; 2.3: 78.4716; 2.4: -2519.5548; 2.5: -51.2982
| 2 | 86.95 | 1: 146.9607; 1.1: 1337.4555; 1.2: 1.7936; 1.3: 469.53; 1.4: 27.215; 1.5: 1337.4555; 1.6: 469.53; 1.7: 281.718; 1.8: 8.4594; 1.9: 2347.65; 2: 74.7659; 2.1: 95.2239; 2.2: 3858.5989; 2.3: 78.516; 2.4: -2521.1434; 2.5: -51.301
| 2 | 87 | 1: 147.1854; 1.1: 1340.2703; 1.2: 1.7973; 1.3: 469.8; 1.4: 27.2566; 1.5: 1340.2703; 1.6: 469.8; 1.7: 281.88; 1.8: 8.4594; 1.9: 2349; 2: 74.8089; 2.1: 95.2248; 2.2: 3863.0006; 2.3: 78.5603; 2.4: -2522.7303; 2.5: -51.3038
| 2 | 87.05 | 1: 147.4102; 1.1: 1343.0889; 1.2: 1.8011; 1.3: 470.07; 1.4: 27.2982; 1.5: 1343.0889; 1.6: 470.07; 1.7: 282.042; 1.8: 8.4594; 1.9: 2350.35; 2: 74.8519; 2.1: 95.2257; 2.2: 3867.4044; 2.3: 78.6047; 2.4: -2524.3154; 2.5: -51.3065
| 2 | 87.1 | 1: 147.6352; 1.1: 1345.9116; 1.2: 1.8049; 1.3: 470.34; 1.4: 27.3399; 1.5: 1345.9116; 1.6: 470.34; 1.7: 282.204; 1.8: 8.4594; 1.9: 2351.7; 2: 74.8949; 2.1: 95.2267; 2.2: 3871.8103; 2.3: 78.6491; 2.4: -2525.8987; 2.5: -51.3092
| 2 | 87.15 | 1: 147.8604; 1.1: 1348.7381; 1.2: 1.8087; 1.3: 470.61; 1.4: 27.3816; 1.5: 1348.7381; 1.6: 470.61; 1.7: 282.366; 1.8: 8.4594; 1.9: 2353.05; 2: 74.9379; 2.1: 95.2276; 2.2: 3876.2183; 2.3: 78.6935; 2.4: -2527.4802; 2.5: -51.3119
| 2 | 87.2 | 1: 148.0857; 1.1: 1351.5686; 1.2: 1.8125; 1.3: 470.88; 1.4: 27.4233; 1.5: 1351.5686; 1.6: 470.88; 1.7: 282.528; 1.8: 8.4594; 1.9: 2354.4; 2: 74.9809; 2.1: 95.2286; 2.2: 3880.6285; 2.3: 78.7378; 2.4: -2529.0599; 2.5: -51.3145
| 2 | 87.25 | 1: 148.3112; 1.1: 1354.4029; 1.2: 1.8163; 1.3: 471.15; 1.4: 27.465; 1.5: 1354.4029; 1.6: 471.15; 1.7: 282.69; 1.8: 8.4594; 1.9: 2355.75; 2: 75.0239; 2.1: 95.2295; 2.2: 3885.0407; 2.3: 78.7822; 2.4: -2530.6378; 2.5: -51.3171
| 2 | 87.3 | 1: 148.5369; 1.1: 1357.2412; 1.2: 1.8201; 1.3: 471.42; 1.4: 27.5068; 1.5: 1357.2412; 1.6: 471.42; 1.7: 282.852; 1.8: 8.4594; 1.9: 2357.1; 2: 75.0669; 2.1: 95.2305; 2.2: 3889.4551; 2.3: 78.8265; 2.4: -2532.2138; 2.5: -51.3197
| 2 | 87.35 | 1: 148.7628; 1.1: 1360.0835; 1.2: 1.8239; 1.3: 471.69; 1.4: 27.5487; 1.5: 1360.0835; 1.6: 471.69; 1.7: 283.014; 1.8: 8.4594; 1.9: 2358.45; 2: 75.1099; 2.1: 95.2315; 2.2: 3893.8715; 2.3: 78.8709; 2.4: -2533.788; 2.5: -51.3222
| 2 | 87.4 | 1: 148.9888; 1.1: 1362.9297; 1.2: 1.8277; 1.3: 471.96; 1.4: 27.5905; 1.5: 1362.9297; 1.6: 471.96; 1.7: 283.176; 1.8: 8.4594; 1.9: 2359.8; 2: 75.1529; 2.1: 95.2325; 2.2: 3898.2901; 2.3: 78.9152; 2.4: -2535.3604; 2.5: -51.3247
| 2 | 87.45 | 1: 149.215; 1.1: 1365.7798; 1.2: 1.8315; 1.3: 472.23; 1.4: 27.6324; 1.5: 1365.7798; 1.6: 472.23; 1.7: 283.338; 1.8: 8.4594; 1.9: 2361.15; 2: 75.1959; 2.1: 95.2335; 2.2: 3902.7107; 2.3: 78.9595; 2.4: -2536.9309; 2.5: -51.3271
| 2 | 87.5 | 1: 149.4414; 1.1: 1368.6338; 1.2: 1.8354; 1.3: 472.5; 1.4: 27.6743; 1.5: 1368.6338; 1.6: 472.5; 1.7: 283.5; 1.8: 8.4594; 1.9: 2362.5; 2: 75.2389; 2.1: 95.2345; 2.2: 3907.1334; 2.3: 79.0038; 2.4: -2538.4996; 2.5: -51.3295
| 2 | 87.55 | 1: 149.6679; 1.1: 1371.4918; 1.2: 1.8392; 1.3: 472.77; 1.4: 27.7163; 1.5: 1371.4918; 1.6: 472.77; 1.7: 283.662; 1.8: 8.4594; 1.9: 2363.85; 2: 75.2818; 2.1: 95.2355; 2.2: 3911.5582; 2.3: 79.0481; 2.4: -2540.0663; 2.5: -51.3318
| 2 | 87.6 | 1: 149.8946; 1.1: 1374.3537; 1.2: 1.843; 1.3: 473.04; 1.4: 27.7583; 1.5: 1374.3537; 1.6: 473.04; 1.7: 283.824; 1.8: 8.4594; 1.9: 2365.2; 2: 75.3248; 2.1: 95.2365; 2.2: 3915.985; 2.3: 79.0924; 2.4: -2541.6313; 2.5: -51.3341
| 2 | 87.65 | 1: 150.1215; 1.1: 1377.2196; 1.2: 1.8469; 1.3: 473.31; 1.4: 27.8003; 1.5: 1377.2196; 1.6: 473.31; 1.7: 283.986; 1.8: 8.4594; 1.9: 2366.55; 2: 75.3678; 2.1: 95.2375; 2.2: 3920.4139; 2.3: 79.1367; 2.4: -2543.1943; 2.5: -51.3364
| 2 | 87.7 | 1: 150.3486; 1.1: 1380.0895; 1.2: 1.8507; 1.3: 473.58; 1.4: 27.8423; 1.5: 1380.0895; 1.6: 473.58; 1.7: 284.148; 1.8: 8.4594; 1.9: 2367.9; 2: 75.4108; 2.1: 95.2386; 2.2: 3924.8449; 2.3: 79.181; 2.4: -2544.7554; 2.5: -51.3386
| 2 | 87.75 | 1: 150.5758; 1.1: 1382.9633; 1.2: 1.8546; 1.3: 473.85; 1.4: 27.8844; 1.5: 1382.9633; 1.6: 473.85; 1.7: 284.31; 1.8: 8.4594; 1.9: 2369.25; 2: 75.4538; 2.1: 95.2396; 2.2: 3929.2779; 2.3: 79.2252; 2.4: -2546.3147; 2.5: -51.3408
| 2 | 87.8 | 1: 150.8032; 1.1: 1385.841; 1.2: 1.8584; 1.3: 474.12; 1.4: 27.9265; 1.5: 1385.841; 1.6: 474.12; 1.7: 284.472; 1.8: 8.4594; 1.9: 2370.6; 2: 75.4968; 2.1: 95.2407; 2.2: 3933.713; 2.3: 79.2695; 2.4: -2547.872; 2.5: -51.343
| 2 | 87.85 | 1: 151.0307; 1.1: 1388.7227; 1.2: 1.8623; 1.3: 474.39; 1.4: 27.9687; 1.5: 1388.7227; 1.6: 474.39; 1.7: 284.634; 1.8: 8.4594; 1.9: 2371.95; 2: 75.5398; 2.1: 95.2418; 2.2: 3938.1502; 2.3: 79.3137; 2.4: -2549.4275; 2.5: -51.3451
| 2 | 87.9 | 1: 151.2585; 1.1: 1391.6083; 1.2: 1.8662; 1.3: 474.66; 1.4: 28.0108; 1.5: 1391.6083; 1.6: 474.66; 1.7: 284.796; 1.8: 8.4594; 1.9: 2373.3; 2: 75.5828; 2.1: 95.2429; 2.2: 3942.5893; 2.3: 79.358; 2.4: -2550.981; 2.5: -51.3471
| 2 | 87.95 | 1: 151.4864; 1.1: 1394.498; 1.2: 1.8701; 1.3: 474.93; 1.4: 28.053; 1.5: 1394.498; 1.6: 474.93; 1.7: 284.958; 1.8: 8.4594; 1.9: 2374.65; 2: 75.6258; 2.1: 95.244; 2.2: 3947.0305; 2.3: 79.4022; 2.4: -2552.5326; 2.5: -51.3492
| 2 | 88 | 1: 151.7145; 1.1: 1397.3916; 1.2: 1.8739; 1.3: 475.2; 1.4: 28.0953; 1.5: 1397.3916; 1.6: 475.2; 1.7: 285.12; 1.8: 8.4594; 1.9: 2376; 2: 75.6688; 2.1: 95.2451; 2.2: 3951.4738; 2.3: 79.4464; 2.4: -2554.0822; 2.5: -51.3511
| 2 | 88.05 | 1: 151.9427; 1.1: 1400.2891; 1.2: 1.8778; 1.3: 475.47; 1.4: 28.1375; 1.5: 1400.2891; 1.6: 475.47; 1.7: 285.282; 1.8: 8.4594; 1.9: 2377.35; 2: 75.7118; 2.1: 95.2462; 2.2: 3955.919; 2.3: 79.4906; 2.4: -2555.6299; 2.5: -51.3531
| 2 | 88.1 | 1: 152.1712; 1.1: 1403.1906; 1.2: 1.8817; 1.3: 475.74; 1.4: 28.1798; 1.5: 1403.1906; 1.6: 475.74; 1.7: 285.444; 1.8: 8.4594; 1.9: 2378.7; 2: 75.7548; 2.1: 95.2473; 2.2: 3960.3663; 2.3: 79.5348; 2.4: -2557.1757; 2.5: -51.355
| 2 | 88.15 | 1: 152.3998; 1.1: 1406.0961; 1.2: 1.8856; 1.3: 476.01; 1.4: 28.2222; 1.5: 1406.0961; 1.6: 476.01; 1.7: 285.606; 1.8: 8.4594; 1.9: 2380.05; 2: 75.7978; 2.1: 95.2484; 2.2: 3964.8156; 2.3: 79.579; 2.4: -2558.7195; 2.5: -51.3568
| 2 | 88.2 | 1: 152.6285; 1.1: 1409.0056; 1.2: 1.8895; 1.3: 476.28; 1.4: 28.2645; 1.5: 1409.0056; 1.6: 476.28; 1.7: 285.768; 1.8: 8.4594; 1.9: 2381.4; 2: 75.8408; 2.1: 95.2496; 2.2: 3969.2669; 2.3: 79.6232; 2.4: -2560.2613; 2.5: -51.3586
| 2 | 88.25 | 1: 152.8575; 1.1: 1411.9191; 1.2: 1.8934; 1.3: 476.55; 1.4: 28.3069; 1.5: 1411.9191; 1.6: 476.55; 1.7: 285.93; 1.8: 8.4594; 1.9: 2382.75; 2: 75.8838; 2.1: 95.2508; 2.2: 3973.7202; 2.3: 79.6674; 2.4: -2561.8011; 2.5: -51.3604
| 2 | 88.3 | 1: 153.0866; 1.1: 1414.8365; 1.2: 1.8973; 1.3: 476.82; 1.4: 28.3494; 1.5: 1414.8365; 1.6: 476.82; 1.7: 286.092; 1.8: 8.4594; 1.9: 2384.1; 2: 75.9268; 2.1: 95.2519; 2.2: 3978.1755; 2.3: 79.7115; 2.4: -2563.339; 2.5: -51.3621
| 2 | 88.35 | 1: 153.3159; 1.1: 1417.7579; 1.2: 1.9012; 1.3: 477.09; 1.4: 28.3918; 1.5: 1417.7579; 1.6: 477.09; 1.7: 286.254; 1.8: 8.4594; 1.9: 2385.45; 2: 75.9697; 2.1: 95.2531; 2.2: 3982.6328; 2.3: 79.7557; 2.4: -2564.8749; 2.5: -51.3638
| 2 | 88.4 | 1: 153.5453; 1.1: 1420.6834; 1.2: 1.9052; 1.3: 477.36; 1.4: 28.4343; 1.5: 1420.6834; 1.6: 477.36; 1.7: 286.416; 1.8: 8.4594; 1.9: 2386.8; 2: 76.0127; 2.1: 95.2543; 2.2: 3987.0921; 2.3: 79.7998; 2.4: -2566.4087; 2.5: -51.3655
| 2 | 88.45 | 1: 153.775; 1.1: 1423.6128; 1.2: 1.9091; 1.3: 477.63; 1.4: 28.4768; 1.5: 1423.6128; 1.6: 477.63; 1.7: 286.578; 1.8: 8.4594; 1.9: 2388.15; 2: 76.0557; 2.1: 95.2555; 2.2: 3991.5534; 2.3: 79.8439; 2.4: -2567.9406; 2.5: -51.3671
| 2 | 88.5 | 1: 154.0048; 1.1: 1426.5461; 1.2: 1.913; 1.3: 477.9; 1.4: 28.5194; 1.5: 1426.5461; 1.6: 477.9; 1.7: 286.74; 1.8: 8.4594; 1.9: 2389.5; 2: 76.0987; 2.1: 95.2567; 2.2: 3996.0166; 2.3: 79.8881; 2.4: -2569.4704; 2.5: -51.3687
| 2 | 88.55 | 1: 154.2347; 1.1: 1429.4835; 1.2: 1.917; 1.3: 478.17; 1.4: 28.562; 1.5: 1429.4835; 1.6: 478.17; 1.7: 286.902; 1.8: 8.4594; 1.9: 2390.85; 2: 76.1417; 2.1: 95.2579; 2.2: 4000.4818; 2.3: 79.9322; 2.4: -2570.9982; 2.5: -51.3702
| 2 | 88.6 | 1: 154.4649; 1.1: 1432.4249; 1.2: 1.9209; 1.3: 478.44; 1.4: 28.6046; 1.5: 1432.4249; 1.6: 478.44; 1.7: 287.064; 1.8: 8.4594; 1.9: 2392.2; 2: 76.1847; 2.1: 95.2592; 2.2: 4004.949; 2.3: 79.9763; 2.4: -2572.524; 2.5: -51.3717
| 2 | 88.65 | 1: 154.6952; 1.1: 1435.3703; 1.2: 1.9249; 1.3: 478.71; 1.4: 28.6473; 1.5: 1435.3703; 1.6: 478.71; 1.7: 287.226; 1.8: 8.4594; 1.9: 2393.55; 2: 76.2277; 2.1: 95.2604; 2.2: 4009.4181; 2.3: 80.0204; 2.4: -2574.0478; 2.5: -51.3731
| 2 | 88.7 | 1: 154.9257; 1.1: 1438.3197; 1.2: 1.9288; 1.3: 478.98; 1.4: 28.6899; 1.5: 1438.3197; 1.6: 478.98; 1.7: 287.388; 1.8: 8.4594; 1.9: 2394.9; 2: 76.2707; 2.1: 95.2617; 2.2: 4013.8891; 2.3: 80.0644; 2.4: -2575.5694; 2.5: -51.3745
| 2 | 88.75 | 1: 155.1563; 1.1: 1441.2731; 1.2: 1.9328; 1.3: 479.25; 1.4: 28.7327; 1.5: 1441.2731; 1.6: 479.25; 1.7: 287.55; 1.8: 8.4594; 1.9: 2396.25; 2: 76.3137; 2.1: 95.2629; 2.2: 4018.3622; 2.3: 80.1085; 2.4: -2577.0891; 2.5: -51.3758
| 2 | 88.8 | 1: 155.3872; 1.1: 1444.2305; 1.2: 1.9367; 1.3: 479.52; 1.4: 28.7754; 1.5: 1444.2305; 1.6: 479.52; 1.7: 287.712; 1.8: 8.4594; 1.9: 2397.6; 2: 76.3567; 2.1: 95.2642; 2.2: 4022.8371; 2.3: 80.1525; 2.4: -2578.6066; 2.5: -51.3771
| 2 | 88.85 | 1: 155.6182; 1.1: 1447.1919; 1.2: 1.9407; 1.3: 479.79; 1.4: 28.8182; 1.5: 1447.1919; 1.6: 479.79; 1.7: 287.874; 1.8: 8.4594; 1.9: 2398.95; 2: 76.3997; 2.1: 95.2655; 2.2: 4027.314; 2.3: 80.1966; 2.4: -2580.1221; 2.5: -51.3784
| 2 | 88.9 | 1: 155.8493; 1.1: 1450.1574; 1.2: 1.9447; 1.3: 480.06; 1.4: 28.861; 1.5: 1450.1574; 1.6: 480.06; 1.7: 288.036; 1.8: 8.4594; 1.9: 2400.3; 2: 76.4427; 2.1: 95.2668; 2.2: 4031.7928; 2.3: 80.2406; 2.4: -2581.6355; 2.5: -51.3796
| 2 | 88.95 | 1: 156.0807; 1.1: 1453.1268; 1.2: 1.9487; 1.3: 480.33; 1.4: 28.9038; 1.5: 1453.1268; 1.6: 480.33; 1.7: 288.198; 1.8: 8.4594; 1.9: 2401.65; 2: 76.4857; 2.1: 95.2681; 2.2: 4036.2736; 2.3: 80.2846; 2.4: -2583.1467; 2.5: -51.3808
| 2 | 89 | 1: 156.3122; 1.1: 1456.1003; 1.2: 1.9527; 1.3: 480.6; 1.4: 28.9467; 1.5: 1456.1003; 1.6: 480.6; 1.7: 288.36; 1.8: 8.4594; 1.9: 2403; 2: 76.5287; 2.1: 95.2694; 2.2: 4040.7562; 2.3: 80.3287; 2.4: -2584.6559; 2.5: -51.3819
| 2 | 89.05 | 1: 156.5439; 1.1: 1459.0778; 1.2: 1.9567; 1.3: 480.87; 1.4: 28.9896; 1.5: 1459.0778; 1.6: 480.87; 1.7: 288.522; 1.8: 8.4594; 1.9: 2404.35; 2: 76.5717; 2.1: 95.2708; 2.2: 4045.2408; 2.3: 80.3727; 2.4: -2586.163; 2.5: -51.383
| 2 | 89.1 | 1: 156.7758; 1.1: 1462.0593; 1.2: 1.9607; 1.3: 481.14; 1.4: 29.0325; 1.5: 1462.0593; 1.6: 481.14; 1.7: 288.684; 1.8: 8.4594; 1.9: 2405.7; 2: 76.6146; 2.1: 95.2721; 2.2: 4049.7273; 2.3: 80.4166; 2.4: -2587.6679; 2.5: -51.3841
| 2 | 89.15 | 1: 157.0078; 1.1: 1465.0449; 1.2: 1.9647; 1.3: 481.41; 1.4: 29.0755; 1.5: 1465.0449; 1.6: 481.41; 1.7: 288.846; 1.8: 8.4594; 1.9: 2407.05; 2: 76.6576; 2.1: 95.2735; 2.2: 4054.2156; 2.3: 80.4606; 2.4: -2589.1708; 2.5: -51.3851
| 2 | 89.2 | 1: 157.24; 1.1: 1468.0344; 1.2: 1.9687; 1.3: 481.68; 1.4: 29.1185; 1.5: 1468.0344; 1.6: 481.68; 1.7: 289.008; 1.8: 8.4594; 1.9: 2408.4; 2: 76.7006; 2.1: 95.2749; 2.2: 4058.7059; 2.3: 80.5046; 2.4: -2590.6714; 2.5: -51.3861
| 2 | 89.25 | 1: 157.4724; 1.1: 1471.028; 1.2: 1.9727; 1.3: 481.95; 1.4: 29.1615; 1.5: 1471.028; 1.6: 481.95; 1.7: 289.17; 1.8: 8.4594; 1.9: 2409.75; 2: 76.7436; 2.1: 95.2763; 2.2: 4063.198; 2.3: 80.5485; 2.4: -2592.17; 2.5: -51.387
| 2 | 89.3 | 1: 157.7049; 1.1: 1474.0257; 1.2: 1.9767; 1.3: 482.22; 1.4: 29.2046; 1.5: 1474.0257; 1.6: 482.22; 1.7: 289.332; 1.8: 8.4594; 1.9: 2411.1; 2: 76.7866; 2.1: 95.2777; 2.2: 4067.692; 2.3: 80.5925; 2.4: -2593.6663; 2.5: -51.3879
| 2 | 89.35 | 1: 157.9376; 1.1: 1477.0274; 1.2: 1.9807; 1.3: 482.49; 1.4: 29.2477; 1.5: 1477.0274; 1.6: 482.49; 1.7: 289.494; 1.8: 8.4594; 1.9: 2412.45; 2: 76.8296; 2.1: 95.2791; 2.2: 4072.1879; 2.3: 80.6364; 2.4: -2595.1605; 2.5: -51.3887
| 2 | 89.4 | 1: 158.1705; 1.1: 1480.0331; 1.2: 1.9848; 1.3: 482.76; 1.4: 29.2908; 1.5: 1480.0331; 1.6: 482.76; 1.7: 289.656; 1.8: 8.4594; 1.9: 2413.8; 2: 76.8726; 2.1: 95.2805; 2.2: 4076.6857; 2.3: 80.6803; 2.4: -2596.6526; 2.5: -51.3895
| 2 | 89.45 | 1: 158.4036; 1.1: 1483.0429; 1.2: 1.9888; 1.3: 483.03; 1.4: 29.334; 1.5: 1483.0429; 1.6: 483.03; 1.7: 289.818; 1.8: 8.4594; 1.9: 2415.15; 2: 76.9156; 2.1: 95.282; 2.2: 4081.1853; 2.3: 80.7242; 2.4: -2598.1424; 2.5: -51.3902
| 2 | 89.5 | 1: 158.6368; 1.1: 1486.0567; 1.2: 1.9928; 1.3: 483.3; 1.4: 29.3772; 1.5: 1486.0567; 1.6: 483.3; 1.7: 289.98; 1.8: 8.4594; 1.9: 2416.5; 2: 76.9586; 2.1: 95.2834; 2.2: 4085.6867; 2.3: 80.7681; 2.4: -2599.6301; 2.5: -51.3909
| 2 | 89.55 | 1: 158.8702; 1.1: 1489.0746; 1.2: 1.9969; 1.3: 483.57; 1.4: 29.4204; 1.5: 1489.0746; 1.6: 483.57; 1.7: 290.142; 1.8: 8.4594; 1.9: 2417.85; 2: 77.0016; 2.1: 95.2849; 2.2: 4090.19; 2.3: 80.812; 2.4: -2601.1155; 2.5: -51.3916
| 2 | 89.6 | 1: 159.1038; 1.1: 1492.0965; 1.2: 2.0009; 1.3: 483.84; 1.4: 29.4637; 1.5: 1492.0965; 1.6: 483.84; 1.7: 290.304; 1.8: 8.4594; 1.9: 2419.2; 2: 77.0446; 2.1: 95.2864; 2.2: 4094.6952; 2.3: 80.8558; 2.4: -2602.5987; 2.5: -51.3922
| 2 | 89.65 | 1: 159.3375; 1.1: 1495.1224; 1.2: 2.005; 1.3: 484.11; 1.4: 29.5069; 1.5: 1495.1224; 1.6: 484.11; 1.7: 290.466; 1.8: 8.4594; 1.9: 2420.55; 2: 77.0876; 2.1: 95.2878; 2.2: 4099.2022; 2.3: 80.8997; 2.4: -2604.0797; 2.5: -51.3927
| 2 | 89.7 | 1: 159.5714; 1.1: 1498.1525; 1.2: 2.0091; 1.3: 484.38; 1.4: 29.5503; 1.5: 1498.1525; 1.6: 484.38; 1.7: 290.628; 1.8: 8.4594; 1.9: 2421.9; 2: 77.1306; 2.1: 95.2894; 2.2: 4103.711; 2.3: 80.9435; 2.4: -2605.5585; 2.5: -51.3933
| 2 | 89.75 | 1: 159.8055; 1.1: 1501.1866; 1.2: 2.0131; 1.3: 484.65; 1.4: 29.5936; 1.5: 1501.1866; 1.6: 484.65; 1.7: 290.79; 1.8: 8.4594; 1.9: 2423.25; 2: 77.1736; 2.1: 95.2909; 2.2: 4108.2216; 2.3: 80.9874; 2.4: -2607.035; 2.5: -51.3937
| 2 | 89.8 | 1: 160.0398; 1.1: 1504.2247; 1.2: 2.0172; 1.3: 484.92; 1.4: 29.637; 1.5: 1504.2247; 1.6: 484.92; 1.7: 290.952; 1.8: 8.4594; 1.9: 2424.6; 2: 77.2166; 2.1: 95.2924; 2.2: 4112.734; 2.3: 81.0312; 2.4: -2608.5093; 2.5: -51.3942
| 2 | 89.85 | 1: 160.2742; 1.1: 1507.2669; 1.2: 2.0213; 1.3: 485.19; 1.4: 29.6804; 1.5: 1507.2669; 1.6: 485.19; 1.7: 291.114; 1.8: 8.4594; 1.9: 2425.95; 2: 77.2596; 2.1: 95.294; 2.2: 4117.2483; 2.3: 81.075; 2.4: -2609.9813; 2.5: -51.3946
| 2 | 89.9 | 1: 160.5088; 1.1: 1510.3132; 1.2: 2.0254; 1.3: 485.46; 1.4: 29.7239; 1.5: 1510.3132; 1.6: 485.46; 1.7: 291.276; 1.8: 8.4594; 1.9: 2427.3; 2: 77.3025; 2.1: 95.2955; 2.2: 4121.7643; 2.3: 81.1188; 2.4: -2611.4511; 2.5: -51.3949
| 2 | 89.95 | 1: 160.7436; 1.1: 1513.3636; 1.2: 2.0295; 1.3: 485.73; 1.4: 29.7673; 1.5: 1513.3636; 1.6: 485.73; 1.7: 291.438; 1.8: 8.4594; 1.9: 2428.65; 2: 77.3455; 2.1: 95.2971; 2.2: 4126.2822; 2.3: 81.1625; 2.4: -2612.9186; 2.5: -51.3952
| 2 | 90 | 1: 160.9786; 1.1: 1516.418; 1.2: 2.0336; 1.3: 486; 1.4: 29.8108; 1.5: 1516.418; 1.6: 486; 1.7: 291.6; 1.8: 8.4594; 1.9: 2430; 2: 77.3885; 2.1: 95.2987; 2.2: 4130.8018; 2.3: 81.2063; 2.4: -2614.3838; 2.5: -51.3955
| 2 | 90.05 | 1: 161.2137; 1.1: 1519.4765; 1.2: 2.0377; 1.3: 486.27; 1.4: 29.8544; 1.5: 1519.4765; 1.6: 486.27; 1.7: 291.762; 1.8: 8.4594; 1.9: 2431.35; 2: 77.4315; 2.1: 95.3003; 2.2: 4135.3232; 2.3: 81.25; 2.4: -2615.8466; 2.5: -51.3957
| 2 | 90.1 | 1: 161.449; 1.1: 1522.5391; 1.2: 2.0418; 1.3: 486.54; 1.4: 29.898; 1.5: 1522.5391; 1.6: 486.54; 1.7: 291.924; 1.8: 8.4594; 1.9: 2432.7; 2: 77.4745; 2.1: 95.3019; 2.2: 4139.8463; 2.3: 81.2938; 2.4: -2617.3072; 2.5: -51.3958
| 2 | 90.15 | 1: 161.6844; 1.1: 1525.6058; 1.2: 2.0459; 1.3: 486.81; 1.4: 29.9416; 1.5: 1525.6058; 1.6: 486.81; 1.7: 292.086; 1.8: 8.4594; 1.9: 2434.05; 2: 77.5175; 2.1: 95.3035; 2.2: 4144.3713; 2.3: 81.3375; 2.4: -2618.7655; 2.5: -51.3959
| 2 | 90.2 | 1: 161.9201; 1.1: 1528.6765; 1.2: 2.05; 1.3: 487.08; 1.4: 29.9852; 1.5: 1528.6765; 1.6: 487.08; 1.7: 292.248; 1.8: 8.4594; 1.9: 2435.4; 2: 77.5605; 2.1: 95.3052; 2.2: 4148.898; 2.3: 81.3812; 2.4: -2620.2214; 2.5: -51.396
| 2 | 90.25 | 1: 162.1559; 1.1: 1531.7514; 1.2: 2.0541; 1.3: 487.35; 1.4: 30.0289; 1.5: 1531.7514; 1.6: 487.35; 1.7: 292.41; 1.8: 8.4594; 1.9: 2436.75; 2: 77.6035; 2.1: 95.3069; 2.2: 4153.4264; 2.3: 81.4249; 2.4: -2621.675; 2.5: -51.396
| 2 | 90.3 | 1: 162.3918; 1.1: 1534.8303; 1.2: 2.0582; 1.3: 487.62; 1.4: 30.0726; 1.5: 1534.8303; 1.6: 487.62; 1.7: 292.572; 1.8: 8.4594; 1.9: 2438.1; 2: 77.6465; 2.1: 95.3085; 2.2: 4157.9566; 2.3: 81.4686; 2.4: -2623.1263; 2.5: -51.396
| 2 | 90.35 | 1: 162.628; 1.1: 1537.9133; 1.2: 2.0624; 1.3: 487.89; 1.4: 30.1163; 1.5: 1537.9133; 1.6: 487.89; 1.7: 292.734; 1.8: 8.4594; 1.9: 2439.45; 2: 77.6895; 2.1: 95.3102; 2.2: 4162.4885; 2.3: 81.5122; 2.4: -2624.5751; 2.5: -51.3959
| 2 | 90.4 | 1: 162.8643; 1.1: 1541.0005; 1.2: 2.0665; 1.3: 488.16; 1.4: 30.1601; 1.5: 1541.0005; 1.6: 488.16; 1.7: 292.896; 1.8: 8.4594; 1.9: 2440.8; 2: 77.7325; 2.1: 95.3119; 2.2: 4167.0221; 2.3: 81.5559; 2.4: -2626.0217; 2.5: -51.3958
| 2 | 90.45 | 1: 163.1008; 1.1: 1544.0917; 1.2: 2.0707; 1.3: 488.43; 1.4: 30.2039; 1.5: 1544.0917; 1.6: 488.43; 1.7: 293.058; 1.8: 8.4594; 1.9: 2442.15; 2: 77.7755; 2.1: 95.3137; 2.2: 4171.5575; 2.3: 81.5995; 2.4: -2627.4658; 2.5: -51.3956
| 2 | 90.5 | 1: 163.3375; 1.1: 1547.187; 1.2: 2.0748; 1.3: 488.7; 1.4: 30.2477; 1.5: 1547.187; 1.6: 488.7; 1.7: 293.22; 1.8: 8.4594; 1.9: 2443.5; 2: 77.8185; 2.1: 95.3154; 2.2: 4176.0946; 2.3: 81.6431; 2.4: -2628.9076; 2.5: -51.3954
| 2 | 90.55 | 1: 163.5743; 1.1: 1550.2864; 1.2: 2.079; 1.3: 488.97; 1.4: 30.2915; 1.5: 1550.2864; 1.6: 488.97; 1.7: 293.382; 1.8: 8.4594; 1.9: 2444.85; 2: 77.8615; 2.1: 95.3172; 2.2: 4180.6333; 2.3: 81.6867; 2.4: -2630.3469; 2.5: -51.3952
| 2 | 90.6 | 1: 163.8113; 1.1: 1553.3899; 1.2: 2.0831; 1.3: 489.24; 1.4: 30.3354; 1.5: 1553.3899; 1.6: 489.24; 1.7: 293.544; 1.8: 8.4594; 1.9: 2446.2; 2: 77.9045; 2.1: 95.3189; 2.2: 4185.1738; 2.3: 81.7303; 2.4: -2631.7839; 2.5: -51.3949
| 2 | 90.65 | 1: 164.0485; 1.1: 1556.4976; 1.2: 2.0873; 1.3: 489.51; 1.4: 30.3794; 1.5: 1556.4976; 1.6: 489.51; 1.7: 293.706; 1.8: 8.4594; 1.9: 2447.55; 2: 77.9475; 2.1: 95.3207; 2.2: 4189.716; 2.3: 81.7739; 2.4: -2633.2184; 2.5: -51.3945
| 2 | 90.7 | 1: 164.2858; 1.1: 1559.6093; 1.2: 2.0915; 1.3: 489.78; 1.4: 30.4233; 1.5: 1559.6093; 1.6: 489.78; 1.7: 293.868; 1.8: 8.4594; 1.9: 2448.9; 2: 77.9904; 2.1: 95.3225; 2.2: 4194.2598; 2.3: 81.8174; 2.4: -2634.6505; 2.5: -51.3941
| 2 | 90.75 | 1: 164.5234; 1.1: 1562.7252; 1.2: 2.0956; 1.3: 490.05; 1.4: 30.4673; 1.5: 1562.7252; 1.6: 490.05; 1.7: 294.03; 1.8: 8.4594; 1.9: 2450.25; 2: 78.0334; 2.1: 95.3243; 2.2: 4198.8054; 2.3: 81.861; 2.4: -2636.0802; 2.5: -51.3937
| 2 | 90.8 | 1: 164.7611; 1.1: 1565.8452; 1.2: 2.0998; 1.3: 490.32; 1.4: 30.5113; 1.5: 1565.8452; 1.6: 490.32; 1.7: 294.192; 1.8: 8.4594; 1.9: 2451.6; 2: 78.0764; 2.1: 95.3262; 2.2: 4203.3526; 2.3: 81.9045; 2.4: -2637.5074; 2.5: -51.3932
| 2 | 90.85 | 1: 164.9989; 1.1: 1568.9692; 1.2: 2.104; 1.3: 490.59; 1.4: 30.5554; 1.5: 1568.9692; 1.6: 490.59; 1.7: 294.354; 1.8: 8.4594; 1.9: 2452.95; 2: 78.1194; 2.1: 95.328; 2.2: 4207.9014; 2.3: 81.948; 2.4: -2638.9322; 2.5: -51.3927
| 2 | 90.9 | 1: 165.237; 1.1: 1572.0975; 1.2: 2.1082; 1.3: 490.86; 1.4: 30.5994; 1.5: 1572.0975; 1.6: 490.86; 1.7: 294.516; 1.8: 8.4594; 1.9: 2454.3; 2: 78.1624; 2.1: 95.3299; 2.2: 4212.4519; 2.3: 81.9915; 2.4: -2640.3545; 2.5: -51.3921
| 2 | 90.95 | 1: 165.4752; 1.1: 1575.2298; 1.2: 2.1124; 1.3: 491.13; 1.4: 30.6435; 1.5: 1575.2298; 1.6: 491.13; 1.7: 294.678; 1.8: 8.4594; 1.9: 2455.65; 2: 78.2054; 2.1: 95.3318; 2.2: 4217.0041; 2.3: 82.035; 2.4: -2641.7743; 2.5: -51.3914
| 2 | 91 | 1: 165.7135; 1.1: 1578.3663; 1.2: 2.1166; 1.3: 491.4; 1.4: 30.6877; 1.5: 1578.3663; 1.6: 491.4; 1.7: 294.84; 1.8: 8.4594; 1.9: 2457; 2: 78.2484; 2.1: 95.3337; 2.2: 4221.5579; 2.3: 82.0785; 2.4: -2643.1916; 2.5: -51.3908
| 2 | 91.05 | 1: 165.9521; 1.1: 1581.5069; 1.2: 2.1208; 1.3: 491.67; 1.4: 30.7319; 1.5: 1581.5069; 1.6: 491.67; 1.7: 295.002; 1.8: 8.4594; 1.9: 2458.35; 2: 78.2914; 2.1: 95.3356; 2.2: 4226.1133; 2.3: 82.1219; 2.4: -2644.6064; 2.5: -51.39
| 2 | 91.1 | 1: 166.1908; 1.1: 1584.6516; 1.2: 2.1251; 1.3: 491.94; 1.4: 30.7761; 1.5: 1584.6516; 1.6: 491.94; 1.7: 295.164; 1.8: 8.4594; 1.9: 2459.7; 2: 78.3344; 2.1: 95.3375; 2.2: 4230.6703; 2.3: 82.1653; 2.4: -2646.0187; 2.5: -51.3893
| 2 | 91.15 | 1: 166.4297; 1.1: 1587.8005; 1.2: 2.1293; 1.3: 492.21; 1.4: 30.8203; 1.5: 1587.8005; 1.6: 492.21; 1.7: 295.326; 1.8: 8.4594; 1.9: 2461.05; 2: 78.3774; 2.1: 95.3395; 2.2: 4235.229; 2.3: 82.2088; 2.4: -2647.4285; 2.5: -51.3884
| 2 | 91.2 | 1: 166.6688; 1.1: 1590.9535; 1.2: 2.1335; 1.3: 492.48; 1.4: 30.8646; 1.5: 1590.9535; 1.6: 492.48; 1.7: 295.488; 1.8: 8.4594; 1.9: 2462.4; 2: 78.4204; 2.1: 95.3414; 2.2: 4239.7893; 2.3: 82.2522; 2.4: -2648.8358; 2.5: -51.3876
| 2 | 91.25 | 1: 166.908; 1.1: 1594.1106; 1.2: 2.1377; 1.3: 492.75; 1.4: 30.9089; 1.5: 1594.1106; 1.6: 492.75; 1.7: 295.65; 1.8: 8.4594; 1.9: 2463.75; 2: 78.4634; 2.1: 95.3434; 2.2: 4244.3511; 2.3: 82.2955; 2.4: -2650.2405; 2.5: -51.3866
| 2 | 91.3 | 1: 167.1474; 1.1: 1597.2719; 1.2: 2.142; 1.3: 493.02; 1.4: 30.9532; 1.5: 1597.2719; 1.6: 493.02; 1.7: 295.812; 1.8: 8.4594; 1.9: 2465.1; 2: 78.5064; 2.1: 95.3454; 2.2: 4248.9146; 2.3: 82.3389; 2.4: -2651.6426; 2.5: -51.3857
| 2 | 91.35 | 1: 167.387; 1.1: 1600.4374; 1.2: 2.1462; 1.3: 493.29; 1.4: 30.9976; 1.5: 1600.4374; 1.6: 493.29; 1.7: 295.974; 1.8: 8.4594; 1.9: 2466.45; 2: 78.5494; 2.1: 95.3474; 2.2: 4253.4796; 2.3: 82.3823; 2.4: -2653.0422; 2.5: -51.3847
| 2 | 91.4 | 1: 167.6268; 1.1: 1603.607; 1.2: 2.1505; 1.3: 493.56; 1.4: 31.042; 1.5: 1603.607; 1.6: 493.56; 1.7: 296.136; 1.8: 8.4594; 1.9: 2467.8; 2: 78.5924; 2.1: 95.3495; 2.2: 4258.0462; 2.3: 82.4256; 2.4: -2654.4392; 2.5: -51.3836
| 2 | 91.45 | 1: 167.8667; 1.1: 1606.7807; 1.2: 2.1547; 1.3: 493.83; 1.4: 31.0864; 1.5: 1606.7807; 1.6: 493.83; 1.7: 296.298; 1.8: 8.4594; 1.9: 2469.15; 2: 78.6354; 2.1: 95.3515; 2.2: 4262.6144; 2.3: 82.4689; 2.4: -2655.8337; 2.5: -51.3825
| 2 | 91.5 | 1: 168.1068; 1.1: 1609.9586; 1.2: 2.159; 1.3: 494.1; 1.4: 31.1309; 1.5: 1609.9586; 1.6: 494.1; 1.7: 296.46; 1.8: 8.4594; 1.9: 2470.5; 2: 78.6783; 2.1: 95.3536; 2.2: 4267.1841; 2.3: 82.5122; 2.4: -2657.2255; 2.5: -51.3813
| 2 | 91.55 | 1: 168.347; 1.1: 1613.1407; 1.2: 2.1633; 1.3: 494.37; 1.4: 31.1754; 1.5: 1613.1407; 1.6: 494.37; 1.7: 296.622; 1.8: 8.4594; 1.9: 2471.85; 2: 78.7213; 2.1: 95.3557; 2.2: 4271.7554; 2.3: 82.5555; 2.4: -2658.6147; 2.5: -51.3801
| 2 | 91.6 | 1: 168.5875; 1.1: 1616.3269; 1.2: 2.1675; 1.3: 494.64; 1.4: 31.2199; 1.5: 1616.3269; 1.6: 494.64; 1.7: 296.784; 1.8: 8.4594; 1.9: 2473.2; 2: 78.7643; 2.1: 95.3578; 2.2: 4276.3282; 2.3: 82.5987; 2.4: -2660.0013; 2.5: -51.3788
| 2 | 91.65 | 1: 168.8281; 1.1: 1619.5172; 1.2: 2.1718; 1.3: 494.91; 1.4: 31.2645; 1.5: 1619.5172; 1.6: 494.91; 1.7: 296.946; 1.8: 8.4594; 1.9: 2474.55; 2: 78.8073; 2.1: 95.3599; 2.2: 4280.9025; 2.3: 82.642; 2.4: -2661.3853; 2.5: -51.3775
| 2 | 91.7 | 1: 169.0689; 1.1: 1622.7118; 1.2: 2.1761; 1.3: 495.18; 1.4: 31.3091; 1.5: 1622.7118; 1.6: 495.18; 1.7: 297.108; 1.8: 8.4594; 1.9: 2475.9; 2: 78.8503; 2.1: 95.3621; 2.2: 4285.4784; 2.3: 82.6852; 2.4: -2662.7666; 2.5: -51.3762
| 2 | 91.75 | 1: 169.3098; 1.1: 1625.9105; 1.2: 2.1804; 1.3: 495.45; 1.4: 31.3537; 1.5: 1625.9105; 1.6: 495.45; 1.7: 297.27; 1.8: 8.4594; 1.9: 2477.25; 2: 78.8933; 2.1: 95.3642; 2.2: 4290.0558; 2.3: 82.7284; 2.4: -2664.1453; 2.5: -51.3747
| 2 | 91.8 | 1: 169.551; 1.1: 1629.1134; 1.2: 2.1847; 1.3: 495.72; 1.4: 31.3983; 1.5: 1629.1134; 1.6: 495.72; 1.7: 297.432; 1.8: 8.4594; 1.9: 2478.6; 2: 78.9363; 2.1: 95.3664; 2.2: 4294.6346; 2.3: 82.7716; 2.4: -2665.5213; 2.5: -51.3733
| 2 | 91.85 | 1: 169.7922; 1.1: 1632.3204; 1.2: 2.189; 1.3: 495.99; 1.4: 31.443; 1.5: 1632.3204; 1.6: 495.99; 1.7: 297.594; 1.8: 8.4594; 1.9: 2479.95; 2: 78.9793; 2.1: 95.3686; 2.2: 4299.215; 2.3: 82.8148; 2.4: -2666.8946; 2.5: -51.3718
| 2 | 91.9 | 1: 170.0337; 1.1: 1635.5316; 1.2: 2.1933; 1.3: 496.26; 1.4: 31.4877; 1.5: 1635.5316; 1.6: 496.26; 1.7: 297.756; 1.8: 8.4594; 1.9: 2481.3; 2: 79.0223; 2.1: 95.3708; 2.2: 4303.7969; 2.3: 82.8579; 2.4: -2668.2652; 2.5: -51.3702
| 2 | 91.95 | 1: 170.2754; 1.1: 1638.747; 1.2: 2.1976; 1.3: 496.53; 1.4: 31.5325; 1.5: 1638.747; 1.6: 496.53; 1.7: 297.918; 1.8: 8.4594; 1.9: 2482.65; 2: 79.0653; 2.1: 95.3731; 2.2: 4308.3802; 2.3: 82.9011; 2.4: -2669.6332; 2.5: -51.3686
| 2 | 92 | 1: 170.5172; 1.1: 1641.9666; 1.2: 2.2019; 1.3: 496.8; 1.4: 31.5773; 1.5: 1641.9666; 1.6: 496.8; 1.7: 298.08; 1.8: 8.4594; 1.9: 2484; 2: 79.1083; 2.1: 95.3753; 2.2: 4312.9651; 2.3: 82.9442; 2.4: -2670.9984; 2.5: -51.3669
| 2 | 92.05 | 1: 170.7591; 1.1: 1645.1904; 1.2: 2.2062; 1.3: 497.07; 1.4: 31.6221; 1.5: 1645.1904; 1.6: 497.07; 1.7: 298.242; 1.8: 8.4594; 1.9: 2485.35; 2: 79.1513; 2.1: 95.3776; 2.2: 4317.5513; 2.3: 82.9873; 2.4: -2672.3609; 2.5: -51.3652
| 2 | 92.1 | 1: 171.0013; 1.1: 1648.4184; 1.2: 2.2106; 1.3: 497.34; 1.4: 31.6669; 1.5: 1648.4184; 1.6: 497.34; 1.7: 298.404; 1.8: 8.4594; 1.9: 2486.7; 2: 79.1943; 2.1: 95.3799; 2.2: 4322.1391; 2.3: 83.0304; 2.4: -2673.7207; 2.5: -51.3635
| 2 | 92.15 | 1: 171.2436; 1.1: 1651.6505; 1.2: 2.2149; 1.3: 497.61; 1.4: 31.7118; 1.5: 1651.6505; 1.6: 497.61; 1.7: 298.566; 1.8: 8.4594; 1.9: 2488.05; 2: 79.2373; 2.1: 95.3822; 2.2: 4326.7282; 2.3: 83.0734; 2.4: -2675.0777; 2.5: -51.3616
| 2 | 92.2 | 1: 171.4861; 1.1: 1654.8868; 1.2: 2.2192; 1.3: 497.88; 1.4: 31.7567; 1.5: 1654.8868; 1.6: 497.88; 1.7: 298.728; 1.8: 8.4594; 1.9: 2489.4; 2: 79.2803; 2.1: 95.3845; 2.2: 4331.3189; 2.3: 83.1165; 2.4: -2676.432; 2.5: -51.3598
| 2 | 92.25 | 1: 171.7288; 1.1: 1658.1274; 1.2: 2.2236; 1.3: 498.15; 1.4: 31.8016; 1.5: 1658.1274; 1.6: 498.15; 1.7: 298.89; 1.8: 8.4594; 1.9: 2490.75; 2: 79.3232; 2.1: 95.3869; 2.2: 4335.9109; 2.3: 83.1595; 2.4: -2677.7835; 2.5: -51.3579
| 2 | 92.3 | 1: 171.9716; 1.1: 1661.3721; 1.2: 2.2279; 1.3: 498.42; 1.4: 31.8466; 1.5: 1661.3721; 1.6: 498.42; 1.7: 299.052; 1.8: 8.4594; 1.9: 2492.1; 2: 79.3662; 2.1: 95.3893; 2.2: 4340.5043; 2.3: 83.2025; 2.4: -2679.1322; 2.5: -51.3559
| 2 | 92.35 | 1: 172.2146; 1.1: 1664.621; 1.2: 2.2323; 1.3: 498.69; 1.4: 31.8916; 1.5: 1664.621; 1.6: 498.69; 1.7: 299.214; 1.8: 8.4594; 1.9: 2493.45; 2: 79.4092; 2.1: 95.3917; 2.2: 4345.0992; 2.3: 83.2455; 2.4: -2680.4782; 2.5: -51.3539
| 2 | 92.4 | 1: 172.4578; 1.1: 1667.8742; 1.2: 2.2367; 1.3: 498.96; 1.4: 31.9366; 1.5: 1667.8742; 1.6: 498.96; 1.7: 299.376; 1.8: 8.4594; 1.9: 2494.8; 2: 79.4522; 2.1: 95.3941; 2.2: 4349.6955; 2.3: 83.2884; 2.4: -2681.8213; 2.5: -51.3518
| 2 | 92.45 | 1: 172.7012; 1.1: 1671.1315; 1.2: 2.241; 1.3: 499.23; 1.4: 31.9817; 1.5: 1671.1315; 1.6: 499.23; 1.7: 299.538; 1.8: 8.4594; 1.9: 2496.15; 2: 79.4952; 2.1: 95.3965; 2.2: 4354.2931; 2.3: 83.3314; 2.4: -2683.1616; 2.5: -51.3497
| 2 | 92.5 | 1: 172.9447; 1.1: 1674.3931; 1.2: 2.2454; 1.3: 499.5; 1.4: 32.0268; 1.5: 1674.3931; 1.6: 499.5; 1.7: 299.7; 1.8: 8.4594; 1.9: 2497.5; 2: 79.5382; 2.1: 95.399; 2.2: 4358.8921; 2.3: 83.3743; 2.4: -2684.4991; 2.5: -51.3475
| 2 | 92.55 | 1: 173.1884; 1.1: 1677.6588; 1.2: 2.2498; 1.3: 499.77; 1.4: 32.0719; 1.5: 1677.6588; 1.6: 499.77; 1.7: 299.862; 1.8: 8.4594; 1.9: 2498.85; 2: 79.5812; 2.1: 95.4014; 2.2: 4363.4925; 2.3: 83.4172; 2.4: -2685.8337; 2.5: -51.3453
| 2 | 92.6 | 1: 173.4323; 1.1: 1680.9288; 1.2: 2.2542; 1.3: 500.04; 1.4: 32.1171; 1.5: 1680.9288; 1.6: 500.04; 1.7: 300.024; 1.8: 8.4594; 1.9: 2500.2; 2: 79.6242; 2.1: 95.4039; 2.2: 4368.0943; 2.3: 83.4601; 2.4: -2687.1655; 2.5: -51.343
| 2 | 92.65 | 1: 173.6763; 1.1: 1684.203; 1.2: 2.2586; 1.3: 500.31; 1.4: 32.1623; 1.5: 1684.203; 1.6: 500.31; 1.7: 300.186; 1.8: 8.4594; 1.9: 2501.55; 2: 79.6672; 2.1: 95.4064; 2.2: 4372.6974; 2.3: 83.503; 2.4: -2688.4944; 2.5: -51.3407
| 2 | 92.7 | 1: 173.9205; 1.1: 1687.4814; 1.2: 2.2629; 1.3: 500.58; 1.4: 32.2075; 1.5: 1687.4814; 1.6: 500.58; 1.7: 300.348; 1.8: 8.4594; 1.9: 2502.9; 2: 79.7102; 2.1: 95.409; 2.2: 4377.3019; 2.3: 83.5458; 2.4: -2689.8205; 2.5: -51.3383
| 2 | 92.75 | 1: 174.1649; 1.1: 1690.764; 1.2: 2.2674; 1.3: 500.85; 1.4: 32.2528; 1.5: 1690.764; 1.6: 500.85; 1.7: 300.51; 1.8: 8.4594; 1.9: 2504.25; 2: 79.7532; 2.1: 95.4115; 2.2: 4381.9077; 2.3: 83.5886; 2.4: -2691.1436; 2.5: -51.3359
| 2 | 92.8 | 1: 174.4095; 1.1: 1694.0509; 1.2: 2.2718; 1.3: 501.12; 1.4: 32.2981; 1.5: 1694.0509; 1.6: 501.12; 1.7: 300.672; 1.8: 8.4594; 1.9: 2505.6; 2: 79.7962; 2.1: 95.4141; 2.2: 4386.5148; 2.3: 83.6314; 2.4: -2692.4639; 2.5: -51.3334
| 2 | 92.85 | 1: 174.6542; 1.1: 1697.342; 1.2: 2.2762; 1.3: 501.39; 1.4: 32.3434; 1.5: 1697.342; 1.6: 501.39; 1.7: 300.834; 1.8: 8.4594; 1.9: 2506.95; 2: 79.8392; 2.1: 95.4167; 2.2: 4391.1232; 2.3: 83.6742; 2.4: -2693.7812; 2.5: -51.3308
| 2 | 92.9 | 1: 174.8991; 1.1: 1700.6373; 1.2: 2.2806; 1.3: 501.66; 1.4: 32.3887; 1.5: 1700.6373; 1.6: 501.66; 1.7: 300.996; 1.8: 8.4594; 1.9: 2508.3; 2: 79.8822; 2.1: 95.4193; 2.2: 4395.7329; 2.3: 83.717; 2.4: -2695.0956; 2.5: -51.3282
| 2 | 92.95 | 1: 175.1442; 1.1: 1703.9368; 1.2: 2.285; 1.3: 501.93; 1.4: 32.4341; 1.5: 1703.9368; 1.6: 501.93; 1.7: 301.158; 1.8: 8.4594; 1.9: 2509.65; 2: 79.9252; 2.1: 95.422; 2.2: 4400.344; 2.3: 83.7597; 2.4: -2696.4071; 2.5: -51.3256
| 2 | 93 | 1: 175.3894; 1.1: 1707.2406; 1.2: 2.2894; 1.3: 502.2; 1.4: 32.4795; 1.5: 1707.2406; 1.6: 502.2; 1.7: 301.32; 1.8: 8.4594; 1.9: 2511; 2: 79.9682; 2.1: 95.4246; 2.2: 4404.9563; 2.3: 83.8024; 2.4: -2697.7156; 2.5: -51.3229
| 2 | 93.05 | 1: 175.6348; 1.1: 1710.5486; 1.2: 2.2939; 1.3: 502.47; 1.4: 32.525; 1.5: 1710.5486; 1.6: 502.47; 1.7: 301.482; 1.8: 8.4594; 1.9: 2512.35; 2: 80.0111; 2.1: 95.4273; 2.2: 4409.5698; 2.3: 83.8451; 2.4: -2699.0212; 2.5: -51.3201
| 2 | 93.1 | 1: 175.8804; 1.1: 1713.8609; 1.2: 2.2983; 1.3: 502.74; 1.4: 32.5704; 1.5: 1713.8609; 1.6: 502.74; 1.7: 301.644; 1.8: 8.4594; 1.9: 2513.7; 2: 80.0541; 2.1: 95.43; 2.2: 4414.1847; 2.3: 83.8878; 2.4: -2700.3238; 2.5: -51.3173
| 2 | 93.15 | 1: 176.1262; 1.1: 1717.1774; 1.2: 2.3028; 1.3: 503.01; 1.4: 32.616; 1.5: 1717.1774; 1.6: 503.01; 1.7: 301.806; 1.8: 8.4594; 1.9: 2515.05; 2: 80.0971; 2.1: 95.4328; 2.2: 4418.8008; 2.3: 83.9304; 2.4: -2701.6234; 2.5: -51.3145
| 2 | 93.2 | 1: 176.3721; 1.1: 1720.4982; 1.2: 2.3072; 1.3: 503.28; 1.4: 32.6615; 1.5: 1720.4982; 1.6: 503.28; 1.7: 301.968; 1.8: 8.4594; 1.9: 2516.4; 2: 80.1401; 2.1: 95.4355; 2.2: 4423.4181; 2.3: 83.9731; 2.4: -2702.92; 2.5: -51.3115
| 2 | 93.25 | 1: 176.6182; 1.1: 1723.8232; 1.2: 2.3117; 1.3: 503.55; 1.4: 32.7071; 1.5: 1723.8232; 1.6: 503.55; 1.7: 302.13; 1.8: 8.4594; 1.9: 2517.75; 2: 80.1831; 2.1: 95.4383; 2.2: 4428.0367; 2.3: 84.0157; 2.4: -2704.2136; 2.5: -51.3086
| 2 | 93.3 | 1: 176.8645; 1.1: 1727.1524; 1.2: 2.3161; 1.3: 503.82; 1.4: 32.7527; 1.5: 1727.1524; 1.6: 503.82; 1.7: 302.292; 1.8: 8.4594; 1.9: 2519.1; 2: 80.2261; 2.1: 95.4411; 2.2: 4432.6565; 2.3: 84.0582; 2.4: -2705.5041; 2.5: -51.3056
| 2 | 93.35 | 1: 177.1109; 1.1: 1730.4859; 1.2: 2.3206; 1.3: 504.09; 1.4: 32.7983; 1.5: 1730.4859; 1.6: 504.09; 1.7: 302.454; 1.8: 8.4594; 1.9: 2520.45; 2: 80.2691; 2.1: 95.4439; 2.2: 4437.2775; 2.3: 84.1008; 2.4: -2706.7916; 2.5: -51.3025
| 2 | 93.4 | 1: 177.3575; 1.1: 1733.8237; 1.2: 2.3251; 1.3: 504.36; 1.4: 32.844; 1.5: 1733.8237; 1.6: 504.36; 1.7: 302.616; 1.8: 8.4594; 1.9: 2521.8; 2: 80.3121; 2.1: 95.4468; 2.2: 4441.8998; 2.3: 84.1433; 2.4: -2708.0761; 2.5: -51.2993
| 2 | 93.45 | 1: 177.6043; 1.1: 1737.1657; 1.2: 2.3296; 1.3: 504.63; 1.4: 32.8897; 1.5: 1737.1657; 1.6: 504.63; 1.7: 302.778; 1.8: 8.4594; 1.9: 2523.15; 2: 80.3551; 2.1: 95.4496; 2.2: 4446.5232; 2.3: 84.1858; 2.4: -2709.3575; 2.5: -51.2962
| 2 | 93.5 | 1: 177.8513; 1.1: 1740.512; 1.2: 2.3341; 1.3: 504.9; 1.4: 32.9354; 1.5: 1740.512; 1.6: 504.9; 1.7: 302.94; 1.8: 8.4594; 1.9: 2524.5; 2: 80.3981; 2.1: 95.4525; 2.2: 4451.1478; 2.3: 84.2283; 2.4: -2710.6358; 2.5: -51.2929
| 2 | 93.55 | 1: 178.0984; 1.1: 1743.8625; 1.2: 2.3386; 1.3: 505.17; 1.4: 32.9812; 1.5: 1743.8625; 1.6: 505.17; 1.7: 303.102; 1.8: 8.4594; 1.9: 2525.85; 2: 80.4411; 2.1: 95.4555; 2.2: 4455.7735; 2.3: 84.2708; 2.4: -2711.911; 2.5: -51.2896
| 2 | 93.6 | 1: 178.3457; 1.1: 1747.2173; 1.2: 2.3431; 1.3: 505.44; 1.4: 33.027; 1.5: 1747.2173; 1.6: 505.44; 1.7: 303.264; 1.8: 8.4594; 1.9: 2527.2; 2: 80.4841; 2.1: 95.4584; 2.2: 4460.4005; 2.3: 84.3133; 2.4: -2713.1831; 2.5: -51.2863
| 2 | 93.65 | 1: 178.5932; 1.1: 1750.5764; 1.2: 2.3476; 1.3: 505.71; 1.4: 33.0728; 1.5: 1750.5764; 1.6: 505.71; 1.7: 303.426; 1.8: 8.4594; 1.9: 2528.55; 2: 80.5271; 2.1: 95.4614; 2.2: 4465.0285; 2.3: 84.3557; 2.4: -2714.4521; 2.5: -51.2829
| 2 | 93.7 | 1: 178.8408; 1.1: 1753.9398; 1.2: 2.3521; 1.3: 505.98; 1.4: 33.1187; 1.5: 1753.9398; 1.6: 505.98; 1.7: 303.588; 1.8: 8.4594; 1.9: 2529.9; 2: 80.5701; 2.1: 95.4643; 2.2: 4469.6578; 2.3: 84.3981; 2.4: -2715.718; 2.5: -51.2794
| 2 | 93.75 | 1: 179.0887; 1.1: 1757.3074; 1.2: 2.3566; 1.3: 506.25; 1.4: 33.1646; 1.5: 1757.3074; 1.6: 506.25; 1.7: 303.75; 1.8: 8.4594; 1.9: 2531.25; 2: 80.6131; 2.1: 95.4674; 2.2: 4474.2881; 2.3: 84.4404; 2.4: -2716.9807; 2.5: -51.2759
| 2 | 93.8 | 1: 179.3366; 1.1: 1760.6793; 1.2: 2.3611; 1.3: 506.52; 1.4: 33.2105; 1.5: 1760.6793; 1.6: 506.52; 1.7: 303.912; 1.8: 8.4594; 1.9: 2532.6; 2: 80.6561; 2.1: 95.4704; 2.2: 4478.9196; 2.3: 84.4828; 2.4: -2718.2403; 2.5: -51.2723
| 2 | 93.85 | 1: 179.5848; 1.1: 1764.0555; 1.2: 2.3656; 1.3: 506.79; 1.4: 33.2564; 1.5: 1764.0555; 1.6: 506.79; 1.7: 304.074; 1.8: 8.4594; 1.9: 2533.95; 2: 80.699; 2.1: 95.4734; 2.2: 4483.5522; 2.3: 84.5251; 2.4: -2719.4967; 2.5: -51.2687
| 2 | 93.9 | 1: 179.8331; 1.1: 1767.436; 1.2: 2.3702; 1.3: 507.06; 1.4: 33.3024; 1.5: 1767.436; 1.6: 507.06; 1.7: 304.236; 1.8: 8.4594; 1.9: 2535.3; 2: 80.742; 2.1: 95.4765; 2.2: 4488.1859; 2.3: 84.5674; 2.4: -2720.7499; 2.5: -51.265
| 2 | 93.95 | 1: 180.0816; 1.1: 1770.8207; 1.2: 2.3747; 1.3: 507.33; 1.4: 33.3485; 1.5: 1770.8207; 1.6: 507.33; 1.7: 304.398; 1.8: 8.4594; 1.9: 2536.65; 2: 80.785; 2.1: 95.4796; 2.2: 4492.8206; 2.3: 84.6097; 2.4: -2721.9999; 2.5: -51.2612
| 2 | 94 | 1: 180.3303; 1.1: 1774.2098; 1.2: 2.3793; 1.3: 507.6; 1.4: 33.3945; 1.5: 1774.2098; 1.6: 507.6; 1.7: 304.56; 1.8: 8.4594; 1.9: 2538; 2: 80.828; 2.1: 95.4828; 2.2: 4497.4565; 2.3: 84.6519; 2.4: -2723.2467; 2.5: -51.2574
| 2 | 94.05 | 1: 180.5792; 1.1: 1777.6031; 1.2: 2.3838; 1.3: 507.87; 1.4: 33.4406; 1.5: 1777.6031; 1.6: 507.87; 1.7: 304.722; 1.8: 8.4594; 1.9: 2539.35; 2: 80.871; 2.1: 95.4859; 2.2: 4502.0934; 2.3: 84.6942; 2.4: -2724.4902; 2.5: -51.2536
| 2 | 94.1 | 1: 180.8282; 1.1: 1781.0008; 1.2: 2.3884; 1.3: 508.14; 1.4: 33.4867; 1.5: 1781.0008; 1.6: 508.14; 1.7: 304.884; 1.8: 8.4594; 1.9: 2540.7; 2: 80.914; 2.1: 95.4891; 2.2: 4506.7313; 2.3: 84.7364; 2.4: -2725.7305; 2.5: -51.2497
| 2 | 94.15 | 1: 181.0774; 1.1: 1784.4027; 1.2: 2.3929; 1.3: 508.41; 1.4: 33.5328; 1.5: 1784.4027; 1.6: 508.41; 1.7: 305.046; 1.8: 8.4594; 1.9: 2542.05; 2: 80.957; 2.1: 95.4923; 2.2: 4511.3703; 2.3: 84.7786; 2.4: -2726.9676; 2.5: -51.2457
| 2 | 94.2 | 1: 181.3267; 1.1: 1787.809; 1.2: 2.3975; 1.3: 508.68; 1.4: 33.579; 1.5: 1787.809; 1.6: 508.68; 1.7: 305.208; 1.8: 8.4594; 1.9: 2543.4; 2: 81; 2.1: 95.4956; 2.2: 4516.0104; 2.3: 84.8207; 2.4: -2728.2014; 2.5: -51.2417
| 2 | 94.25 | 1: 181.5763; 1.1: 1791.2195; 1.2: 2.4021; 1.3: 508.95; 1.4: 33.6252; 1.5: 1791.2195; 1.6: 508.95; 1.7: 305.37; 1.8: 8.4594; 1.9: 2544.75; 2: 81.043; 2.1: 95.4988; 2.2: 4520.6514; 2.3: 84.8628; 2.4: -2729.4319; 2.5: -51.2376
| 2 | 94.3 | 1: 181.826; 1.1: 1794.6343; 1.2: 2.4066; 1.3: 509.22; 1.4: 33.6715; 1.5: 1794.6343; 1.6: 509.22; 1.7: 305.532; 1.8: 8.4594; 1.9: 2546.1; 2: 81.086; 2.1: 95.5021; 2.2: 4525.2935; 2.3: 84.9049; 2.4: -2730.6592; 2.5: -51.2335
| 2 | 94.35 | 1: 182.0758; 1.1: 1798.0535; 1.2: 2.4112; 1.3: 509.49; 1.4: 33.7177; 1.5: 1798.0535; 1.6: 509.49; 1.7: 305.694; 1.8: 8.4594; 1.9: 2547.45; 2: 81.129; 2.1: 95.5054; 2.2: 4529.9366; 2.3: 84.947; 2.4: -2731.8831; 2.5: -51.2293
| 2 | 94.4 | 1: 182.3259; 1.1: 1801.477; 1.2: 2.4158; 1.3: 509.76; 1.4: 33.7641; 1.5: 1801.477; 1.6: 509.76; 1.7: 305.856; 1.8: 8.4594; 1.9: 2548.8; 2: 81.172; 2.1: 95.5087; 2.2: 4534.5806; 2.3: 84.9891; 2.4: -2733.1037; 2.5: -51.225
| 2 | 94.45 | 1: 182.5761; 1.1: 1804.9047; 1.2: 2.4204; 1.3: 510.03; 1.4: 33.8104; 1.5: 1804.9047; 1.6: 510.03; 1.7: 306.018; 1.8: 8.4594; 1.9: 2550.15; 2: 81.215; 2.1: 95.5121; 2.2: 4539.2256; 2.3: 85.0311; 2.4: -2734.3209; 2.5: -51.2207
| 2 | 94.5 | 1: 182.8265; 1.1: 1808.3368; 1.2: 2.425; 1.3: 510.3; 1.4: 33.8568; 1.5: 1808.3368; 1.6: 510.3; 1.7: 306.18; 1.8: 8.4594; 1.9: 2551.5; 2: 81.258; 2.1: 95.5155; 2.2: 4543.8716; 2.3: 85.0731; 2.4: -2735.5348; 2.5: -51.2163
| 2 | 94.55 | 1: 183.0771; 1.1: 1811.7732; 1.2: 2.4296; 1.3: 510.57; 1.4: 33.9032; 1.5: 1811.7732; 1.6: 510.57; 1.7: 306.342; 1.8: 8.4594; 1.9: 2552.85; 2: 81.301; 2.1: 95.5189; 2.2: 4548.5186; 2.3: 85.115; 2.4: -2736.7453; 2.5: -51.2119
| 2 | 94.6 | 1: 183.3278; 1.1: 1815.214; 1.2: 2.4342; 1.3: 510.84; 1.4: 33.9496; 1.5: 1815.214; 1.6: 510.84; 1.7: 306.504; 1.8: 8.4594; 1.9: 2554.2; 2: 81.3439; 2.1: 95.5224; 2.2: 4553.1664; 2.3: 85.157; 2.4: -2737.9525; 2.5: -51.2074
| 2 | 94.65 | 1: 183.5787; 1.1: 1818.659; 1.2: 2.4389; 1.3: 511.11; 1.4: 33.9961; 1.5: 1818.659; 1.6: 511.11; 1.7: 306.666; 1.8: 8.4594; 1.9: 2555.55; 2: 81.3869; 2.1: 95.5258; 2.2: 4557.8153; 2.3: 85.1989; 2.4: -2739.1562; 2.5: -51.2028
| 2 | 94.7 | 1: 183.8298; 1.1: 1822.1084; 1.2: 2.4435; 1.3: 511.38; 1.4: 34.0425; 1.5: 1822.1084; 1.6: 511.38; 1.7: 306.828; 1.8: 8.4594; 1.9: 2556.9; 2: 81.4299; 2.1: 95.5293; 2.2: 4562.465; 2.3: 85.2408; 2.4: -2740.3566; 2.5: -51.1982
| 2 | 94.75 | 1: 184.081; 1.1: 1825.5621; 1.2: 2.4481; 1.3: 511.65; 1.4: 34.0891; 1.5: 1825.5621; 1.6: 511.65; 1.7: 306.99; 1.8: 8.4594; 1.9: 2558.25; 2: 81.4729; 2.1: 95.5328; 2.2: 4567.1156; 2.3: 85.2826; 2.4: -2741.5535; 2.5: -51.1936
| 2 | 94.8 | 1: 184.3324; 1.1: 1829.0202; 1.2: 2.4528; 1.3: 511.92; 1.4: 34.1356; 1.5: 1829.0202; 1.6: 511.92; 1.7: 307.152; 1.8: 8.4594; 1.9: 2559.6; 2: 81.5159; 2.1: 95.5364; 2.2: 4571.7671; 2.3: 85.3245; 2.4: -2742.747; 2.5: -51.1888
| 2 | 94.85 | 1: 184.584; 1.1: 1832.4825; 1.2: 2.4574; 1.3: 512.19; 1.4: 34.1822; 1.5: 1832.4825; 1.6: 512.19; 1.7: 307.314; 1.8: 8.4594; 1.9: 2560.95; 2: 81.5589; 2.1: 95.54; 2.2: 4576.4195; 2.3: 85.3663; 2.4: -2743.937; 2.5: -51.1841
| 2 | 94.9 | 1: 184.8358; 1.1: 1835.9493; 1.2: 2.462; 1.3: 512.46; 1.4: 34.2289; 1.5: 1835.9493; 1.6: 512.46; 1.7: 307.476; 1.8: 8.4594; 1.9: 2562.3; 2: 81.6019; 2.1: 95.5436; 2.2: 4581.0728; 2.3: 85.4081; 2.4: -2745.1236; 2.5: -51.1792
| 2 | 94.95 | 1: 185.0877; 1.1: 1839.4203; 1.2: 2.4667; 1.3: 512.73; 1.4: 34.2755; 1.5: 1839.4203; 1.6: 512.73; 1.7: 307.638; 1.8: 8.4594; 1.9: 2563.65; 2: 81.6449; 2.1: 95.5472; 2.2: 4585.727; 2.3: 85.4498; 2.4: -2746.3066; 2.5: -51.1743
| 2 | 95 | 1: 185.3398; 1.1: 1842.8957; 1.2: 2.4714; 1.3: 513; 1.4: 34.3222; 1.5: 1842.8957; 1.6: 513; 1.7: 307.8; 1.8: 8.4594; 1.9: 2565; 2: 81.6879; 2.1: 95.5509; 2.2: 4590.3819; 2.3: 85.4915; 2.4: -2747.4862; 2.5: -51.1693
| 2 | 95.05 | 1: 185.5921; 1.1: 1846.3755; 1.2: 2.476; 1.3: 513.27; 1.4: 34.3689; 1.5: 1846.3755; 1.6: 513.27; 1.7: 307.962; 1.8: 8.4594; 1.9: 2566.35; 2: 81.7309; 2.1: 95.5546; 2.2: 4595.0377; 2.3: 85.5332; 2.4: -2748.6623; 2.5: -51.1643
| 2 | 95.1 | 1: 185.8446; 1.1: 1849.8596; 1.2: 2.4807; 1.3: 513.54; 1.4: 34.4157; 1.5: 1849.8596; 1.6: 513.54; 1.7: 308.124; 1.8: 8.4594; 1.9: 2567.7; 2: 81.7739; 2.1: 95.5583; 2.2: 4599.6944; 2.3: 85.5749; 2.4: -2749.8348; 2.5: -51.1592
| 2 | 95.15 | 1: 186.0972; 1.1: 1853.348; 1.2: 2.4854; 1.3: 513.81; 1.4: 34.4624; 1.5: 1853.348; 1.6: 513.81; 1.7: 308.286; 1.8: 8.4594; 1.9: 2569.05; 2: 81.8169; 2.1: 95.562; 2.2: 4604.3518; 2.3: 85.6165; 2.4: -2751.0038; 2.5: -51.1541
| 2 | 95.2 | 1: 186.35; 1.1: 1856.8408; 1.2: 2.4901; 1.3: 514.08; 1.4: 34.5093; 1.5: 1856.8408; 1.6: 514.08; 1.7: 308.448; 1.8: 8.4594; 1.9: 2570.4; 2: 81.8599; 2.1: 95.5658; 2.2: 4609.0101; 2.3: 85.6581; 2.4: -2752.1692; 2.5: -51.1489
| 2 | 95.25 | 1: 186.6029; 1.1: 1860.338; 1.2: 2.4948; 1.3: 514.35; 1.4: 34.5561; 1.5: 1860.338; 1.6: 514.35; 1.7: 308.61; 1.8: 8.4594; 1.9: 2571.75; 2: 81.9029; 2.1: 95.5696; 2.2: 4613.6691; 2.3: 85.6997; 2.4: -2753.3311; 2.5: -51.1436
| 2 | 95.3 | 1: 186.8561; 1.1: 1863.8395; 1.2: 2.4994; 1.3: 514.62; 1.4: 34.603; 1.5: 1863.8395; 1.6: 514.62; 1.7: 308.772; 1.8: 8.4594; 1.9: 2573.1; 2: 81.9459; 2.1: 95.5734; 2.2: 4618.3289; 2.3: 85.7412; 2.4: -2754.4894; 2.5: -51.1383
| 2 | 95.35 | 1: 187.1094; 1.1: 1867.3454; 1.2: 2.5042; 1.3: 514.89; 1.4: 34.6499; 1.5: 1867.3454; 1.6: 514.89; 1.7: 308.934; 1.8: 8.4594; 1.9: 2574.45; 2: 81.9889; 2.1: 95.5773; 2.2: 4622.9894; 2.3: 85.7828; 2.4: -2755.6441; 2.5: -51.1329
| 2 | 95.4 | 1: 187.3629; 1.1: 1870.8556; 1.2: 2.5089; 1.3: 515.16; 1.4: 34.6968; 1.5: 1870.8556; 1.6: 515.16; 1.7: 309.096; 1.8: 8.4594; 1.9: 2575.8; 2: 82.0318; 2.1: 95.5812; 2.2: 4627.6507; 2.3: 85.8243; 2.4: -2756.7951; 2.5: -51.1274
| 2 | 95.45 | 1: 187.6165; 1.1: 1874.3702; 1.2: 2.5136; 1.3: 515.43; 1.4: 34.7438; 1.5: 1874.3702; 1.6: 515.43; 1.7: 309.258; 1.8: 8.4594; 1.9: 2577.15; 2: 82.0748; 2.1: 95.5851; 2.2: 4632.3128; 2.3: 85.8657; 2.4: -2757.9425; 2.5: -51.1219
| 2 | 95.5 | 1: 187.8703; 1.1: 1877.8892; 1.2: 2.5183; 1.3: 515.7; 1.4: 34.7908; 1.5: 1877.8892; 1.6: 515.7; 1.7: 309.42; 1.8: 8.4594; 1.9: 2578.5; 2: 82.1178; 2.1: 95.5891; 2.2: 4636.9755; 2.3: 85.9071; 2.4: -2759.0863; 2.5: -51.1163
| 2 | 95.55 | 1: 188.1243; 1.1: 1881.4125; 1.2: 2.523; 1.3: 515.97; 1.4: 34.8378; 1.5: 1881.4125; 1.6: 515.97; 1.7: 309.582; 1.8: 8.4594; 1.9: 2579.85; 2: 82.1608; 2.1: 95.593; 2.2: 4641.639; 2.3: 85.9485; 2.4: -2760.2264; 2.5: -51.1107
| 2 | 95.6 | 1: 188.3785; 1.1: 1884.9403; 1.2: 2.5277; 1.3: 516.24; 1.4: 34.8849; 1.5: 1884.9403; 1.6: 516.24; 1.7: 309.744; 1.8: 8.4594; 1.9: 2581.2; 2: 82.2038; 2.1: 95.5971; 2.2: 4646.3031; 2.3: 85.9899; 2.4: -2761.3628; 2.5: -51.105
| 2 | 95.65 | 1: 188.6328; 1.1: 1888.4724; 1.2: 2.5325; 1.3: 516.51; 1.4: 34.932; 1.5: 1888.4724; 1.6: 516.51; 1.7: 309.906; 1.8: 8.4594; 1.9: 2582.55; 2: 82.2468; 2.1: 95.6011; 2.2: 4650.968; 2.3: 86.0312; 2.4: -2762.4956; 2.5: -51.0992
| 2 | 95.7 | 1: 188.8873; 1.1: 1892.0089; 1.2: 2.5372; 1.3: 516.78; 1.4: 34.9791; 1.5: 1892.0089; 1.6: 516.78; 1.7: 310.068; 1.8: 8.4594; 1.9: 2583.9; 2: 82.2898; 2.1: 95.6052; 2.2: 4655.6335; 2.3: 86.0726; 2.4: -2763.6246; 2.5: -51.0934
| 2 | 95.75 | 1: 189.142; 1.1: 1895.5497; 1.2: 2.542; 1.3: 517.05; 1.4: 35.0263; 1.5: 1895.5497; 1.6: 517.05; 1.7: 310.23; 1.8: 8.4594; 1.9: 2585.25; 2: 82.3328; 2.1: 95.6093; 2.2: 4660.2996; 2.3: 86.1138; 2.4: -2764.7499; 2.5: -51.0875
| 2 | 95.8 | 1: 189.3969; 1.1: 1899.095; 1.2: 2.5467; 1.3: 517.32; 1.4: 35.0735; 1.5: 1899.095; 1.6: 517.32; 1.7: 310.392; 1.8: 8.4594; 1.9: 2586.6; 2: 82.3758; 2.1: 95.6134; 2.2: 4664.9664; 2.3: 86.1551; 2.4: -2765.8714; 2.5: -51.0816
| 2 | 95.85 | 1: 189.6519; 1.1: 1902.6446; 1.2: 2.5515; 1.3: 517.59; 1.4: 35.1207; 1.5: 1902.6446; 1.6: 517.59; 1.7: 310.554; 1.8: 8.4594; 1.9: 2587.95; 2: 82.4188; 2.1: 95.6176; 2.2: 4669.6339; 2.3: 86.1963; 2.4: -2766.9892; 2.5: -51.0756
| 2 | 95.9 | 1: 189.9071; 1.1: 1906.1987; 1.2: 2.5563; 1.3: 517.86; 1.4: 35.168; 1.5: 1906.1987; 1.6: 517.86; 1.7: 310.716; 1.8: 8.4594; 1.9: 2589.3; 2: 82.4618; 2.1: 95.6218; 2.2: 4674.3019; 2.3: 86.2375; 2.4: -2768.1032; 2.5: -51.0695
| 2 | 95.95 | 1: 190.1624; 1.1: 1909.7571; 1.2: 2.561; 1.3: 518.13; 1.4: 35.2153; 1.5: 1909.7571; 1.6: 518.13; 1.7: 310.878; 1.8: 8.4594; 1.9: 2590.65; 2: 82.5048; 2.1: 95.626; 2.2: 4678.9706; 2.3: 86.2786; 2.4: -2769.2135; 2.5: -51.0633
| 2 | 96 | 1: 190.418; 1.1: 1913.3199; 1.2: 2.5658; 1.3: 518.4; 1.4: 35.2626; 1.5: 1913.3199; 1.6: 518.4; 1.7: 311.04; 1.8: 8.4594; 1.9: 2592; 2: 82.5478; 2.1: 95.6302; 2.2: 4683.6398; 2.3: 86.3197; 2.4: -2770.3199; 2.5: -51.0571
| 2 | 96.05 | 1: 190.6737; 1.1: 1916.8872; 1.2: 2.5706; 1.3: 518.67; 1.4: 35.3099; 1.5: 1916.8872; 1.6: 518.67; 1.7: 311.202; 1.8: 8.4594; 1.9: 2593.35; 2: 82.5908; 2.1: 95.6345; 2.2: 4688.3096; 2.3: 86.3608; 2.4: -2771.4225; 2.5: -51.0509
| 2 | 96.1 | 1: 190.9296; 1.1: 1920.4588; 1.2: 2.5754; 1.3: 518.94; 1.4: 35.3573; 1.5: 1920.4588; 1.6: 518.94; 1.7: 311.364; 1.8: 8.4594; 1.9: 2594.7; 2: 82.6338; 2.1: 95.6388; 2.2: 4692.98; 2.3: 86.4019; 2.4: -2772.5212; 2.5: -51.0445
| 2 | 96.15 | 1: 191.1856; 1.1: 1924.0348; 1.2: 2.5802; 1.3: 519.21; 1.4: 35.4047; 1.5: 1924.0348; 1.6: 519.21; 1.7: 311.526; 1.8: 8.4594; 1.9: 2596.05; 2: 82.6768; 2.1: 95.6432; 2.2: 4697.651; 2.3: 86.4429; 2.4: -2773.6161; 2.5: -51.0381
| 2 | 96.2 | 1: 191.4419; 1.1: 1927.6153; 1.2: 2.585; 1.3: 519.48; 1.4: 35.4522; 1.5: 1927.6153; 1.6: 519.48; 1.7: 311.688; 1.8: 8.4594; 1.9: 2597.4; 2: 82.7197; 2.1: 95.6476; 2.2: 4702.3224; 2.3: 86.4839; 2.4: -2774.7072; 2.5: -51.0317
| 2 | 96.25 | 1: 191.6982; 1.1: 1931.2001; 1.2: 2.5898; 1.3: 519.75; 1.4: 35.4997; 1.5: 1931.2001; 1.6: 519.75; 1.7: 311.85; 1.8: 8.4594; 1.9: 2598.75; 2: 82.7627; 2.1: 95.652; 2.2: 4706.9944; 2.3: 86.5248; 2.4: -2775.7943; 2.5: -51.0252
| 2 | 96.3 | 1: 191.9548; 1.1: 1934.7894; 1.2: 2.5946; 1.3: 520.02; 1.4: 35.5472; 1.5: 1934.7894; 1.6: 520.02; 1.7: 312.012; 1.8: 8.4594; 1.9: 2600.1; 2: 82.8057; 2.1: 95.6565; 2.2: 4711.6669; 2.3: 86.5658; 2.4: -2776.8775; 2.5: -51.0186
| 2 | 96.35 | 1: 192.2116; 1.1: 1938.3831; 1.2: 2.5994; 1.3: 520.29; 1.4: 35.5947; 1.5: 1938.3831; 1.6: 520.29; 1.7: 312.174; 1.8: 8.4594; 1.9: 2601.45; 2: 82.8487; 2.1: 95.6609; 2.2: 4716.3399; 2.3: 86.6066; 2.4: -2777.9568; 2.5: -51.0119
| 2 | 96.4 | 1: 192.4685; 1.1: 1941.9812; 1.2: 2.6042; 1.3: 520.56; 1.4: 35.6423; 1.5: 1941.9812; 1.6: 520.56; 1.7: 312.336; 1.8: 8.4594; 1.9: 2602.8; 2: 82.8917; 2.1: 95.6654; 2.2: 4721.0134; 2.3: 86.6475; 2.4: -2779.0322; 2.5: -51.0052
| 2 | 96.45 | 1: 192.7255; 1.1: 1945.5837; 1.2: 2.6091; 1.3: 520.83; 1.4: 35.6899; 1.5: 1945.5837; 1.6: 520.83; 1.7: 312.498; 1.8: 8.4594; 1.9: 2604.15; 2: 82.9347; 2.1: 95.67; 2.2: 4725.6873; 2.3: 86.6883; 2.4: -2780.1036; 2.5: -50.9984
| 2 | 96.5 | 1: 192.9828; 1.1: 1949.1906; 1.2: 2.6139; 1.3: 521.1; 1.4: 35.7376; 1.5: 1949.1906; 1.6: 521.1; 1.7: 312.66; 1.8: 8.4594; 1.9: 2605.5; 2: 82.9777; 2.1: 95.6746; 2.2: 4730.3617; 2.3: 86.7291; 2.4: -2781.1711; 2.5: -50.9916
| 2 | 96.55 | 1: 193.2402; 1.1: 1952.802; 1.2: 2.6188; 1.3: 521.37; 1.4: 35.7852; 1.5: 1952.802; 1.6: 521.37; 1.7: 312.822; 1.8: 8.4594; 1.9: 2606.85; 2: 83.0207; 2.1: 95.6792; 2.2: 4735.0366; 2.3: 86.7699; 2.4: -2782.2346; 2.5: -50.9846
| 2 | 96.6 | 1: 193.4978; 1.1: 1956.4178; 1.2: 2.6236; 1.3: 521.64; 1.4: 35.8329; 1.5: 1956.4178; 1.6: 521.64; 1.7: 312.984; 1.8: 8.4594; 1.9: 2608.2; 2: 83.0637; 2.1: 95.6838; 2.2: 4739.7118; 2.3: 86.8106; 2.4: -2783.294; 2.5: -50.9776
| 2 | 96.65 | 1: 193.7556; 1.1: 1960.038; 1.2: 2.6285; 1.3: 521.91; 1.4: 35.8807; 1.5: 1960.038; 1.6: 521.91; 1.7: 313.146; 1.8: 8.4594; 1.9: 2609.55; 2: 83.1067; 2.1: 95.6885; 2.2: 4744.3875; 2.3: 86.8513; 2.4: -2784.3495; 2.5: -50.9706
| 2 | 96.7 | 1: 194.0135; 1.1: 1963.6627; 1.2: 2.6333; 1.3: 522.18; 1.4: 35.9284; 1.5: 1963.6627; 1.6: 522.18; 1.7: 313.308; 1.8: 8.4594; 1.9: 2610.9; 2: 83.1497; 2.1: 95.6932; 2.2: 4749.0636; 2.3: 86.8919; 2.4: -2785.4009; 2.5: -50.9635
| 2 | 96.75 | 1: 194.2716; 1.1: 1967.2918; 1.2: 2.6382; 1.3: 522.45; 1.4: 35.9762; 1.5: 1967.2918; 1.6: 522.45; 1.7: 313.47; 1.8: 8.4594; 1.9: 2612.25; 2: 83.1927; 2.1: 95.698; 2.2: 4753.74; 2.3: 86.9325; 2.4: -2786.4482; 2.5: -50.9563
| 2 | 96.8 | 1: 194.5299; 1.1: 1970.9254; 1.2: 2.6431; 1.3: 522.72; 1.4: 36.0241; 1.5: 1970.9254; 1.6: 522.72; 1.7: 313.632; 1.8: 8.4594; 1.9: 2613.6; 2: 83.2357; 2.1: 95.7028; 2.2: 4758.4168; 2.3: 86.9731; 2.4: -2787.4915; 2.5: -50.949
| 2 | 96.85 | 1: 194.7884; 1.1: 1974.5633; 1.2: 2.6479; 1.3: 522.99; 1.4: 36.0719; 1.5: 1974.5633; 1.6: 522.99; 1.7: 313.794; 1.8: 8.4594; 1.9: 2614.95; 2: 83.2787; 2.1: 95.7076; 2.2: 4763.094; 2.3: 87.0136; 2.4: -2788.5307; 2.5: -50.9417
| 2 | 96.9 | 1: 195.047; 1.1: 1978.2058; 1.2: 2.6528; 1.3: 523.26; 1.4: 36.1198; 1.5: 1978.2058; 1.6: 523.26; 1.7: 313.956; 1.8: 8.4594; 1.9: 2616.3; 2: 83.3217; 2.1: 95.7124; 2.2: 4767.7715; 2.3: 87.0542; 2.4: -2789.5657; 2.5: -50.9343
| 2 | 96.95 | 1: 195.3058; 1.1: 1981.8527; 1.2: 2.6577; 1.3: 523.53; 1.4: 36.1677; 1.5: 1981.8527; 1.6: 523.53; 1.7: 314.118; 1.8: 8.4594; 1.9: 2617.65; 2: 83.3646; 2.1: 95.7173; 2.2: 4772.4493; 2.3: 87.0946; 2.4: -2790.5967; 2.5: -50.9269
| 2 | 97 | 1: 195.5648; 1.1: 1985.504; 1.2: 2.6626; 1.3: 523.8; 1.4: 36.2157; 1.5: 1985.504; 1.6: 523.8; 1.7: 314.28; 1.8: 8.4594; 1.9: 2619; 2: 83.4076; 2.1: 95.7223; 2.2: 4777.1275; 2.3: 87.1351; 2.4: -2791.6235; 2.5: -50.9194
| 2 | 97.05 | 1: 195.8239; 1.1: 1989.1598; 1.2: 2.6675; 1.3: 524.07; 1.4: 36.2637; 1.5: 1989.1598; 1.6: 524.07; 1.7: 314.442; 1.8: 8.4594; 1.9: 2620.35; 2: 83.4506; 2.1: 95.7272; 2.2: 4781.8059; 2.3: 87.1755; 2.4: -2792.6461; 2.5: -50.9118
| 2 | 97.1 | 1: 196.0832; 1.1: 1992.82; 1.2: 2.6724; 1.3: 524.34; 1.4: 36.3117; 1.5: 1992.82; 1.6: 524.34; 1.7: 314.604; 1.8: 8.4594; 1.9: 2621.7; 2: 83.4936; 2.1: 95.7322; 2.2: 4786.4846; 2.3: 87.2158; 2.4: -2793.6646; 2.5: -50.9041
| 2 | 97.15 | 1: 196.3427; 1.1: 1996.4847; 1.2: 2.6773; 1.3: 524.61; 1.4: 36.3598; 1.5: 1996.4847; 1.6: 524.61; 1.7: 314.766; 1.8: 8.4594; 1.9: 2623.05; 2: 83.5366; 2.1: 95.7372; 2.2: 4791.1636; 2.3: 87.2561; 2.4: -2794.6789; 2.5: -50.8964
| 2 | 97.2 | 1: 196.6024; 1.1: 2000.1539; 1.2: 2.6823; 1.3: 524.88; 1.4: 36.4078; 1.5: 2000.1539; 1.6: 524.88; 1.7: 314.928; 1.8: 8.4594; 1.9: 2624.4; 2: 83.5796; 2.1: 95.7423; 2.2: 4795.8428; 2.3: 87.2964; 2.4: -2795.689; 2.5: -50.8886
| 2 | 97.25 | 1: 196.8622; 1.1: 2003.8275; 1.2: 2.6872; 1.3: 525.15; 1.4: 36.456; 1.5: 2003.8275; 1.6: 525.15; 1.7: 315.09; 1.8: 8.4594; 1.9: 2625.75; 2: 83.6226; 2.1: 95.7474; 2.2: 4800.5223; 2.3: 87.3367; 2.4: -2796.6948; 2.5: -50.8807
| 2 | 97.3 | 1: 197.1222; 1.1: 2007.5056; 1.2: 2.6921; 1.3: 525.42; 1.4: 36.5041; 1.5: 2007.5056; 1.6: 525.42; 1.7: 315.252; 1.8: 8.4594; 1.9: 2627.1; 2: 83.6656; 2.1: 95.7525; 2.2: 4805.202; 2.3: 87.3769; 2.4: -2797.6964; 2.5: -50.8728
| 2 | 97.35 | 1: 197.3824; 1.1: 2011.1882; 1.2: 2.697; 1.3: 525.69; 1.4: 36.5523; 1.5: 2011.1882; 1.6: 525.69; 1.7: 315.414; 1.8: 8.4594; 1.9: 2628.45; 2: 83.7086; 2.1: 95.7577; 2.2: 4809.8819; 2.3: 87.4171; 2.4: -2798.6937; 2.5: -50.8648
| 2 | 97.4 | 1: 197.6427; 1.1: 2014.8752; 1.2: 2.702; 1.3: 525.96; 1.4: 36.6005; 1.5: 2014.8752; 1.6: 525.96; 1.7: 315.576; 1.8: 8.4594; 1.9: 2629.8; 2: 83.7516; 2.1: 95.7629; 2.2: 4814.562; 2.3: 87.4572; 2.4: -2799.6868; 2.5: -50.8567
| 2 | 97.45 | 1: 197.9032; 1.1: 2018.5667; 1.2: 2.7069; 1.3: 526.23; 1.4: 36.6487; 1.5: 2018.5667; 1.6: 526.23; 1.7: 315.738; 1.8: 8.4594; 1.9: 2631.15; 2: 83.7946; 2.1: 95.7682; 2.2: 4819.2422; 2.3: 87.4973; 2.4: -2800.6755; 2.5: -50.8486
| 2 | 97.5 | 1: 198.1639; 1.1: 2022.2627; 1.2: 2.7119; 1.3: 526.5; 1.4: 36.697; 1.5: 2022.2627; 1.6: 526.5; 1.7: 315.9; 1.8: 8.4594; 1.9: 2632.5; 2: 83.8376; 2.1: 95.7735; 2.2: 4823.9226; 2.3: 87.5374; 2.4: -2801.6599; 2.5: -50.8404
| 2 | 97.55 | 1: 198.4248; 1.1: 2025.9632; 1.2: 2.7169; 1.3: 526.77; 1.4: 36.7453; 1.5: 2025.9632; 1.6: 526.77; 1.7: 316.062; 1.8: 8.4594; 1.9: 2633.85; 2: 83.8806; 2.1: 95.7788; 2.2: 4828.6032; 2.3: 87.5774; 2.4: -2802.64; 2.5: -50.8321
| 2 | 97.6 | 1: 198.6858; 1.1: 2029.6681; 1.2: 2.7218; 1.3: 527.04; 1.4: 36.7937; 1.5: 2029.6681; 1.6: 527.04; 1.7: 316.224; 1.8: 8.4594; 1.9: 2635.2; 2: 83.9236; 2.1: 95.7841; 2.2: 4833.2839; 2.3: 87.6174; 2.4: -2803.6158; 2.5: -50.8237
| 2 | 97.65 | 1: 198.947; 1.1: 2033.3775; 1.2: 2.7268; 1.3: 527.31; 1.4: 36.842; 1.5: 2033.3775; 1.6: 527.31; 1.7: 316.386; 1.8: 8.4594; 1.9: 2636.55; 2: 83.9666; 2.1: 95.7895; 2.2: 4837.9647; 2.3: 87.6573; 2.4: -2804.5871; 2.5: -50.8153
| 2 | 97.7 | 1: 199.2084; 1.1: 2037.0915; 1.2: 2.7318; 1.3: 527.58; 1.4: 36.8904; 1.5: 2037.0915; 1.6: 527.58; 1.7: 316.548; 1.8: 8.4594; 1.9: 2637.9; 2: 84.0096; 2.1: 95.795; 2.2: 4842.6456; 2.3: 87.6972; 2.4: -2805.5541; 2.5: -50.8068
| 2 | 97.75 | 1: 199.4699; 1.1: 2040.8099; 1.2: 2.7368; 1.3: 527.85; 1.4: 36.9389; 1.5: 2040.8099; 1.6: 527.85; 1.7: 316.71; 1.8: 8.4594; 1.9: 2639.25; 2: 84.0525; 2.1: 95.8004; 2.2: 4847.3265; 2.3: 87.7371; 2.4: -2806.5166; 2.5: -50.7982
| 2 | 97.8 | 1: 199.7316; 1.1: 2044.5328; 1.2: 2.7418; 1.3: 528.12; 1.4: 36.9873; 1.5: 2044.5328; 1.6: 528.12; 1.7: 316.872; 1.8: 8.4594; 1.9: 2640.6; 2: 84.0955; 2.1: 95.806; 2.2: 4852.0076; 2.3: 87.7769; 2.4: -2807.4748; 2.5: -50.7896
| 2 | 97.85 | 1: 199.9935; 1.1: 2048.2602; 1.2: 2.7468; 1.3: 528.39; 1.4: 37.0358; 1.5: 2048.2602; 1.6: 528.39; 1.7: 317.034; 1.8: 8.4594; 1.9: 2641.95; 2: 84.1385; 2.1: 95.8115; 2.2: 4856.6887; 2.3: 87.8167; 2.4: -2808.4285; 2.5: -50.7809
| 2 | 97.9 | 1: 200.2556; 1.1: 2051.9921; 1.2: 2.7518; 1.3: 528.66; 1.4: 37.0844; 1.5: 2051.9921; 1.6: 528.66; 1.7: 317.196; 1.8: 8.4594; 1.9: 2643.3; 2: 84.1815; 2.1: 95.8171; 2.2: 4861.3698; 2.3: 87.8565; 2.4: -2809.3777; 2.5: -50.7721
| 2 | 97.95 | 1: 200.5178; 1.1: 2055.7285; 1.2: 2.7568; 1.3: 528.93; 1.4: 37.1329; 1.5: 2055.7285; 1.6: 528.93; 1.7: 317.358; 1.8: 8.4594; 1.9: 2644.65; 2: 84.2245; 2.1: 95.8227; 2.2: 4866.0509; 2.3: 87.8962; 2.4: -2810.3224; 2.5: -50.7633
| 2 | 98 | 1: 200.7802; 1.1: 2059.4694; 1.2: 2.7618; 1.3: 529.2; 1.4: 37.1815; 1.5: 2059.4694; 1.6: 529.2; 1.7: 317.52; 1.8: 8.4594; 1.9: 2646; 2: 84.2675; 2.1: 95.8284; 2.2: 4870.7321; 2.3: 87.9359; 2.4: -2811.2626; 2.5: -50.7543
| 2 | 98.05 | 1: 201.0428; 1.1: 2063.2149; 1.2: 2.7668; 1.3: 529.47; 1.4: 37.2301; 1.5: 2063.2149; 1.6: 529.47; 1.7: 317.682; 1.8: 8.4594; 1.9: 2647.35; 2: 84.3105; 2.1: 95.8341; 2.2: 4875.4132; 2.3: 87.9755; 2.4: -2812.1983; 2.5: -50.7453
| 2 | 98.1 | 1: 201.3055; 1.1: 2066.9648; 1.2: 2.7718; 1.3: 529.74; 1.4: 37.2788; 1.5: 2066.9648; 1.6: 529.74; 1.7: 317.844; 1.8: 8.4594; 1.9: 2648.7; 2: 84.3535; 2.1: 95.8398; 2.2: 4880.0943; 2.3: 88.0151; 2.4: -2813.1295; 2.5: -50.7363
| 2 | 98.15 | 1: 201.5684; 1.1: 2070.7192; 1.2: 2.7769; 1.3: 530.01; 1.4: 37.3275; 1.5: 2070.7192; 1.6: 530.01; 1.7: 318.006; 1.8: 8.4594; 1.9: 2650.05; 2: 84.3965; 2.1: 95.8456; 2.2: 4884.7753; 2.3: 88.0546; 2.4: -2814.0561; 2.5: -50.7271
| 2 | 98.2 | 1: 201.8315; 1.1: 2074.4782; 1.2: 2.7819; 1.3: 530.28; 1.4: 37.3762; 1.5: 2074.4782; 1.6: 530.28; 1.7: 318.168; 1.8: 8.4594; 1.9: 2651.4; 2: 84.4395; 2.1: 95.8514; 2.2: 4889.4563; 2.3: 88.0941; 2.4: -2814.9781; 2.5: -50.7179
| 2 | 98.25 | 1: 202.0948; 1.1: 2078.2417; 1.2: 2.787; 1.3: 530.55; 1.4: 37.425; 1.5: 2078.2417; 1.6: 530.55; 1.7: 318.33; 1.8: 8.4594; 1.9: 2652.75; 2: 84.4825; 2.1: 95.8573; 2.2: 4894.1372; 2.3: 88.1336; 2.4: -2815.8956; 2.5: -50.7086
| 2 | 98.3 | 1: 202.3582; 1.1: 2082.0097; 1.2: 2.792; 1.3: 530.82; 1.4: 37.4737; 1.5: 2082.0097; 1.6: 530.82; 1.7: 318.492; 1.8: 8.4594; 1.9: 2654.1; 2: 84.5255; 2.1: 95.8632; 2.2: 4898.8181; 2.3: 88.173; 2.4: -2816.8084; 2.5: -50.6993
| 2 | 98.35 | 1: 202.6218; 1.1: 2085.7822; 1.2: 2.7971; 1.3: 531.09; 1.4: 37.5226; 1.5: 2085.7822; 1.6: 531.09; 1.7: 318.654; 1.8: 8.4594; 1.9: 2655.45; 2: 84.5685; 2.1: 95.8692; 2.2: 4903.4987; 2.3: 88.2124; 2.4: -2817.7166; 2.5: -50.6898
| 2 | 98.4 | 1: 202.8856; 1.1: 2089.5592; 1.2: 2.8021; 1.3: 531.36; 1.4: 37.5714; 1.5: 2089.5592; 1.6: 531.36; 1.7: 318.816; 1.8: 8.4594; 1.9: 2656.8; 2: 84.6115; 2.1: 95.8751; 2.2: 4908.1793; 2.3: 88.2517; 2.4: -2818.6201; 2.5: -50.6803
| 2 | 98.45 | 1: 203.1495; 1.1: 2093.3408; 1.2: 2.8072; 1.3: 531.63; 1.4: 37.6203; 1.5: 2093.3408; 1.6: 531.63; 1.7: 318.978; 1.8: 8.4594; 1.9: 2658.15; 2: 84.6545; 2.1: 95.8812; 2.2: 4912.8597; 2.3: 88.291; 2.4: -2819.5189; 2.5: -50.6707
| 2 | 98.5 | 1: 203.4136; 1.1: 2097.1269; 1.2: 2.8123; 1.3: 531.9; 1.4: 37.6692; 1.5: 2097.1269; 1.6: 531.9; 1.7: 319.14; 1.8: 8.4594; 1.9: 2659.5; 2: 84.6975; 2.1: 95.8872; 2.2: 4917.54; 2.3: 88.3303; 2.4: -2820.4131; 2.5: -50.6611
| 2 | 98.55 | 1: 203.6779; 1.1: 2100.9176; 1.2: 2.8174; 1.3: 532.17; 1.4: 37.7181; 1.5: 2100.9176; 1.6: 532.17; 1.7: 319.302; 1.8: 8.4594; 1.9: 2660.85; 2: 84.7404; 2.1: 95.8934; 2.2: 4922.2201; 2.3: 88.3695; 2.4: -2821.3025; 2.5: -50.6513
| 2 | 98.6 | 1: 203.9424; 1.1: 2104.7127; 1.2: 2.8225; 1.3: 532.44; 1.4: 37.7671; 1.5: 2104.7127; 1.6: 532.44; 1.7: 319.464; 1.8: 8.4594; 1.9: 2662.2; 2: 84.7834; 2.1: 95.8995; 2.2: 4926.9; 2.3: 88.4086; 2.4: -2822.1872; 2.5: -50.6415
| 2 | 98.65 | 1: 204.207; 1.1: 2108.5125; 1.2: 2.8276; 1.3: 532.71; 1.4: 37.8161; 1.5: 2108.5125; 1.6: 532.71; 1.7: 319.626; 1.8: 8.4594; 1.9: 2663.55; 2: 84.8264; 2.1: 95.9057; 2.2: 4931.5796; 2.3: 88.4478; 2.4: -2823.0672; 2.5: -50.6316
| 2 | 98.7 | 1: 204.4718; 1.1: 2112.3167; 1.2: 2.8327; 1.3: 532.98; 1.4: 37.8652; 1.5: 2112.3167; 1.6: 532.98; 1.7: 319.788; 1.8: 8.4594; 1.9: 2664.9; 2: 84.8694; 2.1: 95.9119; 2.2: 4936.2591; 2.3: 88.4868; 2.4: -2823.9424; 2.5: -50.6217
| 2 | 98.75 | 1: 204.7368; 1.1: 2116.1255; 1.2: 2.8378; 1.3: 533.25; 1.4: 37.9142; 1.5: 2116.1255; 1.6: 533.25; 1.7: 319.95; 1.8: 8.4594; 1.9: 2666.25; 2: 84.9124; 2.1: 95.9182; 2.2: 4940.9383; 2.3: 88.5259; 2.4: -2824.8127; 2.5: -50.6116
| 2 | 98.8 | 1: 205.002; 1.1: 2119.9389; 1.2: 2.8429; 1.3: 533.52; 1.4: 37.9633; 1.5: 2119.9389; 1.6: 533.52; 1.7: 320.112; 1.8: 8.4594; 1.9: 2667.6; 2: 84.9554; 2.1: 95.9245; 2.2: 4945.6172; 2.3: 88.5649; 2.4: -2825.6783; 2.5: -50.6015
| 2 | 98.85 | 1: 205.2673; 1.1: 2123.7568; 1.2: 2.848; 1.3: 533.79; 1.4: 38.0125; 1.5: 2123.7568; 1.6: 533.79; 1.7: 320.274; 1.8: 8.4594; 1.9: 2668.95; 2: 84.9984; 2.1: 95.9309; 2.2: 4950.2959; 2.3: 88.6038; 2.4: -2826.5391; 2.5: -50.5913
| 2 | 98.9 | 1: 205.5328; 1.1: 2127.5792; 1.2: 2.8531; 1.3: 534.06; 1.4: 38.0616; 1.5: 2127.5792; 1.6: 534.06; 1.7: 320.436; 1.8: 8.4594; 1.9: 2670.3; 2: 85.0414; 2.1: 95.9373; 2.2: 4954.9742; 2.3: 88.6427; 2.4: -2827.395; 2.5: -50.5811
| 2 | 98.95 | 1: 205.7984; 1.1: 2131.4063; 1.2: 2.8583; 1.3: 534.33; 1.4: 38.1108; 1.5: 2131.4063; 1.6: 534.33; 1.7: 320.598; 1.8: 8.4594; 1.9: 2671.65; 2: 85.0844; 2.1: 95.9437; 2.2: 4959.6522; 2.3: 88.6815; 2.4: -2828.246; 2.5: -50.5707
| 2 | 99 | 1: 206.0643; 1.1: 2135.2378; 1.2: 2.8634; 1.3: 534.6; 1.4: 38.16; 1.5: 2135.2378; 1.6: 534.6; 1.7: 320.76; 1.8: 8.4594; 1.9: 2673; 2: 85.1274; 2.1: 95.9502; 2.2: 4964.3299; 2.3: 88.7204; 2.4: -2829.0921; 2.5: -50.5603
| 2 | 99.05 | 1: 206.3303; 1.1: 2139.074; 1.2: 2.8685; 1.3: 534.87; 1.4: 38.2093; 1.5: 2139.074; 1.6: 534.87; 1.7: 320.922; 1.8: 8.4594; 1.9: 2674.35; 2: 85.1704; 2.1: 95.9568; 2.2: 4969.0073; 2.3: 88.7591; 2.4: -2829.9333; 2.5: -50.5498
| 2 | 99.1 | 1: 206.5964; 1.1: 2142.9147; 1.2: 2.8737; 1.3: 535.14; 1.4: 38.2586; 1.5: 2142.9147; 1.6: 535.14; 1.7: 321.084; 1.8: 8.4594; 1.9: 2675.7; 2: 85.2134; 2.1: 95.9633; 2.2: 4973.6843; 2.3: 88.7978; 2.4: -2830.7696; 2.5: -50.5392
| 2 | 99.15 | 1: 206.8628; 1.1: 2146.7599; 1.2: 2.8789; 1.3: 535.41; 1.4: 38.3079; 1.5: 2146.7599; 1.6: 535.41; 1.7: 321.246; 1.8: 8.4594; 1.9: 2677.05; 2: 85.2564; 2.1: 95.97; 2.2: 4978.3608; 2.3: 88.8365; 2.4: -2831.6009; 2.5: -50.5286
| 2 | 99.2 | 1: 207.1293; 1.1: 2150.6098; 1.2: 2.884; 1.3: 535.68; 1.4: 38.3573; 1.5: 2150.6098; 1.6: 535.68; 1.7: 321.408; 1.8: 8.4594; 1.9: 2678.4; 2: 85.2994; 2.1: 95.9766; 2.2: 4983.037; 2.3: 88.8751; 2.4: -2832.4273; 2.5: -50.5179
| 2 | 99.25 | 1: 207.396; 1.1: 2154.4642; 1.2: 2.8892; 1.3: 535.95; 1.4: 38.4067; 1.5: 2154.4642; 1.6: 535.95; 1.7: 321.57; 1.8: 8.4594; 1.9: 2679.75; 2: 85.3424; 2.1: 95.9833; 2.2: 4987.7128; 2.3: 88.9137; 2.4: -2833.2486; 2.5: -50.5071
| 2 | 99.3 | 1: 207.6629; 1.1: 2158.3231; 1.2: 2.8944; 1.3: 536.22; 1.4: 38.4561; 1.5: 2158.3231; 1.6: 536.22; 1.7: 321.732; 1.8: 8.4594; 1.9: 2681.1; 2: 85.3854; 2.1: 95.9901; 2.2: 4992.3881; 2.3: 88.9523; 2.4: -2834.065; 2.5: -50.4962
| 2 | 99.35 | 1: 207.9299; 1.1: 2162.1867; 1.2: 2.8995; 1.3: 536.49; 1.4: 38.5055; 1.5: 2162.1867; 1.6: 536.49; 1.7: 321.894; 1.8: 8.4594; 1.9: 2682.45; 2: 85.4283; 2.1: 95.9969; 2.2: 4997.063; 2.3: 88.9907; 2.4: -2834.8763; 2.5: -50.4852
| 2 | 99.4 | 1: 208.1971; 1.1: 2166.0548; 1.2: 2.9047; 1.3: 536.76; 1.4: 38.555; 1.5: 2166.0548; 1.6: 536.76; 1.7: 322.056; 1.8: 8.4594; 1.9: 2683.8; 2: 85.4713; 2.1: 96.0037; 2.2: 5001.7374; 2.3: 89.0292; 2.4: -2835.6825; 2.5: -50.4742
| 2 | 99.45 | 1: 208.4645; 1.1: 2169.9276; 1.2: 2.9099; 1.3: 537.03; 1.4: 38.6045; 1.5: 2169.9276; 1.6: 537.03; 1.7: 322.218; 1.8: 8.4594; 1.9: 2685.15; 2: 85.5143; 2.1: 96.0106; 2.2: 5006.4113; 2.3: 89.0676; 2.4: -2836.4837; 2.5: -50.463
| 2 | 99.5 | 1: 208.732; 1.1: 2173.8049; 1.2: 2.9151; 1.3: 537.3; 1.4: 38.6541; 1.5: 2173.8049; 1.6: 537.3; 1.7: 322.38; 1.8: 8.4594; 1.9: 2686.5; 2: 85.5573; 2.1: 96.0176; 2.2: 5011.0846; 2.3: 89.1059; 2.4: -2837.2798; 2.5: -50.4518
| 2 | 99.55 | 1: 208.9997; 1.1: 2177.6868; 1.2: 2.9203; 1.3: 537.57; 1.4: 38.7037; 1.5: 2177.6868; 1.6: 537.57; 1.7: 322.542; 1.8: 8.4594; 1.9: 2687.85; 2: 85.6003; 2.1: 96.0245; 2.2: 5015.7575; 2.3: 89.1442; 2.4: -2838.0707; 2.5: -50.4405
| 2 | 99.6 | 1: 209.2676; 1.1: 2181.5732; 1.2: 2.9255; 1.3: 537.84; 1.4: 38.7533; 1.5: 2181.5732; 1.6: 537.84; 1.7: 322.704; 1.8: 8.4594; 1.9: 2689.2; 2: 85.6433; 2.1: 96.0316; 2.2: 5020.4298; 2.3: 89.1825; 2.4: -2838.8565; 2.5: -50.4292
| 2 | 99.65 | 1: 209.5357; 1.1: 2185.4643; 1.2: 2.9308; 1.3: 538.11; 1.4: 38.8029; 1.5: 2185.4643; 1.6: 538.11; 1.7: 322.866; 1.8: 8.4594; 1.9: 2690.55; 2: 85.6863; 2.1: 96.0386; 2.2: 5025.1015; 2.3: 89.2207; 2.4: -2839.6372; 2.5: -50.4177
| 2 | 99.7 | 1: 209.8039; 1.1: 2189.36; 1.2: 2.936; 1.3: 538.38; 1.4: 38.8526; 1.5: 2189.36; 1.6: 538.38; 1.7: 323.028; 1.8: 8.4594; 1.9: 2691.9; 2: 85.7293; 2.1: 96.0458; 2.2: 5029.7727; 2.3: 89.2588; 2.4: -2840.4127; 2.5: -50.4062
| 2 | 99.75 | 1: 210.0723; 1.1: 2193.2603; 1.2: 2.9412; 1.3: 538.65; 1.4: 38.9023; 1.5: 2193.2603; 1.6: 538.65; 1.7: 323.19; 1.8: 8.4594; 1.9: 2693.25; 2: 85.7723; 2.1: 96.0529; 2.2: 5034.4432; 2.3: 89.2969; 2.4: -2841.1829; 2.5: -50.3946
| 2 | 99.8 | 1: 210.3409; 1.1: 2197.1652; 1.2: 2.9464; 1.3: 538.92; 1.4: 38.952; 1.5: 2197.1652; 1.6: 538.92; 1.7: 323.352; 1.8: 8.4594; 1.9: 2694.6; 2: 85.8153; 2.1: 96.0601; 2.2: 5039.1131; 2.3: 89.335; 2.4: -2841.948; 2.5: -50.3829
| 2 | 99.85 | 1: 210.6097; 1.1: 2201.0746; 1.2: 2.9517; 1.3: 539.19; 1.4: 39.0018; 1.5: 2201.0746; 1.6: 539.19; 1.7: 323.514; 1.8: 8.4594; 1.9: 2695.95; 2: 85.8583; 2.1: 96.0674; 2.2: 5043.7824; 2.3: 89.373; 2.4: -2842.7078; 2.5: -50.3712
| 2 | 99.9 | 1: 210.8786; 1.1: 2204.9887; 1.2: 2.9569; 1.3: 539.46; 1.4: 39.0516; 1.5: 2204.9887; 1.6: 539.46; 1.7: 323.676; 1.8: 8.4594; 1.9: 2697.3; 2: 85.9013; 2.1: 96.0747; 2.2: 5048.451; 2.3: 89.4109; 2.4: -2843.4623; 2.5: -50.3593
| 2 | 99.95 | 1: 211.1477; 1.1: 2208.9074; 1.2: 2.9622; 1.3: 539.73; 1.4: 39.1014; 1.5: 2208.9074; 1.6: 539.73; 1.7: 323.838; 1.8: 8.4594; 1.9: 2698.65; 2: 85.9443; 2.1: 96.0821; 2.2: 5053.1189; 2.3: 89.4488; 2.4: -2844.2115; 2.5: -50.3474
| #REF! | 100 | 1: 211.4169; 1.1: 2212.8307; 1.2: 2.9675; 1.3: 540; 1.4: 39.1513; 1.5: 2212.8307; 1.6: 540; 1.7: 324; 1.8: 8.4594; 1.9: 2700; 2: 85.9873; 2.1: 96.0895; 2.2: 5057.7862; 2.3: 89.4867; 2.4: -2844.9555; 2.5: -50.3354
|  |  | y = 0,03447229437229440000x2 - 2,22782294372295000000x + 36,02000000000000000000 | [10 empty] | y = 0,00000000000000235429x6 - 0,00000000000039203973x5 - 0,00000000358194903294x4 + 0,00000343364257756904x3 - 0,00135193806691619000x2 + 0,25803271245940800000x + 74,50366578911580000000
WIND SPEED m/s
| 3 |  | 1: συναρτηση με; 1.3: "Power shaft"; 1.4: "Power shaft"; 1.5: "Power shaft"; 1.9: Electric; 2: συναρτηση; 2.2: Power; 2.3: Torque
|  |  | βαση τις στροφές |  |  | rotation speed | torque | power |  |  |  | energy | Torque |  | supply | supply
|  | Turbine | 1: Turbine; 1.1: Turbine; 1.2: Turbine; 1.3: after; 1.4: after; 1.5: after; 1.6: Generators; 1.7: Generators; 1.8: Generators; 1.9: from; 2: output from; 2.1: συνάρτηση; 2.2: to; 2.3: to; 2.4: Rest of; 2.5: Rest of
|  | speed | 1: torque; 1.1: power; 1.2: power; 1.3: transmission; 1.4: transmission; 1.5: transmission; 1.6: speed; 1.7: voltage; 1.8: current; 1.9: generator; 2: generator; 2.1: Efficiency; 2.2: generator; 2.3: generator; 2.4: power; 2.5: torque
|  | rpm | 1: Nm; 1.1: watt; 1.2: Hp; 1.3: rpm; 1.4: Nm; 1.5: watt; 1.6: rpm; 1.7: acv; 1.8: ampere; 1.9: watt/hour; 2: Nm; 2.1: %; 2.2: watt; 2.3: Nm; 2.4: watt; 2.5: Nm
| 1 | 2 | 1: 3; 1.1: 4; 1.2: 5; 1.3: 6; 1.4: 7; 1.5: 8; 1.6: 9; 1.7: 10; 1.8: 11; 1.9: 12; 2: 13; 2.1: 14; 2.2: 15; 2.3: 16
4100 to 6100 | 1 | 0 | 1: 36.02; 1.1: 0; 1.2: 0; 1.3: 0; 1.4: 6.6704; 1.5: 0; 1.6: 0; 1.7: 0; 1.8: 0; 1.9: 0; 2: 0; 2.1: 74.5037; 2.2: 0; 2.3: 0; 2.4: 0; 2.5: 6.6704
| 1 | 0.05 | 1: 35.9087; 1.1: 0.18792; 1.2: 0.00025201; 1.3: 0.27; 1.4: 6.6498; 1.5: 0.18792; 1.6: 0.27; 1.7: 0.162; 1.8: 8.4594; 1.9: 1.35; 2: 0.042994; 2.1: 74.5732; 2.2: 0.0016293; 2.3: 0.057653; 2.4: 0.18629; 2.5: 6.5921
| 1 | 0.1 | 1: 35.7976; 1.1: 0.37468; 1.2: 0.00050246; 1.3: 0.54; 1.4: 6.6292; 1.5: 0.37468; 1.6: 0.54; 1.7: 0.324; 1.8: 8.4594; 1.9: 2.7; 2: 0.085987; 2.1: 74.6426; 2.2: 0.006511; 2.3: 0.1152; 2.4: 0.36817; 2.5: 6.514
| 1 | 0.15 | 1: 35.6866; 1.1: 0.56028; 1.2: 0.00075135; 1.3: 0.81; 1.4: 6.6086; 1.5: 0.56028; 1.6: 0.81; 1.7: 0.486; 1.8: 8.4594; 1.9: 4.05; 2: 0.12898; 2.1: 74.7118; 2.2: 0.014636; 2.3: 0.17264; 2.4: 0.54564; 2.5: 6.436
| 1 | 0.2 | 1: 35.5758; 1.1: 0.74472; 1.2: 0.00099869; 1.3: 1.08; 1.4: 6.5881; 1.5: 0.74472; 1.6: 1.08; 1.7: 0.648; 1.8: 8.4594; 1.9: 5.4; 2: 0.17197; 2.1: 74.7808; 2.2: 0.025996; 2.3: 0.22997; 2.4: 0.71872; 2.5: 6.3581
| 1 | 0.25 | 1: 35.4652; 1.1: 0.92801; 1.2: 0.0012445; 1.3: 1.35; 1.4: 6.5676; 1.5: 0.92801; 1.6: 1.35; 1.7: 0.81; 1.8: 8.4594; 1.9: 6.75; 2: 0.21497; 2.1: 74.8496; 2.2: 0.040581; 2.3: 0.2872; 2.4: 0.88742; 2.5: 6.2804
| 1 | 0.3 | 1: 35.3548; 1.1: 1.1101; 1.2: 0.0014887; 1.3: 1.62; 1.4: 6.5472; 1.5: 1.1101; 1.6: 1.62; 1.7: 0.972; 1.8: 8.4594; 1.9: 8.1; 2: 0.25796; 2.1: 74.9181; 2.2: 0.058384; 2.3: 0.34432; 2.4: 1.0518; 2.5: 6.2029
| 1 | 0.35 | 1: 35.2445; 1.1: 1.2911; 1.2: 0.0017314; 1.3: 1.89; 1.4: 6.5268; 1.5: 1.2911; 1.6: 1.89; 1.7: 1.134; 1.8: 8.4594; 1.9: 9.45; 2: 0.30096; 2.1: 74.9865; 2.2: 0.079394; 2.3: 0.40135; 2.4: 1.2117; 2.5: 6.1254
| 1 | 0.4 | 1: 35.1344; 1.1: 1.471; 1.2: 0.0019726; 1.3: 2.16; 1.4: 6.5064; 1.5: 1.471; 1.6: 2.16; 1.7: 1.296; 1.8: 8.4594; 1.9: 10.8; 2: 0.34395; 2.1: 75.0547; 2.2: 0.1036; 2.3: 0.45826; 2.4: 1.3674; 2.5: 6.0481
| 1 | 0.45 | 1: 35.0245; 1.1: 1.6497; 1.2: 0.0022122; 1.3: 2.43; 1.4: 6.486; 1.5: 1.6497; 1.6: 2.43; 1.7: 1.458; 1.8: 8.4594; 1.9: 12.15; 2: 0.38694; 2.1: 75.1228; 2.2: 0.13101; 2.3: 0.51508; 2.4: 1.5186; 2.5: 5.9709
| 1 | 0.5 | 1: 34.9147; 1.1: 1.8272; 1.2: 0.0024503; 1.3: 2.7; 1.4: 6.4657; 1.5: 1.8272; 1.6: 2.7; 1.7: 1.62; 1.8: 8.4594; 1.9: 13.5; 2: 0.42994; 2.1: 75.1906; 2.2: 0.16159; 2.3: 0.5718; 2.4: 1.6656; 2.5: 5.8939
| 1 | 0.55 | 1: 34.8051; 1.1: 2.0036; 1.2: 0.0026869; 1.3: 2.97; 1.4: 6.4454; 1.5: 2.0036; 1.6: 2.97; 1.7: 1.782; 1.8: 8.4594; 1.9: 14.85; 2: 0.47293; 2.1: 75.2582; 2.2: 0.19535; 2.3: 0.62841; 2.4: 1.8083; 2.5: 5.817
| 1 | 0.6 | 1: 34.6957; 1.1: 2.1789; 1.2: 0.0029219; 1.3: 3.24; 1.4: 6.4251; 1.5: 2.1789; 1.6: 3.24; 1.7: 1.944; 1.8: 8.4594; 1.9: 16.2; 2: 0.51592; 2.1: 75.3256; 2.2: 0.23227; 2.3: 0.68492; 2.4: 1.9466; 2.5: 5.7402
| 1 | 0.65 | 1: 34.5865; 1.1: 2.353; 1.2: 0.0031555; 1.3: 3.51; 1.4: 6.4049; 1.5: 2.353; 1.6: 3.51; 1.7: 2.106; 1.8: 8.4594; 1.9: 17.55; 2: 0.55892; 2.1: 75.3929; 2.2: 0.27235; 2.3: 0.74134; 2.4: 2.0807; 2.5: 5.6636
| 1 | 0.7 | 1: 34.4774; 1.1: 2.526; 1.2: 0.0033875; 1.3: 3.78; 1.4: 6.3847; 1.5: 2.526; 1.6: 3.78; 1.7: 2.268; 1.8: 8.4594; 1.9: 18.9; 2: 0.60191; 2.1: 75.4599; 2.2: 0.31558; 2.3: 0.79766; 2.4: 2.2105; 2.5: 5.587
| 1 | 0.75 | 1: 34.3685; 1.1: 2.6979; 1.2: 0.003618; 1.3: 4.05; 1.4: 6.3645; 1.5: 2.6979; 1.6: 4.05; 1.7: 2.43; 1.8: 8.4594; 1.9: 20.25; 2: 0.6449; 2.1: 75.5268; 2.2: 0.36196; 2.3: 0.85388; 2.4: 2.336; 2.5: 5.5107
| 1 | 0.8 | 1: 34.2598; 1.1: 2.8687; 1.2: 0.003847; 1.3: 4.32; 1.4: 6.3444; 1.5: 2.8687; 1.6: 4.32; 1.7: 2.592; 1.8: 8.4594; 1.9: 21.6; 2: 0.6879; 2.1: 75.5934; 2.2: 0.41146; 2.3: 0.91; 2.4: 2.4572; 2.5: 5.4344
| 1 | 0.85 | 1: 34.1513; 1.1: 3.0383; 1.2: 0.0040745; 1.3: 4.59; 1.4: 6.3243; 1.5: 3.0383; 1.6: 4.59; 1.7: 2.754; 1.8: 8.4594; 1.9: 22.95; 2: 0.73089; 2.1: 75.6599; 2.2: 0.4641; 2.3: 0.96602; 2.4: 2.5742; 2.5: 5.3583
| 1 | 0.9 | 1: 34.0429; 1.1: 3.2068; 1.2: 0.0043004; 1.3: 4.86; 1.4: 6.3042; 1.5: 3.2068; 1.6: 4.86; 1.7: 2.916; 1.8: 8.4594; 1.9: 24.3; 2: 0.77389; 2.1: 75.7262; 2.2: 0.51985; 2.3: 1.022; 2.4: 2.687; 2.5: 5.2823
| 1 | 0.95 | 1: 33.9347; 1.1: 3.3742; 1.2: 0.0045249; 1.3: 5.13; 1.4: 6.2842; 1.5: 3.3742; 1.6: 5.13; 1.7: 3.078; 1.8: 8.4594; 1.9: 25.65; 2: 0.81688; 2.1: 75.7923; 2.2: 0.57871; 2.3: 1.0778; 2.4: 2.7955; 2.5: 5.2064
| 1 | 1 | 1: 33.8266; 1.1: 3.5405; 1.2: 0.0047479; 1.3: 5.4; 1.4: 6.2642; 1.5: 3.5405; 1.6: 5.4; 1.7: 3.24; 1.8: 8.4594; 1.9: 27; 2: 0.85987; 2.1: 75.8582; 2.2: 0.64067; 2.3: 1.1335; 2.4: 2.8999; 2.5: 5.1307
| 1 | 1.05 | 1: 33.7188; 1.1: 3.7057; 1.2: 0.0049694; 1.3: 5.67; 1.4: 6.2442; 1.5: 3.7057; 1.6: 5.67; 1.7: 3.402; 1.8: 8.4594; 1.9: 28.35; 2: 0.90287; 2.1: 75.9239; 2.2: 0.70573; 2.3: 1.1892; 2.4: 3; 2.5: 5.055
| 1 | 1.1 | 1: 33.6111; 1.1: 3.8698; 1.2: 0.0051894; 1.3: 5.94; 1.4: 6.2243; 1.5: 3.8698; 1.6: 5.94; 1.7: 3.564; 1.8: 8.4594; 1.9: 29.7; 2: 0.94586; 2.1: 75.9894; 2.2: 0.77387; 2.3: 1.2447; 2.4: 3.0959; 2.5: 4.9796
| 1 | 1.15 | 1: 33.5036; 1.1: 4.0327; 1.2: 0.005408; 1.3: 6.21; 1.4: 6.2044; 1.5: 4.0327; 1.6: 6.21; 1.7: 3.726; 1.8: 8.4594; 1.9: 31.05; 2: 0.98885; 2.1: 76.0547; 2.2: 0.8451; 2.3: 1.3002; 2.4: 3.1876; 2.5: 4.9042
| 1 | 1.2 | 1: 33.3963; 1.1: 4.1946; 1.2: 0.005625; 1.3: 6.48; 1.4: 6.1845; 1.5: 4.1946; 1.6: 6.48; 1.7: 3.888; 1.8: 8.4594; 1.9: 32.4; 2: 1.0318; 2.1: 76.1199; 2.2: 0.91939; 2.3: 1.3556; 2.4: 3.2752; 2.5: 4.8289
| 1 | 1.25 | 1: 33.2891; 1.1: 4.3553; 1.2: 0.0058406; 1.3: 6.75; 1.4: 6.1646; 1.5: 4.3553; 1.6: 6.75; 1.7: 4.05; 1.8: 8.4594; 1.9: 33.75; 2: 1.0748; 2.1: 76.1848; 2.2: 0.99675; 2.3: 1.4108; 2.4: 3.3586; 2.5: 4.7538
| 1 | 1.3 | 1: 33.1821; 1.1: 4.515; 1.2: 0.0060547; 1.3: 7.02; 1.4: 6.1448; 1.5: 4.515; 1.6: 7.02; 1.7: 4.212; 1.8: 8.4594; 1.9: 35.1; 2: 1.1178; 2.1: 76.2496; 2.2: 1.0772; 2.3: 1.466; 2.4: 3.4378; 2.5: 4.6788
| 1 | 1.35 | 1: 33.0753; 1.1: 4.6735; 1.2: 0.0062673; 1.3: 7.29; 1.4: 6.125; 1.5: 4.6735; 1.6: 7.29; 1.7: 4.374; 1.8: 8.4594; 1.9: 36.45; 2: 1.1608; 2.1: 76.3142; 2.2: 1.1606; 2.3: 1.5211; 2.4: 3.5129; 2.5: 4.6039
| 1 | 1.4 | 1: 32.9686; 1.1: 4.831; 1.2: 0.0064785; 1.3: 7.56; 1.4: 6.1053; 1.5: 4.831; 1.6: 7.56; 1.7: 4.536; 1.8: 8.4594; 1.9: 37.8; 2: 1.2038; 2.1: 76.3786; 2.2: 1.2472; 2.3: 1.5761; 2.4: 3.5838; 2.5: 4.5292
| 1 | 1.45 | 1: 32.8621; 1.1: 4.9874; 1.2: 0.0066882; 1.3: 7.83; 1.4: 6.0856; 1.5: 4.9874; 1.6: 7.83; 1.7: 4.698; 1.8: 8.4594; 1.9: 39.15; 2: 1.2468; 2.1: 76.4428; 2.2: 1.3367; 2.3: 1.631; 2.4: 3.6507; 2.5: 4.4545
| 1 | 1.5 | 1: 32.7558; 1.1: 5.1427; 1.2: 0.0068964; 1.3: 8.1; 1.4: 6.0659; 1.5: 5.1427; 1.6: 8.1; 1.7: 4.86; 1.8: 8.4594; 1.9: 40.5; 2: 1.2898; 2.1: 76.5068; 2.2: 1.4293; 2.3: 1.6859; 2.4: 3.7134; 2.5: 4.38
| 1 | 1.55 | 1: 32.6497; 1.1: 5.2969; 1.2: 0.0071032; 1.3: 8.37; 1.4: 6.0462; 1.5: 5.2969; 1.6: 8.37; 1.7: 5.022; 1.8: 8.4594; 1.9: 41.85; 2: 1.3328; 2.1: 76.5707; 2.2: 1.5249; 2.3: 1.7406; 2.4: 3.772; 2.5: 4.3056
| 1 | 1.6 | 1: 32.5437; 1.1: 5.45; 1.2: 0.0073086; 1.3: 8.64; 1.4: 6.0266; 1.5: 5.45; 1.6: 8.64; 1.7: 5.184; 1.8: 8.4594; 1.9: 43.2; 2: 1.3758; 2.1: 76.6343; 2.2: 1.6235; 2.3: 1.7953; 2.4: 3.8265; 2.5: 4.2313
| 1 | 1.65 | 1: 32.4379; 1.1: 5.602; 1.2: 0.0075124; 1.3: 8.91; 1.4: 6.007; 1.5: 5.602; 1.6: 8.91; 1.7: 5.346; 1.8: 8.4594; 1.9: 44.55; 2: 1.4188; 2.1: 76.6978; 2.2: 1.7251; 2.3: 1.8498; 2.4: 3.8769; 2.5: 4.1572
| 1 | 1.7 | 1: 32.3323; 1.1: 5.753; 1.2: 0.0077149; 1.3: 9.18; 1.4: 5.9875; 1.5: 5.753; 1.6: 9.18; 1.7: 5.508; 1.8: 8.4594; 1.9: 45.9; 2: 1.4618; 2.1: 76.7611; 2.2: 1.8298; 2.3: 1.9043; 2.4: 3.9232; 2.5: 4.0831
| 1 | 1.75 | 1: 32.2269; 1.1: 5.9029; 1.2: 0.0079159; 1.3: 9.45; 1.4: 5.9679; 1.5: 5.9029; 1.6: 9.45; 1.7: 5.67; 1.8: 8.4594; 1.9: 47.25; 2: 1.5048; 2.1: 76.8242; 2.2: 1.9374; 2.3: 1.9587; 2.4: 3.9655; 2.5: 4.0092
| 1 | 1.8 | 1: 32.1216; 1.1: 6.0517; 1.2: 0.0081155; 1.3: 9.72; 1.4: 5.9484; 1.5: 6.0517; 1.6: 9.72; 1.7: 5.832; 1.8: 8.4594; 1.9: 48.6; 2: 1.5478; 2.1: 76.8871; 2.2: 2.048; 2.3: 2.013; 2.4: 4.0037; 2.5: 3.9354
| 1 | 1.85 | 1: 32.0165; 1.1: 6.1995; 1.2: 0.0083136; 1.3: 9.99; 1.4: 5.929; 1.5: 6.1995; 1.6: 9.99; 1.7: 5.994; 1.8: 8.4594; 1.9: 49.95; 2: 1.5908; 2.1: 76.9499; 2.2: 2.1616; 2.3: 2.0673; 2.4: 4.0379; 2.5: 3.8617
| 1 | 1.9 | 1: 31.9116; 1.1: 6.3461; 1.2: 0.0085103; 1.3: 10.26; 1.4: 5.9096; 1.5: 6.3461; 1.6: 10.26; 1.7: 6.156; 1.8: 8.4594; 1.9: 51.3; 2: 1.6338; 2.1: 77.0124; 2.2: 2.2782; 2.3: 2.1214; 2.4: 4.068; 2.5: 3.7881
| 1 | 1.95 | 1: 31.8068; 1.1: 6.4918; 1.2: 0.0087056; 1.3: 10.53; 1.4: 5.8902; 1.5: 6.4918; 1.6: 10.53; 1.7: 6.318; 1.8: 8.4594; 1.9: 52.65; 2: 1.6768; 2.1: 77.0748; 2.2: 2.3977; 2.3: 2.1755; 2.4: 4.0941; 2.5: 3.7147
| 1 | 2 | 1: 31.7022; 1.1: 6.6363; 1.2: 0.0088995; 1.3: 10.8; 1.4: 5.8708; 1.5: 6.6363; 1.6: 10.8; 1.7: 6.48; 1.8: 8.4594; 1.9: 54; 2: 1.7197; 2.1: 77.137; 2.2: 2.5202; 2.3: 2.2295; 2.4: 4.1161; 2.5: 3.6413
| 1 | 2.05 | 1: 31.5978; 1.1: 6.7798; 1.2: 0.0090919; 1.3: 11.07; 1.4: 5.8515; 1.5: 6.7798; 1.6: 11.07; 1.7: 6.642; 1.8: 8.4594; 1.9: 55.35; 2: 1.7627; 2.1: 77.199; 2.2: 2.6456; 2.3: 2.2834; 2.4: 4.1342; 2.5: 3.5681
| 1 | 2.1 | 1: 31.4936; 1.1: 6.9223; 1.2: 0.0092829; 1.3: 11.34; 1.4: 5.8321; 1.5: 6.9223; 1.6: 11.34; 1.7: 6.804; 1.8: 8.4594; 1.9: 56.7; 2: 1.8057; 2.1: 77.2609; 2.2: 2.7741; 2.3: 2.3372; 2.4: 4.1482; 2.5: 3.495
| 1 | 2.15 | 1: 31.3895; 1.1: 7.0637; 1.2: 0.0094726; 1.3: 11.61; 1.4: 5.8129; 1.5: 7.0637; 1.6: 11.61; 1.7: 6.966; 1.8: 8.4594; 1.9: 58.05; 2: 1.8487; 2.1: 77.3225; 2.2: 2.9054; 2.3: 2.3909; 2.4: 4.1583; 2.5: 3.4219
| 1 | 2.2 | 1: 31.2856; 1.1: 7.204; 1.2: 0.0096608; 1.3: 11.88; 1.4: 5.7936; 1.5: 7.204; 1.6: 11.88; 1.7: 7.128; 1.8: 8.4594; 1.9: 59.4; 2: 1.8917; 2.1: 77.384; 2.2: 3.0397; 2.3: 2.4446; 2.4: 4.1643; 2.5: 3.349
| 1 | 2.25 | 1: 31.1819; 1.1: 7.3433; 1.2: 0.0098476; 1.3: 12.15; 1.4: 5.7744; 1.5: 7.3433; 1.6: 12.15; 1.7: 7.29; 1.8: 8.4594; 1.9: 60.75; 2: 1.9347; 2.1: 77.4453; 2.2: 3.1769; 2.3: 2.4982; 2.4: 4.1664; 2.5: 3.2763
| 1 | 2.3 | 1: 31.0784; 1.1: 7.4816; 1.2: 0.010033; 1.3: 12.42; 1.4: 5.7553; 1.5: 7.4816; 1.6: 12.42; 1.7: 7.452; 1.8: 8.4594; 1.9: 62.1; 2: 1.9777; 2.1: 77.5064; 2.2: 3.3171; 2.3: 2.5517; 2.4: 4.1645; 2.5: 3.2036
| 1 | 2.35 | 1: 30.975; 1.1: 7.6188; 1.2: 0.010217; 1.3: 12.69; 1.4: 5.7361; 1.5: 7.6188; 1.6: 12.69; 1.7: 7.614; 1.8: 8.4594; 1.9: 63.45; 2: 2.0207; 2.1: 77.5673; 2.2: 3.4601; 2.3: 2.6051; 2.4: 4.1587; 2.5: 3.131
| 1 | 2.4 | 1: 30.8718; 1.1: 7.755; 1.2: 0.0104; 1.3: 12.96; 1.4: 5.717; 1.5: 7.755; 1.6: 12.96; 1.7: 7.776; 1.8: 8.4594; 1.9: 64.8; 2: 2.0637; 2.1: 77.6281; 2.2: 3.6061; 2.3: 2.6584; 2.4: 4.1489; 2.5: 3.0586
| 1 | 2.45 | 1: 30.7688; 1.1: 7.8901; 1.2: 0.010581; 1.3: 13.23; 1.4: 5.6979; 1.5: 7.8901; 1.6: 13.23; 1.7: 7.938; 1.8: 8.4594; 1.9: 66.15; 2: 2.1067; 2.1: 77.6886; 2.2: 3.755; 2.3: 2.7117; 2.4: 4.1351; 2.5: 2.9862
| 1 | 2.5 | 1: 30.6659; 1.1: 8.0242; 1.2: 0.010761; 1.3: 13.5; 1.4: 5.6789; 1.5: 8.0242; 1.6: 13.5; 1.7: 8.1; 1.8: 8.4594; 1.9: 67.5; 2: 2.1497; 2.1: 77.749; 2.2: 3.9068; 2.3: 2.7649; 2.4: 4.1174; 2.5: 2.914
| 1 | 2.55 | 1: 30.5632; 1.1: 8.1573; 1.2: 0.010939; 1.3: 13.77; 1.4: 5.6599; 1.5: 8.1573; 1.6: 13.77; 1.7: 8.262; 1.8: 8.4594; 1.9: 68.85; 2: 2.1927; 2.1: 77.8093; 2.2: 4.0615; 2.3: 2.818; 2.4: 4.0958; 2.5: 2.8418
| 1 | 2.6 | 1: 30.4607; 1.1: 8.2894; 1.2: 0.011116; 1.3: 14.04; 1.4: 5.6409; 1.5: 8.2894; 1.6: 14.04; 1.7: 8.424; 1.8: 8.4594; 1.9: 70.2; 2: 2.2357; 2.1: 77.8693; 2.2: 4.2191; 2.3: 2.8711; 2.4: 4.0703; 2.5: 2.7698
| 1 | 2.65 | 1: 30.3584; 1.1: 8.4204; 1.2: 0.011292; 1.3: 14.31; 1.4: 5.6219; 1.5: 8.4204; 1.6: 14.31; 1.7: 8.586; 1.8: 8.4594; 1.9: 71.55; 2: 2.2787; 2.1: 77.9292; 2.2: 4.3795; 2.3: 2.924; 2.4: 4.0409; 2.5: 2.6979
| 1 | 2.7 | 1: 30.2562; 1.1: 8.5504; 1.2: 0.011466; 1.3: 14.58; 1.4: 5.603; 1.5: 8.5504; 1.6: 14.58; 1.7: 8.748; 1.8: 8.4594; 1.9: 72.9; 2: 2.3217; 2.1: 77.9889; 2.2: 4.5429; 2.3: 2.9769; 2.4: 4.0075; 2.5: 2.6261
| 1 | 2.75 | 1: 30.1542; 1.1: 8.6794; 1.2: 0.011639; 1.3: 14.85; 1.4: 5.5841; 1.5: 8.6794; 1.6: 14.85; 1.7: 8.91; 1.8: 8.4594; 1.9: 74.25; 2: 2.3646; 2.1: 78.0484; 2.2: 4.7091; 2.3: 3.0297; 2.4: 3.9703; 2.5: 2.5544
| 1 | 2.8 | 1: 30.0524; 1.1: 8.8073; 1.2: 0.011811; 1.3: 15.12; 1.4: 5.5653; 1.5: 8.8073; 1.6: 15.12; 1.7: 9.072; 1.8: 8.4594; 1.9: 75.6; 2: 2.4076; 2.1: 78.1077; 2.2: 4.8782; 2.3: 3.0825; 2.4: 3.9292; 2.5: 2.4828
| 1 | 2.85 | 1: 29.9507; 1.1: 8.9343; 1.2: 0.011981; 1.3: 15.39; 1.4: 5.5464; 1.5: 8.9343; 1.6: 15.39; 1.7: 9.234; 1.8: 8.4594; 1.9: 76.95; 2: 2.4506; 2.1: 78.1669; 2.2: 5.0501; 2.3: 3.1351; 2.4: 3.8842; 2.5: 2.4113
| 1 | 2.9 | 1: 29.8492; 1.1: 9.0602; 1.2: 0.01215; 1.3: 15.66; 1.4: 5.5276; 1.5: 9.0602; 1.6: 15.66; 1.7: 9.396; 1.8: 8.4594; 1.9: 78.3; 2: 2.4936; 2.1: 78.2259; 2.2: 5.2249; 2.3: 3.1877; 2.4: 3.8353; 2.5: 2.3399
| 1 | 2.95 | 1: 29.7479; 1.1: 9.1852; 1.2: 0.012318; 1.3: 15.93; 1.4: 5.5089; 1.5: 9.1852; 1.6: 15.93; 1.7: 9.558; 1.8: 8.4594; 1.9: 79.65; 2: 2.5366; 2.1: 78.2847; 2.2: 5.4026; 2.3: 3.2403; 2.4: 3.7826; 2.5: 2.2686
| 1 | 3 | 1: 29.6468; 1.1: 9.3091; 1.2: 0.012484; 1.3: 16.2; 1.4: 5.4901; 1.5: 9.3091; 1.6: 16.2; 1.7: 9.72; 1.8: 8.4594; 1.9: 81; 2: 2.5796; 2.1: 78.3433; 2.2: 5.5831; 2.3: 3.2927; 2.4: 3.726; 2.5: 2.1974
| 1 | 3.05 | 1: 29.5458; 1.1: 9.432; 1.2: 0.012649; 1.3: 16.47; 1.4: 5.4714; 1.5: 9.432; 1.6: 16.47; 1.7: 9.882; 1.8: 8.4594; 1.9: 82.35; 2: 2.6226; 2.1: 78.4018; 2.2: 5.7665; 2.3: 3.3451; 2.4: 3.6655; 2.5: 2.1264
| 1 | 3.1 | 1: 29.445; 1.1: 9.5539; 1.2: 0.012812; 1.3: 16.74; 1.4: 5.4528; 1.5: 9.5539; 1.6: 16.74; 1.7: 10.044; 1.8: 8.4594; 1.9: 83.7; 2: 2.6656; 2.1: 78.4601; 2.2: 5.9527; 2.3: 3.3974; 2.4: 3.6013; 2.5: 2.0554
| 1 | 3.15 | 1: 29.3444; 1.1: 9.6749; 1.2: 0.012974; 1.3: 17.01; 1.4: 5.4341; 1.5: 9.6749; 1.6: 17.01; 1.7: 10.206; 1.8: 8.4594; 1.9: 85.05; 2: 2.7086; 2.1: 78.5182; 2.2: 6.1417; 2.3: 3.4496; 2.4: 3.5332; 2.5: 1.9845
| 1 | 3.2 | 1: 29.244; 1.1: 9.7948; 1.2: 0.013135; 1.3: 17.28; 1.4: 5.4155; 1.5: 9.7948; 1.6: 17.28; 1.7: 10.368; 1.8: 8.4594; 1.9: 86.4; 2: 2.7516; 2.1: 78.5762; 2.2: 6.3335; 2.3: 3.5018; 2.4: 3.4613; 2.5: 1.9137
| 1 | 3.25 | 1: 29.1437; 1.1: 9.9137; 1.2: 0.013295; 1.3: 17.55; 1.4: 5.397; 1.5: 9.9137; 1.6: 17.55; 1.7: 10.53; 1.8: 8.4594; 1.9: 87.75; 2: 2.7946; 2.1: 78.634; 2.2: 6.5282; 2.3: 3.5539; 2.4: 3.3855; 2.5: 1.8431
| 1 | 3.3 | 1: 29.0436; 1.1: 10.0317; 1.2: 0.013453; 1.3: 17.82; 1.4: 5.3784; 1.5: 10.0317; 1.6: 17.82; 1.7: 10.692; 1.8: 8.4594; 1.9: 89.1; 2: 2.8376; 2.1: 78.6916; 2.2: 6.7257; 2.3: 3.606; 2.4: 3.306; 2.5: 1.7725
| 1 | 3.35 | 1: 28.9437; 1.1: 10.1486; 1.2: 0.01361; 1.3: 18.09; 1.4: 5.3599; 1.5: 10.1486; 1.6: 18.09; 1.7: 10.854; 1.8: 8.4594; 1.9: 90.45; 2: 2.8806; 2.1: 78.749; 2.2: 6.926; 2.3: 3.6579; 2.4: 3.2226; 2.5: 1.702
| 1 | 3.4 | 1: 28.8439; 1.1: 10.2646; 1.2: 0.013765; 1.3: 18.36; 1.4: 5.3415; 1.5: 10.2646; 1.6: 18.36; 1.7: 11.016; 1.8: 8.4594; 1.9: 91.8; 2: 2.9236; 2.1: 78.8063; 2.2: 7.1291; 2.3: 3.7098; 2.4: 3.1355; 2.5: 1.6316
| 1 | 3.45 | 1: 28.7443; 1.1: 10.3796; 1.2: 0.013919; 1.3: 18.63; 1.4: 5.323; 1.5: 10.3796; 1.6: 18.63; 1.7: 11.178; 1.8: 8.4594; 1.9: 93.15; 2: 2.9666; 2.1: 78.8634; 2.2: 7.335; 2.3: 3.7616; 2.4: 3.0446; 2.5: 1.5614
| 1 | 3.5 | 1: 28.6449; 1.1: 10.4936; 1.2: 0.014072; 1.3: 18.9; 1.4: 5.3046; 1.5: 10.4936; 1.6: 18.9; 1.7: 11.34; 1.8: 8.4594; 1.9: 94.5; 2: 3.0096; 2.1: 78.9203; 2.2: 7.5437; 2.3: 3.8134; 2.4: 2.9499; 2.5: 1.4912
| 1 | 3.55 | 1: 28.5457; 1.1: 10.6066; 1.2: 0.014224; 1.3: 19.17; 1.4: 5.2862; 1.5: 10.6066; 1.6: 19.17; 1.7: 11.502; 1.8: 8.4594; 1.9: 95.85; 2: 3.0525; 2.1: 78.977; 2.2: 7.7552; 2.3: 3.8651; 2.4: 2.8514; 2.5: 1.4211
| 1 | 3.6 | 1: 28.4466; 1.1: 10.7187; 1.2: 0.014374; 1.3: 19.44; 1.4: 5.2679; 1.5: 10.7187; 1.6: 19.44; 1.7: 11.664; 1.8: 8.4594; 1.9: 97.2; 2: 3.0955; 2.1: 79.0336; 2.2: 7.9695; 2.3: 3.9167; 2.4: 2.7492; 2.5: 1.3511
| 1 | 3.65 | 1: 28.3477; 1.1: 10.8298; 1.2: 0.014523; 1.3: 19.71; 1.4: 5.2496; 1.5: 10.8298; 1.6: 19.71; 1.7: 11.826; 1.8: 8.4594; 1.9: 98.55; 2: 3.1385; 2.1: 79.09; 2.2: 8.1865; 2.3: 3.9683; 2.4: 2.6432; 2.5: 1.2813
| 1 | 3.7 | 1: 28.249; 1.1: 10.9399; 1.2: 0.014671; 1.3: 19.98; 1.4: 5.2313; 1.5: 10.9399; 1.6: 19.98; 1.7: 11.988; 1.8: 8.4594; 1.9: 99.9; 2: 3.1815; 2.1: 79.1463; 2.2: 8.4064; 2.3: 4.0198; 2.4: 2.5335; 2.5: 1.2115
| 1 | 3.75 | 1: 28.1504; 1.1: 11.049; 1.2: 0.014817; 1.3: 20.25; 1.4: 5.213; 1.5: 11.049; 1.6: 20.25; 1.7: 12.15; 1.8: 8.4594; 1.9: 101.25; 2: 3.2245; 2.1: 79.2024; 2.2: 8.629; 2.3: 4.0712; 2.4: 2.42; 2.5: 1.1418
| 1 | 3.8 | 1: 28.0521; 1.1: 11.1572; 1.2: 0.014962; 1.3: 20.52; 1.4: 5.1948; 1.5: 11.1572; 1.6: 20.52; 1.7: 12.312; 1.8: 8.4594; 1.9: 102.6; 2: 3.2675; 2.1: 79.2583; 2.2: 8.8544; 2.3: 4.1226; 2.4: 2.3028; 2.5: 1.0722
| 1 | 3.85 | 1: 27.9538; 1.1: 11.2645; 1.2: 0.015106; 1.3: 20.79; 1.4: 5.1766; 1.5: 11.2645; 1.6: 20.79; 1.7: 12.474; 1.8: 8.4594; 1.9: 103.95; 2: 3.3105; 2.1: 79.314; 2.2: 9.0826; 2.3: 4.1739; 2.4: 2.1819; 2.5: 1.0027
| 1 | 3.9 | 1: 27.8558; 1.1: 11.3707; 1.2: 0.015248; 1.3: 21.06; 1.4: 5.1585; 1.5: 11.3707; 1.6: 21.06; 1.7: 12.636; 1.8: 8.4594; 1.9: 105.3; 2: 3.3535; 2.1: 79.3696; 2.2: 9.3135; 2.3: 4.2252; 2.4: 2.0573; 2.5: 0.93331
| 1 | 3.95 | 1: 27.758; 1.1: 11.4761; 1.2: 0.01539; 1.3: 21.33; 1.4: 5.1404; 1.5: 11.4761; 1.6: 21.33; 1.7: 12.798; 1.8: 8.4594; 1.9: 106.65; 2: 3.3965; 2.1: 79.425; 2.2: 9.5471; 2.3: 4.2764; 2.4: 1.9289; 2.5: 0.864
| 1 | 4 | 1: 27.6603; 1.1: 11.5804; 1.2: 0.01553; 1.3: 21.6; 1.4: 5.1223; 1.5: 11.5804; 1.6: 21.6; 1.7: 12.96; 1.8: 8.4594; 1.9: 108; 2: 3.4395; 2.1: 79.4802; 2.2: 9.7836; 2.3: 4.3275; 2.4: 1.7969; 2.5: 0.79479
| 1 | 4.05 | 1: 27.5627; 1.1: 11.6838; 1.2: 0.015668; 1.3: 21.87; 1.4: 5.1042; 1.5: 11.6838; 1.6: 21.87; 1.7: 13.122; 1.8: 8.4594; 1.9: 109.35; 2: 3.4825; 2.1: 79.5353; 2.2: 10.0227; 2.3: 4.3785; 2.4: 1.6611; 2.5: 0.72567
| 1 | 4.1 | 1: 27.4654; 1.1: 11.7863; 1.2: 0.015806; 1.3: 22.14; 1.4: 5.0862; 1.5: 11.7863; 1.6: 22.14; 1.7: 13.284; 1.8: 8.4594; 1.9: 110.7; 2: 3.5255; 2.1: 79.5902; 2.2: 10.2647; 2.3: 4.4295; 2.4: 1.5217; 2.5: 0.65665
| 1 | 4.15 | 1: 27.3682; 1.1: 11.8878; 1.2: 0.015942; 1.3: 22.41; 1.4: 5.0682; 1.5: 11.8878; 1.6: 22.41; 1.7: 13.446; 1.8: 8.4594; 1.9: 112.05; 2: 3.5685; 2.1: 79.645; 2.2: 10.5093; 2.3: 4.4805; 2.4: 1.3785; 2.5: 0.58772
| 1 | 4.2 | 1: 27.2712; 1.1: 11.9884; 1.2: 0.016077; 1.3: 22.68; 1.4: 5.0502; 1.5: 11.9884; 1.6: 22.68; 1.7: 13.608; 1.8: 8.4594; 1.9: 113.4; 2: 3.6115; 2.1: 79.6995; 2.2: 10.7567; 2.3: 4.5313; 2.4: 1.2317; 2.5: 0.51888
| 1 | 4.25 | 1: 27.1744; 1.1: 12.0881; 1.2: 0.01621; 1.3: 22.95; 1.4: 5.0323; 1.5: 12.0881; 1.6: 22.95; 1.7: 13.77; 1.8: 8.4594; 1.9: 114.75; 2: 3.6545; 2.1: 79.754; 2.2: 11.0068; 2.3: 4.5822; 2.4: 1.0813; 2.5: 0.45013
| 1 | 4.3 | 1: 27.0778; 1.1: 12.1868; 1.2: 0.016343; 1.3: 23.22; 1.4: 5.0144; 1.5: 12.1868; 1.6: 23.22; 1.7: 13.932; 1.8: 8.4594; 1.9: 116.1; 2: 3.6975; 2.1: 79.8082; 2.2: 11.2597; 2.3: 4.6329; 2.4: 0.92713; 2.5: 0.38148
| 1 | 4.35 | 1: 26.9813; 1.1: 12.2846; 1.2: 0.016474; 1.3: 23.49; 1.4: 4.9965; 1.5: 12.2846; 1.6: 23.49; 1.7: 14.094; 1.8: 8.4594; 1.9: 117.45; 2: 3.7404; 2.1: 79.8623; 2.2: 11.5152; 2.3: 4.6836; 2.4: 0.76933; 2.5: 0.31291
| 1 | 4.4 | 1: 26.885; 1.1: 12.3814; 1.2: 0.016604; 1.3: 23.76; 1.4: 4.9787; 1.5: 12.3814; 1.6: 23.76; 1.7: 14.256; 1.8: 8.4594; 1.9: 118.8; 2: 3.7834; 2.1: 79.9162; 2.2: 11.7735; 2.3: 4.7343; 2.4: 0.60789; 2.5: 0.24444
| 1 | 4.45 | 1: 26.7888; 1.1: 12.4773; 1.2: 0.016732; 1.3: 24.03; 1.4: 4.9609; 1.5: 12.4773; 1.6: 24.03; 1.7: 14.418; 1.8: 8.4594; 1.9: 120.15; 2: 3.8264; 2.1: 79.97; 2.2: 12.0345; 2.3: 4.7848; 2.4: 0.44281; 2.5: 0.17606
| 1 | 4.5 | 1: 26.6929; 1.1: 12.5723; 1.2: 0.01686; 1.3: 24.3; 1.4: 4.9431; 1.5: 12.5723; 1.6: 24.3; 1.7: 14.58; 1.8: 8.4594; 1.9: 121.5; 2: 3.8694; 2.1: 80.0236; 2.2: 12.2983; 2.3: 4.8354; 2.4: 0.27409; 2.5: 0.10776
| 2 | 4.55 | 1: 26.5971; 1.1: 12.6664; 1.2: 0.016986; 1.3: 24.57; 1.4: 4.9254; 1.5: 12.6664; 1.6: 24.57; 1.7: 14.742; 1.8: 8.4594; 1.9: 122.85; 2: 3.9124; 2.1: 80.077; 2.2: 12.5647; 2.3: 4.8858; 2.4: 0.10174; 2.5: 0.039561
| 2 | 4.6 | 1: 26.5014; 1.1: 12.7596; 1.2: 0.017111; 1.3: 24.84; 1.4: 4.9077; 1.5: 12.7596; 1.6: 24.84; 1.7: 14.904; 1.8: 8.4594; 1.9: 124.2; 2: 3.9554; 2.1: 80.1303; 2.2: 12.8338; 2.3: 4.9362; 2.4: -0.074237; 2.5: -0.028553
| 2 | 4.65 | 1: 26.406; 1.1: 12.8518; 1.2: 0.017235; 1.3: 25.11; 1.4: 4.89; 1.5: 12.8518; 1.6: 25.11; 1.7: 15.066; 1.8: 8.4594; 1.9: 125.55; 2: 3.9984; 2.1: 80.1834; 2.2: 13.1056; 2.3: 4.9866; 2.4: -0.25383; 2.5: -0.096578
| 2 | 4.7 | 1: 26.3107; 1.1: 12.9431; 1.2: 0.017357; 1.3: 25.38; 1.4: 4.8724; 1.5: 12.9431; 1.6: 25.38; 1.7: 15.228; 1.8: 8.4594; 1.9: 126.9; 2: 4.0414; 2.1: 80.2363; 2.2: 13.3801; 2.3: 5.0369; 2.4: -0.43702; 2.5: -0.16452
| 2 | 4.75 | 1: 26.2156; 1.1: 13.0335; 1.2: 0.017478; 1.3: 25.65; 1.4: 4.8547; 1.5: 13.0335; 1.6: 25.65; 1.7: 15.39; 1.8: 8.4594; 1.9: 128.25; 2: 4.0844; 2.1: 80.2891; 2.2: 13.6574; 2.3: 5.0871; 2.4: -0.62383; 2.5: -0.23236
| 2 | 4.8 | 1: 26.1207; 1.1: 13.123; 1.2: 0.017598; 1.3: 25.92; 1.4: 4.8372; 1.5: 13.123; 1.6: 25.92; 1.7: 15.552; 1.8: 8.4594; 1.9: 129.6; 2: 4.1274; 2.1: 80.3418; 2.2: 13.9373; 2.3: 5.1373; 2.4: -0.81423; 2.5: -0.30012
| 2 | 4.85 | 1: 26.0259; 1.1: 13.2116; 1.2: 0.017717; 1.3: 26.19; 1.4: 4.8196; 1.5: 13.2116; 1.6: 26.19; 1.7: 15.714; 1.8: 8.4594; 1.9: 130.95; 2: 4.1704; 2.1: 80.3942; 2.2: 14.2198; 2.3: 5.1874; 2.4: -1.0082; 2.5: -0.3678
| 2 | 4.9 | 1: 25.9313; 1.1: 13.2993; 1.2: 0.017835; 1.3: 26.46; 1.4: 4.8021; 1.5: 13.2993; 1.6: 26.46; 1.7: 15.876; 1.8: 8.4594; 1.9: 132.3; 2: 4.2134; 2.1: 80.4465; 2.2: 14.5051; 2.3: 5.2375; 2.4: -1.2058; 2.5: -0.43538
| 2 | 4.95 | 1: 25.8369; 1.1: 13.3861; 1.2: 0.017951; 1.3: 26.73; 1.4: 4.7846; 1.5: 13.3861; 1.6: 26.73; 1.7: 16.038; 1.8: 8.4594; 1.9: 133.65; 2: 4.2564; 2.1: 80.4987; 2.2: 14.7931; 2.3: 5.2875; 2.4: -1.4069; 2.5: -0.50289
| 2 | 5 | 1: 25.7427; 1.1: 13.472; 1.2: 0.018066; 1.3: 27; 1.4: 4.7672; 1.5: 13.472; 1.6: 27; 1.7: 16.2; 1.8: 8.4594; 1.9: 135; 2: 4.2994; 2.1: 80.5507; 2.2: 15.0837; 2.3: 5.3375; 2.4: -1.6117; 2.5: -0.5703
| 2 | 5.05 | 1: 25.6486; 1.1: 13.557; 1.2: 0.01818; 1.3: 27.27; 1.4: 4.7497; 1.5: 13.557; 1.6: 27.27; 1.7: 16.362; 1.8: 8.4594; 1.9: 136.35; 2: 4.3424; 2.1: 80.6025; 2.2: 15.377; 2.3: 5.3874; 2.4: -1.82; 2.5: -0.63763
| 2 | 5.1 | 1: 25.5547; 1.1: 13.6411; 1.2: 0.018293; 1.3: 27.54; 1.4: 4.7324; 1.5: 13.6411; 1.6: 27.54; 1.7: 16.524; 1.8: 8.4594; 1.9: 137.7; 2: 4.3854; 2.1: 80.6542; 2.2: 15.6729; 2.3: 5.4372; 2.4: -2.0318; 2.5: -0.70487
| 2 | 5.15 | 1: 25.461; 1.1: 13.7243; 1.2: 0.018405; 1.3: 27.81; 1.4: 4.715; 1.5: 13.7243; 1.6: 27.81; 1.7: 16.686; 1.8: 8.4594; 1.9: 139.05; 2: 4.4283; 2.1: 80.7057; 2.2: 15.9715; 2.3: 5.487; 2.4: -2.2472; 2.5: -0.77203
| 2 | 5.2 | 1: 25.3675; 1.1: 13.8067; 1.2: 0.018515; 1.3: 28.08; 1.4: 4.6977; 1.5: 13.8067; 1.6: 28.08; 1.7: 16.848; 1.8: 8.4594; 1.9: 140.4; 2: 4.4713; 2.1: 80.757; 2.2: 16.2728; 2.3: 5.5368; 2.4: -2.4662; 2.5: -0.8391
| 2 | 5.25 | 1: 25.2741; 1.1: 13.8881; 1.2: 0.018624; 1.3: 28.35; 1.4: 4.6804; 1.5: 13.8881; 1.6: 28.35; 1.7: 17.01; 1.8: 8.4594; 1.9: 141.75; 2: 4.5143; 2.1: 80.8082; 2.2: 16.5767; 2.3: 5.5865; 2.4: -2.6886; 2.5: -0.90609
| 2 | 5.3 | 1: 25.1809; 1.1: 13.9687; 1.2: 0.018732; 1.3: 28.62; 1.4: 4.6631; 1.5: 13.9687; 1.6: 28.62; 1.7: 17.172; 1.8: 8.4594; 1.9: 143.1; 2: 4.5573; 2.1: 80.8593; 2.2: 16.8833; 2.3: 5.6361; 2.4: -2.9147; 2.5: -0.973
| 2 | 5.35 | 1: 25.0878; 1.1: 14.0483; 1.2: 0.018839; 1.3: 28.89; 1.4: 4.6459; 1.5: 14.0483; 1.6: 28.89; 1.7: 17.334; 1.8: 8.4594; 1.9: 144.45; 2: 4.6003; 2.1: 80.9102; 2.2: 17.1926; 2.3: 5.6857; 2.4: -3.1442; 2.5: -1.0398
| 2 | 5.4 | 1: 24.995; 1.1: 14.1272; 1.2: 0.018945; 1.3: 29.16; 1.4: 4.6287; 1.5: 14.1272; 1.6: 29.16; 1.7: 17.496; 1.8: 8.4594; 1.9: 145.8; 2: 4.6433; 2.1: 80.9609; 2.2: 17.5045; 2.3: 5.7353; 2.4: -3.3773; 2.5: -1.1066
| 2 | 5.45 | 1: 24.9023; 1.1: 14.2051; 1.2: 0.019049; 1.3: 29.43; 1.4: 4.6115; 1.5: 14.2051; 1.6: 29.43; 1.7: 17.658; 1.8: 8.4594; 1.9: 147.15; 2: 4.6863; 2.1: 81.0115; 2.2: 17.819; 2.3: 5.7847; 2.4: -3.6139; 2.5: -1.1732
| 2 | 5.5 | 1: 24.8098; 1.1: 14.2822; 1.2: 0.019153; 1.3: 29.7; 1.4: 4.5944; 1.5: 14.2822; 1.6: 29.7; 1.7: 17.82; 1.8: 8.4594; 1.9: 148.5; 2: 4.7293; 2.1: 81.0619; 2.2: 18.1361; 2.3: 5.8342; 2.4: -3.854; 2.5: -1.2398
| 2 | 5.55 | 1: 24.7174; 1.1: 14.3583; 1.2: 0.019255; 1.3: 29.97; 1.4: 4.5773; 1.5: 14.3583; 1.6: 29.97; 1.7: 17.982; 1.8: 8.4594; 1.9: 149.85; 2: 4.7723; 2.1: 81.1121; 2.2: 18.456; 2.3: 5.8836; 2.4: -4.0976; 2.5: -1.3063
| 2 | 5.6 | 1: 24.6252; 1.1: 14.4337; 1.2: 0.019356; 1.3: 30.24; 1.4: 4.5602; 1.5: 14.4337; 1.6: 30.24; 1.7: 18.144; 1.8: 8.4594; 1.9: 151.2; 2: 4.8153; 2.1: 81.1622; 2.2: 18.7784; 2.3: 5.9329; 2.4: -4.3447; 2.5: -1.3727
| 2 | 5.65 | 1: 24.5332; 1.1: 14.5081; 1.2: 0.019456; 1.3: 30.51; 1.4: 4.5432; 1.5: 14.5081; 1.6: 30.51; 1.7: 18.306; 1.8: 8.4594; 1.9: 152.55; 2: 4.8583; 2.1: 81.2122; 2.2: 19.1035; 2.3: 5.9822; 2.4: -4.5953; 2.5: -1.439
| 2 | 5.7 | 1: 24.4414; 1.1: 14.5817; 1.2: 0.019554; 1.3: 30.78; 1.4: 4.5262; 1.5: 14.5817; 1.6: 30.78; 1.7: 18.468; 1.8: 8.4594; 1.9: 153.9; 2: 4.9013; 2.1: 81.262; 2.2: 19.4312; 2.3: 6.0314; 2.4: -4.8494; 2.5: -1.5053
| 2 | 5.75 | 1: 24.3498; 1.1: 14.6545; 1.2: 0.019652; 1.3: 31.05; 1.4: 4.5092; 1.5: 14.6545; 1.6: 31.05; 1.7: 18.63; 1.8: 8.4594; 1.9: 155.25; 2: 4.9443; 2.1: 81.3116; 2.2: 19.7615; 2.3: 6.0806; 2.4: -5.107; 2.5: -1.5714
| 2 | 5.8 | 1: 24.2583; 1.1: 14.7264; 1.2: 0.019748; 1.3: 31.32; 1.4: 4.4923; 1.5: 14.7264; 1.6: 31.32; 1.7: 18.792; 1.8: 8.4594; 1.9: 156.6; 2: 4.9873; 2.1: 81.3611; 2.2: 20.0944; 2.3: 6.1298; 2.4: -5.368; 2.5: -1.6375
| 2 | 5.85 | 1: 24.167; 1.1: 14.7974; 1.2: 0.019844; 1.3: 31.59; 1.4: 4.4754; 1.5: 14.7974; 1.6: 31.59; 1.7: 18.954; 1.8: 8.4594; 1.9: 157.95; 2: 5.0303; 2.1: 81.4104; 2.2: 20.43; 2.3: 6.1789; 2.4: -5.6325; 2.5: -1.7035
| 2 | 5.9 | 1: 24.0758; 1.1: 14.8676; 1.2: 0.019938; 1.3: 31.86; 1.4: 4.4585; 1.5: 14.8676; 1.6: 31.86; 1.7: 19.116; 1.8: 8.4594; 1.9: 159.3; 2: 5.0732; 2.1: 81.4596; 2.2: 20.7682; 2.3: 6.2279; 2.4: -5.9005; 2.5: -1.7694
| 2 | 5.95 | 1: 23.9849; 1.1: 14.937; 1.2: 0.020031; 1.3: 32.13; 1.4: 4.4416; 1.5: 14.937; 1.6: 32.13; 1.7: 19.278; 1.8: 8.4594; 1.9: 160.65; 2: 5.1162; 2.1: 81.5087; 2.2: 21.1089; 2.3: 6.2769; 2.4: -6.172; 2.5: -1.8353
| 2 | 6 | 1: 23.8941; 1.1: 15.0055; 1.2: 0.020123; 1.3: 32.4; 1.4: 4.4248; 1.5: 15.0055; 1.6: 32.4; 1.7: 19.44; 1.8: 8.4594; 1.9: 162; 2: 5.1592; 2.1: 81.5575; 2.2: 21.4523; 2.3: 6.3259; 2.4: -6.4469; 2.5: -1.9011
| 2 | 6.05 | 1: 23.8034; 1.1: 15.0731; 1.2: 0.020213; 1.3: 32.67; 1.4: 4.408; 1.5: 15.0731; 1.6: 32.67; 1.7: 19.602; 1.8: 8.4594; 1.9: 163.35; 2: 5.2022; 2.1: 81.6063; 2.2: 21.7983; 2.3: 6.3748; 2.4: -6.7252; 2.5: -1.9667
| 2 | 6.1 | 1: 23.713; 1.1: 15.14; 1.2: 0.020303; 1.3: 32.94; 1.4: 4.3913; 1.5: 15.14; 1.6: 32.94; 1.7: 19.764; 1.8: 8.4594; 1.9: 164.7; 2: 5.2452; 2.1: 81.6548; 2.2: 22.147; 2.3: 6.4237; 2.4: -7.007; 2.5: -2.0324
| 2 | 6.15 | 1: 23.6227; 1.1: 15.2059; 1.2: 0.020392; 1.3: 33.21; 1.4: 4.3746; 1.5: 15.2059; 1.6: 33.21; 1.7: 19.926; 1.8: 8.4594; 1.9: 166.05; 2: 5.2882; 2.1: 81.7033; 2.2: 22.4982; 2.3: 6.4725; 2.4: -7.2922; 2.5: -2.0979
| 2 | 6.2 | 1: 23.5326; 1.1: 15.2711; 1.2: 0.020479; 1.3: 33.48; 1.4: 4.3579; 1.5: 15.2711; 1.6: 33.48; 1.7: 20.088; 1.8: 8.4594; 1.9: 167.4; 2: 5.3312; 2.1: 81.7515; 2.2: 22.852; 2.3: 6.5212; 2.4: -7.5809; 2.5: -2.1633
| 2 | 6.25 | 1: 23.4427; 1.1: 15.3354; 1.2: 0.020565; 1.3: 33.75; 1.4: 4.3412; 1.5: 15.3354; 1.6: 33.75; 1.7: 20.25; 1.8: 8.4594; 1.9: 168.75; 2: 5.3742; 2.1: 81.7997; 2.2: 23.2084; 2.3: 6.57; 2.4: -7.873; 2.5: -2.2287
| 2 | 6.3 | 1: 23.3529; 1.1: 15.3989; 1.2: 0.02065; 1.3: 34.02; 1.4: 4.3246; 1.5: 15.3989; 1.6: 34.02; 1.7: 20.412; 1.8: 8.4594; 1.9: 170.1; 2: 5.4172; 2.1: 81.8476; 2.2: 23.5674; 2.3: 6.6186; 2.4: -8.1685; 2.5: -2.294
| 2 | 6.35 | 1: 23.2633; 1.1: 15.4616; 1.2: 0.020734; 1.3: 34.29; 1.4: 4.308; 1.5: 15.4616; 1.6: 34.29; 1.7: 20.574; 1.8: 8.4594; 1.9: 171.45; 2: 5.4602; 2.1: 81.8955; 2.2: 23.929; 2.3: 6.6673; 2.4: -8.4674; 2.5: -2.3592
| 2 | 6.4 | 1: 23.1739; 1.1: 15.5234; 1.2: 0.020817; 1.3: 34.56; 1.4: 4.2915; 1.5: 15.5234; 1.6: 34.56; 1.7: 20.736; 1.8: 8.4594; 1.9: 172.8; 2: 5.5032; 2.1: 81.9431; 2.2: 24.2931; 2.3: 6.7159; 2.4: -8.7697; 2.5: -2.4244
| 2 | 6.45 | 1: 23.0847; 1.1: 15.5845; 1.2: 0.020899; 1.3: 34.83; 1.4: 4.2749; 1.5: 15.5845; 1.6: 34.83; 1.7: 20.898; 1.8: 8.4594; 1.9: 174.15; 2: 5.5462; 2.1: 81.9907; 2.2: 24.6599; 2.3: 6.7644; 2.4: -9.0754; 2.5: -2.4895
| 2 | 6.5 | 1: 22.9956; 1.1: 15.6447; 1.2: 0.02098; 1.3: 35.1; 1.4: 4.2584; 1.5: 15.6447; 1.6: 35.1; 1.7: 21.06; 1.8: 8.4594; 1.9: 175.5; 2: 5.5892; 2.1: 82.038; 2.2: 25.0292; 2.3: 6.8129; 2.4: -9.3846; 2.5: -2.5545
| 2 | 6.55 | 1: 22.9067; 1.1: 15.7041; 1.2: 0.02106; 1.3: 35.37; 1.4: 4.242; 1.5: 15.7041; 1.6: 35.37; 1.7: 21.222; 1.8: 8.4594; 1.9: 176.85; 2: 5.6322; 2.1: 82.0853; 2.2: 25.4012; 2.3: 6.8614; 2.4: -9.6971; 2.5: -2.6194
| 2 | 6.6 | 1: 22.818; 1.1: 15.7627; 1.2: 0.021138; 1.3: 35.64; 1.4: 4.2256; 1.5: 15.7627; 1.6: 35.64; 1.7: 21.384; 1.8: 8.4594; 1.9: 178.2; 2: 5.6752; 2.1: 82.1324; 2.2: 25.7757; 2.3: 6.9098; 2.4: -10.013; 2.5: -2.6842
| 2 | 6.65 | 1: 22.7294; 1.1: 15.8204; 1.2: 0.021216; 1.3: 35.91; 1.4: 4.2092; 1.5: 15.8204; 1.6: 35.91; 1.7: 21.546; 1.8: 8.4594; 1.9: 179.55; 2: 5.7182; 2.1: 82.1793; 2.2: 26.1527; 2.3: 6.9581; 2.4: -10.3323; 2.5: -2.749
| 2 | 6.7 | 1: 22.641; 1.1: 15.8774; 1.2: 0.021292; 1.3: 36.18; 1.4: 4.1928; 1.5: 15.8774; 1.6: 36.18; 1.7: 21.708; 1.8: 8.4594; 1.9: 180.9; 2: 5.7611; 2.1: 82.2261; 2.2: 26.5324; 2.3: 7.0065; 2.4: -10.655; 2.5: -2.8137
| 2 | 6.75 | 1: 22.5528; 1.1: 15.9336; 1.2: 0.021367; 1.3: 36.45; 1.4: 4.1765; 1.5: 15.9336; 1.6: 36.45; 1.7: 21.87; 1.8: 8.4594; 1.9: 182.25; 2: 5.8041; 2.1: 82.2727; 2.2: 26.9146; 2.3: 7.0548; 2.4: -10.981; 2.5: -2.8783
| 2 | 6.8 | 1: 22.4648; 1.1: 15.9889; 1.2: 0.021442; 1.3: 36.72; 1.4: 4.1601; 1.5: 15.9889; 1.6: 36.72; 1.7: 22.032; 1.8: 8.4594; 1.9: 183.6; 2: 5.8471; 2.1: 82.3192; 2.2: 27.2994; 2.3: 7.103; 2.4: -11.3104; 2.5: -2.9429
| 2 | 6.85 | 1: 22.3769; 1.1: 16.0435; 1.2: 0.021515; 1.3: 36.99; 1.4: 4.1439; 1.5: 16.0435; 1.6: 36.99; 1.7: 22.194; 1.8: 8.4594; 1.9: 184.95; 2: 5.8901; 2.1: 82.3655; 2.2: 27.6867; 2.3: 7.1512; 2.4: -11.6432; 2.5: -3.0073
| 2 | 6.9 | 1: 22.2892; 1.1: 16.0973; 1.2: 0.021587; 1.3: 37.26; 1.4: 4.1276; 1.5: 16.0973; 1.6: 37.26; 1.7: 22.356; 1.8: 8.4594; 1.9: 186.3; 2: 5.9331; 2.1: 82.4117; 2.2: 28.0767; 2.3: 7.1994; 2.4: -11.9794; 2.5: -3.0717
| 2 | 6.95 | 1: 22.2017; 1.1: 16.1503; 1.2: 0.021658; 1.3: 37.53; 1.4: 4.1114; 1.5: 16.1503; 1.6: 37.53; 1.7: 22.518; 1.8: 8.4594; 1.9: 187.65; 2: 5.9761; 2.1: 82.4578; 2.2: 28.4691; 2.3: 7.2475; 2.4: -12.3188; 2.5: -3.1361
| 2 | 7 | 1: 22.1144; 1.1: 16.2025; 1.2: 0.021728; 1.3: 37.8; 1.4: 4.0953; 1.5: 16.2025; 1.6: 37.8; 1.7: 22.68; 1.8: 8.4594; 1.9: 189; 2: 6.0191; 2.1: 82.5037; 2.2: 28.8642; 2.3: 7.2956; 2.4: -12.6617; 2.5: -3.2003
| 2 | 7.05 | 1: 22.0272; 1.1: 16.2539; 1.2: 0.021797; 1.3: 38.07; 1.4: 4.0791; 1.5: 16.2539; 1.6: 38.07; 1.7: 22.842; 1.8: 8.4594; 1.9: 190.35; 2: 6.0621; 2.1: 82.5495; 2.2: 29.2617; 2.3: 7.3436; 2.4: -13.0079; 2.5: -3.2645
| 2 | 7.1 | 1: 21.9402; 1.1: 16.3045; 1.2: 0.021865; 1.3: 38.34; 1.4: 4.063; 1.5: 16.3045; 1.6: 38.34; 1.7: 23.004; 1.8: 8.4594; 1.9: 191.7; 2: 6.1051; 2.1: 82.5951; 2.2: 29.6619; 2.3: 7.3916; 2.4: -13.3574; 2.5: -3.3286
| 2 | 7.15 | 1: 21.8534; 1.1: 16.3543; 1.2: 0.021932; 1.3: 38.61; 1.4: 4.0469; 1.5: 16.3543; 1.6: 38.61; 1.7: 23.166; 1.8: 8.4594; 1.9: 193.05; 2: 6.1481; 2.1: 82.6406; 2.2: 30.0646; 2.3: 7.4396; 2.4: -13.7102; 2.5: -3.3926
| 2 | 7.2 | 1: 21.7667; 1.1: 16.4034; 1.2: 0.021997; 1.3: 38.88; 1.4: 4.0309; 1.5: 16.4034; 1.6: 38.88; 1.7: 23.328; 1.8: 8.4594; 1.9: 194.4; 2: 6.1911; 2.1: 82.6859; 2.2: 30.4698; 2.3: 7.4875; 2.4: -14.0664; 2.5: -3.4566
| 2 | 7.25 | 1: 21.6802; 1.1: 16.4517; 1.2: 0.022062; 1.3: 39.15; 1.4: 4.0149; 1.5: 16.4517; 1.6: 39.15; 1.7: 23.49; 1.8: 8.4594; 1.9: 195.75; 2: 6.2341; 2.1: 82.7311; 2.2: 30.8776; 2.3: 7.5353; 2.4: -14.4259; 2.5: -3.5205
| 2 | 7.3 | 1: 21.5939; 1.1: 16.4992; 1.2: 0.022126; 1.3: 39.42; 1.4: 3.9989; 1.5: 16.4992; 1.6: 39.42; 1.7: 23.652; 1.8: 8.4594; 1.9: 197.1; 2: 6.2771; 2.1: 82.7761; 2.2: 31.2879; 2.3: 7.5832; 2.4: -14.7887; 2.5: -3.5843
| 2 | 7.35 | 1: 21.5078; 1.1: 16.5459; 1.2: 0.022188; 1.3: 39.69; 1.4: 3.9829; 1.5: 16.5459; 1.6: 39.69; 1.7: 23.814; 1.8: 8.4594; 1.9: 198.45; 2: 6.3201; 2.1: 82.821; 2.2: 31.7008; 2.3: 7.631; 2.4: -15.1549; 2.5: -3.6481
| 2 | 7.4 | 1: 21.4218; 1.1: 16.5919; 1.2: 0.02225; 1.3: 39.96; 1.4: 3.967; 1.5: 16.5919; 1.6: 39.96; 1.7: 23.976; 1.8: 8.4594; 1.9: 199.8; 2: 6.3631; 2.1: 82.8658; 2.2: 32.1162; 2.3: 7.6787; 2.4: -15.5243; 2.5: -3.7117
| 2 | 7.45 | 1: 21.336; 1.1: 16.6371; 1.2: 0.022311; 1.3: 40.23; 1.4: 3.9511; 1.5: 16.6371; 1.6: 40.23; 1.7: 24.138; 1.8: 8.4594; 1.9: 201.15; 2: 6.4061; 2.1: 82.9104; 2.2: 32.5342; 2.3: 7.7265; 2.4: -15.8971; 2.5: -3.7754
| 2 | 7.5 | 1: 21.2504; 1.1: 16.6816; 1.2: 0.02237; 1.3: 40.5; 1.4: 3.9353; 1.5: 16.6816; 1.6: 40.5; 1.7: 24.3; 1.8: 8.4594; 1.9: 202.5; 2: 6.449; 2.1: 82.9549; 2.2: 32.9547; 2.3: 7.7742; 2.4: -16.2731; 2.5: -3.8389
| 2 | 7.55 | 1: 21.1649; 1.1: 16.7252; 1.2: 0.022429; 1.3: 40.77; 1.4: 3.9194; 1.5: 16.7252; 1.6: 40.77; 1.7: 24.462; 1.8: 8.4594; 1.9: 203.85; 2: 6.492; 2.1: 82.9992; 2.2: 33.3777; 2.3: 7.8218; 2.4: -16.6524; 2.5: -3.9024
| 2 | 7.6 | 1: 21.0797; 1.1: 16.7682; 1.2: 0.022486; 1.3: 41.04; 1.4: 3.9036; 1.5: 16.7682; 1.6: 41.04; 1.7: 24.624; 1.8: 8.4594; 1.9: 205.2; 2: 6.535; 2.1: 83.0434; 2.2: 33.8032; 2.3: 7.8694; 2.4: -17.0351; 2.5: -3.9658
| 2 | 7.65 | 1: 20.9946; 1.1: 16.8103; 1.2: 0.022543; 1.3: 41.31; 1.4: 3.8879; 1.5: 16.8103; 1.6: 41.31; 1.7: 24.786; 1.8: 8.4594; 1.9: 206.55; 2: 6.578; 2.1: 83.0875; 2.2: 34.2313; 2.3: 7.917; 2.4: -17.421; 2.5: -4.0291
| 2 | 7.7 | 1: 20.9096; 1.1: 16.8518; 1.2: 0.022599; 1.3: 41.58; 1.4: 3.8722; 1.5: 16.8518; 1.6: 41.58; 1.7: 24.948; 1.8: 8.4594; 1.9: 207.9; 2: 6.621; 2.1: 83.1314; 2.2: 34.6619; 2.3: 7.9645; 2.4: -17.8102; 2.5: -4.0924
| 2 | 7.75 | 1: 20.8249; 1.1: 16.8924; 1.2: 0.022653; 1.3: 41.85; 1.4: 3.8565; 1.5: 16.8924; 1.6: 41.85; 1.7: 25.11; 1.8: 8.4594; 1.9: 209.25; 2: 6.664; 2.1: 83.1752; 2.2: 35.0951; 2.3: 8.012; 2.4: -18.2026; 2.5: -4.1556
| 2 | 7.8 | 1: 20.7403; 1.1: 16.9324; 1.2: 0.022707; 1.3: 42.12; 1.4: 3.8408; 1.5: 16.9324; 1.6: 42.12; 1.7: 25.272; 1.8: 8.4594; 1.9: 210.6; 2: 6.707; 2.1: 83.2188; 2.2: 35.5307; 2.3: 8.0595; 2.4: -18.5984; 2.5: -4.2187
| 2 | 7.85 | 1: 20.6559; 1.1: 16.9715; 1.2: 0.022759; 1.3: 42.39; 1.4: 3.8252; 1.5: 16.9715; 1.6: 42.39; 1.7: 25.434; 1.8: 8.4594; 1.9: 211.95; 2: 6.75; 2.1: 83.2623; 2.2: 35.9689; 2.3: 8.1069; 2.4: -18.9974; 2.5: -4.2818
| 2 | 7.9 | 1: 20.5716; 1.1: 17.01; 1.2: 0.022811; 1.3: 42.66; 1.4: 3.8096; 1.5: 17.01; 1.6: 42.66; 1.7: 25.596; 1.8: 8.4594; 1.9: 213.3; 2: 6.793; 2.1: 83.3057; 2.2: 36.4096; 2.3: 8.1543; 2.4: -19.3996; 2.5: -4.3447
| 2 | 7.95 | 1: 20.4875; 1.1: 17.0477; 1.2: 0.022861; 1.3: 42.93; 1.4: 3.794; 1.5: 17.0477; 1.6: 42.93; 1.7: 25.758; 1.8: 8.4594; 1.9: 214.65; 2: 6.836; 2.1: 83.3489; 2.2: 36.8528; 2.3: 8.2017; 2.4: -19.8051; 2.5: -4.4077
| 2 | 8 | 1: 20.4036; 1.1: 17.0847; 1.2: 0.022911; 1.3: 43.2; 1.4: 3.7785; 1.5: 17.0847; 1.6: 43.2; 1.7: 25.92; 1.8: 8.4594; 1.9: 216; 2: 6.879; 2.1: 83.3919; 2.2: 37.2986; 2.3: 8.249; 2.4: -20.2139; 2.5: -4.4705
| 2 | 8.05 | 1: 20.3199; 1.1: 17.1209; 1.2: 0.022959; 1.3: 43.47; 1.4: 3.7629; 1.5: 17.1209; 1.6: 43.47; 1.7: 26.082; 1.8: 8.4594; 1.9: 217.35; 2: 6.922; 2.1: 83.4349; 2.2: 37.7468; 2.3: 8.2963; 2.4: -20.6259; 2.5: -4.5333
| 2 | 8.1 | 1: 20.2364; 1.1: 17.1564; 1.2: 0.023007; 1.3: 43.74; 1.4: 3.7475; 1.5: 17.1564; 1.6: 43.74; 1.7: 26.244; 1.8: 8.4594; 1.9: 218.7; 2: 6.965; 2.1: 83.4777; 2.2: 38.1976; 2.3: 8.3435; 2.4: -21.0412; 2.5: -4.596
| 2 | 8.15 | 1: 20.153; 1.1: 17.1912; 1.2: 0.023054; 1.3: 44.01; 1.4: 3.732; 1.5: 17.1912; 1.6: 44.01; 1.7: 26.406; 1.8: 8.4594; 1.9: 220.05; 2: 7.008; 2.1: 83.5203; 2.2: 38.6509; 2.3: 8.3907; 2.4: -21.4597; 2.5: -4.6587
| 2 | 8.2 | 1: 20.0698; 1.1: 17.2252; 1.2: 0.023099; 1.3: 44.28; 1.4: 3.7166; 1.5: 17.2252; 1.6: 44.28; 1.7: 26.568; 1.8: 8.4594; 1.9: 221.4; 2: 7.051; 2.1: 83.5629; 2.2: 39.1066; 2.3: 8.4379; 2.4: -21.8814; 2.5: -4.7213
| 2 | 8.25 | 1: 19.9867; 1.1: 17.2585; 1.2: 0.023144; 1.3: 44.55; 1.4: 3.7012; 1.5: 17.2585; 1.6: 44.55; 1.7: 26.73; 1.8: 8.4594; 1.9: 222.75; 2: 7.0939; 2.1: 83.6053; 2.2: 39.5649; 2.3: 8.4851; 2.4: -22.3064; 2.5: -4.7838
| 2 | 8.3 | 1: 19.9039; 1.1: 17.2912; 1.2: 0.023188; 1.3: 44.82; 1.4: 3.6859; 1.5: 17.2912; 1.6: 44.82; 1.7: 26.892; 1.8: 8.4594; 1.9: 224.1; 2: 7.1369; 2.1: 83.6475; 2.2: 40.0257; 2.3: 8.5322; 2.4: -22.7346; 2.5: -4.8463
| 2 | 8.35 | 1: 19.8212; 1.1: 17.323; 1.2: 0.023231; 1.3: 45.09; 1.4: 3.6706; 1.5: 17.323; 1.6: 45.09; 1.7: 27.054; 1.8: 8.4594; 1.9: 225.45; 2: 7.1799; 2.1: 83.6896; 2.2: 40.489; 2.3: 8.5792; 2.4: -23.166; 2.5: -4.9087
| 2 | 8.4 | 1: 19.7387; 1.1: 17.3542; 1.2: 0.023272; 1.3: 45.36; 1.4: 3.6553; 1.5: 17.3542; 1.6: 45.36; 1.7: 27.216; 1.8: 8.4594; 1.9: 226.8; 2: 7.2229; 2.1: 83.7316; 2.2: 40.9549; 2.3: 8.6263; 2.4: -23.6006; 2.5: -4.971
| 2 | 8.45 | 1: 19.6563; 1.1: 17.3847; 1.2: 0.023313; 1.3: 45.63; 1.4: 3.6401; 1.5: 17.3847; 1.6: 45.63; 1.7: 27.378; 1.8: 8.4594; 1.9: 228.15; 2: 7.2659; 2.1: 83.7735; 2.2: 41.4232; 2.3: 8.6733; 2.4: -24.0385; 2.5: -5.0332
| 2 | 8.5 | 1: 19.5741; 1.1: 17.4144; 1.2: 0.023353; 1.3: 45.9; 1.4: 3.6248; 1.5: 17.4144; 1.6: 45.9; 1.7: 27.54; 1.8: 8.4594; 1.9: 229.5; 2: 7.3089; 2.1: 83.8152; 2.2: 41.894; 2.3: 8.7203; 2.4: -24.4795; 2.5: -5.0954
| 2 | 8.55 | 1: 19.4921; 1.1: 17.4435; 1.2: 0.023392; 1.3: 46.17; 1.4: 3.6097; 1.5: 17.4435; 1.6: 46.17; 1.7: 27.702; 1.8: 8.4594; 1.9: 230.85; 2: 7.3519; 2.1: 83.8568; 2.2: 42.3673; 2.3: 8.7672; 2.4: -24.9238; 2.5: -5.1576
| 2 | 8.6 | 1: 19.4103; 1.1: 17.4719; 1.2: 0.02343; 1.3: 46.44; 1.4: 3.5945; 1.5: 17.4719; 1.6: 46.44; 1.7: 27.864; 1.8: 8.4594; 1.9: 232.2; 2: 7.3949; 2.1: 83.8982; 2.2: 42.8431; 2.3: 8.8141; 2.4: -25.3712; 2.5: -5.2196
| 2 | 8.65 | 1: 19.3286; 1.1: 17.4995; 1.2: 0.023467; 1.3: 46.71; 1.4: 3.5794; 1.5: 17.4995; 1.6: 46.71; 1.7: 28.026; 1.8: 8.4594; 1.9: 233.55; 2: 7.4379; 2.1: 83.9395; 2.2: 43.3214; 2.3: 8.861; 2.4: -25.8219; 2.5: -5.2816
| 2 | 8.7 | 1: 19.2471; 1.1: 17.5265; 1.2: 0.023503; 1.3: 46.98; 1.4: 3.5643; 1.5: 17.5265; 1.6: 46.98; 1.7: 28.188; 1.8: 8.4594; 1.9: 234.9; 2: 7.4809; 2.1: 83.9807; 2.2: 43.8021; 2.3: 8.9079; 2.4: -26.2757; 2.5: -5.3436
| 2 | 8.75 | 1: 19.1658; 1.1: 17.5527; 1.2: 0.023539; 1.3: 47.25; 1.4: 3.5492; 1.5: 17.5527; 1.6: 47.25; 1.7: 28.35; 1.8: 8.4594; 1.9: 236.25; 2: 7.5239; 2.1: 84.0217; 2.2: 44.2854; 2.3: 8.9547; 2.4: -26.7327; 2.5: -5.4055
| 2 | 8.8 | 1: 19.0847; 1.1: 17.5783; 1.2: 0.023573; 1.3: 47.52; 1.4: 3.5342; 1.5: 17.5783; 1.6: 47.52; 1.7: 28.512; 1.8: 8.4594; 1.9: 237.6; 2: 7.5669; 2.1: 84.0626; 2.2: 44.7712; 2.3: 9.0015; 2.4: -27.1929; 2.5: -5.4673
| 2 | 8.85 | 1: 19.0037; 1.1: 17.6031; 1.2: 0.023606; 1.3: 47.79; 1.4: 3.5192; 1.5: 17.6031; 1.6: 47.79; 1.7: 28.674; 1.8: 8.4594; 1.9: 238.95; 2: 7.6099; 2.1: 84.1034; 2.2: 45.2595; 2.3: 9.0482; 2.4: -27.6563; 2.5: -5.529
| 2 | 8.9 | 1: 18.9229; 1.1: 17.6273; 1.2: 0.023639; 1.3: 48.06; 1.4: 3.5042; 1.5: 17.6273; 1.6: 48.06; 1.7: 28.836; 1.8: 8.4594; 1.9: 240.3; 2: 7.6529; 2.1: 84.144; 2.2: 45.7502; 2.3: 9.095; 2.4: -28.1229; 2.5: -5.5907
| 2 | 8.95 | 1: 18.8423; 1.1: 17.6508; 1.2: 0.02367; 1.3: 48.33; 1.4: 3.4893; 1.5: 17.6508; 1.6: 48.33; 1.7: 28.998; 1.8: 8.4594; 1.9: 241.65; 2: 7.6959; 2.1: 84.1845; 2.2: 46.2434; 2.3: 9.1417; 2.4: -28.5926; 2.5: -5.6523
| 2 | 9 | 1: 18.7618; 1.1: 17.6737; 1.2: 0.023701; 1.3: 48.6; 1.4: 3.4744; 1.5: 17.6737; 1.6: 48.6; 1.7: 29.16; 1.8: 8.4594; 1.9: 243; 2: 7.7389; 2.1: 84.2249; 2.2: 46.7391; 2.3: 9.1883; 2.4: -29.0655; 2.5: -5.7139
| 2 | 9.05 | 1: 18.6816; 1.1: 17.6958; 1.2: 0.02373; 1.3: 48.87; 1.4: 3.4595; 1.5: 17.6958; 1.6: 48.87; 1.7: 29.322; 1.8: 8.4594; 1.9: 244.35; 2: 7.7818; 2.1: 84.2652; 2.2: 47.2373; 2.3: 9.235; 2.4: -29.5415; 2.5: -5.7754
| 2 | 9.1 | 1: 18.6015; 1.1: 17.7173; 1.2: 0.023759; 1.3: 49.14; 1.4: 3.4447; 1.5: 17.7173; 1.6: 49.14; 1.7: 29.484; 1.8: 8.4594; 1.9: 245.7; 2: 7.8248; 2.1: 84.3053; 2.2: 47.738; 2.3: 9.2816; 2.4: -30.0207; 2.5: -5.8368
| 2 | 9.15 | 1: 18.5215; 1.1: 17.7381; 1.2: 0.023787; 1.3: 49.41; 1.4: 3.4299; 1.5: 17.7381; 1.6: 49.41; 1.7: 29.646; 1.8: 8.4594; 1.9: 247.05; 2: 7.8678; 2.1: 84.3453; 2.2: 48.2412; 2.3: 9.3281; 2.4: -30.5031; 2.5: -5.8982
| 2 | 9.2 | 1: 18.4418; 1.1: 17.7582; 1.2: 0.023814; 1.3: 49.68; 1.4: 3.4151; 1.5: 17.7582; 1.6: 49.68; 1.7: 29.808; 1.8: 8.4594; 1.9: 248.4; 2: 7.9108; 2.1: 84.3851; 2.2: 48.7468; 2.3: 9.3747; 2.4: -30.9886; 2.5: -5.9595
| 2 | 9.25 | 1: 18.3622; 1.1: 17.7776; 1.2: 0.02384; 1.3: 49.95; 1.4: 3.4004; 1.5: 17.7776; 1.6: 49.95; 1.7: 29.97; 1.8: 8.4594; 1.9: 249.75; 2: 7.9538; 2.1: 84.4248; 2.2: 49.2549; 2.3: 9.4212; 2.4: -31.4773; 2.5: -6.0208
| 2 | 9.3 | 1: 18.2828; 1.1: 17.7964; 1.2: 0.023865; 1.3: 50.22; 1.4: 3.3857; 1.5: 17.7964; 1.6: 50.22; 1.7: 30.132; 1.8: 8.4594; 1.9: 251.1; 2: 7.9968; 2.1: 84.4644; 2.2: 49.7655; 2.3: 9.4677; 2.4: -31.9691; 2.5: -6.082
| 2 | 9.35 | 1: 18.2035; 1.1: 17.8146; 1.2: 0.02389; 1.3: 50.49; 1.4: 3.371; 1.5: 17.8146; 1.6: 50.49; 1.7: 30.294; 1.8: 8.4594; 1.9: 252.45; 2: 8.0398; 2.1: 84.5039; 2.2: 50.2785; 2.3: 9.5141; 2.4: -32.464; 2.5: -6.1431
| 2 | 9.4 | 1: 18.1244; 1.1: 17.832; 1.2: 0.023913; 1.3: 50.76; 1.4: 3.3564; 1.5: 17.832; 1.6: 50.76; 1.7: 30.456; 1.8: 8.4594; 1.9: 253.8; 2: 8.0828; 2.1: 84.5432; 2.2: 50.7941; 2.3: 9.5606; 2.4: -32.9621; 2.5: -6.2042
| 2 | 9.45 | 1: 18.0455; 1.1: 17.8488; 1.2: 0.023936; 1.3: 51.03; 1.4: 3.3418; 1.5: 17.8488; 1.6: 51.03; 1.7: 30.618; 1.8: 8.4594; 1.9: 255.15; 2: 8.1258; 2.1: 84.5824; 2.2: 51.3121; 2.3: 9.607; 2.4: -33.4632; 2.5: -6.2652
| 2 | 9.5 | 1: 17.9668; 1.1: 17.865; 1.2: 0.023957; 1.3: 51.3; 1.4: 3.3272; 1.5: 17.865; 1.6: 51.3; 1.7: 30.78; 1.8: 8.4594; 1.9: 256.5; 2: 8.1688; 2.1: 84.6215; 2.2: 51.8326; 2.3: 9.6533; 2.4: -33.9676; 2.5: -6.3261
| 2 | 9.55 | 1: 17.8883; 1.1: 17.8805; 1.2: 0.023978; 1.3: 51.57; 1.4: 3.3126; 1.5: 17.8805; 1.6: 51.57; 1.7: 30.942; 1.8: 8.4594; 1.9: 257.85; 2: 8.2118; 2.1: 84.6605; 2.2: 52.3555; 2.3: 9.6997; 2.4: -34.475; 2.5: -6.387
| 2 | 9.6 | 1: 17.8099; 1.1: 17.8954; 1.2: 0.023998; 1.3: 51.84; 1.4: 3.2981; 1.5: 17.8954; 1.6: 51.84; 1.7: 31.104; 1.8: 8.4594; 1.9: 259.2; 2: 8.2548; 2.1: 84.6993; 2.2: 52.8809; 2.3: 9.746; 2.4: -34.9856; 2.5: -6.4479
| 2 | 9.65 | 1: 17.7317; 1.1: 17.9096; 1.2: 0.024017; 1.3: 52.11; 1.4: 3.2836; 1.5: 17.9096; 1.6: 52.11; 1.7: 31.266; 1.8: 8.4594; 1.9: 260.55; 2: 8.2978; 2.1: 84.738; 2.2: 53.4088; 2.3: 9.7923; 2.4: -35.4992; 2.5: -6.5086
| 2 | 9.7 | 1: 17.6536; 1.1: 17.9231; 1.2: 0.024035; 1.3: 52.38; 1.4: 3.2692; 1.5: 17.9231; 1.6: 52.38; 1.7: 31.428; 1.8: 8.4594; 1.9: 261.9; 2: 8.3408; 2.1: 84.7765; 2.2: 53.9391; 2.3: 9.8385; 2.4: -36.016; 2.5: -6.5693
| 2 | 9.75 | 1: 17.5757; 1.1: 17.9361; 1.2: 0.024053; 1.3: 52.65; 1.4: 3.2548; 1.5: 17.9361; 1.6: 52.65; 1.7: 31.59; 1.8: 8.4594; 1.9: 263.25; 2: 8.3838; 2.1: 84.815; 2.2: 54.472; 2.3: 9.8848; 2.4: -36.5359; 2.5: -6.63
| 2 | 9.8 | 1: 17.4981; 1.1: 17.9483; 1.2: 0.024069; 1.3: 52.92; 1.4: 3.2404; 1.5: 17.9483; 1.6: 52.92; 1.7: 31.752; 1.8: 8.4594; 1.9: 264.6; 2: 8.4268; 2.1: 84.8533; 2.2: 55.0072; 2.3: 9.931; 2.4: -37.0589; 2.5: -6.6906
| 2 | 9.85 | 1: 17.4205; 1.1: 17.96; 1.2: 0.024085; 1.3: 53.19; 1.4: 3.226; 1.5: 17.96; 1.6: 53.19; 1.7: 31.914; 1.8: 8.4594; 1.9: 265.95; 2: 8.4697; 2.1: 84.8915; 2.2: 55.545; 2.3: 9.9771; 2.4: -37.585; 2.5: -6.7511
| 2 | 9.9 | 1: 17.3432; 1.1: 17.971; 1.2: 0.0241; 1.3: 53.46; 1.4: 3.2117; 1.5: 17.971; 1.6: 53.46; 1.7: 32.076; 1.8: 8.4594; 1.9: 267.3; 2: 8.5127; 2.1: 84.9295; 2.2: 56.0852; 2.3: 10.0233; 2.4: -38.1141; 2.5: -6.8116
| 2 | 9.95 | 1: 17.266; 1.1: 17.9814; 1.2: 0.024113; 1.3: 53.73; 1.4: 3.1974; 1.5: 17.9814; 1.6: 53.73; 1.7: 32.238; 1.8: 8.4594; 1.9: 268.65; 2: 8.5557; 2.1: 84.9675; 2.2: 56.6278; 2.3: 10.0694; 2.4: -38.6464; 2.5: -6.872
| 2 | 10 | 1: 17.189; 1.1: 17.9912; 1.2: 0.024127; 1.3: 54; 1.4: 3.1831; 1.5: 17.9912; 1.6: 54; 1.7: 32.4; 1.8: 8.4594; 1.9: 270; 2: 8.5987; 2.1: 85.0053; 2.2: 57.1729; 2.3: 10.1155; 2.4: -39.1818; 2.5: -6.9324
| 2 | 10.05 | 1: 17.1122; 1.1: 18.0003; 1.2: 0.024139; 1.3: 54.27; 1.4: 3.1689; 1.5: 18.0003; 1.6: 54.27; 1.7: 32.562; 1.8: 8.4594; 1.9: 271.35; 2: 8.6417; 2.1: 85.043; 2.2: 57.7205; 2.3: 10.1616; 2.4: -39.7202; 2.5: -6.9927
| 2 | 10.1 | 1: 17.0355; 1.1: 18.0088; 1.2: 0.02415; 1.3: 54.54; 1.4: 3.1547; 1.5: 18.0088; 1.6: 54.54; 1.7: 32.724; 1.8: 8.4594; 1.9: 272.7; 2: 8.6847; 2.1: 85.0805; 2.2: 58.2705; 2.3: 10.2076; 2.4: -40.2617; 2.5: -7.0529
| 2 | 10.15 | 1: 16.959; 1.1: 18.0167; 1.2: 0.024161; 1.3: 54.81; 1.4: 3.1406; 1.5: 18.0167; 1.6: 54.81; 1.7: 32.886; 1.8: 8.4594; 1.9: 274.05; 2: 8.7277; 2.1: 85.1179; 2.2: 58.823; 2.3: 10.2537; 2.4: -40.8063; 2.5: -7.1131
| 2 | 10.2 | 1: 16.8827; 1.1: 18.024; 1.2: 0.024171; 1.3: 55.08; 1.4: 3.1264; 1.5: 18.024; 1.6: 55.08; 1.7: 33.048; 1.8: 8.4594; 1.9: 275.4; 2: 8.7707; 2.1: 85.1553; 2.2: 59.3779; 2.3: 10.2997; 2.4: -41.354; 2.5: -7.1732
| 2 | 10.25 | 1: 16.8066; 1.1: 18.0306; 1.2: 0.024179; 1.3: 55.35; 1.4: 3.1123; 1.5: 18.0306; 1.6: 55.35; 1.7: 33.21; 1.8: 8.4594; 1.9: 276.75; 2: 8.8137; 2.1: 85.1924; 2.2: 59.9353; 2.3: 10.3456; 2.4: -41.9047; 2.5: -7.2333
| 2 | 10.3 | 1: 16.7306; 1.1: 18.0367; 1.2: 0.024188; 1.3: 55.62; 1.4: 3.0983; 1.5: 18.0367; 1.6: 55.62; 1.7: 33.372; 1.8: 8.4594; 1.9: 278.1; 2: 8.8567; 2.1: 85.2295; 2.2: 60.4952; 2.3: 10.3916; 2.4: -42.4585; 2.5: -7.2933
| 2 | 10.35 | 1: 16.6548; 1.1: 18.0421; 1.2: 0.024195; 1.3: 55.89; 1.4: 3.0842; 1.5: 18.0421; 1.6: 55.89; 1.7: 33.534; 1.8: 8.4594; 1.9: 279.45; 2: 8.8997; 2.1: 85.2664; 2.2: 61.0575; 2.3: 10.4375; 2.4: -43.0153; 2.5: -7.3533
| 2 | 10.4 | 1: 16.5792; 1.1: 18.047; 1.2: 0.024201; 1.3: 56.16; 1.4: 3.0702; 1.5: 18.047; 1.6: 56.16; 1.7: 33.696; 1.8: 8.4594; 1.9: 280.8; 2: 8.9427; 2.1: 85.3033; 2.2: 61.6222; 2.3: 10.4834; 2.4: -43.5752; 2.5: -7.4132
| 2 | 10.45 | 1: 16.5037; 1.1: 18.0512; 1.2: 0.024207; 1.3: 56.43; 1.4: 3.0562; 1.5: 18.0512; 1.6: 56.43; 1.7: 33.858; 1.8: 8.4594; 1.9: 282.15; 2: 8.9857; 2.1: 85.3399; 2.2: 62.1894; 2.3: 10.5293; 2.4: -44.1382; 2.5: -7.473
| 2 | 10.5 | 1: 16.4284; 1.1: 18.0548; 1.2: 0.024212; 1.3: 56.7; 1.4: 3.0423; 1.5: 18.0548; 1.6: 56.7; 1.7: 34.02; 1.8: 8.4594; 1.9: 283.5; 2: 9.0287; 2.1: 85.3765; 2.2: 62.7591; 2.3: 10.5751; 2.4: -44.7042; 2.5: -7.5328
| 2 | 10.55 | 1: 16.3533; 1.1: 18.0579; 1.2: 0.024216; 1.3: 56.97; 1.4: 3.0284; 1.5: 18.0579; 1.6: 56.97; 1.7: 34.182; 1.8: 8.4594; 1.9: 284.85; 2: 9.0717; 2.1: 85.413; 2.2: 63.3312; 2.3: 10.6209; 2.4: -45.2733; 2.5: -7.5925
| 2 | 10.6 | 1: 16.2784; 1.1: 18.0603; 1.2: 0.024219; 1.3: 57.24; 1.4: 3.0145; 1.5: 18.0603; 1.6: 57.24; 1.7: 34.344; 1.8: 8.4594; 1.9: 286.2; 2: 9.1146; 2.1: 85.4493; 2.2: 63.9057; 2.3: 10.6667; 2.4: -45.8454; 2.5: -7.6522
| 2 | 10.65 | 1: 16.2036; 1.1: 18.0622; 1.2: 0.024222; 1.3: 57.51; 1.4: 3.0007; 1.5: 18.0622; 1.6: 57.51; 1.7: 34.506; 1.8: 8.4594; 1.9: 287.55; 2: 9.1576; 2.1: 85.4855; 2.2: 64.4827; 2.3: 10.7125; 2.4: -46.4205; 2.5: -7.7118
| 2 | 10.7 | 1: 16.129; 1.1: 18.0634; 1.2: 0.024223; 1.3: 57.78; 1.4: 2.9869; 1.5: 18.0634; 1.6: 57.78; 1.7: 34.668; 1.8: 8.4594; 1.9: 288.9; 2: 9.2006; 2.1: 85.5216; 2.2: 65.0621; 2.3: 10.7583; 2.4: -46.9987; 2.5: -7.7714
| 2 | 10.75 | 1: 16.0546; 1.1: 18.0641; 1.2: 0.024224; 1.3: 58.05; 1.4: 2.9731; 1.5: 18.0641; 1.6: 58.05; 1.7: 34.83; 1.8: 8.4594; 1.9: 290.25; 2: 9.2436; 2.1: 85.5575; 2.2: 65.644; 2.3: 10.804; 2.4: -47.5799; 2.5: -7.8309
| 2 | 10.8 | 1: 15.9804; 1.1: 18.0642; 1.2: 0.024224; 1.3: 58.32; 1.4: 2.9593; 1.5: 18.0642; 1.6: 58.32; 1.7: 34.992; 1.8: 8.4594; 1.9: 291.6; 2: 9.2866; 2.1: 85.5934; 2.2: 66.2283; 2.3: 10.8497; 2.4: -48.1641; 2.5: -7.8904
| 2 | 10.85 | 1: 15.9063; 1.1: 18.0637; 1.2: 0.024224; 1.3: 58.59; 1.4: 2.9456; 1.5: 18.0637; 1.6: 58.59; 1.7: 35.154; 1.8: 8.4594; 1.9: 292.95; 2: 9.3296; 2.1: 85.6291; 2.2: 66.8151; 2.3: 10.8954; 2.4: -48.7514; 2.5: -7.9498
| 2 | 10.9 | 1: 15.8324; 1.1: 18.0626; 1.2: 0.024222; 1.3: 58.86; 1.4: 2.9319; 1.5: 18.0626; 1.6: 58.86; 1.7: 35.316; 1.8: 8.4594; 1.9: 294.3; 2: 9.3726; 2.1: 85.6647; 2.2: 67.4043; 2.3: 10.941; 2.4: -49.3416; 2.5: -8.0091
| 2 | 10.95 | 1: 15.7587; 1.1: 18.061; 1.2: 0.02422; 1.3: 59.13; 1.4: 2.9183; 1.5: 18.061; 1.6: 59.13; 1.7: 35.478; 1.8: 8.4594; 1.9: 295.65; 2: 9.4156; 2.1: 85.7002; 2.2: 67.9959; 2.3: 10.9867; 2.4: -49.9349; 2.5: -8.0684
| 2 | 11 | 1: 15.6851; 1.1: 18.0588; 1.2: 0.024217; 1.3: 59.4; 1.4: 2.9046; 1.5: 18.0588; 1.6: 59.4; 1.7: 35.64; 1.8: 8.4594; 1.9: 297; 2: 9.4586; 2.1: 85.7355; 2.2: 68.59; 2.3: 11.0323; 2.4: -50.5312; 2.5: -8.1276
| 2 | 11.05 | 1: 15.6117; 1.1: 18.056; 1.2: 0.024213; 1.3: 59.67; 1.4: 2.8911; 1.5: 18.056; 1.6: 59.67; 1.7: 35.802; 1.8: 8.4594; 1.9: 298.35; 2: 9.5016; 2.1: 85.7708; 2.2: 69.1865; 2.3: 11.0779; 2.4: -51.1305; 2.5: -8.1868
| 2 | 11.1 | 1: 15.5385; 1.1: 18.0526; 1.2: 0.024209; 1.3: 59.94; 1.4: 2.8775; 1.5: 18.0526; 1.6: 59.94; 1.7: 35.964; 1.8: 8.4594; 1.9: 299.7; 2: 9.5446; 2.1: 85.8059; 2.2: 69.7855; 2.3: 11.1235; 2.4: -51.7328; 2.5: -8.246
| 2 | 11.15 | 1: 15.4655; 1.1: 18.0487; 1.2: 0.024204; 1.3: 60.21; 1.4: 2.864; 1.5: 18.0487; 1.6: 60.21; 1.7: 36.126; 1.8: 8.4594; 1.9: 301.05; 2: 9.5876; 2.1: 85.8409; 2.2: 70.3869; 2.3: 11.169; 2.4: -52.3382; 2.5: -8.305
| 2 | 11.2 | 1: 15.3926; 1.1: 18.0442; 1.2: 0.024198; 1.3: 60.48; 1.4: 2.8505; 1.5: 18.0442; 1.6: 60.48; 1.7: 36.288; 1.8: 8.4594; 1.9: 302.4; 2: 9.6306; 2.1: 85.8758; 2.2: 70.9907; 2.3: 11.2145; 2.4: -52.9465; 2.5: -8.3641
| 2 | 11.25 | 1: 15.3199; 1.1: 18.0392; 1.2: 0.024191; 1.3: 60.75; 1.4: 2.837; 1.5: 18.0392; 1.6: 60.75; 1.7: 36.45; 1.8: 8.4594; 1.9: 303.75; 2: 9.6736; 2.1: 85.9106; 2.2: 71.597; 2.3: 11.26; 2.4: -53.5578; 2.5: -8.423
| 2 | 11.3 | 1: 15.2474; 1.1: 18.0336; 1.2: 0.024183; 1.3: 61.02; 1.4: 2.8236; 1.5: 18.0336; 1.6: 61.02; 1.7: 36.612; 1.8: 8.4594; 1.9: 305.1; 2: 9.7166; 2.1: 85.9452; 2.2: 72.2057; 2.3: 11.3055; 2.4: -54.1721; 2.5: -8.4819
| 2 | 11.35 | 1: 15.175; 1.1: 18.0274; 1.2: 0.024175; 1.3: 61.29; 1.4: 2.8102; 1.5: 18.0274; 1.6: 61.29; 1.7: 36.774; 1.8: 8.4594; 1.9: 306.45; 2: 9.7596; 2.1: 85.9798; 2.2: 72.8168; 2.3: 11.351; 2.4: -54.7894; 2.5: -8.5408
| 2 | 11.4 | 1: 15.1028; 1.1: 18.0207; 1.2: 0.024166; 1.3: 61.56; 1.4: 2.7968; 1.5: 18.0207; 1.6: 61.56; 1.7: 36.936; 1.8: 8.4594; 1.9: 307.8; 2: 9.8025; 2.1: 86.0142; 2.2: 73.4304; 2.3: 11.3964; 2.4: -55.4097; 2.5: -8.5996
| 2 | 11.45 | 1: 15.0308; 1.1: 18.0134; 1.2: 0.024156; 1.3: 61.83; 1.4: 2.7835; 1.5: 18.0134; 1.6: 61.83; 1.7: 37.098; 1.8: 8.4594; 1.9: 309.15; 2: 9.8455; 2.1: 86.0485; 2.2: 74.0464; 2.3: 11.4419; 2.4: -56.033; 2.5: -8.6584
| 2 | 11.5 | 1: 14.959; 1.1: 18.0056; 1.2: 0.024146; 1.3: 62.1; 1.4: 2.7702; 1.5: 18.0056; 1.6: 62.1; 1.7: 37.26; 1.8: 8.4594; 1.9: 310.5; 2: 9.8885; 2.1: 86.0827; 2.2: 74.6649; 2.3: 11.4873; 2.4: -56.6592; 2.5: -8.7171
| 2 | 11.55 | 1: 14.8873; 1.1: 17.9973; 1.2: 0.024135; 1.3: 62.37; 1.4: 2.7569; 1.5: 17.9973; 1.6: 62.37; 1.7: 37.422; 1.8: 8.4594; 1.9: 311.85; 2: 9.9315; 2.1: 86.1167; 2.2: 75.2857; 2.3: 11.5326; 2.4: -57.2884; 2.5: -8.7757
| 2 | 11.6 | 1: 14.8158; 1.1: 17.9884; 1.2: 0.024123; 1.3: 62.64; 1.4: 2.7437; 1.5: 17.9884; 1.6: 62.64; 1.7: 37.584; 1.8: 8.4594; 1.9: 313.2; 2: 9.9745; 2.1: 86.1507; 2.2: 75.909; 2.3: 11.578; 2.4: -57.9206; 2.5: -8.8343
| 2 | 11.65 | 1: 14.7445; 1.1: 17.979; 1.2: 0.02411; 1.3: 62.91; 1.4: 2.7305; 1.5: 17.979; 1.6: 62.91; 1.7: 37.746; 1.8: 8.4594; 1.9: 314.55; 2: 10.0175; 2.1: 86.1845; 2.2: 76.5348; 2.3: 11.6233; 2.4: -58.5558; 2.5: -8.8929
| 2 | 11.7 | 1: 14.6734; 1.1: 17.969; 1.2: 0.024097; 1.3: 63.18; 1.4: 2.7173; 1.5: 17.969; 1.6: 63.18; 1.7: 37.908; 1.8: 8.4594; 1.9: 315.9; 2: 10.0605; 2.1: 86.2183; 2.2: 77.1629; 2.3: 11.6687; 2.4: -59.1939; 2.5: -8.9514
| 2 | 11.75 | 1: 14.6024; 1.1: 17.9585; 1.2: 0.024083; 1.3: 63.45; 1.4: 2.7042; 1.5: 17.9585; 1.6: 63.45; 1.7: 38.07; 1.8: 8.4594; 1.9: 317.25; 2: 10.1035; 2.1: 86.2519; 2.2: 77.7935; 2.3: 11.714; 2.4: -59.835; 2.5: -9.0098
| 2 | 11.8 | 1: 14.5316; 1.1: 17.9475; 1.2: 0.024068; 1.3: 63.72; 1.4: 2.691; 1.5: 17.9475; 1.6: 63.72; 1.7: 38.232; 1.8: 8.4594; 1.9: 318.6; 2: 10.1465; 2.1: 86.2854; 2.2: 78.4266; 2.3: 11.7592; 2.4: -60.4791; 2.5: -9.0682
| 2 | 11.85 | 1: 14.461; 1.1: 17.936; 1.2: 0.024053; 1.3: 63.99; 1.4: 2.678; 1.5: 17.936; 1.6: 63.99; 1.7: 38.394; 1.8: 8.4594; 1.9: 319.95; 2: 10.1895; 2.1: 86.3187; 2.2: 79.062; 2.3: 11.8045; 2.4: -61.1261; 2.5: -9.1265
| 2 | 11.9 | 1: 14.3905; 1.1: 17.9239; 1.2: 0.024036; 1.3: 64.26; 1.4: 2.6649; 1.5: 17.9239; 1.6: 64.26; 1.7: 38.556; 1.8: 8.4594; 1.9: 321.3; 2: 10.2325; 2.1: 86.352; 2.2: 79.6999; 2.3: 11.8497; 2.4: -61.776; 2.5: -9.1848
| 2 | 11.95 | 1: 14.3202; 1.1: 17.9113; 1.2: 0.024019; 1.3: 64.53; 1.4: 2.6519; 1.5: 17.9113; 1.6: 64.53; 1.7: 38.718; 1.8: 8.4594; 1.9: 322.65; 2: 10.2755; 2.1: 86.3852; 2.2: 80.3402; 2.3: 11.895; 2.4: -62.4289; 2.5: -9.2431
| 2 | 12 | 1: 14.2501; 1.1: 17.8982; 1.2: 0.024002; 1.3: 64.8; 1.4: 2.6389; 1.5: 17.8982; 1.6: 64.8; 1.7: 38.88; 1.8: 8.4594; 1.9: 324; 2: 10.3185; 2.1: 86.4182; 2.2: 80.9829; 2.3: 11.9402; 2.4: -63.0848; 2.5: -9.3012
| 2 | 12.05 | 1: 14.1802; 1.1: 17.8845; 1.2: 0.023984; 1.3: 65.07; 1.4: 2.626; 1.5: 17.8845; 1.6: 65.07; 1.7: 39.042; 1.8: 8.4594; 1.9: 325.35; 2: 10.3615; 2.1: 86.4511; 2.2: 81.6281; 2.3: 11.9853; 2.4: -63.7436; 2.5: -9.3594
| 2 | 12.1 | 1: 14.1104; 1.1: 17.8704; 1.2: 0.023965; 1.3: 65.34; 1.4: 2.613; 1.5: 17.8704; 1.6: 65.34; 1.7: 39.204; 1.8: 8.4594; 1.9: 326.7; 2: 10.4045; 2.1: 86.4839; 2.2: 82.2757; 2.3: 12.0305; 2.4: -64.4053; 2.5: -9.4175
| 2 | 12.15 | 1: 14.0408; 1.1: 17.8557; 1.2: 0.023945; 1.3: 65.61; 1.4: 2.6002; 1.5: 17.8557; 1.6: 65.61; 1.7: 39.366; 1.8: 8.4594; 1.9: 328.05; 2: 10.4475; 2.1: 86.5166; 2.2: 82.9257; 2.3: 12.0757; 2.4: -65.07; 2.5: -9.4755
| 2 | 12.2 | 1: 13.9714; 1.1: 17.8406; 1.2: 0.023925; 1.3: 65.88; 1.4: 2.5873; 1.5: 17.8406; 1.6: 65.88; 1.7: 39.528; 1.8: 8.4594; 1.9: 329.4; 2: 10.4904; 2.1: 86.5492; 2.2: 83.5781; 2.3: 12.1208; 2.4: -65.7376; 2.5: -9.5335
| 2 | 12.25 | 1: 13.9022; 1.1: 17.8249; 1.2: 0.023904; 1.3: 66.15; 1.4: 2.5745; 1.5: 17.8249; 1.6: 66.15; 1.7: 39.69; 1.8: 8.4594; 1.9: 330.75; 2: 10.5334; 2.1: 86.5817; 2.2: 84.233; 2.3: 12.1659; 2.4: -66.4081; 2.5: -9.5914
| 2 | 12.3 | 1: 13.8331; 1.1: 17.8087; 1.2: 0.023882; 1.3: 66.42; 1.4: 2.5617; 1.5: 17.8087; 1.6: 66.42; 1.7: 39.852; 1.8: 8.4594; 1.9: 332.1; 2: 10.5764; 2.1: 86.6141; 2.2: 84.8903; 2.3: 12.211; 2.4: -67.0816; 2.5: -9.6493
| 2 | 12.35 | 1: 13.7642; 1.1: 17.792; 1.2: 0.02386; 1.3: 66.69; 1.4: 2.5489; 1.5: 17.792; 1.6: 66.69; 1.7: 40.014; 1.8: 8.4594; 1.9: 333.45; 2: 10.6194; 2.1: 86.6463; 2.2: 85.55; 2.3: 12.2561; 2.4: -67.758; 2.5: -9.7071
| 2 | 12.4 | 1: 13.6955; 1.1: 17.7749; 1.2: 0.023837; 1.3: 66.96; 1.4: 2.5362; 1.5: 17.7749; 1.6: 66.96; 1.7: 40.176; 1.8: 8.4594; 1.9: 334.8; 2: 10.6624; 2.1: 86.6785; 2.2: 86.2121; 2.3: 12.3011; 2.4: -68.4373; 2.5: -9.7649
| 2 | 12.45 | 1: 13.6269; 1.1: 17.7572; 1.2: 0.023813; 1.3: 67.23; 1.4: 2.5235; 1.5: 17.7572; 1.6: 67.23; 1.7: 40.338; 1.8: 8.4594; 1.9: 336.15; 2: 10.7054; 2.1: 86.7105; 2.2: 86.8767; 2.3: 12.3462; 2.4: -69.1195; 2.5: -9.8227
| 2 | 12.5 | 1: 13.5585; 1.1: 17.739; 1.2: 0.023788; 1.3: 67.5; 1.4: 2.5108; 1.5: 17.739; 1.6: 67.5; 1.7: 40.5; 1.8: 8.4594; 1.9: 337.5; 2: 10.7484; 2.1: 86.7424; 2.2: 87.5437; 2.3: 12.3912; 2.4: -69.8046; 2.5: -9.8803
| 2 | 12.55 | 1: 13.4903; 1.1: 17.7204; 1.2: 0.023763; 1.3: 67.77; 1.4: 2.4982; 1.5: 17.7204; 1.6: 67.77; 1.7: 40.662; 1.8: 8.4594; 1.9: 338.85; 2: 10.7914; 2.1: 86.7742; 2.2: 88.2131; 2.3: 12.4362; 2.4: -70.4927; 2.5: -9.938
| 2 | 12.6 | 1: 13.4223; 1.1: 17.7013; 1.2: 0.023738; 1.3: 68.04; 1.4: 2.4856; 1.5: 17.7013; 1.6: 68.04; 1.7: 40.824; 1.8: 8.4594; 1.9: 340.2; 2: 10.8344; 2.1: 86.8059; 2.2: 88.8849; 2.3: 12.4812; 2.4: -71.1836; 2.5: -9.9956
| 2 | 12.65 | 1: 13.3544; 1.1: 17.6816; 1.2: 0.023711; 1.3: 68.31; 1.4: 2.473; 1.5: 17.6816; 1.6: 68.31; 1.7: 40.986; 1.8: 8.4594; 1.9: 341.55; 2: 10.8774; 2.1: 86.8375; 2.2: 89.5591; 2.3: 12.5261; 2.4: -71.8775; 2.5: -10.0531
| 2 | 12.7 | 1: 13.2867; 1.1: 17.6615; 1.2: 0.023685; 1.3: 68.58; 1.4: 2.4605; 1.5: 17.6615; 1.6: 68.58; 1.7: 41.148; 1.8: 8.4594; 1.9: 342.9; 2: 10.9204; 2.1: 86.869; 2.2: 90.2358; 2.3: 12.5711; 2.4: -72.5742; 2.5: -10.1106
| 2 | 12.75 | 1: 13.2192; 1.1: 17.641; 1.2: 0.023657; 1.3: 68.85; 1.4: 2.448; 1.5: 17.641; 1.6: 68.85; 1.7: 41.31; 1.8: 8.4594; 1.9: 344.25; 2: 10.9634; 2.1: 86.9004; 2.2: 90.9149; 2.3: 12.616; 2.4: -73.2739; 2.5: -10.168
| 2 | 12.8 | 1: 13.1518; 1.1: 17.6199; 1.2: 0.023629; 1.3: 69.12; 1.4: 2.4355; 1.5: 17.6199; 1.6: 69.12; 1.7: 41.472; 1.8: 8.4594; 1.9: 345.6; 2: 11.0064; 2.1: 86.9317; 2.2: 91.5964; 2.3: 12.6609; 2.4: -73.9765; 2.5: -10.2254
| 2 | 12.85 | 1: 13.0846; 1.1: 17.5984; 1.2: 0.0236; 1.3: 69.39; 1.4: 2.4231; 1.5: 17.5984; 1.6: 69.39; 1.7: 41.634; 1.8: 8.4594; 1.9: 346.95; 2: 11.0494; 2.1: 86.9628; 2.2: 92.2803; 2.3: 12.7058; 2.4: -74.6819; 2.5: -10.2828
| 2 | 12.9 | 1: 13.0176; 1.1: 17.5764; 1.2: 0.02357; 1.3: 69.66; 1.4: 2.4107; 1.5: 17.5764; 1.6: 69.66; 1.7: 41.796; 1.8: 8.4594; 1.9: 348.3; 2: 11.0924; 2.1: 86.9939; 2.2: 92.9666; 2.3: 12.7507; 2.4: -75.3902; 2.5: -10.3401
| 2 | 12.95 | 1: 12.9508; 1.1: 17.5539; 1.2: 0.02354; 1.3: 69.93; 1.4: 2.3983; 1.5: 17.5539; 1.6: 69.93; 1.7: 41.958; 1.8: 8.4594; 1.9: 349.65; 2: 11.1354; 2.1: 87.0248; 2.2: 93.6554; 2.3: 12.7956; 2.4: -76.1015; 2.5: -10.3973
| 2 | 13 | 1: 12.8841; 1.1: 17.531; 1.2: 0.023509; 1.3: 70.2; 1.4: 2.3859; 1.5: 17.531; 1.6: 70.2; 1.7: 42.12; 1.8: 8.4594; 1.9: 351; 2: 11.1783; 2.1: 87.0556; 2.2: 94.3466; 2.3: 12.8405; 2.4: -76.8156; 2.5: -10.4545
| 2 | 13.05 | 1: 12.8176; 1.1: 17.5076; 1.2: 0.023478; 1.3: 70.47; 1.4: 2.3736; 1.5: 17.5076; 1.6: 70.47; 1.7: 42.282; 1.8: 8.4594; 1.9: 352.35; 2: 11.2213; 2.1: 87.0864; 2.2: 95.0401; 2.3: 12.8853; 2.4: -77.5325; 2.5: -10.5117
| 2 | 13.1 | 1: 12.7513; 1.1: 17.4837; 1.2: 0.023446; 1.3: 70.74; 1.4: 2.3614; 1.5: 17.4837; 1.6: 70.74; 1.7: 42.444; 1.8: 8.4594; 1.9: 353.7; 2: 11.2643; 2.1: 87.117; 2.2: 95.7362; 2.3: 12.9301; 2.4: -78.2524; 2.5: -10.5688
| 2 | 13.15 | 1: 12.6852; 1.1: 17.4594; 1.2: 0.023413; 1.3: 71.01; 1.4: 2.3491; 1.5: 17.4594; 1.6: 71.01; 1.7: 42.606; 1.8: 8.4594; 1.9: 355.05; 2: 11.3073; 2.1: 87.1475; 2.2: 96.4346; 2.3: 12.9749; 2.4: -78.9751; 2.5: -10.6258
| 2 | 13.2 | 1: 12.6192; 1.1: 17.4347; 1.2: 0.02338; 1.3: 71.28; 1.4: 2.3369; 1.5: 17.4347; 1.6: 71.28; 1.7: 42.768; 1.8: 8.4594; 1.9: 356.4; 2: 11.3503; 2.1: 87.1779; 2.2: 97.1354; 2.3: 13.0197; 2.4: -79.7008; 2.5: -10.6828
| 2 | 13.25 | 1: 12.5534; 1.1: 17.4095; 1.2: 0.023346; 1.3: 71.55; 1.4: 2.3247; 1.5: 17.4095; 1.6: 71.55; 1.7: 42.93; 1.8: 8.4594; 1.9: 357.75; 2: 11.3933; 2.1: 87.2082; 2.2: 97.8387; 2.3: 13.0645; 2.4: -80.4292; 2.5: -10.7398
| 2 | 13.3 | 1: 12.4878; 1.1: 17.3838; 1.2: 0.023312; 1.3: 71.82; 1.4: 2.3125; 1.5: 17.3838; 1.6: 71.82; 1.7: 43.092; 1.8: 8.4594; 1.9: 359.1; 2: 11.4363; 2.1: 87.2384; 2.2: 98.5444; 2.3: 13.1093; 2.4: -81.1606; 2.5: -10.7967
| 2 | 13.35 | 1: 12.4223; 1.1: 17.3577; 1.2: 0.023277; 1.3: 72.09; 1.4: 2.3004; 1.5: 17.3577; 1.6: 72.09; 1.7: 43.254; 1.8: 8.4594; 1.9: 360.45; 2: 11.4793; 2.1: 87.2685; 2.2: 99.2525; 2.3: 13.154; 2.4: -81.8948; 2.5: -10.8536
| 2 | 13.4 | 1: 12.357; 1.1: 17.3311; 1.2: 0.023241; 1.3: 72.36; 1.4: 2.2883; 1.5: 17.3311; 1.6: 72.36; 1.7: 43.416; 1.8: 8.4594; 1.9: 361.8; 2: 11.5223; 2.1: 87.2985; 2.2: 99.963; 2.3: 13.1987; 2.4: -82.6318; 2.5: -10.9104
| 2 | 13.45 | 1: 12.2919; 1.1: 17.3041; 1.2: 0.023205; 1.3: 72.63; 1.4: 2.2763; 1.5: 17.3041; 1.6: 72.63; 1.7: 43.578; 1.8: 8.4594; 1.9: 363.15; 2: 11.5653; 2.1: 87.3284; 2.2: 100.6759; 2.3: 13.2434; 2.4: -83.3718; 2.5: -10.9672
| 2 | 13.5 | 1: 12.227; 1.1: 17.2767; 1.2: 0.023168; 1.3: 72.9; 1.4: 2.2643; 1.5: 17.2767; 1.6: 72.9; 1.7: 43.74; 1.8: 8.4594; 1.9: 364.5; 2: 11.6083; 2.1: 87.3581; 2.2: 101.3912; 2.3: 13.2881; 2.4: -84.1145; 2.5: -11.0239
| 2 | 13.55 | 1: 12.1622; 1.1: 17.2488; 1.2: 0.023131; 1.3: 73.17; 1.4: 2.2523; 1.5: 17.2488; 1.6: 73.17; 1.7: 43.902; 1.8: 8.4594; 1.9: 365.85; 2: 11.6513; 2.1: 87.3878; 2.2: 102.109; 2.3: 13.3328; 2.4: -84.8602; 2.5: -11.0806
| 2 | 13.6 | 1: 12.0976; 1.1: 17.2205; 1.2: 0.023093; 1.3: 73.44; 1.4: 2.2403; 1.5: 17.2205; 1.6: 73.44; 1.7: 44.064; 1.8: 8.4594; 1.9: 367.2; 2: 11.6943; 2.1: 87.4174; 2.2: 102.8292; 2.3: 13.3775; 2.4: -85.6086; 2.5: -11.1372
| 2 | 13.65 | 1: 12.0332; 1.1: 17.1918; 1.2: 0.023055; 1.3: 73.71; 1.4: 2.2284; 1.5: 17.1918; 1.6: 73.71; 1.7: 44.226; 1.8: 8.4594; 1.9: 368.55; 2: 11.7373; 2.1: 87.4468; 2.2: 103.5517; 2.3: 13.4222; 2.4: -86.3599; 2.5: -11.1938
| 2 | 13.7 | 1: 11.9689; 1.1: 17.1626; 1.2: 0.023015; 1.3: 73.98; 1.4: 2.2165; 1.5: 17.1626; 1.6: 73.98; 1.7: 44.388; 1.8: 8.4594; 1.9: 369.9; 2: 11.7803; 2.1: 87.4762; 2.2: 104.2767; 2.3: 13.4668; 2.4: -87.1141; 2.5: -11.2503
| 2 | 13.75 | 1: 11.9049; 1.1: 17.1331; 1.2: 0.022976; 1.3: 74.25; 1.4: 2.2046; 1.5: 17.1331; 1.6: 74.25; 1.7: 44.55; 1.8: 8.4594; 1.9: 371.25; 2: 11.8232; 2.1: 87.5055; 2.2: 105.0042; 2.3: 13.5114; 2.4: -87.8711; 2.5: -11.3068
| 2 | 13.8 | 1: 11.8409; 1.1: 17.1031; 1.2: 0.022936; 1.3: 74.52; 1.4: 2.1928; 1.5: 17.1031; 1.6: 74.52; 1.7: 44.712; 1.8: 8.4594; 1.9: 372.6; 2: 11.8662; 2.1: 87.5346; 2.2: 105.734; 2.3: 13.5561; 2.4: -88.6309; 2.5: -11.3633
| 2 | 13.85 | 1: 11.7772; 1.1: 17.0726; 1.2: 0.022895; 1.3: 74.79; 1.4: 2.181; 1.5: 17.0726; 1.6: 74.79; 1.7: 44.874; 1.8: 8.4594; 1.9: 373.95; 2: 11.9092; 2.1: 87.5637; 2.2: 106.4662; 2.3: 13.6007; 2.4: -89.3936; 2.5: -11.4197
| 2 | 13.9 | 1: 11.7137; 1.1: 17.0418; 1.2: 0.022853; 1.3: 75.06; 1.4: 2.1692; 1.5: 17.0418; 1.6: 75.06; 1.7: 45.036; 1.8: 8.4594; 1.9: 375.3; 2: 11.9522; 2.1: 87.5926; 2.2: 107.2009; 2.3: 13.6452; 2.4: -90.1591; 2.5: -11.4761
| 2 | 13.95 | 1: 11.6503; 1.1: 17.0106; 1.2: 0.022812; 1.3: 75.33; 1.4: 2.1575; 1.5: 17.0106; 1.6: 75.33; 1.7: 45.198; 1.8: 8.4594; 1.9: 376.65; 2: 11.9952; 2.1: 87.6215; 2.2: 107.938; 2.3: 13.6898; 2.4: -90.9274; 2.5: -11.5324
| 2 | 14 | 1: 11.587; 1.1: 16.9789; 1.2: 0.022769; 1.3: 75.6; 1.4: 2.1457; 1.5: 16.9789; 1.6: 75.6; 1.7: 45.36; 1.8: 8.4594; 1.9: 378; 2: 12.0382; 2.1: 87.6502; 2.2: 108.6774; 2.3: 13.7344; 2.4: -91.6986; 2.5: -11.5886
| 2 | 14.05 | 1: 11.524; 1.1: 16.9468; 1.2: 0.022726; 1.3: 75.87; 1.4: 2.1341; 1.5: 16.9468; 1.6: 75.87; 1.7: 45.522; 1.8: 8.4594; 1.9: 379.35; 2: 12.0812; 2.1: 87.6788; 2.2: 109.4193; 2.3: 13.7789; 2.4: -92.4725; 2.5: -11.6449
| 2 | 14.1 | 1: 11.4611; 1.1: 16.9143; 1.2: 0.022683; 1.3: 76.14; 1.4: 2.1224; 1.5: 16.9143; 1.6: 76.14; 1.7: 45.684; 1.8: 8.4594; 1.9: 380.7; 2: 12.1242; 2.1: 87.7074; 2.2: 110.1636; 2.3: 13.8235; 2.4: -93.2493; 2.5: -11.701
| 2 | 14.15 | 1: 11.3984; 1.1: 16.8815; 1.2: 0.022638; 1.3: 76.41; 1.4: 2.1108; 1.5: 16.8815; 1.6: 76.41; 1.7: 45.846; 1.8: 8.4594; 1.9: 382.05; 2: 12.1672; 2.1: 87.7358; 2.2: 110.9104; 2.3: 13.868; 2.4: -94.0289; 2.5: -11.7572
| 2 | 14.2 | 1: 11.3359; 1.1: 16.8482; 1.2: 0.022594; 1.3: 76.68; 1.4: 2.0992; 1.5: 16.8482; 1.6: 76.68; 1.7: 46.008; 1.8: 8.4594; 1.9: 383.4; 2: 12.2102; 2.1: 87.7642; 2.2: 111.6595; 2.3: 13.9125; 2.4: -94.8113; 2.5: -11.8133
| 2 | 14.25 | 1: 11.2736; 1.1: 16.8145; 1.2: 0.022549; 1.3: 76.95; 1.4: 2.0877; 1.5: 16.8145; 1.6: 76.95; 1.7: 46.17; 1.8: 8.4594; 1.9: 384.75; 2: 12.2532; 2.1: 87.7924; 2.2: 112.4111; 2.3: 13.957; 2.4: -95.5966; 2.5: -11.8693
| 2 | 14.3 | 1: 11.2114; 1.1: 16.7804; 1.2: 0.022503; 1.3: 77.22; 1.4: 2.0762; 1.5: 16.7804; 1.6: 77.22; 1.7: 46.332; 1.8: 8.4594; 1.9: 386.1; 2: 12.2962; 2.1: 87.8205; 2.2: 113.165; 2.3: 14.0015; 2.4: -96.3846; 2.5: -11.9253
| 2 | 14.35 | 1: 11.1494; 1.1: 16.746; 1.2: 0.022457; 1.3: 77.49; 1.4: 2.0647; 1.5: 16.746; 1.6: 77.49; 1.7: 46.494; 1.8: 8.4594; 1.9: 387.45; 2: 12.3392; 2.1: 87.8486; 2.2: 113.9214; 2.3: 14.046; 2.4: -97.1754; 2.5: -11.9813
| 2 | 14.4 | 1: 11.0875; 1.1: 16.7111; 1.2: 0.02241; 1.3: 77.76; 1.4: 2.0532; 1.5: 16.7111; 1.6: 77.76; 1.7: 46.656; 1.8: 8.4594; 1.9: 388.8; 2: 12.3822; 2.1: 87.8765; 2.2: 114.6802; 2.3: 14.0904; 2.4: -97.9691; 2.5: -12.0372
| 2 | 14.45 | 1: 11.0259; 1.1: 16.6759; 1.2: 0.022363; 1.3: 78.03; 1.4: 2.0418; 1.5: 16.6759; 1.6: 78.03; 1.7: 46.818; 1.8: 8.4594; 1.9: 390.15; 2: 12.4252; 2.1: 87.9044; 2.2: 115.4414; 2.3: 14.1349; 2.4: -98.7655; 2.5: -12.093
| 2 | 14.5 | 1: 10.9644; 1.1: 16.6403; 1.2: 0.022315; 1.3: 78.3; 1.4: 2.0304; 1.5: 16.6403; 1.6: 78.3; 1.7: 46.98; 1.8: 8.4594; 1.9: 391.5; 2: 12.4682; 2.1: 87.9321; 2.2: 116.205; 2.3: 14.1793; 2.4: -99.5647; 2.5: -12.1489
| 2 | 14.55 | 1: 10.903; 1.1: 16.6043; 1.2: 0.022267; 1.3: 78.57; 1.4: 2.0191; 1.5: 16.6043; 1.6: 78.57; 1.7: 47.142; 1.8: 8.4594; 1.9: 392.85; 2: 12.5111; 2.1: 87.9598; 2.2: 116.971; 2.3: 14.2237; 2.4: -100.3668; 2.5: -12.2046
| 2 | 14.6 | 1: 10.8419; 1.1: 16.5679; 1.2: 0.022218; 1.3: 78.84; 1.4: 2.0078; 1.5: 16.5679; 1.6: 78.84; 1.7: 47.304; 1.8: 8.4594; 1.9: 394.2; 2: 12.5541; 2.1: 87.9873; 2.2: 117.7395; 2.3: 14.2681; 2.4: -101.1716; 2.5: -12.2604
| 2 | 14.65 | 1: 10.7809; 1.1: 16.5311; 1.2: 0.022169; 1.3: 79.11; 1.4: 1.9965; 1.5: 16.5311; 1.6: 79.11; 1.7: 47.466; 1.8: 8.4594; 1.9: 395.55; 2: 12.5971; 2.1: 88.0147; 2.2: 118.5103; 2.3: 14.3125; 2.4: -101.9792; 2.5: -12.3161
| 2 | 14.7 | 1: 10.7201; 1.1: 16.494; 1.2: 0.022119; 1.3: 79.38; 1.4: 1.9852; 1.5: 16.494; 1.6: 79.38; 1.7: 47.628; 1.8: 8.4594; 1.9: 396.9; 2: 12.6401; 2.1: 88.0421; 2.2: 119.2836; 2.3: 14.3569; 2.4: -102.7896; 2.5: -12.3717
| 2 | 14.75 | 1: 10.6595; 1.1: 16.4565; 1.2: 0.022068; 1.3: 79.65; 1.4: 1.974; 1.5: 16.4565; 1.6: 79.65; 1.7: 47.79; 1.8: 8.4594; 1.9: 398.25; 2: 12.6831; 2.1: 88.0693; 2.2: 120.0592; 2.3: 14.4013; 2.4: -103.6028; 2.5: -12.4273
| 2 | 14.8 | 1: 10.599; 1.1: 16.4186; 1.2: 0.022018; 1.3: 79.92; 1.4: 1.9628; 1.5: 16.4186; 1.6: 79.92; 1.7: 47.952; 1.8: 8.4594; 1.9: 399.6; 2: 12.7261; 2.1: 88.0965; 2.2: 120.8373; 2.3: 14.4457; 2.4: -104.4187; 2.5: -12.4829
| 2 | 14.85 | 1: 10.5387; 1.1: 16.3804; 1.2: 0.021966; 1.3: 80.19; 1.4: 1.9516; 1.5: 16.3804; 1.6: 80.19; 1.7: 48.114; 1.8: 8.4594; 1.9: 400.95; 2: 12.7691; 2.1: 88.1235; 2.2: 121.6178; 2.3: 14.49; 2.4: -105.2374; 2.5: -12.5384
| 2 | 14.9 | 1: 10.4786; 1.1: 16.3418; 1.2: 0.021915; 1.3: 80.46; 1.4: 1.9405; 1.5: 16.3418; 1.6: 80.46; 1.7: 48.276; 1.8: 8.4594; 1.9: 402.3; 2: 12.8121; 2.1: 88.1505; 2.2: 122.4007; 2.3: 14.5343; 2.4: -106.0589; 2.5: -12.5939
| 2 | 14.95 | 1: 10.4187; 1.1: 16.3028; 1.2: 0.021862; 1.3: 80.73; 1.4: 1.9294; 1.5: 16.3028; 1.6: 80.73; 1.7: 48.438; 1.8: 8.4594; 1.9: 403.65; 2: 12.8551; 2.1: 88.1774; 2.2: 123.186; 2.3: 14.5787; 2.4: -106.8832; 2.5: -12.6493
| 2 | 15 | 1: 10.3589; 1.1: 16.2635; 1.2: 0.02181; 1.3: 81; 1.4: 1.9183; 1.5: 16.2635; 1.6: 81; 1.7: 48.6; 1.8: 8.4594; 1.9: 405; 2: 12.8981; 2.1: 88.2041; 2.2: 123.9738; 2.3: 14.623; 2.4: -107.7103; 2.5: -12.7047
| 2 | 15.05 | 1: 10.2993; 1.1: 16.2238; 1.2: 0.021757; 1.3: 81.27; 1.4: 1.9073; 1.5: 16.2238; 1.6: 81.27; 1.7: 48.762; 1.8: 8.4594; 1.9: 406.35; 2: 12.9411; 2.1: 88.2308; 2.2: 124.7639; 2.3: 14.6673; 2.4: -108.5401; 2.5: -12.76
| 2 | 15.1 | 1: 10.2399; 1.1: 16.1838; 1.2: 0.021703; 1.3: 81.54; 1.4: 1.8963; 1.5: 16.1838; 1.6: 81.54; 1.7: 48.924; 1.8: 8.4594; 1.9: 407.7; 2: 12.9841; 2.1: 88.2574; 2.2: 125.5565; 2.3: 14.7116; 2.4: -109.3727; 2.5: -12.8153
| 2 | 15.15 | 1: 10.1806; 1.1: 16.1435; 1.2: 0.021649; 1.3: 81.81; 1.4: 1.8853; 1.5: 16.1435; 1.6: 81.81; 1.7: 49.086; 1.8: 8.4594; 1.9: 409.05; 2: 13.0271; 2.1: 88.2839; 2.2: 126.3515; 2.3: 14.7559; 2.4: -110.208; 2.5: -12.8706
| 2 | 15.2 | 1: 10.1216; 1.1: 16.1027; 1.2: 0.021594; 1.3: 82.08; 1.4: 1.8744; 1.5: 16.1027; 1.6: 82.08; 1.7: 49.248; 1.8: 8.4594; 1.9: 410.4; 2: 13.0701; 2.1: 88.3102; 2.2: 127.1488; 2.3: 14.8002; 2.4: -111.0461; 2.5: -12.9258
| 2 | 15.25 | 1: 10.0627; 1.1: 16.0617; 1.2: 0.021539; 1.3: 82.35; 1.4: 1.8635; 1.5: 16.0617; 1.6: 82.35; 1.7: 49.41; 1.8: 8.4594; 1.9: 411.75; 2: 13.1131; 2.1: 88.3365; 2.2: 127.9486; 2.3: 14.8444; 2.4: -111.8869; 2.5: -12.981
| 2 | 15.3 | 1: 10.0039; 1.1: 16.0203; 1.2: 0.021484; 1.3: 82.62; 1.4: 1.8526; 1.5: 16.0203; 1.6: 82.62; 1.7: 49.572; 1.8: 8.4594; 1.9: 413.1; 2: 13.1561; 2.1: 88.3627; 2.2: 128.7508; 2.3: 14.8887; 2.4: -112.7305; 2.5: -13.0361
| 2 | 15.35 | 1: 9.9454; 1.1: 15.9786; 1.2: 0.021428; 1.3: 82.89; 1.4: 1.8417; 1.5: 15.9786; 1.6: 82.89; 1.7: 49.734; 1.8: 8.4594; 1.9: 414.45; 2: 13.199; 2.1: 88.3888; 2.2: 129.5555; 2.3: 14.9329; 2.4: -113.5769; 2.5: -13.0912
| 2 | 15.4 | 1: 9.887; 1.1: 15.9365; 1.2: 0.021371; 1.3: 83.16; 1.4: 1.8309; 1.5: 15.9365; 1.6: 83.16; 1.7: 49.896; 1.8: 8.4594; 1.9: 415.8; 2: 13.242; 2.1: 88.4148; 2.2: 130.3625; 2.3: 14.9772; 2.4: -114.426; 2.5: -13.1462
| 2 | 15.45 | 1: 9.8288; 1.1: 15.8941; 1.2: 0.021314; 1.3: 83.43; 1.4: 1.8201; 1.5: 15.8941; 1.6: 83.43; 1.7: 50.058; 1.8: 8.4594; 1.9: 417.15; 2: 13.285; 2.1: 88.4407; 2.2: 131.1719; 2.3: 15.0214; 2.4: -115.2778; 2.5: -13.2013
| 2 | 15.5 | 1: 9.7707; 1.1: 15.8514; 1.2: 0.021257; 1.3: 83.7; 1.4: 1.8094; 1.5: 15.8514; 1.6: 83.7; 1.7: 50.22; 1.8: 8.4594; 1.9: 418.5; 2: 13.328; 2.1: 88.4665; 2.2: 131.9838; 2.3: 15.0656; 2.4: -116.1324; 2.5: -13.2562
| 2 | 15.55 | 1: 9.7128; 1.1: 15.8083; 1.2: 0.021199; 1.3: 83.97; 1.4: 1.7987; 1.5: 15.8083; 1.6: 83.97; 1.7: 50.382; 1.8: 8.4594; 1.9: 419.85; 2: 13.371; 2.1: 88.4923; 2.2: 132.7981; 2.3: 15.1098; 2.4: -116.9898; 2.5: -13.3111
| 2 | 15.6 | 1: 9.6551; 1.1: 15.7649; 1.2: 0.021141; 1.3: 84.24; 1.4: 1.788; 1.5: 15.7649; 1.6: 84.24; 1.7: 50.544; 1.8: 8.4594; 1.9: 421.2; 2: 13.414; 2.1: 88.5179; 2.2: 133.6147; 2.3: 15.154; 2.4: -117.8498; 2.5: -13.366
| 2 | 15.65 | 1: 9.5976; 1.1: 15.7212; 1.2: 0.021082; 1.3: 84.51; 1.4: 1.7773; 1.5: 15.7212; 1.6: 84.51; 1.7: 50.706; 1.8: 8.4594; 1.9: 422.55; 2: 13.457; 2.1: 88.5434; 2.2: 134.4338; 2.3: 15.1982; 2.4: -118.7126; 2.5: -13.4209
| 2 | 15.7 | 1: 9.5403; 1.1: 15.6772; 1.2: 0.021023; 1.3: 84.78; 1.4: 1.7667; 1.5: 15.6772; 1.6: 84.78; 1.7: 50.868; 1.8: 8.4594; 1.9: 423.9; 2: 13.5; 2.1: 88.5689; 2.2: 135.2553; 2.3: 15.2424; 2.4: -119.5782; 2.5: -13.4757
| 2 | 15.75 | 1: 9.4831; 1.1: 15.6328; 1.2: 0.020964; 1.3: 85.05; 1.4: 1.7561; 1.5: 15.6328; 1.6: 85.05; 1.7: 51.03; 1.8: 8.4594; 1.9: 425.25; 2: 13.543; 2.1: 88.5942; 2.2: 136.0793; 2.3: 15.2865; 2.4: -120.4464; 2.5: -13.5304
| 2 | 15.8 | 1: 9.4261; 1.1: 15.5882; 1.2: 0.020904; 1.3: 85.32; 1.4: 1.7456; 1.5: 15.5882; 1.6: 85.32; 1.7: 51.192; 1.8: 8.4594; 1.9: 426.6; 2: 13.586; 2.1: 88.6195; 2.2: 136.9056; 2.3: 15.3307; 2.4: -121.3174; 2.5: -13.5851
| 2 | 15.85 | 1: 9.3692; 1.1: 15.5432; 1.2: 0.020844; 1.3: 85.59; 1.4: 1.735; 1.5: 15.5432; 1.6: 85.59; 1.7: 51.354; 1.8: 8.4594; 1.9: 427.95; 2: 13.629; 2.1: 88.6447; 2.2: 137.7343; 2.3: 15.3748; 2.4: -122.1911; 2.5: -13.6398
| 2 | 15.9 | 1: 9.3126; 1.1: 15.498; 1.2: 0.020783; 1.3: 85.86; 1.4: 1.7245; 1.5: 15.498; 1.6: 85.86; 1.7: 51.516; 1.8: 8.4594; 1.9: 429.3; 2: 13.672; 2.1: 88.6697; 2.2: 138.5655; 2.3: 15.419; 2.4: -123.0675; 2.5: -13.6944
| 2 | 15.95 | 1: 9.2561; 1.1: 15.4524; 1.2: 0.020722; 1.3: 86.13; 1.4: 1.7141; 1.5: 15.4524; 1.6: 86.13; 1.7: 51.678; 1.8: 8.4594; 1.9: 430.65; 2: 13.715; 2.1: 88.6947; 2.2: 139.3991; 2.3: 15.4631; 2.4: -123.9467; 2.5: -13.749
| 2 | 16 | 1: 9.1997; 1.1: 15.4065; 1.2: 0.02066; 1.3: 86.4; 1.4: 1.7037; 1.5: 15.4065; 1.6: 86.4; 1.7: 51.84; 1.8: 8.4594; 1.9: 432; 2: 13.758; 2.1: 88.7196; 2.2: 140.235; 2.3: 15.5072; 2.4: -124.8285; 2.5: -13.8036
| 2 | 16.05 | 1: 9.1436; 1.1: 15.3603; 1.2: 0.020599; 1.3: 86.67; 1.4: 1.6933; 1.5: 15.3603; 1.6: 86.67; 1.7: 52.002; 1.8: 8.4594; 1.9: 433.35; 2: 13.801; 2.1: 88.7444; 2.2: 141.0734; 2.3: 15.5513; 2.4: -125.7131; 2.5: -13.8581
| 2 | 16.1 | 1: 9.0876; 1.1: 15.3138; 1.2: 0.020536; 1.3: 86.94; 1.4: 1.6829; 1.5: 15.3138; 1.6: 86.94; 1.7: 52.164; 1.8: 8.4594; 1.9: 434.7; 2: 13.8439; 2.1: 88.7691; 2.2: 141.9143; 2.3: 15.5955; 2.4: -126.6004; 2.5: -13.9126
| 2 | 16.15 | 1: 9.0318; 1.1: 15.2671; 1.2: 0.020473; 1.3: 87.21; 1.4: 1.6726; 1.5: 15.2671; 1.6: 87.21; 1.7: 52.326; 1.8: 8.4594; 1.9: 436.05; 2: 13.8869; 2.1: 88.7938; 2.2: 142.7575; 2.3: 15.6395; 2.4: -127.4904; 2.5: -13.967
| 2 | 16.2 | 1: 8.9762; 1.1: 15.22; 1.2: 0.02041; 1.3: 87.48; 1.4: 1.6623; 1.5: 15.22; 1.6: 87.48; 1.7: 52.488; 1.8: 8.4594; 1.9: 437.4; 2: 13.9299; 2.1: 88.8183; 2.2: 143.6031; 2.3: 15.6836; 2.4: -128.3831; 2.5: -14.0214
| 2 | 16.25 | 1: 8.9207; 1.1: 15.1727; 1.2: 0.020347; 1.3: 87.75; 1.4: 1.652; 1.5: 15.1727; 1.6: 87.75; 1.7: 52.65; 1.8: 8.4594; 1.9: 438.75; 2: 13.9729; 2.1: 88.8427; 2.2: 144.4512; 2.3: 15.7277; 2.4: -129.2785; 2.5: -14.0757
| 2 | 16.3 | 1: 8.8654; 1.1: 15.125; 1.2: 0.020283; 1.3: 88.02; 1.4: 1.6417; 1.5: 15.125; 1.6: 88.02; 1.7: 52.812; 1.8: 8.4594; 1.9: 440.1; 2: 14.0159; 2.1: 88.8671; 2.2: 145.3016; 2.3: 15.7718; 2.4: -130.1766; 2.5: -14.13
| 2 | 16.35 | 1: 8.8103; 1.1: 15.0771; 1.2: 0.020219; 1.3: 88.29; 1.4: 1.6315; 1.5: 15.0771; 1.6: 88.29; 1.7: 52.974; 1.8: 8.4594; 1.9: 441.45; 2: 14.0589; 2.1: 88.8913; 2.2: 146.1545; 2.3: 15.8158; 2.4: -131.0774; 2.5: -14.1843
| 2 | 16.4 | 1: 8.7554; 1.1: 15.0289; 1.2: 0.020154; 1.3: 88.56; 1.4: 1.6214; 1.5: 15.0289; 1.6: 88.56; 1.7: 53.136; 1.8: 8.4594; 1.9: 442.8; 2: 14.1019; 2.1: 88.9155; 2.2: 147.0098; 2.3: 15.8599; 2.4: -131.9809; 2.5: -14.2385
| 2 | 16.45 | 1: 8.7006; 1.1: 14.9804; 1.2: 0.020089; 1.3: 88.83; 1.4: 1.6112; 1.5: 14.9804; 1.6: 88.83; 1.7: 53.298; 1.8: 8.4594; 1.9: 444.15; 2: 14.1449; 2.1: 88.9396; 2.2: 147.8675; 2.3: 15.9039; 2.4: -132.8871; 2.5: -14.2927
| 2 | 16.5 | 1: 8.646; 1.1: 14.9316; 1.2: 0.020024; 1.3: 89.1; 1.4: 1.6011; 1.5: 14.9316; 1.6: 89.1; 1.7: 53.46; 1.8: 8.4594; 1.9: 445.5; 2: 14.1879; 2.1: 88.9636; 2.2: 148.7277; 2.3: 15.948; 2.4: -133.796; 2.5: -14.3469
| 2 | 16.55 | 1: 8.5916; 1.1: 14.8826; 1.2: 0.019958; 1.3: 89.37; 1.4: 1.591; 1.5: 14.8826; 1.6: 89.37; 1.7: 53.622; 1.8: 8.4594; 1.9: 446.85; 2: 14.2309; 2.1: 88.9875; 2.2: 149.5902; 2.3: 15.992; 2.4: -134.7076; 2.5: -14.401
| 2 | 16.6 | 1: 8.5373; 1.1: 14.8333; 1.2: 0.019892; 1.3: 89.64; 1.4: 1.581; 1.5: 14.8333; 1.6: 89.64; 1.7: 53.784; 1.8: 8.4594; 1.9: 448.2; 2: 14.2739; 2.1: 89.0113; 2.2: 150.4552; 2.3: 16.036; 2.4: -135.6219; 2.5: -14.455
| 2 | 16.65 | 1: 8.4832; 1.1: 14.7837; 1.2: 0.019825; 1.3: 89.91; 1.4: 1.571; 1.5: 14.7837; 1.6: 89.91; 1.7: 53.946; 1.8: 8.4594; 1.9: 449.55; 2: 14.3169; 2.1: 89.0351; 2.2: 151.3225; 2.3: 16.08; 2.4: -136.5388; 2.5: -14.5091
| 2 | 16.7 | 1: 8.4293; 1.1: 14.7339; 1.2: 0.019759; 1.3: 90.18; 1.4: 1.561; 1.5: 14.7339; 1.6: 90.18; 1.7: 54.108; 1.8: 8.4594; 1.9: 450.9; 2: 14.3599; 2.1: 89.0587; 2.2: 152.1923; 2.3: 16.1241; 2.4: -137.4584; 2.5: -14.5631
| 2 | 16.75 | 1: 8.3756; 1.1: 14.6838; 1.2: 0.019691; 1.3: 90.45; 1.4: 1.551; 1.5: 14.6838; 1.6: 90.45; 1.7: 54.27; 1.8: 8.4594; 1.9: 452.25; 2: 14.4029; 2.1: 89.0823; 2.2: 153.0645; 2.3: 16.168; 2.4: -138.3807; 2.5: -14.617
| 2 | 16.8 | 1: 8.322; 1.1: 14.6335; 1.2: 0.019624; 1.3: 90.72; 1.4: 1.5411; 1.5: 14.6335; 1.6: 90.72; 1.7: 54.432; 1.8: 8.4594; 1.9: 453.6; 2: 14.4459; 2.1: 89.1057; 2.2: 153.9392; 2.3: 16.212; 2.4: -139.3057; 2.5: -14.6709
| 2 | 16.85 | 1: 8.2686; 1.1: 14.5829; 1.2: 0.019556; 1.3: 90.99; 1.4: 1.5312; 1.5: 14.5829; 1.6: 90.99; 1.7: 54.594; 1.8: 8.4594; 1.9: 454.95; 2: 14.4889; 2.1: 89.1291; 2.2: 154.8162; 2.3: 16.256; 2.4: -140.2333; 2.5: -14.7248
| 2 | 16.9 | 1: 8.2154; 1.1: 14.532; 1.2: 0.019488; 1.3: 91.26; 1.4: 1.5214; 1.5: 14.532; 1.6: 91.26; 1.7: 54.756; 1.8: 8.4594; 1.9: 456.3; 2: 14.5318; 2.1: 89.1524; 2.2: 155.6957; 2.3: 16.3; 2.4: -141.1637; 2.5: -14.7786
| 2 | 16.95 | 1: 8.1624; 1.1: 14.4809; 1.2: 0.019419; 1.3: 91.53; 1.4: 1.5116; 1.5: 14.4809; 1.6: 91.53; 1.7: 54.918; 1.8: 8.4594; 1.9: 457.65; 2: 14.5748; 2.1: 89.1756; 2.2: 156.5775; 2.3: 16.344; 2.4: -142.0967; 2.5: -14.8324
| 2 | 17 | 1: 8.1095; 1.1: 14.4295; 1.2: 0.01935; 1.3: 91.8; 1.4: 1.5018; 1.5: 14.4295; 1.6: 91.8; 1.7: 55.08; 1.8: 8.4594; 1.9: 459; 2: 14.6178; 2.1: 89.1988; 2.2: 157.4618; 2.3: 16.3879; 2.4: -143.0323; 2.5: -14.8862
| 2 | 17.05 | 1: 8.0568; 1.1: 14.3779; 1.2: 0.019281; 1.3: 92.07; 1.4: 1.492; 1.5: 14.3779; 1.6: 92.07; 1.7: 55.242; 1.8: 8.4594; 1.9: 460.35; 2: 14.6608; 2.1: 89.2218; 2.2: 158.3485; 2.3: 16.4319; 2.4: -143.9706; 2.5: -14.9399
| 2 | 17.1 | 1: 8.0043; 1.1: 14.326; 1.2: 0.019212; 1.3: 92.34; 1.4: 1.4823; 1.5: 14.326; 1.6: 92.34; 1.7: 55.404; 1.8: 8.4594; 1.9: 461.7; 2: 14.7038; 2.1: 89.2448; 2.2: 159.2376; 2.3: 16.4758; 2.4: -144.9116; 2.5: -14.9936
| 2 | 17.15 | 1: 7.9519; 1.1: 14.274; 1.2: 0.019142; 1.3: 92.61; 1.4: 1.4726; 1.5: 14.274; 1.6: 92.61; 1.7: 55.566; 1.8: 8.4594; 1.9: 463.05; 2: 14.7468; 2.1: 89.2676; 2.2: 160.1292; 2.3: 16.5198; 2.4: -145.8552; 2.5: -15.0472
| 2 | 17.2 | 1: 7.8997; 1.1: 14.2216; 1.2: 0.019072; 1.3: 92.88; 1.4: 1.4629; 1.5: 14.2216; 1.6: 92.88; 1.7: 55.728; 1.8: 8.4594; 1.9: 464.4; 2: 14.7898; 2.1: 89.2904; 2.2: 161.0231; 2.3: 16.5637; 2.4: -146.8015; 2.5: -15.1008
| 2 | 17.25 | 1: 7.8477; 1.1: 14.1691; 1.2: 0.019001; 1.3: 93.15; 1.4: 1.4533; 1.5: 14.1691; 1.6: 93.15; 1.7: 55.89; 1.8: 8.4594; 1.9: 465.75; 2: 14.8328; 2.1: 89.3131; 2.2: 161.9195; 2.3: 16.6076; 2.4: -147.7505; 2.5: -15.1544
| 2 | 17.3 | 1: 7.7959; 1.1: 14.1163; 1.2: 0.01893; 1.3: 93.42; 1.4: 1.4437; 1.5: 14.1163; 1.6: 93.42; 1.7: 56.052; 1.8: 8.4594; 1.9: 467.1; 2: 14.8758; 2.1: 89.3357; 2.2: 162.8183; 2.3: 16.6516; 2.4: -148.7021; 2.5: -15.2079
| 2 | 17.35 | 1: 7.7442; 1.1: 14.0632; 1.2: 0.018859; 1.3: 93.69; 1.4: 1.4341; 1.5: 14.0632; 1.6: 93.69; 1.7: 56.214; 1.8: 8.4594; 1.9: 468.45; 2: 14.9188; 2.1: 89.3583; 2.2: 163.7195; 2.3: 16.6955; 2.4: -149.6563; 2.5: -15.2614
| 2 | 17.4 | 1: 7.6927; 1.1: 14.01; 1.2: 0.018788; 1.3: 93.96; 1.4: 1.4246; 1.5: 14.01; 1.6: 93.96; 1.7: 56.376; 1.8: 8.4594; 1.9: 469.8; 2: 14.9618; 2.1: 89.3807; 2.2: 164.6232; 2.3: 16.7394; 2.4: -150.6132; 2.5: -15.3148
| 2 | 17.45 | 1: 7.6414; 1.1: 13.9565; 1.2: 0.018716; 1.3: 94.23; 1.4: 1.4151; 1.5: 13.9565; 1.6: 94.23; 1.7: 56.538; 1.8: 8.4594; 1.9: 471.15; 2: 15.0048; 2.1: 89.4031; 2.2: 165.5292; 2.3: 16.7833; 2.4: -151.5727; 2.5: -15.3682
| 2 | 17.5 | 1: 7.5902; 1.1: 13.9028; 1.2: 0.018644; 1.3: 94.5; 1.4: 1.4056; 1.5: 13.9028; 1.6: 94.5; 1.7: 56.7; 1.8: 8.4594; 1.9: 472.5; 2: 15.0478; 2.1: 89.4254; 2.2: 166.4377; 2.3: 16.8272; 2.4: -152.5349; 2.5: -15.4216
| 2 | 17.55 | 1: 7.5393; 1.1: 13.8489; 1.2: 0.018572; 1.3: 94.77; 1.4: 1.3962; 1.5: 13.8489; 1.6: 94.77; 1.7: 56.862; 1.8: 8.4594; 1.9: 473.85; 2: 15.0908; 2.1: 89.4476; 2.2: 167.3486; 2.3: 16.8711; 2.4: -153.4997; 2.5: -15.4749
| 2 | 17.6 | 1: 7.4885; 1.1: 13.7947; 1.2: 0.018499; 1.3: 95.04; 1.4: 1.3868; 1.5: 13.7947; 1.6: 95.04; 1.7: 57.024; 1.8: 8.4594; 1.9: 475.2; 2: 15.1338; 2.1: 89.4697; 2.2: 168.2619; 2.3: 16.915; 2.4: -154.4672; 2.5: -15.5282
| 2 | 17.65 | 1: 7.4378; 1.1: 13.7404; 1.2: 0.018426; 1.3: 95.31; 1.4: 1.3774; 1.5: 13.7404; 1.6: 95.31; 1.7: 57.186; 1.8: 8.4594; 1.9: 476.55; 2: 15.1768; 2.1: 89.4917; 2.2: 169.1776; 2.3: 16.9588; 2.4: -155.4372; 2.5: -15.5815
| 2 | 17.7 | 1: 7.3874; 1.1: 13.6858; 1.2: 0.018353; 1.3: 95.58; 1.4: 1.368; 1.5: 13.6858; 1.6: 95.58; 1.7: 57.348; 1.8: 8.4594; 1.9: 477.9; 2: 15.2197; 2.1: 89.5136; 2.2: 170.0958; 2.3: 17.0027; 2.4: -156.41; 2.5: -15.6347
| 2 | 17.75 | 1: 7.3371; 1.1: 13.6311; 1.2: 0.01828; 1.3: 95.85; 1.4: 1.3587; 1.5: 13.6311; 1.6: 95.85; 1.7: 57.51; 1.8: 8.4594; 1.9: 479.25; 2: 15.2627; 2.1: 89.5355; 2.2: 171.0164; 2.3: 17.0466; 2.4: -157.3853; 2.5: -15.6879
| 2 | 17.8 | 1: 7.287; 1.1: 13.5761; 1.2: 0.018206; 1.3: 96.12; 1.4: 1.3494; 1.5: 13.5761; 1.6: 96.12; 1.7: 57.672; 1.8: 8.4594; 1.9: 480.6; 2: 15.3057; 2.1: 89.5573; 2.2: 171.9394; 2.3: 17.0904; 2.4: -158.3633; 2.5: -15.741
| 2 | 17.85 | 1: 7.237; 1.1: 13.5209; 1.2: 0.018132; 1.3: 96.39; 1.4: 1.3402; 1.5: 13.5209; 1.6: 96.39; 1.7: 57.834; 1.8: 8.4594; 1.9: 481.95; 2: 15.3487; 2.1: 89.579; 2.2: 172.8648; 2.3: 17.1343; 2.4: -159.3439; 2.5: -15.7941
| 2 | 17.9 | 1: 7.1872; 1.1: 13.4655; 1.2: 0.018058; 1.3: 96.66; 1.4: 1.331; 1.5: 13.4655; 1.6: 96.66; 1.7: 57.996; 1.8: 8.4594; 1.9: 483.3; 2: 15.3917; 2.1: 89.6006; 2.2: 173.7926; 2.3: 17.1781; 2.4: -160.3271; 2.5: -15.8472
| 2 | 17.95 | 1: 7.1376; 1.1: 13.41; 1.2: 0.017983; 1.3: 96.93; 1.4: 1.3218; 1.5: 13.41; 1.6: 96.93; 1.7: 58.158; 1.8: 8.4594; 1.9: 484.65; 2: 15.4347; 2.1: 89.6222; 2.2: 174.7229; 2.3: 17.222; 2.4: -161.3129; 2.5: -15.9002
| 2 | 18 | 1: 7.0882; 1.1: 13.3542; 1.2: 0.017908; 1.3: 97.2; 1.4: 1.3126; 1.5: 13.3542; 1.6: 97.2; 1.7: 58.32; 1.8: 8.4594; 1.9: 486; 2: 15.4777; 2.1: 89.6436; 2.2: 175.6556; 2.3: 17.2658; 2.4: -162.3014; 2.5: -15.9532
| 2 | 18.05 | 1: 7.039; 1.1: 13.2982; 1.2: 0.017833; 1.3: 97.47; 1.4: 1.3035; 1.5: 13.2982; 1.6: 97.47; 1.7: 58.482; 1.8: 8.4594; 1.9: 487.35; 2: 15.5207; 2.1: 89.665; 2.2: 176.5907; 2.3: 17.3097; 2.4: -163.2924; 2.5: -16.0061
| 2 | 18.1 | 1: 6.9899; 1.1: 13.2421; 1.2: 0.017758; 1.3: 97.74; 1.4: 1.2944; 1.5: 13.2421; 1.6: 97.74; 1.7: 58.644; 1.8: 8.4594; 1.9: 488.7; 2: 15.5637; 2.1: 89.6863; 2.2: 177.5282; 2.3: 17.3535; 2.4: -164.2861; 2.5: -16.0591
| 2 | 18.15 | 1: 6.941; 1.1: 13.1857; 1.2: 0.017682; 1.3: 98.01; 1.4: 1.2854; 1.5: 13.1857; 1.6: 98.01; 1.7: 58.806; 1.8: 8.4594; 1.9: 490.05; 2: 15.6067; 2.1: 89.7075; 2.2: 178.4681; 2.3: 17.3973; 2.4: -165.2824; 2.5: -16.1119
| 2 | 18.2 | 1: 6.8922; 1.1: 13.1292; 1.2: 0.017607; 1.3: 98.28; 1.4: 1.2763; 1.5: 13.1292; 1.6: 98.28; 1.7: 58.968; 1.8: 8.4594; 1.9: 491.4; 2: 15.6497; 2.1: 89.7287; 2.2: 179.4105; 2.3: 17.4411; 2.4: -166.2813; 2.5: -16.1648
| 2 | 18.25 | 1: 6.8437; 1.1: 13.0725; 1.2: 0.017531; 1.3: 98.55; 1.4: 1.2673; 1.5: 13.0725; 1.6: 98.55; 1.7: 59.13; 1.8: 8.4594; 1.9: 492.75; 2: 15.6927; 2.1: 89.7497; 2.2: 180.3553; 2.3: 17.4849; 2.4: -167.2828; 2.5: -16.2176
| 2 | 18.3 | 1: 6.7953; 1.1: 13.0157; 1.2: 0.017454; 1.3: 98.82; 1.4: 1.2584; 1.5: 13.0157; 1.6: 98.82; 1.7: 59.292; 1.8: 8.4594; 1.9: 494.1; 2: 15.7357; 2.1: 89.7707; 2.2: 181.3025; 2.3: 17.5287; 2.4: -168.2869; 2.5: -16.2704
| 2 | 18.35 | 1: 6.747; 1.1: 12.9586; 1.2: 0.017378; 1.3: 99.09; 1.4: 1.2495; 1.5: 12.9586; 1.6: 99.09; 1.7: 59.454; 1.8: 8.4594; 1.9: 495.45; 2: 15.7787; 2.1: 89.7916; 2.2: 182.2522; 2.3: 17.5725; 2.4: -169.2936; 2.5: -16.3231
| 2 | 18.4 | 1: 6.699; 1.1: 12.9014; 1.2: 0.017301; 1.3: 99.36; 1.4: 1.2406; 1.5: 12.9014; 1.6: 99.36; 1.7: 59.616; 1.8: 8.4594; 1.9: 496.8; 2: 15.8217; 2.1: 89.8124; 2.2: 183.2043; 2.3: 17.6163; 2.4: -170.3029; 2.5: -16.3758
| 2 | 18.45 | 1: 6.6511; 1.1: 12.844; 1.2: 0.017224; 1.3: 99.63; 1.4: 1.2317; 1.5: 12.844; 1.6: 99.63; 1.7: 59.778; 1.8: 8.4594; 1.9: 498.15; 2: 15.8646; 2.1: 89.8331; 2.2: 184.1588; 2.3: 17.6601; 2.4: -171.3148; 2.5: -16.4284
| 2 | 18.5 | 1: 6.6034; 1.1: 12.7864; 1.2: 0.017147; 1.3: 99.9; 1.4: 1.2229; 1.5: 12.7864; 1.6: 99.9; 1.7: 59.94; 1.8: 8.4594; 1.9: 499.5; 2: 15.9076; 2.1: 89.8538; 2.2: 185.1157; 2.3: 17.7039; 2.4: -172.3293; 2.5: -16.4811
| 2 | 18.55 | 1: 6.5559; 1.1: 12.7287; 1.2: 0.017069; 1.3: 100.17; 1.4: 1.2141; 1.5: 12.7287; 1.6: 100.17; 1.7: 60.102; 1.8: 8.4594; 1.9: 500.85; 2: 15.9506; 2.1: 89.8744; 2.2: 186.0751; 2.3: 17.7477; 2.4: -173.3464; 2.5: -16.5336
| 2 | 18.6 | 1: 6.5085; 1.1: 12.6708; 1.2: 0.016992; 1.3: 100.44; 1.4: 1.2053; 1.5: 12.6708; 1.6: 100.44; 1.7: 60.264; 1.8: 8.4594; 1.9: 502.2; 2: 15.9936; 2.1: 89.8949; 2.2: 187.0368; 2.3: 17.7915; 2.4: -174.366; 2.5: -16.5862
| 2 | 18.65 | 1: 6.4613; 1.1: 12.6128; 1.2: 0.016914; 1.3: 100.71; 1.4: 1.1965; 1.5: 12.6128; 1.6: 100.71; 1.7: 60.426; 1.8: 8.4594; 1.9: 503.55; 2: 16.0366; 2.1: 89.9153; 2.2: 188.001; 2.3: 17.8353; 2.4: -175.3883; 2.5: -16.6387
| 2 | 18.7 | 1: 6.4143; 1.1: 12.5545; 1.2: 0.016836; 1.3: 100.98; 1.4: 1.1878; 1.5: 12.5545; 1.6: 100.98; 1.7: 60.588; 1.8: 8.4594; 1.9: 504.9; 2: 16.0796; 2.1: 89.9357; 2.2: 188.9677; 2.3: 17.879; 2.4: -176.4131; 2.5: -16.6912
| 2 | 18.75 | 1: 6.3675; 1.1: 12.4962; 1.2: 0.016758; 1.3: 101.25; 1.4: 1.1792; 1.5: 12.4962; 1.6: 101.25; 1.7: 60.75; 1.8: 8.4594; 1.9: 506.25; 2: 16.1226; 2.1: 89.9559; 2.2: 189.9367; 2.3: 17.9228; 2.4: -177.4405; 2.5: -16.7436
| 2 | 18.8 | 1: 6.3208; 1.1: 12.4377; 1.2: 0.016679; 1.3: 101.52; 1.4: 1.1705; 1.5: 12.4377; 1.6: 101.52; 1.7: 60.912; 1.8: 8.4594; 1.9: 507.6; 2: 16.1656; 2.1: 89.9761; 2.2: 190.9082; 2.3: 17.9665; 2.4: -178.4705; 2.5: -16.796
| 2 | 18.85 | 1: 6.2743; 1.1: 12.379; 1.2: 0.016601; 1.3: 101.79; 1.4: 1.1619; 1.5: 12.379; 1.6: 101.79; 1.7: 61.074; 1.8: 8.4594; 1.9: 508.95; 2: 16.2086; 2.1: 89.9963; 2.2: 191.8821; 2.3: 18.0103; 2.4: -179.5031; 2.5: -16.8484
| 2 | 18.9 | 1: 6.228; 1.1: 12.3202; 1.2: 0.016522; 1.3: 102.06; 1.4: 1.1533; 1.5: 12.3202; 1.6: 102.06; 1.7: 61.236; 1.8: 8.4594; 1.9: 510.3; 2: 16.2516; 2.1: 90.0163; 2.2: 192.8585; 2.3: 18.0541; 2.4: -180.5383; 2.5: -16.9007
| 2 | 18.95 | 1: 6.1818; 1.1: 12.2613; 1.2: 0.016443; 1.3: 102.33; 1.4: 1.1448; 1.5: 12.2613; 1.6: 102.33; 1.7: 61.398; 1.8: 8.4594; 1.9: 511.65; 2: 16.2946; 2.1: 90.0363; 2.2: 193.8373; 2.3: 18.0978; 2.4: -181.576; 2.5: -16.953
| 2 | 19 | 1: 6.1359; 1.1: 12.2022; 1.2: 0.016363; 1.3: 102.6; 1.4: 1.1363; 1.5: 12.2022; 1.6: 102.6; 1.7: 61.56; 1.8: 8.4594; 1.9: 513; 2: 16.3376; 2.1: 90.0561; 2.2: 194.8185; 2.3: 18.1415; 2.4: -182.6163; 2.5: -17.0053
| 2 | 19.05 | 1: 6.0901; 1.1: 12.143; 1.2: 0.016284; 1.3: 102.87; 1.4: 1.1278; 1.5: 12.143; 1.6: 102.87; 1.7: 61.722; 1.8: 8.4594; 1.9: 514.35; 2: 16.3806; 2.1: 90.076; 2.2: 195.8021; 2.3: 18.1853; 2.4: -183.6591; 2.5: -17.0575
| 2 | 19.1 | 1: 6.0444; 1.1: 12.0836; 1.2: 0.016204; 1.3: 103.14; 1.4: 1.1193; 1.5: 12.0836; 1.6: 103.14; 1.7: 61.884; 1.8: 8.4594; 1.9: 515.7; 2: 16.4236; 2.1: 90.0957; 2.2: 196.7882; 2.3: 18.229; 2.4: -184.7046; 2.5: -17.1097
| 2 | 19.15 | 1: 5.999; 1.1: 12.0241; 1.2: 0.016125; 1.3: 103.41; 1.4: 1.1109; 1.5: 12.0241; 1.6: 103.41; 1.7: 62.046; 1.8: 8.4594; 1.9: 517.05; 2: 16.4666; 2.1: 90.1154; 2.2: 197.7766; 2.3: 18.2728; 2.4: -185.7525; 2.5: -17.1618
| 2 | 19.2 | 1: 5.9537; 1.1: 11.9645; 1.2: 0.016045; 1.3: 103.68; 1.4: 1.1025; 1.5: 11.9645; 1.6: 103.68; 1.7: 62.208; 1.8: 8.4594; 1.9: 518.4; 2: 16.5096; 2.1: 90.1349; 2.2: 198.7676; 2.3: 18.3165; 2.4: -186.8031; 2.5: -17.214
| 2 | 19.25 | 1: 5.9085; 1.1: 11.9047; 1.2: 0.015965; 1.3: 103.95; 1.4: 1.0942; 1.5: 11.9047; 1.6: 103.95; 1.7: 62.37; 1.8: 8.4594; 1.9: 519.75; 2: 16.5525; 2.1: 90.1545; 2.2: 199.7609; 2.3: 18.3602; 2.4: -187.8562; 2.5: -17.266
| 2 | 19.3 | 1: 5.8636; 1.1: 11.8449; 1.2: 0.015884; 1.3: 104.22; 1.4: 1.0859; 1.5: 11.8449; 1.6: 104.22; 1.7: 62.532; 1.8: 8.4594; 1.9: 521.1; 2: 16.5955; 2.1: 90.1739; 2.2: 200.7567; 2.3: 18.4039; 2.4: -188.9119; 2.5: -17.3181
| 2 | 19.35 | 1: 5.8188; 1.1: 11.7849; 1.2: 0.015804; 1.3: 104.49; 1.4: 1.0776; 1.5: 11.7849; 1.6: 104.49; 1.7: 62.694; 1.8: 8.4594; 1.9: 522.45; 2: 16.6385; 2.1: 90.1932; 2.2: 201.7549; 2.3: 18.4476; 2.4: -189.9701; 2.5: -17.3701
| 2 | 19.4 | 1: 5.7742; 1.1: 11.7248; 1.2: 0.015723; 1.3: 104.76; 1.4: 1.0693; 1.5: 11.7248; 1.6: 104.76; 1.7: 62.856; 1.8: 8.4594; 1.9: 523.8; 2: 16.6815; 2.1: 90.2125; 2.2: 202.7556; 2.3: 18.4914; 2.4: -191.0308; 2.5: -17.4221
| 2 | 19.45 | 1: 5.7298; 1.1: 11.6645; 1.2: 0.015642; 1.3: 105.03; 1.4: 1.0611; 1.5: 11.6645; 1.6: 105.03; 1.7: 63.018; 1.8: 8.4594; 1.9: 525.15; 2: 16.7245; 2.1: 90.2317; 2.2: 203.7587; 2.3: 18.5351; 2.4: -192.0941; 2.5: -17.474
| 2 | 19.5 | 1: 5.6855; 1.1: 11.6042; 1.2: 0.015561; 1.3: 105.3; 1.4: 1.0529; 1.5: 11.6042; 1.6: 105.3; 1.7: 63.18; 1.8: 8.4594; 1.9: 526.5; 2: 16.7675; 2.1: 90.2509; 2.2: 204.7642; 2.3: 18.5788; 2.4: -193.16; 2.5: -17.5259
| 2 | 19.55 | 1: 5.6415; 1.1: 11.5437; 1.2: 0.01548; 1.3: 105.57; 1.4: 1.0447; 1.5: 11.5437; 1.6: 105.57; 1.7: 63.342; 1.8: 8.4594; 1.9: 527.85; 2: 16.8105; 2.1: 90.27; 2.2: 205.7721; 2.3: 18.6225; 2.4: -194.2284; 2.5: -17.5778
| 2 | 19.6 | 1: 5.5975; 1.1: 11.4832; 1.2: 0.015399; 1.3: 105.84; 1.4: 1.0366; 1.5: 11.4832; 1.6: 105.84; 1.7: 63.504; 1.8: 8.4594; 1.9: 529.2; 2: 16.8535; 2.1: 90.2889; 2.2: 206.7825; 2.3: 18.6662; 2.4: -195.2994; 2.5: -17.6296
| 2 | 19.65 | 1: 5.5538; 1.1: 11.4225; 1.2: 0.015318; 1.3: 106.11; 1.4: 1.0285; 1.5: 11.4225; 1.6: 106.11; 1.7: 63.666; 1.8: 8.4594; 1.9: 530.55; 2: 16.8965; 2.1: 90.3079; 2.2: 207.7954; 2.3: 18.7099; 2.4: -196.3728; 2.5: -17.6814
| 2 | 19.7 | 1: 5.5102; 1.1: 11.3617; 1.2: 0.015236; 1.3: 106.38; 1.4: 1.0204; 1.5: 11.3617; 1.6: 106.38; 1.7: 63.828; 1.8: 8.4594; 1.9: 531.9; 2: 16.9395; 2.1: 90.3267; 2.2: 208.8106; 2.3: 18.7536; 2.4: -197.4489; 2.5: -17.7332
| 2 | 19.75 | 1: 5.4668; 1.1: 11.3009; 1.2: 0.015155; 1.3: 106.65; 1.4: 1.0124; 1.5: 11.3009; 1.6: 106.65; 1.7: 63.99; 1.8: 8.4594; 1.9: 533.25; 2: 16.9825; 2.1: 90.3455; 2.2: 209.8283; 2.3: 18.7973; 2.4: -198.5274; 2.5: -17.7849
| 2 | 19.8 | 1: 5.4236; 1.1: 11.2399; 1.2: 0.015073; 1.3: 106.92; 1.4: 1.0044; 1.5: 11.2399; 1.6: 106.92; 1.7: 64.152; 1.8: 8.4594; 1.9: 534.6; 2: 17.0255; 2.1: 90.3642; 2.2: 210.8484; 2.3: 18.841; 2.4: -199.6085; 2.5: -17.8366
| 2 | 19.85 | 1: 5.3806; 1.1: 11.1789; 1.2: 0.014991; 1.3: 107.19; 1.4: 0.9964; 1.5: 11.1789; 1.6: 107.19; 1.7: 64.314; 1.8: 8.4594; 1.9: 535.95; 2: 17.0685; 2.1: 90.3828; 2.2: 211.871; 2.3: 18.8846; 2.4: -200.6921; 2.5: -17.8882
| 2 | 19.9 | 1: 5.3377; 1.1: 11.1177; 1.2: 0.014909; 1.3: 107.46; 1.4: 0.98846; 1.5: 11.1177; 1.6: 107.46; 1.7: 64.476; 1.8: 8.4594; 1.9: 537.3; 2: 17.1115; 2.1: 90.4014; 2.2: 212.896; 2.3: 18.9283; 2.4: -201.7783; 2.5: -17.9399
| 2 | 19.95 | 1: 5.295; 1.1: 11.0565; 1.2: 0.014827; 1.3: 107.73; 1.4: 0.98055; 1.5: 11.0565; 1.6: 107.73; 1.7: 64.638; 1.8: 8.4594; 1.9: 538.65; 2: 17.1545; 2.1: 90.4198; 2.2: 213.9234; 2.3: 18.972; 2.4: -202.867; 2.5: -17.9915
| 2 | 20 | 1: 5.2525; 1.1: 10.9951; 1.2: 0.014745; 1.3: 108; 1.4: 0.97268; 1.5: 10.9951; 1.6: 108; 1.7: 64.8; 1.8: 8.4594; 1.9: 540; 2: 17.1975; 2.1: 90.4382; 2.2: 214.9533; 2.3: 19.0157; 2.4: -203.9582; 2.5: -18.043
| 2 | 20.05 | 1: 5.2101; 1.1: 10.9337; 1.2: 0.014662; 1.3: 108.27; 1.4: 0.96483; 1.5: 10.9337; 1.6: 108.27; 1.7: 64.962; 1.8: 8.4594; 1.9: 541.35; 2: 17.2404; 2.1: 90.4566; 2.2: 215.9856; 2.3: 19.0594; 2.4: -205.0519; 2.5: -18.0945
| 2 | 20.1 | 1: 5.1679; 1.1: 10.8723; 1.2: 0.01458; 1.3: 108.54; 1.4: 0.95702; 1.5: 10.8723; 1.6: 108.54; 1.7: 65.124; 1.8: 8.4594; 1.9: 542.7; 2: 17.2834; 2.1: 90.4749; 2.2: 217.0204; 2.3: 19.103; 2.4: -206.1481; 2.5: -18.146
| 2 | 20.15 | 1: 5.1259; 1.1: 10.8107; 1.2: 0.014497; 1.3: 108.81; 1.4: 0.94924; 1.5: 10.8107; 1.6: 108.81; 1.7: 65.286; 1.8: 8.4594; 1.9: 544.05; 2: 17.3264; 2.1: 90.4931; 2.2: 218.0575; 2.3: 19.1467; 2.4: -207.2469; 2.5: -18.1975
| 2 | 20.2 | 1: 5.0841; 1.1: 10.749; 1.2: 0.014415; 1.3: 109.08; 1.4: 0.94149; 1.5: 10.749; 1.6: 109.08; 1.7: 65.448; 1.8: 8.4594; 1.9: 545.4; 2: 17.3694; 2.1: 90.5112; 2.2: 219.0972; 2.3: 19.1904; 2.4: -208.3481; 2.5: -18.2489
| 2 | 20.25 | 1: 5.0424; 1.1: 10.6873; 1.2: 0.014332; 1.3: 109.35; 1.4: 0.93377; 1.5: 10.6873; 1.6: 109.35; 1.7: 65.61; 1.8: 8.4594; 1.9: 546.75; 2: 17.4124; 2.1: 90.5292; 2.2: 220.1392; 2.3: 19.234; 2.4: -209.4519; 2.5: -18.3003
| 2 | 20.3 | 1: 5.0009; 1.1: 10.6255; 1.2: 0.014249; 1.3: 109.62; 1.4: 0.92609; 1.5: 10.6255; 1.6: 109.62; 1.7: 65.772; 1.8: 8.4594; 1.9: 548.1; 2: 17.4554; 2.1: 90.5472; 2.2: 221.1837; 2.3: 19.2777; 2.4: -210.5582; 2.5: -18.3516
| 2 | 20.35 | 1: 4.9596; 1.1: 10.5637; 1.2: 0.014166; 1.3: 109.89; 1.4: 0.91844; 1.5: 10.5637; 1.6: 109.89; 1.7: 65.934; 1.8: 8.4594; 1.9: 549.45; 2: 17.4984; 2.1: 90.5651; 2.2: 222.2307; 2.3: 19.3214; 2.4: -211.667; 2.5: -18.4029
| 2 | 20.4 | 1: 4.9184; 1.1: 10.5018; 1.2: 0.014083; 1.3: 110.16; 1.4: 0.91082; 1.5: 10.5018; 1.6: 110.16; 1.7: 66.096; 1.8: 8.4594; 1.9: 550.8; 2: 17.5414; 2.1: 90.583; 2.2: 223.2801; 2.3: 19.365; 2.4: -212.7783; 2.5: -18.4542
| 2 | 20.45 | 1: 4.8774; 1.1: 10.4398; 1.2: 0.014; 1.3: 110.43; 1.4: 0.90323; 1.5: 10.4398; 1.6: 110.43; 1.7: 66.258; 1.8: 8.4594; 1.9: 552.15; 2: 17.5844; 2.1: 90.6008; 2.2: 224.3319; 2.3: 19.4087; 2.4: -213.8921; 2.5: -18.5054
| 2 | 20.5 | 1: 4.8366; 1.1: 10.3778; 1.2: 0.013917; 1.3: 110.7; 1.4: 0.89567; 1.5: 10.3778; 1.6: 110.7; 1.7: 66.42; 1.8: 8.4594; 1.9: 553.5; 2: 17.6274; 2.1: 90.6185; 2.2: 225.3862; 2.3: 19.4523; 2.4: -215.0084; 2.5: -18.5566
| 2 | 20.55 | 1: 4.796; 1.1: 10.3157; 1.2: 0.013834; 1.3: 110.97; 1.4: 0.88814; 1.5: 10.3157; 1.6: 110.97; 1.7: 66.582; 1.8: 8.4594; 1.9: 554.85; 2: 17.6704; 2.1: 90.6361; 2.2: 226.4429; 2.3: 19.496; 2.4: -216.1272; 2.5: -18.6078
| 2 | 20.6 | 1: 4.7555; 1.1: 10.2535; 1.2: 0.01375; 1.3: 111.24; 1.4: 0.88065; 1.5: 10.2535; 1.6: 111.24; 1.7: 66.744; 1.8: 8.4594; 1.9: 556.2; 2: 17.7134; 2.1: 90.6537; 2.2: 227.5021; 2.3: 19.5396; 2.4: -217.2485; 2.5: -18.659
| 2 | 20.65 | 1: 4.7152; 1.1: 10.1913; 1.2: 0.013667; 1.3: 111.51; 1.4: 0.87319; 1.5: 10.1913; 1.6: 111.51; 1.7: 66.906; 1.8: 8.4594; 1.9: 557.55; 2: 17.7564; 2.1: 90.6712; 2.2: 228.5637; 2.3: 19.5833; 2.4: -218.3723; 2.5: -18.7101
| 2 | 20.7 | 1: 4.6751; 1.1: 10.1291; 1.2: 0.013583; 1.3: 111.78; 1.4: 0.86576; 1.5: 10.1291; 1.6: 111.78; 1.7: 67.068; 1.8: 8.4594; 1.9: 558.9; 2: 17.7994; 2.1: 90.6886; 2.2: 229.6277; 2.3: 19.6269; 2.4: -219.4986; 2.5: -18.7611
| 2 | 20.75 | 1: 4.6352; 1.1: 10.0668; 1.2: 0.0135; 1.3: 112.05; 1.4: 0.85836; 1.5: 10.0668; 1.6: 112.05; 1.7: 67.23; 1.8: 8.4594; 1.9: 560.25; 2: 17.8424; 2.1: 90.706; 2.2: 230.6942; 2.3: 19.6705; 2.4: -220.6274; 2.5: -18.8122
| 2 | 20.8 | 1: 4.5954; 1.1: 10.0044; 1.2: 0.013416; 1.3: 112.32; 1.4: 0.851; 1.5: 10.0044; 1.6: 112.32; 1.7: 67.392; 1.8: 8.4594; 1.9: 561.6; 2: 17.8854; 2.1: 90.7233; 2.2: 231.7631; 2.3: 19.7142; 2.4: -221.7587; 2.5: -18.8632
| 2 | 20.85 | 1: 4.5558; 1.1: 9.9421; 1.2: 0.013333; 1.3: 112.59; 1.4: 0.84366; 1.5: 9.9421; 1.6: 112.59; 1.7: 67.554; 1.8: 8.4594; 1.9: 562.95; 2: 17.9283; 2.1: 90.7405; 2.2: 232.8345; 2.3: 19.7578; 2.4: -222.8924; 2.5: -18.9142
| 2 | 20.9 | 1: 4.5163; 1.1: 9.8797; 1.2: 0.013249; 1.3: 112.86; 1.4: 0.83636; 1.5: 9.8797; 1.6: 112.86; 1.7: 67.716; 1.8: 8.4594; 1.9: 564.3; 2: 17.9713; 2.1: 90.7576; 2.2: 233.9083; 2.3: 19.8015; 2.4: -224.0287; 2.5: -18.9651
| 2 | 20.95 | 1: 4.4771; 1.1: 9.8172; 1.2: 0.013165; 1.3: 113.13; 1.4: 0.82909; 1.5: 9.8172; 1.6: 113.13; 1.7: 67.878; 1.8: 8.4594; 1.9: 565.65; 2: 18.0143; 2.1: 90.7747; 2.2: 234.9846; 2.3: 19.8451; 2.4: -225.1674; 2.5: -19.016
| 2 | 21 | 1: 4.438; 1.1: 9.7547; 1.2: 0.013081; 1.3: 113.4; 1.4: 0.82185; 1.5: 9.7547; 1.6: 113.4; 1.7: 68.04; 1.8: 8.4594; 1.9: 567; 2: 18.0573; 2.1: 90.7918; 2.2: 236.0633; 2.3: 19.8887; 2.4: -226.3086; 2.5: -19.0669
| 2 | 21.05 | 1: 4.3991; 1.1: 9.6922; 1.2: 0.012997; 1.3: 113.67; 1.4: 0.81465; 1.5: 9.6922; 1.6: 113.67; 1.7: 68.202; 1.8: 8.4594; 1.9: 568.35; 2: 18.1003; 2.1: 90.8087; 2.2: 237.1445; 2.3: 19.9324; 2.4: -227.4522; 2.5: -19.1177
| 2 | 21.1 | 1: 4.3603; 1.1: 9.6297; 1.2: 0.012914; 1.3: 113.94; 1.4: 0.80747; 1.5: 9.6297; 1.6: 113.94; 1.7: 68.364; 1.8: 8.4594; 1.9: 569.7; 2: 18.1433; 2.1: 90.8256; 2.2: 238.2281; 2.3: 19.976; 2.4: -228.5984; 2.5: -19.1685
| 2 | 21.15 | 1: 4.3218; 1.1: 9.5671; 1.2: 0.01283; 1.3: 114.21; 1.4: 0.80033; 1.5: 9.5671; 1.6: 114.21; 1.7: 68.526; 1.8: 8.4594; 1.9: 571.05; 2: 18.1863; 2.1: 90.8424; 2.2: 239.3141; 2.3: 20.0196; 2.4: -229.747; 2.5: -19.2193
| 2 | 21.2 | 1: 4.2834; 1.1: 9.5045; 1.2: 0.012746; 1.3: 114.48; 1.4: 0.79322; 1.5: 9.5045; 1.6: 114.48; 1.7: 68.688; 1.8: 8.4594; 1.9: 572.4; 2: 18.2293; 2.1: 90.8592; 2.2: 240.4026; 2.3: 20.0632; 2.4: -230.8981; 2.5: -19.27
| 2 | 21.25 | 1: 4.2452; 1.1: 9.4419; 1.2: 0.012662; 1.3: 114.75; 1.4: 0.78614; 1.5: 9.4419; 1.6: 114.75; 1.7: 68.85; 1.8: 8.4594; 1.9: 573.75; 2: 18.2723; 2.1: 90.8759; 2.2: 241.4936; 2.3: 20.1069; 2.4: -232.0516; 2.5: -19.3207
| 2 | 21.3 | 1: 4.2071; 1.1: 9.3793; 1.2: 0.012578; 1.3: 115.02; 1.4: 0.77909; 1.5: 9.3793; 1.6: 115.02; 1.7: 69.012; 1.8: 8.4594; 1.9: 575.1; 2: 18.3153; 2.1: 90.8925; 2.2: 242.587; 2.3: 20.1505; 2.4: -233.2076; 2.5: -19.3714
| 2 | 21.35 | 1: 4.1692; 1.1: 9.3167; 1.2: 0.012494; 1.3: 115.29; 1.4: 0.77208; 1.5: 9.3167; 1.6: 115.29; 1.7: 69.174; 1.8: 8.4594; 1.9: 576.45; 2: 18.3583; 2.1: 90.9091; 2.2: 243.6828; 2.3: 20.1941; 2.4: -234.3661; 2.5: -19.422
| 2 | 21.4 | 1: 4.1315; 1.1: 9.2541; 1.2: 0.01241; 1.3: 115.56; 1.4: 0.7651; 1.5: 9.2541; 1.6: 115.56; 1.7: 69.336; 1.8: 8.4594; 1.9: 577.8; 2: 18.4013; 2.1: 90.9255; 2.2: 244.7811; 2.3: 20.2377; 2.4: -235.5271; 2.5: -19.4726
| 2 | 21.45 | 1: 4.094; 1.1: 9.1914; 1.2: 0.012326; 1.3: 115.83; 1.4: 0.75815; 1.5: 9.1914; 1.6: 115.83; 1.7: 69.498; 1.8: 8.4594; 1.9: 579.15; 2: 18.4443; 2.1: 90.942; 2.2: 245.8819; 2.3: 20.2814; 2.4: -236.6905; 2.5: -19.5232
| 2 | 21.5 | 1: 4.0566; 1.1: 9.1288; 1.2: 0.012242; 1.3: 116.1; 1.4: 0.75123; 1.5: 9.1288; 1.6: 116.1; 1.7: 69.66; 1.8: 8.4594; 1.9: 580.5; 2: 18.4873; 2.1: 90.9583; 2.2: 246.9851; 2.3: 20.325; 2.4: -237.8563; 2.5: -19.5738
| 2 | 21.55 | 1: 4.0194; 1.1: 9.0661; 1.2: 0.012158; 1.3: 116.37; 1.4: 0.74434; 1.5: 9.0661; 1.6: 116.37; 1.7: 69.822; 1.8: 8.4594; 1.9: 581.85; 2: 18.5303; 2.1: 90.9746; 2.2: 248.0907; 2.3: 20.3686; 2.4: -239.0246; 2.5: -19.6243
| 2 | 21.6 | 1: 3.9824; 1.1: 9.0035; 1.2: 0.012074; 1.3: 116.64; 1.4: 0.73748; 1.5: 9.0035; 1.6: 116.64; 1.7: 69.984; 1.8: 8.4594; 1.9: 583.2; 2: 18.5732; 2.1: 90.9909; 2.2: 249.1988; 2.3: 20.4122; 2.4: -240.1954; 2.5: -19.6747
| 2 | 21.65 | 1: 3.9456; 1.1: 8.9408; 1.2: 0.01199; 1.3: 116.91; 1.4: 0.73066; 1.5: 8.9408; 1.6: 116.91; 1.7: 70.146; 1.8: 8.4594; 1.9: 584.55; 2: 18.6162; 2.1: 91.007; 2.2: 250.3094; 2.3: 20.4558; 2.4: -241.3686; 2.5: -19.7252
| 2 | 21.7 | 1: 3.9089; 1.1: 8.8782; 1.2: 0.011906; 1.3: 117.18; 1.4: 0.72387; 1.5: 8.8782; 1.6: 117.18; 1.7: 70.308; 1.8: 8.4594; 1.9: 585.9; 2: 18.6592; 2.1: 91.0231; 2.2: 251.4224; 2.3: 20.4994; 2.4: -242.5442; 2.5: -19.7756
| 2 | 21.75 | 1: 3.8724; 1.1: 8.8155; 1.2: 0.011822; 1.3: 117.45; 1.4: 0.71711; 1.5: 8.8155; 1.6: 117.45; 1.7: 70.47; 1.8: 8.4594; 1.9: 587.25; 2: 18.7022; 2.1: 91.0392; 2.2: 252.5378; 2.3: 20.5431; 2.4: -243.7223; 2.5: -19.8259
| 2 | 21.8 | 1: 3.8361; 1.1: 8.7529; 1.2: 0.011738; 1.3: 117.72; 1.4: 0.71038; 1.5: 8.7529; 1.6: 117.72; 1.7: 70.632; 1.8: 8.4594; 1.9: 588.6; 2: 18.7452; 2.1: 91.0552; 2.2: 253.6558; 2.3: 20.5867; 2.4: -244.9029; 2.5: -19.8763
| 2 | 21.85 | 1: 3.7999; 1.1: 8.6903; 1.2: 0.011654; 1.3: 117.99; 1.4: 0.70369; 1.5: 8.6903; 1.6: 117.99; 1.7: 70.794; 1.8: 8.4594; 1.9: 589.95; 2: 18.7882; 2.1: 91.0711; 2.2: 254.7761; 2.3: 20.6303; 2.4: -246.0859; 2.5: -19.9266
| 2 | 21.9 | 1: 3.7639; 1.1: 8.6277; 1.2: 0.01157; 1.3: 118.26; 1.4: 0.69702; 1.5: 8.6277; 1.6: 118.26; 1.7: 70.956; 1.8: 8.4594; 1.9: 591.3; 2: 18.8312; 2.1: 91.0869; 2.2: 255.899; 2.3: 20.6739; 2.4: -247.2713; 2.5: -19.9769
| 2 | 21.95 | 1: 3.7281; 1.1: 8.5651; 1.2: 0.011486; 1.3: 118.53; 1.4: 0.69039; 1.5: 8.5651; 1.6: 118.53; 1.7: 71.118; 1.8: 8.4594; 1.9: 592.65; 2: 18.8742; 2.1: 91.1027; 2.2: 257.0242; 2.3: 20.7175; 2.4: -248.4591; 2.5: -20.0271
| 2 | 22 | 1: 3.6925; 1.1: 8.5026; 1.2: 0.011402; 1.3: 118.8; 1.4: 0.68379; 1.5: 8.5026; 1.6: 118.8; 1.7: 71.28; 1.8: 8.4594; 1.9: 594; 2: 18.9172; 2.1: 91.1184; 2.2: 258.152; 2.3: 20.7611; 2.4: -249.6494; 2.5: -20.0773
| 2 | 22.05 | 1: 3.657; 1.1: 8.44; 1.2: 0.011318; 1.3: 119.07; 1.4: 0.67723; 1.5: 8.44; 1.6: 119.07; 1.7: 71.442; 1.8: 8.4594; 1.9: 595.35; 2: 18.9602; 2.1: 91.1341; 2.2: 259.2822; 2.3: 20.8047; 2.4: -250.8421; 2.5: -20.1275
| 2 | 22.1 | 1: 3.6217; 1.1: 8.3775; 1.2: 0.011234; 1.3: 119.34; 1.4: 0.67069; 1.5: 8.3775; 1.6: 119.34; 1.7: 71.604; 1.8: 8.4594; 1.9: 596.7; 2: 19.0032; 2.1: 91.1497; 2.2: 260.4148; 2.3: 20.8483; 2.4: -252.0373; 2.5: -20.1776
| 2 | 22.15 | 1: 3.5866; 1.1: 8.3151; 1.2: 0.011151; 1.3: 119.61; 1.4: 0.66419; 1.5: 8.3151; 1.6: 119.61; 1.7: 71.766; 1.8: 8.4594; 1.9: 598.05; 2: 19.0462; 2.1: 91.1652; 2.2: 261.5499; 2.3: 20.8919; 2.4: -253.2349; 2.5: -20.2278
| 2 | 22.2 | 1: 3.5517; 1.1: 8.2526; 1.2: 0.011067; 1.3: 119.88; 1.4: 0.65771; 1.5: 8.2526; 1.6: 119.88; 1.7: 71.928; 1.8: 8.4594; 1.9: 599.4; 2: 19.0892; 2.1: 91.1807; 2.2: 262.6875; 2.3: 20.9355; 2.4: -254.4349; 2.5: -20.2778
| 2 | 22.25 | 1: 3.5169; 1.1: 8.1902; 1.2: 0.010983; 1.3: 120.15; 1.4: 0.65127; 1.5: 8.1902; 1.6: 120.15; 1.7: 72.09; 1.8: 8.4594; 1.9: 600.75; 2: 19.1322; 2.1: 91.1961; 2.2: 263.8275; 2.3: 20.9792; 2.4: -255.6373; 2.5: -20.3279
| 2 | 22.3 | 1: 3.4823; 1.1: 8.1279; 1.2: 0.0109; 1.3: 120.42; 1.4: 0.64487; 1.5: 8.1279; 1.6: 120.42; 1.7: 72.252; 1.8: 8.4594; 1.9: 602.1; 2: 19.1752; 2.1: 91.2114; 2.2: 264.97; 2.3: 21.0228; 2.4: -256.8421; 2.5: -20.3779
| 2 | 22.35 | 1: 3.4478; 1.1: 8.0655; 1.2: 0.010816; 1.3: 120.69; 1.4: 0.63849; 1.5: 8.0655; 1.6: 120.69; 1.7: 72.414; 1.8: 8.4594; 1.9: 603.45; 2: 19.2182; 2.1: 91.2267; 2.2: 266.1149; 2.3: 21.0664; 2.4: -258.0494; 2.5: -20.4279
| 2 | 22.4 | 1: 3.4136; 1.1: 8.0033; 1.2: 0.010733; 1.3: 120.96; 1.4: 0.63215; 1.5: 8.0033; 1.6: 120.96; 1.7: 72.576; 1.8: 8.4594; 1.9: 604.8; 2: 19.2611; 2.1: 91.242; 2.2: 267.2623; 2.3: 21.11; 2.4: -259.2591; 2.5: -20.4778
| 2 | 22.45 | 1: 3.3795; 1.1: 7.941; 1.2: 0.010649; 1.3: 121.23; 1.4: 0.62583; 1.5: 7.941; 1.6: 121.23; 1.7: 72.738; 1.8: 8.4594; 1.9: 606.15; 2: 19.3041; 2.1: 91.2571; 2.2: 268.4122; 2.3: 21.1536; 2.4: -260.4711; 2.5: -20.5277
| 2 | 22.5 | 1: 3.3456; 1.1: 7.8788; 1.2: 0.010566; 1.3: 121.5; 1.4: 0.61955; 1.5: 7.8788; 1.6: 121.5; 1.7: 72.9; 1.8: 8.4594; 1.9: 607.5; 2: 19.3471; 2.1: 91.2722; 2.2: 269.5645; 2.3: 21.1972; 2.4: -261.6856; 2.5: -20.5776
| 2 | 22.55 | 1: 3.3118; 1.1: 7.8167; 1.2: 0.010482; 1.3: 121.77; 1.4: 0.6133; 1.5: 7.8167; 1.6: 121.77; 1.7: 73.062; 1.8: 8.4594; 1.9: 608.85; 2: 19.3901; 2.1: 91.2873; 2.2: 270.7193; 2.3: 21.2408; 2.4: -262.9026; 2.5: -20.6275
| 2 | 22.6 | 1: 3.2783; 1.1: 7.7546; 1.2: 0.010399; 1.3: 122.04; 1.4: 0.60709; 1.5: 7.7546; 1.6: 122.04; 1.7: 73.224; 1.8: 8.4594; 1.9: 610.2; 2: 19.4331; 2.1: 91.3022; 2.2: 271.8765; 2.3: 21.2844; 2.4: -264.1219; 2.5: -20.6773
| 2 | 22.65 | 1: 3.2449; 1.1: 7.6926; 1.2: 0.010316; 1.3: 122.31; 1.4: 0.6009; 1.5: 7.6926; 1.6: 122.31; 1.7: 73.386; 1.8: 8.4594; 1.9: 611.55; 2: 19.4761; 2.1: 91.3172; 2.2: 273.0362; 2.3: 21.328; 2.4: -265.3436; 2.5: -20.7271
| 2 | 22.7 | 1: 3.2116; 1.1: 7.6307; 1.2: 0.010233; 1.3: 122.58; 1.4: 0.59475; 1.5: 7.6307; 1.6: 122.58; 1.7: 73.548; 1.8: 8.4594; 1.9: 612.9; 2: 19.5191; 2.1: 91.332; 2.2: 274.1984; 2.3: 21.3716; 2.4: -266.5677; 2.5: -20.7768
| 2 | 22.75 | 1: 3.1786; 1.1: 7.5688; 1.2: 0.01015; 1.3: 122.85; 1.4: 0.58863; 1.5: 7.5688; 1.6: 122.85; 1.7: 73.71; 1.8: 8.4594; 1.9: 614.25; 2: 19.5621; 2.1: 91.3468; 2.2: 275.363; 2.3: 21.4152; 2.4: -267.7942; 2.5: -20.8266
| 2 | 22.8 | 1: 3.1457; 1.1: 7.5069; 1.2: 0.010067; 1.3: 123.12; 1.4: 0.58254; 1.5: 7.5069; 1.6: 123.12; 1.7: 73.872; 1.8: 8.4594; 1.9: 615.6; 2: 19.6051; 2.1: 91.3616; 2.2: 276.5301; 2.3: 21.4588; 2.4: -269.0232; 2.5: -20.8763
| 2 | 22.85 | 1: 3.113; 1.1: 7.4452; 1.2: 0.0099841; 1.3: 123.39; 1.4: 0.57648; 1.5: 7.4452; 1.6: 123.39; 1.7: 74.034; 1.8: 8.4594; 1.9: 616.95; 2: 19.6481; 2.1: 91.3763; 2.2: 277.6997; 2.3: 21.5024; 2.4: -270.2545; 2.5: -20.9259
| 2 | 22.9 | 1: 3.0805; 1.1: 7.3835; 1.2: 0.0099014; 1.3: 123.66; 1.4: 0.57046; 1.5: 7.3835; 1.6: 123.66; 1.7: 74.196; 1.8: 8.4594; 1.9: 618.3; 2: 19.6911; 2.1: 91.3909; 2.2: 278.8717; 2.3: 21.546; 2.4: -271.4882; 2.5: -20.9755
| 2 | 22.95 | 1: 3.0481; 1.1: 7.3219; 1.2: 0.0098188; 1.3: 123.93; 1.4: 0.56446; 1.5: 7.3219; 1.6: 123.93; 1.7: 74.358; 1.8: 8.4594; 1.9: 619.65; 2: 19.7341; 2.1: 91.4054; 2.2: 280.0462; 2.3: 21.5896; 2.4: -272.7243; 2.5: -21.0251
| 2 | 23 | 1: 3.0159; 1.1: 7.2603; 1.2: 0.0097362; 1.3: 124.2; 1.4: 0.5585; 1.5: 7.2603; 1.6: 124.2; 1.7: 74.52; 1.8: 8.4594; 1.9: 621; 2: 19.7771; 2.1: 91.4199; 2.2: 281.2231; 2.3: 21.6332; 2.4: -273.9628; 2.5: -21.0747
| 2 | 23.05 | 1: 2.9839; 1.1: 7.1989; 1.2: 0.0096538; 1.3: 124.47; 1.4: 0.55257; 1.5: 7.1989; 1.6: 124.47; 1.7: 74.682; 1.8: 8.4594; 1.9: 622.35; 2: 19.8201; 2.1: 91.4344; 2.2: 282.4025; 2.3: 21.6768; 2.4: -275.2037; 2.5: -21.1242
| 2 | 23.1 | 1: 2.9521; 1.1: 7.1375; 1.2: 0.0095715; 1.3: 124.74; 1.4: 0.54668; 1.5: 7.1375; 1.6: 124.74; 1.7: 74.844; 1.8: 8.4594; 1.9: 623.7; 2: 19.8631; 2.1: 91.4488; 2.2: 283.5844; 2.3: 21.7204; 2.4: -276.4469; 2.5: -21.1737
| 2 | 23.15 | 1: 2.9204; 1.1: 7.0762; 1.2: 0.0094893; 1.3: 125.01; 1.4: 0.54081; 1.5: 7.0762; 1.6: 125.01; 1.7: 75.006; 1.8: 8.4594; 1.9: 625.05; 2: 19.9061; 2.1: 91.4631; 2.2: 284.7688; 2.3: 21.764; 2.4: -277.6926; 2.5: -21.2232
| 2 | 23.2 | 1: 2.8889; 1.1: 7.015; 1.2: 0.0094072; 1.3: 125.28; 1.4: 0.53498; 1.5: 7.015; 1.6: 125.28; 1.7: 75.168; 1.8: 8.4594; 1.9: 626.4; 2: 19.949; 2.1: 91.4774; 2.2: 285.9556; 2.3: 21.8076; 2.4: -278.9406; 2.5: -21.2727
| 2 | 23.25 | 1: 2.8575; 1.1: 6.9538; 1.2: 0.0093253; 1.3: 125.55; 1.4: 0.52918; 1.5: 6.9538; 1.6: 125.55; 1.7: 75.33; 1.8: 8.4594; 1.9: 627.75; 2: 19.992; 2.1: 91.4916; 2.2: 287.1448; 2.3: 21.8512; 2.4: -280.191; 2.5: -21.3221
| 2 | 23.3 | 1: 2.8264; 1.1: 6.8928; 1.2: 0.0092434; 1.3: 125.82; 1.4: 0.52341; 1.5: 6.8928; 1.6: 125.82; 1.7: 75.492; 1.8: 8.4594; 1.9: 629.1; 2: 20.035; 2.1: 91.5057; 2.2: 288.3366; 2.3: 21.8948; 2.4: -281.4438; 2.5: -21.3714
| 2 | 23.35 | 1: 2.7954; 1.1: 6.8319; 1.2: 0.0091617; 1.3: 126.09; 1.4: 0.51767; 1.5: 6.8319; 1.6: 126.09; 1.7: 75.654; 1.8: 8.4594; 1.9: 630.45; 2: 20.078; 2.1: 91.5198; 2.2: 289.5308; 2.3: 21.9384; 2.4: -282.6989; 2.5: -21.4208
| 2 | 23.4 | 1: 2.7646; 1.1: 6.771; 1.2: 0.0090801; 1.3: 126.36; 1.4: 0.51196; 1.5: 6.771; 1.6: 126.36; 1.7: 75.816; 1.8: 8.4594; 1.9: 631.8; 2: 20.121; 2.1: 91.5339; 2.2: 290.7275; 2.3: 21.982; 2.4: -283.9565; 2.5: -21.4701
| 2 | 23.45 | 1: 2.734; 1.1: 6.7103; 1.2: 0.0089987; 1.3: 126.63; 1.4: 0.50629; 1.5: 6.7103; 1.6: 126.63; 1.7: 75.978; 1.8: 8.4594; 1.9: 633.15; 2: 20.164; 2.1: 91.5479; 2.2: 291.9267; 2.3: 22.0257; 2.4: -285.2164; 2.5: -21.5194
| 2 | 23.5 | 1: 2.7035; 1.1: 6.6497; 1.2: 0.0089174; 1.3: 126.9; 1.4: 0.50065; 1.5: 6.6497; 1.6: 126.9; 1.7: 76.14; 1.8: 8.4594; 1.9: 634.5; 2: 20.207; 2.1: 91.5618; 2.2: 293.1283; 2.3: 22.0693; 2.4: -286.4786; 2.5: -21.5686
| 2 | 23.55 | 1: 2.6732; 1.1: 6.5891; 1.2: 0.0088362; 1.3: 127.17; 1.4: 0.49504; 1.5: 6.5891; 1.6: 127.17; 1.7: 76.302; 1.8: 8.4594; 1.9: 635.85; 2: 20.25; 2.1: 91.5757; 2.2: 294.3324; 2.3: 22.1129; 2.4: -287.7433; 2.5: -21.6178
| 2 | 23.6 | 1: 2.6431; 1.1: 6.5287; 1.2: 0.0087552; 1.3: 127.44; 1.4: 0.48946; 1.5: 6.5287; 1.6: 127.44; 1.7: 76.464; 1.8: 8.4594; 1.9: 637.2; 2: 20.293; 2.1: 91.5895; 2.2: 295.539; 2.3: 22.1565; 2.4: -289.0102; 2.5: -21.667
| 2 | 23.65 | 1: 2.6131; 1.1: 6.4684; 1.2: 0.0086743; 1.3: 127.71; 1.4: 0.48391; 1.5: 6.4684; 1.6: 127.71; 1.7: 76.626; 1.8: 8.4594; 1.9: 638.55; 2: 20.336; 2.1: 91.6032; 2.2: 296.748; 2.3: 22.2001; 2.4: -290.2796; 2.5: -21.7162
| 2 | 23.7 | 1: 2.5833; 1.1: 6.4082; 1.2: 0.0085936; 1.3: 127.98; 1.4: 0.4784; 1.5: 6.4082; 1.6: 127.98; 1.7: 76.788; 1.8: 8.4594; 1.9: 639.9; 2: 20.379; 2.1: 91.6169; 2.2: 297.9595; 2.3: 22.2437; 2.4: -291.5513; 2.5: -21.7653
| 2 | 23.75 | 1: 2.5537; 1.1: 6.3482; 1.2: 0.008513; 1.3: 128.25; 1.4: 0.47291; 1.5: 6.3482; 1.6: 128.25; 1.7: 76.95; 1.8: 8.4594; 1.9: 641.25; 2: 20.422; 2.1: 91.6306; 2.2: 299.1735; 2.3: 22.2873; 2.4: -292.8254; 2.5: -21.8144
| 2 | 23.8 | 1: 2.5243; 1.1: 6.2882; 1.2: 0.0084326; 1.3: 128.52; 1.4: 0.46746; 1.5: 6.2882; 1.6: 128.52; 1.7: 77.112; 1.8: 8.4594; 1.9: 642.6; 2: 20.465; 2.1: 91.6441; 2.2: 300.39; 2.3: 22.3309; 2.4: -294.1018; 2.5: -21.8634
| 2 | 23.85 | 1: 2.495; 1.1: 6.2284; 1.2: 0.0083524; 1.3: 128.79; 1.4: 0.46204; 1.5: 6.2284; 1.6: 128.79; 1.7: 77.274; 1.8: 8.4594; 1.9: 643.95; 2: 20.508; 2.1: 91.6577; 2.2: 301.6089; 2.3: 22.3745; 2.4: -295.3805; 2.5: -21.9125
| 2 | 23.9 | 1: 2.466; 1.1: 6.1687; 1.2: 0.0082723; 1.3: 129.06; 1.4: 0.45666; 1.5: 6.1687; 1.6: 129.06; 1.7: 77.436; 1.8: 8.4594; 1.9: 645.3; 2: 20.551; 2.1: 91.6712; 2.2: 302.8303; 2.3: 22.4181; 2.4: -296.6617; 2.5: -21.9615
| 2 | 23.95 | 1: 2.437; 1.1: 6.1091; 1.2: 0.0081924; 1.3: 129.33; 1.4: 0.4513; 1.5: 6.1091; 1.6: 129.33; 1.7: 77.598; 1.8: 8.4594; 1.9: 646.65; 2: 20.5939; 2.1: 91.6846; 2.2: 304.0542; 2.3: 22.4617; 2.4: -297.9451; 2.5: -22.0104
| 2 | 24 | 1: 2.4083; 1.1: 6.0496; 1.2: 0.0081127; 1.3: 129.6; 1.4: 0.44598; 1.5: 6.0496; 1.6: 129.6; 1.7: 77.76; 1.8: 8.4594; 1.9: 648; 2: 20.6369; 2.1: 91.6979; 2.2: 305.2806; 2.3: 22.5053; 2.4: -299.2309; 2.5: -22.0594
| 2 | 24.05 | 1: 2.3797; 1.1: 5.9903; 1.2: 0.0080331; 1.3: 129.87; 1.4: 0.44069; 1.5: 5.9903; 1.6: 129.87; 1.7: 77.922; 1.8: 8.4594; 1.9: 649.35; 2: 20.6799; 2.1: 91.7113; 2.2: 306.5094; 2.3: 22.549; 2.4: -300.5191; 2.5: -22.1083
| 2 | 24.1 | 1: 2.3513; 1.1: 5.9311; 1.2: 0.0079538; 1.3: 130.14; 1.4: 0.43543; 1.5: 5.9311; 1.6: 130.14; 1.7: 78.084; 1.8: 8.4594; 1.9: 650.7; 2: 20.7229; 2.1: 91.7245; 2.2: 307.7407; 2.3: 22.5926; 2.4: -301.8096; 2.5: -22.1571
| 2 | 24.15 | 1: 2.3231; 1.1: 5.8721; 1.2: 0.0078746; 1.3: 130.41; 1.4: 0.4302; 1.5: 5.8721; 1.6: 130.41; 1.7: 78.246; 1.8: 8.4594; 1.9: 652.05; 2: 20.7659; 2.1: 91.7377; 2.2: 308.9745; 2.3: 22.6362; 2.4: -303.1024; 2.5: -22.206
| 2 | 24.2 | 1: 2.295; 1.1: 5.8132; 1.2: 0.0077956; 1.3: 130.68; 1.4: 0.42501; 1.5: 5.8132; 1.6: 130.68; 1.7: 78.408; 1.8: 8.4594; 1.9: 653.4; 2: 20.8089; 2.1: 91.7509; 2.2: 310.2108; 2.3: 22.6798; 2.4: -304.3976; 2.5: -22.2548
| 2 | 24.25 | 1: 2.2672; 1.1: 5.7544; 1.2: 0.0077168; 1.3: 130.95; 1.4: 0.41984; 1.5: 5.7544; 1.6: 130.95; 1.7: 78.57; 1.8: 8.4594; 1.9: 654.75; 2: 20.8519; 2.1: 91.764; 2.2: 311.4495; 2.3: 22.7234; 2.4: -305.6951; 2.5: -22.3036
| 2 | 24.3 | 1: 2.2394; 1.1: 5.6958; 1.2: 0.0076382; 1.3: 131.22; 1.4: 0.41471; 1.5: 5.6958; 1.6: 131.22; 1.7: 78.732; 1.8: 8.4594; 1.9: 656.1; 2: 20.8949; 2.1: 91.777; 2.2: 312.6907; 2.3: 22.767; 2.4: -306.9949; 2.5: -22.3523
| 2 | 24.35 | 1: 2.2119; 1.1: 5.6373; 1.2: 0.0075598; 1.3: 131.49; 1.4: 0.40961; 1.5: 5.6373; 1.6: 131.49; 1.7: 78.894; 1.8: 8.4594; 1.9: 657.45; 2: 20.9379; 2.1: 91.79; 2.2: 313.9344; 2.3: 22.8107; 2.4: -308.2971; 2.5: -22.401
| 2 | 24.4 | 1: 2.1845; 1.1: 5.579; 1.2: 0.0074816; 1.3: 131.76; 1.4: 0.40455; 1.5: 5.579; 1.6: 131.76; 1.7: 79.056; 1.8: 8.4594; 1.9: 658.8; 2: 20.9809; 2.1: 91.8029; 2.2: 315.1806; 2.3: 22.8543; 2.4: -309.6016; 2.5: -22.4497
| 2 | 24.45 | 1: 2.1574; 1.1: 5.5209; 1.2: 0.0074036; 1.3: 132.03; 1.4: 0.39951; 1.5: 5.5209; 1.6: 132.03; 1.7: 79.218; 1.8: 8.4594; 1.9: 660.15; 2: 21.0239; 2.1: 91.8158; 2.2: 316.4293; 2.3: 22.8979; 2.4: -310.9084; 2.5: -22.4984
| 2 | 24.5 | 1: 2.1303; 1.1: 5.4629; 1.2: 0.0073258; 1.3: 132.3; 1.4: 0.39451; 1.5: 5.4629; 1.6: 132.3; 1.7: 79.38; 1.8: 8.4594; 1.9: 661.5; 2: 21.0669; 2.1: 91.8286; 2.2: 317.6804; 2.3: 22.9415; 2.4: -312.2175; 2.5: -22.547
| 2 | 24.55 | 1: 2.1035; 1.1: 5.405; 1.2: 0.0072483; 1.3: 132.57; 1.4: 0.38953; 1.5: 5.405; 1.6: 132.57; 1.7: 79.542; 1.8: 8.4594; 1.9: 662.85; 2: 21.1099; 2.1: 91.8414; 2.2: 318.934; 2.3: 22.9851; 2.4: -313.529; 2.5: -22.5956
| 2 | 24.6 | 1: 2.0768; 1.1: 5.3474; 1.2: 0.0071709; 1.3: 132.84; 1.4: 0.38459; 1.5: 5.3474; 1.6: 132.84; 1.7: 79.704; 1.8: 8.4594; 1.9: 664.2; 2: 21.1529; 2.1: 91.8541; 2.2: 320.1901; 2.3: 23.0288; 2.4: -314.8427; 2.5: -22.6442
| 2 | 24.65 | 1: 2.0503; 1.1: 5.2899; 1.2: 0.0070938; 1.3: 133.11; 1.4: 0.37969; 1.5: 5.2899; 1.6: 133.11; 1.7: 79.866; 1.8: 8.4594; 1.9: 665.55; 2: 21.1959; 2.1: 91.8668; 2.2: 321.4487; 2.3: 23.0724; 2.4: -316.1588; 2.5: -22.6927
| 2 | 24.7 | 1: 2.024; 1.1: 5.2325; 1.2: 0.0070169; 1.3: 133.38; 1.4: 0.37481; 1.5: 5.2325; 1.6: 133.38; 1.7: 80.028; 1.8: 8.4594; 1.9: 666.9; 2: 21.2389; 2.1: 91.8794; 2.2: 322.7097; 2.3: 23.116; 2.4: -317.4772; 2.5: -22.7412
| 2 | 24.75 | 1: 1.9978; 1.1: 5.1753; 1.2: 0.0069403; 1.3: 133.65; 1.4: 0.36997; 1.5: 5.1753; 1.6: 133.65; 1.7: 80.19; 1.8: 8.4594; 1.9: 668.25; 2: 21.2818; 2.1: 91.892; 2.2: 323.9733; 2.3: 23.1596; 2.4: -318.7979; 2.5: -22.7897
| 2 | 24.8 | 1: 1.9718; 1.1: 5.1183; 1.2: 0.0068638; 1.3: 133.92; 1.4: 0.36515; 1.5: 5.1183; 1.6: 133.92; 1.7: 80.352; 1.8: 8.4594; 1.9: 669.6; 2: 21.3248; 2.1: 91.9045; 2.2: 325.2393; 2.3: 23.2033; 2.4: -320.121; 2.5: -22.8381
| 2 | 24.85 | 1: 1.946; 1.1: 5.0615; 1.2: 0.0067876; 1.3: 134.19; 1.4: 0.36037; 1.5: 5.0615; 1.6: 134.19; 1.7: 80.514; 1.8: 8.4594; 1.9: 670.95; 2: 21.3678; 2.1: 91.9169; 2.2: 326.5078; 2.3: 23.2469; 2.4: -321.4463; 2.5: -22.8865
| 2 | 24.9 | 1: 1.9204; 1.1: 5.0049; 1.2: 0.0067117; 1.3: 134.46; 1.4: 0.35563; 1.5: 5.0049; 1.6: 134.46; 1.7: 80.676; 1.8: 8.4594; 1.9: 672.3; 2: 21.4108; 2.1: 91.9293; 2.2: 327.7788; 2.3: 23.2905; 2.4: -322.7739; 2.5: -22.9349
| 2 | 24.95 | 1: 1.8949; 1.1: 4.9484; 1.2: 0.0066359; 1.3: 134.73; 1.4: 0.35091; 1.5: 4.9484; 1.6: 134.73; 1.7: 80.838; 1.8: 8.4594; 1.9: 673.65; 2: 21.4538; 2.1: 91.9417; 2.2: 329.0523; 2.3: 23.3342; 2.4: -324.1039; 2.5: -22.9833
| 2 | 25 | 1: 1.8696; 1.1: 4.8921; 1.2: 0.0065605; 1.3: 135; 1.4: 0.34622; 1.5: 4.8921; 1.6: 135; 1.7: 81; 1.8: 8.4594; 1.9: 675; 2: 21.4968; 2.1: 91.954; 2.2: 330.3283; 2.3: 23.3778; 2.4: -325.4361; 2.5: -23.0316
| 2 | 25.05 | 1: 1.8445; 1.1: 4.8361; 1.2: 0.0064853; 1.3: 135.27; 1.4: 0.34157; 1.5: 4.8361; 1.6: 135.27; 1.7: 81.162; 1.8: 8.4594; 1.9: 676.35; 2: 21.5398; 2.1: 91.9662; 2.2: 331.6067; 2.3: 23.4214; 2.4: -326.7707; 2.5: -23.0799
| 2 | 25.1 | 1: 1.8195; 1.1: 4.7802; 1.2: 0.0064103; 1.3: 135.54; 1.4: 0.33695; 1.5: 4.7802; 1.6: 135.54; 1.7: 81.324; 1.8: 8.4594; 1.9: 677.7; 2: 21.5828; 2.1: 91.9784; 2.2: 332.8876; 2.3: 23.4651; 2.4: -328.1075; 2.5: -23.1281
| 2 | 25.15 | 1: 1.7948; 1.1: 4.7245; 1.2: 0.0063356; 1.3: 135.81; 1.4: 0.33236; 1.5: 4.7245; 1.6: 135.81; 1.7: 81.486; 1.8: 8.4594; 1.9: 679.05; 2: 21.6258; 2.1: 91.9906; 2.2: 334.1711; 2.3: 23.5087; 2.4: -329.4466; 2.5: -23.1763
| 2 | 25.2 | 1: 1.7701; 1.1: 4.6689; 1.2: 0.0062612; 1.3: 136.08; 1.4: 0.32781; 1.5: 4.6689; 1.6: 136.08; 1.7: 81.648; 1.8: 8.4594; 1.9: 680.4; 2: 21.6688; 2.1: 92.0027; 2.2: 335.457; 2.3: 23.5523; 2.4: -330.788; 2.5: -23.2245
| 2 | 25.25 | 1: 1.7457; 1.1: 4.6136; 1.2: 0.006187; 1.3: 136.35; 1.4: 0.32328; 1.5: 4.6136; 1.6: 136.35; 1.7: 81.81; 1.8: 8.4594; 1.9: 681.75; 2: 21.7118; 2.1: 92.0147; 2.2: 336.7454; 2.3: 23.596; 2.4: -332.1317; 2.5: -23.2727
| 2 | 25.3 | 1: 1.7215; 1.1: 4.5585; 1.2: 0.0061131; 1.3: 136.62; 1.4: 0.31879; 1.5: 4.5585; 1.6: 136.62; 1.7: 81.972; 1.8: 8.4594; 1.9: 683.1; 2: 21.7548; 2.1: 92.0267; 2.2: 338.0363; 2.3: 23.6396; 2.4: -333.4777; 2.5: -23.3208
| 2 | 25.35 | 1: 1.6974; 1.1: 4.5036; 1.2: 0.0060394; 1.3: 136.89; 1.4: 0.31433; 1.5: 4.5036; 1.6: 136.89; 1.7: 82.134; 1.8: 8.4594; 1.9: 684.45; 2: 21.7978; 2.1: 92.0387; 2.2: 339.3296; 2.3: 23.6833; 2.4: -334.826; 2.5: -23.3689
| 2 | 25.4 | 1: 1.6734; 1.1: 4.4489; 1.2: 0.0059661; 1.3: 137.16; 1.4: 0.3099; 1.5: 4.4489; 1.6: 137.16; 1.7: 82.296; 1.8: 8.4594; 1.9: 685.8; 2: 21.8408; 2.1: 92.0506; 2.2: 340.6255; 2.3: 23.7269; 2.4: -336.1766; 2.5: -23.417
| 2 | 25.45 | 1: 1.6497; 1.1: 4.3944; 1.2: 0.005893; 1.3: 137.43; 1.4: 0.3055; 1.5: 4.3944; 1.6: 137.43; 1.7: 82.458; 1.8: 8.4594; 1.9: 687.15; 2: 21.8838; 2.1: 92.0624; 2.2: 341.9238; 2.3: 23.7706; 2.4: -337.5294; 2.5: -23.4651
| 2 | 25.5 | 1: 1.6261; 1.1: 4.3401; 1.2: 0.0058202; 1.3: 137.7; 1.4: 0.30113; 1.5: 4.3401; 1.6: 137.7; 1.7: 82.62; 1.8: 8.4594; 1.9: 688.5; 2: 21.9268; 2.1: 92.0742; 2.2: 343.2247; 2.3: 23.8142; 2.4: -338.8845; 2.5: -23.5131
| 2 | 25.55 | 1: 1.6027; 1.1: 4.2861; 1.2: 0.0057477; 1.3: 137.97; 1.4: 0.2968; 1.5: 4.2861; 1.6: 137.97; 1.7: 82.782; 1.8: 8.4594; 1.9: 689.85; 2: 21.9697; 2.1: 92.086; 2.2: 344.528; 2.3: 23.8579; 2.4: -340.2419; 2.5: -23.5611
| 2 | 25.6 | 1: 1.5795; 1.1: 4.2322; 1.2: 0.0056755; 1.3: 138.24; 1.4: 0.2925; 1.5: 4.2322; 1.6: 138.24; 1.7: 82.944; 1.8: 8.4594; 1.9: 691.2; 2: 22.0127; 2.1: 92.0977; 2.2: 345.8338; 2.3: 23.9015; 2.4: -341.6016; 2.5: -23.609
| 2 | 25.65 | 1: 1.5564; 1.1: 4.1786; 1.2: 0.0056036; 1.3: 138.51; 1.4: 0.28823; 1.5: 4.1786; 1.6: 138.51; 1.7: 83.106; 1.8: 8.4594; 1.9: 692.55; 2: 22.0557; 2.1: 92.1093; 2.2: 347.1421; 2.3: 23.9452; 2.4: -342.9636; 2.5: -23.6569
| 2 | 25.7 | 1: 1.5336; 1.1: 4.1252; 1.2: 0.0055319; 1.3: 138.78; 1.4: 0.28399; 1.5: 4.1252; 1.6: 138.78; 1.7: 83.268; 1.8: 8.4594; 1.9: 693.9; 2: 22.0987; 2.1: 92.1209; 2.2: 348.4529; 2.3: 23.9888; 2.4: -344.3278; 2.5: -23.7048
| 2 | 25.75 | 1: 1.5108; 1.1: 4.072; 1.2: 0.0054606; 1.3: 139.05; 1.4: 0.27979; 1.5: 4.072; 1.6: 139.05; 1.7: 83.43; 1.8: 8.4594; 1.9: 695.25; 2: 22.1417; 2.1: 92.1325; 2.2: 349.7662; 2.3: 24.0325; 2.4: -345.6942; 2.5: -23.7527
| 2 | 25.8 | 1: 1.4883; 1.1: 4.019; 1.2: 0.0053896; 1.3: 139.32; 1.4: 0.27561; 1.5: 4.019; 1.6: 139.32; 1.7: 83.592; 1.8: 8.4594; 1.9: 696.6; 2: 22.1847; 2.1: 92.144; 2.2: 351.082; 2.3: 24.0761; 2.4: -347.063; 2.5: -23.8005
| 2 | 25.85 | 1: 1.4659; 1.1: 3.9663; 1.2: 0.0053189; 1.3: 139.59; 1.4: 0.27147; 1.5: 3.9663; 1.6: 139.59; 1.7: 83.754; 1.8: 8.4594; 1.9: 697.95; 2: 22.2277; 2.1: 92.1555; 2.2: 352.4003; 2.3: 24.1198; 2.4: -348.434; 2.5: -23.8483
| 2 | 25.9 | 1: 1.4437; 1.1: 3.9138; 1.2: 0.0052485; 1.3: 139.86; 1.4: 0.26736; 1.5: 3.9138; 1.6: 139.86; 1.7: 83.916; 1.8: 8.4594; 1.9: 699.3; 2: 22.2707; 2.1: 92.1669; 2.2: 353.7211; 2.3: 24.1635; 2.4: -349.8073; 2.5: -23.8961
| 2 | 25.95 | 1: 1.4217; 1.1: 3.8615; 1.2: 0.0051784; 1.3: 140.13; 1.4: 0.26328; 1.5: 3.8615; 1.6: 140.13; 1.7: 84.078; 1.8: 8.4594; 1.9: 700.65; 2: 22.3137; 2.1: 92.1782; 2.2: 355.0443; 2.3: 24.2071; 2.4: -351.1828; 2.5: -23.9438
| 2 | 26 | 1: 1.3999; 1.1: 3.8095; 1.2: 0.0051087; 1.3: 140.4; 1.4: 0.25924; 1.5: 3.8095; 1.6: 140.4; 1.7: 84.24; 1.8: 8.4594; 1.9: 702; 2: 22.3567; 2.1: 92.1896; 2.2: 356.3701; 2.3: 24.2508; 2.4: -352.5606; 2.5: -23.9915
| 2 | 26.05 | 1: 1.3782; 1.1: 3.7577; 1.2: 0.0050392; 1.3: 140.67; 1.4: 0.25522; 1.5: 3.7577; 1.6: 140.67; 1.7: 84.402; 1.8: 8.4594; 1.9: 703.35; 2: 22.3997; 2.1: 92.2008; 2.2: 357.6983; 2.3: 24.2944; 2.4: -353.9406; 2.5: -24.0392
| 2 | 26.1 | 1: 1.3567; 1.1: 3.7062; 1.2: 0.0049701; 1.3: 140.94; 1.4: 0.25124; 1.5: 3.7062; 1.6: 140.94; 1.7: 84.564; 1.8: 8.4594; 1.9: 704.7; 2: 22.4427; 2.1: 92.212; 2.2: 359.0291; 2.3: 24.3381; 2.4: -355.3229; 2.5: -24.0869
| 2 | 26.15 | 1: 1.3354; 1.1: 3.6549; 1.2: 0.0049013; 1.3: 141.21; 1.4: 0.24729; 1.5: 3.6549; 1.6: 141.21; 1.7: 84.726; 1.8: 8.4594; 1.9: 706.05; 2: 22.4857; 2.1: 92.2232; 2.2: 360.3623; 2.3: 24.3818; 2.4: -356.7074; 2.5: -24.1345
| 2 | 26.2 | 1: 1.3142; 1.1: 3.6039; 1.2: 0.0048329; 1.3: 141.48; 1.4: 0.24337; 1.5: 3.6039; 1.6: 141.48; 1.7: 84.888; 1.8: 8.4594; 1.9: 707.4; 2: 22.5287; 2.1: 92.2343; 2.2: 361.6981; 2.3: 24.4255; 2.4: -358.0942; 2.5: -24.1821
| 2 | 26.25 | 1: 1.2932; 1.1: 3.5531; 1.2: 0.0047648; 1.3: 141.75; 1.4: 0.23948; 1.5: 3.5531; 1.6: 141.75; 1.7: 85.05; 1.8: 8.4594; 1.9: 708.75; 2: 22.5717; 2.1: 92.2454; 2.2: 363.0363; 2.3: 24.4691; 2.4: -359.4832; 2.5: -24.2297
| 2 | 26.3 | 1: 1.2724; 1.1: 3.5026; 1.2: 0.004697; 1.3: 142.02; 1.4: 0.23563; 1.5: 3.5026; 1.6: 142.02; 1.7: 85.212; 1.8: 8.4594; 1.9: 710.1; 2: 22.6146; 2.1: 92.2564; 2.2: 364.3771; 2.3: 24.5128; 2.4: -360.8745; 2.5: -24.2772
| 2 | 26.35 | 1: 1.2518; 1.1: 3.4523; 1.2: 0.0046296; 1.3: 142.29; 1.4: 0.23181; 1.5: 3.4523; 1.6: 142.29; 1.7: 85.374; 1.8: 8.4594; 1.9: 711.45; 2: 22.6576; 2.1: 92.2674; 2.2: 365.7203; 2.3: 24.5565; 2.4: -362.268; 2.5: -24.3247
| 2 | 26.4 | 1: 1.2313; 1.1: 3.4023; 1.2: 0.0045625; 1.3: 142.56; 1.4: 0.22802; 1.5: 3.4023; 1.6: 142.56; 1.7: 85.536; 1.8: 8.4594; 1.9: 712.8; 2: 22.7006; 2.1: 92.2784; 2.2: 367.066; 2.3: 24.6002; 2.4: -363.6637; 2.5: -24.3722
| 2 | 26.45 | 1: 1.211; 1.1: 3.3525; 1.2: 0.0044958; 1.3: 142.83; 1.4: 0.22426; 1.5: 3.3525; 1.6: 142.83; 1.7: 85.698; 1.8: 8.4594; 1.9: 714.15; 2: 22.7436; 2.1: 92.2893; 2.2: 368.4143; 2.3: 24.6439; 2.4: -365.0617; 2.5: -24.4196
| 2 | 26.5 | 1: 1.1909; 1.1: 3.3031; 1.2: 0.0044295; 1.3: 143.1; 1.4: 0.22053; 1.5: 3.3031; 1.6: 143.1; 1.7: 85.86; 1.8: 8.4594; 1.9: 715.5; 2: 22.7866; 2.1: 92.3001; 2.2: 369.765; 2.3: 24.6875; 2.4: -366.4619; 2.5: -24.467
| 2 | 26.55 | 1: 1.1709; 1.1: 3.2538; 1.2: 0.0043635; 1.3: 143.37; 1.4: 0.21683; 1.5: 3.2538; 1.6: 143.37; 1.7: 86.022; 1.8: 8.4594; 1.9: 716.85; 2: 22.8296; 2.1: 92.3109; 2.2: 371.1182; 2.3: 24.7312; 2.4: -367.8644; 2.5: -24.5144
| 2 | 26.6 | 1: 1.1511; 1.1: 3.2049; 1.2: 0.0042978; 1.3: 143.64; 1.4: 0.21317; 1.5: 3.2049; 1.6: 143.64; 1.7: 86.184; 1.8: 8.4594; 1.9: 718.2; 2: 22.8726; 2.1: 92.3217; 2.2: 372.474; 2.3: 24.7749; 2.4: -369.2691; 2.5: -24.5617
| 2 | 26.65 | 1: 1.1315; 1.1: 3.1562; 1.2: 0.0042326; 1.3: 143.91; 1.4: 0.20954; 1.5: 3.1562; 1.6: 143.91; 1.7: 86.346; 1.8: 8.4594; 1.9: 719.55; 2: 22.9156; 2.1: 92.3324; 2.2: 373.8322; 2.3: 24.8186; 2.4: -370.676; 2.5: -24.6091
| 2 | 26.7 | 1: 1.1121; 1.1: 3.1078; 1.2: 0.0041677; 1.3: 144.18; 1.4: 0.20594; 1.5: 3.1078; 1.6: 144.18; 1.7: 86.508; 1.8: 8.4594; 1.9: 720.9; 2: 22.9586; 2.1: 92.343; 2.2: 375.1929; 2.3: 24.8623; 2.4: -372.0851; 2.5: -24.6564
| 2 | 26.75 | 1: 1.0928; 1.1: 3.0597; 1.2: 0.0041031; 1.3: 144.45; 1.4: 0.20237; 1.5: 3.0597; 1.6: 144.45; 1.7: 86.67; 1.8: 8.4594; 1.9: 722.25; 2: 23.0016; 2.1: 92.3537; 2.2: 376.5561; 2.3: 24.906; 2.4: -373.4964; 2.5: -24.7036
| 2 | 26.8 | 1: 1.0737; 1.1: 3.0119; 1.2: 0.004039; 1.3: 144.72; 1.4: 0.19884; 1.5: 3.0119; 1.6: 144.72; 1.7: 86.832; 1.8: 8.4594; 1.9: 723.6; 2: 23.0446; 2.1: 92.3642; 2.2: 377.9219; 2.3: 24.9497; 2.4: -374.91; 2.5: -24.7508
| 2 | 26.85 | 1: 1.0548; 1.1: 2.9643; 1.2: 0.0039752; 1.3: 144.99; 1.4: 0.19533; 1.5: 2.9643; 1.6: 144.99; 1.7: 86.994; 1.8: 8.4594; 1.9: 724.95; 2: 23.0876; 2.1: 92.3748; 2.2: 379.2901; 2.3: 24.9934; 2.4: -376.3258; 2.5: -24.7981
| 2 | 26.9 | 1: 1.0361; 1.1: 2.9171; 1.2: 0.0039118; 1.3: 145.26; 1.4: 0.19186; 1.5: 2.9171; 1.6: 145.26; 1.7: 87.156; 1.8: 8.4594; 1.9: 726.3; 2: 23.1306; 2.1: 92.3852; 2.2: 380.6609; 2.3: 25.0371; 2.4: -377.7438; 2.5: -24.8452
| 2 | 26.95 | 1: 1.0175; 1.1: 2.8701; 1.2: 0.0038489; 1.3: 145.53; 1.4: 0.18842; 1.5: 2.8701; 1.6: 145.53; 1.7: 87.318; 1.8: 8.4594; 1.9: 727.65; 2: 23.1736; 2.1: 92.3957; 2.2: 382.0341; 2.3: 25.0808; 2.4: -379.164; 2.5: -24.8924
| 2 | 27 | 1: 0.99908; 1.1: 2.8234; 1.2: 0.0037863; 1.3: 145.8; 1.4: 0.18502; 1.5: 2.8234; 1.6: 145.8; 1.7: 87.48; 1.8: 8.4594; 1.9: 729; 2: 23.2166; 2.1: 92.4061; 2.2: 383.4098; 2.3: 25.1245; 2.4: -380.5864; 2.5: -24.9395
| 2 | 27.05 | 1: 0.98085; 1.1: 2.777; 1.2: 0.0037241; 1.3: 146.07; 1.4: 0.18164; 1.5: 2.777; 1.6: 146.07; 1.7: 87.642; 1.8: 8.4594; 1.9: 730.35; 2: 23.2596; 2.1: 92.4164; 2.2: 384.7881; 2.3: 25.1682; 2.4: -382.0111; 2.5: -24.9866
| 2 | 27.1 | 1: 0.9628; 1.1: 2.7309; 1.2: 0.0036622; 1.3: 146.34; 1.4: 0.1783; 1.5: 2.7309; 1.6: 146.34; 1.7: 87.804; 1.8: 8.4594; 1.9: 731.7; 2: 23.3025; 2.1: 92.4267; 2.2: 386.1688; 2.3: 25.2119; 2.4: -383.4379; 2.5: -25.0336
| 2 | 27.15 | 1: 0.94491; 1.1: 2.6852; 1.2: 0.0036008; 1.3: 146.61; 1.4: 0.17498; 1.5: 2.6852; 1.6: 146.61; 1.7: 87.966; 1.8: 8.4594; 1.9: 733.05; 2: 23.3455; 2.1: 92.437; 2.2: 387.5521; 2.3: 25.2556; 2.4: -384.8669; 2.5: -25.0806
| 2 | 27.2 | 1: 0.9272; 1.1: 2.6397; 1.2: 0.0035399; 1.3: 146.88; 1.4: 0.1717; 1.5: 2.6397; 1.6: 146.88; 1.7: 88.128; 1.8: 8.4594; 1.9: 734.4; 2: 23.3885; 2.1: 92.4472; 2.2: 388.9379; 2.3: 25.2993; 2.4: -386.2982; 2.5: -25.1276
| 2 | 27.25 | 1: 0.90966; 1.1: 2.5945; 1.2: 0.0034793; 1.3: 147.15; 1.4: 0.16846; 1.5: 2.5945; 1.6: 147.15; 1.7: 88.29; 1.8: 8.4594; 1.9: 735.75; 2: 23.4315; 2.1: 92.4574; 2.2: 390.3261; 2.3: 25.3431; 2.4: -387.7316; 2.5: -25.1746
| 2 | 27.3 | 1: 0.89229; 1.1: 2.5496; 1.2: 0.0034191; 1.3: 147.42; 1.4: 0.16524; 1.5: 2.5496; 1.6: 147.42; 1.7: 88.452; 1.8: 8.4594; 1.9: 737.1; 2: 23.4745; 2.1: 92.4675; 2.2: 391.7169; 2.3: 25.3868; 2.4: -389.1673; 2.5: -25.2215
| 2 | 27.35 | 1: 0.87509; 1.1: 2.5051; 1.2: 0.0033594; 1.3: 147.69; 1.4: 0.16205; 1.5: 2.5051; 1.6: 147.69; 1.7: 88.614; 1.8: 8.4594; 1.9: 738.45; 2: 23.5175; 2.1: 92.4776; 2.2: 393.1102; 2.3: 25.4305; 2.4: -390.6051; 2.5: -25.2684
| 2 | 27.4 | 1: 0.85807; 1.1: 2.4608; 1.2: 0.0033; 1.3: 147.96; 1.4: 0.1589; 1.5: 2.4608; 1.6: 147.96; 1.7: 88.776; 1.8: 8.4594; 1.9: 739.8; 2: 23.5605; 2.1: 92.4877; 2.2: 394.506; 2.3: 25.4742; 2.4: -392.0451; 2.5: -25.3153
| 2 | 27.45 | 1: 0.84122; 1.1: 2.4169; 1.2: 0.0032411; 1.3: 148.23; 1.4: 0.15578; 1.5: 2.4169; 1.6: 148.23; 1.7: 88.938; 1.8: 8.4594; 1.9: 741.15; 2: 23.6035; 2.1: 92.4977; 2.2: 395.9043; 2.3: 25.5179; 2.4: -393.4874; 2.5: -25.3622
| 2 | 27.5 | 1: 0.82454; 1.1: 2.3733; 1.2: 0.0031827; 1.3: 148.5; 1.4: 0.15269; 1.5: 2.3733; 1.6: 148.5; 1.7: 89.1; 1.8: 8.4594; 1.9: 742.5; 2: 23.6465; 2.1: 92.5076; 2.2: 397.3051; 2.3: 25.5617; 2.4: -394.9318; 2.5: -25.409
| 2 | 27.55 | 1: 0.80804; 1.1: 2.33; 1.2: 0.0031246; 1.3: 148.77; 1.4: 0.14964; 1.5: 2.33; 1.6: 148.77; 1.7: 89.262; 1.8: 8.4594; 1.9: 743.85; 2: 23.6895; 2.1: 92.5175; 2.2: 398.7084; 2.3: 25.6054; 2.4: -396.3784; 2.5: -25.4558
| 2 | 27.6 | 1: 0.7917; 1.1: 2.2871; 1.2: 0.003067; 1.3: 149.04; 1.4: 0.14661; 1.5: 2.2871; 1.6: 149.04; 1.7: 89.424; 1.8: 8.4594; 1.9: 745.2; 2: 23.7325; 2.1: 92.5274; 2.2: 400.1142; 2.3: 25.6491; 2.4: -397.8271; 2.5: -25.5025
| 2 | 27.65 | 1: 0.77554; 1.1: 2.2444; 1.2: 0.0030098; 1.3: 149.31; 1.4: 0.14362; 1.5: 2.2444; 1.6: 149.31; 1.7: 89.586; 1.8: 8.4594; 1.9: 746.55; 2: 23.7755; 2.1: 92.5373; 2.2: 401.5225; 2.3: 25.6929; 2.4: -399.2781; 2.5: -25.5493
| 2 | 27.7 | 1: 0.75955; 1.1: 2.2021; 1.2: 0.0029531; 1.3: 149.58; 1.4: 0.14066; 1.5: 2.2021; 1.6: 149.58; 1.7: 89.748; 1.8: 8.4594; 1.9: 747.9; 2: 23.8185; 2.1: 92.547; 2.2: 402.9334; 2.3: 25.7366; 2.4: -400.7312; 2.5: -25.596
| 2 | 27.75 | 1: 0.74373; 1.1: 2.1602; 1.2: 0.0028968; 1.3: 149.85; 1.4: 0.13773; 1.5: 2.1602; 1.6: 149.85; 1.7: 89.91; 1.8: 8.4594; 1.9: 749.25; 2: 23.8615; 2.1: 92.5568; 2.2: 404.3467; 2.3: 25.7803; 2.4: -402.1865; 2.5: -25.6426
| 2 | 27.8 | 1: 0.72809; 1.1: 2.1185; 1.2: 0.002841; 1.3: 150.12; 1.4: 0.13483; 1.5: 2.1185; 1.6: 150.12; 1.7: 90.072; 1.8: 8.4594; 1.9: 750.6; 2: 23.9045; 2.1: 92.5665; 2.2: 405.7626; 2.3: 25.8241; 2.4: -403.644; 2.5: -25.6893
| 2 | 27.85 | 1: 0.71262; 1.1: 2.0773; 1.2: 0.0027856; 1.3: 150.39; 1.4: 0.13197; 1.5: 2.0773; 1.6: 150.39; 1.7: 90.234; 1.8: 8.4594; 1.9: 751.95; 2: 23.9475; 2.1: 92.5762; 2.2: 407.181; 2.3: 25.8678; 2.4: -405.1037; 2.5: -25.7359
| 2 | 27.9 | 1: 0.69732; 1.1: 2.0363; 1.2: 0.0027307; 1.3: 150.66; 1.4: 0.12913; 1.5: 2.0363; 1.6: 150.66; 1.7: 90.396; 1.8: 8.4594; 1.9: 753.3; 2: 23.9904; 2.1: 92.5858; 2.2: 408.6018; 2.3: 25.9116; 2.4: -406.5655; 2.5: -25.7825
| 2 | 27.95 | 1: 0.68219; 1.1: 1.9957; 1.2: 0.0026763; 1.3: 150.93; 1.4: 0.12633; 1.5: 1.9957; 1.6: 150.93; 1.7: 90.558; 1.8: 8.4594; 1.9: 754.65; 2: 24.0334; 2.1: 92.5954; 2.2: 410.0252; 2.3: 25.9553; 2.4: -408.0295; 2.5: -25.829
| 2 | 28 | 1: 0.66724; 1.1: 1.9554; 1.2: 0.0026223; 1.3: 151.2; 1.4: 0.12356; 1.5: 1.9554; 1.6: 151.2; 1.7: 90.72; 1.8: 8.4594; 1.9: 756; 2: 24.0764; 2.1: 92.6049; 2.2: 411.4511; 2.3: 25.9991; 2.4: -409.4957; 2.5: -25.8755
| 2 | 28.05 | 1: 0.65245; 1.1: 1.9155; 1.2: 0.0025688; 1.3: 151.47; 1.4: 0.12082; 1.5: 1.9155; 1.6: 151.47; 1.7: 90.882; 1.8: 8.4594; 1.9: 757.35; 2: 24.1194; 2.1: 92.6144; 2.2: 412.8796; 2.3: 26.0428; 2.4: -410.964; 2.5: -25.922
| 2 | 28.1 | 1: 0.63784; 1.1: 1.876; 1.2: 0.0025157; 1.3: 151.74; 1.4: 0.11812; 1.5: 1.876; 1.6: 151.74; 1.7: 91.044; 1.8: 8.4594; 1.9: 758.7; 2: 24.1624; 2.1: 92.6239; 2.2: 414.3105; 2.3: 26.0866; 2.4: -412.4345; 2.5: -25.9685
| 2 | 28.15 | 1: 0.62341; 1.1: 1.8368; 1.2: 0.0024632; 1.3: 152.01; 1.4: 0.11545; 1.5: 1.8368; 1.6: 152.01; 1.7: 91.206; 1.8: 8.4594; 1.9: 760.05; 2: 24.2054; 2.1: 92.6333; 2.2: 415.7439; 2.3: 26.1304; 2.4: -413.9071; 2.5: -26.0149
| 2 | 28.2 | 1: 0.60914; 1.1: 1.7979; 1.2: 0.0024111; 1.3: 152.28; 1.4: 0.1128; 1.5: 1.7979; 1.6: 152.28; 1.7: 91.368; 1.8: 8.4594; 1.9: 761.4; 2: 24.2484; 2.1: 92.6427; 2.2: 417.1799; 2.3: 26.1741; 2.4: -415.382; 2.5: -26.0613
| 2 | 28.25 | 1: 0.59505; 1.1: 1.7595; 1.2: 0.0023595; 1.3: 152.55; 1.4: 0.11019; 1.5: 1.7595; 1.6: 152.55; 1.7: 91.53; 1.8: 8.4594; 1.9: 762.75; 2: 24.2914; 2.1: 92.652; 2.2: 418.6184; 2.3: 26.2179; 2.4: -416.8589; 2.5: -26.1077
| 2 | 28.3 | 1: 0.58113; 1.1: 1.7213; 1.2: 0.0023083; 1.3: 152.82; 1.4: 0.10762; 1.5: 1.7213; 1.6: 152.82; 1.7: 91.692; 1.8: 8.4594; 1.9: 764.1; 2: 24.3344; 2.1: 92.6613; 2.2: 420.0593; 2.3: 26.2617; 2.4: -418.338; 2.5: -26.154
| 2 | 28.35 | 1: 0.56738; 1.1: 1.6836; 1.2: 0.0022577; 1.3: 153.09; 1.4: 0.10507; 1.5: 1.6836; 1.6: 153.09; 1.7: 91.854; 1.8: 8.4594; 1.9: 765.45; 2: 24.3774; 2.1: 92.6706; 2.2: 421.5028; 2.3: 26.3054; 2.4: -419.8193; 2.5: -26.2004
| 2 | 28.4 | 1: 0.5538; 1.1: 1.6462; 1.2: 0.0022076; 1.3: 153.36; 1.4: 0.10256; 1.5: 1.6462; 1.6: 153.36; 1.7: 92.016; 1.8: 8.4594; 1.9: 766.8; 2: 24.4204; 2.1: 92.6798; 2.2: 422.9489; 2.3: 26.3492; 2.4: -421.3027; 2.5: -26.2466
| 2 | 28.45 | 1: 0.5404; 1.1: 1.6092; 1.2: 0.0021579; 1.3: 153.63; 1.4: 0.10007; 1.5: 1.6092; 1.6: 153.63; 1.7: 92.178; 1.8: 8.4594; 1.9: 768.15; 2: 24.4634; 2.1: 92.689; 2.2: 424.3974; 2.3: 26.393; 2.4: -422.7882; 2.5: -26.2929
| 2 | 28.5 | 1: 0.52717; 1.1: 1.5725; 1.2: 0.0021088; 1.3: 153.9; 1.4: 0.097624; 1.5: 1.5725; 1.6: 153.9; 1.7: 92.34; 1.8: 8.4594; 1.9: 769.5; 2: 24.5064; 2.1: 92.6981; 2.2: 425.8484; 2.3: 26.4367; 2.4: -424.2759; 2.5: -26.3391
| 2 | 28.55 | 1: 0.51411; 1.1: 1.5363; 1.2: 0.0020602; 1.3: 154.17; 1.4: 0.095205; 1.5: 1.5363; 1.6: 154.17; 1.7: 92.502; 1.8: 8.4594; 1.9: 770.85; 2: 24.5494; 2.1: 92.7072; 2.2: 427.302; 2.3: 26.4805; 2.4: -425.7657; 2.5: -26.3853
| 2 | 28.6 | 1: 0.50122; 1.1: 1.5004; 1.2: 0.0020121; 1.3: 154.44; 1.4: 0.092819; 1.5: 1.5004; 1.6: 154.44; 1.7: 92.664; 1.8: 8.4594; 1.9: 772.2; 2: 24.5924; 2.1: 92.7163; 2.2: 428.7581; 2.3: 26.5243; 2.4: -427.2577; 2.5: -26.4315
| 2 | 28.65 | 1: 0.48851; 1.1: 1.4649; 1.2: 0.0019644; 1.3: 154.71; 1.4: 0.090464; 1.5: 1.4649; 1.6: 154.71; 1.7: 92.826; 1.8: 8.4594; 1.9: 773.55; 2: 24.6354; 2.1: 92.7253; 2.2: 430.2167; 2.3: 26.5681; 2.4: -428.7518; 2.5: -26.4776
| 2 | 28.7 | 1: 0.47597; 1.1: 1.4298; 1.2: 0.0019174; 1.3: 154.98; 1.4: 0.088142; 1.5: 1.4298; 1.6: 154.98; 1.7: 92.988; 1.8: 8.4594; 1.9: 774.9; 2: 24.6783; 2.1: 92.7343; 2.2: 431.6778; 2.3: 26.6119; 2.4: -430.248; 2.5: -26.5237
| 2 | 28.75 | 1: 0.4636; 1.1: 1.395; 1.2: 0.0018708; 1.3: 155.25; 1.4: 0.085851; 1.5: 1.395; 1.6: 155.25; 1.7: 93.15; 1.8: 8.4594; 1.9: 776.25; 2: 24.7213; 2.1: 92.7432; 2.2: 433.1415; 2.3: 26.6557; 2.4: -431.7464; 2.5: -26.5698
| 2 | 28.8 | 1: 0.4514; 1.1: 1.3607; 1.2: 0.0018247; 1.3: 155.52; 1.4: 0.083592; 1.5: 1.3607; 1.6: 155.52; 1.7: 93.312; 1.8: 8.4594; 1.9: 777.6; 2: 24.7643; 2.1: 92.7521; 2.2: 434.6076; 2.3: 26.6995; 2.4: -433.2469; 2.5: -26.6159
| 2 | 28.85 | 1: 0.43937; 1.1: 1.3267; 1.2: 0.0017792; 1.3: 155.79; 1.4: 0.081366; 1.5: 1.3267; 1.6: 155.79; 1.7: 93.474; 1.8: 8.4594; 1.9: 778.95; 2: 24.8073; 2.1: 92.761; 2.2: 436.0763; 2.3: 26.7433; 2.4: -434.7495; 2.5: -26.6619
| 2 | 28.9 | 1: 0.42752; 1.1: 1.2932; 1.2: 0.0017342; 1.3: 156.06; 1.4: 0.079171; 1.5: 1.2932; 1.6: 156.06; 1.7: 93.636; 1.8: 8.4594; 1.9: 780.3; 2: 24.8503; 2.1: 92.7698; 2.2: 437.5475; 2.3: 26.7871; 2.4: -436.2543; 2.5: -26.7079
| 2 | 28.95 | 1: 0.41584; 1.1: 1.26; 1.2: 0.0016897; 1.3: 156.33; 1.4: 0.077008; 1.5: 1.26; 1.6: 156.33; 1.7: 93.798; 1.8: 8.4594; 1.9: 781.65; 2: 24.8933; 2.1: 92.7786; 2.2: 439.0212; 2.3: 26.8309; 2.4: -437.7611; 2.5: -26.7539
| 2 | 29 | 1: 0.40433; 1.1: 1.2273; 1.2: 0.0016458; 1.3: 156.6; 1.4: 0.074877; 1.5: 1.2273; 1.6: 156.6; 1.7: 93.96; 1.8: 8.4594; 1.9: 783; 2: 24.9363; 2.1: 92.7874; 2.2: 440.4974; 2.3: 26.8747; 2.4: -439.2701; 2.5: -26.7998
| 2 | 29.05 | 1: 0.393; 1.1: 1.1949; 1.2: 0.0016024; 1.3: 156.87; 1.4: 0.072778; 1.5: 1.1949; 1.6: 156.87; 1.7: 94.122; 1.8: 8.4594; 1.9: 784.35; 2: 24.9793; 2.1: 92.7961; 2.2: 441.9762; 2.3: 26.9185; 2.4: -440.7812; 2.5: -26.8457
| 2 | 29.1 | 1: 0.38184; 1.1: 1.163; 1.2: 0.0015596; 1.3: 157.14; 1.4: 0.07071; 1.5: 1.163; 1.6: 157.14; 1.7: 94.284; 1.8: 8.4594; 1.9: 785.7; 2: 25.0223; 2.1: 92.8048; 2.2: 443.4574; 2.3: 26.9623; 2.4: -442.2944; 2.5: -26.8916
| 2 | 29.15 | 1: 0.37085; 1.1: 1.1315; 1.2: 0.0015173; 1.3: 157.41; 1.4: 0.068675; 1.5: 1.1315; 1.6: 157.41; 1.7: 94.446; 1.8: 8.4594; 1.9: 787.05; 2: 25.0653; 2.1: 92.8134; 2.2: 444.9412; 2.3: 27.0061; 2.4: -443.8098; 2.5: -26.9374
| 2 | 29.2 | 1: 0.36003; 1.1: 1.1003; 1.2: 0.0014756; 1.3: 157.68; 1.4: 0.066672; 1.5: 1.1003; 1.6: 157.68; 1.7: 94.608; 1.8: 8.4594; 1.9: 788.4; 2: 25.1083; 2.1: 92.822; 2.2: 446.4276; 2.3: 27.0499; 2.4: -445.3272; 2.5: -26.9832
| 2 | 29.25 | 1: 0.34938; 1.1: 1.0696; 1.2: 0.0014344; 1.3: 157.95; 1.4: 0.0647; 1.5: 1.0696; 1.6: 157.95; 1.7: 94.77; 1.8: 8.4594; 1.9: 789.75; 2: 25.1513; 2.1: 92.8306; 2.2: 447.9164; 2.3: 27.0937; 2.4: -446.8468; 2.5: -27.029
| 2 | 29.3 | 1: 0.33891; 1.1: 1.0393; 1.2: 0.0013938; 1.3: 158.22; 1.4: 0.062761; 1.5: 1.0393; 1.6: 158.22; 1.7: 94.932; 1.8: 8.4594; 1.9: 791.1; 2: 25.1943; 2.1: 92.8391; 2.2: 449.4078; 2.3: 27.1376; 2.4: -448.3684; 2.5: -27.0748
| 2 | 29.35 | 1: 0.32861; 1.1: 1.0095; 1.2: 0.0013537; 1.3: 158.49; 1.4: 0.060853; 1.5: 1.0095; 1.6: 158.49; 1.7: 95.094; 1.8: 8.4594; 1.9: 792.45; 2: 25.2373; 2.1: 92.8476; 2.2: 450.9016; 2.3: 27.1814; 2.4: -449.8922; 2.5: -27.1205
| 2 | 29.4 | 1: 0.31848; 1.1: 0.98002; 1.2: 0.0013142; 1.3: 158.76; 1.4: 0.058977; 1.5: 0.98002; 1.6: 158.76; 1.7: 95.256; 1.8: 8.4594; 1.9: 793.8; 2: 25.2803; 2.1: 92.8561; 2.2: 452.398; 2.3: 27.2252; 2.4: -451.418; 2.5: -27.1662
| 2 | 29.45 | 1: 0.30852; 1.1: 0.951; 1.2: 0.0012753; 1.3: 159.03; 1.4: 0.057134; 1.5: 0.951; 1.6: 159.03; 1.7: 95.418; 1.8: 8.4594; 1.9: 795.15; 2: 25.3232; 2.1: 92.8645; 2.2: 453.897; 2.3: 27.269; 2.4: -452.946; 2.5: -27.2119
| 2 | 29.5 | 1: 0.29874; 1.1: 0.9224; 1.2: 0.001237; 1.3: 159.3; 1.4: 0.055322; 1.5: 0.9224; 1.6: 159.3; 1.7: 95.58; 1.8: 8.4594; 1.9: 796.5; 2: 25.3662; 2.1: 92.8728; 2.2: 455.3984; 2.3: 27.3129; 2.4: -454.476; 2.5: -27.2575
| 2 | 29.55 | 1: 0.28913; 1.1: 0.89424; 1.2: 0.0011992; 1.3: 159.57; 1.4: 0.053542; 1.5: 0.89424; 1.6: 159.57; 1.7: 95.742; 1.8: 8.4594; 1.9: 797.85; 2: 25.4092; 2.1: 92.8812; 2.2: 456.9024; 2.3: 27.3567; 2.4: -456.0082; 2.5: -27.3032
| 2 | 29.6 | 1: 0.27969; 1.1: 0.86651; 1.2: 0.001162; 1.3: 159.84; 1.4: 0.051794; 1.5: 0.86651; 1.6: 159.84; 1.7: 95.904; 1.8: 8.4594; 1.9: 799.2; 2: 25.4522; 2.1: 92.8895; 2.2: 458.4089; 2.3: 27.4005; 2.4: -457.5424; 2.5: -27.3488
| 2 | 29.65 | 1: 0.27042; 1.1: 0.83921; 1.2: 0.0011254; 1.3: 160.11; 1.4: 0.050078; 1.5: 0.83921; 1.6: 160.11; 1.7: 96.066; 1.8: 8.4594; 1.9: 800.55; 2: 25.4952; 2.1: 92.8978; 2.2: 459.9179; 2.3: 27.4444; 2.4: -459.0787; 2.5: -27.3943
| 2 | 29.7 | 1: 0.26132; 1.1: 0.81235; 1.2: 0.0010894; 1.3: 160.38; 1.4: 0.048393; 1.5: 0.81235; 1.6: 160.38; 1.7: 96.228; 1.8: 8.4594; 1.9: 801.9; 2: 25.5382; 2.1: 92.906; 2.2: 461.4295; 2.3: 27.4882; 2.4: -460.6171; 2.5: -27.4398
| 2 | 29.75 | 1: 0.2524; 1.1: 0.78594; 1.2: 0.001054; 1.3: 160.65; 1.4: 0.046741; 1.5: 0.78594; 1.6: 160.65; 1.7: 96.39; 1.8: 8.4594; 1.9: 803.25; 2: 25.5812; 2.1: 92.9142; 2.2: 462.9436; 2.3: 27.5321; 2.4: -462.1576; 2.5: -27.4853
| 2 | 29.8 | 1: 0.24365; 1.1: 0.75997; 1.2: 0.0010191; 1.3: 160.92; 1.4: 0.045121; 1.5: 0.75997; 1.6: 160.92; 1.7: 96.552; 1.8: 8.4594; 1.9: 804.6; 2: 25.6242; 2.1: 92.9224; 2.2: 464.4602; 2.3: 27.5759; 2.4: -463.7002; 2.5: -27.5308
| 2 | 29.85 | 1: 0.23508; 1.1: 0.73444; 1.2: 0.00098491; 1.3: 161.19; 1.4: 0.043532; 1.5: 0.73444; 1.6: 161.19; 1.7: 96.714; 1.8: 8.4594; 1.9: 805.95; 2: 25.6672; 2.1: 92.9305; 2.2: 465.9793; 2.3: 27.6198; 2.4: -465.2449; 2.5: -27.5762
| 2 | 29.9 | 1: 0.22667; 1.1: 0.70937; 1.2: 0.00095128; 1.3: 161.46; 1.4: 0.041976; 1.5: 0.70937; 1.6: 161.46; 1.7: 96.876; 1.8: 8.4594; 1.9: 807.3; 2: 25.7102; 2.1: 92.9386; 2.2: 467.501; 2.3: 27.6636; 2.4: -466.7916; 2.5: -27.6217
| 2 | 29.95 | 1: 0.21844; 1.1: 0.68475; 1.2: 0.00091826; 1.3: 161.73; 1.4: 0.040451; 1.5: 0.68475; 1.6: 161.73; 1.7: 97.038; 1.8: 8.4594; 1.9: 808.65; 2: 25.7532; 2.1: 92.9467; 2.2: 469.0252; 2.3: 27.7075; 2.4: -468.3404; 2.5: -27.667
| 2 | 30 | 1: 0.21038; 1.1: 0.66058; 1.2: 0.00088586; 1.3: 162; 1.4: 0.038959; 1.5: 0.66058; 1.6: 162; 1.7: 97.2; 1.8: 8.4594; 1.9: 810; 2: 25.7962; 2.1: 92.9547; 2.2: 470.5519; 2.3: 27.7513; 2.4: -469.8913; 2.5: -27.7124
| 2 | 30.05 | 1: 0.20249; 1.1: 0.63687; 1.2: 0.00085406; 1.3: 162.27; 1.4: 0.037498; 1.5: 0.63687; 1.6: 162.27; 1.7: 97.362; 1.8: 8.4594; 1.9: 811.35; 2: 25.8392; 2.1: 92.9627; 2.2: 472.0811; 2.3: 27.7952; 2.4: -471.4442; 2.5: -27.7577
| 2 | 30.1 | 1: 0.19477; 1.1: 0.61363; 1.2: 0.00082289; 1.3: 162.54; 1.4: 0.036069; 1.5: 0.61363; 1.6: 162.54; 1.7: 97.524; 1.8: 8.4594; 1.9: 812.7; 2: 25.8822; 2.1: 92.9706; 2.2: 473.6129; 2.3: 27.8391; 2.4: -472.9993; 2.5: -27.803
| 2 | 30.15 | 1: 0.18723; 1.1: 0.59084; 1.2: 0.00079233; 1.3: 162.81; 1.4: 0.034672; 1.5: 0.59084; 1.6: 162.81; 1.7: 97.686; 1.8: 8.4594; 1.9: 814.05; 2: 25.9252; 2.1: 92.9785; 2.2: 475.1472; 2.3: 27.8829; 2.4: -474.5563; 2.5: -27.8483
| 2 | 30.2 | 1: 0.17986; 1.1: 0.56852; 1.2: 0.0007624; 1.3: 163.08; 1.4: 0.033307; 1.5: 0.56852; 1.6: 163.08; 1.7: 97.848; 1.8: 8.4594; 1.9: 815.4; 2: 25.9682; 2.1: 92.9864; 2.2: 476.684; 2.3: 27.9268; 2.4: -476.1155; 2.5: -27.8935
| 2 | 30.25 | 1: 0.17266; 1.1: 0.54667; 1.2: 0.0007331; 1.3: 163.35; 1.4: 0.031974; 1.5: 0.54667; 1.6: 163.35; 1.7: 98.01; 1.8: 8.4594; 1.9: 816.75; 2: 26.0111; 2.1: 92.9943; 2.2: 478.2234; 2.3: 27.9707; 2.4: -477.6767; 2.5: -27.9387
| 2 | 30.3 | 1: 0.16563; 1.1: 0.52529; 1.2: 0.00070443; 1.3: 163.62; 1.4: 0.030673; 1.5: 0.52529; 1.6: 163.62; 1.7: 98.172; 1.8: 8.4594; 1.9: 818.1; 2: 26.0541; 2.1: 93.0021; 2.2: 479.7652; 2.3: 28.0146; 2.4: -479.2399; 2.5: -27.9839
| 2 | 30.35 | 1: 0.15878; 1.1: 0.50438; 1.2: 0.00067639; 1.3: 163.89; 1.4: 0.029404; 1.5: 0.50438; 1.6: 163.89; 1.7: 98.334; 1.8: 8.4594; 1.9: 819.45; 2: 26.0971; 2.1: 93.0099; 2.2: 481.3097; 2.3: 28.0585; 2.4: -480.8053; 2.5: -28.029
| 2 | 30.4 | 1: 0.1521; 1.1: 0.48396; 1.2: 0.000649; 1.3: 164.16; 1.4: 0.028166; 1.5: 0.48396; 1.6: 164.16; 1.7: 98.496; 1.8: 8.4594; 1.9: 820.8; 2: 26.1401; 2.1: 93.0176; 2.2: 482.8566; 2.3: 28.1023; 2.4: -482.3726; 2.5: -28.0742
| 2 | 30.45 | 1: 0.14559; 1.1: 0.46401; 1.2: 0.00062224; 1.3: 164.43; 1.4: 0.026961; 1.5: 0.46401; 1.6: 164.43; 1.7: 98.658; 1.8: 8.4594; 1.9: 822.15; 2: 26.1831; 2.1: 93.0253; 2.2: 484.4061; 2.3: 28.1462; 2.4: -483.9421; 2.5: -28.1193
| 2 | 30.5 | 1: 0.13925; 1.1: 0.44454; 1.2: 0.00059614; 1.3: 164.7; 1.4: 0.025787; 1.5: 0.44454; 1.6: 164.7; 1.7: 98.82; 1.8: 8.4594; 1.9: 823.5; 2: 26.2261; 2.1: 93.033; 2.2: 485.9581; 2.3: 28.1901; 2.4: -485.5135; 2.5: -28.1643
| 2 | 30.55 | 1: 0.13309; 1.1: 0.42556; 1.2: 0.00057068; 1.3: 164.97; 1.4: 0.024646; 1.5: 0.42556; 1.6: 164.97; 1.7: 98.982; 1.8: 8.4594; 1.9: 824.85; 2: 26.2691; 2.1: 93.0407; 2.2: 487.5126; 2.3: 28.234; 2.4: -487.0871; 2.5: -28.2094
| 2 | 30.6 | 1: 0.1271; 1.1: 0.40706; 1.2: 0.00054588; 1.3: 165.24; 1.4: 0.023536; 1.5: 0.40706; 1.6: 165.24; 1.7: 99.144; 1.8: 8.4594; 1.9: 826.2; 2: 26.3121; 2.1: 93.0483; 2.2: 489.0697; 2.3: 28.2779; 2.4: -488.6626; 2.5: -28.2544
| 2 | 30.65 | 1: 0.12128; 1.1: 0.38906; 1.2: 0.00052173; 1.3: 165.51; 1.4: 0.022458; 1.5: 0.38906; 1.6: 165.51; 1.7: 99.306; 1.8: 8.4594; 1.9: 827.55; 2: 26.3551; 2.1: 93.0559; 2.2: 490.6293; 2.3: 28.3218; 2.4: -490.2402; 2.5: -28.2993
| 2 | 30.7 | 1: 0.11563; 1.1: 0.37154; 1.2: 0.00049825; 1.3: 165.78; 1.4: 0.021413; 1.5: 0.37154; 1.6: 165.78; 1.7: 99.468; 1.8: 8.4594; 1.9: 828.9; 2: 26.3981; 2.1: 93.0634; 2.2: 492.1914; 2.3: 28.3657; 2.4: -491.8199; 2.5: -28.3443
| 2 | 30.75 | 1: 0.11015; 1.1: 0.35453; 1.2: 0.00047543; 1.3: 166.05; 1.4: 0.020399; 1.5: 0.35453; 1.6: 166.05; 1.7: 99.63; 1.8: 8.4594; 1.9: 830.25; 2: 26.4411; 2.1: 93.0709; 2.2: 493.7561; 2.3: 28.4096; 2.4: -493.4016; 2.5: -28.3892
| 2 | 30.8 | 1: 0.10485; 1.1: 0.33801; 1.2: 0.00045328; 1.3: 166.32; 1.4: 0.019417; 1.5: 0.33801; 1.6: 166.32; 1.7: 99.792; 1.8: 8.4594; 1.9: 831.6; 2: 26.4841; 2.1: 93.0784; 2.2: 495.3233; 2.3: 28.4535; 2.4: -494.9853; 2.5: -28.4341
| 2 | 30.85 | 1: 0.09972; 1.1: 0.32199; 1.2: 0.0004318; 1.3: 166.59; 1.4: 0.018467; 1.5: 0.32199; 1.6: 166.59; 1.7: 99.954; 1.8: 8.4594; 1.9: 832.95; 2: 26.5271; 2.1: 93.0859; 2.2: 496.893; 2.3: 28.4974; 2.4: -496.571; 2.5: -28.479
| 2 | 30.9 | 1: 0.094762; 1.1: 0.30648; 1.2: 0.000411; 1.3: 166.86; 1.4: 0.017549; 1.5: 0.30648; 1.6: 166.86; 1.7: 100.116; 1.8: 8.4594; 1.9: 834.3; 2: 26.5701; 2.1: 93.0933; 2.2: 498.4653; 2.3: 28.5413; 2.4: -498.1588; 2.5: -28.5238
| 2 | 30.95 | 1: 0.089977; 1.1: 0.29147; 1.2: 0.00039087; 1.3: 167.13; 1.4: 0.016662; 1.5: 0.29147; 1.6: 167.13; 1.7: 100.278; 1.8: 8.4594; 1.9: 835.65; 2: 26.6131; 2.1: 93.1007; 2.2: 500.0401; 2.3: 28.5853; 2.4: -499.7486; 2.5: -28.5686
| 2 | 31 | 1: 0.085364; 1.1: 0.27698; 1.2: 0.00037143; 1.3: 167.4; 1.4: 0.015808; 1.5: 0.27698; 1.6: 167.4; 1.7: 100.44; 1.8: 8.4594; 1.9: 837; 2: 26.6561; 2.1: 93.108; 2.2: 501.6174; 2.3: 28.6292; 2.4: -501.3404; 2.5: -28.6134
| 2 | 31.05 | 1: 0.080923; 1.1: 0.26299; 1.2: 0.00035268; 1.3: 167.67; 1.4: 0.014986; 1.5: 0.26299; 1.6: 167.67; 1.7: 100.602; 1.8: 8.4594; 1.9: 838.35; 2: 26.699; 2.1: 93.1153; 2.2: 503.1973; 2.3: 28.6731; 2.4: -502.9343; 2.5: -28.6581
| 2 | 31.1 | 1: 0.076654; 1.1: 0.24952; 1.2: 0.00033461; 1.3: 167.94; 1.4: 0.014195; 1.5: 0.24952; 1.6: 167.94; 1.7: 100.764; 1.8: 8.4594; 1.9: 839.7; 2: 26.742; 2.1: 93.1226; 2.2: 504.7797; 2.3: 28.717; 2.4: -504.5301; 2.5: -28.7028
| 2 | 31.15 | 1: 0.072558; 1.1: 0.23657; 1.2: 0.00031724; 1.3: 168.21; 1.4: 0.013437; 1.5: 0.23657; 1.6: 168.21; 1.7: 100.926; 1.8: 8.4594; 1.9: 841.05; 2: 26.785; 2.1: 93.1299; 2.2: 506.3646; 2.3: 28.7609; 2.4: -506.128; 2.5: -28.7475
| 2 | 31.2 | 1: 0.068634; 1.1: 0.22413; 1.2: 0.00030057; 1.3: 168.48; 1.4: 0.01271; 1.5: 0.22413; 1.6: 168.48; 1.7: 101.088; 1.8: 8.4594; 1.9: 842.4; 2: 26.828; 2.1: 93.1371; 2.2: 507.9521; 2.3: 28.8049; 2.4: -507.7279; 2.5: -28.7922
| 2 | 31.25 | 1: 0.064883; 1.1: 0.21222; 1.2: 0.00028459; 1.3: 168.75; 1.4: 0.012015; 1.5: 0.21222; 1.6: 168.75; 1.7: 101.25; 1.8: 8.4594; 1.9: 843.75; 2: 26.871; 2.1: 93.1443; 2.2: 509.5421; 2.3: 28.8488; 2.4: -509.3299; 2.5: -28.8368
| 2 | 31.3 | 1: 0.061304; 1.1: 0.20084; 1.2: 0.00026933; 1.3: 169.02; 1.4: 0.011353; 1.5: 0.20084; 1.6: 169.02; 1.7: 101.412; 1.8: 8.4594; 1.9: 845.1; 2: 26.914; 2.1: 93.1515; 2.2: 511.1346; 2.3: 28.8927; 2.4: -510.9338; 2.5: -28.8814
| 2 | 31.35 | 1: 0.057897; 1.1: 0.18998; 1.2: 0.00025477; 1.3: 169.29; 1.4: 0.010722; 1.5: 0.18998; 1.6: 169.29; 1.7: 101.574; 1.8: 8.4594; 1.9: 846.45; 2: 26.957; 2.1: 93.1586; 2.2: 512.7297; 2.3: 28.9367; 2.4: -512.5397; 2.5: -28.926
| 2 | 31.4 | 1: 0.054663; 1.1: 0.17965; 1.2: 0.00024092; 1.3: 169.56; 1.4: 0.010123; 1.5: 0.17965; 1.6: 169.56; 1.7: 101.736; 1.8: 8.4594; 1.9: 847.8; 2: 27; 2.1: 93.1657; 2.2: 514.3273; 2.3: 28.9806; 2.4: -514.1477; 2.5: -28.9705
| 2 | 31.45 | 1: 0.051601; 1.1: 0.16986; 1.2: 0.00022778; 1.3: 169.83; 1.4: 0.0095557; 1.5: 0.16986; 1.6: 169.83; 1.7: 101.898; 1.8: 8.4594; 1.9: 849.15; 2: 27.043; 2.1: 93.1728; 2.2: 515.9275; 2.3: 29.0246; 2.4: -515.7576; 2.5: -29.015
| 2 | 31.5 | 1: 0.048711; 1.1: 0.1606; 1.2: 0.00021537; 1.3: 170.1; 1.4: 0.0090206; 1.5: 0.1606; 1.6: 170.1; 1.7: 102.06; 1.8: 8.4594; 1.9: 850.5; 2: 27.086; 2.1: 93.1798; 2.2: 517.5302; 2.3: 29.0685; 2.4: -517.3695; 2.5: -29.0595
| 2 | 31.55 | 1: 0.045994; 1.1: 0.15188; 1.2: 0.00020368; 1.3: 170.37; 1.4: 0.0085174; 1.5: 0.15188; 1.6: 170.37; 1.7: 102.222; 1.8: 8.4594; 1.9: 851.85; 2: 27.129; 2.1: 93.1868; 2.2: 519.1354; 2.3: 29.1125; 2.4: -518.9835; 2.5: -29.104
| 2 | 31.6 | 1: 0.043449; 1.1: 0.14371; 1.2: 0.00019271; 1.3: 170.64; 1.4: 0.0080462; 1.5: 0.14371; 1.6: 170.64; 1.7: 102.384; 1.8: 8.4594; 1.9: 853.2; 2: 27.172; 2.1: 93.1938; 2.2: 520.7431; 2.3: 29.1564; 2.4: -520.5994; 2.5: -29.1484
| 2 | 31.65 | 1: 0.041077; 1.1: 0.13607; 1.2: 0.00018248; 1.3: 170.91; 1.4: 0.0076068; 1.5: 0.13607; 1.6: 170.91; 1.7: 102.546; 1.8: 8.4594; 1.9: 854.55; 2: 27.215; 2.1: 93.2007; 2.2: 522.3534; 2.3: 29.2004; 2.4: -522.2174; 2.5: -29.1928
| 2 | 31.7 | 1: 0.038877; 1.1: 0.12899; 1.2: 0.00017298; 1.3: 171.18; 1.4: 0.0071994; 1.5: 0.12899; 1.6: 171.18; 1.7: 102.708; 1.8: 8.4594; 1.9: 855.9; 2: 27.258; 2.1: 93.2076; 2.2: 523.9663; 2.3: 29.2443; 2.4: -523.8373; 2.5: -29.2371
| 2 | 31.75 | 1: 0.036849; 1.1: 0.12245; 1.2: 0.00016421; 1.3: 171.45; 1.4: 0.0068238; 1.5: 0.12245; 1.6: 171.45; 1.7: 102.87; 1.8: 8.4594; 1.9: 857.25; 2: 27.301; 2.1: 93.2145; 2.2: 525.5817; 2.3: 29.2883; 2.4: -525.4592; 2.5: -29.2815
| 2 | 31.8 | 1: 0.034993; 1.1: 0.11647; 1.2: 0.00015619; 1.3: 171.72; 1.4: 0.0064803; 1.5: 0.11647; 1.6: 171.72; 1.7: 103.032; 1.8: 8.4594; 1.9: 858.6; 2: 27.3439; 2.1: 93.2214; 2.2: 527.1996; 2.3: 29.3323; 2.4: -527.0831; 2.5: -29.3258
| 2 | 31.85 | 1: 0.03331; 1.1: 0.11104; 1.2: 0.00014891; 1.3: 171.99; 1.4: 0.0061686; 1.5: 0.11104; 1.6: 171.99; 1.7: 103.194; 1.8: 8.4594; 1.9: 859.95; 2: 27.3869; 2.1: 93.2282; 2.2: 528.82; 2.3: 29.3762; 2.4: -528.709; 2.5: -29.3701
| 2 | 31.9 | 1: 0.0318; 1.1: 0.10617; 1.2: 0.00014238; 1.3: 172.26; 1.4: 0.0058888; 1.5: 0.10617; 1.6: 172.26; 1.7: 103.356; 1.8: 8.4594; 1.9: 861.3; 2: 27.4299; 2.1: 93.235; 2.2: 530.443; 2.3: 29.4202; 2.4: -530.3368; 2.5: -29.4143
| 2 | 31.95 | 1: 0.030461; 1.1: 0.10187; 1.2: 0.0001366; 1.3: 172.53; 1.4: 0.005641; 1.5: 0.10187; 1.6: 172.53; 1.7: 103.518; 1.8: 8.4594; 1.9: 862.65; 2: 27.4729; 2.1: 93.2417; 2.2: 532.0686; 2.3: 29.4642; 2.4: -531.9667; 2.5: -29.4586
| 2 | 32 | 1: 0.029295; 1.1: 0.09812; 1.2: 0.00013158; 1.3: 172.8; 1.4: 0.005425; 1.5: 0.09812; 1.6: 172.8; 1.7: 103.68; 1.8: 8.4594; 1.9: 864; 2: 27.5159; 2.1: 93.2485; 2.2: 533.6966; 2.3: 29.5082; 2.4: -533.5985; 2.5: -29.5027
| 2 | 32.05 | 1: 0.028302; 1.1: 0.09494; 1.2: 0.00012732; 1.3: 173.07; 1.4: 0.005241; 1.5: 0.09494; 1.6: 173.07; 1.7: 103.842; 1.8: 8.4594; 1.9: 865.35; 2: 27.5589; 2.1: 93.2552; 2.2: 535.3272; 2.3: 29.5522; 2.4: -535.2323; 2.5: -29.5469
| 2 | 32.1 | 1: 0.02748; 1.1: 0.092328; 1.2: 0.00012381; 1.3: 173.34; 1.4: 0.005089; 1.5: 0.092328; 1.6: 173.34; 1.7: 104.004; 1.8: 8.4594; 1.9: 866.7; 2: 27.6019; 2.1: 93.2619; 2.2: 536.9604; 2.3: 29.5961; 2.4: -536.8681; 2.5: -29.5911
| 2 | 32.15 | 1: 0.026831; 1.1: 0.090289; 1.2: 0.00012108; 1.3: 173.61; 1.4: 0.0049688; 1.5: 0.090289; 1.6: 173.61; 1.7: 104.166; 1.8: 8.4594; 1.9: 868.05; 2: 27.6449; 2.1: 93.2685; 2.2: 538.5961; 2.3: 29.6401; 2.4: -538.5058; 2.5: -29.6352
| 2 | 32.2 | 1: 0.026355; 1.1: 0.088823; 1.2: 0.00011911; 1.3: 173.88; 1.4: 0.0048805; 1.5: 0.088823; 1.6: 173.88; 1.7: 104.328; 1.8: 8.4594; 1.9: 869.4; 2: 27.6879; 2.1: 93.2751; 2.2: 540.2343; 2.3: 29.6841; 2.4: -540.1455; 2.5: -29.6792
| 2 | 32.25 | 1: 0.026051; 1.1: 0.087934; 1.2: 0.00011792; 1.3: 174.15; 1.4: 0.0048242; 1.5: 0.087934; 1.6: 174.15; 1.7: 104.49; 1.8: 8.4594; 1.9: 870.75; 2: 27.7309; 2.1: 93.2817; 2.2: 541.8751; 2.3: 29.7281; 2.4: -541.7872; 2.5: -29.7233
| 2 | 32.3 | 1: 0.025919; 1.1: 0.087625; 1.2: 0.00011751; 1.3: 174.42; 1.4: 0.0047998; 1.5: 0.087625; 1.6: 174.42; 1.7: 104.652; 1.8: 8.4594; 1.9: 872.1; 2: 27.7739; 2.1: 93.2883; 2.2: 543.5184; 2.3: 29.7721; 2.4: -543.4308; 2.5: -29.7673
| 2 | 32.35 | 1: 0.025959; 1.1: 0.087898; 1.2: 0.00011787; 1.3: 174.69; 1.4: 0.0048073; 1.5: 0.087898; 1.6: 174.69; 1.7: 104.814; 1.8: 8.4594; 1.9: 873.45; 2: 27.8169; 2.1: 93.2948; 2.2: 545.1643; 2.3: 29.8161; 2.4: -545.0764; 2.5: -29.8113
| 2 | 32.4 | 1: 0.026172; 1.1: 0.088756; 1.2: 0.00011902; 1.3: 174.96; 1.4: 0.0048467; 1.5: 0.088756; 1.6: 174.96; 1.7: 104.976; 1.8: 8.4594; 1.9: 874.8; 2: 27.8599; 2.1: 93.3013; 2.2: 546.8127; 2.3: 29.8601; 2.4: -546.7239; 2.5: -29.8553
| 2 | 32.45 | 1: 0.026558; 1.1: 0.090201; 1.2: 0.00012096; 1.3: 175.23; 1.4: 0.0049181; 1.5: 0.090201; 1.6: 175.23; 1.7: 105.138; 1.8: 8.4594; 1.9: 876.15; 2: 27.9029; 2.1: 93.3078; 2.2: 548.4636; 2.3: 29.9041; 2.4: -548.3734; 2.5: -29.8992
| 2 | 32.5 | 1: 0.027115; 1.1: 0.092237; 1.2: 0.00012369; 1.3: 175.5; 1.4: 0.0050213; 1.5: 0.092237; 1.6: 175.5; 1.7: 105.3; 1.8: 8.4594; 1.9: 877.5; 2: 27.9459; 2.1: 93.3142; 2.2: 550.1171; 2.3: 29.9481; 2.4: -550.0249; 2.5: -29.9431
| 2 | 32.55 | 1: 0.027845; 1.1: 0.094866; 1.2: 0.00012722; 1.3: 175.77; 1.4: 0.0051565; 1.5: 0.094866; 1.6: 175.77; 1.7: 105.462; 1.8: 8.4594; 1.9: 878.85; 2: 27.9889; 2.1: 93.3206; 2.2: 551.7731; 2.3: 29.9921; 2.4: -551.6783; 2.5: -29.987
| 2 | 32.6 | 1: 0.028748; 1.1: 0.098091; 1.2: 0.00013154; 1.3: 176.04; 1.4: 0.0053236; 1.5: 0.098091; 1.6: 176.04; 1.7: 105.624; 1.8: 8.4594; 1.9: 880.2; 2: 28.0318; 2.1: 93.327; 2.2: 553.4317; 2.3: 30.0362; 2.4: -553.3336; 2.5: -30.0308
| 2 | 32.65 | 1: 0.029822; 1.1: 0.10191; 1.2: 0.00013667; 1.3: 176.31; 1.4: 0.0055227; 1.5: 0.10191; 1.6: 176.31; 1.7: 105.786; 1.8: 8.4594; 1.9: 881.55; 2: 28.0748; 2.1: 93.3334; 2.2: 555.0928; 2.3: 30.0802; 2.4: -554.9909; 2.5: -30.0746
| 2 | 32.7 | 1: 0.031069; 1.1: 0.10634; 1.2: 0.0001426; 1.3: 176.58; 1.4: 0.0057536; 1.5: 0.10634; 1.6: 176.58; 1.7: 105.948; 1.8: 8.4594; 1.9: 882.9; 2: 28.1178; 2.1: 93.3397; 2.2: 556.7565; 2.3: 30.1242; 2.4: -556.6501; 2.5: -30.1184
| 2 | 32.75 | 1: 0.032489; 1.1: 0.11137; 1.2: 0.00014934; 1.3: 176.85; 1.4: 0.0060164; 1.5: 0.11137; 1.6: 176.85; 1.7: 106.11; 1.8: 8.4594; 1.9: 884.25; 2: 28.1608; 2.1: 93.346; 2.2: 558.4227; 2.3: 30.1682; 2.4: -558.3113; 2.5: -30.1622
| 2 | 32.8 | 1: 0.034081; 1.1: 0.117; 1.2: 0.0001569; 1.3: 177.12; 1.4: 0.0063112; 1.5: 0.117; 1.6: 177.12; 1.7: 106.272; 1.8: 8.4594; 1.9: 885.6; 2: 28.2038; 2.1: 93.3523; 2.2: 560.0914; 2.3: 30.2122; 2.4: -559.9744; 2.5: -30.2059
| 2 | 32.85 | 1: 0.035845; 1.1: 0.12325; 1.2: 0.00016527; 1.3: 177.39; 1.4: 0.0066379; 1.5: 0.12325; 1.6: 177.39; 1.7: 106.434; 1.8: 8.4594; 1.9: 886.95; 2: 28.2468; 2.1: 93.3586; 2.2: 561.7627; 2.3: 30.2563; 2.4: -561.6395; 2.5: -30.2496
| 2 | 32.9 | 1: 0.037781; 1.1: 0.1301; 1.2: 0.00017447; 1.3: 177.66; 1.4: 0.0069965; 1.5: 0.1301; 1.6: 177.66; 1.7: 106.596; 1.8: 8.4594; 1.9: 888.3; 2: 28.2898; 2.1: 93.3648; 2.2: 563.4365; 2.3: 30.3003; 2.4: -563.3064; 2.5: -30.2933
| 2 | 32.95 | 1: 0.03989; 1.1: 0.13757; 1.2: 0.00018449; 1.3: 177.93; 1.4: 0.0073871; 1.5: 0.13757; 1.6: 177.93; 1.7: 106.758; 1.8: 8.4594; 1.9: 889.65; 2: 28.3328; 2.1: 93.371; 2.2: 565.1129; 2.3: 30.3443; 2.4: -564.9753; 2.5: -30.337
| 2 | 33 | 1: 0.042171; 1.1: 0.14566; 1.2: 0.00019533; 1.3: 178.2; 1.4: 0.0078095; 1.5: 0.14566; 1.6: 178.2; 1.7: 106.92; 1.8: 8.4594; 1.9: 891; 2: 28.3758; 2.1: 93.3771; 2.2: 566.7918; 2.3: 30.3884; 2.4: -566.6462; 2.5: -30.3806
| 2 | 33.05 | 1: 0.044625; 1.1: 0.15437; 1.2: 0.00020701; 1.3: 178.47; 1.4: 0.0082639; 1.5: 0.15437; 1.6: 178.47; 1.7: 107.082; 1.8: 8.4594; 1.9: 892.35; 2: 28.4188; 2.1: 93.3833; 2.2: 568.4733; 2.3: 30.4324; 2.4: -568.3189; 2.5: -30.4242
| 2 | 33.1 | 1: 0.047251; 1.1: 0.1637; 1.2: 0.00021952; 1.3: 178.74; 1.4: 0.0087502; 1.5: 0.1637; 1.6: 178.74; 1.7: 107.244; 1.8: 8.4594; 1.9: 893.7; 2: 28.4618; 2.1: 93.3894; 2.2: 570.1573; 2.3: 30.4765; 2.4: -569.9936; 2.5: -30.4677
| 2 | 33.15 | 1: 0.050049; 1.1: 0.17366; 1.2: 0.00023288; 1.3: 179.01; 1.4: 0.0092684; 1.5: 0.17366; 1.6: 179.01; 1.7: 107.406; 1.8: 8.4594; 1.9: 895.05; 2: 28.5048; 2.1: 93.3955; 2.2: 571.8439; 2.3: 30.5205; 2.4: -571.6702; 2.5: -30.5112
| 2 | 33.2 | 1: 0.05302; 1.1: 0.18424; 1.2: 0.00024707; 1.3: 179.28; 1.4: 0.0098185; 1.5: 0.18424; 1.6: 179.28; 1.7: 107.568; 1.8: 8.4594; 1.9: 896.4; 2: 28.5478; 2.1: 93.4015; 2.2: 573.533; 2.3: 30.5646; 2.4: -573.3487; 2.5: -30.5547
| 2 | 33.25 | 1: 0.056163; 1.1: 0.19546; 1.2: 0.00026211; 1.3: 179.55; 1.4: 0.010401; 1.5: 0.19546; 1.6: 179.55; 1.7: 107.73; 1.8: 8.4594; 1.9: 897.75; 2: 28.5908; 2.1: 93.4076; 2.2: 575.2246; 2.3: 30.6086; 2.4: -575.0292; 2.5: -30.5982
| 2 | 33.3 | 1: 0.059478; 1.1: 0.20731; 1.2: 0.000278; 1.3: 179.82; 1.4: 0.011015; 1.5: 0.20731; 1.6: 179.82; 1.7: 107.892; 1.8: 8.4594; 1.9: 899.1; 2: 28.6338; 2.1: 93.4136; 2.2: 576.9188; 2.3: 30.6527; 2.4: -576.7115; 2.5: -30.6417
| 2 | 33.35 | 1: 0.062966; 1.1: 0.21979; 1.2: 0.00029475; 1.3: 180.09; 1.4: 0.01166; 1.5: 0.21979; 1.6: 180.09; 1.7: 108.054; 1.8: 8.4594; 1.9: 900.45; 2: 28.6768; 2.1: 93.4196; 2.2: 578.6156; 2.3: 30.6967; 2.4: -578.3958; 2.5: -30.6851
| 2 | 33.4 | 1: 0.066626; 1.1: 0.23292; 1.2: 0.00031235; 1.3: 180.36; 1.4: 0.012338; 1.5: 0.23292; 1.6: 180.36; 1.7: 108.216; 1.8: 8.4594; 1.9: 901.8; 2: 28.7197; 2.1: 93.4255; 2.2: 580.3148; 2.3: 30.7408; 2.4: -580.0819; 2.5: -30.7285
| 2 | 33.45 | 1: 0.070459; 1.1: 0.24668; 1.2: 0.00033081; 1.3: 180.63; 1.4: 0.013048; 1.5: 0.24668; 1.6: 180.63; 1.7: 108.378; 1.8: 8.4594; 1.9: 903.15; 2: 28.7627; 2.1: 93.4314; 2.2: 582.0167; 2.3: 30.7849; 2.4: -581.77; 2.5: -30.7718
| 2 | 33.5 | 1: 0.074464; 1.1: 0.26109; 1.2: 0.00035013; 1.3: 180.9; 1.4: 0.01379; 1.5: 0.26109; 1.6: 180.9; 1.7: 108.54; 1.8: 8.4594; 1.9: 904.5; 2: 28.8057; 2.1: 93.4374; 2.2: 583.7211; 2.3: 30.8289; 2.4: -583.46; 2.5: -30.8151
| 2 | 33.55 | 1: 0.078641; 1.1: 0.27615; 1.2: 0.00037033; 1.3: 181.17; 1.4: 0.014563; 1.5: 0.27615; 1.6: 181.17; 1.7: 108.702; 1.8: 8.4594; 1.9: 905.85; 2: 28.8487; 2.1: 93.4432; 2.2: 585.428; 2.3: 30.873; 2.4: -585.1518; 2.5: -30.8584
| 2 | 33.6 | 1: 0.082991; 1.1: 0.29186; 1.2: 0.00039139; 1.3: 181.44; 1.4: 0.015369; 1.5: 0.29186; 1.6: 181.44; 1.7: 108.864; 1.8: 8.4594; 1.9: 907.2; 2: 28.8917; 2.1: 93.4491; 2.2: 587.1375; 2.3: 30.9171; 2.4: -586.8456; 2.5: -30.9017
| 2 | 33.65 | 1: 0.087512; 1.1: 0.30822; 1.2: 0.00041333; 1.3: 181.71; 1.4: 0.016206; 1.5: 0.30822; 1.6: 181.71; 1.7: 109.026; 1.8: 8.4594; 1.9: 908.55; 2: 28.9347; 2.1: 93.4549; 2.2: 588.8495; 2.3: 30.9611; 2.4: -588.5413; 2.5: -30.9449
| 2 | 33.7 | 1: 0.092207; 1.1: 0.32524; 1.2: 0.00043615; 1.3: 181.98; 1.4: 0.017075; 1.5: 0.32524; 1.6: 181.98; 1.7: 109.188; 1.8: 8.4594; 1.9: 909.9; 2: 28.9777; 2.1: 93.4607; 2.2: 590.5641; 2.3: 31.0052; 2.4: -590.2388; 2.5: -30.9882
| 2 | 33.75 | 1: 0.097073; 1.1: 0.34291; 1.2: 0.00045985; 1.3: 182.25; 1.4: 0.017977; 1.5: 0.34291; 1.6: 182.25; 1.7: 109.35; 1.8: 8.4594; 1.9: 911.25; 2: 29.0207; 2.1: 93.4665; 2.2: 592.2812; 2.3: 31.0493; 2.4: -591.9383; 2.5: -31.0313
| 2 | 33.8 | 1: 0.10211; 1.1: 0.36125; 1.2: 0.00048444; 1.3: 182.52; 1.4: 0.01891; 1.5: 0.36125; 1.6: 182.52; 1.7: 109.512; 1.8: 8.4594; 1.9: 912.6; 2: 29.0637; 2.1: 93.4722; 2.2: 594.0008; 2.3: 31.0934; 2.4: -593.6396; 2.5: -31.0745
| 2 | 33.85 | 1: 0.10732; 1.1: 0.38024; 1.2: 0.00050992; 1.3: 182.79; 1.4: 0.019875; 1.5: 0.38024; 1.6: 182.79; 1.7: 109.674; 1.8: 8.4594; 1.9: 913.95; 2: 29.1067; 2.1: 93.478; 2.2: 595.7231; 2.3: 31.1375; 2.4: -595.3428; 2.5: -31.1176
| 2 | 33.9 | 1: 0.11271; 1.1: 0.39991; 1.2: 0.00053629; 1.3: 183.06; 1.4: 0.020872; 1.5: 0.39991; 1.6: 183.06; 1.7: 109.836; 1.8: 8.4594; 1.9: 915.3; 2: 29.1497; 2.1: 93.4837; 2.2: 597.4478; 2.3: 31.1816; 2.4: -597.0479; 2.5: -31.1607
| 2 | 33.95 | 1: 0.11826; 1.1: 0.42024; 1.2: 0.00056355; 1.3: 183.33; 1.4: 0.021901; 1.5: 0.42024; 1.6: 183.33; 1.7: 109.998; 1.8: 8.4594; 1.9: 916.65; 2: 29.1927; 2.1: 93.4893; 2.2: 599.1751; 2.3: 31.2257; 2.4: -598.7549; 2.5: -31.2038
| 2 | 34 | 1: 0.12399; 1.1: 0.44125; 1.2: 0.00059172; 1.3: 183.6; 1.4: 0.022962; 1.5: 0.44125; 1.6: 183.6; 1.7: 110.16; 1.8: 8.4594; 1.9: 918; 2: 29.2357; 2.1: 93.495; 2.2: 600.905; 2.3: 31.2698; 2.4: -600.4637; 2.5: -31.2468
| 2 | 34.05 | 1: 0.12989; 1.1: 0.46293; 1.2: 0.00062079; 1.3: 183.87; 1.4: 0.024054; 1.5: 0.46293; 1.6: 183.87; 1.7: 110.322; 1.8: 8.4594; 1.9: 919.35; 2: 29.2787; 2.1: 93.5006; 2.2: 602.6374; 2.3: 31.3139; 2.4: -602.1745; 2.5: -31.2898
| 2 | 34.1 | 1: 0.13597; 1.1: 0.48528; 1.2: 0.00065077; 1.3: 184.14; 1.4: 0.025179; 1.5: 0.48528; 1.6: 184.14; 1.7: 110.484; 1.8: 8.4594; 1.9: 920.7; 2: 29.3217; 2.1: 93.5062; 2.2: 604.3724; 2.3: 31.358; 2.4: -603.8871; 2.5: -31.3328
| 2 | 34.15 | 1: 0.14221; 1.1: 0.50832; 1.2: 0.00068166; 1.3: 184.41; 1.4: 0.026336; 1.5: 0.50832; 1.6: 184.41; 1.7: 110.646; 1.8: 8.4594; 1.9: 922.05; 2: 29.3646; 2.1: 93.5118; 2.2: 606.1099; 2.3: 31.4021; 2.4: -605.6015; 2.5: -31.3757
| 2 | 34.2 | 1: 0.14863; 1.1: 0.53203; 1.2: 0.00071347; 1.3: 184.68; 1.4: 0.027524; 1.5: 0.53203; 1.6: 184.68; 1.7: 110.808; 1.8: 8.4594; 1.9: 923.4; 2: 29.4076; 2.1: 93.5173; 2.2: 607.8499; 2.3: 31.4462; 2.4: -607.3179; 2.5: -31.4187
| 2 | 34.25 | 1: 0.15522; 1.1: 0.55644; 1.2: 0.0007462; 1.3: 184.95; 1.4: 0.028744; 1.5: 0.55644; 1.6: 184.95; 1.7: 110.97; 1.8: 8.4594; 1.9: 924.75; 2: 29.4506; 2.1: 93.5229; 2.2: 609.5925; 2.3: 31.4903; 2.4: -609.0361; 2.5: -31.4616
| 2 | 34.3 | 1: 0.16198; 1.1: 0.58153; 1.2: 0.00077984; 1.3: 185.22; 1.4: 0.029997; 1.5: 0.58153; 1.6: 185.22; 1.7: 111.132; 1.8: 8.4594; 1.9: 926.1; 2: 29.4936; 2.1: 93.5284; 2.2: 611.3377; 2.3: 31.5344; 2.4: -610.7561; 2.5: -31.5044
| 2 | 34.35 | 1: 0.16892; 1.1: 0.60731; 1.2: 0.00081442; 1.3: 185.49; 1.4: 0.031281; 1.5: 0.60731; 1.6: 185.49; 1.7: 111.294; 1.8: 8.4594; 1.9: 927.45; 2: 29.5366; 2.1: 93.5338; 2.2: 613.0854; 2.3: 31.5785; 2.4: -612.4781; 2.5: -31.5473
| 2 | 34.4 | 1: 0.17603; 1.1: 0.63378; 1.2: 0.00084992; 1.3: 185.76; 1.4: 0.032597; 1.5: 0.63378; 1.6: 185.76; 1.7: 111.456; 1.8: 8.4594; 1.9: 928.8; 2: 29.5796; 2.1: 93.5393; 2.2: 614.8356; 2.3: 31.6227; 2.4: -614.2019; 2.5: -31.5901
| 2 | 34.45 | 1: 0.1833; 1.1: 0.66095; 1.2: 0.00088635; 1.3: 186.03; 1.4: 0.033945; 1.5: 0.66095; 1.6: 186.03; 1.7: 111.618; 1.8: 8.4594; 1.9: 930.15; 2: 29.6226; 2.1: 93.5447; 2.2: 616.5884; 2.3: 31.6668; 2.4: -615.9275; 2.5: -31.6328
| 2 | 34.5 | 1: 0.19076; 1.1: 0.68882; 1.2: 0.00092373; 1.3: 186.3; 1.4: 0.035325; 1.5: 0.68882; 1.6: 186.3; 1.7: 111.78; 1.8: 8.4594; 1.9: 931.5; 2: 29.6656; 2.1: 93.5501; 2.2: 618.3438; 2.3: 31.7109; 2.4: -617.655; 2.5: -31.6756
| 2 | 34.55 | 1: 0.19838; 1.1: 0.71739; 1.2: 0.00096204; 1.3: 186.57; 1.4: 0.036737; 1.5: 0.71739; 1.6: 186.57; 1.7: 111.942; 1.8: 8.4594; 1.9: 932.85; 2: 29.7086; 2.1: 93.5555; 2.2: 620.1017; 2.3: 31.755; 2.4: -619.3843; 2.5: -31.7183
| 2 | 34.6 | 1: 0.20618; 1.1: 0.74667; 1.2: 0.0010013; 1.3: 186.84; 1.4: 0.038181; 1.5: 0.74667; 1.6: 186.84; 1.7: 112.104; 1.8: 8.4594; 1.9: 934.2; 2: 29.7516; 2.1: 93.5609; 2.2: 621.8622; 2.3: 31.7992; 2.4: -621.1155; 2.5: -31.761
| 2 | 34.65 | 1: 0.21415; 1.1: 0.77665; 1.2: 0.0010415; 1.3: 187.11; 1.4: 0.039657; 1.5: 0.77665; 1.6: 187.11; 1.7: 112.266; 1.8: 8.4594; 1.9: 935.55; 2: 29.7946; 2.1: 93.5662; 2.2: 623.6252; 2.3: 31.8433; 2.4: -622.8485; 2.5: -31.8037
| 2 | 34.7 | 1: 0.22229; 1.1: 0.80734; 1.2: 0.0010827; 1.3: 187.38; 1.4: 0.041165; 1.5: 0.80734; 1.6: 187.38; 1.7: 112.428; 1.8: 8.4594; 1.9: 936.9; 2: 29.8376; 2.1: 93.5715; 2.2: 625.3907; 2.3: 31.8875; 2.4: -624.5834; 2.5: -31.8463
| 2 | 34.75 | 1: 0.2306; 1.1: 0.83874; 1.2: 0.0011248; 1.3: 187.65; 1.4: 0.042704; 1.5: 0.83874; 1.6: 187.65; 1.7: 112.59; 1.8: 8.4594; 1.9: 938.25; 2: 29.8806; 2.1: 93.5768; 2.2: 627.1588; 2.3: 31.9316; 2.4: -626.3201; 2.5: -31.8889
| 2 | 34.8 | 1: 0.23909; 1.1: 0.87086; 1.2: 0.0011678; 1.3: 187.92; 1.4: 0.044276; 1.5: 0.87086; 1.6: 187.92; 1.7: 112.752; 1.8: 8.4594; 1.9: 939.6; 2: 29.9236; 2.1: 93.5821; 2.2: 628.9295; 2.3: 31.9757; 2.4: -628.0587; 2.5: -31.9315
| 2 | 34.85 | 1: 0.24775; 1.1: 0.90369; 1.2: 0.0012119; 1.3: 188.19; 1.4: 0.045879; 1.5: 0.90369; 1.6: 188.19; 1.7: 112.914; 1.8: 8.4594; 1.9: 940.95; 2: 29.9666; 2.1: 93.5873; 2.2: 630.7027; 2.3: 32.0199; 2.4: -629.799; 2.5: -31.974
| 2 | 34.9 | 1: 0.25658; 1.1: 0.93725; 1.2: 0.0012569; 1.3: 188.46; 1.4: 0.047515; 1.5: 0.93725; 1.6: 188.46; 1.7: 113.076; 1.8: 8.4594; 1.9: 942.3; 2: 30.0096; 2.1: 93.5926; 2.2: 632.4785; 2.3: 32.064; 2.4: -631.5412; 2.5: -32.0165
| 2 | 34.95 | 1: 0.26558; 1.1: 0.97153; 1.2: 0.0013028; 1.3: 188.73; 1.4: 0.049182; 1.5: 0.97153; 1.6: 188.73; 1.7: 113.238; 1.8: 8.4594; 1.9: 943.65; 2: 30.0525; 2.1: 93.5978; 2.2: 634.2568; 2.3: 32.1082; 2.4: -633.2853; 2.5: -32.059
| 2 | 35 | 1: 0.27476; 1.1: 1.0065; 1.2: 0.0013498; 1.3: 189; 1.4: 0.050881; 1.5: 1.0065; 1.6: 189; 1.7: 113.4; 1.8: 8.4594; 1.9: 945; 2: 30.0955; 2.1: 93.6029; 2.2: 636.0377; 2.3: 32.1523; 2.4: -635.0311; 2.5: -32.1015
| 2 | 35.05 | 1: 0.28411; 1.1: 1.0423; 1.2: 0.0013977; 1.3: 189.27; 1.4: 0.052612; 1.5: 1.0423; 1.6: 189.27; 1.7: 113.562; 1.8: 8.4594; 1.9: 946.35; 2: 30.1385; 2.1: 93.6081; 2.2: 637.8211; 2.3: 32.1965; 2.4: -636.7788; 2.5: -32.1439
| 2 | 35.1 | 1: 0.29363; 1.1: 1.0787; 1.2: 0.0014466; 1.3: 189.54; 1.4: 0.054375; 1.5: 1.0787; 1.6: 189.54; 1.7: 113.724; 1.8: 8.4594; 1.9: 947.7; 2: 30.1815; 2.1: 93.6132; 2.2: 639.6071; 2.3: 32.2407; 2.4: -638.5283; 2.5: -32.1863
| 2 | 35.15 | 1: 0.30332; 1.1: 1.1159; 1.2: 0.0014965; 1.3: 189.81; 1.4: 0.05617; 1.5: 1.1159; 1.6: 189.81; 1.7: 113.886; 1.8: 8.4594; 1.9: 949.05; 2: 30.2245; 2.1: 93.6183; 2.2: 641.3956; 2.3: 32.2848; 2.4: -640.2797; 2.5: -32.2287
| 2 | 35.2 | 1: 0.31318; 1.1: 1.1539; 1.2: 0.0015473; 1.3: 190.08; 1.4: 0.057997; 1.5: 1.1539; 1.6: 190.08; 1.7: 114.048; 1.8: 8.4594; 1.9: 950.4; 2: 30.2675; 2.1: 93.6234; 2.2: 643.1867; 2.3: 32.329; 2.4: -642.0328; 2.5: -32.271
| 2 | 35.25 | 1: 0.32322; 1.1: 1.1925; 1.2: 0.0015992; 1.3: 190.35; 1.4: 0.059856; 1.5: 1.1925; 1.6: 190.35; 1.7: 114.21; 1.8: 8.4594; 1.9: 951.75; 2: 30.3105; 2.1: 93.6285; 2.2: 644.9803; 2.3: 32.3732; 2.4: -643.7878; 2.5: -32.3133
| 2 | 35.3 | 1: 0.33343; 1.1: 1.2319; 1.2: 0.0016521; 1.3: 190.62; 1.4: 0.061747; 1.5: 1.2319; 1.6: 190.62; 1.7: 114.372; 1.8: 8.4594; 1.9: 953.1; 2: 30.3535; 2.1: 93.6335; 2.2: 646.7765; 2.3: 32.4173; 2.4: -645.5446; 2.5: -32.3556
| 2 | 35.35 | 1: 0.34381; 1.1: 1.2721; 1.2: 0.0017059; 1.3: 190.89; 1.4: 0.063669; 1.5: 1.2721; 1.6: 190.89; 1.7: 114.534; 1.8: 8.4594; 1.9: 954.45; 2: 30.3965; 2.1: 93.6386; 2.2: 648.5752; 2.3: 32.4615; 2.4: -647.3031; 2.5: -32.3978
| 2 | 35.4 | 1: 0.35437; 1.1: 1.313; 1.2: 0.0017608; 1.3: 191.16; 1.4: 0.065624; 1.5: 1.313; 1.6: 191.16; 1.7: 114.696; 1.8: 8.4594; 1.9: 955.8; 2: 30.4395; 2.1: 93.6436; 2.2: 650.3765; 2.3: 32.5057; 2.4: -649.0635; 2.5: -32.4401
| 2 | 35.45 | 1: 0.3651; 1.1: 1.3547; 1.2: 0.0018166; 1.3: 191.43; 1.4: 0.06761; 1.5: 1.3547; 1.6: 191.43; 1.7: 114.858; 1.8: 8.4594; 1.9: 957.15; 2: 30.4825; 2.1: 93.6485; 2.2: 652.1804; 2.3: 32.5499; 2.4: -650.8257; 2.5: -32.4823
| 2 | 35.5 | 1: 0.37599; 1.1: 1.3971; 1.2: 0.0018735; 1.3: 191.7; 1.4: 0.069629; 1.5: 1.3971; 1.6: 191.7; 1.7: 115.02; 1.8: 8.4594; 1.9: 958.5; 2: 30.5255; 2.1: 93.6535; 2.2: 653.9868; 2.3: 32.5941; 2.4: -652.5897; 2.5: -32.5244
| 2 | 35.55 | 1: 0.38707; 1.1: 1.4402; 1.2: 0.0019314; 1.3: 191.97; 1.4: 0.071679; 1.5: 1.4402; 1.6: 191.97; 1.7: 115.182; 1.8: 8.4594; 1.9: 959.85; 2: 30.5685; 2.1: 93.6584; 2.2: 655.7957; 2.3: 32.6382; 2.4: -654.3555; 2.5: -32.5666
| 2 | 35.6 | 1: 0.39831; 1.1: 1.4842; 1.2: 0.0019903; 1.3: 192.24; 1.4: 0.073761; 1.5: 1.4842; 1.6: 192.24; 1.7: 115.344; 1.8: 8.4594; 1.9: 961.2; 2: 30.6115; 2.1: 93.6634; 2.2: 657.6072; 2.3: 32.6824; 2.4: -656.1231; 2.5: -32.6087
| 2 | 35.65 | 1: 0.40973; 1.1: 1.5288; 1.2: 0.0020502; 1.3: 192.51; 1.4: 0.075875; 1.5: 1.5288; 1.6: 192.51; 1.7: 115.506; 1.8: 8.4594; 1.9: 962.55; 2: 30.6545; 2.1: 93.6682; 2.2: 659.4213; 2.3: 32.7266; 2.4: -657.8924; 2.5: -32.6508
| 2 | 35.7 | 1: 0.42132; 1.1: 1.5743; 1.2: 0.0021112; 1.3: 192.78; 1.4: 0.078021; 1.5: 1.5743; 1.6: 192.78; 1.7: 115.668; 1.8: 8.4594; 1.9: 963.9; 2: 30.6975; 2.1: 93.6731; 2.2: 661.2379; 2.3: 32.7708; 2.4: -659.6636; 2.5: -32.6928
| 2 | 35.75 | 1: 0.43308; 1.1: 1.6205; 1.2: 0.0021731; 1.3: 193.05; 1.4: 0.080199; 1.5: 1.6205; 1.6: 193.05; 1.7: 115.83; 1.8: 8.4594; 1.9: 965.25; 2: 30.7404; 2.1: 93.678; 2.2: 663.057; 2.3: 32.815; 2.4: -661.4365; 2.5: -32.7348
| 2 | 35.8 | 1: 0.44501; 1.1: 1.6675; 1.2: 0.0022361; 1.3: 193.32; 1.4: 0.082409; 1.5: 1.6675; 1.6: 193.32; 1.7: 115.992; 1.8: 8.4594; 1.9: 966.6; 2: 30.7834; 2.1: 93.6828; 2.2: 664.8788; 2.3: 32.8592; 2.4: -663.2113; 2.5: -32.7768
| 2 | 35.85 | 1: 0.45712; 1.1: 1.7152; 1.2: 0.0023002; 1.3: 193.59; 1.4: 0.084651; 1.5: 1.7152; 1.6: 193.59; 1.7: 116.154; 1.8: 8.4594; 1.9: 967.95; 2: 30.8264; 2.1: 93.6876; 2.2: 666.703; 2.3: 32.9034; 2.4: -664.9878; 2.5: -32.8188
| 2 | 35.9 | 1: 0.46939; 1.1: 1.7638; 1.2: 0.0023652; 1.3: 193.86; 1.4: 0.086925; 1.5: 1.7638; 1.6: 193.86; 1.7: 116.316; 1.8: 8.4594; 1.9: 969.3; 2: 30.8694; 2.1: 93.6924; 2.2: 668.5299; 2.3: 32.9476; 2.4: -666.7661; 2.5: -32.8607
| 2 | 35.95 | 1: 0.48184; 1.1: 1.8131; 1.2: 0.0024314; 1.3: 194.13; 1.4: 0.08923; 1.5: 1.8131; 1.6: 194.13; 1.7: 116.478; 1.8: 8.4594; 1.9: 970.65; 2: 30.9124; 2.1: 93.6972; 2.2: 670.3592; 2.3: 32.9918; 2.4: -668.5462; 2.5: -32.9026
| 2 | 36 | 1: 0.49447; 1.1: 1.8632; 1.2: 0.0024985; 1.3: 194.4; 1.4: 0.091568; 1.5: 1.8632; 1.6: 194.4; 1.7: 116.64; 1.8: 8.4594; 1.9: 972; 2: 30.9554; 2.1: 93.7019; 2.2: 672.1912; 2.3: 33.0361; 2.4: -670.328; 2.5: -32.9445
| 2 | 36.05 | 1: 0.50726; 1.1: 1.914; 1.2: 0.0025667; 1.3: 194.67; 1.4: 0.093938; 1.5: 1.914; 1.6: 194.67; 1.7: 116.802; 1.8: 8.4594; 1.9: 973.35; 2: 30.9984; 2.1: 93.7066; 2.2: 674.0257; 2.3: 33.0803; 2.4: -672.1116; 2.5: -32.9863
| 2 | 36.1 | 1: 0.52023; 1.1: 1.9657; 1.2: 0.002636; 1.3: 194.94; 1.4: 0.096339; 1.5: 1.9657; 1.6: 194.94; 1.7: 116.964; 1.8: 8.4594; 1.9: 974.7; 2: 31.0414; 2.1: 93.7113; 2.2: 675.8627; 2.3: 33.1245; 2.4: -673.897; 2.5: -33.0281
| 2 | 36.15 | 1: 0.53337; 1.1: 2.0181; 1.2: 0.0027063; 1.3: 195.21; 1.4: 0.098772; 1.5: 2.0181; 1.6: 195.21; 1.7: 117.126; 1.8: 8.4594; 1.9: 976.05; 2: 31.0844; 2.1: 93.716; 2.2: 677.7023; 2.3: 33.1687; 2.4: -675.6842; 2.5: -33.0699
| 2 | 36.2 | 1: 0.54668; 1.1: 2.0713; 1.2: 0.0027777; 1.3: 195.48; 1.4: 0.10124; 1.5: 2.0713; 1.6: 195.48; 1.7: 117.288; 1.8: 8.4594; 1.9: 977.4; 2: 31.1274; 2.1: 93.7207; 2.2: 679.5445; 2.3: 33.2129; 2.4: -677.4731; 2.5: -33.1117
| 2 | 36.25 | 1: 0.56017; 1.1: 2.1254; 1.2: 0.0028502; 1.3: 195.75; 1.4: 0.10373; 1.5: 2.1254; 1.6: 195.75; 1.7: 117.45; 1.8: 8.4594; 1.9: 978.75; 2: 31.1704; 2.1: 93.7253; 2.2: 681.3892; 2.3: 33.2572; 2.4: -679.2638; 2.5: -33.1534
| 2 | 36.3 | 1: 0.57382; 1.1: 2.1802; 1.2: 0.0029237; 1.3: 196.02; 1.4: 0.10626; 1.5: 2.1802; 1.6: 196.02; 1.7: 117.612; 1.8: 8.4594; 1.9: 980.1; 2: 31.2134; 2.1: 93.73; 2.2: 683.2364; 2.3: 33.3014; 2.4: -681.0562; 2.5: -33.1951
| 2 | 36.35 | 1: 0.58765; 1.1: 2.2358; 1.2: 0.0029983; 1.3: 196.29; 1.4: 0.10882; 1.5: 2.2358; 1.6: 196.29; 1.7: 117.774; 1.8: 8.4594; 1.9: 981.45; 2: 31.2564; 2.1: 93.7346; 2.2: 685.0862; 2.3: 33.3456; 2.4: -682.8504; 2.5: -33.2368
| 2 | 36.4 | 1: 0.60166; 1.1: 2.2922; 1.2: 0.0030739; 1.3: 196.56; 1.4: 0.11142; 1.5: 2.2922; 1.6: 196.56; 1.7: 117.936; 1.8: 8.4594; 1.9: 982.8; 2: 31.2994; 2.1: 93.7392; 2.2: 686.9386; 2.3: 33.3898; 2.4: -684.6464; 2.5: -33.2784
| 2 | 36.45 | 1: 0.61583; 1.1: 2.3495; 1.2: 0.0031507; 1.3: 196.83; 1.4: 0.11404; 1.5: 2.3495; 1.6: 196.83; 1.7: 118.098; 1.8: 8.4594; 1.9: 984.15; 2: 31.3424; 2.1: 93.7437; 2.2: 688.7935; 2.3: 33.4341; 2.4: -686.4441; 2.5: -33.32
| 2 | 36.5 | 1: 0.63018; 1.1: 2.4075; 1.2: 0.0032285; 1.3: 197.1; 1.4: 0.1167; 1.5: 2.4075; 1.6: 197.1; 1.7: 118.26; 1.8: 8.4594; 1.9: 985.5; 2: 31.3854; 2.1: 93.7483; 2.2: 690.651; 2.3: 33.4783; 2.4: -688.2435; 2.5: -33.3616
| 2 | 36.55 | 1: 0.6447; 1.1: 2.4663; 1.2: 0.0033074; 1.3: 197.37; 1.4: 0.11939; 1.5: 2.4663; 1.6: 197.37; 1.7: 118.422; 1.8: 8.4594; 1.9: 986.85; 2: 31.4283; 2.1: 93.7528; 2.2: 692.5111; 2.3: 33.5226; 2.4: -690.0447; 2.5: -33.4032
| 2 | 36.6 | 1: 0.65939; 1.1: 2.526; 1.2: 0.0033874; 1.3: 197.64; 1.4: 0.12211; 1.5: 2.526; 1.6: 197.64; 1.7: 118.584; 1.8: 8.4594; 1.9: 988.2; 2: 31.4713; 2.1: 93.7573; 2.2: 694.3737; 2.3: 33.5668; 2.4: -691.8477; 2.5: -33.4447
| 2 | 36.65 | 1: 0.67425; 1.1: 2.5864; 1.2: 0.0034685; 1.3: 197.91; 1.4: 0.12486; 1.5: 2.5864; 1.6: 197.91; 1.7: 118.746; 1.8: 8.4594; 1.9: 989.55; 2: 31.5143; 2.1: 93.7618; 2.2: 696.2388; 2.3: 33.6111; 2.4: -693.6524; 2.5: -33.4862
| 2 | 36.7 | 1: 0.68929; 1.1: 2.6477; 1.2: 0.0035507; 1.3: 198.18; 1.4: 0.12765; 1.5: 2.6477; 1.6: 198.18; 1.7: 118.908; 1.8: 8.4594; 1.9: 990.9; 2: 31.5573; 2.1: 93.7663; 2.2: 698.1065; 2.3: 33.6553; 2.4: -695.4588; 2.5: -33.5277
| 2 | 36.75 | 1: 0.70449; 1.1: 2.7098; 1.2: 0.003634; 1.3: 198.45; 1.4: 0.13046; 1.5: 2.7098; 1.6: 198.45; 1.7: 119.07; 1.8: 8.4594; 1.9: 992.25; 2: 31.6003; 2.1: 93.7707; 2.2: 699.9768; 2.3: 33.6996; 2.4: -697.2669; 2.5: -33.5691
| 2 | 36.8 | 1: 0.71988; 1.1: 2.7728; 1.2: 0.0037183; 1.3: 198.72; 1.4: 0.13331; 1.5: 2.7728; 1.6: 198.72; 1.7: 119.232; 1.8: 8.4594; 1.9: 993.6; 2: 31.6433; 2.1: 93.7752; 2.2: 701.8496; 2.3: 33.7438; 2.4: -699.0768; 2.5: -33.6105
| 2 | 36.85 | 1: 0.73543; 1.1: 2.8365; 1.2: 0.0038038; 1.3: 198.99; 1.4: 0.13619; 1.5: 2.8365; 1.6: 198.99; 1.7: 119.394; 1.8: 8.4594; 1.9: 994.95; 2: 31.6863; 2.1: 93.7796; 2.2: 703.725; 2.3: 33.7881; 2.4: -700.8884; 2.5: -33.6519
| 2 | 36.9 | 1: 0.75115; 1.1: 2.9011; 1.2: 0.0038904; 1.3: 199.26; 1.4: 0.1391; 1.5: 2.9011; 1.6: 199.26; 1.7: 119.556; 1.8: 8.4594; 1.9: 996.3; 2: 31.7293; 2.1: 93.784; 2.2: 705.6029; 2.3: 33.8323; 2.4: -702.7018; 2.5: -33.6932
| 2 | 36.95 | 1: 0.76705; 1.1: 2.9665; 1.2: 0.0039782; 1.3: 199.53; 1.4: 0.14205; 1.5: 2.9665; 1.6: 199.53; 1.7: 119.718; 1.8: 8.4594; 1.9: 997.65; 2: 31.7723; 2.1: 93.7884; 2.2: 707.4834; 2.3: 33.8766; 2.4: -704.5168; 2.5: -33.7345
| 2 | 37 | 1: 0.78312; 1.1: 3.0328; 1.2: 0.004067; 1.3: 199.8; 1.4: 0.14502; 1.5: 3.0328; 1.6: 199.8; 1.7: 119.88; 1.8: 8.4594; 1.9: 999; 2: 31.8153; 2.1: 93.7927; 2.2: 709.3664; 2.3: 33.9209; 2.4: -706.3336; 2.5: -33.7758
| 2 | 37.05 | 1: 0.79936; 1.1: 3.0999; 1.2: 0.004157; 1.3: 200.07; 1.4: 0.14803; 1.5: 3.0999; 1.6: 200.07; 1.7: 120.042; 1.8: 8.4594; 1.9: 1000.35; 2: 31.8583; 2.1: 93.7971; 2.2: 711.252; 2.3: 33.9651; 2.4: -708.1521; 2.5: -33.8171
| 2 | 37.1 | 1: 0.81578; 1.1: 3.1678; 1.2: 0.0042481; 1.3: 200.34; 1.4: 0.15107; 1.5: 3.1678; 1.6: 200.34; 1.7: 120.204; 1.8: 8.4594; 1.9: 1001.7; 2: 31.9013; 2.1: 93.8014; 2.2: 713.1401; 2.3: 34.0094; 2.4: -709.9724; 2.5: -33.8583
| 2 | 37.15 | 1: 0.83237; 1.1: 3.2365; 1.2: 0.0043403; 1.3: 200.61; 1.4: 0.15414; 1.5: 3.2365; 1.6: 200.61; 1.7: 120.366; 1.8: 8.4594; 1.9: 1003.05; 2: 31.9443; 2.1: 93.8057; 2.2: 715.0309; 2.3: 34.0537; 2.4: -711.7943; 2.5: -33.8995
| 2 | 37.2 | 1: 0.84913; 1.1: 3.3062; 1.2: 0.0044336; 1.3: 200.88; 1.4: 0.15725; 1.5: 3.3062; 1.6: 200.88; 1.7: 120.528; 1.8: 8.4594; 1.9: 1004.4; 2: 31.9873; 2.1: 93.81; 2.2: 716.9241; 2.3: 34.0979; 2.4: -713.618; 2.5: -33.9407
| 2 | 37.25 | 1: 0.86606; 1.1: 3.3766; 1.2: 0.0045281; 1.3: 201.15; 1.4: 0.16038; 1.5: 3.3766; 1.6: 201.15; 1.7: 120.69; 1.8: 8.4594; 1.9: 1005.75; 2: 32.0303; 2.1: 93.8142; 2.2: 718.8199; 2.3: 34.1422; 2.4: -715.4433; 2.5: -33.9818
| 2 | 37.3 | 1: 0.88316; 1.1: 3.4479; 1.2: 0.0046237; 1.3: 201.42; 1.4: 0.16355; 1.5: 3.4479; 1.6: 201.42; 1.7: 120.852; 1.8: 8.4594; 1.9: 1007.1; 2: 32.0732; 2.1: 93.8185; 2.2: 720.7183; 2.3: 34.1865; 2.4: -717.2704; 2.5: -34.0229
| 2 | 37.35 | 1: 0.90044; 1.1: 3.5201; 1.2: 0.0047205; 1.3: 201.69; 1.4: 0.16675; 1.5: 3.5201; 1.6: 201.69; 1.7: 121.014; 1.8: 8.4594; 1.9: 1008.45; 2: 32.1162; 2.1: 93.8227; 2.2: 722.6192; 2.3: 34.2308; 2.4: -719.0992; 2.5: -34.064
| 2 | 37.4 | 1: 0.91789; 1.1: 3.5931; 1.2: 0.0048184; 1.3: 201.96; 1.4: 0.16998; 1.5: 3.5931; 1.6: 201.96; 1.7: 121.176; 1.8: 8.4594; 1.9: 1009.8; 2: 32.1592; 2.1: 93.8269; 2.2: 724.5227; 2.3: 34.2751; 2.4: -720.9296; 2.5: -34.1051
| 2 | 37.45 | 1: 0.93551; 1.1: 3.667; 1.2: 0.0049175; 1.3: 202.23; 1.4: 0.17324; 1.5: 3.667; 1.6: 202.23; 1.7: 121.338; 1.8: 8.4594; 1.9: 1011.15; 2: 32.2022; 2.1: 93.8311; 2.2: 726.4288; 2.3: 34.3194; 2.4: -722.7618; 2.5: -34.1461
| 2 | 37.5 | 1: 0.9533; 1.1: 3.7417; 1.2: 0.0050177; 1.3: 202.5; 1.4: 0.17654; 1.5: 3.7417; 1.6: 202.5; 1.7: 121.5; 1.8: 8.4594; 1.9: 1012.5; 2: 32.2452; 2.1: 93.8353; 2.2: 728.3374; 2.3: 34.3636; 2.4: -724.5956; 2.5: -34.1871
| 2 | 37.55 | 1: 0.97127; 1.1: 3.8173; 1.2: 0.0051191; 1.3: 202.77; 1.4: 0.17986; 1.5: 3.8173; 1.6: 202.77; 1.7: 121.662; 1.8: 8.4594; 1.9: 1013.85; 2: 32.2882; 2.1: 93.8395; 2.2: 730.2485; 2.3: 34.4079; 2.4: -726.4312; 2.5: -34.2281
| 2 | 37.6 | 1: 0.98941; 1.1: 3.8938; 1.2: 0.0052216; 1.3: 203.04; 1.4: 0.18322; 1.5: 3.8938; 1.6: 203.04; 1.7: 121.824; 1.8: 8.4594; 1.9: 1015.2; 2: 32.3312; 2.1: 93.8436; 2.2: 732.1622; 2.3: 34.4522; 2.4: -728.2684; 2.5: -34.269
| 2 | 37.65 | 1: 1.0077; 1.1: 3.9711; 1.2: 0.0053254; 1.3: 203.31; 1.4: 0.18661; 1.5: 3.9711; 1.6: 203.31; 1.7: 121.986; 1.8: 8.4594; 1.9: 1016.55; 2: 32.3742; 2.1: 93.8477; 2.2: 734.0785; 2.3: 34.4965; 2.4: -730.1074; 2.5: -34.3099
| 2 | 37.7 | 1: 1.0262; 1.1: 4.0493; 1.2: 0.0054302; 1.3: 203.58; 1.4: 0.19004; 1.5: 4.0493; 1.6: 203.58; 1.7: 122.148; 1.8: 8.4594; 1.9: 1017.9; 2: 32.4172; 2.1: 93.8518; 2.2: 735.9973; 2.3: 34.5408; 2.4: -731.948; 2.5: -34.3508
| 2 | 37.75 | 1: 1.0449; 1.1: 4.1284; 1.2: 0.0055363; 1.3: 203.85; 1.4: 0.19349; 1.5: 4.1284; 1.6: 203.85; 1.7: 122.31; 1.8: 8.4594; 1.9: 1019.25; 2: 32.4602; 2.1: 93.8559; 2.2: 737.9187; 2.3: 34.5851; 2.4: -733.7903; 2.5: -34.3916
| 2 | 37.8 | 1: 1.0637; 1.1: 4.2084; 1.2: 0.0056435; 1.3: 204.12; 1.4: 0.19698; 1.5: 4.2084; 1.6: 204.12; 1.7: 122.472; 1.8: 8.4594; 1.9: 1020.6; 2: 32.5032; 2.1: 93.86; 2.2: 739.8426; 2.3: 34.6294; 2.4: -735.6343; 2.5: -34.4325
| 2 | 37.85 | 1: 1.0827; 1.1: 4.2892; 1.2: 0.0057519; 1.3: 204.39; 1.4: 0.2005; 1.5: 4.2892; 1.6: 204.39; 1.7: 122.634; 1.8: 8.4594; 1.9: 1021.95; 2: 32.5462; 2.1: 93.864; 2.2: 741.7691; 2.3: 34.6737; 2.4: -737.4799; 2.5: -34.4732
| 2 | 37.9 | 1: 1.1019; 1.1: 4.3709; 1.2: 0.0058615; 1.3: 204.66; 1.4: 0.20405; 1.5: 4.3709; 1.6: 204.66; 1.7: 122.796; 1.8: 8.4594; 1.9: 1023.3; 2: 32.5892; 2.1: 93.8681; 2.2: 743.6982; 2.3: 34.7181; 2.4: -739.3273; 2.5: -34.514
| 2 | 37.95 | 1: 1.1212; 1.1: 4.4535; 1.2: 0.0059723; 1.3: 204.93; 1.4: 0.20763; 1.5: 4.4535; 1.6: 204.93; 1.7: 122.958; 1.8: 8.4594; 1.9: 1024.65; 2: 32.6322; 2.1: 93.8721; 2.2: 745.6298; 2.3: 34.7624; 2.4: -741.1763; 2.5: -34.5547
| 2 | 38 | 1: 1.1407; 1.1: 4.537; 1.2: 0.0060843; 1.3: 205.2; 1.4: 0.21124; 1.5: 4.537; 1.6: 205.2; 1.7: 123.12; 1.8: 8.4594; 1.9: 1026; 2: 32.6752; 2.1: 93.8761; 2.2: 747.564; 2.3: 34.8067; 2.4: -743.0269; 2.5: -34.5954
| 2 | 38.05 | 1: 1.1604; 1.1: 4.6214; 1.2: 0.0061974; 1.3: 205.47; 1.4: 0.21489; 1.5: 4.6214; 1.6: 205.47; 1.7: 123.282; 1.8: 8.4594; 1.9: 1027.35; 2: 32.7182; 2.1: 93.8801; 2.2: 749.5007; 2.3: 34.851; 2.4: -744.8793; 2.5: -34.6361
| 2 | 38.1 | 1: 1.1803; 1.1: 4.7067; 1.2: 0.0063118; 1.3: 205.74; 1.4: 0.21857; 1.5: 4.7067; 1.6: 205.74; 1.7: 123.444; 1.8: 8.4594; 1.9: 1028.7; 2: 32.7611; 2.1: 93.8841; 2.2: 751.4399; 2.3: 34.8953; 2.4: -746.7333; 2.5: -34.6767
| 2 | 38.15 | 1: 1.2003; 1.1: 4.7929; 1.2: 0.0064273; 1.3: 206.01; 1.4: 0.22228; 1.5: 4.7929; 1.6: 206.01; 1.7: 123.606; 1.8: 8.4594; 1.9: 1030.05; 2: 32.8041; 2.1: 93.888; 2.2: 753.3818; 2.3: 34.9396; 2.4: -748.5889; 2.5: -34.7174
| 2 | 38.2 | 1: 1.2205; 1.1: 4.8799; 1.2: 0.0065441; 1.3: 206.28; 1.4: 0.22602; 1.5: 4.8799; 1.6: 206.28; 1.7: 123.768; 1.8: 8.4594; 1.9: 1031.4; 2: 32.8471; 2.1: 93.892; 2.2: 755.3262; 2.3: 34.984; 2.4: -750.4462; 2.5: -34.7579
| 2 | 38.25 | 1: 1.2409; 1.1: 4.9679; 1.2: 0.0066621; 1.3: 206.55; 1.4: 0.2298; 1.5: 4.9679; 1.6: 206.55; 1.7: 123.93; 1.8: 8.4594; 1.9: 1032.75; 2: 32.8901; 2.1: 93.8959; 2.2: 757.2731; 2.3: 35.0283; 2.4: -752.3052; 2.5: -34.7985
| 2 | 38.3 | 1: 1.2614; 1.1: 5.0568; 1.2: 0.0067813; 1.3: 206.82; 1.4: 0.2336; 1.5: 5.0568; 1.6: 206.82; 1.7: 124.092; 1.8: 8.4594; 1.9: 1034.1; 2: 32.9331; 2.1: 93.8998; 2.2: 759.2226; 2.3: 35.0726; 2.4: -754.1658; 2.5: -34.839
| 2 | 38.35 | 1: 1.2822; 1.1: 5.1466; 1.2: 0.0069017; 1.3: 207.09; 1.4: 0.23744; 1.5: 5.1466; 1.6: 207.09; 1.7: 124.254; 1.8: 8.4594; 1.9: 1035.45; 2: 32.9761; 2.1: 93.9037; 2.2: 761.1747; 2.3: 35.117; 2.4: -756.0281; 2.5: -34.8795
| 2 | 38.4 | 1: 1.3031; 1.1: 5.2373; 1.2: 0.0070233; 1.3: 207.36; 1.4: 0.24131; 1.5: 5.2373; 1.6: 207.36; 1.7: 124.416; 1.8: 8.4594; 1.9: 1036.8; 2: 33.0191; 2.1: 93.9076; 2.2: 763.1293; 2.3: 35.1613; 2.4: -757.892; 2.5: -34.92
| 2 | 38.45 | 1: 1.3241; 1.1: 5.3289; 1.2: 0.0071462; 1.3: 207.63; 1.4: 0.24521; 1.5: 5.3289; 1.6: 207.63; 1.7: 124.578; 1.8: 8.4594; 1.9: 1038.15; 2: 33.0621; 2.1: 93.9114; 2.2: 765.0865; 2.3: 35.2056; 2.4: -759.7576; 2.5: -34.9604
| 2 | 38.5 | 1: 1.3454; 1.1: 5.4214; 1.2: 0.0072702; 1.3: 207.9; 1.4: 0.24914; 1.5: 5.4214; 1.6: 207.9; 1.7: 124.74; 1.8: 8.4594; 1.9: 1039.5; 2: 33.1051; 2.1: 93.9153; 2.2: 767.0462; 2.3: 35.25; 2.4: -761.6248; 2.5: -35.0008
| 2 | 38.55 | 1: 1.3668; 1.1: 5.5149; 1.2: 0.0073955; 1.3: 208.17; 1.4: 0.25311; 1.5: 5.5149; 1.6: 208.17; 1.7: 124.902; 1.8: 8.4594; 1.9: 1040.85; 2: 33.1481; 2.1: 93.9191; 2.2: 769.0085; 2.3: 35.2943; 2.4: -763.4936; 2.5: -35.0412
| 2 | 38.6 | 1: 1.3884; 1.1: 5.6092; 1.2: 0.0075221; 1.3: 208.44; 1.4: 0.25711; 1.5: 5.6092; 1.6: 208.44; 1.7: 125.064; 1.8: 8.4594; 1.9: 1042.2; 2: 33.1911; 2.1: 93.9229; 2.2: 770.9733; 2.3: 35.3386; 2.4: -765.3641; 2.5: -35.0815
| 2 | 38.65 | 1: 1.4101; 1.1: 5.7045; 1.2: 0.0076499; 1.3: 208.71; 1.4: 0.26114; 1.5: 5.7045; 1.6: 208.71; 1.7: 125.226; 1.8: 8.4594; 1.9: 1043.55; 2: 33.2341; 2.1: 93.9267; 2.2: 772.9407; 2.3: 35.383; 2.4: -767.2362; 2.5: -35.1219
| 2 | 38.7 | 1: 1.4321; 1.1: 5.8007; 1.2: 0.0077789; 1.3: 208.98; 1.4: 0.2652; 1.5: 5.8007; 1.6: 208.98; 1.7: 125.388; 1.8: 8.4594; 1.9: 1044.9; 2: 33.2771; 2.1: 93.9305; 2.2: 774.9107; 2.3: 35.4273; 2.4: -769.1099; 2.5: -35.1621
| 2 | 38.75 | 1: 1.4542; 1.1: 5.8979; 1.2: 0.0079092; 1.3: 209.25; 1.4: 0.26929; 1.5: 5.8979; 1.6: 209.25; 1.7: 125.55; 1.8: 8.4594; 1.9: 1046.25; 2: 33.3201; 2.1: 93.9342; 2.2: 776.8832; 2.3: 35.4717; 2.4: -770.9853; 2.5: -35.2024
| 2 | 38.8 | 1: 1.4764; 1.1: 5.9959; 1.2: 0.0080407; 1.3: 209.52; 1.4: 0.27341; 1.5: 5.9959; 1.6: 209.52; 1.7: 125.712; 1.8: 8.4594; 1.9: 1047.6; 2: 33.3631; 2.1: 93.938; 2.2: 778.8582; 2.3: 35.516; 2.4: -772.8623; 2.5: -35.2426
| 2 | 38.85 | 1: 1.4989; 1.1: 6.0949; 1.2: 0.0081734; 1.3: 209.79; 1.4: 0.27757; 1.5: 6.0949; 1.6: 209.79; 1.7: 125.874; 1.8: 8.4594; 1.9: 1048.95; 2: 33.4061; 2.1: 93.9417; 2.2: 780.8359; 2.3: 35.5604; 2.4: -774.7409; 2.5: -35.2828
| 2 | 38.9 | 1: 1.5215; 1.1: 6.1949; 1.2: 0.0083075; 1.3: 210.06; 1.4: 0.28176; 1.5: 6.1949; 1.6: 210.06; 1.7: 126.036; 1.8: 8.4594; 1.9: 1050.3; 2: 33.449; 2.1: 93.9455; 2.2: 782.816; 2.3: 35.6048; 2.4: -776.6212; 2.5: -35.323
| 2 | 38.95 | 1: 1.5443; 1.1: 6.2958; 1.2: 0.0084427; 1.3: 210.33; 1.4: 0.28598; 1.5: 6.2958; 1.6: 210.33; 1.7: 126.198; 1.8: 8.4594; 1.9: 1051.65; 2: 33.492; 2.1: 93.9492; 2.2: 784.7988; 2.3: 35.6491; 2.4: -778.503; 2.5: -35.3631
| 2 | 39 | 1: 1.5673; 1.1: 6.3976; 1.2: 0.0085793; 1.3: 210.6; 1.4: 0.29023; 1.5: 6.3976; 1.6: 210.6; 1.7: 126.36; 1.8: 8.4594; 1.9: 1053; 2: 33.535; 2.1: 93.9528; 2.2: 786.7841; 2.3: 35.6935; 2.4: -780.3865; 2.5: -35.4032
| 2 | 39.05 | 1: 1.5904; 1.1: 6.5003; 1.2: 0.0087171; 1.3: 210.87; 1.4: 0.29452; 1.5: 6.5003; 1.6: 210.87; 1.7: 126.522; 1.8: 8.4594; 1.9: 1054.35; 2: 33.578; 2.1: 93.9565; 2.2: 788.7719; 2.3: 35.7378; 2.4: -782.2716; 2.5: -35.4433
| 2 | 39.1 | 1: 1.6137; 1.1: 6.6041; 1.2: 0.0088562; 1.3: 211.14; 1.4: 0.29884; 1.5: 6.6041; 1.6: 211.14; 1.7: 126.684; 1.8: 8.4594; 1.9: 1055.7; 2: 33.621; 2.1: 93.9602; 2.2: 790.7623; 2.3: 35.7822; 2.4: -784.1583; 2.5: -35.4834
| 2 | 39.15 | 1: 1.6372; 1.1: 6.7087; 1.2: 0.0089965; 1.3: 211.41; 1.4: 0.30318; 1.5: 6.7087; 1.6: 211.41; 1.7: 126.846; 1.8: 8.4594; 1.9: 1057.05; 2: 33.664; 2.1: 93.9638; 2.2: 792.7553; 2.3: 35.8266; 2.4: -786.0466; 2.5: -35.5234
| 2 | 39.2 | 1: 1.6608; 1.1: 6.8143; 1.2: 0.0091382; 1.3: 211.68; 1.4: 0.30756; 1.5: 6.8143; 1.6: 211.68; 1.7: 127.008; 1.8: 8.4594; 1.9: 1058.4; 2: 33.707; 2.1: 93.9674; 2.2: 794.7508; 2.3: 35.8709; 2.4: -787.9365; 2.5: -35.5634
| 2 | 39.25 | 1: 1.6847; 1.1: 6.9209; 1.2: 0.0092811; 1.3: 211.95; 1.4: 0.31198; 1.5: 6.9209; 1.6: 211.95; 1.7: 127.17; 1.8: 8.4594; 1.9: 1059.75; 2: 33.75; 2.1: 93.9711; 2.2: 796.7489; 2.3: 35.9153; 2.4: -789.828; 2.5: -35.6033
| 2 | 39.3 | 1: 1.7087; 1.1: 7.0285; 1.2: 0.0094253; 1.3: 212.22; 1.4: 0.31642; 1.5: 7.0285; 1.6: 212.22; 1.7: 127.332; 1.8: 8.4594; 1.9: 1061.1; 2: 33.793; 2.1: 93.9747; 2.2: 798.7495; 2.3: 35.9597; 2.4: -791.7211; 2.5: -35.6433
| 2 | 39.35 | 1: 1.7328; 1.1: 7.1369; 1.2: 0.0095708; 1.3: 212.49; 1.4: 0.3209; 1.5: 7.1369; 1.6: 212.49; 1.7: 127.494; 1.8: 8.4594; 1.9: 1062.45; 2: 33.836; 2.1: 93.9782; 2.2: 800.7527; 2.3: 36.0041; 2.4: -793.6158; 2.5: -35.6832
| 2 | 39.4 | 1: 1.7572; 1.1: 7.2464; 1.2: 0.0097176; 1.3: 212.76; 1.4: 0.3254; 1.5: 7.2464; 1.6: 212.76; 1.7: 127.656; 1.8: 8.4594; 1.9: 1063.8; 2: 33.879; 2.1: 93.9818; 2.2: 802.7584; 2.3: 36.0484; 2.4: -795.512; 2.5: -35.723
| 2 | 39.45 | 1: 1.7817; 1.1: 7.3568; 1.2: 0.0098657; 1.3: 213.03; 1.4: 0.32994; 1.5: 7.3568; 1.6: 213.03; 1.7: 127.818; 1.8: 8.4594; 1.9: 1065.15; 2: 33.922; 2.1: 93.9854; 2.2: 804.7667; 2.3: 36.0928; 2.4: -797.4099; 2.5: -35.7629
| 2 | 39.5 | 1: 1.8064; 1.1: 7.4682; 1.2: 0.010015; 1.3: 213.3; 1.4: 0.33452; 1.5: 7.4682; 1.6: 213.3; 1.7: 127.98; 1.8: 8.4594; 1.9: 1066.5; 2: 33.965; 2.1: 93.9889; 2.2: 806.7776; 2.3: 36.1372; 2.4: -799.3094; 2.5: -35.8027
| 2 | 39.55 | 1: 1.8313; 1.1: 7.5806; 1.2: 0.010166; 1.3: 213.57; 1.4: 0.33912; 1.5: 7.5806; 1.6: 213.57; 1.7: 128.142; 1.8: 8.4594; 1.9: 1067.85; 2: 34.008; 2.1: 93.9924; 2.2: 808.791; 2.3: 36.1816; 2.4: -801.2104; 2.5: -35.8425
| 2 | 39.6 | 1: 1.8563; 1.1: 7.6939; 1.2: 0.010318; 1.3: 213.84; 1.4: 0.34376; 1.5: 7.6939; 1.6: 213.84; 1.7: 128.304; 1.8: 8.4594; 1.9: 1069.2; 2: 34.051; 2.1: 93.996; 2.2: 810.807; 2.3: 36.226; 2.4: -803.1131; 2.5: -35.8822
| 2 | 39.65 | 1: 1.8815; 1.1: 7.8082; 1.2: 0.010471; 1.3: 214.11; 1.4: 0.34842; 1.5: 7.8082; 1.6: 214.11; 1.7: 128.466; 1.8: 8.4594; 1.9: 1070.55; 2: 34.0939; 2.1: 93.9995; 2.2: 812.8255; 2.3: 36.2704; 2.4: -805.0173; 2.5: -35.9219
| 2 | 39.7 | 1: 1.9069; 1.1: 7.9235; 1.2: 0.010626; 1.3: 214.38; 1.4: 0.35312; 1.5: 7.9235; 1.6: 214.38; 1.7: 128.628; 1.8: 8.4594; 1.9: 1071.9; 2: 34.1369; 2.1: 94.0029; 2.2: 814.8466; 2.3: 36.3148; 2.4: -806.923; 2.5: -35.9616
| 2 | 39.75 | 1: 1.9324; 1.1: 8.0398; 1.2: 0.010782; 1.3: 214.65; 1.4: 0.35786; 1.5: 8.0398; 1.6: 214.65; 1.7: 128.79; 1.8: 8.4594; 1.9: 1073.25; 2: 34.1799; 2.1: 94.0064; 2.2: 816.8702; 2.3: 36.3592; 2.4: -808.8304; 2.5: -36.0013
| 2 | 39.8 | 1: 1.9581; 1.1: 8.1571; 1.2: 0.010939; 1.3: 214.92; 1.4: 0.36262; 1.5: 8.1571; 1.6: 214.92; 1.7: 128.952; 1.8: 8.4594; 1.9: 1074.6; 2: 34.2229; 2.1: 94.0099; 2.2: 818.8964; 2.3: 36.4036; 2.4: -810.7393; 2.5: -36.0409
| 2 | 39.85 | 1: 1.984; 1.1: 8.2753; 1.2: 0.011097; 1.3: 215.19; 1.4: 0.36741; 1.5: 8.2753; 1.6: 215.19; 1.7: 129.114; 1.8: 8.4594; 1.9: 1075.95; 2: 34.2659; 2.1: 94.0133; 2.2: 820.9252; 2.3: 36.4479; 2.4: -812.6498; 2.5: -36.0805
| 2 | 39.9 | 1: 2.0101; 1.1: 8.3946; 1.2: 0.011257; 1.3: 215.46; 1.4: 0.37224; 1.5: 8.3946; 1.6: 215.46; 1.7: 129.276; 1.8: 8.4594; 1.9: 1077.3; 2: 34.3089; 2.1: 94.0167; 2.2: 822.9565; 2.3: 36.4923; 2.4: -814.5619; 2.5: -36.1201
| 2 | 39.95 | 1: 2.0363; 1.1: 8.5148; 1.2: 0.011419; 1.3: 215.73; 1.4: 0.3771; 1.5: 8.5148; 1.6: 215.73; 1.7: 129.438; 1.8: 8.4594; 1.9: 1078.65; 2: 34.3519; 2.1: 94.0202; 2.2: 824.9903; 2.3: 36.5368; 2.4: -816.4755; 2.5: -36.1597
| 2 | 40 | 1: 2.0628; 1.1: 8.6361; 1.2: 0.011581; 1.3: 216; 1.4: 0.38199; 1.5: 8.6361; 1.6: 216; 1.7: 129.6; 1.8: 8.4594; 1.9: 1080; 2: 34.3949; 2.1: 94.0236; 2.2: 827.0267; 2.3: 36.5812; 2.4: -818.3907; 2.5: -36.1992
| 2 | 40.05 | 1: 2.0893; 1.1: 8.7583; 1.2: 0.011745; 1.3: 216.27; 1.4: 0.38691; 1.5: 8.7583; 1.6: 216.27; 1.7: 129.762; 1.8: 8.4594; 1.9: 1081.35; 2: 34.4379; 2.1: 94.027; 2.2: 829.0657; 2.3: 36.6256; 2.4: -820.3074; 2.5: -36.2386
| 2 | 40.1 | 1: 2.1161; 1.1: 8.8815; 1.2: 0.01191; 1.3: 216.54; 1.4: 0.39187; 1.5: 8.8815; 1.6: 216.54; 1.7: 129.924; 1.8: 8.4594; 1.9: 1082.7; 2: 34.4809; 2.1: 94.0303; 2.2: 831.1072; 2.3: 36.67; 2.4: -822.2257; 2.5: -36.2781
| 2 | 40.15 | 1: 2.143; 1.1: 9.0058; 1.2: 0.012077; 1.3: 216.81; 1.4: 0.39686; 1.5: 9.0058; 1.6: 216.81; 1.7: 130.086; 1.8: 8.4594; 1.9: 1084.05; 2: 34.5239; 2.1: 94.0337; 2.2: 833.1513; 2.3: 36.7144; 2.4: -824.1455; 2.5: -36.3175
| 2 | 40.2 | 1: 2.1701; 1.1: 9.131; 1.2: 0.012245; 1.3: 217.08; 1.4: 0.40187; 1.5: 9.131; 1.6: 217.08; 1.7: 130.248; 1.8: 8.4594; 1.9: 1085.4; 2: 34.5669; 2.1: 94.037; 2.2: 835.198; 2.3: 36.7588; 2.4: -826.0669; 2.5: -36.3569
| 2 | 40.25 | 1: 2.1974; 1.1: 9.2573; 1.2: 0.012414; 1.3: 217.35; 1.4: 0.40693; 1.5: 9.2573; 1.6: 217.35; 1.7: 130.41; 1.8: 8.4594; 1.9: 1086.75; 2: 34.6099; 2.1: 94.0404; 2.2: 837.2471; 2.3: 36.8032; 2.4: -827.9899; 2.5: -36.3963
| 2 | 40.3 | 1: 2.2248; 1.1: 9.3845; 1.2: 0.012585; 1.3: 217.62; 1.4: 0.41201; 1.5: 9.3845; 1.6: 217.62; 1.7: 130.572; 1.8: 8.4594; 1.9: 1088.1; 2: 34.6529; 2.1: 94.0437; 2.2: 839.2989; 2.3: 36.8476; 2.4: -829.9144; 2.5: -36.4356
| 2 | 40.35 | 1: 2.2525; 1.1: 9.5128; 1.2: 0.012757; 1.3: 217.89; 1.4: 0.41712; 1.5: 9.5128; 1.6: 217.89; 1.7: 130.734; 1.8: 8.4594; 1.9: 1089.45; 2: 34.6959; 2.1: 94.047; 2.2: 841.3532; 2.3: 36.892; 2.4: -831.8404; 2.5: -36.4749
| 2 | 40.4 | 1: 2.2803; 1.1: 9.6421; 1.2: 0.01293; 1.3: 218.16; 1.4: 0.42227; 1.5: 9.6421; 1.6: 218.16; 1.7: 130.896; 1.8: 8.4594; 1.9: 1090.8; 2: 34.7389; 2.1: 94.0503; 2.2: 843.4101; 2.3: 36.9365; 2.4: -833.7679; 2.5: -36.5142
| 2 | 40.45 | 1: 2.3082; 1.1: 9.7724; 1.2: 0.013105; 1.3: 218.43; 1.4: 0.42745; 1.5: 9.7724; 1.6: 218.43; 1.7: 131.058; 1.8: 8.4594; 1.9: 1092.15; 2: 34.7818; 2.1: 94.0536; 2.2: 845.4695; 2.3: 36.9809; 2.4: -835.697; 2.5: -36.5534
| 2 | 40.5 | 1: 2.3364; 1.1: 9.9038; 1.2: 0.013281; 1.3: 218.7; 1.4: 0.43266; 1.5: 9.9038; 1.6: 218.7; 1.7: 131.22; 1.8: 8.4594; 1.9: 1093.5; 2: 34.8248; 2.1: 94.0569; 2.2: 847.5314; 2.3: 37.0253; 2.4: -837.6276; 2.5: -36.5926
| 2 | 40.55 | 1: 2.3647; 1.1: 10.0362; 1.2: 0.013459; 1.3: 218.97; 1.4: 0.4379; 1.5: 10.0362; 1.6: 218.97; 1.7: 131.382; 1.8: 8.4594; 1.9: 1094.85; 2: 34.8678; 2.1: 94.0601; 2.2: 849.596; 2.3: 37.0697; 2.4: -839.5598; 2.5: -36.6318
| 2 | 40.6 | 1: 2.3931; 1.1: 10.1696; 1.2: 0.013638; 1.3: 219.24; 1.4: 0.44317; 1.5: 10.1696; 1.6: 219.24; 1.7: 131.544; 1.8: 8.4594; 1.9: 1096.2; 2: 34.9108; 2.1: 94.0634; 2.2: 851.663; 2.3: 37.1142; 2.4: -841.4935; 2.5: -36.671
| 2 | 40.65 | 1: 2.4218; 1.1: 10.304; 1.2: 0.013818; 1.3: 219.51; 1.4: 0.44848; 1.5: 10.304; 1.6: 219.51; 1.7: 131.706; 1.8: 8.4594; 1.9: 1097.55; 2: 34.9538; 2.1: 94.0666; 2.2: 853.7327; 2.3: 37.1586; 2.4: -843.4287; 2.5: -36.7101
| 2 | 40.7 | 1: 2.4506; 1.1: 10.4395; 1.2: 0.014; 1.3: 219.78; 1.4: 0.45382; 1.5: 10.4395; 1.6: 219.78; 1.7: 131.868; 1.8: 8.4594; 1.9: 1098.9; 2: 34.9968; 2.1: 94.0698; 2.2: 855.8049; 2.3: 37.203; 2.4: -845.3654; 2.5: -36.7492
| 2 | 40.75 | 1: 2.4796; 1.1: 10.576; 1.2: 0.014183; 1.3: 220.05; 1.4: 0.45919; 1.5: 10.576; 1.6: 220.05; 1.7: 132.03; 1.8: 8.4594; 1.9: 1100.25; 2: 35.0398; 2.1: 94.073; 2.2: 857.8796; 2.3: 37.2475; 2.4: -847.3036; 2.5: -36.7883
| 2 | 40.8 | 1: 2.5088; 1.1: 10.7135; 1.2: 0.014367; 1.3: 220.32; 1.4: 0.46459; 1.5: 10.7135; 1.6: 220.32; 1.7: 132.192; 1.8: 8.4594; 1.9: 1101.6; 2: 35.0828; 2.1: 94.0762; 2.2: 859.9569; 2.3: 37.2919; 2.4: -849.2434; 2.5: -36.8273
| 2 | 40.85 | 1: 2.5381; 1.1: 10.8521; 1.2: 0.014553; 1.3: 220.59; 1.4: 0.47002; 1.5: 10.8521; 1.6: 220.59; 1.7: 132.354; 1.8: 8.4594; 1.9: 1102.95; 2: 35.1258; 2.1: 94.0794; 2.2: 862.0367; 2.3: 37.3363; 2.4: -851.1846; 2.5: -36.8663
| 2 | 40.9 | 1: 2.5676; 1.1: 10.9917; 1.2: 0.01474; 1.3: 220.86; 1.4: 0.47549; 1.5: 10.9917; 1.6: 220.86; 1.7: 132.516; 1.8: 8.4594; 1.9: 1104.3; 2: 35.1688; 2.1: 94.0826; 2.2: 864.1191; 2.3: 37.3808; 2.4: -853.1274; 2.5: -36.9053
| 2 | 40.95 | 1: 2.5973; 1.1: 11.1324; 1.2: 0.014929; 1.3: 221.13; 1.4: 0.48099; 1.5: 11.1324; 1.6: 221.13; 1.7: 132.678; 1.8: 8.4594; 1.9: 1105.65; 2: 35.2118; 2.1: 94.0857; 2.2: 866.2041; 2.3: 37.4252; 2.4: -855.0717; 2.5: -36.9442
| 2 | 41 | 1: 2.6272; 1.1: 11.2741; 1.2: 0.015119; 1.3: 221.4; 1.4: 0.48652; 1.5: 11.2741; 1.6: 221.4; 1.7: 132.84; 1.8: 8.4594; 1.9: 1107; 2: 35.2548; 2.1: 94.0889; 2.2: 868.2916; 2.3: 37.4696; 2.4: -857.0175; 2.5: -36.9831
| 2 | 41.05 | 1: 2.6572; 1.1: 11.4169; 1.2: 0.01531; 1.3: 221.67; 1.4: 0.49208; 1.5: 11.4169; 1.6: 221.67; 1.7: 133.002; 1.8: 8.4594; 1.9: 1108.35; 2: 35.2978; 2.1: 94.092; 2.2: 870.3817; 2.3: 37.5141; 2.4: -858.9648; 2.5: -37.022
| 2 | 41.1 | 1: 2.6874; 1.1: 11.5607; 1.2: 0.015503; 1.3: 221.94; 1.4: 0.49767; 1.5: 11.5607; 1.6: 221.94; 1.7: 133.164; 1.8: 8.4594; 1.9: 1109.7; 2: 35.3408; 2.1: 94.0952; 2.2: 872.4743; 2.3: 37.5585; 2.4: -860.9136; 2.5: -37.0609
| 2 | 41.15 | 1: 2.7178; 1.1: 11.7056; 1.2: 0.015698; 1.3: 222.21; 1.4: 0.5033; 1.5: 11.7056; 1.6: 222.21; 1.7: 133.326; 1.8: 8.4594; 1.9: 1111.05; 2: 35.3838; 2.1: 94.0983; 2.2: 874.5695; 2.3: 37.603; 2.4: -862.8638; 2.5: -37.0997
| 2 | 41.2 | 1: 2.7483; 1.1: 11.8516; 1.2: 0.015893; 1.3: 222.48; 1.4: 0.50895; 1.5: 11.8516; 1.6: 222.48; 1.7: 133.488; 1.8: 8.4594; 1.9: 1112.4; 2: 35.4268; 2.1: 94.1014; 2.2: 876.6672; 2.3: 37.6474; 2.4: -864.8156; 2.5: -37.1385
| 2 | 41.25 | 1: 2.7791; 1.1: 11.9986; 1.2: 0.01609; 1.3: 222.75; 1.4: 0.51464; 1.5: 11.9986; 1.6: 222.75; 1.7: 133.65; 1.8: 8.4594; 1.9: 1113.75; 2: 35.4697; 2.1: 94.1045; 2.2: 878.7675; 2.3: 37.6919; 2.4: -866.7689; 2.5: -37.1772
| 2 | 41.3 | 1: 2.81; 1.1: 12.1467; 1.2: 0.016289; 1.3: 223.02; 1.4: 0.52036; 1.5: 12.1467; 1.6: 223.02; 1.7: 133.812; 1.8: 8.4594; 1.9: 1115.1; 2: 35.5127; 2.1: 94.1075; 2.2: 880.8703; 2.3: 37.7363; 2.4: -868.7236; 2.5: -37.216
| 2 | 41.35 | 1: 2.841; 1.1: 12.2959; 1.2: 0.016489; 1.3: 223.29; 1.4: 0.52612; 1.5: 12.2959; 1.6: 223.29; 1.7: 133.974; 1.8: 8.4594; 1.9: 1116.45; 2: 35.5557; 2.1: 94.1106; 2.2: 882.9757; 2.3: 37.7808; 2.4: -870.6799; 2.5: -37.2547
| 2 | 41.4 | 1: 2.8723; 1.1: 12.4461; 1.2: 0.01669; 1.3: 223.56; 1.4: 0.5319; 1.5: 12.4461; 1.6: 223.56; 1.7: 134.136; 1.8: 8.4594; 1.9: 1117.8; 2: 35.5987; 2.1: 94.1137; 2.2: 885.0837; 2.3: 37.8253; 2.4: -872.6376; 2.5: -37.2934
| 2 | 41.45 | 1: 2.9037; 1.1: 12.5974; 1.2: 0.016893; 1.3: 223.83; 1.4: 0.53772; 1.5: 12.5974; 1.6: 223.83; 1.7: 134.298; 1.8: 8.4594; 1.9: 1119.15; 2: 35.6417; 2.1: 94.1167; 2.2: 887.1942; 2.3: 37.8697; 2.4: -874.5968; 2.5: -37.332
| 2 | 41.5 | 1: 2.9353; 1.1: 12.7498; 1.2: 0.017098; 1.3: 224.1; 1.4: 0.54357; 1.5: 12.7498; 1.6: 224.1; 1.7: 134.46; 1.8: 8.4594; 1.9: 1120.5; 2: 35.6847; 2.1: 94.1197; 2.2: 889.3072; 2.3: 37.9142; 2.4: -876.5574; 2.5: -37.3706
| 2 | 41.55 | 1: 2.967; 1.1: 12.9032; 1.2: 0.017304; 1.3: 224.37; 1.4: 0.54945; 1.5: 12.9032; 1.6: 224.37; 1.7: 134.622; 1.8: 8.4594; 1.9: 1121.85; 2: 35.7277; 2.1: 94.1227; 2.2: 891.4228; 2.3: 37.9586; 2.4: -878.5196; 2.5: -37.4092
| 2 | 41.6 | 1: 2.9989; 1.1: 13.0578; 1.2: 0.017511; 1.3: 224.64; 1.4: 0.55536; 1.5: 13.0578; 1.6: 224.64; 1.7: 134.784; 1.8: 8.4594; 1.9: 1123.2; 2: 35.7707; 2.1: 94.1258; 2.2: 893.541; 2.3: 38.0031; 2.4: -880.4832; 2.5: -37.4477
| 2 | 41.65 | 1: 3.031; 1.1: 13.2134; 1.2: 0.017719; 1.3: 224.91; 1.4: 0.5613; 1.5: 13.2134; 1.6: 224.91; 1.7: 134.946; 1.8: 8.4594; 1.9: 1124.55; 2: 35.8137; 2.1: 94.1287; 2.2: 895.6617; 2.3: 38.0476; 2.4: -882.4483; 2.5: -37.4863
| 2 | 41.7 | 1: 3.0633; 1.1: 13.3701; 1.2: 0.01793; 1.3: 225.18; 1.4: 0.56728; 1.5: 13.3701; 1.6: 225.18; 1.7: 135.108; 1.8: 8.4594; 1.9: 1125.9; 2: 35.8567; 2.1: 94.1317; 2.2: 897.785; 2.3: 38.092; 2.4: -884.4148; 2.5: -37.5248
| 2 | 41.75 | 1: 3.0958; 1.1: 13.5279; 1.2: 0.018141; 1.3: 225.45; 1.4: 0.57329; 1.5: 13.5279; 1.6: 225.45; 1.7: 135.27; 1.8: 8.4594; 1.9: 1127.25; 2: 35.8997; 2.1: 94.1347; 2.2: 899.9108; 2.3: 38.1365; 2.4: -886.3828; 2.5: -37.5632
| 2 | 41.8 | 1: 3.1284; 1.1: 13.6868; 1.2: 0.018354; 1.3: 225.72; 1.4: 0.57933; 1.5: 13.6868; 1.6: 225.72; 1.7: 135.432; 1.8: 8.4594; 1.9: 1128.6; 2: 35.9427; 2.1: 94.1377; 2.2: 902.0391; 2.3: 38.181; 2.4: -888.3523; 2.5: -37.6016
| 2 | 41.85 | 1: 3.1612; 1.1: 13.8468; 1.2: 0.018569; 1.3: 225.99; 1.4: 0.5854; 1.5: 13.8468; 1.6: 225.99; 1.7: 135.594; 1.8: 8.4594; 1.9: 1129.95; 2: 35.9857; 2.1: 94.1406; 2.2: 904.1701; 2.3: 38.2254; 2.4: -890.3232; 2.5: -37.64
| 2 | 41.9 | 1: 3.1941; 1.1: 14.0079; 1.2: 0.018785; 1.3: 226.26; 1.4: 0.5915; 1.5: 14.0079; 1.6: 226.26; 1.7: 135.756; 1.8: 8.4594; 1.9: 1131.3; 2: 36.0287; 2.1: 94.1436; 2.2: 906.3035; 2.3: 38.2699; 2.4: -892.2956; 2.5: -37.6784
| 2 | 41.95 | 1: 3.2273; 1.1: 14.1701; 1.2: 0.019002; 1.3: 226.53; 1.4: 0.59764; 1.5: 14.1701; 1.6: 226.53; 1.7: 135.918; 1.8: 8.4594; 1.9: 1132.65; 2: 36.0717; 2.1: 94.1465; 2.2: 908.4396; 2.3: 38.3144; 2.4: -894.2694; 2.5: -37.7168
| 2 | 42 | 1: 3.2606; 1.1: 14.3334; 1.2: 0.019221; 1.3: 226.8; 1.4: 0.60381; 1.5: 14.3334; 1.6: 226.8; 1.7: 136.08; 1.8: 8.4594; 1.9: 1134; 2: 36.1146; 2.1: 94.1494; 2.2: 910.5781; 2.3: 38.3589; 2.4: -896.2447; 2.5: -37.7551
| 2 | 42.05 | 1: 3.294; 1.1: 14.4978; 1.2: 0.019442; 1.3: 227.07; 1.4: 0.61001; 1.5: 14.4978; 1.6: 227.07; 1.7: 136.242; 1.8: 8.4594; 1.9: 1135.35; 2: 36.1576; 2.1: 94.1523; 2.2: 912.7193; 2.3: 38.4033; 2.4: -898.2214; 2.5: -37.7933
| 2 | 42.1 | 1: 3.3277; 1.1: 14.6634; 1.2: 0.019664; 1.3: 227.34; 1.4: 0.61624; 1.5: 14.6634; 1.6: 227.34; 1.7: 136.404; 1.8: 8.4594; 1.9: 1136.7; 2: 36.2006; 2.1: 94.1552; 2.2: 914.863; 2.3: 38.4478; 2.4: -900.1996; 2.5: -37.8316
| 2 | 42.15 | 1: 3.3615; 1.1: 14.83; 1.2: 0.019887; 1.3: 227.61; 1.4: 0.6225; 1.5: 14.83; 1.6: 227.61; 1.7: 136.566; 1.8: 8.4594; 1.9: 1138.05; 2: 36.2436; 2.1: 94.1581; 2.2: 917.0092; 2.3: 38.4923; 2.4: -902.1792; 2.5: -37.8698
| 2 | 42.2 | 1: 3.3955; 1.1: 14.9978; 1.2: 0.020112; 1.3: 227.88; 1.4: 0.6288; 1.5: 14.9978; 1.6: 227.88; 1.7: 136.728; 1.8: 8.4594; 1.9: 1139.4; 2: 36.2866; 2.1: 94.161; 2.2: 919.158; 2.3: 38.5368; 2.4: -904.1602; 2.5: -37.908
| 2 | 42.25 | 1: 3.4297; 1.1: 15.1666; 1.2: 0.020339; 1.3: 228.15; 1.4: 0.63513; 1.5: 15.1666; 1.6: 228.15; 1.7: 136.89; 1.8: 8.4594; 1.9: 1140.75; 2: 36.3296; 2.1: 94.1639; 2.2: 921.3093; 2.3: 38.5813; 2.4: -906.1427; 2.5: -37.9462
| 2 | 42.3 | 1: 3.464; 1.1: 15.3366; 1.2: 0.020567; 1.3: 228.42; 1.4: 0.64149; 1.5: 15.3366; 1.6: 228.42; 1.7: 137.052; 1.8: 8.4594; 1.9: 1142.1; 2: 36.3726; 2.1: 94.1667; 2.2: 923.4632; 2.3: 38.6258; 2.4: -908.1266; 2.5: -37.9843
| 2 | 42.35 | 1: 3.4985; 1.1: 15.5077; 1.2: 0.020796; 1.3: 228.69; 1.4: 0.64788; 1.5: 15.5077; 1.6: 228.69; 1.7: 137.214; 1.8: 8.4594; 1.9: 1143.45; 2: 36.4156; 2.1: 94.1696; 2.2: 925.6197; 2.3: 38.6703; 2.4: -910.1119; 2.5: -38.0224
| 2 | 42.4 | 1: 3.5332; 1.1: 15.68; 1.2: 0.021027; 1.3: 228.96; 1.4: 0.6543; 1.5: 15.68; 1.6: 228.96; 1.7: 137.376; 1.8: 8.4594; 1.9: 1144.8; 2: 36.4586; 2.1: 94.1724; 2.2: 927.7786; 2.3: 38.7147; 2.4: -912.0987; 2.5: -38.0604
| 2 | 42.45 | 1: 3.5681; 1.1: 15.8533; 1.2: 0.02126; 1.3: 229.23; 1.4: 0.66075; 1.5: 15.8533; 1.6: 229.23; 1.7: 137.538; 1.8: 8.4594; 1.9: 1146.15; 2: 36.5016; 2.1: 94.1752; 2.2: 929.9402; 2.3: 38.7592; 2.4: -914.0869; 2.5: -38.0985
| 2 | 42.5 | 1: 3.6031; 1.1: 16.0278; 1.2: 0.021494; 1.3: 229.5; 1.4: 0.66724; 1.5: 16.0278; 1.6: 229.5; 1.7: 137.7; 1.8: 8.4594; 1.9: 1147.5; 2: 36.5446; 2.1: 94.178; 2.2: 932.1043; 2.3: 38.8037; 2.4: -916.0765; 2.5: -38.1365
| 2 | 42.55 | 1: 3.6383; 1.1: 16.2035; 1.2: 0.021729; 1.3: 229.77; 1.4: 0.67376; 1.5: 16.2035; 1.6: 229.77; 1.7: 137.862; 1.8: 8.4594; 1.9: 1148.85; 2: 36.5876; 2.1: 94.1808; 2.2: 934.2709; 2.3: 38.8482; 2.4: -918.0675; 2.5: -38.1745
| 2 | 42.6 | 1: 3.6737; 1.1: 16.3802; 1.2: 0.021966; 1.3: 230.04; 1.4: 0.68031; 1.5: 16.3802; 1.6: 230.04; 1.7: 138.024; 1.8: 8.4594; 1.9: 1150.2; 2: 36.6306; 2.1: 94.1836; 2.2: 936.4401; 2.3: 38.8927; 2.4: -920.0599; 2.5: -38.2124
| 2 | 42.65 | 1: 3.7092; 1.1: 16.5581; 1.2: 0.022205; 1.3: 230.31; 1.4: 0.68689; 1.5: 16.5581; 1.6: 230.31; 1.7: 138.186; 1.8: 8.4594; 1.9: 1151.55; 2: 36.6736; 2.1: 94.1864; 2.2: 938.6119; 2.3: 38.9372; 2.4: -922.0537; 2.5: -38.2503
| 2 | 42.7 | 1: 3.7449; 1.1: 16.7372; 1.2: 0.022445; 1.3: 230.58; 1.4: 0.69351; 1.5: 16.7372; 1.6: 230.58; 1.7: 138.348; 1.8: 8.4594; 1.9: 1152.9; 2: 36.7166; 2.1: 94.1892; 2.2: 940.7862; 2.3: 38.9817; 2.4: -924.049; 2.5: -38.2882
| 2 | 42.75 | 1: 3.7808; 1.1: 16.9174; 1.2: 0.022687; 1.3: 230.85; 1.4: 0.70016; 1.5: 16.9174; 1.6: 230.85; 1.7: 138.51; 1.8: 8.4594; 1.9: 1154.25; 2: 36.7596; 2.1: 94.192; 2.2: 942.963; 2.3: 39.0262; 2.4: -926.0456; 2.5: -38.3261
| 2 | 42.8 | 1: 3.8169; 1.1: 17.0987; 1.2: 0.02293; 1.3: 231.12; 1.4: 0.70683; 1.5: 17.0987; 1.6: 231.12; 1.7: 138.672; 1.8: 8.4594; 1.9: 1155.6; 2: 36.8025; 2.1: 94.1947; 2.2: 945.1424; 2.3: 39.0707; 2.4: -928.0437; 2.5: -38.3639
| 2 | 42.85 | 1: 3.8531; 1.1: 17.2812; 1.2: 0.023174; 1.3: 231.39; 1.4: 0.71354; 1.5: 17.2812; 1.6: 231.39; 1.7: 138.834; 1.8: 8.4594; 1.9: 1156.95; 2: 36.8455; 2.1: 94.1975; 2.2: 947.3244; 2.3: 39.1152; 2.4: -930.0432; 2.5: -38.4017
| 2 | 42.9 | 1: 3.8896; 1.1: 17.4649; 1.2: 0.023421; 1.3: 231.66; 1.4: 0.72029; 1.5: 17.4649; 1.6: 231.66; 1.7: 138.996; 1.8: 8.4594; 1.9: 1158.3; 2: 36.8885; 2.1: 94.2002; 2.2: 949.5089; 2.3: 39.1597; 2.4: -932.044; 2.5: -38.4394
| 2 | 42.95 | 1: 3.9261; 1.1: 17.6497; 1.2: 0.023669; 1.3: 231.93; 1.4: 0.72706; 1.5: 17.6497; 1.6: 231.93; 1.7: 139.158; 1.8: 8.4594; 1.9: 1159.65; 2: 36.9315; 2.1: 94.2029; 2.2: 951.6959; 2.3: 39.2042; 2.4: -934.0463; 2.5: -38.4772
| 2 | 43 | 1: 3.9629; 1.1: 17.8356; 1.2: 0.023918; 1.3: 232.2; 1.4: 0.73387; 1.5: 17.8356; 1.6: 232.2; 1.7: 139.32; 1.8: 8.4594; 1.9: 1161; 2: 36.9745; 2.1: 94.2056; 2.2: 953.8855; 2.3: 39.2487; 2.4: -936.0499; 2.5: -38.5149
| 2 | 43.05 | 1: 3.9998; 1.1: 18.0228; 1.2: 0.024169; 1.3: 232.47; 1.4: 0.74071; 1.5: 18.0228; 1.6: 232.47; 1.7: 139.482; 1.8: 8.4594; 1.9: 1162.35; 2: 37.0175; 2.1: 94.2084; 2.2: 956.0777; 2.3: 39.2932; 2.4: -938.0549; 2.5: -38.5525
| 2 | 43.1 | 1: 4.0369; 1.1: 18.211; 1.2: 0.024421; 1.3: 232.74; 1.4: 0.74758; 1.5: 18.211; 1.6: 232.74; 1.7: 139.644; 1.8: 8.4594; 1.9: 1163.7; 2: 37.0605; 2.1: 94.2111; 2.2: 958.2724; 2.3: 39.3378; 2.4: -940.0613; 2.5: -38.5902
| 2 | 43.15 | 1: 4.0742; 1.1: 18.4005; 1.2: 0.024675; 1.3: 233.01; 1.4: 0.75448; 1.5: 18.4005; 1.6: 233.01; 1.7: 139.806; 1.8: 8.4594; 1.9: 1165.05; 2: 37.1035; 2.1: 94.2137; 2.2: 960.4696; 2.3: 39.3823; 2.4: -942.0691; 2.5: -38.6278
| 2 | 43.2 | 1: 4.1116; 1.1: 18.5911; 1.2: 0.024931; 1.3: 233.28; 1.4: 0.76141; 1.5: 18.5911; 1.6: 233.28; 1.7: 139.968; 1.8: 8.4594; 1.9: 1166.4; 2: 37.1465; 2.1: 94.2164; 2.2: 962.6694; 2.3: 39.4268; 2.4: -944.0783; 2.5: -38.6654
| 2 | 43.25 | 1: 4.1492; 1.1: 18.7829; 1.2: 0.025188; 1.3: 233.55; 1.4: 0.76838; 1.5: 18.7829; 1.6: 233.55; 1.7: 140.13; 1.8: 8.4594; 1.9: 1167.75; 2: 37.1895; 2.1: 94.2191; 2.2: 964.8717; 2.3: 39.4713; 2.4: -946.0888; 2.5: -38.7029
| 2 | 43.3 | 1: 4.187; 1.1: 18.9759; 1.2: 0.025447; 1.3: 233.82; 1.4: 0.77538; 1.5: 18.9759; 1.6: 233.82; 1.7: 140.292; 1.8: 8.4594; 1.9: 1169.1; 2: 37.2325; 2.1: 94.2218; 2.2: 967.0766; 2.3: 39.5158; 2.4: -948.1008; 2.5: -38.7404
| 2 | 43.35 | 1: 4.225; 1.1: 19.17; 1.2: 0.025707; 1.3: 234.09; 1.4: 0.7824; 1.5: 19.17; 1.6: 234.09; 1.7: 140.454; 1.8: 8.4594; 1.9: 1170.45; 2: 37.2755; 2.1: 94.2244; 2.2: 969.2841; 2.3: 39.5603; 2.4: -950.1141; 2.5: -38.7779
| 2 | 43.4 | 1: 4.2631; 1.1: 19.3654; 1.2: 0.025969; 1.3: 234.36; 1.4: 0.78947; 1.5: 19.3654; 1.6: 234.36; 1.7: 140.616; 1.8: 8.4594; 1.9: 1171.8; 2: 37.3185; 2.1: 94.227; 2.2: 971.4941; 2.3: 39.6048; 2.4: -952.1287; 2.5: -38.8154
| 2 | 43.45 | 1: 4.3014; 1.1: 19.5619; 1.2: 0.026233; 1.3: 234.63; 1.4: 0.79656; 1.5: 19.5619; 1.6: 234.63; 1.7: 140.778; 1.8: 8.4594; 1.9: 1173.15; 2: 37.3615; 2.1: 94.2297; 2.2: 973.7066; 2.3: 39.6494; 2.4: -954.1447; 2.5: -38.8528
| 2 | 43.5 | 1: 4.3399; 1.1: 19.7596; 1.2: 0.026498; 1.3: 234.9; 1.4: 0.80369; 1.5: 19.7596; 1.6: 234.9; 1.7: 140.94; 1.8: 8.4594; 1.9: 1174.5; 2: 37.4045; 2.1: 94.2323; 2.2: 975.9217; 2.3: 39.6939; 2.4: -956.1621; 2.5: -38.8902
| 2 | 43.55 | 1: 4.3786; 1.1: 19.9585; 1.2: 0.026765; 1.3: 235.17; 1.4: 0.81084; 1.5: 19.9585; 1.6: 235.17; 1.7: 141.102; 1.8: 8.4594; 1.9: 1175.85; 2: 37.4475; 2.1: 94.2349; 2.2: 978.1393; 2.3: 39.7384; 2.4: -958.1809; 2.5: -38.9276
| 2 | 43.6 | 1: 4.4174; 1.1: 20.1585; 1.2: 0.027033; 1.3: 235.44; 1.4: 0.81803; 1.5: 20.1585; 1.6: 235.44; 1.7: 141.264; 1.8: 8.4594; 1.9: 1177.2; 2: 37.4904; 2.1: 94.2375; 2.2: 980.3595; 2.3: 39.7829; 2.4: -960.201; 2.5: -38.9649
| 2 | 43.65 | 1: 4.4564; 1.1: 20.3598; 1.2: 0.027303; 1.3: 235.71; 1.4: 0.82525; 1.5: 20.3598; 1.6: 235.71; 1.7: 141.426; 1.8: 8.4594; 1.9: 1178.55; 2: 37.5334; 2.1: 94.2401; 2.2: 982.5823; 2.3: 39.8275; 2.4: -962.2225; 2.5: -39.0022
| 2 | 43.7 | 1: 4.4955; 1.1: 20.5623; 1.2: 0.027574; 1.3: 235.98; 1.4: 0.83251; 1.5: 20.5623; 1.6: 235.98; 1.7: 141.588; 1.8: 8.4594; 1.9: 1179.9; 2: 37.5764; 2.1: 94.2427; 2.2: 984.8075; 2.3: 39.872; 2.4: -964.2453; 2.5: -39.0395
| 2 | 43.75 | 1: 4.5349; 1.1: 20.7659; 1.2: 0.027848; 1.3: 236.25; 1.4: 0.83979; 1.5: 20.7659; 1.6: 236.25; 1.7: 141.75; 1.8: 8.4594; 1.9: 1181.25; 2: 37.6194; 2.1: 94.2453; 2.2: 987.0354; 2.3: 39.9165; 2.4: -966.2694; 2.5: -39.0767
| 2 | 43.8 | 1: 4.5744; 1.1: 20.9708; 1.2: 0.028122; 1.3: 236.52; 1.4: 0.84711; 1.5: 20.9708; 1.6: 236.52; 1.7: 141.912; 1.8: 8.4594; 1.9: 1182.6; 2: 37.6624; 2.1: 94.2479; 2.2: 989.2657; 2.3: 39.961; 2.4: -968.2949; 2.5: -39.1139
| 2 | 43.85 | 1: 4.6141; 1.1: 21.1769; 1.2: 0.028399; 1.3: 236.79; 1.4: 0.85446; 1.5: 21.1769; 1.6: 236.79; 1.7: 142.074; 1.8: 8.4594; 1.9: 1183.95; 2: 37.7054; 2.1: 94.2504; 2.2: 991.4987; 2.3: 40.0056; 2.4: -970.3218; 2.5: -39.1511
| 2 | 43.9 | 1: 4.6539; 1.1: 21.3842; 1.2: 0.028677; 1.3: 237.06; 1.4: 0.86184; 1.5: 21.3842; 1.6: 237.06; 1.7: 142.236; 1.8: 8.4594; 1.9: 1185.3; 2: 37.7484; 2.1: 94.253; 2.2: 993.7341; 2.3: 40.0501; 2.4: -972.35; 2.5: -39.1883
| 2 | 43.95 | 1: 4.694; 1.1: 21.5926; 1.2: 0.028956; 1.3: 237.33; 1.4: 0.86925; 1.5: 21.5926; 1.6: 237.33; 1.7: 142.398; 1.8: 8.4594; 1.9: 1186.65; 2: 37.7914; 2.1: 94.2555; 2.2: 995.9722; 2.3: 40.0946; 2.4: -974.3795; 2.5: -39.2254
| 2 | 44 | 1: 4.7342; 1.1: 21.8023; 1.2: 0.029237; 1.3: 237.6; 1.4: 0.87669; 1.5: 21.8023; 1.6: 237.6; 1.7: 142.56; 1.8: 8.4594; 1.9: 1188; 2: 37.8344; 2.1: 94.2581; 2.2: 998.2127; 2.3: 40.1392; 2.4: -976.4104; 2.5: -39.2625
| 2 | 44.05 | 1: 4.7745; 1.1: 22.0133; 1.2: 0.02952; 1.3: 237.87; 1.4: 0.88417; 1.5: 22.0133; 1.6: 237.87; 1.7: 142.722; 1.8: 8.4594; 1.9: 1189.35; 2: 37.8774; 2.1: 94.2606; 2.2: 1000.4558; 2.3: 40.1837; 2.4: -978.4426; 2.5: -39.2995
| 2 | 44.1 | 1: 4.8151; 1.1: 22.2254; 1.2: 0.029805; 1.3: 238.14; 1.4: 0.89168; 1.5: 22.2254; 1.6: 238.14; 1.7: 142.884; 1.8: 8.4594; 1.9: 1190.7; 2: 37.9204; 2.1: 94.2631; 2.2: 1002.7015; 2.3: 40.2282; 2.4: -980.4761; 2.5: -39.3365
| 2 | 44.15 | 1: 4.8558; 1.1: 22.4388; 1.2: 0.030091; 1.3: 238.41; 1.4: 0.89922; 1.5: 22.4388; 1.6: 238.41; 1.7: 143.046; 1.8: 8.4594; 1.9: 1192.05; 2: 37.9634; 2.1: 94.2656; 2.2: 1004.9497; 2.3: 40.2728; 2.4: -982.5109; 2.5: -39.3735
| 2 | 44.2 | 1: 4.8967; 1.1: 22.6533; 1.2: 0.030379; 1.3: 238.68; 1.4: 0.90679; 1.5: 22.6533; 1.6: 238.68; 1.7: 143.208; 1.8: 8.4594; 1.9: 1193.4; 2: 38.0064; 2.1: 94.2681; 2.2: 1007.2004; 2.3: 40.3173; 2.4: -984.5471; 2.5: -39.4105
| 2 | 44.25 | 1: 4.9377; 1.1: 22.8692; 1.2: 0.030668; 1.3: 238.95; 1.4: 0.9144; 1.5: 22.8692; 1.6: 238.95; 1.7: 143.37; 1.8: 8.4594; 1.9: 1194.75; 2: 38.0494; 2.1: 94.2706; 2.2: 1009.4537; 2.3: 40.3618; 2.4: -986.5846; 2.5: -39.4474
| 2 | 44.3 | 1: 4.979; 1.1: 23.0862; 1.2: 0.030959; 1.3: 239.22; 1.4: 0.92203; 1.5: 23.0862; 1.6: 239.22; 1.7: 143.532; 1.8: 8.4594; 1.9: 1196.1; 2: 38.0924; 2.1: 94.2731; 2.2: 1011.7096; 2.3: 40.4064; 2.4: -988.6234; 2.5: -39.4844
| 2 | 44.35 | 1: 5.0204; 1.1: 23.3045; 1.2: 0.031252; 1.3: 239.49; 1.4: 0.9297; 1.5: 23.3045; 1.6: 239.49; 1.7: 143.694; 1.8: 8.4594; 1.9: 1197.45; 2: 38.1354; 2.1: 94.2756; 2.2: 1013.968; 2.3: 40.4509; 2.4: -990.6635; 2.5: -39.5212
| 2 | 44.4 | 1: 5.062; 1.1: 23.524; 1.2: 0.031546; 1.3: 239.76; 1.4: 0.9374; 1.5: 23.524; 1.6: 239.76; 1.7: 143.856; 1.8: 8.4594; 1.9: 1198.8; 2: 38.1783; 2.1: 94.2781; 2.2: 1016.2289; 2.3: 40.4955; 2.4: -992.7049; 2.5: -39.5581
| 2 | 44.45 | 1: 5.1037; 1.1: 23.7447; 1.2: 0.031842; 1.3: 240.03; 1.4: 0.94513; 1.5: 23.7447; 1.6: 240.03; 1.7: 144.018; 1.8: 8.4594; 1.9: 1200.15; 2: 38.2213; 2.1: 94.2805; 2.2: 1018.4924; 2.3: 40.54; 2.4: -994.7477; 2.5: -39.5949
| 2 | 44.5 | 1: 5.1456; 1.1: 23.9667; 1.2: 0.03214; 1.3: 240.3; 1.4: 0.9529; 1.5: 23.9667; 1.6: 240.3; 1.7: 144.18; 1.8: 8.4594; 1.9: 1201.5; 2: 38.2643; 2.1: 94.283; 2.2: 1020.7584; 2.3: 40.5846; 2.4: -996.7917; 2.5: -39.6317
| 2 | 44.55 | 1: 5.1877; 1.1: 24.1899; 1.2: 0.032439; 1.3: 240.57; 1.4: 0.96069; 1.5: 24.1899; 1.6: 240.57; 1.7: 144.342; 1.8: 8.4594; 1.9: 1202.85; 2: 38.3073; 2.1: 94.2854; 2.2: 1023.027; 2.3: 40.6291; 2.4: -998.8371; 2.5: -39.6684
| 2 | 44.6 | 1: 5.23; 1.1: 24.4144; 1.2: 0.03274; 1.3: 240.84; 1.4: 0.96852; 1.5: 24.4144; 1.6: 240.84; 1.7: 144.504; 1.8: 8.4594; 1.9: 1204.2; 2: 38.3503; 2.1: 94.2879; 2.2: 1025.2981; 2.3: 40.6736; 2.4: -1000.8837; 2.5: -39.7051
| 2 | 44.65 | 1: 5.2724; 1.1: 24.6401; 1.2: 0.033043; 1.3: 241.11; 1.4: 0.97638; 1.5: 24.6401; 1.6: 241.11; 1.7: 144.666; 1.8: 8.4594; 1.9: 1205.55; 2: 38.3933; 2.1: 94.2903; 2.2: 1027.5717; 2.3: 40.7182; 2.4: -1002.9317; 2.5: -39.7418
| 2 | 44.7 | 1: 5.3151; 1.1: 24.867; 1.2: 0.033347; 1.3: 241.38; 1.4: 0.98427; 1.5: 24.867; 1.6: 241.38; 1.7: 144.828; 1.8: 8.4594; 1.9: 1206.9; 2: 38.4363; 2.1: 94.2927; 2.2: 1029.8479; 2.3: 40.7627; 2.4: -1004.9809; 2.5: -39.7785
| 2 | 44.75 | 1: 5.3578; 1.1: 25.0953; 1.2: 0.033653; 1.3: 241.65; 1.4: 0.99219; 1.5: 25.0953; 1.6: 241.65; 1.7: 144.99; 1.8: 8.4594; 1.9: 1208.25; 2: 38.4793; 2.1: 94.2951; 2.2: 1032.1267; 2.3: 40.8073; 2.4: -1007.0314; 2.5: -39.8151
| 2 | 44.8 | 1: 5.4008; 1.1: 25.3247; 1.2: 0.033961; 1.3: 241.92; 1.4: 1.0001; 1.5: 25.3247; 1.6: 241.92; 1.7: 145.152; 1.8: 8.4594; 1.9: 1209.6; 2: 38.5223; 2.1: 94.2976; 2.2: 1034.408; 2.3: 40.8518; 2.4: -1009.0832; 2.5: -39.8517
| 2 | 44.85 | 1: 5.4439; 1.1: 25.5555; 1.2: 0.03427; 1.3: 242.19; 1.4: 1.0081; 1.5: 25.5555; 1.6: 242.19; 1.7: 145.314; 1.8: 8.4594; 1.9: 1210.95; 2: 38.5653; 2.1: 94.3; 2.2: 1036.6918; 2.3: 40.8964; 2.4: -1011.1363; 2.5: -39.8883
| 2 | 44.9 | 1: 5.4872; 1.1: 25.7875; 1.2: 0.034582; 1.3: 242.46; 1.4: 1.0162; 1.5: 25.7875; 1.6: 242.46; 1.7: 145.476; 1.8: 8.4594; 1.9: 1212.3; 2: 38.6083; 2.1: 94.3023; 2.2: 1038.9782; 2.3: 40.941; 2.4: -1013.1907; 2.5: -39.9248
| 2 | 44.95 | 1: 5.5307; 1.1: 26.0207; 1.2: 0.034894; 1.3: 242.73; 1.4: 1.0242; 1.5: 26.0207; 1.6: 242.73; 1.7: 145.638; 1.8: 8.4594; 1.9: 1213.65; 2: 38.6513; 2.1: 94.3047; 2.2: 1041.2671; 2.3: 40.9855; 2.4: -1015.2464; 2.5: -39.9613
| 2 | 45 | 1: 5.5744; 1.1: 26.2553; 1.2: 0.035209; 1.3: 243; 1.4: 1.0323; 1.5: 26.2553; 1.6: 243; 1.7: 145.8; 1.8: 8.4594; 1.9: 1215; 2: 38.6943; 2.1: 94.3071; 2.2: 1043.5586; 2.3: 41.0301; 2.4: -1017.3033; 2.5: -39.9978
| 2 | 45.05 | 1: 5.6182; 1.1: 26.491; 1.2: 0.035525; 1.3: 243.27; 1.4: 1.0404; 1.5: 26.491; 1.6: 243.27; 1.7: 145.962; 1.8: 8.4594; 1.9: 1216.35; 2: 38.7373; 2.1: 94.3095; 2.2: 1045.8526; 2.3: 41.0746; 2.4: -1019.3616; 2.5: -40.0342
| 2 | 45.1 | 1: 5.6622; 1.1: 26.7281; 1.2: 0.035843; 1.3: 243.54; 1.4: 1.0486; 1.5: 26.7281; 1.6: 243.54; 1.7: 146.124; 1.8: 8.4594; 1.9: 1217.7; 2: 38.7803; 2.1: 94.3118; 2.2: 1048.1492; 2.3: 41.1192; 2.4: -1021.421; 2.5: -40.0706
| 2 | 45.15 | 1: 5.7063; 1.1: 26.9665; 1.2: 0.036163; 1.3: 243.81; 1.4: 1.0567; 1.5: 26.9665; 1.6: 243.81; 1.7: 146.286; 1.8: 8.4594; 1.9: 1219.05; 2: 38.8232; 2.1: 94.3142; 2.2: 1050.4483; 2.3: 41.1637; 2.4: -1023.4818; 2.5: -40.107
| 2 | 45.2 | 1: 5.7507; 1.1: 27.2061; 1.2: 0.036484; 1.3: 244.08; 1.4: 1.0649; 1.5: 27.2061; 1.6: 244.08; 1.7: 146.448; 1.8: 8.4594; 1.9: 1220.4; 2: 38.8662; 2.1: 94.3166; 2.2: 1052.7499; 2.3: 41.2083; 2.4: -1025.5438; 2.5: -40.1434
| 2 | 45.25 | 1: 5.7952; 1.1: 27.447; 1.2: 0.036807; 1.3: 244.35; 1.4: 1.0732; 1.5: 27.447; 1.6: 244.35; 1.7: 146.61; 1.8: 8.4594; 1.9: 1221.75; 2: 38.9092; 2.1: 94.3189; 2.2: 1055.0541; 2.3: 41.2529; 2.4: -1027.6071; 2.5: -40.1797
| 2 | 45.3 | 1: 5.8399; 1.1: 27.6892; 1.2: 0.037132; 1.3: 244.62; 1.4: 1.0815; 1.5: 27.6892; 1.6: 244.62; 1.7: 146.772; 1.8: 8.4594; 1.9: 1223.1; 2: 38.9522; 2.1: 94.3212; 2.2: 1057.3608; 2.3: 41.2974; 2.4: -1029.6716; 2.5: -40.216
| 2 | 45.35 | 1: 5.8847; 1.1: 27.9326; 1.2: 0.037458; 1.3: 244.89; 1.4: 1.0898; 1.5: 27.9326; 1.6: 244.89; 1.7: 146.934; 1.8: 8.4594; 1.9: 1224.45; 2: 38.9952; 2.1: 94.3236; 2.2: 1059.6701; 2.3: 41.342; 2.4: -1031.7374; 2.5: -40.2522
| 2 | 45.4 | 1: 5.9298; 1.1: 28.1774; 1.2: 0.037787; 1.3: 245.16; 1.4: 1.0981; 1.5: 28.1774; 1.6: 245.16; 1.7: 147.096; 1.8: 8.4594; 1.9: 1225.8; 2: 39.0382; 2.1: 94.3259; 2.2: 1061.9819; 2.3: 41.3865; 2.4: -1033.8045; 2.5: -40.2884
| 2 | 45.45 | 1: 5.975; 1.1: 28.4234; 1.2: 0.038116; 1.3: 245.43; 1.4: 1.1065; 1.5: 28.4234; 1.6: 245.43; 1.7: 147.258; 1.8: 8.4594; 1.9: 1227.15; 2: 39.0812; 2.1: 94.3282; 2.2: 1064.2962; 2.3: 41.4311; 2.4: -1035.8728; 2.5: -40.3246
| 2 | 45.5 | 1: 6.0203; 1.1: 28.6708; 1.2: 0.038448; 1.3: 245.7; 1.4: 1.1149; 1.5: 28.6708; 1.6: 245.7; 1.7: 147.42; 1.8: 8.4594; 1.9: 1228.5; 2: 39.1242; 2.1: 94.3305; 2.2: 1066.6131; 2.3: 41.4757; 2.4: -1037.9424; 2.5: -40.3608
| 2 | 45.55 | 1: 6.0659; 1.1: 28.9194; 1.2: 0.038782; 1.3: 245.97; 1.4: 1.1233; 1.5: 28.9194; 1.6: 245.97; 1.7: 147.582; 1.8: 8.4594; 1.9: 1229.85; 2: 39.1672; 2.1: 94.3328; 2.2: 1068.9326; 2.3: 41.5202; 2.4: -1040.0131; 2.5: -40.3969
| 2 | 45.6 | 1: 6.1116; 1.1: 29.1694; 1.2: 0.039117; 1.3: 246.24; 1.4: 1.1318; 1.5: 29.1694; 1.6: 246.24; 1.7: 147.744; 1.8: 8.4594; 1.9: 1231.2; 2: 39.2102; 2.1: 94.3351; 2.2: 1071.2546; 2.3: 41.5648; 2.4: -1042.0852; 2.5: -40.433
| 2 | 45.65 | 1: 6.1575; 1.1: 29.4206; 1.2: 0.039454; 1.3: 246.51; 1.4: 1.1403; 1.5: 29.4206; 1.6: 246.51; 1.7: 147.906; 1.8: 8.4594; 1.9: 1232.55; 2: 39.2532; 2.1: 94.3374; 2.2: 1073.5791; 2.3: 41.6094; 2.4: -1044.1585; 2.5: -40.4691
| 2 | 45.7 | 1: 6.2035; 1.1: 29.6732; 1.2: 0.039792; 1.3: 246.78; 1.4: 1.1488; 1.5: 29.6732; 1.6: 246.78; 1.7: 148.068; 1.8: 8.4594; 1.9: 1233.9; 2: 39.2962; 2.1: 94.3397; 2.2: 1075.9061; 2.3: 41.6539; 2.4: -1046.233; 2.5: -40.5051
| 2 | 45.75 | 1: 6.2498; 1.1: 29.927; 1.2: 0.040133; 1.3: 247.05; 1.4: 1.1574; 1.5: 29.927; 1.6: 247.05; 1.7: 148.23; 1.8: 8.4594; 1.9: 1235.25; 2: 39.3392; 2.1: 94.3419; 2.2: 1078.2357; 2.3: 41.6985; 2.4: -1048.3087; 2.5: -40.5411
| 2 | 45.8 | 1: 6.2962; 1.1: 30.1822; 1.2: 0.040475; 1.3: 247.32; 1.4: 1.166; 1.5: 30.1822; 1.6: 247.32; 1.7: 148.392; 1.8: 8.4594; 1.9: 1236.6; 2: 39.3822; 2.1: 94.3442; 2.2: 1080.5679; 2.3: 41.7431; 2.4: -1050.3857; 2.5: -40.5771
| 2 | 45.85 | 1: 6.3428; 1.1: 30.4387; 1.2: 0.040819; 1.3: 247.59; 1.4: 1.1746; 1.5: 30.4387; 1.6: 247.59; 1.7: 148.554; 1.8: 8.4594; 1.9: 1237.95; 2: 39.4252; 2.1: 94.3465; 2.2: 1082.9026; 2.3: 41.7876; 2.4: -1052.4639; 2.5: -40.6131
| 2 | 45.9 | 1: 6.3895; 1.1: 30.6964; 1.2: 0.041165; 1.3: 247.86; 1.4: 1.1832; 1.5: 30.6964; 1.6: 247.86; 1.7: 148.716; 1.8: 8.4594; 1.9: 1239.3; 2: 39.4682; 2.1: 94.3487; 2.2: 1085.2398; 2.3: 41.8322; 2.4: -1054.5433; 2.5: -40.649
| 2 | 45.95 | 1: 6.4364; 1.1: 30.9556; 1.2: 0.041512; 1.3: 248.13; 1.4: 1.1919; 1.5: 30.9556; 1.6: 248.13; 1.7: 148.878; 1.8: 8.4594; 1.9: 1240.65; 2: 39.5111; 2.1: 94.3509; 2.2: 1087.5796; 2.3: 41.8768; 2.4: -1056.624; 2.5: -40.6849
| 2 | 46 | 1: 6.4835; 1.1: 31.216; 1.2: 0.041861; 1.3: 248.4; 1.4: 1.2007; 1.5: 31.216; 1.6: 248.4; 1.7: 149.04; 1.8: 8.4594; 1.9: 1242; 2: 39.5541; 2.1: 94.3532; 2.2: 1089.9219; 2.3: 41.9214; 2.4: -1058.7059; 2.5: -40.7207
| 2 | 46.05 | 1: 6.5308; 1.1: 31.4777; 1.2: 0.042212; 1.3: 248.67; 1.4: 1.2094; 1.5: 31.4777; 1.6: 248.67; 1.7: 149.202; 1.8: 8.4594; 1.9: 1243.35; 2: 39.5971; 2.1: 94.3554; 2.2: 1092.2667; 2.3: 41.9659; 2.4: -1060.789; 2.5: -40.7565
| 2 | 46.1 | 1: 6.5782; 1.1: 31.7408; 1.2: 0.042565; 1.3: 248.94; 1.4: 1.2182; 1.5: 31.7408; 1.6: 248.94; 1.7: 149.364; 1.8: 8.4594; 1.9: 1244.7; 2: 39.6401; 2.1: 94.3576; 2.2: 1094.6141; 2.3: 42.0105; 2.4: -1062.8733; 2.5: -40.7923
| 2 | 46.15 | 1: 6.6258; 1.1: 32.0052; 1.2: 0.04292; 1.3: 249.21; 1.4: 1.227; 1.5: 32.0052; 1.6: 249.21; 1.7: 149.526; 1.8: 8.4594; 1.9: 1246.05; 2: 39.6831; 2.1: 94.3599; 2.2: 1096.964; 2.3: 42.0551; 2.4: -1064.9588; 2.5: -40.8281
| 2 | 46.2 | 1: 6.6736; 1.1: 32.271; 1.2: 0.043276; 1.3: 249.48; 1.4: 1.2359; 1.5: 32.271; 1.6: 249.48; 1.7: 149.688; 1.8: 8.4594; 1.9: 1247.4; 2: 39.7261; 2.1: 94.3621; 2.2: 1099.3165; 2.3: 42.0997; 2.4: -1067.0455; 2.5: -40.8638
| 2 | 46.25 | 1: 6.7216; 1.1: 32.5381; 1.2: 0.043634; 1.3: 249.75; 1.4: 1.2447; 1.5: 32.5381; 1.6: 249.75; 1.7: 149.85; 1.8: 8.4594; 1.9: 1248.75; 2: 39.7691; 2.1: 94.3643; 2.2: 1101.6715; 2.3: 42.1442; 2.4: -1069.1334; 2.5: -40.8995
| 2 | 46.3 | 1: 6.7697; 1.1: 32.8065; 1.2: 0.043994; 1.3: 250.02; 1.4: 1.2537; 1.5: 32.8065; 1.6: 250.02; 1.7: 150.012; 1.8: 8.4594; 1.9: 1250.1; 2: 39.8121; 2.1: 94.3665; 2.2: 1104.029; 2.3: 42.1888; 2.4: -1071.2226; 2.5: -40.9352
| 2 | 46.35 | 1: 6.818; 1.1: 33.0762; 1.2: 0.044356; 1.3: 250.29; 1.4: 1.2626; 1.5: 33.0762; 1.6: 250.29; 1.7: 150.174; 1.8: 8.4594; 1.9: 1251.45; 2: 39.8551; 2.1: 94.3687; 2.2: 1106.3891; 2.3: 42.2334; 2.4: -1073.3129; 2.5: -40.9708
| 2 | 46.4 | 1: 6.8665; 1.1: 33.3473; 1.2: 0.044719; 1.3: 250.56; 1.4: 1.2716; 1.5: 33.3473; 1.6: 250.56; 1.7: 150.336; 1.8: 8.4594; 1.9: 1252.8; 2: 39.8981; 2.1: 94.3709; 2.2: 1108.7517; 2.3: 42.278; 2.4: -1075.4044; 2.5: -41.0064
| 2 | 46.45 | 1: 6.9151; 1.1: 33.6198; 1.2: 0.045085; 1.3: 250.83; 1.4: 1.2806; 1.5: 33.6198; 1.6: 250.83; 1.7: 150.498; 1.8: 8.4594; 1.9: 1254.15; 2: 39.9411; 2.1: 94.373; 2.2: 1111.1169; 2.3: 42.3226; 2.4: -1077.4971; 2.5: -41.042
| 2 | 46.5 | 1: 6.964; 1.1: 33.8936; 1.2: 0.045452; 1.3: 251.1; 1.4: 1.2896; 1.5: 33.8936; 1.6: 251.1; 1.7: 150.66; 1.8: 8.4594; 1.9: 1255.5; 2: 39.9841; 2.1: 94.3752; 2.2: 1113.4846; 2.3: 42.3671; 2.4: -1079.591; 2.5: -41.0775
| 2 | 46.55 | 1: 7.0129; 1.1: 34.1687; 1.2: 0.045821; 1.3: 251.37; 1.4: 1.2987; 1.5: 34.1687; 1.6: 251.37; 1.7: 150.822; 1.8: 8.4594; 1.9: 1256.85; 2: 40.0271; 2.1: 94.3774; 2.2: 1115.8548; 2.3: 42.4117; 2.4: -1081.6861; 2.5: -41.113
| 2 | 46.6 | 1: 7.0621; 1.1: 34.4452; 1.2: 0.046192; 1.3: 251.64; 1.4: 1.3078; 1.5: 34.4452; 1.6: 251.64; 1.7: 150.984; 1.8: 8.4594; 1.9: 1258.2; 2: 40.0701; 2.1: 94.3795; 2.2: 1118.2276; 2.3: 42.4563; 2.4: -1083.7824; 2.5: -41.1485
| 2 | 46.65 | 1: 7.1114; 1.1: 34.723; 1.2: 0.046564; 1.3: 251.91; 1.4: 1.3169; 1.5: 34.723; 1.6: 251.91; 1.7: 151.146; 1.8: 8.4594; 1.9: 1259.55; 2: 40.1131; 2.1: 94.3817; 2.2: 1120.6029; 2.3: 42.5009; 2.4: -1085.8799; 2.5: -41.1839
| 2 | 46.7 | 1: 7.161; 1.1: 35.0022; 1.2: 0.046939; 1.3: 252.18; 1.4: 1.3261; 1.5: 35.0022; 1.6: 252.18; 1.7: 151.308; 1.8: 8.4594; 1.9: 1260.9; 2: 40.1561; 2.1: 94.3839; 2.2: 1122.9808; 2.3: 42.5455; 2.4: -1087.9785; 2.5: -41.2194
| 2 | 46.75 | 1: 7.2106; 1.1: 35.2828; 1.2: 0.047315; 1.3: 252.45; 1.4: 1.3353; 1.5: 35.2828; 1.6: 252.45; 1.7: 151.47; 1.8: 8.4594; 1.9: 1262.25; 2: 40.199; 2.1: 94.386; 2.2: 1125.3611; 2.3: 42.59; 2.4: -1090.0783; 2.5: -41.2547
| 2 | 46.8 | 1: 7.2605; 1.1: 35.5648; 1.2: 0.047693; 1.3: 252.72; 1.4: 1.3445; 1.5: 35.5648; 1.6: 252.72; 1.7: 151.632; 1.8: 8.4594; 1.9: 1263.6; 2: 40.242; 2.1: 94.3881; 2.2: 1127.7441; 2.3: 42.6346; 2.4: -1092.1793; 2.5: -41.2901
| 2 | 46.85 | 1: 7.3105; 1.1: 35.8481; 1.2: 0.048073; 1.3: 252.99; 1.4: 1.3538; 1.5: 35.8481; 1.6: 252.99; 1.7: 151.794; 1.8: 8.4594; 1.9: 1264.95; 2: 40.285; 2.1: 94.3903; 2.2: 1130.1295; 2.3: 42.6792; 2.4: -1094.2815; 2.5: -41.3254
| 2 | 46.9 | 1: 7.3607; 1.1: 36.1327; 1.2: 0.048455; 1.3: 253.26; 1.4: 1.3631; 1.5: 36.1327; 1.6: 253.26; 1.7: 151.956; 1.8: 8.4594; 1.9: 1266.3; 2: 40.328; 2.1: 94.3924; 2.2: 1132.5175; 2.3: 42.7238; 2.4: -1096.3848; 2.5: -41.3607
| 2 | 46.95 | 1: 7.4111; 1.1: 36.4188; 1.2: 0.048838; 1.3: 253.53; 1.4: 1.3724; 1.5: 36.4188; 1.6: 253.53; 1.7: 152.118; 1.8: 8.4594; 1.9: 1267.65; 2: 40.371; 2.1: 94.3945; 2.2: 1134.9081; 2.3: 42.7684; 2.4: -1098.4893; 2.5: -41.396
| 2 | 47 | 1: 7.4616; 1.1: 36.7062; 1.2: 0.049224; 1.3: 253.8; 1.4: 1.3818; 1.5: 36.7062; 1.6: 253.8; 1.7: 152.28; 1.8: 8.4594; 1.9: 1269; 2: 40.414; 2.1: 94.3966; 2.2: 1137.3011; 2.3: 42.813; 2.4: -1100.5949; 2.5: -41.4312
| 2 | 47.05 | 1: 7.5123; 1.1: 36.995; 1.2: 0.049611; 1.3: 254.07; 1.4: 1.3912; 1.5: 36.995; 1.6: 254.07; 1.7: 152.442; 1.8: 8.4594; 1.9: 1270.35; 2: 40.457; 2.1: 94.3987; 2.2: 1139.6967; 2.3: 42.8576; 2.4: -1102.7018; 2.5: -41.4664
| 2 | 47.1 | 1: 7.5632; 1.1: 37.2852; 1.2: 0.05; 1.3: 254.34; 1.4: 1.4006; 1.5: 37.2852; 1.6: 254.34; 1.7: 152.604; 1.8: 8.4594; 1.9: 1271.7; 2: 40.5; 2.1: 94.4008; 2.2: 1142.0949; 2.3: 42.9022; 2.4: -1104.8097; 2.5: -41.5016
| 2 | 47.15 | 1: 7.6143; 1.1: 37.5767; 1.2: 0.050391; 1.3: 254.61; 1.4: 1.4101; 1.5: 37.5767; 1.6: 254.61; 1.7: 152.766; 1.8: 8.4594; 1.9: 1273.05; 2: 40.543; 2.1: 94.4029; 2.2: 1144.4956; 2.3: 42.9467; 2.4: -1106.9188; 2.5: -41.5367
| 2 | 47.2 | 1: 7.6655; 1.1: 37.8697; 1.2: 0.050784; 1.3: 254.88; 1.4: 1.4195; 1.5: 37.8697; 1.6: 254.88; 1.7: 152.928; 1.8: 8.4594; 1.9: 1274.4; 2: 40.586; 2.1: 94.405; 2.2: 1146.8988; 2.3: 42.9913; 2.4: -1109.0291; 2.5: -41.5718
| 2 | 47.25 | 1: 7.7169; 1.1: 38.164; 1.2: 0.051179; 1.3: 255.15; 1.4: 1.4291; 1.5: 38.164; 1.6: 255.15; 1.7: 153.09; 1.8: 8.4594; 1.9: 1275.75; 2: 40.629; 2.1: 94.4071; 2.2: 1149.3045; 2.3: 43.0359; 2.4: -1111.1405; 2.5: -41.6069
| 2 | 47.3 | 1: 7.7685; 1.1: 38.4597; 1.2: 0.051575; 1.3: 255.42; 1.4: 1.4386; 1.5: 38.4597; 1.6: 255.42; 1.7: 153.252; 1.8: 8.4594; 1.9: 1277.1; 2: 40.672; 2.1: 94.4092; 2.2: 1151.7128; 2.3: 43.0805; 2.4: -1113.2531; 2.5: -41.6419
| 2 | 47.35 | 1: 7.8202; 1.1: 38.7569; 1.2: 0.051974; 1.3: 255.69; 1.4: 1.4482; 1.5: 38.7569; 1.6: 255.69; 1.7: 153.414; 1.8: 8.4594; 1.9: 1278.45; 2: 40.715; 2.1: 94.4113; 2.2: 1154.1237; 2.3: 43.1251; 2.4: -1115.3668; 2.5: -41.6769
| 2 | 47.4 | 1: 7.8722; 1.1: 39.0554; 1.2: 0.052374; 1.3: 255.96; 1.4: 1.4578; 1.5: 39.0554; 1.6: 255.96; 1.7: 153.576; 1.8: 8.4594; 1.9: 1279.8; 2: 40.758; 2.1: 94.4134; 2.2: 1156.537; 2.3: 43.1697; 2.4: -1117.4816; 2.5: -41.7119
| 2 | 47.45 | 1: 7.9243; 1.1: 39.3553; 1.2: 0.052776; 1.3: 256.23; 1.4: 1.4675; 1.5: 39.3553; 1.6: 256.23; 1.7: 153.738; 1.8: 8.4594; 1.9: 1281.15; 2: 40.801; 2.1: 94.4154; 2.2: 1158.9529; 2.3: 43.2143; 2.4: -1119.5976; 2.5: -41.7468
| 2 | 47.5 | 1: 7.9765; 1.1: 39.6566; 1.2: 0.05318; 1.3: 256.5; 1.4: 1.4771; 1.5: 39.6566; 1.6: 256.5; 1.7: 153.9; 1.8: 8.4594; 1.9: 1282.5; 2: 40.8439; 2.1: 94.4175; 2.2: 1161.3713; 2.3: 43.2589; 2.4: -1121.7147; 2.5: -41.7818
| 2 | 47.55 | 1: 8.029; 1.1: 39.9593; 1.2: 0.053586; 1.3: 256.77; 1.4: 1.4868; 1.5: 39.9593; 1.6: 256.77; 1.7: 154.062; 1.8: 8.4594; 1.9: 1283.85; 2: 40.8869; 2.1: 94.4195; 2.2: 1163.7923; 2.3: 43.3035; 2.4: -1123.833; 2.5: -41.8166
| 2 | 47.6 | 1: 8.0816; 1.1: 40.2635; 1.2: 0.053994; 1.3: 257.04; 1.4: 1.4966; 1.5: 40.2635; 1.6: 257.04; 1.7: 154.224; 1.8: 8.4594; 1.9: 1285.2; 2: 40.9299; 2.1: 94.4216; 2.2: 1166.2158; 2.3: 43.3481; 2.4: -1125.9523; 2.5: -41.8515
| 2 | 47.65 | 1: 8.1344; 1.1: 40.569; 1.2: 0.054404; 1.3: 257.31; 1.4: 1.5064; 1.5: 40.569; 1.6: 257.31; 1.7: 154.386; 1.8: 8.4594; 1.9: 1286.55; 2: 40.9729; 2.1: 94.4236; 2.2: 1168.6418; 2.3: 43.3927; 2.4: -1128.0728; 2.5: -41.8863
| 2 | 47.7 | 1: 8.1873; 1.1: 40.876; 1.2: 0.054816; 1.3: 257.58; 1.4: 1.5162; 1.5: 40.876; 1.6: 257.58; 1.7: 154.548; 1.8: 8.4594; 1.9: 1287.9; 2: 41.0159; 2.1: 94.4257; 2.2: 1171.0704; 2.3: 43.4373; 2.4: -1130.1944; 2.5: -41.9211
| 2 | 47.75 | 1: 8.2404; 1.1: 41.1843; 1.2: 0.055229; 1.3: 257.85; 1.4: 1.526; 1.5: 41.1843; 1.6: 257.85; 1.7: 154.71; 1.8: 8.4594; 1.9: 1289.25; 2: 41.0589; 2.1: 94.4277; 2.2: 1173.5015; 2.3: 43.4819; 2.4: -1132.3172; 2.5: -41.9559
| 2 | 47.8 | 1: 8.2937; 1.1: 41.4941; 1.2: 0.055645; 1.3: 258.12; 1.4: 1.5359; 1.5: 41.4941; 1.6: 258.12; 1.7: 154.872; 1.8: 8.4594; 1.9: 1290.6; 2: 41.1019; 2.1: 94.4297; 2.2: 1175.9351; 2.3: 43.5265; 2.4: -1134.441; 2.5: -41.9906
| 2 | 47.85 | 1: 8.3472; 1.1: 41.8053; 1.2: 0.056062; 1.3: 258.39; 1.4: 1.5458; 1.5: 41.8053; 1.6: 258.39; 1.7: 155.034; 1.8: 8.4594; 1.9: 1291.95; 2: 41.1449; 2.1: 94.4317; 2.2: 1178.3713; 2.3: 43.5711; 2.4: -1136.566; 2.5: -42.0253
| 2 | 47.9 | 1: 8.4009; 1.1: 42.118; 1.2: 0.056481; 1.3: 258.66; 1.4: 1.5557; 1.5: 42.118; 1.6: 258.66; 1.7: 155.196; 1.8: 8.4594; 1.9: 1293.3; 2: 41.1879; 2.1: 94.4338; 2.2: 1180.81; 2.3: 43.6157; 2.4: -1138.692; 2.5: -42.0599
| 2 | 47.95 | 1: 8.4547; 1.1: 42.432; 1.2: 0.056902; 1.3: 258.93; 1.4: 1.5657; 1.5: 42.432; 1.6: 258.93; 1.7: 155.358; 1.8: 8.4594; 1.9: 1294.65; 2: 41.2309; 2.1: 94.4358; 2.2: 1183.2512; 2.3: 43.6602; 2.4: -1140.8192; 2.5: -42.0946
| 2 | 48 | 1: 8.5087; 1.1: 42.7475; 1.2: 0.057325; 1.3: 259.2; 1.4: 1.5757; 1.5: 42.7475; 1.6: 259.2; 1.7: 155.52; 1.8: 8.4594; 1.9: 1296; 2: 41.2739; 2.1: 94.4378; 2.2: 1185.695; 2.3: 43.7048; 2.4: -1142.9475; 2.5: -42.1292
| 2 | 48.05 | 1: 8.5628; 1.1: 43.0645; 1.2: 0.05775; 1.3: 259.47; 1.4: 1.5857; 1.5: 43.0645; 1.6: 259.47; 1.7: 155.682; 1.8: 8.4594; 1.9: 1297.35; 2: 41.3169; 2.1: 94.4398; 2.2: 1188.1413; 2.3: 43.7494; 2.4: -1145.0769; 2.5: -42.1637
| 2 | 48.1 | 1: 8.6172; 1.1: 43.3828; 1.2: 0.058177; 1.3: 259.74; 1.4: 1.5958; 1.5: 43.3828; 1.6: 259.74; 1.7: 155.844; 1.8: 8.4594; 1.9: 1298.7; 2: 41.3599; 2.1: 94.4418; 2.2: 1190.5901; 2.3: 43.794; 2.4: -1147.2073; 2.5: -42.1983
| 2 | 48.15 | 1: 8.6717; 1.1: 43.7026; 1.2: 0.058606; 1.3: 260.01; 1.4: 1.6059; 1.5: 43.7026; 1.6: 260.01; 1.7: 156.006; 1.8: 8.4594; 1.9: 1300.05; 2: 41.4029; 2.1: 94.4438; 2.2: 1193.0415; 2.3: 43.8386; 2.4: -1149.3389; 2.5: -42.2328
| 2 | 48.2 | 1: 8.7263; 1.1: 44.0238; 1.2: 0.059037; 1.3: 260.28; 1.4: 1.616; 1.5: 44.0238; 1.6: 260.28; 1.7: 156.168; 1.8: 8.4594; 1.9: 1301.4; 2: 41.4459; 2.1: 94.4458; 2.2: 1195.4954; 2.3: 43.8832; 2.4: -1151.4716; 2.5: -42.2673
| 2 | 48.25 | 1: 8.7812; 1.1: 44.3465; 1.2: 0.05947; 1.3: 260.55; 1.4: 1.6261; 1.5: 44.3465; 1.6: 260.55; 1.7: 156.33; 1.8: 8.4594; 1.9: 1302.75; 2: 41.4889; 2.1: 94.4477; 2.2: 1197.9518; 2.3: 43.9278; 2.4: -1153.6053; 2.5: -42.3017
| 2 | 48.3 | 1: 8.8362; 1.1: 44.6706; 1.2: 0.059904; 1.3: 260.82; 1.4: 1.6363; 1.5: 44.6706; 1.6: 260.82; 1.7: 156.492; 1.8: 8.4594; 1.9: 1304.1; 2: 41.5318; 2.1: 94.4497; 2.2: 1200.4108; 2.3: 43.9724; 2.4: -1155.7402; 2.5: -42.3361
| 2 | 48.35 | 1: 8.8914; 1.1: 44.9962; 1.2: 0.060341; 1.3: 261.09; 1.4: 1.6466; 1.5: 44.9962; 1.6: 261.09; 1.7: 156.654; 1.8: 8.4594; 1.9: 1305.45; 2: 41.5748; 2.1: 94.4517; 2.2: 1202.8723; 2.3: 44.017; 2.4: -1157.8761; 2.5: -42.3705
| 2 | 48.4 | 1: 8.9468; 1.1: 45.3232; 1.2: 0.060779; 1.3: 261.36; 1.4: 1.6568; 1.5: 45.3232; 1.6: 261.36; 1.7: 156.816; 1.8: 8.4594; 1.9: 1306.8; 2: 41.6178; 2.1: 94.4537; 2.2: 1205.3363; 2.3: 44.0616; 2.4: -1160.0131; 2.5: -42.4048
| 2 | 48.45 | 1: 9.0023; 1.1: 45.6517; 1.2: 0.06122; 1.3: 261.63; 1.4: 1.6671; 1.5: 45.6517; 1.6: 261.63; 1.7: 156.978; 1.8: 8.4594; 1.9: 1308.15; 2: 41.6608; 2.1: 94.4556; 2.2: 1207.8029; 2.3: 44.1062; 2.4: -1162.1512; 2.5: -42.4392
| 2 | 48.5 | 1: 9.058; 1.1: 45.9816; 1.2: 0.061662; 1.3: 261.9; 1.4: 1.6774; 1.5: 45.9816; 1.6: 261.9; 1.7: 157.14; 1.8: 8.4594; 1.9: 1309.5; 2: 41.7038; 2.1: 94.4576; 2.2: 1210.272; 2.3: 44.1509; 2.4: -1164.2903; 2.5: -42.4734
| 2 | 48.55 | 1: 9.1139; 1.1: 46.313; 1.2: 0.062107; 1.3: 262.17; 1.4: 1.6878; 1.5: 46.313; 1.6: 262.17; 1.7: 157.302; 1.8: 8.4594; 1.9: 1310.85; 2: 41.7468; 2.1: 94.4595; 2.2: 1212.7436; 2.3: 44.1955; 2.4: -1166.4306; 2.5: -42.5077
| 2 | 48.6 | 1: 9.17; 1.1: 46.6459; 1.2: 0.062553; 1.3: 262.44; 1.4: 1.6981; 1.5: 46.6459; 1.6: 262.44; 1.7: 157.464; 1.8: 8.4594; 1.9: 1312.2; 2: 41.7898; 2.1: 94.4615; 2.2: 1215.2177; 2.3: 44.2401; 2.4: -1168.5719; 2.5: -42.5419
| 2 | 48.65 | 1: 9.2262; 1.1: 46.9802; 1.2: 0.063001; 1.3: 262.71; 1.4: 1.7086; 1.5: 46.9802; 1.6: 262.71; 1.7: 157.626; 1.8: 8.4594; 1.9: 1313.55; 2: 41.8328; 2.1: 94.4634; 2.2: 1217.6944; 2.3: 44.2847; 2.4: -1170.7142; 2.5: -42.5761
| 2 | 48.7 | 1: 9.2826; 1.1: 47.316; 1.2: 0.063452; 1.3: 262.98; 1.4: 1.719; 1.5: 47.316; 1.6: 262.98; 1.7: 157.788; 1.8: 8.4594; 1.9: 1314.9; 2: 41.8758; 2.1: 94.4654; 2.2: 1220.1736; 2.3: 44.3293; 2.4: -1172.8577; 2.5: -42.6103
| 2 | 48.75 | 1: 9.3392; 1.1: 47.6532; 1.2: 0.063904; 1.3: 263.25; 1.4: 1.7295; 1.5: 47.6532; 1.6: 263.25; 1.7: 157.95; 1.8: 8.4594; 1.9: 1316.25; 2: 41.9188; 2.1: 94.4673; 2.2: 1222.6554; 2.3: 44.3739; 2.4: -1175.0021; 2.5: -42.6444
| 2 | 48.8 | 1: 9.3959; 1.1: 47.992; 1.2: 0.064358; 1.3: 263.52; 1.4: 1.74; 1.5: 47.992; 1.6: 263.52; 1.7: 158.112; 1.8: 8.4594; 1.9: 1317.6; 2: 41.9618; 2.1: 94.4692; 2.2: 1225.1397; 2.3: 44.4185; 2.4: -1177.1477; 2.5: -42.6785
| 2 | 48.85 | 1: 9.4529; 1.1: 48.3322; 1.2: 0.064814; 1.3: 263.79; 1.4: 1.7505; 1.5: 48.3322; 1.6: 263.79; 1.7: 158.274; 1.8: 8.4594; 1.9: 1318.95; 2: 42.0048; 2.1: 94.4711; 2.2: 1227.6265; 2.3: 44.4631; 2.4: -1179.2943; 2.5: -42.7125
| 2 | 48.9 | 1: 9.51; 1.1: 48.6738; 1.2: 0.065273; 1.3: 264.06; 1.4: 1.7611; 1.5: 48.6738; 1.6: 264.06; 1.7: 158.436; 1.8: 8.4594; 1.9: 1320.3; 2: 42.0478; 2.1: 94.4731; 2.2: 1230.1158; 2.3: 44.5077; 2.4: -1181.4419; 2.5: -42.7466
| 2 | 48.95 | 1: 9.5672; 1.1: 49.017; 1.2: 0.065733; 1.3: 264.33; 1.4: 1.7717; 1.5: 49.017; 1.6: 264.33; 1.7: 158.598; 1.8: 8.4594; 1.9: 1321.65; 2: 42.0908; 2.1: 94.475; 2.2: 1232.6077; 2.3: 44.5523; 2.4: -1183.5907; 2.5: -42.7806
| 2 | 49 | 1: 9.6247; 1.1: 49.3616; 1.2: 0.066195; 1.3: 264.6; 1.4: 1.7823; 1.5: 49.3616; 1.6: 264.6; 1.7: 158.76; 1.8: 8.4594; 1.9: 1323; 2: 42.1338; 2.1: 94.4769; 2.2: 1235.102; 2.3: 44.5969; 2.4: -1185.7404; 2.5: -42.8146
| 2 | 49.05 | 1: 9.6823; 1.1: 49.7078; 1.2: 0.066659; 1.3: 264.87; 1.4: 1.793; 1.5: 49.7078; 1.6: 264.87; 1.7: 158.922; 1.8: 8.4594; 1.9: 1324.35; 2: 42.1768; 2.1: 94.4788; 2.2: 1237.599; 2.3: 44.6415; 2.4: -1187.8912; 2.5: -42.8485
| 2 | 49.1 | 1: 9.74; 1.1: 50.0554; 1.2: 0.067125; 1.3: 265.14; 1.4: 1.8037; 1.5: 50.0554; 1.6: 265.14; 1.7: 159.084; 1.8: 8.4594; 1.9: 1325.7; 2: 42.2197; 2.1: 94.4807; 2.2: 1240.0984; 2.3: 44.6861; 2.4: -1190.043; 2.5: -42.8824
| 2 | 49.15 | 1: 9.798; 1.1: 50.4045; 1.2: 0.067594; 1.3: 265.41; 1.4: 1.8144; 1.5: 50.4045; 1.6: 265.41; 1.7: 159.246; 1.8: 8.4594; 1.9: 1327.05; 2: 42.2627; 2.1: 94.4826; 2.2: 1242.6004; 2.3: 44.7307; 2.4: -1192.1959; 2.5: -42.9163
| 2 | 49.2 | 1: 9.8561; 1.1: 50.7551; 1.2: 0.068064; 1.3: 265.68; 1.4: 1.8252; 1.5: 50.7551; 1.6: 265.68; 1.7: 159.408; 1.8: 8.4594; 1.9: 1328.4; 2: 42.3057; 2.1: 94.4845; 2.2: 1245.1049; 2.3: 44.7753; 2.4: -1194.3498; 2.5: -42.9501
| 2 | 49.25 | 1: 9.9144; 1.1: 51.1072; 1.2: 0.068536; 1.3: 265.95; 1.4: 1.836; 1.5: 51.1072; 1.6: 265.95; 1.7: 159.57; 1.8: 8.4594; 1.9: 1329.75; 2: 42.3487; 2.1: 94.4864; 2.2: 1247.6119; 2.3: 44.8199; 2.4: -1196.5047; 2.5: -42.9839
| 2 | 49.3 | 1: 9.9729; 1.1: 51.4608; 1.2: 0.06901; 1.3: 266.22; 1.4: 1.8468; 1.5: 51.4608; 1.6: 266.22; 1.7: 159.732; 1.8: 8.4594; 1.9: 1331.1; 2: 42.3917; 2.1: 94.4883; 2.2: 1250.1215; 2.3: 44.8645; 2.4: -1198.6607; 2.5: -43.0177
| 2 | 49.35 | 1: 10.0315; 1.1: 51.8159; 1.2: 0.069486; 1.3: 266.49; 1.4: 1.8577; 1.5: 51.8159; 1.6: 266.49; 1.7: 159.894; 1.8: 8.4594; 1.9: 1332.45; 2: 42.4347; 2.1: 94.4901; 2.2: 1252.6336; 2.3: 44.9091; 2.4: -1200.8177; 2.5: -43.0514
| 2 | 49.4 | 1: 10.0904; 1.1: 52.1725; 1.2: 0.069964; 1.3: 266.76; 1.4: 1.8686; 1.5: 52.1725; 1.6: 266.76; 1.7: 160.056; 1.8: 8.4594; 1.9: 1333.8; 2: 42.4777; 2.1: 94.492; 2.2: 1255.1482; 2.3: 44.9537; 2.4: -1202.9757; 2.5: -43.0852
| 2 | 49.45 | 1: 10.1493; 1.1: 52.5306; 1.2: 0.070445; 1.3: 267.03; 1.4: 1.8795; 1.5: 52.5306; 1.6: 267.03; 1.7: 160.218; 1.8: 8.4594; 1.9: 1335.15; 2: 42.5207; 2.1: 94.4939; 2.2: 1257.6654; 2.3: 44.9984; 2.4: -1205.1347; 2.5: -43.1188
| 2 | 49.5 | 1: 10.2085; 1.1: 52.8903; 1.2: 0.070927; 1.3: 267.3; 1.4: 1.8905; 1.5: 52.8903; 1.6: 267.3; 1.7: 160.38; 1.8: 8.4594; 1.9: 1336.5; 2: 42.5637; 2.1: 94.4958; 2.2: 1260.1851; 2.3: 45.043; 2.4: -1207.2948; 2.5: -43.1525
| 2 | 49.55 | 1: 10.2678; 1.1: 53.2514; 1.2: 0.071411; 1.3: 267.57; 1.4: 1.9015; 1.5: 53.2514; 1.6: 267.57; 1.7: 160.542; 1.8: 8.4594; 1.9: 1337.85; 2: 42.6067; 2.1: 94.4976; 2.2: 1262.7073; 2.3: 45.0876; 2.4: -1209.4559; 2.5: -43.1861
| 2 | 49.6 | 1: 10.3273; 1.1: 53.6141; 1.2: 0.071898; 1.3: 267.84; 1.4: 1.9125; 1.5: 53.6141; 1.6: 267.84; 1.7: 160.704; 1.8: 8.4594; 1.9: 1339.2; 2: 42.6497; 2.1: 94.4995; 2.2: 1265.232; 2.3: 45.1322; 2.4: -1211.6179; 2.5: -43.2197
| 2 | 49.65 | 1: 10.387; 1.1: 53.9782; 1.2: 0.072386; 1.3: 268.11; 1.4: 1.9235; 1.5: 53.9782; 1.6: 268.11; 1.7: 160.866; 1.8: 8.4594; 1.9: 1340.55; 2: 42.6927; 2.1: 94.5013; 2.2: 1267.7593; 2.3: 45.1768; 2.4: -1213.781; 2.5: -43.2533
| 2 | 49.7 | 1: 10.4469; 1.1: 54.3439; 1.2: 0.072876; 1.3: 268.38; 1.4: 1.9346; 1.5: 54.3439; 1.6: 268.38; 1.7: 161.028; 1.8: 8.4594; 1.9: 1341.9; 2: 42.7357; 2.1: 94.5032; 2.2: 1270.289; 2.3: 45.2214; 2.4: -1215.9451; 2.5: -43.2868
| 2 | 49.75 | 1: 10.5069; 1.1: 54.7111; 1.2: 0.073369; 1.3: 268.65; 1.4: 1.9457; 1.5: 54.7111; 1.6: 268.65; 1.7: 161.19; 1.8: 8.4594; 1.9: 1343.25; 2: 42.7787; 2.1: 94.505; 2.2: 1272.8214; 2.3: 45.266; 2.4: -1218.1102; 2.5: -43.3203
| 2 | 49.8 | 1: 10.5671; 1.1: 55.0799; 1.2: 0.073863; 1.3: 268.92; 1.4: 1.9569; 1.5: 55.0799; 1.6: 268.92; 1.7: 161.352; 1.8: 8.4594; 1.9: 1344.6; 2: 42.8217; 2.1: 94.5069; 2.2: 1275.3562; 2.3: 45.3106; 2.4: -1220.2763; 2.5: -43.3538
| 2 | 49.85 | 1: 10.6275; 1.1: 55.4502; 1.2: 0.07436; 1.3: 269.19; 1.4: 1.968; 1.5: 55.4502; 1.6: 269.19; 1.7: 161.514; 1.8: 8.4594; 1.9: 1345.95; 2: 42.8646; 2.1: 94.5087; 2.2: 1277.8936; 2.3: 45.3552; 2.4: -1222.4434; 2.5: -43.3872
| 2 | 49.9 | 1: 10.688; 1.1: 55.822; 1.2: 0.074858; 1.3: 269.46; 1.4: 1.9793; 1.5: 55.822; 1.6: 269.46; 1.7: 161.676; 1.8: 8.4594; 1.9: 1347.3; 2: 42.9076; 2.1: 94.5106; 2.2: 1280.4335; 2.3: 45.3998; 2.4: -1224.6115; 2.5: -43.4206
| 2 | 49.95 | 1: 10.7487; 1.1: 56.1953; 1.2: 0.075359; 1.3: 269.73; 1.4: 1.9905; 1.5: 56.1953; 1.6: 269.73; 1.7: 161.838; 1.8: 8.4594; 1.9: 1348.65; 2: 42.9506; 2.1: 94.5124; 2.2: 1282.9759; 2.3: 45.4444; 2.4: -1226.7806; 2.5: -43.4539
| 2 | 50 | 1: 10.8096; 1.1: 56.5702; 1.2: 0.075862; 1.3: 270; 1.4: 2.0018; 1.5: 56.5702; 1.6: 270; 1.7: 162; 1.8: 8.4594; 1.9: 1350; 2: 42.9936; 2.1: 94.5142; 2.2: 1285.5208; 2.3: 45.4891; 2.4: -1228.9507; 2.5: -43.4873
| 2 | 50.05 | 1: 10.8706; 1.1: 56.9466; 1.2: 0.076367; 1.3: 270.27; 1.4: 2.0131; 1.5: 56.9466; 1.6: 270.27; 1.7: 162.162; 1.8: 8.4594; 1.9: 1351.35; 2: 43.0366; 2.1: 94.516; 2.2: 1288.0683; 2.3: 45.5337; 2.4: -1231.1217; 2.5: -43.5206
| 2 | 50.1 | 1: 10.9319; 1.1: 57.3246; 1.2: 0.076874; 1.3: 270.54; 1.4: 2.0244; 1.5: 57.3246; 1.6: 270.54; 1.7: 162.324; 1.8: 8.4594; 1.9: 1352.7; 2: 43.0796; 2.1: 94.5179; 2.2: 1290.6183; 2.3: 45.5783; 2.4: -1233.2938; 2.5: -43.5539
| 2 | 50.15 | 1: 10.9933; 1.1: 57.7041; 1.2: 0.077382; 1.3: 270.81; 1.4: 2.0358; 1.5: 57.7041; 1.6: 270.81; 1.7: 162.486; 1.8: 8.4594; 1.9: 1354.05; 2: 43.1226; 2.1: 94.5197; 2.2: 1293.1708; 2.3: 45.6229; 2.4: -1235.4668; 2.5: -43.5871
| 2 | 50.2 | 1: 11.0548; 1.1: 58.0851; 1.2: 0.077893; 1.3: 271.08; 1.4: 2.0472; 1.5: 58.0851; 1.6: 271.08; 1.7: 162.648; 1.8: 8.4594; 1.9: 1355.4; 2: 43.1656; 2.1: 94.5215; 2.2: 1295.7259; 2.3: 45.6675; 2.4: -1237.6408; 2.5: -43.6203
| 2 | 50.25 | 1: 11.1166; 1.1: 58.4677; 1.2: 0.078407; 1.3: 271.35; 1.4: 2.0586; 1.5: 58.4677; 1.6: 271.35; 1.7: 162.81; 1.8: 8.4594; 1.9: 1356.75; 2: 43.2086; 2.1: 94.5233; 2.2: 1298.2835; 2.3: 45.7121; 2.4: -1239.8157; 2.5: -43.6535
| 2 | 50.3 | 1: 11.1785; 1.1: 58.8519; 1.2: 0.078922; 1.3: 271.62; 1.4: 2.0701; 1.5: 58.8519; 1.6: 271.62; 1.7: 162.972; 1.8: 8.4594; 1.9: 1358.1; 2: 43.2516; 2.1: 94.5251; 2.2: 1300.8436; 2.3: 45.7567; 2.4: -1241.9917; 2.5: -43.6866
| 2 | 50.35 | 1: 11.2406; 1.1: 59.2376; 1.2: 0.079439; 1.3: 271.89; 1.4: 2.0816; 1.5: 59.2376; 1.6: 271.89; 1.7: 163.134; 1.8: 8.4594; 1.9: 1359.45; 2: 43.2946; 2.1: 94.5269; 2.2: 1303.4062; 2.3: 45.8013; 2.4: -1244.1686; 2.5: -43.7197
| 2 | 50.4 | 1: 11.3029; 1.1: 59.6249; 1.2: 0.079958; 1.3: 272.16; 1.4: 2.0931; 1.5: 59.6249; 1.6: 272.16; 1.7: 163.296; 1.8: 8.4594; 1.9: 1360.8; 2: 43.3376; 2.1: 94.5287; 2.2: 1305.9714; 2.3: 45.8459; 2.4: -1246.3465; 2.5: -43.7528
| 2 | 50.45 | 1: 11.3653; 1.1: 60.0137; 1.2: 0.08048; 1.3: 272.43; 1.4: 2.1047; 1.5: 60.0137; 1.6: 272.43; 1.7: 163.458; 1.8: 8.4594; 1.9: 1362.15; 2: 43.3806; 2.1: 94.5305; 2.2: 1308.539; 2.3: 45.8906; 2.4: -1248.5253; 2.5: -43.7859
| 2 | 50.5 | 1: 11.4279; 1.1: 60.4041; 1.2: 0.081003; 1.3: 272.7; 1.4: 2.1163; 1.5: 60.4041; 1.6: 272.7; 1.7: 163.62; 1.8: 8.4594; 1.9: 1363.5; 2: 43.4236; 2.1: 94.5323; 2.2: 1311.1092; 2.3: 45.9352; 2.4: -1250.7051; 2.5: -43.8189
| 2 | 50.55 | 1: 11.4907; 1.1: 60.7961; 1.2: 0.081529; 1.3: 272.97; 1.4: 2.1279; 1.5: 60.7961; 1.6: 272.97; 1.7: 163.782; 1.8: 8.4594; 1.9: 1364.85; 2: 43.4666; 2.1: 94.5341; 2.2: 1313.682; 2.3: 45.9798; 2.4: -1252.8859; 2.5: -43.8519
| 2 | 50.6 | 1: 11.5536; 1.1: 61.1896; 1.2: 0.082057; 1.3: 273.24; 1.4: 2.1396; 1.5: 61.1896; 1.6: 273.24; 1.7: 163.944; 1.8: 8.4594; 1.9: 1366.2; 2: 43.5096; 2.1: 94.5359; 2.2: 1316.2572; 2.3: 46.0244; 2.4: -1255.0676; 2.5: -43.8848
| 2 | 50.65 | 1: 11.6168; 1.1: 61.5847; 1.2: 0.082587; 1.3: 273.51; 1.4: 2.1513; 1.5: 61.5847; 1.6: 273.51; 1.7: 164.106; 1.8: 8.4594; 1.9: 1367.55; 2: 43.5525; 2.1: 94.5376; 2.2: 1318.835; 2.3: 46.069; 2.4: -1257.2502; 2.5: -43.9178
| 2 | 50.7 | 1: 11.6801; 1.1: 61.9814; 1.2: 0.083118; 1.3: 273.78; 1.4: 2.163; 1.5: 61.9814; 1.6: 273.78; 1.7: 164.268; 1.8: 8.4594; 1.9: 1368.9; 2: 43.5955; 2.1: 94.5394; 2.2: 1321.4153; 2.3: 46.1136; 2.4: -1259.4339; 2.5: -43.9506
| 2 | 50.75 | 1: 11.7435; 1.1: 62.3797; 1.2: 0.083653; 1.3: 274.05; 1.4: 2.1747; 1.5: 62.3797; 1.6: 274.05; 1.7: 164.43; 1.8: 8.4594; 1.9: 1370.25; 2: 43.6385; 2.1: 94.5412; 2.2: 1323.9981; 2.3: 46.1582; 2.4: -1261.6184; 2.5: -43.9835
| 2 | 50.8 | 1: 11.8072; 1.1: 62.7795; 1.2: 0.084189; 1.3: 274.32; 1.4: 2.1865; 1.5: 62.7795; 1.6: 274.32; 1.7: 164.592; 1.8: 8.4594; 1.9: 1371.6; 2: 43.6815; 2.1: 94.5429; 2.2: 1326.5835; 2.3: 46.2028; 2.4: -1263.8039; 2.5: -44.0163
| 2 | 50.85 | 1: 11.871; 1.1: 63.181; 1.2: 0.084727; 1.3: 274.59; 1.4: 2.1983; 1.5: 63.181; 1.6: 274.59; 1.7: 164.754; 1.8: 8.4594; 1.9: 1372.95; 2: 43.7245; 2.1: 94.5447; 2.2: 1329.1713; 2.3: 46.2475; 2.4: -1265.9904; 2.5: -44.0491
| 2 | 50.9 | 1: 11.935; 1.1: 63.584; 1.2: 0.085268; 1.3: 274.86; 1.4: 2.2102; 1.5: 63.584; 1.6: 274.86; 1.7: 164.916; 1.8: 8.4594; 1.9: 1374.3; 2: 43.7675; 2.1: 94.5465; 2.2: 1331.7617; 2.3: 46.2921; 2.4: -1268.1777; 2.5: -44.0819
| 2 | 50.95 | 1: 11.9991; 1.1: 63.9886; 1.2: 0.08581; 1.3: 275.13; 1.4: 2.2221; 1.5: 63.9886; 1.6: 275.13; 1.7: 165.078; 1.8: 8.4594; 1.9: 1375.65; 2: 43.8105; 2.1: 94.5482; 2.2: 1334.3546; 2.3: 46.3367; 2.4: -1270.366; 2.5: -44.1146
| 2 | 51 | 1: 12.0635; 1.1: 64.3948; 1.2: 0.086355; 1.3: 275.4; 1.4: 2.234; 1.5: 64.3948; 1.6: 275.4; 1.7: 165.24; 1.8: 8.4594; 1.9: 1377; 2: 43.8535; 2.1: 94.55; 2.2: 1336.9501; 2.3: 46.3813; 2.4: -1272.5553; 2.5: -44.1473
| 2 | 51.05 | 1: 12.128; 1.1: 64.8026; 1.2: 0.086902; 1.3: 275.67; 1.4: 2.2459; 1.5: 64.8026; 1.6: 275.67; 1.7: 165.402; 1.8: 8.4594; 1.9: 1378.35; 2: 43.8965; 2.1: 94.5517; 2.2: 1339.548; 2.3: 46.4259; 2.4: -1274.7455; 2.5: -44.18
| 2 | 51.1 | 1: 12.1926; 1.1: 65.212; 1.2: 0.087451; 1.3: 275.94; 1.4: 2.2579; 1.5: 65.212; 1.6: 275.94; 1.7: 165.564; 1.8: 8.4594; 1.9: 1379.7; 2: 43.9395; 2.1: 94.5535; 2.2: 1342.1485; 2.3: 46.4705; 2.4: -1276.9366; 2.5: -44.2126
| 2 | 51.15 | 1: 12.2575; 1.1: 65.623; 1.2: 0.088002; 1.3: 276.21; 1.4: 2.2699; 1.5: 65.623; 1.6: 276.21; 1.7: 165.726; 1.8: 8.4594; 1.9: 1381.05; 2: 43.9825; 2.1: 94.5552; 2.2: 1344.7515; 2.3: 46.5151; 2.4: -1279.1286; 2.5: -44.2452
| 2 | 51.2 | 1: 12.3225; 1.1: 66.0355; 1.2: 0.088555; 1.3: 276.48; 1.4: 2.2819; 1.5: 66.0355; 1.6: 276.48; 1.7: 165.888; 1.8: 8.4594; 1.9: 1382.4; 2: 44.0255; 2.1: 94.557; 2.2: 1347.3571; 2.3: 46.5597; 2.4: -1281.3215; 2.5: -44.2778
| 2 | 51.25 | 1: 12.3877; 1.1: 66.4497; 1.2: 0.089111; 1.3: 276.75; 1.4: 2.294; 1.5: 66.4497; 1.6: 276.75; 1.7: 166.05; 1.8: 8.4594; 1.9: 1383.75; 2: 44.0685; 2.1: 94.5587; 2.2: 1349.9651; 2.3: 46.6044; 2.4: -1283.5154; 2.5: -44.3103
| 2 | 51.3 | 1: 12.4531; 1.1: 66.8655; 1.2: 0.089668; 1.3: 277.02; 1.4: 2.3061; 1.5: 66.8655; 1.6: 277.02; 1.7: 166.212; 1.8: 8.4594; 1.9: 1385.1; 2: 44.1115; 2.1: 94.5604; 2.2: 1352.5757; 2.3: 46.649; 2.4: -1285.7102; 2.5: -44.3428
| 2 | 51.35 | 1: 12.5186; 1.1: 67.283; 1.2: 0.090228; 1.3: 277.29; 1.4: 2.3183; 1.5: 67.283; 1.6: 277.29; 1.7: 166.374; 1.8: 8.4594; 1.9: 1386.45; 2: 44.1545; 2.1: 94.5622; 2.2: 1355.1888; 2.3: 46.6936; 2.4: -1287.9058; 2.5: -44.3753
| 2 | 51.4 | 1: 12.5843; 1.1: 67.702; 1.2: 0.09079; 1.3: 277.56; 1.4: 2.3304; 1.5: 67.702; 1.6: 277.56; 1.7: 166.536; 1.8: 8.4594; 1.9: 1387.8; 2: 44.1975; 2.1: 94.5639; 2.2: 1357.8044; 2.3: 46.7382; 2.4: -1290.1024; 2.5: -44.4078
| 2 | 51.45 | 1: 12.6502; 1.1: 68.1226; 1.2: 0.091354; 1.3: 277.83; 1.4: 2.3426; 1.5: 68.1226; 1.6: 277.83; 1.7: 166.698; 1.8: 8.4594; 1.9: 1389.15; 2: 44.2404; 2.1: 94.5656; 2.2: 1360.4226; 2.3: 46.7828; 2.4: -1292.2999; 2.5: -44.4402
| 2 | 51.5 | 1: 12.7163; 1.1: 68.5449; 1.2: 0.09192; 1.3: 278.1; 1.4: 2.3549; 1.5: 68.5449; 1.6: 278.1; 1.7: 166.86; 1.8: 8.4594; 1.9: 1390.5; 2: 44.2834; 2.1: 94.5673; 2.2: 1363.0432; 2.3: 46.8274; 2.4: -1294.4983; 2.5: -44.4726
| 2 | 51.55 | 1: 12.7825; 1.1: 68.9688; 1.2: 0.092489; 1.3: 278.37; 1.4: 2.3671; 1.5: 68.9688; 1.6: 278.37; 1.7: 167.022; 1.8: 8.4594; 1.9: 1391.85; 2: 44.3264; 2.1: 94.569; 2.2: 1365.6664; 2.3: 46.872; 2.4: -1296.6976; 2.5: -44.5049
| 2 | 51.6 | 1: 12.8489; 1.1: 69.3943; 1.2: 0.093059; 1.3: 278.64; 1.4: 2.3794; 1.5: 69.3943; 1.6: 278.64; 1.7: 167.184; 1.8: 8.4594; 1.9: 1393.2; 2: 44.3694; 2.1: 94.5708; 2.2: 1368.2921; 2.3: 46.9166; 2.4: -1298.8978; 2.5: -44.5372
| 2 | 51.65 | 1: 12.9155; 1.1: 69.8214; 1.2: 0.093632; 1.3: 278.91; 1.4: 2.3918; 1.5: 69.8214; 1.6: 278.91; 1.7: 167.346; 1.8: 8.4594; 1.9: 1394.55; 2: 44.4124; 2.1: 94.5725; 2.2: 1370.9203; 2.3: 46.9613; 2.4: -1301.0989; 2.5: -44.5695
| 2 | 51.7 | 1: 12.9822; 1.1: 70.2502; 1.2: 0.094207; 1.3: 279.18; 1.4: 2.4041; 1.5: 70.2502; 1.6: 279.18; 1.7: 167.508; 1.8: 8.4594; 1.9: 1395.9; 2: 44.4554; 2.1: 94.5742; 2.2: 1373.5511; 2.3: 47.0059; 2.4: -1303.3009; 2.5: -44.6018
| 2 | 51.75 | 1: 13.0491; 1.1: 70.6806; 1.2: 0.094784; 1.3: 279.45; 1.4: 2.4165; 1.5: 70.6806; 1.6: 279.45; 1.7: 167.67; 1.8: 8.4594; 1.9: 1397.25; 2: 44.4984; 2.1: 94.5759; 2.2: 1376.1844; 2.3: 47.0505; 2.4: -1305.5038; 2.5: -44.634
| 2 | 51.8 | 1: 13.1162; 1.1: 71.1126; 1.2: 0.095364; 1.3: 279.72; 1.4: 2.4289; 1.5: 71.1126; 1.6: 279.72; 1.7: 167.832; 1.8: 8.4594; 1.9: 1398.6; 2: 44.5414; 2.1: 94.5776; 2.2: 1378.8202; 2.3: 47.0951; 2.4: -1307.7076; 2.5: -44.6662
| 2 | 51.85 | 1: 13.1835; 1.1: 71.5463; 1.2: 0.095945; 1.3: 279.99; 1.4: 2.4414; 1.5: 71.5463; 1.6: 279.99; 1.7: 167.994; 1.8: 8.4594; 1.9: 1399.95; 2: 44.5844; 2.1: 94.5793; 2.2: 1381.4585; 2.3: 47.1397; 2.4: -1309.9122; 2.5: -44.6983
| 2 | 51.9 | 1: 13.2509; 1.1: 71.9816; 1.2: 0.096529; 1.3: 280.26; 1.4: 2.4539; 1.5: 71.9816; 1.6: 280.26; 1.7: 168.156; 1.8: 8.4594; 1.9: 1401.3; 2: 44.6274; 2.1: 94.581; 2.2: 1384.0993; 2.3: 47.1843; 2.4: -1312.1177; 2.5: -44.7305
| 2 | 51.95 | 1: 13.3185; 1.1: 72.4185; 1.2: 0.097115; 1.3: 280.53; 1.4: 2.4664; 1.5: 72.4185; 1.6: 280.53; 1.7: 168.318; 1.8: 8.4594; 1.9: 1402.65; 2: 44.6704; 2.1: 94.5827; 2.2: 1386.7427; 2.3: 47.2289; 2.4: -1314.3241; 2.5: -44.7625
| 2 | 52 | 1: 13.3863; 1.1: 72.8571; 1.2: 0.097703; 1.3: 280.8; 1.4: 2.4789; 1.5: 72.8571; 1.6: 280.8; 1.7: 168.48; 1.8: 8.4594; 1.9: 1404; 2: 44.7134; 2.1: 94.5843; 2.2: 1389.3885; 2.3: 47.2735; 2.4: -1316.5314; 2.5: -44.7946
| 2 | 52.05 | 1: 13.4542; 1.1: 73.2974; 1.2: 0.098293; 1.3: 281.07; 1.4: 2.4915; 1.5: 73.2974; 1.6: 281.07; 1.7: 168.642; 1.8: 8.4594; 1.9: 1405.35; 2: 44.7564; 2.1: 94.586; 2.2: 1392.0369; 2.3: 47.3182; 2.4: -1318.7396; 2.5: -44.8266
| 2 | 52.1 | 1: 13.5224; 1.1: 73.7393; 1.2: 0.098886; 1.3: 281.34; 1.4: 2.5041; 1.5: 73.7393; 1.6: 281.34; 1.7: 168.804; 1.8: 8.4594; 1.9: 1406.7; 2: 44.7994; 2.1: 94.5877; 2.2: 1394.6878; 2.3: 47.3628; 2.4: -1320.9486; 2.5: -44.8586
| 2 | 52.15 | 1: 13.5907; 1.1: 74.1828; 1.2: 0.099481; 1.3: 281.61; 1.4: 2.5168; 1.5: 74.1828; 1.6: 281.61; 1.7: 168.966; 1.8: 8.4594; 1.9: 1408.05; 2: 44.8424; 2.1: 94.5894; 2.2: 1397.3413; 2.3: 47.4074; 2.4: -1323.1585; 2.5: -44.8906
| 2 | 52.2 | 1: 13.6591; 1.1: 74.628; 1.2: 0.10008; 1.3: 281.88; 1.4: 2.5295; 1.5: 74.628; 1.6: 281.88; 1.7: 169.128; 1.8: 8.4594; 1.9: 1409.4; 2: 44.8854; 2.1: 94.5911; 2.2: 1399.9972; 2.3: 47.452; 2.4: -1325.3692; 2.5: -44.9225
| 2 | 52.25 | 1: 13.7278; 1.1: 75.0749; 1.2: 0.10068; 1.3: 282.15; 1.4: 2.5422; 1.5: 75.0749; 1.6: 282.15; 1.7: 169.29; 1.8: 8.4594; 1.9: 1410.75; 2: 44.9283; 2.1: 94.5927; 2.2: 1402.6557; 2.3: 47.4966; 2.4: -1327.5808; 2.5: -44.9544
| 2 | 52.3 | 1: 13.7966; 1.1: 75.5234; 1.2: 0.10128; 1.3: 282.42; 1.4: 2.5549; 1.5: 75.5234; 1.6: 282.42; 1.7: 169.452; 1.8: 8.4594; 1.9: 1412.1; 2: 44.9713; 2.1: 94.5944; 2.2: 1405.3167; 2.3: 47.5412; 2.4: -1329.7933; 2.5: -44.9863
| 2 | 52.35 | 1: 13.8656; 1.1: 75.9736; 1.2: 0.10188; 1.3: 282.69; 1.4: 2.5677; 1.5: 75.9736; 1.6: 282.69; 1.7: 169.614; 1.8: 8.4594; 1.9: 1413.45; 2: 45.0143; 2.1: 94.5961; 2.2: 1407.9802; 2.3: 47.5858; 2.4: -1332.0066; 2.5: -45.0181
| 2 | 52.4 | 1: 13.9347; 1.1: 76.4255; 1.2: 0.10249; 1.3: 282.96; 1.4: 2.5805; 1.5: 76.4255; 1.6: 282.96; 1.7: 169.776; 1.8: 8.4594; 1.9: 1414.8; 2: 45.0573; 2.1: 94.5977; 2.2: 1410.6462; 2.3: 47.6304; 2.4: -1334.2208; 2.5: -45.0499
| 2 | 52.45 | 1: 14.0041; 1.1: 76.879; 1.2: 0.1031; 1.3: 283.23; 1.4: 2.5933; 1.5: 76.879; 1.6: 283.23; 1.7: 169.938; 1.8: 8.4594; 1.9: 1416.15; 2: 45.1003; 2.1: 94.5994; 2.2: 1413.3148; 2.3: 47.6751; 2.4: -1336.4358; 2.5: -45.0817
| 2 | 52.5 | 1: 14.0736; 1.1: 77.3342; 1.2: 0.10371; 1.3: 283.5; 1.4: 2.6062; 1.5: 77.3342; 1.6: 283.5; 1.7: 170.1; 1.8: 8.4594; 1.9: 1417.5; 2: 45.1433; 2.1: 94.601; 2.2: 1415.9859; 2.3: 47.7197; 2.4: -1338.6517; 2.5: -45.1135
| 2 | 52.55 | 1: 14.1432; 1.1: 77.7911; 1.2: 0.10432; 1.3: 283.77; 1.4: 2.6191; 1.5: 77.7911; 1.6: 283.77; 1.7: 170.262; 1.8: 8.4594; 1.9: 1418.85; 2: 45.1863; 2.1: 94.6027; 2.2: 1418.6595; 2.3: 47.7643; 2.4: -1340.8684; 2.5: -45.1452
| 2 | 52.6 | 1: 14.2131; 1.1: 78.2496; 1.2: 0.10493; 1.3: 284.04; 1.4: 2.6321; 1.5: 78.2496; 1.6: 284.04; 1.7: 170.424; 1.8: 8.4594; 1.9: 1420.2; 2: 45.2293; 2.1: 94.6044; 2.2: 1421.3356; 2.3: 47.8089; 2.4: -1343.0859; 2.5: -45.1768
| 2 | 52.65 | 1: 14.2831; 1.1: 78.7099; 1.2: 0.10555; 1.3: 284.31; 1.4: 2.645; 1.5: 78.7099; 1.6: 284.31; 1.7: 170.586; 1.8: 8.4594; 1.9: 1421.55; 2: 45.2723; 2.1: 94.606; 2.2: 1424.0142; 2.3: 47.8535; 2.4: -1345.3043; 2.5: -45.2085
| 2 | 52.7 | 1: 14.3533; 1.1: 79.1718; 1.2: 0.10617; 1.3: 284.58; 1.4: 2.658; 1.5: 79.1718; 1.6: 284.58; 1.7: 170.748; 1.8: 8.4594; 1.9: 1422.9; 2: 45.3153; 2.1: 94.6076; 2.2: 1426.6954; 2.3: 47.8981; 2.4: -1347.5236; 2.5: -45.2401
| 2 | 52.75 | 1: 14.4237; 1.1: 79.6354; 1.2: 0.10679; 1.3: 284.85; 1.4: 2.671; 1.5: 79.6354; 1.6: 284.85; 1.7: 170.91; 1.8: 8.4594; 1.9: 1424.25; 2: 45.3583; 2.1: 94.6093; 2.2: 1429.379; 2.3: 47.9427; 2.4: -1349.7436; 2.5: -45.2717
| 2 | 52.8 | 1: 14.4942; 1.1: 80.1007; 1.2: 0.10742; 1.3: 285.12; 1.4: 2.6841; 1.5: 80.1007; 1.6: 285.12; 1.7: 171.072; 1.8: 8.4594; 1.9: 1425.6; 2: 45.4013; 2.1: 94.6109; 2.2: 1432.0652; 2.3: 47.9873; 2.4: -1351.9645; 2.5: -45.3032
| 2 | 52.85 | 1: 14.5649; 1.1: 80.5677; 1.2: 0.10804; 1.3: 285.39; 1.4: 2.6972; 1.5: 80.5677; 1.6: 285.39; 1.7: 171.234; 1.8: 8.4594; 1.9: 1426.95; 2: 45.4443; 2.1: 94.6126; 2.2: 1434.7539; 2.3: 48.032; 2.4: -1354.1862; 2.5: -45.3348
| 2 | 52.9 | 1: 14.6358; 1.1: 81.0364; 1.2: 0.10867; 1.3: 285.66; 1.4: 2.7103; 1.5: 81.0364; 1.6: 285.66; 1.7: 171.396; 1.8: 8.4594; 1.9: 1428.3; 2: 45.4873; 2.1: 94.6142; 2.2: 1437.4451; 2.3: 48.0766; 2.4: -1356.4088; 2.5: -45.3662
| 2 | 52.95 | 1: 14.7068; 1.1: 81.5067; 1.2: 0.1093; 1.3: 285.93; 1.4: 2.7235; 1.5: 81.5067; 1.6: 285.93; 1.7: 171.558; 1.8: 8.4594; 1.9: 1429.65; 2: 45.5303; 2.1: 94.6158; 2.2: 1440.1389; 2.3: 48.1212; 2.4: -1358.6321; 2.5: -45.3977
| 2 | 53 | 1: 14.7781; 1.1: 81.9788; 1.2: 0.10994; 1.3: 286.2; 1.4: 2.7367; 1.5: 81.9788; 1.6: 286.2; 1.7: 171.72; 1.8: 8.4594; 1.9: 1431; 2: 45.5732; 2.1: 94.6175; 2.2: 1442.8351; 2.3: 48.1658; 2.4: -1360.8563; 2.5: -45.4291
| 2 | 53.05 | 1: 14.8495; 1.1: 82.4526; 1.2: 0.11057; 1.3: 286.47; 1.4: 2.7499; 1.5: 82.4526; 1.6: 286.47; 1.7: 171.882; 1.8: 8.4594; 1.9: 1432.35; 2: 45.6162; 2.1: 94.6191; 2.2: 1445.5339; 2.3: 48.2104; 2.4: -1363.0813; 2.5: -45.4605
| 2 | 53.1 | 1: 14.921; 1.1: 82.9281; 1.2: 0.11121; 1.3: 286.74; 1.4: 2.7632; 1.5: 82.9281; 1.6: 286.74; 1.7: 172.044; 1.8: 8.4594; 1.9: 1433.7; 2: 45.6592; 2.1: 94.6207; 2.2: 1448.2352; 2.3: 48.255; 2.4: -1365.3071; 2.5: -45.4919
| 2 | 53.15 | 1: 14.9928; 1.1: 83.4053; 1.2: 0.11185; 1.3: 287.01; 1.4: 2.7764; 1.5: 83.4053; 1.6: 287.01; 1.7: 172.206; 1.8: 8.4594; 1.9: 1435.05; 2: 45.7022; 2.1: 94.6223; 2.2: 1450.939; 2.3: 48.2996; 2.4: -1367.5337; 2.5: -45.5232
| 2 | 53.2 | 1: 15.0647; 1.1: 83.8842; 1.2: 0.11249; 1.3: 287.28; 1.4: 2.7898; 1.5: 83.8842; 1.6: 287.28; 1.7: 172.368; 1.8: 8.4594; 1.9: 1436.4; 2: 45.7452; 2.1: 94.6239; 2.2: 1453.6453; 2.3: 48.3442; 2.4: -1369.7612; 2.5: -45.5545
| 2 | 53.25 | 1: 15.1368; 1.1: 84.3648; 1.2: 0.11314; 1.3: 287.55; 1.4: 2.8031; 1.5: 84.3648; 1.6: 287.55; 1.7: 172.53; 1.8: 8.4594; 1.9: 1437.75; 2: 45.7882; 2.1: 94.6256; 2.2: 1456.3542; 2.3: 48.3888; 2.4: -1371.9894; 2.5: -45.5857
| 2 | 53.3 | 1: 15.209; 1.1: 84.8471; 1.2: 0.11378; 1.3: 287.82; 1.4: 2.8165; 1.5: 84.8471; 1.6: 287.82; 1.7: 172.692; 1.8: 8.4594; 1.9: 1439.1; 2: 45.8312; 2.1: 94.6272; 2.2: 1459.0656; 2.3: 48.4335; 2.4: -1374.2184; 2.5: -45.617
| 2 | 53.35 | 1: 15.2815; 1.1: 85.3312; 1.2: 0.11443; 1.3: 288.09; 1.4: 2.8299; 1.5: 85.3312; 1.6: 288.09; 1.7: 172.854; 1.8: 8.4594; 1.9: 1440.45; 2: 45.8742; 2.1: 94.6288; 2.2: 1461.7794; 2.3: 48.4781; 2.4: -1376.4482; 2.5: -45.6482
| 2 | 53.4 | 1: 15.3541; 1.1: 85.817; 1.2: 0.11508; 1.3: 288.36; 1.4: 2.8433; 1.5: 85.817; 1.6: 288.36; 1.7: 173.016; 1.8: 8.4594; 1.9: 1441.8; 2: 45.9172; 2.1: 94.6304; 2.2: 1464.4958; 2.3: 48.5227; 2.4: -1378.6789; 2.5: -45.6793
| 2 | 53.45 | 1: 15.4268; 1.1: 86.3045; 1.2: 0.11574; 1.3: 288.63; 1.4: 2.8568; 1.5: 86.3045; 1.6: 288.63; 1.7: 173.178; 1.8: 8.4594; 1.9: 1443.15; 2: 45.9602; 2.1: 94.632; 2.2: 1467.2148; 2.3: 48.5673; 2.4: -1380.9103; 2.5: -45.7105
| 2 | 53.5 | 1: 15.4998; 1.1: 86.7937; 1.2: 0.11639; 1.3: 288.9; 1.4: 2.8703; 1.5: 86.7937; 1.6: 288.9; 1.7: 173.34; 1.8: 8.4594; 1.9: 1444.5; 2: 46.0032; 2.1: 94.6336; 2.2: 1469.9362; 2.3: 48.6119; 2.4: -1383.1425; 2.5: -45.7416
| 2 | 53.55 | 1: 15.5729; 1.1: 87.2847; 1.2: 0.11705; 1.3: 289.17; 1.4: 2.8839; 1.5: 87.2847; 1.6: 289.17; 1.7: 173.502; 1.8: 8.4594; 1.9: 1445.85; 2: 46.0462; 2.1: 94.6352; 2.2: 1472.6602; 2.3: 48.6565; 2.4: -1385.3755; 2.5: -45.7726
| 2 | 53.6 | 1: 15.6462; 1.1: 87.7773; 1.2: 0.11771; 1.3: 289.44; 1.4: 2.8974; 1.5: 87.7773; 1.6: 289.44; 1.7: 173.664; 1.8: 8.4594; 1.9: 1447.2; 2: 46.0892; 2.1: 94.6368; 2.2: 1475.3866; 2.3: 48.7011; 2.4: -1387.6093; 2.5: -45.8037
| 2 | 53.65 | 1: 15.7197; 1.1: 88.2718; 1.2: 0.11837; 1.3: 289.71; 1.4: 2.9111; 1.5: 88.2718; 1.6: 289.71; 1.7: 173.826; 1.8: 8.4594; 1.9: 1448.55; 2: 46.1322; 2.1: 94.6384; 2.2: 1478.1156; 2.3: 48.7457; 2.4: -1389.8438; 2.5: -45.8347
| 2 | 53.7 | 1: 15.7933; 1.1: 88.7679; 1.2: 0.11904; 1.3: 289.98; 1.4: 2.9247; 1.5: 88.7679; 1.6: 289.98; 1.7: 173.988; 1.8: 8.4594; 1.9: 1449.9; 2: 46.1752; 2.1: 94.64; 2.2: 1480.8471; 2.3: 48.7903; 2.4: -1392.0792; 2.5: -45.8656
| 2 | 53.75 | 1: 15.8671; 1.1: 89.2658; 1.2: 0.11971; 1.3: 290.25; 1.4: 2.9384; 1.5: 89.2658; 1.6: 290.25; 1.7: 174.15; 1.8: 8.4594; 1.9: 1451.25; 2: 46.2182; 2.1: 94.6416; 2.2: 1483.5811; 2.3: 48.8349; 2.4: -1394.3153; 2.5: -45.8966
| 2 | 53.8 | 1: 15.9411; 1.1: 89.7655; 1.2: 0.12038; 1.3: 290.52; 1.4: 2.9521; 1.5: 89.7655; 1.6: 290.52; 1.7: 174.312; 1.8: 8.4594; 1.9: 1452.6; 2: 46.2611; 2.1: 94.6431; 2.2: 1486.3177; 2.3: 48.8796; 2.4: -1396.5522; 2.5: -45.9275
| 2 | 53.85 | 1: 16.0153; 1.1: 90.2669; 1.2: 0.12105; 1.3: 290.79; 1.4: 2.9658; 1.5: 90.2669; 1.6: 290.79; 1.7: 174.474; 1.8: 8.4594; 1.9: 1453.95; 2: 46.3041; 2.1: 94.6447; 2.2: 1489.0567; 2.3: 48.9242; 2.4: -1398.7899; 2.5: -45.9584
| 2 | 53.9 | 1: 16.0896; 1.1: 90.77; 1.2: 0.12172; 1.3: 291.06; 1.4: 2.9796; 1.5: 90.77; 1.6: 291.06; 1.7: 174.636; 1.8: 8.4594; 1.9: 1455.3; 2: 46.3471; 2.1: 94.6463; 2.2: 1491.7983; 2.3: 48.9688; 2.4: -1401.0283; 2.5: -45.9892
| 2 | 53.95 | 1: 16.1641; 1.1: 91.2749; 1.2: 0.1224; 1.3: 291.33; 1.4: 2.9934; 1.5: 91.2749; 1.6: 291.33; 1.7: 174.798; 1.8: 8.4594; 1.9: 1456.65; 2: 46.3901; 2.1: 94.6479; 2.2: 1494.5424; 2.3: 49.0134; 2.4: -1403.2675; 2.5: -46.02
| 2 | 54 | 1: 16.2388; 1.1: 91.7815; 1.2: 0.12308; 1.3: 291.6; 1.4: 3.0072; 1.5: 91.7815; 1.6: 291.6; 1.7: 174.96; 1.8: 8.4594; 1.9: 1458; 2: 46.4331; 2.1: 94.6495; 2.2: 1497.289; 2.3: 49.058; 2.4: -1405.5074; 2.5: -46.0508
| 2 | 54.05 | 1: 16.3136; 1.1: 92.2899; 1.2: 0.12376; 1.3: 291.87; 1.4: 3.021; 1.5: 92.2899; 1.6: 291.87; 1.7: 175.122; 1.8: 8.4594; 1.9: 1459.35; 2: 46.4761; 2.1: 94.651; 2.2: 1500.0381; 2.3: 49.1026; 2.4: -1407.7482; 2.5: -46.0816
| 2 | 54.1 | 1: 16.3886; 1.1: 92.8001; 1.2: 0.12445; 1.3: 292.14; 1.4: 3.0349; 1.5: 92.8001; 1.6: 292.14; 1.7: 175.284; 1.8: 8.4594; 1.9: 1460.7; 2: 46.5191; 2.1: 94.6526; 2.2: 1502.7897; 2.3: 49.1472; 2.4: -1409.9896; 2.5: -46.1123
| 2 | 54.15 | 1: 16.4638; 1.1: 93.312; 1.2: 0.12513; 1.3: 292.41; 1.4: 3.0489; 1.5: 93.312; 1.6: 292.41; 1.7: 175.446; 1.8: 8.4594; 1.9: 1462.05; 2: 46.5621; 2.1: 94.6542; 2.2: 1505.5439; 2.3: 49.1918; 2.4: -1412.2319; 2.5: -46.143
| 2 | 54.2 | 1: 16.5392; 1.1: 93.8257; 1.2: 0.12582; 1.3: 292.68; 1.4: 3.0628; 1.5: 93.8257; 1.6: 292.68; 1.7: 175.608; 1.8: 8.4594; 1.9: 1463.4; 2: 46.6051; 2.1: 94.6557; 2.2: 1508.3006; 2.3: 49.2364; 2.4: -1414.4749; 2.5: -46.1736
| 2 | 54.25 | 1: 16.6147; 1.1: 94.3412; 1.2: 0.12651; 1.3: 292.95; 1.4: 3.0768; 1.5: 94.3412; 1.6: 292.95; 1.7: 175.77; 1.8: 8.4594; 1.9: 1464.75; 2: 46.6481; 2.1: 94.6573; 2.2: 1511.0597; 2.3: 49.281; 2.4: -1416.7186; 2.5: -46.2042
| 2 | 54.3 | 1: 16.6904; 1.1: 94.8584; 1.2: 0.12721; 1.3: 293.22; 1.4: 3.0908; 1.5: 94.8584; 1.6: 293.22; 1.7: 175.932; 1.8: 8.4594; 1.9: 1466.1; 2: 46.6911; 2.1: 94.6589; 2.2: 1513.8214; 2.3: 49.3256; 2.4: -1418.9631; 2.5: -46.2348
| 2 | 54.35 | 1: 16.7663; 1.1: 95.3774; 1.2: 0.1279; 1.3: 293.49; 1.4: 3.1049; 1.5: 95.3774; 1.6: 293.49; 1.7: 176.094; 1.8: 8.4594; 1.9: 1467.45; 2: 46.7341; 2.1: 94.6604; 2.2: 1516.5857; 2.3: 49.3702; 2.4: -1421.2083; 2.5: -46.2654
| 2 | 54.4 | 1: 16.8424; 1.1: 95.8982; 1.2: 0.1286; 1.3: 293.76; 1.4: 3.119; 1.5: 95.8982; 1.6: 293.76; 1.7: 176.256; 1.8: 8.4594; 1.9: 1468.8; 2: 46.7771; 2.1: 94.662; 2.2: 1519.3524; 2.3: 49.4148; 2.4: -1423.4542; 2.5: -46.2959
| 2 | 54.45 | 1: 16.9186; 1.1: 96.4207; 1.2: 0.1293; 1.3: 294.03; 1.4: 3.1331; 1.5: 96.4207; 1.6: 294.03; 1.7: 176.418; 1.8: 8.4594; 1.9: 1470.15; 2: 46.8201; 2.1: 94.6635; 2.2: 1522.1216; 2.3: 49.4595; 2.4: -1425.7009; 2.5: -46.3264
| 2 | 54.5 | 1: 16.995; 1.1: 96.945; 1.2: 0.13001; 1.3: 294.3; 1.4: 3.1472; 1.5: 96.945; 1.6: 294.3; 1.7: 176.58; 1.8: 8.4594; 1.9: 1471.5; 2: 46.8631; 2.1: 94.6651; 2.2: 1524.8934; 2.3: 49.5041; 2.4: -1427.9484; 2.5: -46.3568
| 2 | 54.55 | 1: 17.0716; 1.1: 97.4712; 1.2: 0.13071; 1.3: 294.57; 1.4: 3.1614; 1.5: 97.4712; 1.6: 294.57; 1.7: 176.742; 1.8: 8.4594; 1.9: 1472.85; 2: 46.9061; 2.1: 94.6666; 2.2: 1527.6677; 2.3: 49.5487; 2.4: -1430.1965; 2.5: -46.3873
| 2 | 54.6 | 1: 17.1483; 1.1: 97.9991; 1.2: 0.13142; 1.3: 294.84; 1.4: 3.1756; 1.5: 97.9991; 1.6: 294.84; 1.7: 176.904; 1.8: 8.4594; 1.9: 1474.2; 2: 46.949; 2.1: 94.6682; 2.2: 1530.4445; 2.3: 49.5933; 2.4: -1432.4454; 2.5: -46.4177
| 2 | 54.65 | 1: 17.2252; 1.1: 98.5288; 1.2: 0.13213; 1.3: 295.11; 1.4: 3.1899; 1.5: 98.5288; 1.6: 295.11; 1.7: 177.066; 1.8: 8.4594; 1.9: 1475.55; 2: 46.992; 2.1: 94.6697; 2.2: 1533.2238; 2.3: 49.6379; 2.4: -1434.695; 2.5: -46.448
| 2 | 54.7 | 1: 17.3023; 1.1: 99.0602; 1.2: 0.13284; 1.3: 295.38; 1.4: 3.2041; 1.5: 99.0602; 1.6: 295.38; 1.7: 177.228; 1.8: 8.4594; 1.9: 1476.9; 2: 47.035; 2.1: 94.6713; 2.2: 1536.0056; 2.3: 49.6825; 2.4: -1436.9454; 2.5: -46.4784
| 2 | 54.75 | 1: 17.3796; 1.1: 99.5935; 1.2: 0.13356; 1.3: 295.65; 1.4: 3.2184; 1.5: 99.5935; 1.6: 295.65; 1.7: 177.39; 1.8: 8.4594; 1.9: 1478.25; 2: 47.078; 2.1: 94.6728; 2.2: 1538.79; 2.3: 49.7271; 2.4: -1439.1965; 2.5: -46.5087
| 2 | 54.8 | 1: 17.457; 1.1: 100.1286; 1.2: 0.13427; 1.3: 295.92; 1.4: 3.2328; 1.5: 100.1286; 1.6: 295.92; 1.7: 177.552; 1.8: 8.4594; 1.9: 1479.6; 2: 47.121; 2.1: 94.6743; 2.2: 1541.5768; 2.3: 49.7717; 2.4: -1441.4482; 2.5: -46.5389
| 2 | 54.85 | 1: 17.5346; 1.1: 100.6655; 1.2: 0.13499; 1.3: 296.19; 1.4: 3.2471; 1.5: 100.6655; 1.6: 296.19; 1.7: 177.714; 1.8: 8.4594; 1.9: 1480.95; 2: 47.164; 2.1: 94.6759; 2.2: 1544.3662; 2.3: 49.8163; 2.4: -1443.7007; 2.5: -46.5692
| 2 | 54.9 | 1: 17.6124; 1.1: 101.2041; 1.2: 0.13572; 1.3: 296.46; 1.4: 3.2615; 1.5: 101.2041; 1.6: 296.46; 1.7: 177.876; 1.8: 8.4594; 1.9: 1482.3; 2: 47.207; 2.1: 94.6774; 2.2: 1547.1581; 2.3: 49.8609; 2.4: -1445.9539; 2.5: -46.5994
| 2 | 54.95 | 1: 17.6903; 1.1: 101.7446; 1.2: 0.13644; 1.3: 296.73; 1.4: 3.276; 1.5: 101.7446; 1.6: 296.73; 1.7: 178.038; 1.8: 8.4594; 1.9: 1483.65; 2: 47.25; 2.1: 94.6789; 2.2: 1549.9525; 2.3: 49.9055; 2.4: -1448.2079; 2.5: -46.6295
| 2 | 55 | 1: 17.7684; 1.1: 102.2869; 1.2: 0.13717; 1.3: 297; 1.4: 3.2904; 1.5: 102.2869; 1.6: 297; 1.7: 178.2; 1.8: 8.4594; 1.9: 1485; 2: 47.293; 2.1: 94.6804; 2.2: 1552.7494; 2.3: 49.9501; 2.4: -1450.4625; 2.5: -46.6597
| 2 | 55.05 | 1: 17.8467; 1.1: 102.831; 1.2: 0.1379; 1.3: 297.27; 1.4: 3.3049; 1.5: 102.831; 1.6: 297.27; 1.7: 178.362; 1.8: 8.4594; 1.9: 1486.35; 2: 47.336; 2.1: 94.682; 2.2: 1555.5489; 2.3: 49.9947; 2.4: -1452.7178; 2.5: -46.6898
| 2 | 55.1 | 1: 17.9252; 1.1: 103.3769; 1.2: 0.13863; 1.3: 297.54; 1.4: 3.3195; 1.5: 103.3769; 1.6: 297.54; 1.7: 178.524; 1.8: 8.4594; 1.9: 1487.7; 2: 47.379; 2.1: 94.6835; 2.2: 1558.3508; 2.3: 50.0393; 2.4: -1454.9739; 2.5: -46.7198
| 2 | 55.15 | 1: 18.0038; 1.1: 103.9247; 1.2: 0.13937; 1.3: 297.81; 1.4: 3.334; 1.5: 103.9247; 1.6: 297.81; 1.7: 178.686; 1.8: 8.4594; 1.9: 1489.05; 2: 47.422; 2.1: 94.685; 2.2: 1561.1553; 2.3: 50.0839; 2.4: -1457.2306; 2.5: -46.7499
| 2 | 55.2 | 1: 18.0826; 1.1: 104.4742; 1.2: 0.1401; 1.3: 298.08; 1.4: 3.3486; 1.5: 104.4742; 1.6: 298.08; 1.7: 178.848; 1.8: 8.4594; 1.9: 1490.4; 2: 47.465; 2.1: 94.6865; 2.2: 1563.9622; 2.3: 50.1285; 2.4: -1459.488; 2.5: -46.7799
| 2 | 55.25 | 1: 18.1616; 1.1: 105.0256; 1.2: 0.14084; 1.3: 298.35; 1.4: 3.3633; 1.5: 105.0256; 1.6: 298.35; 1.7: 179.01; 1.8: 8.4594; 1.9: 1491.75; 2: 47.508; 2.1: 94.688; 2.2: 1566.7717; 2.3: 50.1731; 2.4: -1461.7461; 2.5: -46.8099
| 2 | 55.3 | 1: 18.2408; 1.1: 105.5788; 1.2: 0.14158; 1.3: 298.62; 1.4: 3.3779; 1.5: 105.5788; 1.6: 298.62; 1.7: 179.172; 1.8: 8.4594; 1.9: 1493.1; 2: 47.551; 2.1: 94.6895; 2.2: 1569.5838; 2.3: 50.2177; 2.4: -1464.005; 2.5: -46.8398
| 2 | 55.35 | 1: 18.3201; 1.1: 106.1338; 1.2: 0.14233; 1.3: 298.89; 1.4: 3.3926; 1.5: 106.1338; 1.6: 298.89; 1.7: 179.334; 1.8: 8.4594; 1.9: 1494.45; 2: 47.5939; 2.1: 94.6911; 2.2: 1572.3983; 2.3: 50.2623; 2.4: -1466.2645; 2.5: -46.8697
| 2 | 55.4 | 1: 18.3996; 1.1: 106.6907; 1.2: 0.14307; 1.3: 299.16; 1.4: 3.4073; 1.5: 106.6907; 1.6: 299.16; 1.7: 179.496; 1.8: 8.4594; 1.9: 1495.8; 2: 47.6369; 2.1: 94.6926; 2.2: 1575.2153; 2.3: 50.307; 2.4: -1468.5247; 2.5: -46.8996
| 2 | 55.45 | 1: 18.4793; 1.1: 107.2494; 1.2: 0.14382; 1.3: 299.43; 1.4: 3.4221; 1.5: 107.2494; 1.6: 299.43; 1.7: 179.658; 1.8: 8.4594; 1.9: 1497.15; 2: 47.6799; 2.1: 94.6941; 2.2: 1578.0349; 2.3: 50.3516; 2.4: -1470.7855; 2.5: -46.9295
| 2 | 55.5 | 1: 18.5591; 1.1: 107.8099; 1.2: 0.14458; 1.3: 299.7; 1.4: 3.4369; 1.5: 107.8099; 1.6: 299.7; 1.7: 179.82; 1.8: 8.4594; 1.9: 1498.5; 2: 47.7229; 2.1: 94.6956; 2.2: 1580.8569; 2.3: 50.3962; 2.4: -1473.0471; 2.5: -46.9593
| 2 | 55.55 | 1: 18.6391; 1.1: 108.3722; 1.2: 0.14533; 1.3: 299.97; 1.4: 3.4517; 1.5: 108.3722; 1.6: 299.97; 1.7: 179.982; 1.8: 8.4594; 1.9: 1499.85; 2: 47.7659; 2.1: 94.6971; 2.2: 1583.6815; 2.3: 50.4408; 2.4: -1475.3093; 2.5: -46.9891
| 2 | 55.6 | 1: 18.7193; 1.1: 108.9364; 1.2: 0.14609; 1.3: 300.24; 1.4: 3.4665; 1.5: 108.9364; 1.6: 300.24; 1.7: 180.144; 1.8: 8.4594; 1.9: 1501.2; 2: 47.8089; 2.1: 94.6986; 2.2: 1586.5086; 2.3: 50.4854; 2.4: -1477.5722; 2.5: -47.0188
| 2 | 55.65 | 1: 18.7997; 1.1: 109.5025; 1.2: 0.14685; 1.3: 300.51; 1.4: 3.4814; 1.5: 109.5025; 1.6: 300.51; 1.7: 180.306; 1.8: 8.4594; 1.9: 1502.55; 2: 47.8519; 2.1: 94.7001; 2.2: 1589.3383; 2.3: 50.53; 2.4: -1479.8358; 2.5: -47.0485
| 2 | 55.7 | 1: 18.8802; 1.1: 110.0704; 1.2: 0.14761; 1.3: 300.78; 1.4: 3.4963; 1.5: 110.0704; 1.6: 300.78; 1.7: 180.468; 1.8: 8.4594; 1.9: 1503.9; 2: 47.8949; 2.1: 94.7016; 2.2: 1592.1704; 2.3: 50.5746; 2.4: -1482.1; 2.5: -47.0782
| 2 | 55.75 | 1: 18.9609; 1.1: 110.6401; 1.2: 0.14837; 1.3: 301.05; 1.4: 3.5113; 1.5: 110.6401; 1.6: 301.05; 1.7: 180.63; 1.8: 8.4594; 1.9: 1505.25; 2: 47.9379; 2.1: 94.703; 2.2: 1595.005; 2.3: 50.6192; 2.4: -1484.3649; 2.5: -47.1079
| 2 | 55.8 | 1: 19.0418; 1.1: 111.2117; 1.2: 0.14914; 1.3: 301.32; 1.4: 3.5263; 1.5: 111.2117; 1.6: 301.32; 1.7: 180.792; 1.8: 8.4594; 1.9: 1506.6; 2: 47.9809; 2.1: 94.7045; 2.2: 1597.8422; 2.3: 50.6638; 2.4: -1486.6305; 2.5: -47.1375
| 2 | 55.85 | 1: 19.1228; 1.1: 111.7851; 1.2: 0.14991; 1.3: 301.59; 1.4: 3.5413; 1.5: 111.7851; 1.6: 301.59; 1.7: 180.954; 1.8: 8.4594; 1.9: 1507.95; 2: 48.0239; 2.1: 94.706; 2.2: 1600.6819; 2.3: 50.7084; 2.4: -1488.8967; 2.5: -47.1671
| 2 | 55.9 | 1: 19.2041; 1.1: 112.3604; 1.2: 0.15068; 1.3: 301.86; 1.4: 3.5563; 1.5: 112.3604; 1.6: 301.86; 1.7: 181.116; 1.8: 8.4594; 1.9: 1509.3; 2: 48.0669; 2.1: 94.7075; 2.2: 1603.5241; 2.3: 50.753; 2.4: -1491.1636; 2.5: -47.1967
| 2 | 55.95 | 1: 19.2855; 1.1: 112.9376; 1.2: 0.15145; 1.3: 302.13; 1.4: 3.5714; 1.5: 112.9376; 1.6: 302.13; 1.7: 181.278; 1.8: 8.4594; 1.9: 1510.65; 2: 48.1099; 2.1: 94.709; 2.2: 1606.3688; 2.3: 50.7976; 2.4: -1493.4312; 2.5: -47.2262
| 2 | 56 | 1: 19.367; 1.1: 113.5166; 1.2: 0.15223; 1.3: 302.4; 1.4: 3.5865; 1.5: 113.5166; 1.6: 302.4; 1.7: 181.44; 1.8: 8.4594; 1.9: 1512; 2: 48.1529; 2.1: 94.7105; 2.2: 1609.216; 2.3: 50.8422; 2.4: -1495.6994; 2.5: -47.2557
| 2 | 56.05 | 1: 19.4488; 1.1: 114.0975; 1.2: 0.15301; 1.3: 302.67; 1.4: 3.6016; 1.5: 114.0975; 1.6: 302.67; 1.7: 181.602; 1.8: 8.4594; 1.9: 1513.35; 2: 48.1959; 2.1: 94.7119; 2.2: 1612.0657; 2.3: 50.8868; 2.4: -1497.9682; 2.5: -47.2852
| 2 | 56.1 | 1: 19.5307; 1.1: 114.6803; 1.2: 0.15379; 1.3: 302.94; 1.4: 3.6168; 1.5: 114.6803; 1.6: 302.94; 1.7: 181.764; 1.8: 8.4594; 1.9: 1514.7; 2: 48.2389; 2.1: 94.7134; 2.2: 1614.918; 2.3: 50.9314; 2.4: -1500.2377; 2.5: -47.3146
| 2 | 56.15 | 1: 19.6128; 1.1: 115.2649; 1.2: 0.15457; 1.3: 303.21; 1.4: 3.632; 1.5: 115.2649; 1.6: 303.21; 1.7: 181.926; 1.8: 8.4594; 1.9: 1516.05; 2: 48.2818; 2.1: 94.7149; 2.2: 1617.7727; 2.3: 50.976; 2.4: -1502.5078; 2.5: -47.344
| 2 | 56.2 | 1: 19.695; 1.1: 115.8514; 1.2: 0.15536; 1.3: 303.48; 1.4: 3.6472; 1.5: 115.8514; 1.6: 303.48; 1.7: 182.088; 1.8: 8.4594; 1.9: 1517.4; 2: 48.3248; 2.1: 94.7164; 2.2: 1620.63; 2.3: 51.0206; 2.4: -1504.7786; 2.5: -47.3734
| 2 | 56.25 | 1: 19.7775; 1.1: 116.4398; 1.2: 0.15615; 1.3: 303.75; 1.4: 3.6625; 1.5: 116.4398; 1.6: 303.75; 1.7: 182.25; 1.8: 8.4594; 1.9: 1518.75; 2: 48.3678; 2.1: 94.7178; 2.2: 1623.4898; 2.3: 51.0652; 2.4: -1507.05; 2.5: -47.4027
| 2 | 56.3 | 1: 19.8601; 1.1: 117.03; 1.2: 0.15694; 1.3: 304.02; 1.4: 3.6778; 1.5: 117.03; 1.6: 304.02; 1.7: 182.412; 1.8: 8.4594; 1.9: 1520.1; 2: 48.4108; 2.1: 94.7193; 2.2: 1626.3521; 2.3: 51.1098; 2.4: -1509.3221; 2.5: -47.432
| 2 | 56.35 | 1: 19.9428; 1.1: 117.6221; 1.2: 0.15773; 1.3: 304.29; 1.4: 3.6931; 1.5: 117.6221; 1.6: 304.29; 1.7: 182.574; 1.8: 8.4594; 1.9: 1521.45; 2: 48.4538; 2.1: 94.7208; 2.2: 1629.2169; 2.3: 51.1544; 2.4: -1511.5948; 2.5: -47.4613
| 2 | 56.4 | 1: 20.0258; 1.1: 118.2162; 1.2: 0.15853; 1.3: 304.56; 1.4: 3.7085; 1.5: 118.2162; 1.6: 304.56; 1.7: 182.736; 1.8: 8.4594; 1.9: 1522.8; 2: 48.4968; 2.1: 94.7222; 2.2: 1632.0843; 2.3: 51.199; 2.4: -1513.8681; 2.5: -47.4905
| 2 | 56.45 | 1: 20.1089; 1.1: 118.8121; 1.2: 0.15933; 1.3: 304.83; 1.4: 3.7239; 1.5: 118.8121; 1.6: 304.83; 1.7: 182.898; 1.8: 8.4594; 1.9: 1524.15; 2: 48.5398; 2.1: 94.7237; 2.2: 1634.9541; 2.3: 51.2436; 2.4: -1516.1421; 2.5: -47.5197
| 2 | 56.5 | 1: 20.1922; 1.1: 119.4099; 1.2: 0.16013; 1.3: 305.1; 1.4: 3.7393; 1.5: 119.4099; 1.6: 305.1; 1.7: 183.06; 1.8: 8.4594; 1.9: 1525.5; 2: 48.5828; 2.1: 94.7251; 2.2: 1637.8265; 2.3: 51.2882; 2.4: -1518.4166; 2.5: -47.5489
| 2 | 56.55 | 1: 20.2756; 1.1: 120.0095; 1.2: 0.16094; 1.3: 305.37; 1.4: 3.7547; 1.5: 120.0095; 1.6: 305.37; 1.7: 183.222; 1.8: 8.4594; 1.9: 1526.85; 2: 48.6258; 2.1: 94.7266; 2.2: 1640.7014; 2.3: 51.3328; 2.4: -1520.6918; 2.5: -47.578
| 2 | 56.6 | 1: 20.3593; 1.1: 120.6111; 1.2: 0.16174; 1.3: 305.64; 1.4: 3.7702; 1.5: 120.6111; 1.6: 305.64; 1.7: 183.384; 1.8: 8.4594; 1.9: 1528.2; 2: 48.6688; 2.1: 94.7281; 2.2: 1643.5788; 2.3: 51.3774; 2.4: -1522.9677; 2.5: -47.6071
| 2 | 56.65 | 1: 20.4431; 1.1: 121.2146; 1.2: 0.16255; 1.3: 305.91; 1.4: 3.7858; 1.5: 121.2146; 1.6: 305.91; 1.7: 183.546; 1.8: 8.4594; 1.9: 1529.55; 2: 48.7118; 2.1: 94.7295; 2.2: 1646.4587; 2.3: 51.422; 2.4: -1525.2441; 2.5: -47.6362
| 2 | 56.7 | 1: 20.5271; 1.1: 121.82; 1.2: 0.16336; 1.3: 306.18; 1.4: 3.8013; 1.5: 121.82; 1.6: 306.18; 1.7: 183.708; 1.8: 8.4594; 1.9: 1530.9; 2: 48.7548; 2.1: 94.731; 2.2: 1649.3411; 2.3: 51.4666; 2.4: -1527.5211; 2.5: -47.6653
| 2 | 56.75 | 1: 20.6112; 1.1: 122.4273; 1.2: 0.16418; 1.3: 306.45; 1.4: 3.8169; 1.5: 122.4273; 1.6: 306.45; 1.7: 183.87; 1.8: 8.4594; 1.9: 1532.25; 2: 48.7978; 2.1: 94.7324; 2.2: 1652.2261; 2.3: 51.5112; 2.4: -1529.7988; 2.5: -47.6943
| 2 | 56.8 | 1: 20.6956; 1.1: 123.0364; 1.2: 0.16499; 1.3: 306.72; 1.4: 3.8325; 1.5: 123.0364; 1.6: 306.72; 1.7: 184.032; 1.8: 8.4594; 1.9: 1533.6; 2: 48.8408; 2.1: 94.7338; 2.2: 1655.1135; 2.3: 51.5558; 2.4: -1532.0771; 2.5: -47.7233
| 2 | 56.85 | 1: 20.78; 1.1: 123.6475; 1.2: 0.16581; 1.3: 306.99; 1.4: 3.8482; 1.5: 123.6475; 1.6: 306.99; 1.7: 184.194; 1.8: 8.4594; 1.9: 1534.95; 2: 48.8838; 2.1: 94.7353; 2.2: 1658.0035; 2.3: 51.6004; 2.4: -1534.356; 2.5: -47.7522
| 2 | 56.9 | 1: 20.8647; 1.1: 124.2605; 1.2: 0.16664; 1.3: 307.26; 1.4: 3.8638; 1.5: 124.2605; 1.6: 307.26; 1.7: 184.356; 1.8: 8.4594; 1.9: 1536.3; 2: 48.9268; 2.1: 94.7367; 2.2: 1660.896; 2.3: 51.645; 2.4: -1536.6354; 2.5: -47.7811
| 2 | 56.95 | 1: 20.9496; 1.1: 124.8755; 1.2: 0.16746; 1.3: 307.53; 1.4: 3.8795; 1.5: 124.8755; 1.6: 307.53; 1.7: 184.518; 1.8: 8.4594; 1.9: 1537.65; 2: 48.9697; 2.1: 94.7382; 2.2: 1663.791; 2.3: 51.6896; 2.4: -1538.9155; 2.5: -47.81
| 2 | 57 | 1: 21.0346; 1.1: 125.4923; 1.2: 0.16829; 1.3: 307.8; 1.4: 3.8953; 1.5: 125.4923; 1.6: 307.8; 1.7: 184.68; 1.8: 8.4594; 1.9: 1539; 2: 49.0127; 2.1: 94.7396; 2.2: 1666.6885; 2.3: 51.7342; 2.4: -1541.1962; 2.5: -47.8389
| 2 | 57.05 | 1: 21.1198; 1.1: 126.111; 1.2: 0.16912; 1.3: 308.07; 1.4: 3.9111; 1.5: 126.111; 1.6: 308.07; 1.7: 184.842; 1.8: 8.4594; 1.9: 1540.35; 2: 49.0557; 2.1: 94.741; 2.2: 1669.5885; 2.3: 51.7788; 2.4: -1543.4775; 2.5: -47.8677
| 2 | 57.1 | 1: 21.2051; 1.1: 126.7317; 1.2: 0.16995; 1.3: 308.34; 1.4: 3.9269; 1.5: 126.7317; 1.6: 308.34; 1.7: 185.004; 1.8: 8.4594; 1.9: 1541.7; 2: 49.0987; 2.1: 94.7425; 2.2: 1672.4911; 2.3: 51.8234; 2.4: -1545.7594; 2.5: -47.8965
| 2 | 57.15 | 1: 21.2907; 1.1: 127.3543; 1.2: 0.17078; 1.3: 308.61; 1.4: 3.9427; 1.5: 127.3543; 1.6: 308.61; 1.7: 185.166; 1.8: 8.4594; 1.9: 1543.05; 2: 49.1417; 2.1: 94.7439; 2.2: 1675.3961; 2.3: 51.868; 2.4: -1548.0418; 2.5: -47.9252
| 2 | 57.2 | 1: 21.3764; 1.1: 127.9788; 1.2: 0.17162; 1.3: 308.88; 1.4: 3.9586; 1.5: 127.9788; 1.6: 308.88; 1.7: 185.328; 1.8: 8.4594; 1.9: 1544.4; 2: 49.1847; 2.1: 94.7453; 2.2: 1678.3037; 2.3: 51.9126; 2.4: -1550.3249; 2.5: -47.954
| 2 | 57.25 | 1: 21.4622; 1.1: 128.6053; 1.2: 0.17246; 1.3: 309.15; 1.4: 3.9745; 1.5: 128.6053; 1.6: 309.15; 1.7: 185.49; 1.8: 8.4594; 1.9: 1545.75; 2: 49.2277; 2.1: 94.7467; 2.2: 1681.2138; 2.3: 51.9571; 2.4: -1552.6085; 2.5: -47.9827
| 2 | 57.3 | 1: 21.5483; 1.1: 129.2337; 1.2: 0.17331; 1.3: 309.42; 1.4: 3.9904; 1.5: 129.2337; 1.6: 309.42; 1.7: 185.652; 1.8: 8.4594; 1.9: 1547.1; 2: 49.2707; 2.1: 94.7482; 2.2: 1684.1264; 2.3: 52.0017; 2.4: -1554.8927; 2.5: -48.0113
| 2 | 57.35 | 1: 21.6345; 1.1: 129.864; 1.2: 0.17415; 1.3: 309.69; 1.4: 4.0064; 1.5: 129.864; 1.6: 309.69; 1.7: 185.814; 1.8: 8.4594; 1.9: 1548.45; 2: 49.3137; 2.1: 94.7496; 2.2: 1687.0416; 2.3: 52.0463; 2.4: -1557.1775; 2.5: -48.04
| 2 | 57.4 | 1: 21.7209; 1.1: 130.4963; 1.2: 0.175; 1.3: 309.96; 1.4: 4.0224; 1.5: 130.4963; 1.6: 309.96; 1.7: 185.976; 1.8: 8.4594; 1.9: 1549.8; 2: 49.3567; 2.1: 94.751; 2.2: 1689.9592; 2.3: 52.0909; 2.4: -1559.4629; 2.5: -48.0685
| 2 | 57.45 | 1: 21.8075; 1.1: 131.1305; 1.2: 0.17585; 1.3: 310.23; 1.4: 4.0384; 1.5: 131.1305; 1.6: 310.23; 1.7: 186.138; 1.8: 8.4594; 1.9: 1551.15; 2: 49.3997; 2.1: 94.7524; 2.2: 1692.8793; 2.3: 52.1355; 2.4: -1561.7489; 2.5: -48.0971
| 2 | 57.5 | 1: 21.8942; 1.1: 131.7666; 1.2: 0.1767; 1.3: 310.5; 1.4: 4.0545; 1.5: 131.7666; 1.6: 310.5; 1.7: 186.3; 1.8: 8.4594; 1.9: 1552.5; 2: 49.4427; 2.1: 94.7538; 2.2: 1695.802; 2.3: 52.1801; 2.4: -1564.0354; 2.5: -48.1256
| 2 | 57.55 | 1: 21.9811; 1.1: 132.4047; 1.2: 0.17756; 1.3: 310.77; 1.4: 4.0706; 1.5: 132.4047; 1.6: 310.77; 1.7: 186.462; 1.8: 8.4594; 1.9: 1553.85; 2: 49.4857; 2.1: 94.7553; 2.2: 1698.7272; 2.3: 52.2247; 2.4: -1566.3225; 2.5: -48.1541
| 2 | 57.6 | 1: 22.0682; 1.1: 133.0448; 1.2: 0.17842; 1.3: 311.04; 1.4: 4.0867; 1.5: 133.0448; 1.6: 311.04; 1.7: 186.624; 1.8: 8.4594; 1.9: 1555.2; 2: 49.5287; 2.1: 94.7567; 2.2: 1701.6549; 2.3: 52.2693; 2.4: -1568.6102; 2.5: -48.1826
| 2 | 57.65 | 1: 22.1555; 1.1: 133.6867; 1.2: 0.17928; 1.3: 311.31; 1.4: 4.1029; 1.5: 133.6867; 1.6: 311.31; 1.7: 186.786; 1.8: 8.4594; 1.9: 1556.55; 2: 49.5717; 2.1: 94.7581; 2.2: 1704.5851; 2.3: 52.3139; 2.4: -1570.8984; 2.5: -48.2111
| 2 | 57.7 | 1: 22.2429; 1.1: 134.3307; 1.2: 0.18014; 1.3: 311.58; 1.4: 4.1191; 1.5: 134.3307; 1.6: 311.58; 1.7: 186.948; 1.8: 8.4594; 1.9: 1557.9; 2: 49.6146; 2.1: 94.7595; 2.2: 1707.5179; 2.3: 52.3585; 2.4: -1573.1872; 2.5: -48.2395
| 2 | 57.75 | 1: 22.3305; 1.1: 134.9766; 1.2: 0.18101; 1.3: 311.85; 1.4: 4.1353; 1.5: 134.9766; 1.6: 311.85; 1.7: 187.11; 1.8: 8.4594; 1.9: 1559.25; 2: 49.6576; 2.1: 94.7609; 2.2: 1710.4531; 2.3: 52.4031; 2.4: -1575.4765; 2.5: -48.2678
| 2 | 57.8 | 1: 22.4183; 1.1: 135.6245; 1.2: 0.18188; 1.3: 312.12; 1.4: 4.1515; 1.5: 135.6245; 1.6: 312.12; 1.7: 187.272; 1.8: 8.4594; 1.9: 1560.6; 2: 49.7006; 2.1: 94.7623; 2.2: 1713.3909; 2.3: 52.4477; 2.4: -1577.7664; 2.5: -48.2962
| 2 | 57.85 | 1: 22.5062; 1.1: 136.2743; 1.2: 0.18275; 1.3: 312.39; 1.4: 4.1678; 1.5: 136.2743; 1.6: 312.39; 1.7: 187.434; 1.8: 8.4594; 1.9: 1561.95; 2: 49.7436; 2.1: 94.7637; 2.2: 1716.3311; 2.3: 52.4923; 2.4: -1580.0569; 2.5: -48.3245
| 2 | 57.9 | 1: 22.5943; 1.1: 136.9261; 1.2: 0.18362; 1.3: 312.66; 1.4: 4.1841; 1.5: 136.9261; 1.6: 312.66; 1.7: 187.596; 1.8: 8.4594; 1.9: 1563.3; 2: 49.7866; 2.1: 94.7651; 2.2: 1719.2739; 2.3: 52.5369; 2.4: -1582.3479; 2.5: -48.3528
| 2 | 57.95 | 1: 22.6826; 1.1: 137.5798; 1.2: 0.1845; 1.3: 312.93; 1.4: 4.2005; 1.5: 137.5798; 1.6: 312.93; 1.7: 187.758; 1.8: 8.4594; 1.9: 1564.65; 2: 49.8296; 2.1: 94.7665; 2.2: 1722.2193; 2.3: 52.5815; 2.4: -1584.6394; 2.5: -48.381
| 2 | 58 | 1: 22.7711; 1.1: 138.2356; 1.2: 0.18538; 1.3: 313.2; 1.4: 4.2169; 1.5: 138.2356; 1.6: 313.2; 1.7: 187.92; 1.8: 8.4594; 1.9: 1566; 2: 49.8726; 2.1: 94.7679; 2.2: 1725.1671; 2.3: 52.6261; 2.4: -1586.9315; 2.5: -48.4092
| 2 | 58.05 | 1: 22.8597; 1.1: 138.8933; 1.2: 0.18626; 1.3: 313.47; 1.4: 4.2333; 1.5: 138.8933; 1.6: 313.47; 1.7: 188.082; 1.8: 8.4594; 1.9: 1567.35; 2: 49.9156; 2.1: 94.7693; 2.2: 1728.1174; 2.3: 52.6707; 2.4: -1589.2242; 2.5: -48.4374
| 2 | 58.1 | 1: 22.9485; 1.1: 139.5529; 1.2: 0.18714; 1.3: 313.74; 1.4: 4.2497; 1.5: 139.5529; 1.6: 313.74; 1.7: 188.244; 1.8: 8.4594; 1.9: 1568.7; 2: 49.9586; 2.1: 94.7706; 2.2: 1731.0703; 2.3: 52.7153; 2.4: -1591.5173; 2.5: -48.4655
| 2 | 58.15 | 1: 23.0375; 1.1: 140.2146; 1.2: 0.18803; 1.3: 314.01; 1.4: 4.2662; 1.5: 140.2146; 1.6: 314.01; 1.7: 188.406; 1.8: 8.4594; 1.9: 1570.05; 2: 50.0016; 2.1: 94.772; 2.2: 1734.0257; 2.3: 52.7599; 2.4: -1593.8111; 2.5: -48.4937
| 2 | 58.2 | 1: 23.1266; 1.1: 140.8782; 1.2: 0.18892; 1.3: 314.28; 1.4: 4.2827; 1.5: 140.8782; 1.6: 314.28; 1.7: 188.568; 1.8: 8.4594; 1.9: 1571.4; 2: 50.0446; 2.1: 94.7734; 2.2: 1736.9836; 2.3: 52.8045; 2.4: -1596.1053; 2.5: -48.5217
| 2 | 58.25 | 1: 23.216; 1.1: 141.5439; 1.2: 0.18981; 1.3: 314.55; 1.4: 4.2993; 1.5: 141.5439; 1.6: 314.55; 1.7: 188.73; 1.8: 8.4594; 1.9: 1572.75; 2: 50.0876; 2.1: 94.7748; 2.2: 1739.944; 2.3: 52.849; 2.4: -1598.4001; 2.5: -48.5498
| 2 | 58.3 | 1: 23.3055; 1.1: 142.2115; 1.2: 0.19071; 1.3: 314.82; 1.4: 4.3158; 1.5: 142.2115; 1.6: 314.82; 1.7: 188.892; 1.8: 8.4594; 1.9: 1574.1; 2: 50.1306; 2.1: 94.7762; 2.2: 1742.9069; 2.3: 52.8936; 2.4: -1600.6954; 2.5: -48.5778
| 2 | 58.35 | 1: 23.3951; 1.1: 142.8811; 1.2: 0.19161; 1.3: 315.09; 1.4: 4.3324; 1.5: 142.8811; 1.6: 315.09; 1.7: 189.054; 1.8: 8.4594; 1.9: 1575.45; 2: 50.1736; 2.1: 94.7776; 2.2: 1745.8723; 2.3: 52.9382; 2.4: -1602.9913; 2.5: -48.6058
| 2 | 58.4 | 1: 23.485; 1.1: 143.5527; 1.2: 0.19251; 1.3: 315.36; 1.4: 4.3491; 1.5: 143.5527; 1.6: 315.36; 1.7: 189.216; 1.8: 8.4594; 1.9: 1576.8; 2: 50.2166; 2.1: 94.7789; 2.2: 1748.8403; 2.3: 52.9828; 2.4: -1605.2876; 2.5: -48.6338
| 2 | 58.45 | 1: 23.575; 1.1: 144.2262; 1.2: 0.19341; 1.3: 315.63; 1.4: 4.3657; 1.5: 144.2262; 1.6: 315.63; 1.7: 189.378; 1.8: 8.4594; 1.9: 1578.15; 2: 50.2596; 2.1: 94.7803; 2.2: 1751.8108; 2.3: 53.0274; 2.4: -1607.5845; 2.5: -48.6617
| 2 | 58.5 | 1: 23.6652; 1.1: 144.9018; 1.2: 0.19432; 1.3: 315.9; 1.4: 4.3824; 1.5: 144.9018; 1.6: 315.9; 1.7: 189.54; 1.8: 8.4594; 1.9: 1579.5; 2: 50.3025; 2.1: 94.7817; 2.2: 1754.7838; 2.3: 53.072; 2.4: -1609.8819; 2.5: -48.6896
| 2 | 58.55 | 1: 23.7555; 1.1: 145.5794; 1.2: 0.19523; 1.3: 316.17; 1.4: 4.3992; 1.5: 145.5794; 1.6: 316.17; 1.7: 189.702; 1.8: 8.4594; 1.9: 1580.85; 2: 50.3455; 2.1: 94.783; 2.2: 1757.7593; 2.3: 53.1166; 2.4: -1612.1799; 2.5: -48.7174
| 2 | 58.6 | 1: 23.8461; 1.1: 146.259; 1.2: 0.19614; 1.3: 316.44; 1.4: 4.4159; 1.5: 146.259; 1.6: 316.44; 1.7: 189.864; 1.8: 8.4594; 1.9: 1582.2; 2: 50.3885; 2.1: 94.7844; 2.2: 1760.7373; 2.3: 53.1612; 2.4: -1614.4783; 2.5: -48.7453
| 2 | 58.65 | 1: 23.9368; 1.1: 146.9406; 1.2: 0.19705; 1.3: 316.71; 1.4: 4.4327; 1.5: 146.9406; 1.6: 316.71; 1.7: 190.026; 1.8: 8.4594; 1.9: 1583.55; 2: 50.4315; 2.1: 94.7858; 2.2: 1763.7178; 2.3: 53.2058; 2.4: -1616.7773; 2.5: -48.7731
| 2 | 58.7 | 1: 24.0276; 1.1: 147.6242; 1.2: 0.19797; 1.3: 316.98; 1.4: 4.4496; 1.5: 147.6242; 1.6: 316.98; 1.7: 190.188; 1.8: 8.4594; 1.9: 1584.9; 2: 50.4745; 2.1: 94.7871; 2.2: 1766.7009; 2.3: 53.2504; 2.4: -1619.0767; 2.5: -48.8008
| 2 | 58.75 | 1: 24.1187; 1.1: 148.3098; 1.2: 0.19889; 1.3: 317.25; 1.4: 4.4664; 1.5: 148.3098; 1.6: 317.25; 1.7: 190.35; 1.8: 8.4594; 1.9: 1586.25; 2: 50.5175; 2.1: 94.7885; 2.2: 1769.6865; 2.3: 53.295; 2.4: -1621.3767; 2.5: -48.8286
| 2 | 58.8 | 1: 24.2099; 1.1: 148.9974; 1.2: 0.19981; 1.3: 317.52; 1.4: 4.4833; 1.5: 148.9974; 1.6: 317.52; 1.7: 190.512; 1.8: 8.4594; 1.9: 1587.6; 2: 50.5605; 2.1: 94.7899; 2.2: 1772.6746; 2.3: 53.3396; 2.4: -1623.6772; 2.5: -48.8563
| 2 | 58.85 | 1: 24.3013; 1.1: 149.6871; 1.2: 0.20073; 1.3: 317.79; 1.4: 4.5002; 1.5: 149.6871; 1.6: 317.79; 1.7: 190.674; 1.8: 8.4594; 1.9: 1588.95; 2: 50.6035; 2.1: 94.7912; 2.2: 1775.6652; 2.3: 53.3842; 2.4: -1625.9781; 2.5: -48.8839
| 2 | 58.9 | 1: 24.3929; 1.1: 150.3787; 1.2: 0.20166; 1.3: 318.06; 1.4: 4.5172; 1.5: 150.3787; 1.6: 318.06; 1.7: 190.836; 1.8: 8.4594; 1.9: 1590.3; 2: 50.6465; 2.1: 94.7926; 2.2: 1778.6583; 2.3: 53.4288; 2.4: -1628.2796; 2.5: -48.9116
| 2 | 58.95 | 1: 24.4846; 1.1: 151.0724; 1.2: 0.20259; 1.3: 318.33; 1.4: 4.5342; 1.5: 151.0724; 1.6: 318.33; 1.7: 190.998; 1.8: 8.4594; 1.9: 1591.65; 2: 50.6895; 2.1: 94.7939; 2.2: 1781.654; 2.3: 53.4734; 2.4: -1630.5816; 2.5: -48.9392
| 2 | 59 | 1: 24.5765; 1.1: 151.7681; 1.2: 0.20352; 1.3: 318.6; 1.4: 4.5512; 1.5: 151.7681; 1.6: 318.6; 1.7: 191.16; 1.8: 8.4594; 1.9: 1593; 2: 50.7325; 2.1: 94.7953; 2.2: 1784.6521; 2.3: 53.5179; 2.4: -1632.884; 2.5: -48.9667
| 2 | 59.05 | 1: 24.6686; 1.1: 152.4658; 1.2: 0.20446; 1.3: 318.87; 1.4: 4.5683; 1.5: 152.4658; 1.6: 318.87; 1.7: 191.322; 1.8: 8.4594; 1.9: 1594.35; 2: 50.7755; 2.1: 94.7966; 2.2: 1787.6528; 2.3: 53.5625; 2.4: -1635.187; 2.5: -48.9943
| 2 | 59.1 | 1: 24.7608; 1.1: 153.1656; 1.2: 0.2054; 1.3: 319.14; 1.4: 4.5853; 1.5: 153.1656; 1.6: 319.14; 1.7: 191.484; 1.8: 8.4594; 1.9: 1595.7; 2: 50.8185; 2.1: 94.798; 2.2: 1790.656; 2.3: 53.6071; 2.4: -1637.4904; 2.5: -49.0218
| 2 | 59.15 | 1: 24.8533; 1.1: 153.8674; 1.2: 0.20634; 1.3: 319.41; 1.4: 4.6025; 1.5: 153.8674; 1.6: 319.41; 1.7: 191.646; 1.8: 8.4594; 1.9: 1597.05; 2: 50.8615; 2.1: 94.7993; 2.2: 1793.6617; 2.3: 53.6517; 2.4: -1639.7944; 2.5: -49.0493
| 2 | 59.2 | 1: 24.9459; 1.1: 154.5712; 1.2: 0.20728; 1.3: 319.68; 1.4: 4.6196; 1.5: 154.5712; 1.6: 319.68; 1.7: 191.808; 1.8: 8.4594; 1.9: 1598.4; 2: 50.9045; 2.1: 94.8007; 2.2: 1796.67; 2.3: 53.6963; 2.4: -1642.0988; 2.5: -49.0767
| 2 | 59.25 | 1: 25.0386; 1.1: 155.2771; 1.2: 0.20823; 1.3: 319.95; 1.4: 4.6368; 1.5: 155.2771; 1.6: 319.95; 1.7: 191.97; 1.8: 8.4594; 1.9: 1599.75; 2: 50.9475; 2.1: 94.802; 2.2: 1799.6807; 2.3: 53.7409; 2.4: -1644.4036; 2.5: -49.1041
| 2 | 59.3 | 1: 25.1316; 1.1: 155.985; 1.2: 0.20918; 1.3: 320.22; 1.4: 4.654; 1.5: 155.985; 1.6: 320.22; 1.7: 192.132; 1.8: 8.4594; 1.9: 1601.1; 2: 50.9904; 2.1: 94.8033; 2.2: 1802.694; 2.3: 53.7855; 2.4: -1646.709; 2.5: -49.1315
| 2 | 59.35 | 1: 25.2247; 1.1: 156.695; 1.2: 0.21013; 1.3: 320.49; 1.4: 4.6712; 1.5: 156.695; 1.6: 320.49; 1.7: 192.294; 1.8: 8.4594; 1.9: 1602.45; 2: 51.0334; 2.1: 94.8047; 2.2: 1805.7098; 2.3: 53.8301; 2.4: -1649.0148; 2.5: -49.1588
| 2 | 59.4 | 1: 25.318; 1.1: 157.407; 1.2: 0.21109; 1.3: 320.76; 1.4: 4.6885; 1.5: 157.407; 1.6: 320.76; 1.7: 192.456; 1.8: 8.4594; 1.9: 1603.8; 2: 51.0764; 2.1: 94.806; 2.2: 1808.7281; 2.3: 53.8747; 2.4: -1651.3212; 2.5: -49.1862
| 2 | 59.45 | 1: 25.4114; 1.1: 158.121; 1.2: 0.21204; 1.3: 321.03; 1.4: 4.7058; 1.5: 158.121; 1.6: 321.03; 1.7: 192.618; 1.8: 8.4594; 1.9: 1605.15; 2: 51.1194; 2.1: 94.8073; 2.2: 1811.7489; 2.3: 53.9193; 2.4: -1653.6279; 2.5: -49.2134
| 2 | 59.5 | 1: 25.5051; 1.1: 158.8371; 1.2: 0.213; 1.3: 321.3; 1.4: 4.7232; 1.5: 158.8371; 1.6: 321.3; 1.7: 192.78; 1.8: 8.4594; 1.9: 1606.5; 2: 51.1624; 2.1: 94.8087; 2.2: 1814.7723; 2.3: 53.9639; 2.4: -1655.9352; 2.5: -49.2407
| 2 | 59.55 | 1: 25.5989; 1.1: 159.5553; 1.2: 0.21397; 1.3: 321.57; 1.4: 4.7405; 1.5: 159.5553; 1.6: 321.57; 1.7: 192.942; 1.8: 8.4594; 1.9: 1607.85; 2: 51.2054; 2.1: 94.81; 2.2: 1817.7982; 2.3: 54.0085; 2.4: -1658.2429; 2.5: -49.2679
| 2 | 59.6 | 1: 25.6929; 1.1: 160.2755; 1.2: 0.21493; 1.3: 321.84; 1.4: 4.7579; 1.5: 160.2755; 1.6: 321.84; 1.7: 193.104; 1.8: 8.4594; 1.9: 1609.2; 2: 51.2484; 2.1: 94.8113; 2.2: 1820.8266; 2.3: 54.053; 2.4: -1660.5511; 2.5: -49.2951
| 2 | 59.65 | 1: 25.787; 1.1: 160.9977; 1.2: 0.2159; 1.3: 322.11; 1.4: 4.7754; 1.5: 160.9977; 1.6: 322.11; 1.7: 193.266; 1.8: 8.4594; 1.9: 1610.55; 2: 51.2914; 2.1: 94.8126; 2.2: 1823.8575; 2.3: 54.0976; 2.4: -1662.8597; 2.5: -49.3223
| 2 | 59.7 | 1: 25.8813; 1.1: 161.7221; 1.2: 0.21687; 1.3: 322.38; 1.4: 4.7928; 1.5: 161.7221; 1.6: 322.38; 1.7: 193.428; 1.8: 8.4594; 1.9: 1611.9; 2: 51.3344; 2.1: 94.814; 2.2: 1826.8909; 2.3: 54.1422; 2.4: -1665.1688; 2.5: -49.3494
| 2 | 59.75 | 1: 25.9758; 1.1: 162.4485; 1.2: 0.21785; 1.3: 322.65; 1.4: 4.8103; 1.5: 162.4485; 1.6: 322.65; 1.7: 193.59; 1.8: 8.4594; 1.9: 1613.25; 2: 51.3774; 2.1: 94.8153; 2.2: 1829.9268; 2.3: 54.1868; 2.4: -1667.4784; 2.5: -49.3765
| 2 | 59.8 | 1: 26.0705; 1.1: 163.1769; 1.2: 0.21882; 1.3: 322.92; 1.4: 4.8279; 1.5: 163.1769; 1.6: 322.92; 1.7: 193.752; 1.8: 8.4594; 1.9: 1614.6; 2: 51.4204; 2.1: 94.8166; 2.2: 1832.9653; 2.3: 54.2314; 2.4: -1669.7884; 2.5: -49.4035
| 2 | 59.85 | 1: 26.1653; 1.1: 163.9075; 1.2: 0.2198; 1.3: 323.19; 1.4: 4.8454; 1.5: 163.9075; 1.6: 323.19; 1.7: 193.914; 1.8: 8.4594; 1.9: 1615.95; 2: 51.4634; 2.1: 94.8179; 2.2: 1836.0063; 2.3: 54.276; 2.4: -1672.0988; 2.5: -49.4306
| 2 | 59.9 | 1: 26.2603; 1.1: 164.6401; 1.2: 0.22079; 1.3: 323.46; 1.4: 4.863; 1.5: 164.6401; 1.6: 323.46; 1.7: 194.076; 1.8: 8.4594; 1.9: 1617.3; 2: 51.5064; 2.1: 94.8192; 2.2: 1839.0498; 2.3: 54.3206; 2.4: -1674.4097; 2.5: -49.4576
| 2 | 59.95 | 1: 26.3555; 1.1: 165.3748; 1.2: 0.22177; 1.3: 323.73; 1.4: 4.8807; 1.5: 165.3748; 1.6: 323.73; 1.7: 194.238; 1.8: 8.4594; 1.9: 1618.65; 2: 51.5494; 2.1: 94.8205; 2.2: 1842.0958; 2.3: 54.3652; 2.4: -1676.721; 2.5: -49.4845
| 2 | 60 | 1: 26.4509; 1.1: 166.1115; 1.2: 0.22276; 1.3: 324; 1.4: 4.8983; 1.5: 166.1115; 1.6: 324; 1.7: 194.4; 1.8: 8.4594; 1.9: 1620; 2: 51.5924; 2.1: 94.8218; 2.2: 1845.1444; 2.3: 54.4098; 2.4: -1679.0328; 2.5: -49.5115
| 2 | 60.05 | 1: 26.5464; 1.1: 166.8504; 1.2: 0.22375; 1.3: 324.27; 1.4: 4.916; 1.5: 166.8504; 1.6: 324.27; 1.7: 194.562; 1.8: 8.4594; 1.9: 1621.35; 2: 51.6354; 2.1: 94.8232; 2.2: 1848.1954; 2.3: 54.4544; 2.4: -1681.345; 2.5: -49.5384
| 2 | 60.1 | 1: 26.6421; 1.1: 167.5913; 1.2: 0.22474; 1.3: 324.54; 1.4: 4.9337; 1.5: 167.5913; 1.6: 324.54; 1.7: 194.724; 1.8: 8.4594; 1.9: 1622.7; 2: 51.6783; 2.1: 94.8245; 2.2: 1851.249; 2.3: 54.499; 2.4: -1683.6577; 2.5: -49.5652
| 2 | 60.15 | 1: 26.738; 1.1: 168.3343; 1.2: 0.22574; 1.3: 324.81; 1.4: 4.9515; 1.5: 168.3343; 1.6: 324.81; 1.7: 194.886; 1.8: 8.4594; 1.9: 1624.05; 2: 51.7213; 2.1: 94.8258; 2.2: 1854.3051; 2.3: 54.5436; 2.4: -1685.9708; 2.5: -49.5921
| 2 | 60.2 | 1: 26.834; 1.1: 169.0794; 1.2: 0.22674; 1.3: 325.08; 1.4: 4.9693; 1.5: 169.0794; 1.6: 325.08; 1.7: 195.048; 1.8: 8.4594; 1.9: 1625.4; 2: 51.7643; 2.1: 94.8271; 2.2: 1857.3638; 2.3: 54.5881; 2.4: -1688.2843; 2.5: -49.6189
| 2 | 60.25 | 1: 26.9303; 1.1: 169.8266; 1.2: 0.22774; 1.3: 325.35; 1.4: 4.9871; 1.5: 169.8266; 1.6: 325.35; 1.7: 195.21; 1.8: 8.4594; 1.9: 1626.75; 2: 51.8073; 2.1: 94.8284; 2.2: 1860.4249; 2.3: 54.6327; 2.4: -1690.5983; 2.5: -49.6457
| 2 | 60.3 | 1: 27.0266; 1.1: 170.5759; 1.2: 0.22875; 1.3: 325.62; 1.4: 5.0049; 1.5: 170.5759; 1.6: 325.62; 1.7: 195.372; 1.8: 8.4594; 1.9: 1628.1; 2: 51.8503; 2.1: 94.8297; 2.2: 1863.4886; 2.3: 54.6773; 2.4: -1692.9126; 2.5: -49.6724
| 2 | 60.35 | 1: 27.1232; 1.1: 171.3273; 1.2: 0.22975; 1.3: 325.89; 1.4: 5.0228; 1.5: 171.3273; 1.6: 325.89; 1.7: 195.534; 1.8: 8.4594; 1.9: 1629.45; 2: 51.8933; 2.1: 94.8309; 2.2: 1866.5548; 2.3: 54.7219; 2.4: -1695.2274; 2.5: -49.6991
| 2 | 60.4 | 1: 27.2199; 1.1: 172.0808; 1.2: 0.23076; 1.3: 326.16; 1.4: 5.0407; 1.5: 172.0808; 1.6: 326.16; 1.7: 195.696; 1.8: 8.4594; 1.9: 1630.8; 2: 51.9363; 2.1: 94.8322; 2.2: 1869.6235; 2.3: 54.7665; 2.4: -1697.5426; 2.5: -49.7258
| 2 | 60.45 | 1: 27.3168; 1.1: 172.8364; 1.2: 0.23178; 1.3: 326.43; 1.4: 5.0587; 1.5: 172.8364; 1.6: 326.43; 1.7: 195.858; 1.8: 8.4594; 1.9: 1632.15; 2: 51.9793; 2.1: 94.8335; 2.2: 1872.6947; 2.3: 54.8111; 2.4: -1699.8583; 2.5: -49.7524
| 2 | 60.5 | 1: 27.4139; 1.1: 173.5941; 1.2: 0.23279; 1.3: 326.7; 1.4: 5.0767; 1.5: 173.5941; 1.6: 326.7; 1.7: 196.02; 1.8: 8.4594; 1.9: 1633.5; 2: 52.0223; 2.1: 94.8348; 2.2: 1875.7685; 2.3: 54.8557; 2.4: -1702.1743; 2.5: -49.779
| 2 | 60.55 | 1: 27.5112; 1.1: 174.3539; 1.2: 0.23381; 1.3: 326.97; 1.4: 5.0947; 1.5: 174.3539; 1.6: 326.97; 1.7: 196.182; 1.8: 8.4594; 1.9: 1634.85; 2: 52.0653; 2.1: 94.8361; 2.2: 1878.8447; 2.3: 54.9003; 2.4: -1704.4908; 2.5: -49.8056
| 2 | 60.6 | 1: 27.6086; 1.1: 175.1159; 1.2: 0.23483; 1.3: 327.24; 1.4: 5.1127; 1.5: 175.1159; 1.6: 327.24; 1.7: 196.344; 1.8: 8.4594; 1.9: 1636.2; 2: 52.1083; 2.1: 94.8374; 2.2: 1881.9235; 2.3: 54.9449; 2.4: -1706.8077; 2.5: -49.8322
| 2 | 60.65 | 1: 27.7062; 1.1: 175.8799; 1.2: 0.23586; 1.3: 327.51; 1.4: 5.1308; 1.5: 175.8799; 1.6: 327.51; 1.7: 196.506; 1.8: 8.4594; 1.9: 1637.55; 2: 52.1513; 2.1: 94.8387; 2.2: 1885.0049; 2.3: 54.9895; 2.4: -1709.125; 2.5: -49.8587
| 2 | 60.7 | 1: 27.804; 1.1: 176.646; 1.2: 0.23689; 1.3: 327.78; 1.4: 5.1489; 1.5: 176.646; 1.6: 327.78; 1.7: 196.668; 1.8: 8.4594; 1.9: 1638.9; 2: 52.1943; 2.1: 94.8399; 2.2: 1888.0887; 2.3: 55.0341; 2.4: -1711.4427; 2.5: -49.8852
| 2 | 60.75 | 1: 27.9019; 1.1: 177.4143; 1.2: 0.23792; 1.3: 328.05; 1.4: 5.167; 1.5: 177.4143; 1.6: 328.05; 1.7: 196.83; 1.8: 8.4594; 1.9: 1640.25; 2: 52.2373; 2.1: 94.8412; 2.2: 1891.1751; 2.3: 55.0787; 2.4: -1713.7608; 2.5: -49.9116
| 2 | 60.8 | 1: 28; 1.1: 178.1847; 1.2: 0.23895; 1.3: 328.32; 1.4: 5.1852; 1.5: 178.1847; 1.6: 328.32; 1.7: 196.992; 1.8: 8.4594; 1.9: 1641.6; 2: 52.2803; 2.1: 94.8425; 2.2: 1894.264; 2.3: 55.1232; 2.4: -1716.0793; 2.5: -49.9381
| 2 | 60.85 | 1: 28.0983; 1.1: 178.9572; 1.2: 0.23999; 1.3: 328.59; 1.4: 5.2034; 1.5: 178.9572; 1.6: 328.59; 1.7: 197.154; 1.8: 8.4594; 1.9: 1642.95; 2: 52.3232; 2.1: 94.8438; 2.2: 1897.3554; 2.3: 55.1678; 2.4: -1718.3982; 2.5: -49.9644
| 2 | 60.9 | 1: 28.1968; 1.1: 179.7319; 1.2: 0.24102; 1.3: 328.86; 1.4: 5.2216; 1.5: 179.7319; 1.6: 328.86; 1.7: 197.316; 1.8: 8.4594; 1.9: 1644.3; 2: 52.3662; 2.1: 94.845; 2.2: 1900.4493; 2.3: 55.2124; 2.4: -1720.7175; 2.5: -49.9908
| 2 | 60.95 | 1: 28.2954; 1.1: 180.5086; 1.2: 0.24207; 1.3: 329.13; 1.4: 5.2399; 1.5: 180.5086; 1.6: 329.13; 1.7: 197.478; 1.8: 8.4594; 1.9: 1645.65; 2: 52.4092; 2.1: 94.8463; 2.2: 1903.5458; 2.3: 55.257; 2.4: -1723.0371; 2.5: -50.0171
| 2 | 61 | 1: 28.3942; 1.1: 181.2876; 1.2: 0.24311; 1.3: 329.4; 1.4: 5.2582; 1.5: 181.2876; 1.6: 329.4; 1.7: 197.64; 1.8: 8.4594; 1.9: 1647; 2: 52.4522; 2.1: 94.8476; 2.2: 1906.6448; 2.3: 55.3016; 2.4: -1725.3572; 2.5: -50.0434
| 2 | 61.05 | 1: 28.4932; 1.1: 182.0686; 1.2: 0.24416; 1.3: 329.67; 1.4: 5.2765; 1.5: 182.0686; 1.6: 329.67; 1.7: 197.802; 1.8: 8.4594; 1.9: 1648.35; 2: 52.4952; 2.1: 94.8488; 2.2: 1909.7463; 2.3: 55.3462; 2.4: -1727.6777; 2.5: -50.0697
| 2 | 61.1 | 1: 28.5923; 1.1: 182.8518; 1.2: 0.24521; 1.3: 329.94; 1.4: 5.2949; 1.5: 182.8518; 1.6: 329.94; 1.7: 197.964; 1.8: 8.4594; 1.9: 1649.7; 2: 52.5382; 2.1: 94.8501; 2.2: 1912.8503; 2.3: 55.3908; 2.4: -1729.9985; 2.5: -50.0959
| 2 | 61.15 | 1: 28.6917; 1.1: 183.6371; 1.2: 0.24626; 1.3: 330.21; 1.4: 5.3133; 1.5: 183.6371; 1.6: 330.21; 1.7: 198.126; 1.8: 8.4594; 1.9: 1651.05; 2: 52.5812; 2.1: 94.8513; 2.2: 1915.9569; 2.3: 55.4354; 2.4: -1732.3198; 2.5: -50.1221
| 2 | 61.2 | 1: 28.7911; 1.1: 184.4246; 1.2: 0.24732; 1.3: 330.48; 1.4: 5.3317; 1.5: 184.4246; 1.6: 330.48; 1.7: 198.288; 1.8: 8.4594; 1.9: 1652.4; 2: 52.6242; 2.1: 94.8526; 2.2: 1919.0659; 2.3: 55.48; 2.4: -1734.6414; 2.5: -50.1483
| 2 | 61.25 | 1: 28.8908; 1.1: 185.2142; 1.2: 0.24838; 1.3: 330.75; 1.4: 5.3502; 1.5: 185.2142; 1.6: 330.75; 1.7: 198.45; 1.8: 8.4594; 1.9: 1653.75; 2: 52.6672; 2.1: 94.8538; 2.2: 1922.1776; 2.3: 55.5246; 2.4: -1736.9634; 2.5: -50.1744
| 2 | 61.3 | 1: 28.9906; 1.1: 186.0059; 1.2: 0.24944; 1.3: 331.02; 1.4: 5.3686; 1.5: 186.0059; 1.6: 331.02; 1.7: 198.612; 1.8: 8.4594; 1.9: 1655.1; 2: 52.7102; 2.1: 94.8551; 2.2: 1925.2917; 2.3: 55.5692; 2.4: -1739.2857; 2.5: -50.2005
| 2 | 61.35 | 1: 29.0907; 1.1: 186.7999; 1.2: 0.2505; 1.3: 331.29; 1.4: 5.3872; 1.5: 186.7999; 1.6: 331.29; 1.7: 198.774; 1.8: 8.4594; 1.9: 1656.45; 2: 52.7532; 2.1: 94.8563; 2.2: 1928.4083; 2.3: 55.6138; 2.4: -1741.6085; 2.5: -50.2266
| 2 | 61.4 | 1: 29.1908; 1.1: 187.5959; 1.2: 0.25157; 1.3: 331.56; 1.4: 5.4057; 1.5: 187.5959; 1.6: 331.56; 1.7: 198.936; 1.8: 8.4594; 1.9: 1657.8; 2: 52.7962; 2.1: 94.8576; 2.2: 1931.5275; 2.3: 55.6584; 2.4: -1743.9316; 2.5: -50.2526
| 2 | 61.45 | 1: 29.2912; 1.1: 188.3941; 1.2: 0.25264; 1.3: 331.83; 1.4: 5.4243; 1.5: 188.3941; 1.6: 331.83; 1.7: 199.098; 1.8: 8.4594; 1.9: 1659.15; 2: 52.8392; 2.1: 94.8588; 2.2: 1934.6492; 2.3: 55.7029; 2.4: -1746.2551; 2.5: -50.2787
| 2 | 61.5 | 1: 29.3917; 1.1: 189.1945; 1.2: 0.25371; 1.3: 332.1; 1.4: 5.4429; 1.5: 189.1945; 1.6: 332.1; 1.7: 199.26; 1.8: 8.4594; 1.9: 1660.5; 2: 52.8822; 2.1: 94.8601; 2.2: 1937.7734; 2.3: 55.7475; 2.4: -1748.5789; 2.5: -50.3046
| 2 | 61.55 | 1: 29.4924; 1.1: 189.9971; 1.2: 0.25479; 1.3: 332.37; 1.4: 5.4616; 1.5: 189.9971; 1.6: 332.37; 1.7: 199.422; 1.8: 8.4594; 1.9: 1661.85; 2: 52.9252; 2.1: 94.8613; 2.2: 1940.9002; 2.3: 55.7921; 2.4: -1750.9031; 2.5: -50.3306
| 2 | 61.6 | 1: 29.5933; 1.1: 190.8018; 1.2: 0.25587; 1.3: 332.64; 1.4: 5.4802; 1.5: 190.8018; 1.6: 332.64; 1.7: 199.584; 1.8: 8.4594; 1.9: 1663.2; 2: 52.9682; 2.1: 94.8626; 2.2: 1944.0295; 2.3: 55.8367; 2.4: -1753.2277; 2.5: -50.3565
| 2 | 61.65 | 1: 29.6943; 1.1: 191.6087; 1.2: 0.25695; 1.3: 332.91; 1.4: 5.499; 1.5: 191.6087; 1.6: 332.91; 1.7: 199.746; 1.8: 8.4594; 1.9: 1664.55; 2: 53.0111; 2.1: 94.8638; 2.2: 1947.1613; 2.3: 55.8813; 2.4: -1755.5526; 2.5: -50.3824
| 2 | 61.7 | 1: 29.7956; 1.1: 192.4177; 1.2: 0.25804; 1.3: 333.18; 1.4: 5.5177; 1.5: 192.4177; 1.6: 333.18; 1.7: 199.908; 1.8: 8.4594; 1.9: 1665.9; 2: 53.0541; 2.1: 94.865; 2.2: 1950.2956; 2.3: 55.9259; 2.4: -1757.8779; 2.5: -50.4082
| 2 | 61.75 | 1: 29.8969; 1.1: 193.2289; 1.2: 0.25912; 1.3: 333.45; 1.4: 5.5365; 1.5: 193.2289; 1.6: 333.45; 1.7: 200.07; 1.8: 8.4594; 1.9: 1667.25; 2: 53.0971; 2.1: 94.8663; 2.2: 1953.4325; 2.3: 55.9705; 2.4: -1760.2035; 2.5: -50.434
| 2 | 61.8 | 1: 29.9985; 1.1: 194.0423; 1.2: 0.26022; 1.3: 333.72; 1.4: 5.5553; 1.5: 194.0423; 1.6: 333.72; 1.7: 200.232; 1.8: 8.4594; 1.9: 1668.6; 2: 53.1401; 2.1: 94.8675; 2.2: 1956.5719; 2.3: 56.0151; 2.4: -1762.5295; 2.5: -50.4598
| 2 | 61.85 | 1: 30.1002; 1.1: 194.8579; 1.2: 0.26131; 1.3: 333.99; 1.4: 5.5741; 1.5: 194.8579; 1.6: 333.99; 1.7: 200.394; 1.8: 8.4594; 1.9: 1669.95; 2: 53.1831; 2.1: 94.8687; 2.2: 1959.7138; 2.3: 56.0597; 2.4: -1764.8559; 2.5: -50.4856
| 2 | 61.9 | 1: 30.2021; 1.1: 195.6757; 1.2: 0.26241; 1.3: 334.26; 1.4: 5.593; 1.5: 195.6757; 1.6: 334.26; 1.7: 200.556; 1.8: 8.4594; 1.9: 1671.3; 2: 53.2261; 2.1: 94.8699; 2.2: 1962.8582; 2.3: 56.1043; 2.4: -1767.1825; 2.5: -50.5113
| 2 | 61.95 | 1: 30.3042; 1.1: 196.4956; 1.2: 0.2635; 1.3: 334.53; 1.4: 5.6119; 1.5: 196.4956; 1.6: 334.53; 1.7: 200.718; 1.8: 8.4594; 1.9: 1672.65; 2: 53.2691; 2.1: 94.8712; 2.2: 1966.0052; 2.3: 56.1489; 2.4: -1769.5096; 2.5: -50.537
| 2 | 62 | 1: 30.4065; 1.1: 197.3178; 1.2: 0.26461; 1.3: 334.8; 1.4: 5.6308; 1.5: 197.3178; 1.6: 334.8; 1.7: 200.88; 1.8: 8.4594; 1.9: 1674; 2: 53.3121; 2.1: 94.8724; 2.2: 1969.1547; 2.3: 56.1935; 2.4: -1771.8369; 2.5: -50.5627
| 2 | 62.05 | 1: 30.5089; 1.1: 198.1421; 1.2: 0.26571; 1.3: 335.07; 1.4: 5.6498; 1.5: 198.1421; 1.6: 335.07; 1.7: 201.042; 1.8: 8.4594; 1.9: 1675.35; 2: 53.3551; 2.1: 94.8736; 2.2: 1972.3067; 2.3: 56.2381; 2.4: -1774.1646; 2.5: -50.5883
| 2 | 62.1 | 1: 30.6115; 1.1: 198.9686; 1.2: 0.26682; 1.3: 335.34; 1.4: 5.6688; 1.5: 198.9686; 1.6: 335.34; 1.7: 201.204; 1.8: 8.4594; 1.9: 1676.7; 2: 53.3981; 2.1: 94.8748; 2.2: 1975.4613; 2.3: 56.2827; 2.4: -1776.4927; 2.5: -50.6139
| 2 | 62.15 | 1: 30.7143; 1.1: 199.7973; 1.2: 0.26793; 1.3: 335.61; 1.4: 5.6878; 1.5: 199.7973; 1.6: 335.61; 1.7: 201.366; 1.8: 8.4594; 1.9: 1678.05; 2: 53.4411; 2.1: 94.876; 2.2: 1978.6183; 2.3: 56.3273; 2.4: -1778.821; 2.5: -50.6394
| 2 | 62.2 | 1: 30.8172; 1.1: 200.6282; 1.2: 0.26905; 1.3: 335.88; 1.4: 5.7069; 1.5: 200.6282; 1.6: 335.88; 1.7: 201.528; 1.8: 8.4594; 1.9: 1679.4; 2: 53.4841; 2.1: 94.8772; 2.2: 1981.7779; 2.3: 56.3719; 2.4: -1781.1497; 2.5: -50.665
| 2 | 62.25 | 1: 30.9203; 1.1: 201.4613; 1.2: 0.27016; 1.3: 336.15; 1.4: 5.726; 1.5: 201.4613; 1.6: 336.15; 1.7: 201.69; 1.8: 8.4594; 1.9: 1680.75; 2: 53.5271; 2.1: 94.8784; 2.2: 1984.9401; 2.3: 56.4165; 2.4: -1783.4788; 2.5: -50.6905
| 2 | 62.3 | 1: 31.0236; 1.1: 202.2966; 1.2: 0.27128; 1.3: 336.42; 1.4: 5.7451; 1.5: 202.2966; 1.6: 336.42; 1.7: 201.852; 1.8: 8.4594; 1.9: 1682.1; 2: 53.5701; 2.1: 94.8797; 2.2: 1988.1047; 2.3: 56.4611; 2.4: -1785.8081; 2.5: -50.716
| 2 | 62.35 | 1: 31.1271; 1.1: 203.1342; 1.2: 0.27241; 1.3: 336.69; 1.4: 5.7643; 1.5: 203.1342; 1.6: 336.69; 1.7: 202.014; 1.8: 8.4594; 1.9: 1683.45; 2: 53.6131; 2.1: 94.8809; 2.2: 1991.2719; 2.3: 56.5057; 2.4: -1788.1378; 2.5: -50.7414
| 2 | 62.4 | 1: 31.2307; 1.1: 203.9739; 1.2: 0.27353; 1.3: 336.96; 1.4: 5.7835; 1.5: 203.9739; 1.6: 336.96; 1.7: 202.176; 1.8: 8.4594; 1.9: 1684.8; 2: 53.6561; 2.1: 94.8821; 2.2: 1994.4417; 2.3: 56.5503; 2.4: -1790.4678; 2.5: -50.7668
| 2 | 62.45 | 1: 31.3345; 1.1: 204.8158; 1.2: 0.27466; 1.3: 337.23; 1.4: 5.8027; 1.5: 204.8158; 1.6: 337.23; 1.7: 202.338; 1.8: 8.4594; 1.9: 1686.15; 2: 53.699; 2.1: 94.8833; 2.2: 1997.6139; 2.3: 56.5949; 2.4: -1792.7981; 2.5: -50.7922
| 2 | 62.5 | 1: 31.4385; 1.1: 205.66; 1.2: 0.27579; 1.3: 337.5; 1.4: 5.8219; 1.5: 205.66; 1.6: 337.5; 1.7: 202.5; 1.8: 8.4594; 1.9: 1687.5; 2: 53.742; 2.1: 94.8845; 2.2: 2000.7887; 2.3: 56.6395; 2.4: -1795.1287; 2.5: -50.8175
| 2 | 62.55 | 1: 31.5426; 1.1: 206.5063; 1.2: 0.27693; 1.3: 337.77; 1.4: 5.8412; 1.5: 206.5063; 1.6: 337.77; 1.7: 202.662; 1.8: 8.4594; 1.9: 1688.85; 2: 53.785; 2.1: 94.8857; 2.2: 2003.966; 2.3: 56.6841; 2.4: -1797.4597; 2.5: -50.8428
| 2 | 62.6 | 1: 31.6469; 1.1: 207.3549; 1.2: 0.27807; 1.3: 338.04; 1.4: 5.8605; 1.5: 207.3549; 1.6: 338.04; 1.7: 202.824; 1.8: 8.4594; 1.9: 1690.2; 2: 53.828; 2.1: 94.8868; 2.2: 2007.1459; 2.3: 56.7286; 2.4: -1799.7909; 2.5: -50.8681
| 2 | 62.65 | 1: 31.7514; 1.1: 208.2057; 1.2: 0.27921; 1.3: 338.31; 1.4: 5.8799; 1.5: 208.2057; 1.6: 338.31; 1.7: 202.986; 1.8: 8.4594; 1.9: 1691.55; 2: 53.871; 2.1: 94.888; 2.2: 2010.3282; 2.3: 56.7732; 2.4: -1802.1225; 2.5: -50.8934
| 2 | 62.7 | 1: 31.8561; 1.1: 209.0588; 1.2: 0.28035; 1.3: 338.58; 1.4: 5.8993; 1.5: 209.0588; 1.6: 338.58; 1.7: 203.148; 1.8: 8.4594; 1.9: 1692.9; 2: 53.914; 2.1: 94.8892; 2.2: 2013.5131; 2.3: 56.8178; 2.4: -1804.4544; 2.5: -50.9186
| 2 | 62.75 | 1: 31.9609; 1.1: 209.914; 1.2: 0.2815; 1.3: 338.85; 1.4: 5.9187; 1.5: 209.914; 1.6: 338.85; 1.7: 203.31; 1.8: 8.4594; 1.9: 1694.25; 2: 53.957; 2.1: 94.8904; 2.2: 2016.7006; 2.3: 56.8624; 2.4: -1806.7865; 2.5: -50.9438
| 2 | 62.8 | 1: 32.0659; 1.1: 210.7715; 1.2: 0.28265; 1.3: 339.12; 1.4: 5.9381; 1.5: 210.7715; 1.6: 339.12; 1.7: 203.472; 1.8: 8.4594; 1.9: 1695.6; 2: 54; 2.1: 94.8916; 2.2: 2019.8905; 2.3: 56.907; 2.4: -1809.119; 2.5: -50.9689
| 2 | 62.85 | 1: 32.1711; 1.1: 211.6312; 1.2: 0.2838; 1.3: 339.39; 1.4: 5.9576; 1.5: 211.6312; 1.6: 339.39; 1.7: 203.634; 1.8: 8.4594; 1.9: 1696.95; 2: 54.043; 2.1: 94.8928; 2.2: 2023.083; 2.3: 56.9516; 2.4: -1811.4518; 2.5: -50.994
| 2 | 62.9 | 1: 32.2765; 1.1: 212.4932; 1.2: 0.28496; 1.3: 339.66; 1.4: 5.9771; 1.5: 212.4932; 1.6: 339.66; 1.7: 203.796; 1.8: 8.4594; 1.9: 1698.3; 2: 54.086; 2.1: 94.8939; 2.2: 2026.278; 2.3: 56.9962; 2.4: -1813.7849; 2.5: -51.0191
| 2 | 62.95 | 1: 32.382; 1.1: 213.3574; 1.2: 0.28612; 1.3: 339.93; 1.4: 5.9967; 1.5: 213.3574; 1.6: 339.93; 1.7: 203.958; 1.8: 8.4594; 1.9: 1699.65; 2: 54.129; 2.1: 94.8951; 2.2: 2029.4756; 2.3: 57.0408; 2.4: -1816.1182; 2.5: -51.0442
| 2 | 63 | 1: 32.4877; 1.1: 214.2238; 1.2: 0.28728; 1.3: 340.2; 1.4: 6.0162; 1.5: 214.2238; 1.6: 340.2; 1.7: 204.12; 1.8: 8.4594; 1.9: 1701; 2: 54.172; 2.1: 94.8963; 2.2: 2032.6757; 2.3: 57.0854; 2.4: -1818.4519; 2.5: -51.0692
| 2 | 63.05 | 1: 32.5936; 1.1: 215.0925; 1.2: 0.28844; 1.3: 340.47; 1.4: 6.0358; 1.5: 215.0925; 1.6: 340.47; 1.7: 204.282; 1.8: 8.4594; 1.9: 1702.35; 2: 54.215; 2.1: 94.8975; 2.2: 2035.8783; 2.3: 57.13; 2.4: -1820.7858; 2.5: -51.0942
| 2 | 63.1 | 1: 32.6996; 1.1: 215.9634; 1.2: 0.28961; 1.3: 340.74; 1.4: 6.0555; 1.5: 215.9634; 1.6: 340.74; 1.7: 204.444; 1.8: 8.4594; 1.9: 1703.7; 2: 54.258; 2.1: 94.8986; 2.2: 2039.0835; 2.3: 57.1746; 2.4: -1823.12; 2.5: -51.1192
| 2 | 63.15 | 1: 32.8058; 1.1: 216.8366; 1.2: 0.29078; 1.3: 341.01; 1.4: 6.0752; 1.5: 216.8366; 1.6: 341.01; 1.7: 204.606; 1.8: 8.4594; 1.9: 1705.05; 2: 54.301; 2.1: 94.8998; 2.2: 2042.2912; 2.3: 57.2192; 2.4: -1825.4545; 2.5: -51.1441
| 2 | 63.2 | 1: 32.9122; 1.1: 217.7121; 1.2: 0.29196; 1.3: 341.28; 1.4: 6.0949; 1.5: 217.7121; 1.6: 341.28; 1.7: 204.768; 1.8: 8.4594; 1.9: 1706.4; 2: 54.3439; 2.1: 94.901; 2.2: 2045.5014; 2.3: 57.2639; 2.4: -1827.7893; 2.5: -51.169
| 2 | 63.25 | 1: 33.0188; 1.1: 218.5897; 1.2: 0.29313; 1.3: 341.55; 1.4: 6.1146; 1.5: 218.5897; 1.6: 341.55; 1.7: 204.93; 1.8: 8.4594; 1.9: 1707.75; 2: 54.3869; 2.1: 94.9021; 2.2: 2048.7142; 2.3: 57.3085; 2.4: -1830.1244; 2.5: -51.1939
| 2 | 63.3 | 1: 33.1255; 1.1: 219.4697; 1.2: 0.29431; 1.3: 341.82; 1.4: 6.1344; 1.5: 219.4697; 1.6: 341.82; 1.7: 205.092; 1.8: 8.4594; 1.9: 1709.1; 2: 54.4299; 2.1: 94.9033; 2.2: 2051.9294; 2.3: 57.3531; 2.4: -1832.4598; 2.5: -51.2187
| 2 | 63.35 | 1: 33.2324; 1.1: 220.3519; 1.2: 0.2955; 1.3: 342.09; 1.4: 6.1541; 1.5: 220.3519; 1.6: 342.09; 1.7: 205.254; 1.8: 8.4594; 1.9: 1710.45; 2: 54.4729; 2.1: 94.9044; 2.2: 2055.1473; 2.3: 57.3977; 2.4: -1834.7954; 2.5: -51.2435
| 2 | 63.4 | 1: 33.3395; 1.1: 221.2364; 1.2: 0.29668; 1.3: 342.36; 1.4: 6.174; 1.5: 221.2364; 1.6: 342.36; 1.7: 205.416; 1.8: 8.4594; 1.9: 1711.8; 2: 54.5159; 2.1: 94.9056; 2.2: 2058.3676; 2.3: 57.4423; 2.4: -1837.1313; 2.5: -51.2683
| 2 | 63.45 | 1: 33.4467; 1.1: 222.1231; 1.2: 0.29787; 1.3: 342.63; 1.4: 6.1938; 1.5: 222.1231; 1.6: 342.63; 1.7: 205.578; 1.8: 8.4594; 1.9: 1713.15; 2: 54.5589; 2.1: 94.9068; 2.2: 2061.5905; 2.3: 57.4869; 2.4: -1839.4674; 2.5: -51.293
| 2 | 63.5 | 1: 33.5542; 1.1: 223.0121; 1.2: 0.29906; 1.3: 342.9; 1.4: 6.2137; 1.5: 223.0121; 1.6: 342.9; 1.7: 205.74; 1.8: 8.4594; 1.9: 1714.5; 2: 54.6019; 2.1: 94.9079; 2.2: 2064.8159; 2.3: 57.5315; 2.4: -1841.8039; 2.5: -51.3177
| 2 | 63.55 | 1: 33.6617; 1.1: 223.9033; 1.2: 0.30026; 1.3: 343.17; 1.4: 6.2337; 1.5: 223.9033; 1.6: 343.17; 1.7: 205.902; 1.8: 8.4594; 1.9: 1715.85; 2: 54.6449; 2.1: 94.909; 2.2: 2068.0439; 2.3: 57.5761; 2.4: -1844.1406; 2.5: -51.3424
| 2 | 63.6 | 1: 33.7695; 1.1: 224.7969; 1.2: 0.30146; 1.3: 343.44; 1.4: 6.2536; 1.5: 224.7969; 1.6: 343.44; 1.7: 206.064; 1.8: 8.4594; 1.9: 1717.2; 2: 54.6879; 2.1: 94.9102; 2.2: 2071.2744; 2.3: 57.6207; 2.4: -1846.4775; 2.5: -51.3671
| 2 | 63.65 | 1: 33.8775; 1.1: 225.6927; 1.2: 0.30266; 1.3: 343.71; 1.4: 6.2736; 1.5: 225.6927; 1.6: 343.71; 1.7: 206.226; 1.8: 8.4594; 1.9: 1718.55; 2: 54.7309; 2.1: 94.9113; 2.2: 2074.5074; 2.3: 57.6653; 2.4: -1848.8147; 2.5: -51.3917
| 2 | 63.7 | 1: 33.9856; 1.1: 226.5908; 1.2: 0.30386; 1.3: 343.98; 1.4: 6.2936; 1.5: 226.5908; 1.6: 343.98; 1.7: 206.388; 1.8: 8.4594; 1.9: 1719.9; 2: 54.7739; 2.1: 94.9125; 2.2: 2077.743; 2.3: 57.7099; 2.4: -1851.1522; 2.5: -51.4163
| 2 | 63.75 | 1: 34.0938; 1.1: 227.4912; 1.2: 0.30507; 1.3: 344.25; 1.4: 6.3137; 1.5: 227.4912; 1.6: 344.25; 1.7: 206.55; 1.8: 8.4594; 1.9: 1721.25; 2: 54.8169; 2.1: 94.9136; 2.2: 2080.9811; 2.3: 57.7545; 2.4: -1853.4899; 2.5: -51.4408
| 2 | 63.8 | 1: 34.2023; 1.1: 228.3939; 1.2: 0.30628; 1.3: 344.52; 1.4: 6.3338; 1.5: 228.3939; 1.6: 344.52; 1.7: 206.712; 1.8: 8.4594; 1.9: 1722.6; 2: 54.8599; 2.1: 94.9147; 2.2: 2084.2217; 2.3: 57.7991; 2.4: -1855.8279; 2.5: -51.4653
| 2 | 63.85 | 1: 34.3109; 1.1: 229.2988; 1.2: 0.30749; 1.3: 344.79; 1.4: 6.3539; 1.5: 229.2988; 1.6: 344.79; 1.7: 206.874; 1.8: 8.4594; 1.9: 1723.95; 2: 54.9029; 2.1: 94.9159; 2.2: 2087.4649; 2.3: 57.8437; 2.4: -1858.1661; 2.5: -51.4898
| 2 | 63.9 | 1: 34.4197; 1.1: 230.206; 1.2: 0.30871; 1.3: 345.06; 1.4: 6.374; 1.5: 230.206; 1.6: 345.06; 1.7: 207.036; 1.8: 8.4594; 1.9: 1725.3; 2: 54.9459; 2.1: 94.917; 2.2: 2090.7106; 2.3: 57.8883; 2.4: -1860.5046; 2.5: -51.5143
| 2 | 63.95 | 1: 34.5287; 1.1: 231.1156; 1.2: 0.30993; 1.3: 345.33; 1.4: 6.3942; 1.5: 231.1156; 1.6: 345.33; 1.7: 207.198; 1.8: 8.4594; 1.9: 1726.65; 2: 54.9889; 2.1: 94.9181; 2.2: 2093.9589; 2.3: 57.9329; 2.4: -1862.8433; 2.5: -51.5387
| 2 | 64 | 1: 34.6378; 1.1: 232.0274; 1.2: 0.31115; 1.3: 345.6; 1.4: 6.4144; 1.5: 232.0274; 1.6: 345.6; 1.7: 207.36; 1.8: 8.4594; 1.9: 1728; 2: 55.0318; 2.1: 94.9193; 2.2: 2097.2097; 2.3: 57.9775; 2.4: -1865.1823; 2.5: -51.5631
| 2 | 64.05 | 1: 34.7472; 1.1: 232.9415; 1.2: 0.31238; 1.3: 345.87; 1.4: 6.4347; 1.5: 232.9415; 1.6: 345.87; 1.7: 207.522; 1.8: 8.4594; 1.9: 1729.35; 2: 55.0748; 2.1: 94.9204; 2.2: 2100.463; 2.3: 58.0221; 2.4: -1867.5215; 2.5: -51.5875
| 2 | 64.1 | 1: 34.8567; 1.1: 233.858; 1.2: 0.31361; 1.3: 346.14; 1.4: 6.4549; 1.5: 233.858; 1.6: 346.14; 1.7: 207.684; 1.8: 8.4594; 1.9: 1730.7; 2: 55.1178; 2.1: 94.9215; 2.2: 2103.7189; 2.3: 58.0668; 2.4: -1869.8609; 2.5: -51.6118
| 2 | 64.15 | 1: 34.9663; 1.1: 234.7767; 1.2: 0.31484; 1.3: 346.41; 1.4: 6.4752; 1.5: 234.7767; 1.6: 346.41; 1.7: 207.846; 1.8: 8.4594; 1.9: 1732.05; 2: 55.1608; 2.1: 94.9226; 2.2: 2106.9773; 2.3: 58.1114; 2.4: -1872.2006; 2.5: -51.6361
| 2 | 64.2 | 1: 35.0762; 1.1: 235.6977; 1.2: 0.31608; 1.3: 346.68; 1.4: 6.4956; 1.5: 235.6977; 1.6: 346.68; 1.7: 208.008; 1.8: 8.4594; 1.9: 1733.4; 2: 55.2038; 2.1: 94.9237; 2.2: 2110.2382; 2.3: 58.156; 2.4: -1874.5405; 2.5: -51.6604
| 2 | 64.25 | 1: 35.1862; 1.1: 236.6211; 1.2: 0.31731; 1.3: 346.95; 1.4: 6.516; 1.5: 236.6211; 1.6: 346.95; 1.7: 208.17; 1.8: 8.4594; 1.9: 1734.75; 2: 55.2468; 2.1: 94.9249; 2.2: 2113.5017; 2.3: 58.2006; 2.4: -1876.8806; 2.5: -51.6846
| 2 | 64.3 | 1: 35.2963; 1.1: 237.5467; 1.2: 0.31856; 1.3: 347.22; 1.4: 6.5364; 1.5: 237.5467; 1.6: 347.22; 1.7: 208.332; 1.8: 8.4594; 1.9: 1736.1; 2: 55.2898; 2.1: 94.926; 2.2: 2116.7677; 2.3: 58.2452; 2.4: -1879.221; 2.5: -51.7088
| 2 | 64.35 | 1: 35.4067; 1.1: 238.4747; 1.2: 0.3198; 1.3: 347.49; 1.4: 6.5568; 1.5: 238.4747; 1.6: 347.49; 1.7: 208.494; 1.8: 8.4594; 1.9: 1737.45; 2: 55.3328; 2.1: 94.9271; 2.2: 2120.0363; 2.3: 58.2898; 2.4: -1881.5616; 2.5: -51.733
| 2 | 64.4 | 1: 35.5172; 1.1: 239.405; 1.2: 0.32105; 1.3: 347.76; 1.4: 6.5773; 1.5: 239.405; 1.6: 347.76; 1.7: 208.656; 1.8: 8.4594; 1.9: 1738.8; 2: 55.3758; 2.1: 94.9282; 2.2: 2123.3074; 2.3: 58.3344; 2.4: -1883.9024; 2.5: -51.7572
| 2 | 64.45 | 1: 35.6279; 1.1: 240.3376; 1.2: 0.3223; 1.3: 348.03; 1.4: 6.5978; 1.5: 240.3376; 1.6: 348.03; 1.7: 208.818; 1.8: 8.4594; 1.9: 1740.15; 2: 55.4188; 2.1: 94.9293; 2.2: 2126.581; 2.3: 58.379; 2.4: -1886.2434; 2.5: -51.7813
| 2 | 64.5 | 1: 35.7388; 1.1: 241.2725; 1.2: 0.32355; 1.3: 348.3; 1.4: 6.6183; 1.5: 241.2725; 1.6: 348.3; 1.7: 208.98; 1.8: 8.4594; 1.9: 1741.5; 2: 55.4618; 2.1: 94.9304; 2.2: 2129.8572; 2.3: 58.4236; 2.4: -1888.5847; 2.5: -51.8053
| 2 | 64.55 | 1: 35.8498; 1.1: 242.2098; 1.2: 0.32481; 1.3: 348.57; 1.4: 6.6389; 1.5: 242.2098; 1.6: 348.57; 1.7: 209.142; 1.8: 8.4594; 1.9: 1742.85; 2: 55.5048; 2.1: 94.9315; 2.2: 2133.1359; 2.3: 58.4683; 2.4: -1890.9261; 2.5: -51.8294
| 2 | 64.6 | 1: 35.961; 1.1: 243.1494; 1.2: 0.32607; 1.3: 348.84; 1.4: 6.6595; 1.5: 243.1494; 1.6: 348.84; 1.7: 209.304; 1.8: 8.4594; 1.9: 1744.2; 2: 55.5478; 2.1: 94.9326; 2.2: 2136.4172; 2.3: 58.5129; 2.4: -1893.2678; 2.5: -51.8534
| 2 | 64.65 | 1: 36.0724; 1.1: 244.0913; 1.2: 0.32733; 1.3: 349.11; 1.4: 6.6801; 1.5: 244.0913; 1.6: 349.11; 1.7: 209.466; 1.8: 8.4594; 1.9: 1745.55; 2: 55.5908; 2.1: 94.9337; 2.2: 2139.7009; 2.3: 58.5575; 2.4: -1895.6097; 2.5: -51.8774
| 2 | 64.7 | 1: 36.184; 1.1: 245.0355; 1.2: 0.3286; 1.3: 349.38; 1.4: 6.7007; 1.5: 245.0355; 1.6: 349.38; 1.7: 209.628; 1.8: 8.4594; 1.9: 1746.9; 2: 55.6338; 2.1: 94.9348; 2.2: 2142.9873; 2.3: 58.6021; 2.4: -1897.9518; 2.5: -51.9014
| 2 | 64.75 | 1: 36.2957; 1.1: 245.9821; 1.2: 0.32987; 1.3: 349.65; 1.4: 6.7214; 1.5: 245.9821; 1.6: 349.65; 1.7: 209.79; 1.8: 8.4594; 1.9: 1748.25; 2: 55.6768; 2.1: 94.9358; 2.2: 2146.2762; 2.3: 58.6467; 2.4: -1900.2941; 2.5: -51.9253
| 2 | 64.8 | 1: 36.4076; 1.1: 246.931; 1.2: 0.33114; 1.3: 349.92; 1.4: 6.7422; 1.5: 246.931; 1.6: 349.92; 1.7: 209.952; 1.8: 8.4594; 1.9: 1749.6; 2: 55.7197; 2.1: 94.9369; 2.2: 2149.5676; 2.3: 58.6913; 2.4: -1902.6366; 2.5: -51.9492
| 2 | 64.85 | 1: 36.5197; 1.1: 247.8823; 1.2: 0.33242; 1.3: 350.19; 1.4: 6.7629; 1.5: 247.8823; 1.6: 350.19; 1.7: 210.114; 1.8: 8.4594; 1.9: 1750.95; 2: 55.7627; 2.1: 94.938; 2.2: 2152.8616; 2.3: 58.7359; 2.4: -1904.9793; 2.5: -51.973
| 2 | 64.9 | 1: 36.6319; 1.1: 248.8359; 1.2: 0.33369; 1.3: 350.46; 1.4: 6.7837; 1.5: 248.8359; 1.6: 350.46; 1.7: 210.276; 1.8: 8.4594; 1.9: 1752.3; 2: 55.8057; 2.1: 94.9391; 2.2: 2156.1581; 2.3: 58.7806; 2.4: -1907.3222; 2.5: -51.9969
| 2 | 64.95 | 1: 36.7444; 1.1: 249.7918; 1.2: 0.33498; 1.3: 350.73; 1.4: 6.8045; 1.5: 249.7918; 1.6: 350.73; 1.7: 210.438; 1.8: 8.4594; 1.9: 1753.65; 2: 55.8487; 2.1: 94.9402; 2.2: 2159.4571; 2.3: 58.8252; 2.4: -1909.6653; 2.5: -52.0207
| 2 | 65 | 1: 36.857; 1.1: 250.7501; 1.2: 0.33626; 1.3: 351; 1.4: 6.8254; 1.5: 250.7501; 1.6: 351; 1.7: 210.6; 1.8: 8.4594; 1.9: 1755; 2: 55.8917; 2.1: 94.9412; 2.2: 2162.7587; 2.3: 58.8698; 2.4: -1912.0086; 2.5: -52.0444
| 2 | 65.05 | 1: 36.9697; 1.1: 251.7108; 1.2: 0.33755; 1.3: 351.27; 1.4: 6.8462; 1.5: 251.7108; 1.6: 351.27; 1.7: 210.762; 1.8: 8.4594; 1.9: 1756.35; 2: 55.9347; 2.1: 94.9423; 2.2: 2166.0629; 2.3: 58.9144; 2.4: -1914.3521; 2.5: -52.0682
| 2 | 65.1 | 1: 37.0827; 1.1: 252.6738; 1.2: 0.33884; 1.3: 351.54; 1.4: 6.8672; 1.5: 252.6738; 1.6: 351.54; 1.7: 210.924; 1.8: 8.4594; 1.9: 1757.7; 2: 55.9777; 2.1: 94.9434; 2.2: 2169.3695; 2.3: 58.959; 2.4: -1916.6957; 2.5: -52.0919
| 2 | 65.15 | 1: 37.1958; 1.1: 253.6392; 1.2: 0.34014; 1.3: 351.81; 1.4: 6.8881; 1.5: 253.6392; 1.6: 351.81; 1.7: 211.086; 1.8: 8.4594; 1.9: 1759.05; 2: 56.0207; 2.1: 94.9445; 2.2: 2172.6788; 2.3: 59.0037; 2.4: -1919.0396; 2.5: -52.1156
| 2 | 65.2 | 1: 37.309; 1.1: 254.6069; 1.2: 0.34143; 1.3: 352.08; 1.4: 6.9091; 1.5: 254.6069; 1.6: 352.08; 1.7: 211.248; 1.8: 8.4594; 1.9: 1760.4; 2: 56.0637; 2.1: 94.9455; 2.2: 2175.9905; 2.3: 59.0483; 2.4: -1921.3836; 2.5: -52.1392
| 2 | 65.25 | 1: 37.4225; 1.1: 255.577; 1.2: 0.34273; 1.3: 352.35; 1.4: 6.9301; 1.5: 255.577; 1.6: 352.35; 1.7: 211.41; 1.8: 8.4594; 1.9: 1761.75; 2: 56.1067; 2.1: 94.9466; 2.2: 2179.3048; 2.3: 59.0929; 2.4: -1923.7279; 2.5: -52.1628
| 2 | 65.3 | 1: 37.5361; 1.1: 256.5494; 1.2: 0.34404; 1.3: 352.62; 1.4: 6.9511; 1.5: 256.5494; 1.6: 352.62; 1.7: 211.572; 1.8: 8.4594; 1.9: 1763.1; 2: 56.1497; 2.1: 94.9476; 2.2: 2182.6217; 2.3: 59.1375; 2.4: -1926.0723; 2.5: -52.1864
| 2 | 65.35 | 1: 37.6499; 1.1: 257.5242; 1.2: 0.34535; 1.3: 352.89; 1.4: 6.9722; 1.5: 257.5242; 1.6: 352.89; 1.7: 211.734; 1.8: 8.4594; 1.9: 1764.45; 2: 56.1927; 2.1: 94.9487; 2.2: 2185.9411; 2.3: 59.1821; 2.4: -1928.4169; 2.5: -52.2099
| 2 | 65.4 | 1: 37.7639; 1.1: 258.5014; 1.2: 0.34666; 1.3: 353.16; 1.4: 6.9933; 1.5: 258.5014; 1.6: 353.16; 1.7: 211.896; 1.8: 8.4594; 1.9: 1765.8; 2: 56.2357; 2.1: 94.9497; 2.2: 2189.263; 2.3: 59.2268; 2.4: -1930.7616; 2.5: -52.2335
| 2 | 65.45 | 1: 37.878; 1.1: 259.481; 1.2: 0.34797; 1.3: 353.43; 1.4: 7.0145; 1.5: 259.481; 1.6: 353.43; 1.7: 212.058; 1.8: 8.4594; 1.9: 1767.15; 2: 56.2787; 2.1: 94.9508; 2.2: 2192.5875; 2.3: 59.2714; 2.4: -1933.1065; 2.5: -52.2569
| 2 | 65.5 | 1: 37.9924; 1.1: 260.4629; 1.2: 0.34929; 1.3: 353.7; 1.4: 7.0356; 1.5: 260.4629; 1.6: 353.7; 1.7: 212.22; 1.8: 8.4594; 1.9: 1768.5; 2: 56.3217; 2.1: 94.9518; 2.2: 2195.9146; 2.3: 59.316; 2.4: -1935.4516; 2.5: -52.2804
| 2 | 65.55 | 1: 38.1068; 1.1: 261.4473; 1.2: 0.35061; 1.3: 353.97; 1.4: 7.0568; 1.5: 261.4473; 1.6: 353.97; 1.7: 212.382; 1.8: 8.4594; 1.9: 1769.85; 2: 56.3646; 2.1: 94.9529; 2.2: 2199.2442; 2.3: 59.3606; 2.4: -1937.7969; 2.5: -52.3038
| 2 | 65.6 | 1: 38.2215; 1.1: 262.434; 1.2: 0.35193; 1.3: 354.24; 1.4: 7.0781; 1.5: 262.434; 1.6: 354.24; 1.7: 212.544; 1.8: 8.4594; 1.9: 1771.2; 2: 56.4076; 2.1: 94.9539; 2.2: 2202.5763; 2.3: 59.4053; 2.4: -1940.1423; 2.5: -52.3272
| 2 | 65.65 | 1: 38.3363; 1.1: 263.4231; 1.2: 0.35326; 1.3: 354.51; 1.4: 7.0993; 1.5: 263.4231; 1.6: 354.51; 1.7: 212.706; 1.8: 8.4594; 1.9: 1772.55; 2: 56.4506; 2.1: 94.955; 2.2: 2205.911; 2.3: 59.4499; 2.4: -1942.4879; 2.5: -52.3506
| 2 | 65.7 | 1: 38.4513; 1.1: 264.4145; 1.2: 0.35459; 1.3: 354.78; 1.4: 7.1206; 1.5: 264.4145; 1.6: 354.78; 1.7: 212.868; 1.8: 8.4594; 1.9: 1773.9; 2: 56.4936; 2.1: 94.956; 2.2: 2209.2482; 2.3: 59.4945; 2.4: -1944.8337; 2.5: -52.3739
| 2 | 65.75 | 1: 38.5665; 1.1: 265.4084; 1.2: 0.35592; 1.3: 355.05; 1.4: 7.1419; 1.5: 265.4084; 1.6: 355.05; 1.7: 213.03; 1.8: 8.4594; 1.9: 1775.25; 2: 56.5366; 2.1: 94.9571; 2.2: 2212.588; 2.3: 59.5392; 2.4: -1947.1796; 2.5: -52.3972
| 2 | 65.8 | 1: 38.6819; 1.1: 266.4047; 1.2: 0.35725; 1.3: 355.32; 1.4: 7.1633; 1.5: 266.4047; 1.6: 355.32; 1.7: 213.192; 1.8: 8.4594; 1.9: 1776.6; 2: 56.5796; 2.1: 94.9581; 2.2: 2215.9303; 2.3: 59.5838; 2.4: -1949.5257; 2.5: -52.4205
| 2 | 65.85 | 1: 38.7974; 1.1: 267.4033; 1.2: 0.35859; 1.3: 355.59; 1.4: 7.1847; 1.5: 267.4033; 1.6: 355.59; 1.7: 213.354; 1.8: 8.4594; 1.9: 1777.95; 2: 56.6226; 2.1: 94.9591; 2.2: 2219.2752; 2.3: 59.6284; 2.4: -1951.8719; 2.5: -52.4437
| 2 | 65.9 | 1: 38.9131; 1.1: 268.4044; 1.2: 0.35994; 1.3: 355.86; 1.4: 7.2061; 1.5: 268.4044; 1.6: 355.86; 1.7: 213.516; 1.8: 8.4594; 1.9: 1779.3; 2: 56.6656; 2.1: 94.9601; 2.2: 2222.6226; 2.3: 59.673; 2.4: -1954.2182; 2.5: -52.4669
| 2 | 65.95 | 1: 39.029; 1.1: 269.4078; 1.2: 0.36128; 1.3: 356.13; 1.4: 7.2276; 1.5: 269.4078; 1.6: 356.13; 1.7: 213.678; 1.8: 8.4594; 1.9: 1780.65; 2: 56.7086; 2.1: 94.9612; 2.2: 2225.9726; 2.3: 59.7177; 2.4: -1956.5648; 2.5: -52.4901
| 2 | 66 | 1: 39.145; 1.1: 270.4137; 1.2: 0.36263; 1.3: 356.4; 1.4: 7.2491; 1.5: 270.4137; 1.6: 356.4; 1.7: 213.84; 1.8: 8.4594; 1.9: 1782; 2: 56.7516; 2.1: 94.9622; 2.2: 2229.3251; 2.3: 59.7623; 2.4: -1958.9114; 2.5: -52.5132
| 2 | 66.05 | 1: 39.2612; 1.1: 271.4219; 1.2: 0.36398; 1.3: 356.67; 1.4: 7.2706; 1.5: 271.4219; 1.6: 356.67; 1.7: 214.002; 1.8: 8.4594; 1.9: 1783.35; 2: 56.7946; 2.1: 94.9632; 2.2: 2232.6802; 2.3: 59.8069; 2.4: -1961.2582; 2.5: -52.5363
| 2 | 66.1 | 1: 39.3776; 1.1: 272.4326; 1.2: 0.36534; 1.3: 356.94; 1.4: 7.2921; 1.5: 272.4326; 1.6: 356.94; 1.7: 214.164; 1.8: 8.4594; 1.9: 1784.7; 2: 56.8376; 2.1: 94.9642; 2.2: 2236.0378; 2.3: 59.8516; 2.4: -1963.6052; 2.5: -52.5594
| 2 | 66.15 | 1: 39.4942; 1.1: 273.4457; 1.2: 0.3667; 1.3: 357.21; 1.4: 7.3137; 1.5: 273.4457; 1.6: 357.21; 1.7: 214.326; 1.8: 8.4594; 1.9: 1786.05; 2: 56.8806; 2.1: 94.9652; 2.2: 2239.3979; 2.3: 59.8962; 2.4: -1965.9523; 2.5: -52.5825
| 2 | 66.2 | 1: 39.6109; 1.1: 274.4612; 1.2: 0.36806; 1.3: 357.48; 1.4: 7.3353; 1.5: 274.4612; 1.6: 357.48; 1.7: 214.488; 1.8: 8.4594; 1.9: 1787.4; 2: 56.9236; 2.1: 94.9663; 2.2: 2242.7607; 2.3: 59.9408; 2.4: -1968.2995; 2.5: -52.6055
| 2 | 66.25 | 1: 39.7278; 1.1: 275.4791; 1.2: 0.36942; 1.3: 357.75; 1.4: 7.357; 1.5: 275.4791; 1.6: 357.75; 1.7: 214.65; 1.8: 8.4594; 1.9: 1788.75; 2: 56.9666; 2.1: 94.9673; 2.2: 2246.1259; 2.3: 59.9855; 2.4: -1970.6468; 2.5: -52.6285
| 2 | 66.3 | 1: 39.8449; 1.1: 276.4994; 1.2: 0.37079; 1.3: 358.02; 1.4: 7.3787; 1.5: 276.4994; 1.6: 358.02; 1.7: 214.812; 1.8: 8.4594; 1.9: 1790.1; 2: 57.0096; 2.1: 94.9683; 2.2: 2249.4937; 2.3: 60.0301; 2.4: -1972.9943; 2.5: -52.6514
| 2 | 66.35 | 1: 39.9621; 1.1: 277.5222; 1.2: 0.37216; 1.3: 358.29; 1.4: 7.4004; 1.5: 277.5222; 1.6: 358.29; 1.7: 214.974; 1.8: 8.4594; 1.9: 1791.45; 2: 57.0525; 2.1: 94.9693; 2.2: 2252.8641; 2.3: 60.0747; 2.4: -1975.3419; 2.5: -52.6744
| 2 | 66.4 | 1: 40.0795; 1.1: 278.5473; 1.2: 0.37354; 1.3: 358.56; 1.4: 7.4221; 1.5: 278.5473; 1.6: 358.56; 1.7: 215.136; 1.8: 8.4594; 1.9: 1792.8; 2: 57.0955; 2.1: 94.9703; 2.2: 2256.237; 2.3: 60.1194; 2.4: -1977.6897; 2.5: -52.6972
| 2 | 66.45 | 1: 40.1971; 1.1: 279.575; 1.2: 0.37492; 1.3: 358.83; 1.4: 7.4439; 1.5: 279.575; 1.6: 358.83; 1.7: 215.298; 1.8: 8.4594; 1.9: 1794.15; 2: 57.1385; 2.1: 94.9713; 2.2: 2259.6125; 2.3: 60.164; 2.4: -1980.0376; 2.5: -52.7201
| 2 | 66.5 | 1: 40.3149; 1.1: 280.605; 1.2: 0.3763; 1.3: 359.1; 1.4: 7.4657; 1.5: 280.605; 1.6: 359.1; 1.7: 215.46; 1.8: 8.4594; 1.9: 1795.5; 2: 57.1815; 2.1: 94.9723; 2.2: 2262.9905; 2.3: 60.2087; 2.4: -1982.3855; 2.5: -52.7429
| 2 | 66.55 | 1: 40.4328; 1.1: 281.6375; 1.2: 0.37768; 1.3: 359.37; 1.4: 7.4876; 1.5: 281.6375; 1.6: 359.37; 1.7: 215.622; 1.8: 8.4594; 1.9: 1796.85; 2: 57.2245; 2.1: 94.9733; 2.2: 2266.3711; 2.3: 60.2533; 2.4: -1984.7336; 2.5: -52.7657
| 2 | 66.6 | 1: 40.5509; 1.1: 282.6724; 1.2: 0.37907; 1.3: 359.64; 1.4: 7.5094; 1.5: 282.6724; 1.6: 359.64; 1.7: 215.784; 1.8: 8.4594; 1.9: 1798.2; 2: 57.2675; 2.1: 94.9743; 2.2: 2269.7542; 2.3: 60.2979; 2.4: -1987.0819; 2.5: -52.7885
| 2 | 66.65 | 1: 40.6692; 1.1: 283.7097; 1.2: 0.38046; 1.3: 359.91; 1.4: 7.5313; 1.5: 283.7097; 1.6: 359.91; 1.7: 215.946; 1.8: 8.4594; 1.9: 1799.55; 2: 57.3105; 2.1: 94.9752; 2.2: 2273.1399; 2.3: 60.3426; 2.4: -1989.4302; 2.5: -52.8112
| 2 | 66.7 | 1: 40.7877; 1.1: 284.7495; 1.2: 0.38186; 1.3: 360.18; 1.4: 7.5533; 1.5: 284.7495; 1.6: 360.18; 1.7: 216.108; 1.8: 8.4594; 1.9: 1800.9; 2: 57.3535; 2.1: 94.9762; 2.2: 2276.5282; 2.3: 60.3872; 2.4: -1991.7787; 2.5: -52.834
| 2 | 66.75 | 1: 40.9063; 1.1: 285.7917; 1.2: 0.38325; 1.3: 360.45; 1.4: 7.5752; 1.5: 285.7917; 1.6: 360.45; 1.7: 216.27; 1.8: 8.4594; 1.9: 1802.25; 2: 57.3965; 2.1: 94.9772; 2.2: 2279.9189; 2.3: 60.4319; 2.4: -1994.1272; 2.5: -52.8566
| 2 | 66.8 | 1: 41.0251; 1.1: 286.8364; 1.2: 0.38465; 1.3: 360.72; 1.4: 7.5972; 1.5: 286.8364; 1.6: 360.72; 1.7: 216.432; 1.8: 8.4594; 1.9: 1803.6; 2: 57.4395; 2.1: 94.9782; 2.2: 2283.3123; 2.3: 60.4765; 2.4: -1996.4759; 2.5: -52.8793
| 2 | 66.85 | 1: 41.144; 1.1: 287.8835; 1.2: 0.38606; 1.3: 360.99; 1.4: 7.6193; 1.5: 287.8835; 1.6: 360.99; 1.7: 216.594; 1.8: 8.4594; 1.9: 1804.95; 2: 57.4825; 2.1: 94.9792; 2.2: 2286.7082; 2.3: 60.5212; 2.4: -1998.8247; 2.5: -52.9019
| 2 | 66.9 | 1: 41.2632; 1.1: 288.9331; 1.2: 0.38747; 1.3: 361.26; 1.4: 7.6413; 1.5: 288.9331; 1.6: 361.26; 1.7: 216.756; 1.8: 8.4594; 1.9: 1806.3; 2: 57.5255; 2.1: 94.9801; 2.2: 2290.1066; 2.3: 60.5658; 2.4: -2001.1735; 2.5: -52.9245
| 2 | 66.95 | 1: 41.3825; 1.1: 289.9851; 1.2: 0.38888; 1.3: 361.53; 1.4: 7.6634; 1.5: 289.9851; 1.6: 361.53; 1.7: 216.918; 1.8: 8.4594; 1.9: 1807.65; 2: 57.5685; 2.1: 94.9811; 2.2: 2293.5077; 2.3: 60.6104; 2.4: -2003.5225; 2.5: -52.947
| 2 | 67 | 1: 41.502; 1.1: 291.0396; 1.2: 0.39029; 1.3: 361.8; 1.4: 7.6856; 1.5: 291.0396; 1.6: 361.8; 1.7: 217.08; 1.8: 8.4594; 1.9: 1809; 2: 57.6115; 2.1: 94.9821; 2.2: 2296.9112; 2.3: 60.6551; 2.4: -2005.8716; 2.5: -52.9695
| 2 | 67.05 | 1: 41.6217; 1.1: 292.0966; 1.2: 0.39171; 1.3: 362.07; 1.4: 7.7077; 1.5: 292.0966; 1.6: 362.07; 1.7: 217.242; 1.8: 8.4594; 1.9: 1810.35; 2: 57.6545; 2.1: 94.983; 2.2: 2300.3173; 2.3: 60.6997; 2.4: -2008.2207; 2.5: -52.992
| 2 | 67.1 | 1: 41.7415; 1.1: 293.156; 1.2: 0.39313; 1.3: 362.34; 1.4: 7.7299; 1.5: 293.156; 1.6: 362.34; 1.7: 217.404; 1.8: 8.4594; 1.9: 1811.7; 2: 57.6975; 2.1: 94.984; 2.2: 2303.726; 2.3: 60.7444; 2.4: -2010.57; 2.5: -53.0145
| 2 | 67.15 | 1: 41.8615; 1.1: 294.2179; 1.2: 0.39455; 1.3: 362.61; 1.4: 7.7521; 1.5: 294.2179; 1.6: 362.61; 1.7: 217.566; 1.8: 8.4594; 1.9: 1813.05; 2: 57.7404; 2.1: 94.985; 2.2: 2307.1372; 2.3: 60.789; 2.4: -2012.9194; 2.5: -53.0369
| 2 | 67.2 | 1: 41.9817; 1.1: 295.2822; 1.2: 0.39598; 1.3: 362.88; 1.4: 7.7744; 1.5: 295.2822; 1.6: 362.88; 1.7: 217.728; 1.8: 8.4594; 1.9: 1814.4; 2: 57.7834; 2.1: 94.9859; 2.2: 2310.551; 2.3: 60.8337; 2.4: -2015.2688; 2.5: -53.0593
| 2 | 67.25 | 1: 42.102; 1.1: 296.3491; 1.2: 0.39741; 1.3: 363.15; 1.4: 7.7967; 1.5: 296.3491; 1.6: 363.15; 1.7: 217.89; 1.8: 8.4594; 1.9: 1815.75; 2: 57.8264; 2.1: 94.9869; 2.2: 2313.9674; 2.3: 60.8783; 2.4: -2017.6183; 2.5: -53.0817
| 2 | 67.3 | 1: 42.2225; 1.1: 297.4183; 1.2: 0.39884; 1.3: 363.42; 1.4: 7.819; 1.5: 297.4183; 1.6: 363.42; 1.7: 218.052; 1.8: 8.4594; 1.9: 1817.1; 2: 57.8694; 2.1: 94.9878; 2.2: 2317.3863; 2.3: 60.923; 2.4: -2019.9679; 2.5: -53.104
| 2 | 67.35 | 1: 42.3432; 1.1: 298.4901; 1.2: 0.40028; 1.3: 363.69; 1.4: 7.8413; 1.5: 298.4901; 1.6: 363.69; 1.7: 218.214; 1.8: 8.4594; 1.9: 1818.45; 2: 57.9124; 2.1: 94.9888; 2.2: 2320.8077; 2.3: 60.9676; 2.4: -2022.3176; 2.5: -53.1263
| 2 | 67.4 | 1: 42.4641; 1.1: 299.5644; 1.2: 0.40172; 1.3: 363.96; 1.4: 7.8637; 1.5: 299.5644; 1.6: 363.96; 1.7: 218.376; 1.8: 8.4594; 1.9: 1819.8; 2: 57.9554; 2.1: 94.9897; 2.2: 2324.2318; 2.3: 61.0123; 2.4: -2024.6674; 2.5: -53.1486
| 2 | 67.45 | 1: 42.5851; 1.1: 300.6411; 1.2: 0.40317; 1.3: 364.23; 1.4: 7.8861; 1.5: 300.6411; 1.6: 364.23; 1.7: 218.538; 1.8: 8.4594; 1.9: 1821.15; 2: 57.9984; 2.1: 94.9907; 2.2: 2327.6583; 2.3: 61.057; 2.4: -2027.0172; 2.5: -53.1708
| 2 | 67.5 | 1: 42.7063; 1.1: 301.7203; 1.2: 0.40461; 1.3: 364.5; 1.4: 7.9086; 1.5: 301.7203; 1.6: 364.5; 1.7: 218.7; 1.8: 8.4594; 1.9: 1822.5; 2: 58.0414; 2.1: 94.9916; 2.2: 2331.0875; 2.3: 61.1016; 2.4: -2029.3672; 2.5: -53.193
| 2 | 67.55 | 1: 42.8277; 1.1: 302.802; 1.2: 0.40606; 1.3: 364.77; 1.4: 7.9311; 1.5: 302.802; 1.6: 364.77; 1.7: 218.862; 1.8: 8.4594; 1.9: 1823.85; 2: 58.0844; 2.1: 94.9925; 2.2: 2334.5192; 2.3: 61.1463; 2.4: -2031.7171; 2.5: -53.2152
| 2 | 67.6 | 1: 42.9493; 1.1: 303.8862; 1.2: 0.40752; 1.3: 365.04; 1.4: 7.9536; 1.5: 303.8862; 1.6: 365.04; 1.7: 219.024; 1.8: 8.4594; 1.9: 1825.2; 2: 58.1274; 2.1: 94.9935; 2.2: 2337.9534; 2.3: 61.1909; 2.4: -2034.0672; 2.5: -53.2374
| 2 | 67.65 | 1: 43.071; 1.1: 304.9729; 1.2: 0.40898; 1.3: 365.31; 1.4: 7.9761; 1.5: 304.9729; 1.6: 365.31; 1.7: 219.186; 1.8: 8.4594; 1.9: 1826.55; 2: 58.1704; 2.1: 94.9944; 2.2: 2341.3902; 2.3: 61.2356; 2.4: -2036.4173; 2.5: -53.2595
| 2 | 67.7 | 1: 43.1929; 1.1: 306.0621; 1.2: 0.41044; 1.3: 365.58; 1.4: 7.9987; 1.5: 306.0621; 1.6: 365.58; 1.7: 219.348; 1.8: 8.4594; 1.9: 1827.9; 2: 58.2134; 2.1: 94.9953; 2.2: 2344.8296; 2.3: 61.2802; 2.4: -2038.7675; 2.5: -53.2816
| 2 | 67.75 | 1: 43.315; 1.1: 307.1538; 1.2: 0.4119; 1.3: 365.85; 1.4: 8.0213; 1.5: 307.1538; 1.6: 365.85; 1.7: 219.51; 1.8: 8.4594; 1.9: 1829.25; 2: 58.2564; 2.1: 94.9963; 2.2: 2348.2715; 2.3: 61.3249; 2.4: -2041.1178; 2.5: -53.3036
| 2 | 67.8 | 1: 43.4372; 1.1: 308.2479; 1.2: 0.41337; 1.3: 366.12; 1.4: 8.0439; 1.5: 308.2479; 1.6: 366.12; 1.7: 219.672; 1.8: 8.4594; 1.9: 1830.6; 2: 58.2994; 2.1: 94.9972; 2.2: 2351.716; 2.3: 61.3696; 2.4: -2043.4681; 2.5: -53.3256
| 2 | 67.85 | 1: 43.5596; 1.1: 309.3446; 1.2: 0.41484; 1.3: 366.39; 1.4: 8.0666; 1.5: 309.3446; 1.6: 366.39; 1.7: 219.834; 1.8: 8.4594; 1.9: 1831.95; 2: 58.3424; 2.1: 94.9981; 2.2: 2355.1631; 2.3: 61.4142; 2.4: -2045.8185; 2.5: -53.3476
| 2 | 67.9 | 1: 43.6822; 1.1: 310.4438; 1.2: 0.41631; 1.3: 366.66; 1.4: 8.0893; 1.5: 310.4438; 1.6: 366.66; 1.7: 219.996; 1.8: 8.4594; 1.9: 1833.3; 2: 58.3854; 2.1: 94.999; 2.2: 2358.6127; 2.3: 61.4589; 2.4: -2048.1689; 2.5: -53.3696
| 2 | 67.95 | 1: 43.805; 1.1: 311.5455; 1.2: 0.41779; 1.3: 366.93; 1.4: 8.112; 1.5: 311.5455; 1.6: 366.93; 1.7: 220.158; 1.8: 8.4594; 1.9: 1834.65; 2: 58.4283; 2.1: 94.9999; 2.2: 2362.0649; 2.3: 61.5036; 2.4: -2050.5194; 2.5: -53.3915
| 2 | 68 | 1: 43.9279; 1.1: 312.6497; 1.2: 0.41927; 1.3: 367.2; 1.4: 8.1348; 1.5: 312.6497; 1.6: 367.2; 1.7: 220.32; 1.8: 8.4594; 1.9: 1836; 2: 58.4713; 2.1: 95.0009; 2.2: 2365.5196; 2.3: 61.5482; 2.4: -2052.8699; 2.5: -53.4134
| 2 | 68.05 | 1: 44.051; 1.1: 313.7564; 1.2: 0.42075; 1.3: 367.47; 1.4: 8.1576; 1.5: 313.7564; 1.6: 367.47; 1.7: 220.482; 1.8: 8.4594; 1.9: 1837.35; 2: 58.5143; 2.1: 95.0018; 2.2: 2368.9769; 2.3: 61.5929; 2.4: -2055.2205; 2.5: -53.4353
| 2 | 68.1 | 1: 44.1743; 1.1: 314.8657; 1.2: 0.42224; 1.3: 367.74; 1.4: 8.1804; 1.5: 314.8657; 1.6: 367.74; 1.7: 220.644; 1.8: 8.4594; 1.9: 1838.7; 2: 58.5573; 2.1: 95.0027; 2.2: 2372.4367; 2.3: 61.6376; 2.4: -2057.5711; 2.5: -53.4571
| 2 | 68.15 | 1: 44.2978; 1.1: 315.9774; 1.2: 0.42373; 1.3: 368.01; 1.4: 8.2033; 1.5: 315.9774; 1.6: 368.01; 1.7: 220.806; 1.8: 8.4594; 1.9: 1840.05; 2: 58.6003; 2.1: 95.0036; 2.2: 2375.8992; 2.3: 61.6822; 2.4: -2059.9217; 2.5: -53.4789
| 2 | 68.2 | 1: 44.4214; 1.1: 317.0917; 1.2: 0.42523; 1.3: 368.28; 1.4: 8.2262; 1.5: 317.0917; 1.6: 368.28; 1.7: 220.968; 1.8: 8.4594; 1.9: 1841.4; 2: 58.6433; 2.1: 95.0045; 2.2: 2379.3642; 2.3: 61.7269; 2.4: -2062.2724; 2.5: -53.5007
| 2 | 68.25 | 1: 44.5452; 1.1: 318.2085; 1.2: 0.42672; 1.3: 368.55; 1.4: 8.2491; 1.5: 318.2085; 1.6: 368.55; 1.7: 221.13; 1.8: 8.4594; 1.9: 1842.75; 2: 58.6863; 2.1: 95.0054; 2.2: 2382.8317; 2.3: 61.7716; 2.4: -2064.6232; 2.5: -53.5225
| 2 | 68.3 | 1: 44.6692; 1.1: 319.3279; 1.2: 0.42823; 1.3: 368.82; 1.4: 8.2721; 1.5: 319.3279; 1.6: 368.82; 1.7: 221.292; 1.8: 8.4594; 1.9: 1844.1; 2: 58.7293; 2.1: 95.0063; 2.2: 2386.3018; 2.3: 61.8162; 2.4: -2066.9739; 2.5: -53.5442
| 2 | 68.35 | 1: 44.7933; 1.1: 320.4497; 1.2: 0.42973; 1.3: 369.09; 1.4: 8.2951; 1.5: 320.4497; 1.6: 369.09; 1.7: 221.454; 1.8: 8.4594; 1.9: 1845.45; 2: 58.7723; 2.1: 95.0072; 2.2: 2389.7745; 2.3: 61.8609; 2.4: -2069.3247; 2.5: -53.5658
| 2 | 68.4 | 1: 44.9176; 1.1: 321.5741; 1.2: 0.43124; 1.3: 369.36; 1.4: 8.3181; 1.5: 321.5741; 1.6: 369.36; 1.7: 221.616; 1.8: 8.4594; 1.9: 1846.8; 2: 58.8153; 2.1: 95.0081; 2.2: 2393.2497; 2.3: 61.9056; 2.4: -2071.6756; 2.5: -53.5875
| 2 | 68.45 | 1: 45.0421; 1.1: 322.7011; 1.2: 0.43275; 1.3: 369.63; 1.4: 8.3411; 1.5: 322.7011; 1.6: 369.63; 1.7: 221.778; 1.8: 8.4594; 1.9: 1848.15; 2: 58.8583; 2.1: 95.0089; 2.2: 2396.7275; 2.3: 61.9502; 2.4: -2074.0265; 2.5: -53.6091
| 2 | 68.5 | 1: 45.1668; 1.1: 323.8306; 1.2: 0.43426; 1.3: 369.9; 1.4: 8.3642; 1.5: 323.8306; 1.6: 369.9; 1.7: 221.94; 1.8: 8.4594; 1.9: 1849.5; 2: 58.9013; 2.1: 95.0098; 2.2: 2400.2079; 2.3: 61.9949; 2.4: -2076.3773; 2.5: -53.6307
| 2 | 68.55 | 1: 45.2916; 1.1: 324.9626; 1.2: 0.43578; 1.3: 370.17; 1.4: 8.3873; 1.5: 324.9626; 1.6: 370.17; 1.7: 222.102; 1.8: 8.4594; 1.9: 1850.85; 2: 58.9443; 2.1: 95.0107; 2.2: 2403.6908; 2.3: 62.0396; 2.4: -2078.7283; 2.5: -53.6523
| 2 | 68.6 | 1: 45.4166; 1.1: 326.0971; 1.2: 0.4373; 1.3: 370.44; 1.4: 8.4105; 1.5: 326.0971; 1.6: 370.44; 1.7: 222.264; 1.8: 8.4594; 1.9: 1852.2; 2: 58.9873; 2.1: 95.0116; 2.2: 2407.1763; 2.3: 62.0843; 2.4: -2081.0792; 2.5: -53.6738
| 2 | 68.65 | 1: 45.5418; 1.1: 327.2342; 1.2: 0.43883; 1.3: 370.71; 1.4: 8.4337; 1.5: 327.2342; 1.6: 370.71; 1.7: 222.426; 1.8: 8.4594; 1.9: 1853.55; 2: 59.0303; 2.1: 95.0125; 2.2: 2410.6644; 2.3: 62.129; 2.4: -2083.4302; 2.5: -53.6953
| 2 | 68.7 | 1: 45.6671; 1.1: 328.3739; 1.2: 0.44036; 1.3: 370.98; 1.4: 8.4569; 1.5: 328.3739; 1.6: 370.98; 1.7: 222.588; 1.8: 8.4594; 1.9: 1854.9; 2: 59.0732; 2.1: 95.0133; 2.2: 2414.155; 2.3: 62.1736; 2.4: -2085.7811; 2.5: -53.7168
| 2 | 68.75 | 1: 45.7926; 1.1: 329.5161; 1.2: 0.44189; 1.3: 371.25; 1.4: 8.4801; 1.5: 329.5161; 1.6: 371.25; 1.7: 222.75; 1.8: 8.4594; 1.9: 1856.25; 2: 59.1162; 2.1: 95.0142; 2.2: 2417.6482; 2.3: 62.2183; 2.4: -2088.1321; 2.5: -53.7382
| 2 | 68.8 | 1: 45.9183; 1.1: 330.6609; 1.2: 0.44342; 1.3: 371.52; 1.4: 8.5034; 1.5: 330.6609; 1.6: 371.52; 1.7: 222.912; 1.8: 8.4594; 1.9: 1857.6; 2: 59.1592; 2.1: 95.0151; 2.2: 2421.144; 2.3: 62.263; 2.4: -2090.4831; 2.5: -53.7596
| 2 | 68.85 | 1: 46.0442; 1.1: 331.8082; 1.2: 0.44496; 1.3: 371.79; 1.4: 8.5267; 1.5: 331.8082; 1.6: 371.79; 1.7: 223.074; 1.8: 8.4594; 1.9: 1858.95; 2: 59.2022; 2.1: 95.0159; 2.2: 2424.6423; 2.3: 62.3077; 2.4: -2092.8341; 2.5: -53.781
| 2 | 68.9 | 1: 46.1702; 1.1: 332.9581; 1.2: 0.4465; 1.3: 372.06; 1.4: 8.55; 1.5: 332.9581; 1.6: 372.06; 1.7: 223.236; 1.8: 8.4594; 1.9: 1860.3; 2: 59.2452; 2.1: 95.0168; 2.2: 2428.1432; 2.3: 62.3524; 2.4: -2095.1851; 2.5: -53.8023
| 2 | 68.95 | 1: 46.2964; 1.1: 334.1105; 1.2: 0.44805; 1.3: 372.33; 1.4: 8.5734; 1.5: 334.1105; 1.6: 372.33; 1.7: 223.398; 1.8: 8.4594; 1.9: 1861.65; 2: 59.2882; 2.1: 95.0177; 2.2: 2431.6467; 2.3: 62.397; 2.4: -2097.5361; 2.5: -53.8236
| 2 | 69 | 1: 46.4228; 1.1: 335.2655; 1.2: 0.4496; 1.3: 372.6; 1.4: 8.5968; 1.5: 335.2655; 1.6: 372.6; 1.7: 223.56; 1.8: 8.4594; 1.9: 1863; 2: 59.3312; 2.1: 95.0185; 2.2: 2435.1527; 2.3: 62.4417; 2.4: -2099.8872; 2.5: -53.8449
| 2 | 69.05 | 1: 46.5494; 1.1: 336.4231; 1.2: 0.45115; 1.3: 372.87; 1.4: 8.6203; 1.5: 336.4231; 1.6: 372.87; 1.7: 223.722; 1.8: 8.4594; 1.9: 1864.35; 2: 59.3742; 2.1: 95.0194; 2.2: 2438.6613; 2.3: 62.4864; 2.4: -2102.2382; 2.5: -53.8662
| 2 | 69.1 | 1: 46.6761; 1.1: 337.5833; 1.2: 0.45271; 1.3: 373.14; 1.4: 8.6437; 1.5: 337.5833; 1.6: 373.14; 1.7: 223.884; 1.8: 8.4594; 1.9: 1865.7; 2: 59.4172; 2.1: 95.0202; 2.2: 2442.1725; 2.3: 62.5311; 2.4: -2104.5892; 2.5: -53.8874
| 2 | 69.15 | 1: 46.803; 1.1: 338.746; 1.2: 0.45427; 1.3: 373.41; 1.4: 8.6672; 1.5: 338.746; 1.6: 373.41; 1.7: 224.046; 1.8: 8.4594; 1.9: 1867.05; 2: 59.4602; 2.1: 95.0211; 2.2: 2445.6862; 2.3: 62.5758; 2.4: -2106.9402; 2.5: -53.9086
| 2 | 69.2 | 1: 46.9301; 1.1: 339.9113; 1.2: 0.45583; 1.3: 373.68; 1.4: 8.6908; 1.5: 339.9113; 1.6: 373.68; 1.7: 224.208; 1.8: 8.4594; 1.9: 1868.4; 2: 59.5032; 2.1: 95.0219; 2.2: 2449.2025; 2.3: 62.6205; 2.4: -2109.2912; 2.5: -53.9297
| 2 | 69.25 | 1: 47.0573; 1.1: 341.0792; 1.2: 0.45739; 1.3: 373.95; 1.4: 8.7143; 1.5: 341.0792; 1.6: 373.95; 1.7: 224.37; 1.8: 8.4594; 1.9: 1869.75; 2: 59.5462; 2.1: 95.0228; 2.2: 2452.7214; 2.3: 62.6652; 2.4: -2111.6422; 2.5: -53.9509
| 2 | 69.3 | 1: 47.1847; 1.1: 342.2496; 1.2: 0.45896; 1.3: 374.22; 1.4: 8.7379; 1.5: 342.2496; 1.6: 374.22; 1.7: 224.532; 1.8: 8.4594; 1.9: 1871.1; 2: 59.5892; 2.1: 95.0236; 2.2: 2456.2428; 2.3: 62.7099; 2.4: -2113.9932; 2.5: -53.972
| 2 | 69.35 | 1: 47.3123; 1.1: 343.4227; 1.2: 0.46054; 1.3: 374.49; 1.4: 8.7615; 1.5: 343.4227; 1.6: 374.49; 1.7: 224.694; 1.8: 8.4594; 1.9: 1872.45; 2: 59.6322; 2.1: 95.0244; 2.2: 2459.7668; 2.3: 62.7546; 2.4: -2116.3441; 2.5: -53.993
| 2 | 69.4 | 1: 47.4401; 1.1: 344.5983; 1.2: 0.46211; 1.3: 374.76; 1.4: 8.7852; 1.5: 344.5983; 1.6: 374.76; 1.7: 224.856; 1.8: 8.4594; 1.9: 1873.8; 2: 59.6752; 2.1: 95.0253; 2.2: 2463.2934; 2.3: 62.7993; 2.4: -2118.6951; 2.5: -54.0141
| 2 | 69.45 | 1: 47.568; 1.1: 345.7766; 1.2: 0.46369; 1.3: 375.03; 1.4: 8.8089; 1.5: 345.7766; 1.6: 375.03; 1.7: 225.018; 1.8: 8.4594; 1.9: 1875.15; 2: 59.7182; 2.1: 95.0261; 2.2: 2466.8225; 2.3: 62.844; 2.4: -2121.046; 2.5: -54.0351
| 2 | 69.5 | 1: 47.6961; 1.1: 346.9574; 1.2: 0.46528; 1.3: 375.3; 1.4: 8.8326; 1.5: 346.9574; 1.6: 375.3; 1.7: 225.18; 1.8: 8.4594; 1.9: 1876.5; 2: 59.7611; 2.1: 95.0269; 2.2: 2470.3543; 2.3: 62.8887; 2.4: -2123.3969; 2.5: -54.056
| 2 | 69.55 | 1: 47.8244; 1.1: 348.1408; 1.2: 0.46686; 1.3: 375.57; 1.4: 8.8564; 1.5: 348.1408; 1.6: 375.57; 1.7: 225.342; 1.8: 8.4594; 1.9: 1877.85; 2: 59.8041; 2.1: 95.0277; 2.2: 2473.8886; 2.3: 62.9333; 2.4: -2125.7478; 2.5: -54.077
| 2 | 69.6 | 1: 47.9528; 1.1: 349.3268; 1.2: 0.46845; 1.3: 375.84; 1.4: 8.8802; 1.5: 349.3268; 1.6: 375.84; 1.7: 225.504; 1.8: 8.4594; 1.9: 1879.2; 2: 59.8471; 2.1: 95.0286; 2.2: 2477.4254; 2.3: 62.978; 2.4: -2128.0986; 2.5: -54.0979
| 2 | 69.65 | 1: 48.0815; 1.1: 350.5154; 1.2: 0.47005; 1.3: 376.11; 1.4: 8.904; 1.5: 350.5154; 1.6: 376.11; 1.7: 225.666; 1.8: 8.4594; 1.9: 1880.55; 2: 59.8901; 2.1: 95.0294; 2.2: 2480.9649; 2.3: 63.0227; 2.4: -2130.4494; 2.5: -54.1188
| 2 | 69.7 | 1: 48.2102; 1.1: 351.7066; 1.2: 0.47165; 1.3: 376.38; 1.4: 8.9278; 1.5: 351.7066; 1.6: 376.38; 1.7: 225.828; 1.8: 8.4594; 1.9: 1881.9; 2: 59.9331; 2.1: 95.0302; 2.2: 2484.5069; 2.3: 63.0674; 2.4: -2132.8002; 2.5: -54.1396
| 2 | 69.75 | 1: 48.3392; 1.1: 352.9004; 1.2: 0.47325; 1.3: 376.65; 1.4: 8.9517; 1.5: 352.9004; 1.6: 376.65; 1.7: 225.99; 1.8: 8.4594; 1.9: 1883.25; 2: 59.9761; 2.1: 95.031; 2.2: 2488.0514; 2.3: 63.1122; 2.4: -2135.151; 2.5: -54.1604
| 2 | 69.8 | 1: 48.4684; 1.1: 354.0969; 1.2: 0.47485; 1.3: 376.92; 1.4: 8.9756; 1.5: 354.0969; 1.6: 376.92; 1.7: 226.152; 1.8: 8.4594; 1.9: 1884.6; 2: 60.0191; 2.1: 95.0318; 2.2: 2491.5986; 2.3: 63.1569; 2.4: -2137.5017; 2.5: -54.1812
| 2 | 69.85 | 1: 48.5977; 1.1: 355.2959; 1.2: 0.47646; 1.3: 377.19; 1.4: 8.9996; 1.5: 355.2959; 1.6: 377.19; 1.7: 226.314; 1.8: 8.4594; 1.9: 1885.95; 2: 60.0621; 2.1: 95.0326; 2.2: 2495.1483; 2.3: 63.2016; 2.4: -2139.8524; 2.5: -54.202
| 2 | 69.9 | 1: 48.7272; 1.1: 356.4976; 1.2: 0.47807; 1.3: 377.46; 1.4: 9.0235; 1.5: 356.4976; 1.6: 377.46; 1.7: 226.476; 1.8: 8.4594; 1.9: 1887.3; 2: 60.1051; 2.1: 95.0334; 2.2: 2498.7006; 2.3: 63.2463; 2.4: -2142.203; 2.5: -54.2227
| 2 | 69.95 | 1: 48.8568; 1.1: 357.7019; 1.2: 0.47969; 1.3: 377.73; 1.4: 9.0476; 1.5: 357.7019; 1.6: 377.73; 1.7: 226.638; 1.8: 8.4594; 1.9: 1888.65; 2: 60.1481; 2.1: 95.0342; 2.2: 2502.2555; 2.3: 63.291; 2.4: -2144.5536; 2.5: -54.2434
| 2 | 70 | 1: 48.9866; 1.1: 358.9088; 1.2: 0.4813; 1.3: 378; 1.4: 9.0716; 1.5: 358.9088; 1.6: 378; 1.7: 226.8; 1.8: 8.4594; 1.9: 1890; 2: 60.1911; 2.1: 95.035; 2.2: 2505.8129; 2.3: 63.3357; 2.4: -2146.9042; 2.5: -54.2641
| 2 | 70.05 | 1: 49.1166; 1.1: 360.1183; 1.2: 0.48293; 1.3: 378.27; 1.4: 9.0957; 1.5: 360.1183; 1.6: 378.27; 1.7: 226.962; 1.8: 8.4594; 1.9: 1891.35; 2: 60.2341; 2.1: 95.0358; 2.2: 2509.3729; 2.3: 63.3804; 2.4: -2149.2546; 2.5: -54.2847
| 2 | 70.1 | 1: 49.2468; 1.1: 361.3304; 1.2: 0.48455; 1.3: 378.54; 1.4: 9.1198; 1.5: 361.3304; 1.6: 378.54; 1.7: 227.124; 1.8: 8.4594; 1.9: 1892.7; 2: 60.2771; 2.1: 95.0366; 2.2: 2512.9355; 2.3: 63.4251; 2.4: -2151.6051; 2.5: -54.3053
| 2 | 70.15 | 1: 49.3772; 1.1: 362.5452; 1.2: 0.48618; 1.3: 378.81; 1.4: 9.1439; 1.5: 362.5452; 1.6: 378.81; 1.7: 227.286; 1.8: 8.4594; 1.9: 1894.05; 2: 60.3201; 2.1: 95.0374; 2.2: 2516.5007; 2.3: 63.4698; 2.4: -2153.9555; 2.5: -54.3259
| 2 | 70.2 | 1: 49.5077; 1.1: 363.7626; 1.2: 0.48781; 1.3: 379.08; 1.4: 9.1681; 1.5: 363.7626; 1.6: 379.08; 1.7: 227.448; 1.8: 8.4594; 1.9: 1895.4; 2: 60.3631; 2.1: 95.0382; 2.2: 2520.0684; 2.3: 63.5145; 2.4: -2156.3058; 2.5: -54.3464
| 2 | 70.25 | 1: 49.6384; 1.1: 364.9826; 1.2: 0.48945; 1.3: 379.35; 1.4: 9.1923; 1.5: 364.9826; 1.6: 379.35; 1.7: 227.61; 1.8: 8.4594; 1.9: 1896.75; 2: 60.4061; 2.1: 95.039; 2.2: 2523.6387; 2.3: 63.5592; 2.4: -2158.6561; 2.5: -54.367
| 2 | 70.3 | 1: 49.7692; 1.1: 366.2053; 1.2: 0.49109; 1.3: 379.62; 1.4: 9.2165; 1.5: 366.2053; 1.6: 379.62; 1.7: 227.772; 1.8: 8.4594; 1.9: 1898.1; 2: 60.449; 2.1: 95.0398; 2.2: 2527.2116; 2.3: 63.604; 2.4: -2161.0063; 2.5: -54.3874
| 2 | 70.35 | 1: 49.9003; 1.1: 367.4306; 1.2: 0.49273; 1.3: 379.89; 1.4: 9.2408; 1.5: 367.4306; 1.6: 379.89; 1.7: 227.934; 1.8: 8.4594; 1.9: 1899.45; 2: 60.492; 2.1: 95.0405; 2.2: 2530.7871; 2.3: 63.6487; 2.4: -2163.3564; 2.5: -54.4079
| 2 | 70.4 | 1: 50.0315; 1.1: 368.6586; 1.2: 0.49438; 1.3: 380.16; 1.4: 9.2651; 1.5: 368.6586; 1.6: 380.16; 1.7: 228.096; 1.8: 8.4594; 1.9: 1900.8; 2: 60.535; 2.1: 95.0413; 2.2: 2534.3651; 2.3: 63.6934; 2.4: -2165.7065; 2.5: -54.4283
| 2 | 70.45 | 1: 50.1629; 1.1: 369.8892; 1.2: 0.49603; 1.3: 380.43; 1.4: 9.2894; 1.5: 369.8892; 1.6: 380.43; 1.7: 228.258; 1.8: 8.4594; 1.9: 1902.15; 2: 60.578; 2.1: 95.0421; 2.2: 2537.9457; 2.3: 63.7381; 2.4: -2168.0565; 2.5: -54.4487
| 2 | 70.5 | 1: 50.2944; 1.1: 371.1224; 1.2: 0.49768; 1.3: 380.7; 1.4: 9.3138; 1.5: 371.1224; 1.6: 380.7; 1.7: 228.42; 1.8: 8.4594; 1.9: 1903.5; 2: 60.621; 2.1: 95.0429; 2.2: 2541.5289; 2.3: 63.7828; 2.4: -2170.4065; 2.5: -54.4691
| 2 | 70.55 | 1: 50.4261; 1.1: 372.3583; 1.2: 0.49934; 1.3: 380.97; 1.4: 9.3382; 1.5: 372.3583; 1.6: 380.97; 1.7: 228.582; 1.8: 8.4594; 1.9: 1904.85; 2: 60.664; 2.1: 95.0436; 2.2: 2545.1146; 2.3: 63.8276; 2.4: -2172.7563; 2.5: -54.4894
| 2 | 70.6 | 1: 50.558; 1.1: 373.5968; 1.2: 0.501; 1.3: 381.24; 1.4: 9.3626; 1.5: 373.5968; 1.6: 381.24; 1.7: 228.744; 1.8: 8.4594; 1.9: 1906.2; 2: 60.707; 2.1: 95.0444; 2.2: 2548.703; 2.3: 63.8723; 2.4: -2175.1061; 2.5: -54.5097
| 2 | 70.65 | 1: 50.6901; 1.1: 374.838; 1.2: 0.50267; 1.3: 381.51; 1.4: 9.3871; 1.5: 374.838; 1.6: 381.51; 1.7: 228.906; 1.8: 8.4594; 1.9: 1907.55; 2: 60.75; 2.1: 95.0451; 2.2: 2552.2939; 2.3: 63.917; 2.4: -2177.4558; 2.5: -54.5299
| 2 | 70.7 | 1: 50.8223; 1.1: 376.0819; 1.2: 0.50433; 1.3: 381.78; 1.4: 9.4115; 1.5: 376.0819; 1.6: 381.78; 1.7: 229.068; 1.8: 8.4594; 1.9: 1908.9; 2: 60.793; 2.1: 95.0459; 2.2: 2555.8874; 2.3: 63.9617; 2.4: -2179.8055; 2.5: -54.5502
| 2 | 70.75 | 1: 50.9548; 1.1: 377.3284; 1.2: 0.50601; 1.3: 382.05; 1.4: 9.4361; 1.5: 377.3284; 1.6: 382.05; 1.7: 229.23; 1.8: 8.4594; 1.9: 1910.25; 2: 60.836; 2.1: 95.0467; 2.2: 2559.4834; 2.3: 64.0064; 2.4: -2182.155; 2.5: -54.5704
| 2 | 70.8 | 1: 51.0873; 1.1: 378.5776; 1.2: 0.50768; 1.3: 382.32; 1.4: 9.4606; 1.5: 378.5776; 1.6: 382.32; 1.7: 229.392; 1.8: 8.4594; 1.9: 1911.6; 2: 60.879; 2.1: 95.0474; 2.2: 2563.0821; 2.3: 64.0512; 2.4: -2184.5045; 2.5: -54.5906
| 2 | 70.85 | 1: 51.2201; 1.1: 379.8295; 1.2: 0.50936; 1.3: 382.59; 1.4: 9.4852; 1.5: 379.8295; 1.6: 382.59; 1.7: 229.554; 1.8: 8.4594; 1.9: 1912.95; 2: 60.922; 2.1: 95.0482; 2.2: 2566.6833; 2.3: 64.0959; 2.4: -2186.8538; 2.5: -54.6107
| 2 | 70.9 | 1: 51.353; 1.1: 381.084; 1.2: 0.51104; 1.3: 382.86; 1.4: 9.5098; 1.5: 381.084; 1.6: 382.86; 1.7: 229.716; 1.8: 8.4594; 1.9: 1914.3; 2: 60.965; 2.1: 95.0489; 2.2: 2570.2871; 2.3: 64.1406; 2.4: -2189.2031; 2.5: -54.6308
| 2 | 70.95 | 1: 51.4861; 1.1: 382.3412; 1.2: 0.51273; 1.3: 383.13; 1.4: 9.5345; 1.5: 382.3412; 1.6: 383.13; 1.7: 229.878; 1.8: 8.4594; 1.9: 1915.65; 2: 61.008; 2.1: 95.0496; 2.2: 2573.8935; 2.3: 64.1854; 2.4: -2191.5523; 2.5: -54.6509
| 2 | 71 | 1: 51.6194; 1.1: 383.601; 1.2: 0.51442; 1.3: 383.4; 1.4: 9.5591; 1.5: 383.601; 1.6: 383.4; 1.7: 230.04; 1.8: 8.4594; 1.9: 1917; 2: 61.051; 2.1: 95.0504; 2.2: 2577.5024; 2.3: 64.2301; 2.4: -2193.9014; 2.5: -54.6709
| 2 | 71.05 | 1: 51.7529; 1.1: 384.8636; 1.2: 0.51611; 1.3: 383.67; 1.4: 9.5839; 1.5: 384.8636; 1.6: 383.67; 1.7: 230.202; 1.8: 8.4594; 1.9: 1918.35; 2: 61.0939; 2.1: 95.0511; 2.2: 2581.1139; 2.3: 64.2748; 2.4: -2196.2504; 2.5: -54.691
| 2 | 71.1 | 1: 51.8865; 1.1: 386.1288; 1.2: 0.51781; 1.3: 383.94; 1.4: 9.6086; 1.5: 386.1288; 1.6: 383.94; 1.7: 230.364; 1.8: 8.4594; 1.9: 1919.7; 2: 61.1369; 2.1: 95.0519; 2.2: 2584.7281; 2.3: 64.3196; 2.4: -2198.5993; 2.5: -54.711
| 2 | 71.15 | 1: 52.0203; 1.1: 387.3967; 1.2: 0.51951; 1.3: 384.21; 1.4: 9.6334; 1.5: 387.3967; 1.6: 384.21; 1.7: 230.526; 1.8: 8.4594; 1.9: 1921.05; 2: 61.1799; 2.1: 95.0526; 2.2: 2588.3447; 2.3: 64.3643; 2.4: -2200.9481; 2.5: -54.7309
| 2 | 71.2 | 1: 52.1542; 1.1: 388.6673; 1.2: 0.52121; 1.3: 384.48; 1.4: 9.6582; 1.5: 388.6673; 1.6: 384.48; 1.7: 230.688; 1.8: 8.4594; 1.9: 1922.4; 2: 61.2229; 2.1: 95.0533; 2.2: 2591.964; 2.3: 64.409; 2.4: -2203.2967; 2.5: -54.7508
| 2 | 71.25 | 1: 52.2884; 1.1: 389.9405; 1.2: 0.52292; 1.3: 384.75; 1.4: 9.683; 1.5: 389.9405; 1.6: 384.75; 1.7: 230.85; 1.8: 8.4594; 1.9: 1923.75; 2: 61.2659; 2.1: 95.054; 2.2: 2595.5859; 2.3: 64.4538; 2.4: -2205.6453; 2.5: -54.7707
| 2 | 71.3 | 1: 52.4227; 1.1: 391.2165; 1.2: 0.52463; 1.3: 385.02; 1.4: 9.7079; 1.5: 391.2165; 1.6: 385.02; 1.7: 231.012; 1.8: 8.4594; 1.9: 1925.1; 2: 61.3089; 2.1: 95.0548; 2.2: 2599.2103; 2.3: 64.4985; 2.4: -2207.9938; 2.5: -54.7906
| 2 | 71.35 | 1: 52.5572; 1.1: 392.4952; 1.2: 0.52634; 1.3: 385.29; 1.4: 9.7328; 1.5: 392.4952; 1.6: 385.29; 1.7: 231.174; 1.8: 8.4594; 1.9: 1926.45; 2: 61.3519; 2.1: 95.0555; 2.2: 2602.8373; 2.3: 64.5433; 2.4: -2210.3421; 2.5: -54.8105
| 2 | 71.4 | 1: 52.6918; 1.1: 393.7765; 1.2: 0.52806; 1.3: 385.56; 1.4: 9.7577; 1.5: 393.7765; 1.6: 385.56; 1.7: 231.336; 1.8: 8.4594; 1.9: 1927.8; 2: 61.3949; 2.1: 95.0562; 2.2: 2606.4669; 2.3: 64.588; 2.4: -2212.6904; 2.5: -54.8303
| 2 | 71.45 | 1: 52.8266; 1.1: 395.0606; 1.2: 0.52978; 1.3: 385.83; 1.4: 9.7827; 1.5: 395.0606; 1.6: 385.83; 1.7: 231.498; 1.8: 8.4594; 1.9: 1929.15; 2: 61.4379; 2.1: 95.0569; 2.2: 2610.099; 2.3: 64.6327; 2.4: -2215.0385; 2.5: -54.85
| 2 | 71.5 | 1: 52.9616; 1.1: 396.3473; 1.2: 0.53151; 1.3: 386.1; 1.4: 9.8077; 1.5: 396.3473; 1.6: 386.1; 1.7: 231.66; 1.8: 8.4594; 1.9: 1930.5; 2: 61.4809; 2.1: 95.0576; 2.2: 2613.7338; 2.3: 64.6775; 2.4: -2217.3865; 2.5: -54.8698
| 2 | 71.55 | 1: 53.0968; 1.1: 397.6368; 1.2: 0.53324; 1.3: 386.37; 1.4: 9.8327; 1.5: 397.6368; 1.6: 386.37; 1.7: 231.822; 1.8: 8.4594; 1.9: 1931.85; 2: 61.5239; 2.1: 95.0583; 2.2: 2617.3711; 2.3: 64.7222; 2.4: -2219.7343; 2.5: -54.8895
| 2 | 71.6 | 1: 53.2322; 1.1: 398.9289; 1.2: 0.53497; 1.3: 386.64; 1.4: 9.8578; 1.5: 398.9289; 1.6: 386.64; 1.7: 231.984; 1.8: 8.4594; 1.9: 1933.2; 2: 61.5669; 2.1: 95.0591; 2.2: 2621.011; 2.3: 64.767; 2.4: -2222.0821; 2.5: -54.9092
| 2 | 71.65 | 1: 53.3677; 1.1: 400.2238; 1.2: 0.53671; 1.3: 386.91; 1.4: 9.8829; 1.5: 400.2238; 1.6: 386.91; 1.7: 232.146; 1.8: 8.4594; 1.9: 1934.55; 2: 61.6099; 2.1: 95.0598; 2.2: 2624.6535; 2.3: 64.8117; 2.4: -2224.4297; 2.5: -54.9288
| 2 | 71.7 | 1: 53.5034; 1.1: 401.5214; 1.2: 0.53845; 1.3: 387.18; 1.4: 9.908; 1.5: 401.5214; 1.6: 387.18; 1.7: 232.308; 1.8: 8.4594; 1.9: 1935.9; 2: 61.6529; 2.1: 95.0605; 2.2: 2628.2985; 2.3: 64.8565; 2.4: -2226.7771; 2.5: -54.9485
| 2 | 71.75 | 1: 53.6392; 1.1: 402.8217; 1.2: 0.54019; 1.3: 387.45; 1.4: 9.9332; 1.5: 402.8217; 1.6: 387.45; 1.7: 232.47; 1.8: 8.4594; 1.9: 1937.25; 2: 61.6959; 2.1: 95.0612; 2.2: 2631.9462; 2.3: 64.9012; 2.4: -2229.1245; 2.5: -54.968
| 2 | 71.8 | 1: 53.7753; 1.1: 404.1247; 1.2: 0.54194; 1.3: 387.72; 1.4: 9.9584; 1.5: 404.1247; 1.6: 387.72; 1.7: 232.632; 1.8: 8.4594; 1.9: 1938.6; 2: 61.7389; 2.1: 95.0618; 2.2: 2635.5964; 2.3: 64.946; 2.4: -2231.4717; 2.5: -54.9876
| 2 | 71.85 | 1: 53.9115; 1.1: 405.4304; 1.2: 0.54369; 1.3: 387.99; 1.4: 9.9836; 1.5: 405.4304; 1.6: 387.99; 1.7: 232.794; 1.8: 8.4594; 1.9: 1939.95; 2: 61.7818; 2.1: 95.0625; 2.2: 2639.2492; 2.3: 64.9907; 2.4: -2233.8188; 2.5: -55.0071
| 2 | 71.9 | 1: 54.0478; 1.1: 406.7389; 1.2: 0.54545; 1.3: 388.26; 1.4: 10.0089; 1.5: 406.7389; 1.6: 388.26; 1.7: 232.956; 1.8: 8.4594; 1.9: 1941.3; 2: 61.8248; 2.1: 95.0632; 2.2: 2642.9046; 2.3: 65.0355; 2.4: -2236.1657; 2.5: -55.0266
| 2 | 71.95 | 1: 54.1844; 1.1: 408.0501; 1.2: 0.5472; 1.3: 388.53; 1.4: 10.0341; 1.5: 408.0501; 1.6: 388.53; 1.7: 233.118; 1.8: 8.4594; 1.9: 1942.65; 2: 61.8678; 2.1: 95.0639; 2.2: 2646.5625; 2.3: 65.0802; 2.4: -2238.5125; 2.5: -55.0461
| 2 | 72 | 1: 54.3211; 1.1: 409.364; 1.2: 0.54897; 1.3: 388.8; 1.4: 10.0595; 1.5: 409.364; 1.6: 388.8; 1.7: 233.28; 1.8: 8.4594; 1.9: 1944; 2: 61.9108; 2.1: 95.0646; 2.2: 2650.2231; 2.3: 65.125; 2.4: -2240.8591; 2.5: -55.0655
| 2 | 72.05 | 1: 54.458; 1.1: 410.6806; 1.2: 0.55073; 1.3: 389.07; 1.4: 10.0848; 1.5: 410.6806; 1.6: 389.07; 1.7: 233.442; 1.8: 8.4594; 1.9: 1945.35; 2: 61.9538; 2.1: 95.0653; 2.2: 2653.8862; 2.3: 65.1698; 2.4: -2243.2056; 2.5: -55.0849
| 2 | 72.1 | 1: 54.5951; 1.1: 412; 1.2: 0.5525; 1.3: 389.34; 1.4: 10.1102; 1.5: 412; 1.6: 389.34; 1.7: 233.604; 1.8: 8.4594; 1.9: 1946.7; 2: 61.9968; 2.1: 95.066; 2.2: 2657.5519; 2.3: 65.2145; 2.4: -2245.5519; 2.5: -55.1043
| 2 | 72.15 | 1: 54.7323; 1.1: 413.3221; 1.2: 0.55427; 1.3: 389.61; 1.4: 10.1356; 1.5: 413.3221; 1.6: 389.61; 1.7: 233.766; 1.8: 8.4594; 1.9: 1948.05; 2: 62.0398; 2.1: 95.0666; 2.2: 2661.2202; 2.3: 65.2593; 2.4: -2247.8981; 2.5: -55.1237
| 2 | 72.2 | 1: 54.8697; 1.1: 414.647; 1.2: 0.55605; 1.3: 389.88; 1.4: 10.1611; 1.5: 414.647; 1.6: 389.88; 1.7: 233.928; 1.8: 8.4594; 1.9: 1949.4; 2: 62.0828; 2.1: 95.0673; 2.2: 2664.8911; 2.3: 65.3041; 2.4: -2250.2441; 2.5: -55.143
| 2 | 72.25 | 1: 55.0073; 1.1: 415.9745; 1.2: 0.55783; 1.3: 390.15; 1.4: 10.1865; 1.5: 415.9745; 1.6: 390.15; 1.7: 234.09; 1.8: 8.4594; 1.9: 1950.75; 2: 62.1258; 2.1: 95.068; 2.2: 2668.5646; 2.3: 65.3488; 2.4: -2252.59; 2.5: -55.1623
| 2 | 72.3 | 1: 55.1451; 1.1: 417.3049; 1.2: 0.55962; 1.3: 390.42; 1.4: 10.2121; 1.5: 417.3049; 1.6: 390.42; 1.7: 234.252; 1.8: 8.4594; 1.9: 1952.1; 2: 62.1688; 2.1: 95.0686; 2.2: 2672.2406; 2.3: 65.3936; 2.4: -2254.9357; 2.5: -55.1815
| 2 | 72.35 | 1: 55.283; 1.1: 418.638; 1.2: 0.5614; 1.3: 390.69; 1.4: 10.2376; 1.5: 418.638; 1.6: 390.69; 1.7: 234.414; 1.8: 8.4594; 1.9: 1953.45; 2: 62.2118; 2.1: 95.0693; 2.2: 2675.9192; 2.3: 65.4383; 2.4: -2257.2813; 2.5: -55.2008
| 2 | 72.4 | 1: 55.4211; 1.1: 419.9738; 1.2: 0.56319; 1.3: 390.96; 1.4: 10.2632; 1.5: 419.9738; 1.6: 390.96; 1.7: 234.576; 1.8: 8.4594; 1.9: 1954.8; 2: 62.2548; 2.1: 95.07; 2.2: 2679.6004; 2.3: 65.4831; 2.4: -2259.6266; 2.5: -55.2199
| 2 | 72.45 | 1: 55.5594; 1.1: 421.3124; 1.2: 0.56499; 1.3: 391.23; 1.4: 10.2888; 1.5: 421.3124; 1.6: 391.23; 1.7: 234.738; 1.8: 8.4594; 1.9: 1956.15; 2: 62.2978; 2.1: 95.0706; 2.2: 2683.2842; 2.3: 65.5279; 2.4: -2261.9718; 2.5: -55.2391
| 2 | 72.5 | 1: 55.6978; 1.1: 422.6537; 1.2: 0.56679; 1.3: 391.5; 1.4: 10.3144; 1.5: 422.6537; 1.6: 391.5; 1.7: 234.9; 1.8: 8.4594; 1.9: 1957.5; 2: 62.3408; 2.1: 95.0713; 2.2: 2686.9706; 2.3: 65.5727; 2.4: -2264.3169; 2.5: -55.2582
| 2 | 72.55 | 1: 55.8365; 1.1: 423.9978; 1.2: 0.56859; 1.3: 391.77; 1.4: 10.3401; 1.5: 423.9978; 1.6: 391.77; 1.7: 235.062; 1.8: 8.4594; 1.9: 1958.85; 2: 62.3838; 2.1: 95.0719; 2.2: 2690.6595; 2.3: 65.6174; 2.4: -2266.6617; 2.5: -55.2773
| 2 | 72.6 | 1: 55.9752; 1.1: 425.3447; 1.2: 0.5704; 1.3: 392.04; 1.4: 10.3658; 1.5: 425.3447; 1.6: 392.04; 1.7: 235.224; 1.8: 8.4594; 1.9: 1960.2; 2: 62.4268; 2.1: 95.0726; 2.2: 2694.3511; 2.3: 65.6622; 2.4: -2269.0064; 2.5: -55.2964
| 2 | 72.65 | 1: 56.1142; 1.1: 426.6943; 1.2: 0.57221; 1.3: 392.31; 1.4: 10.3915; 1.5: 426.6943; 1.6: 392.31; 1.7: 235.386; 1.8: 8.4594; 1.9: 1961.55; 2: 62.4697; 2.1: 95.0732; 2.2: 2698.0452; 2.3: 65.707; 2.4: -2271.3509; 2.5: -55.3155
| 2 | 72.7 | 1: 56.2533; 1.1: 428.0467; 1.2: 0.57402; 1.3: 392.58; 1.4: 10.4173; 1.5: 428.0467; 1.6: 392.58; 1.7: 235.548; 1.8: 8.4594; 1.9: 1962.9; 2: 62.5127; 2.1: 95.0739; 2.2: 2701.7419; 2.3: 65.7517; 2.4: -2273.6952; 2.5: -55.3345
| 2 | 72.75 | 1: 56.3927; 1.1: 429.4019; 1.2: 0.57584; 1.3: 392.85; 1.4: 10.4431; 1.5: 429.4019; 1.6: 392.85; 1.7: 235.71; 1.8: 8.4594; 1.9: 1964.25; 2: 62.5557; 2.1: 95.0745; 2.2: 2705.4412; 2.3: 65.7965; 2.4: -2276.0393; 2.5: -55.3534
| 2 | 72.8 | 1: 56.5321; 1.1: 430.7598; 1.2: 0.57766; 1.3: 393.12; 1.4: 10.4689; 1.5: 430.7598; 1.6: 393.12; 1.7: 235.872; 1.8: 8.4594; 1.9: 1965.6; 2: 62.5987; 2.1: 95.0752; 2.2: 2709.143; 2.3: 65.8413; 2.4: -2278.3832; 2.5: -55.3724
| 2 | 72.85 | 1: 56.6718; 1.1: 432.1205; 1.2: 0.57948; 1.3: 393.39; 1.4: 10.4948; 1.5: 432.1205; 1.6: 393.39; 1.7: 236.034; 1.8: 8.4594; 1.9: 1966.95; 2: 62.6417; 2.1: 95.0758; 2.2: 2712.8475; 2.3: 65.8861; 2.4: -2280.727; 2.5: -55.3913
| 2 | 72.9 | 1: 56.8116; 1.1: 433.484; 1.2: 0.58131; 1.3: 393.66; 1.4: 10.5207; 1.5: 433.484; 1.6: 393.66; 1.7: 236.196; 1.8: 8.4594; 1.9: 1968.3; 2: 62.6847; 2.1: 95.0764; 2.2: 2716.5545; 2.3: 65.9309; 2.4: -2283.0706; 2.5: -55.4102
| 2 | 72.95 | 1: 56.9516; 1.1: 434.8502; 1.2: 0.58314; 1.3: 393.93; 1.4: 10.5466; 1.5: 434.8502; 1.6: 393.93; 1.7: 236.358; 1.8: 8.4594; 1.9: 1969.65; 2: 62.7277; 2.1: 95.0771; 2.2: 2720.2641; 2.3: 65.9756; 2.4: -2285.4139; 2.5: -55.429
| 2 | 73 | 1: 57.0918; 1.1: 436.2193; 1.2: 0.58498; 1.3: 394.2; 1.4: 10.5726; 1.5: 436.2193; 1.6: 394.2; 1.7: 236.52; 1.8: 8.4594; 1.9: 1971; 2: 62.7707; 2.1: 95.0777; 2.2: 2723.9763; 2.3: 66.0204; 2.4: -2287.7571; 2.5: -55.4479
| 2 | 73.05 | 1: 57.2321; 1.1: 437.5911; 1.2: 0.58682; 1.3: 394.47; 1.4: 10.5985; 1.5: 437.5911; 1.6: 394.47; 1.7: 236.682; 1.8: 8.4594; 1.9: 1972.35; 2: 62.8137; 2.1: 95.0783; 2.2: 2727.6911; 2.3: 66.0652; 2.4: -2290.1; 2.5: -55.4667
| 2 | 73.1 | 1: 57.3726; 1.1: 438.9657; 1.2: 0.58866; 1.3: 394.74; 1.4: 10.6246; 1.5: 438.9657; 1.6: 394.74; 1.7: 236.844; 1.8: 8.4594; 1.9: 1973.7; 2: 62.8567; 2.1: 95.0789; 2.2: 2731.4085; 2.3: 66.11; 2.4: -2292.4428; 2.5: -55.4854
| 2 | 73.15 | 1: 57.5133; 1.1: 440.3431; 1.2: 0.59051; 1.3: 395.01; 1.4: 10.6506; 1.5: 440.3431; 1.6: 395.01; 1.7: 237.006; 1.8: 8.4594; 1.9: 1975.05; 2: 62.8997; 2.1: 95.0796; 2.2: 2735.1284; 2.3: 66.1548; 2.4: -2294.7853; 2.5: -55.5042
| 2 | 73.2 | 1: 57.6542; 1.1: 441.7233; 1.2: 0.59236; 1.3: 395.28; 1.4: 10.6767; 1.5: 441.7233; 1.6: 395.28; 1.7: 237.168; 1.8: 8.4594; 1.9: 1976.4; 2: 62.9427; 2.1: 95.0802; 2.2: 2738.851; 2.3: 66.1996; 2.4: -2297.1277; 2.5: -55.5229
| 2 | 73.25 | 1: 57.7952; 1.1: 443.1063; 1.2: 0.59422; 1.3: 395.55; 1.4: 10.7028; 1.5: 443.1063; 1.6: 395.55; 1.7: 237.33; 1.8: 8.4594; 1.9: 1977.75; 2: 62.9857; 2.1: 95.0808; 2.2: 2742.5761; 2.3: 66.2444; 2.4: -2299.4698; 2.5: -55.5415
| 2 | 73.3 | 1: 57.9364; 1.1: 444.4921; 1.2: 0.59607; 1.3: 395.82; 1.4: 10.729; 1.5: 444.4921; 1.6: 395.82; 1.7: 237.492; 1.8: 8.4594; 1.9: 1979.1; 2: 63.0287; 2.1: 95.0814; 2.2: 2746.3038; 2.3: 66.2892; 2.4: -2301.8117; 2.5: -55.5602
| 2 | 73.35 | 1: 58.0778; 1.1: 445.8807; 1.2: 0.59794; 1.3: 396.09; 1.4: 10.7551; 1.5: 445.8807; 1.6: 396.09; 1.7: 237.654; 1.8: 8.4594; 1.9: 1980.45; 2: 63.0717; 2.1: 95.082; 2.2: 2750.0341; 2.3: 66.3339; 2.4: -2304.1534; 2.5: -55.5788
| 2 | 73.4 | 1: 58.2194; 1.1: 447.2721; 1.2: 0.5998; 1.3: 396.36; 1.4: 10.7814; 1.5: 447.2721; 1.6: 396.36; 1.7: 237.816; 1.8: 8.4594; 1.9: 1981.8; 2: 63.1146; 2.1: 95.0826; 2.2: 2753.767; 2.3: 66.3787; 2.4: -2306.4949; 2.5: -55.5974
| 2 | 73.45 | 1: 58.3611; 1.1: 448.6663; 1.2: 0.60167; 1.3: 396.63; 1.4: 10.8076; 1.5: 448.6663; 1.6: 396.63; 1.7: 237.978; 1.8: 8.4594; 1.9: 1983.15; 2: 63.1576; 2.1: 95.0832; 2.2: 2757.5024; 2.3: 66.4235; 2.4: -2308.8361; 2.5: -55.6159
| 2 | 73.5 | 1: 58.503; 1.1: 450.0633; 1.2: 0.60354; 1.3: 396.9; 1.4: 10.8339; 1.5: 450.0633; 1.6: 396.9; 1.7: 238.14; 1.8: 8.4594; 1.9: 1984.5; 2: 63.2006; 2.1: 95.0838; 2.2: 2761.2405; 2.3: 66.4683; 2.4: -2311.1771; 2.5: -55.6344
| 2 | 73.55 | 1: 58.645; 1.1: 451.4631; 1.2: 0.60542; 1.3: 397.17; 1.4: 10.8602; 1.5: 451.4631; 1.6: 397.17; 1.7: 238.302; 1.8: 8.4594; 1.9: 1985.85; 2: 63.2436; 2.1: 95.0844; 2.2: 2764.9811; 2.3: 66.5131; 2.4: -2313.5179; 2.5: -55.6529
| 2 | 73.6 | 1: 58.7873; 1.1: 452.8658; 1.2: 0.6073; 1.3: 397.44; 1.4: 10.8865; 1.5: 452.8658; 1.6: 397.44; 1.7: 238.464; 1.8: 8.4594; 1.9: 1987.2; 2: 63.2866; 2.1: 95.085; 2.2: 2768.7243; 2.3: 66.5579; 2.4: -2315.8585; 2.5: -55.6714
| 2 | 73.65 | 1: 58.9297; 1.1: 454.2712; 1.2: 0.60919; 1.3: 397.71; 1.4: 10.9129; 1.5: 454.2712; 1.6: 397.71; 1.7: 238.626; 1.8: 8.4594; 1.9: 1988.55; 2: 63.3296; 2.1: 95.0856; 2.2: 2772.4701; 2.3: 66.6027; 2.4: -2318.1988; 2.5: -55.6898
| 2 | 73.7 | 1: 59.0723; 1.1: 455.6795; 1.2: 0.61108; 1.3: 397.98; 1.4: 10.9393; 1.5: 455.6795; 1.6: 397.98; 1.7: 238.788; 1.8: 8.4594; 1.9: 1989.9; 2: 63.3726; 2.1: 95.0862; 2.2: 2776.2185; 2.3: 66.6475; 2.4: -2320.5389; 2.5: -55.7082
| 2 | 73.75 | 1: 59.215; 1.1: 457.0906; 1.2: 0.61297; 1.3: 398.25; 1.4: 10.9657; 1.5: 457.0906; 1.6: 398.25; 1.7: 238.95; 1.8: 8.4594; 1.9: 1991.25; 2: 63.4156; 2.1: 95.0868; 2.2: 2779.9694; 2.3: 66.6923; 2.4: -2322.8788; 2.5: -55.7266
| 2 | 73.8 | 1: 59.3579; 1.1: 458.5045; 1.2: 0.61486; 1.3: 398.52; 1.4: 10.9922; 1.5: 458.5045; 1.6: 398.52; 1.7: 239.112; 1.8: 8.4594; 1.9: 1992.6; 2: 63.4586; 2.1: 95.0874; 2.2: 2783.723; 2.3: 66.7371; 2.4: -2325.2184; 2.5: -55.7449
| 2 | 73.85 | 1: 59.5011; 1.1: 459.9213; 1.2: 0.61676; 1.3: 398.79; 1.4: 11.0187; 1.5: 459.9213; 1.6: 398.79; 1.7: 239.274; 1.8: 8.4594; 1.9: 1993.95; 2: 63.5016; 2.1: 95.088; 2.2: 2787.4791; 2.3: 66.7819; 2.4: -2327.5578; 2.5: -55.7632
| 2 | 73.9 | 1: 59.6443; 1.1: 461.3409; 1.2: 0.61867; 1.3: 399.06; 1.4: 11.0452; 1.5: 461.3409; 1.6: 399.06; 1.7: 239.436; 1.8: 8.4594; 1.9: 1995.3; 2: 63.5446; 2.1: 95.0886; 2.2: 2791.2378; 2.3: 66.8267; 2.4: -2329.8969; 2.5: -55.7815
| 2 | 73.95 | 1: 59.7878; 1.1: 462.7633; 1.2: 0.62058; 1.3: 399.33; 1.4: 11.0718; 1.5: 462.7633; 1.6: 399.33; 1.7: 239.598; 1.8: 8.4594; 1.9: 1996.65; 2: 63.5876; 2.1: 95.0891; 2.2: 2794.9991; 2.3: 66.8715; 2.4: -2332.2358; 2.5: -55.7997
| 2 | 74 | 1: 59.9314; 1.1: 464.1886; 1.2: 0.62249; 1.3: 399.6; 1.4: 11.0984; 1.5: 464.1886; 1.6: 399.6; 1.7: 239.76; 1.8: 8.4594; 1.9: 1998; 2: 63.6306; 2.1: 95.0897; 2.2: 2798.763; 2.3: 66.9164; 2.4: -2334.5744; 2.5: -55.8179
| 2 | 74.05 | 1: 60.0752; 1.1: 465.6167; 1.2: 0.6244; 1.3: 399.87; 1.4: 11.125; 1.5: 465.6167; 1.6: 399.87; 1.7: 239.922; 1.8: 8.4594; 1.9: 1999.35; 2: 63.6736; 2.1: 95.0903; 2.2: 2802.5294; 2.3: 66.9612; 2.4: -2336.9128; 2.5: -55.8361
| 2 | 74.1 | 1: 60.2191; 1.1: 467.0476; 1.2: 0.62632; 1.3: 400.14; 1.4: 11.1517; 1.5: 467.0476; 1.6: 400.14; 1.7: 240.084; 1.8: 8.4594; 1.9: 2000.7; 2: 63.7166; 2.1: 95.0909; 2.2: 2806.2985; 2.3: 67.006; 2.4: -2339.2509; 2.5: -55.8543
| 2 | 74.15 | 1: 60.3633; 1.1: 468.4814; 1.2: 0.62824; 1.3: 400.41; 1.4: 11.1784; 1.5: 468.4814; 1.6: 400.41; 1.7: 240.246; 1.8: 8.4594; 1.9: 2002.05; 2: 63.7596; 2.1: 95.0914; 2.2: 2810.0701; 2.3: 67.0508; 2.4: -2341.5887; 2.5: -55.8724
| 2 | 74.2 | 1: 60.5076; 1.1: 469.918; 1.2: 0.63017; 1.3: 400.68; 1.4: 11.2051; 1.5: 469.918; 1.6: 400.68; 1.7: 240.408; 1.8: 8.4594; 1.9: 2003.4; 2: 63.8025; 2.1: 95.092; 2.2: 2813.8443; 2.3: 67.0956; 2.4: -2343.9263; 2.5: -55.8905
| 2 | 74.25 | 1: 60.6521; 1.1: 471.3575; 1.2: 0.6321; 1.3: 400.95; 1.4: 11.2319; 1.5: 471.3575; 1.6: 400.95; 1.7: 240.57; 1.8: 8.4594; 1.9: 2004.75; 2: 63.8455; 2.1: 95.0926; 2.2: 2817.6211; 2.3: 67.1404; 2.4: -2346.2636; 2.5: -55.9085
| 2 | 74.3 | 1: 60.7967; 1.1: 472.7998; 1.2: 0.63403; 1.3: 401.22; 1.4: 11.2587; 1.5: 472.7998; 1.6: 401.22; 1.7: 240.732; 1.8: 8.4594; 1.9: 2006.1; 2: 63.8885; 2.1: 95.0931; 2.2: 2821.4005; 2.3: 67.1852; 2.4: -2348.6007; 2.5: -55.9266
| 2 | 74.35 | 1: 60.9415; 1.1: 474.245; 1.2: 0.63597; 1.3: 401.49; 1.4: 11.2855; 1.5: 474.245; 1.6: 401.49; 1.7: 240.894; 1.8: 8.4594; 1.9: 2007.45; 2: 63.9315; 2.1: 95.0937; 2.2: 2825.1825; 2.3: 67.23; 2.4: -2350.9375; 2.5: -55.9446
| 2 | 74.4 | 1: 61.0865; 1.1: 475.693; 1.2: 0.63791; 1.3: 401.76; 1.4: 11.3123; 1.5: 475.693; 1.6: 401.76; 1.7: 241.056; 1.8: 8.4594; 1.9: 2008.8; 2: 63.9745; 2.1: 95.0943; 2.2: 2828.967; 2.3: 67.2749; 2.4: -2353.274; 2.5: -55.9625
| 2 | 74.45 | 1: 61.2317; 1.1: 477.144; 1.2: 0.63986; 1.3: 402.03; 1.4: 11.3392; 1.5: 477.144; 1.6: 402.03; 1.7: 241.218; 1.8: 8.4594; 1.9: 2010.15; 2: 64.0175; 2.1: 95.0948; 2.2: 2832.7541; 2.3: 67.3197; 2.4: -2355.6102; 2.5: -55.9805
| 2 | 74.5 | 1: 61.377; 1.1: 478.5977; 1.2: 0.64181; 1.3: 402.3; 1.4: 11.3661; 1.5: 478.5977; 1.6: 402.3; 1.7: 241.38; 1.8: 8.4594; 1.9: 2011.5; 2: 64.0605; 2.1: 95.0954; 2.2: 2836.5438; 2.3: 67.3645; 2.4: -2357.9461; 2.5: -55.9984
| 2 | 74.55 | 1: 61.5226; 1.1: 480.0544; 1.2: 0.64376; 1.3: 402.57; 1.4: 11.3931; 1.5: 480.0544; 1.6: 402.57; 1.7: 241.542; 1.8: 8.4594; 1.9: 2012.85; 2: 64.1035; 2.1: 95.0959; 2.2: 2840.3361; 2.3: 67.4093; 2.4: -2360.2818; 2.5: -56.0163
| 2 | 74.6 | 1: 61.6682; 1.1: 481.5139; 1.2: 0.64572; 1.3: 402.84; 1.4: 11.42; 1.5: 481.5139; 1.6: 402.84; 1.7: 241.704; 1.8: 8.4594; 1.9: 2014.2; 2: 64.1465; 2.1: 95.0965; 2.2: 2844.131; 2.3: 67.4541; 2.4: -2362.6172; 2.5: -56.0341
| 2 | 74.65 | 1: 61.8141; 1.1: 482.9762; 1.2: 0.64768; 1.3: 403.11; 1.4: 11.4471; 1.5: 482.9762; 1.6: 403.11; 1.7: 241.866; 1.8: 8.4594; 1.9: 2015.55; 2: 64.1895; 2.1: 95.097; 2.2: 2847.9285; 2.3: 67.499; 2.4: -2364.9522; 2.5: -56.0519
| 2 | 74.7 | 1: 61.9601; 1.1: 484.4415; 1.2: 0.64965; 1.3: 403.38; 1.4: 11.4741; 1.5: 484.4415; 1.6: 403.38; 1.7: 242.028; 1.8: 8.4594; 1.9: 2016.9; 2: 64.2325; 2.1: 95.0975; 2.2: 2851.7285; 2.3: 67.5438; 2.4: -2367.287; 2.5: -56.0697
| 2 | 74.75 | 1: 62.1063; 1.1: 485.9096; 1.2: 0.65162; 1.3: 403.65; 1.4: 11.5012; 1.5: 485.9096; 1.6: 403.65; 1.7: 242.19; 1.8: 8.4594; 1.9: 2018.25; 2: 64.2755; 2.1: 95.0981; 2.2: 2855.5311; 2.3: 67.5886; 2.4: -2369.6215; 2.5: -56.0874
| 2 | 74.8 | 1: 62.2527; 1.1: 487.3806; 1.2: 0.65359; 1.3: 403.92; 1.4: 11.5283; 1.5: 487.3806; 1.6: 403.92; 1.7: 242.352; 1.8: 8.4594; 1.9: 2019.6; 2: 64.3185; 2.1: 95.0986; 2.2: 2859.3363; 2.3: 67.6334; 2.4: -2371.9557; 2.5: -56.1052
| 2 | 74.85 | 1: 62.3993; 1.1: 488.8545; 1.2: 0.65556; 1.3: 404.19; 1.4: 11.5554; 1.5: 488.8545; 1.6: 404.19; 1.7: 242.514; 1.8: 8.4594; 1.9: 2020.95; 2: 64.3615; 2.1: 95.0992; 2.2: 2863.1441; 2.3: 67.6783; 2.4: -2374.2896; 2.5: -56.1229
| 2 | 74.9 | 1: 62.546; 1.1: 490.3313; 1.2: 0.65755; 1.3: 404.46; 1.4: 11.5826; 1.5: 490.3313; 1.6: 404.46; 1.7: 242.676; 1.8: 8.4594; 1.9: 2022.3; 2: 64.4045; 2.1: 95.0997; 2.2: 2866.9545; 2.3: 67.7231; 2.4: -2376.6232; 2.5: -56.1405
| 2 | 74.95 | 1: 62.6929; 1.1: 491.8109; 1.2: 0.65953; 1.3: 404.73; 1.4: 11.6098; 1.5: 491.8109; 1.6: 404.73; 1.7: 242.838; 1.8: 8.4594; 1.9: 2023.65; 2: 64.4475; 2.1: 95.1002; 2.2: 2870.7675; 2.3: 67.7679; 2.4: -2378.9565; 2.5: -56.1581
| 2 | 75 | 1: 62.8399; 1.1: 493.2935; 1.2: 0.66152; 1.3: 405; 1.4: 11.637; 1.5: 493.2935; 1.6: 405; 1.7: 243; 1.8: 8.4594; 1.9: 2025; 2: 64.4904; 2.1: 95.1008; 2.2: 2874.583; 2.3: 67.8128; 2.4: -2381.2895; 2.5: -56.1757
| 2 | 75.05 | 1: 62.9872; 1.1: 494.7789; 1.2: 0.66351; 1.3: 405.27; 1.4: 11.6643; 1.5: 494.7789; 1.6: 405.27; 1.7: 243.162; 1.8: 8.4594; 1.9: 2026.35; 2: 64.5334; 2.1: 95.1013; 2.2: 2878.4011; 2.3: 67.8576; 2.4: -2383.6222; 2.5: -56.1933
| 2 | 75.1 | 1: 63.1346; 1.1: 496.2673; 1.2: 0.66551; 1.3: 405.54; 1.4: 11.6916; 1.5: 496.2673; 1.6: 405.54; 1.7: 243.324; 1.8: 8.4594; 1.9: 2027.7; 2: 64.5764; 2.1: 95.1018; 2.2: 2882.2218; 2.3: 67.9024; 2.4: -2385.9545; 2.5: -56.2108
| 2 | 75.15 | 1: 63.2822; 1.1: 497.7585; 1.2: 0.66751; 1.3: 405.81; 1.4: 11.7189; 1.5: 497.7585; 1.6: 405.81; 1.7: 243.486; 1.8: 8.4594; 1.9: 2029.05; 2: 64.6194; 2.1: 95.1023; 2.2: 2886.0451; 2.3: 67.9473; 2.4: -2388.2866; 2.5: -56.2283
| 2 | 75.2 | 1: 63.4299; 1.1: 499.2527; 1.2: 0.66951; 1.3: 406.08; 1.4: 11.7463; 1.5: 499.2527; 1.6: 406.08; 1.7: 243.648; 1.8: 8.4594; 1.9: 2030.4; 2: 64.6624; 2.1: 95.1028; 2.2: 2889.8709; 2.3: 67.9921; 2.4: -2390.6183; 2.5: -56.2458
| 2 | 75.25 | 1: 63.5778; 1.1: 500.7497; 1.2: 0.67152; 1.3: 406.35; 1.4: 11.7737; 1.5: 500.7497; 1.6: 406.35; 1.7: 243.81; 1.8: 8.4594; 1.9: 2031.75; 2: 64.7054; 2.1: 95.1034; 2.2: 2893.6994; 2.3: 68.0369; 2.4: -2392.9497; 2.5: -56.2633
| 2 | 75.3 | 1: 63.7259; 1.1: 502.2497; 1.2: 0.67353; 1.3: 406.62; 1.4: 11.8011; 1.5: 502.2497; 1.6: 406.62; 1.7: 243.972; 1.8: 8.4594; 1.9: 2033.1; 2: 64.7484; 2.1: 95.1039; 2.2: 2897.5304; 2.3: 68.0818; 2.4: -2395.2808; 2.5: -56.2807
| 2 | 75.35 | 1: 63.8742; 1.1: 503.7525; 1.2: 0.67554; 1.3: 406.89; 1.4: 11.8286; 1.5: 503.7525; 1.6: 406.89; 1.7: 244.134; 1.8: 8.4594; 1.9: 2034.45; 2: 64.7914; 2.1: 95.1044; 2.2: 2901.364; 2.3: 68.1266; 2.4: -2397.6115; 2.5: -56.2981
| 2 | 75.4 | 1: 64.0227; 1.1: 505.2583; 1.2: 0.67756; 1.3: 407.16; 1.4: 11.856; 1.5: 505.2583; 1.6: 407.16; 1.7: 244.296; 1.8: 8.4594; 1.9: 2035.8; 2: 64.8344; 2.1: 95.1049; 2.2: 2905.2002; 2.3: 68.1715; 2.4: -2399.9419; 2.5: -56.3154
| 2 | 75.45 | 1: 64.1713; 1.1: 506.767; 1.2: 0.67959; 1.3: 407.43; 1.4: 11.8836; 1.5: 506.767; 1.6: 407.43; 1.7: 244.458; 1.8: 8.4594; 1.9: 2037.15; 2: 64.8774; 2.1: 95.1054; 2.2: 2909.0389; 2.3: 68.2163; 2.4: -2402.272; 2.5: -56.3327
| 2 | 75.5 | 1: 64.3201; 1.1: 508.2786; 1.2: 0.68161; 1.3: 407.7; 1.4: 11.9111; 1.5: 508.2786; 1.6: 407.7; 1.7: 244.62; 1.8: 8.4594; 1.9: 2038.5; 2: 64.9204; 2.1: 95.1059; 2.2: 2912.8803; 2.3: 68.2611; 2.4: -2404.6017; 2.5: -56.35
| 2 | 75.55 | 1: 64.469; 1.1: 509.7931; 1.2: 0.68364; 1.3: 407.97; 1.4: 11.9387; 1.5: 509.7931; 1.6: 407.97; 1.7: 244.782; 1.8: 8.4594; 1.9: 2039.85; 2: 64.9634; 2.1: 95.1064; 2.2: 2916.7242; 2.3: 68.306; 2.4: -2406.9311; 2.5: -56.3673
| 2 | 75.6 | 1: 64.6182; 1.1: 511.3106; 1.2: 0.68568; 1.3: 408.24; 1.4: 11.9663; 1.5: 511.3106; 1.6: 408.24; 1.7: 244.944; 1.8: 8.4594; 1.9: 2041.2; 2: 65.0064; 2.1: 95.1069; 2.2: 2920.5707; 2.3: 68.3508; 2.4: -2409.2601; 2.5: -56.3845
| 2 | 75.65 | 1: 64.7675; 1.1: 512.8309; 1.2: 0.68772; 1.3: 408.51; 1.4: 11.994; 1.5: 512.8309; 1.6: 408.51; 1.7: 245.106; 1.8: 8.4594; 1.9: 2042.55; 2: 65.0494; 2.1: 95.1074; 2.2: 2924.4198; 2.3: 68.3957; 2.4: -2411.5888; 2.5: -56.4017
| 2 | 75.7 | 1: 64.9169; 1.1: 514.3542; 1.2: 0.68976; 1.3: 408.78; 1.4: 12.0217; 1.5: 514.3542; 1.6: 408.78; 1.7: 245.268; 1.8: 8.4594; 1.9: 2043.9; 2: 65.0924; 2.1: 95.1079; 2.2: 2928.2714; 2.3: 68.4405; 2.4: -2413.9172; 2.5: -56.4189
| 2 | 75.75 | 1: 65.0666; 1.1: 515.8805; 1.2: 0.69181; 1.3: 409.05; 1.4: 12.0494; 1.5: 515.8805; 1.6: 409.05; 1.7: 245.43; 1.8: 8.4594; 1.9: 2045.25; 2: 65.1354; 2.1: 95.1084; 2.2: 2932.1257; 2.3: 68.4854; 2.4: -2416.2452; 2.5: -56.436
| 2 | 75.8 | 1: 65.2164; 1.1: 517.4096; 1.2: 0.69386; 1.3: 409.32; 1.4: 12.0771; 1.5: 517.4096; 1.6: 409.32; 1.7: 245.592; 1.8: 8.4594; 1.9: 2046.6; 2: 65.1783; 2.1: 95.1089; 2.2: 2935.9825; 2.3: 68.5302; 2.4: -2418.5728; 2.5: -56.4531
| 2 | 75.85 | 1: 65.3664; 1.1: 518.9417; 1.2: 0.69591; 1.3: 409.59; 1.4: 12.1049; 1.5: 518.9417; 1.6: 409.59; 1.7: 245.754; 1.8: 8.4594; 1.9: 2047.95; 2: 65.2213; 2.1: 95.1094; 2.2: 2939.8419; 2.3: 68.5751; 2.4: -2420.9001; 2.5: -56.4702
| 2 | 75.9 | 1: 65.5166; 1.1: 520.4768; 1.2: 0.69797; 1.3: 409.86; 1.4: 12.1327; 1.5: 520.4768; 1.6: 409.86; 1.7: 245.916; 1.8: 8.4594; 1.9: 2049.3; 2: 65.2643; 2.1: 95.1099; 2.2: 2943.7038; 2.3: 68.6199; 2.4: -2423.227; 2.5: -56.4872
| 2 | 75.95 | 1: 65.6669; 1.1: 522.0148; 1.2: 0.70003; 1.3: 410.13; 1.4: 12.1605; 1.5: 522.0148; 1.6: 410.13; 1.7: 246.078; 1.8: 8.4594; 1.9: 2050.65; 2: 65.3073; 2.1: 95.1104; 2.2: 2947.5684; 2.3: 68.6648; 2.4: -2425.5536; 2.5: -56.5042
| 2 | 76 | 1: 65.8174; 1.1: 523.5557; 1.2: 0.7021; 1.3: 410.4; 1.4: 12.1884; 1.5: 523.5557; 1.6: 410.4; 1.7: 246.24; 1.8: 8.4594; 1.9: 2052; 2: 65.3503; 2.1: 95.1109; 2.2: 2951.4355; 2.3: 68.7096; 2.4: -2427.8798; 2.5: -56.5212
| 2 | 76.05 | 1: 65.9681; 1.1: 525.0996; 1.2: 0.70417; 1.3: 410.67; 1.4: 12.2163; 1.5: 525.0996; 1.6: 410.67; 1.7: 246.402; 1.8: 8.4594; 1.9: 2053.35; 2: 65.3933; 2.1: 95.1114; 2.2: 2955.3052; 2.3: 68.7545; 2.4: -2430.2056; 2.5: -56.5382
| 2 | 76.1 | 1: 66.119; 1.1: 526.6464; 1.2: 0.70624; 1.3: 410.94; 1.4: 12.2443; 1.5: 526.6464; 1.6: 410.94; 1.7: 246.564; 1.8: 8.4594; 1.9: 2054.7; 2: 65.4363; 2.1: 95.1118; 2.2: 2959.1775; 2.3: 68.7993; 2.4: -2432.531; 2.5: -56.5551
| 2 | 76.15 | 1: 66.27; 1.1: 528.1962; 1.2: 0.70832; 1.3: 411.21; 1.4: 12.2722; 1.5: 528.1962; 1.6: 411.21; 1.7: 246.726; 1.8: 8.4594; 1.9: 2056.05; 2: 65.4793; 2.1: 95.1123; 2.2: 2963.0523; 2.3: 68.8442; 2.4: -2434.8561; 2.5: -56.572
| 2 | 76.2 | 1: 66.4212; 1.1: 529.7489; 1.2: 0.71041; 1.3: 411.48; 1.4: 12.3002; 1.5: 529.7489; 1.6: 411.48; 1.7: 246.888; 1.8: 8.4594; 1.9: 2057.4; 2: 65.5223; 2.1: 95.1128; 2.2: 2966.9297; 2.3: 68.889; 2.4: -2437.1808; 2.5: -56.5888
| 2 | 76.25 | 1: 66.5726; 1.1: 531.3046; 1.2: 0.71249; 1.3: 411.75; 1.4: 12.3283; 1.5: 531.3046; 1.6: 411.75; 1.7: 247.05; 1.8: 8.4594; 1.9: 2058.75; 2: 65.5653; 2.1: 95.1133; 2.2: 2970.8097; 2.3: 68.9339; 2.4: -2439.5051; 2.5: -56.6056
| 2 | 76.3 | 1: 66.7241; 1.1: 532.8633; 1.2: 0.71458; 1.3: 412.02; 1.4: 12.3563; 1.5: 532.8633; 1.6: 412.02; 1.7: 247.212; 1.8: 8.4594; 1.9: 2060.1; 2: 65.6083; 2.1: 95.1137; 2.2: 2974.6923; 2.3: 68.9788; 2.4: -2441.829; 2.5: -56.6224
| 2 | 76.35 | 1: 66.8758; 1.1: 534.4249; 1.2: 0.71668; 1.3: 412.29; 1.4: 12.3844; 1.5: 534.4249; 1.6: 412.29; 1.7: 247.374; 1.8: 8.4594; 1.9: 2061.45; 2: 65.6513; 2.1: 95.1142; 2.2: 2978.5774; 2.3: 69.0236; 2.4: -2444.1525; 2.5: -56.6392
| 2 | 76.4 | 1: 67.0277; 1.1: 535.9895; 1.2: 0.71877; 1.3: 412.56; 1.4: 12.4125; 1.5: 535.9895; 1.6: 412.56; 1.7: 247.536; 1.8: 8.4594; 1.9: 2062.8; 2: 65.6943; 2.1: 95.1147; 2.2: 2982.4652; 2.3: 69.0685; 2.4: -2446.4757; 2.5: -56.6559
| 2 | 76.45 | 1: 67.1798; 1.1: 537.557; 1.2: 0.72088; 1.3: 412.83; 1.4: 12.4407; 1.5: 537.557; 1.6: 412.83; 1.7: 247.698; 1.8: 8.4594; 1.9: 2064.15; 2: 65.7373; 2.1: 95.1152; 2.2: 2986.3555; 2.3: 69.1133; 2.4: -2448.7984; 2.5: -56.6726
| 2 | 76.5 | 1: 67.332; 1.1: 539.1276; 1.2: 0.72298; 1.3: 413.1; 1.4: 12.4689; 1.5: 539.1276; 1.6: 413.1; 1.7: 247.86; 1.8: 8.4594; 1.9: 2065.5; 2: 65.7803; 2.1: 95.1156; 2.2: 2990.2483; 2.3: 69.1582; 2.4: -2451.1208; 2.5: -56.6893
| 2 | 76.55 | 1: 67.4844; 1.1: 540.7011; 1.2: 0.72509; 1.3: 413.37; 1.4: 12.4971; 1.5: 540.7011; 1.6: 413.37; 1.7: 248.022; 1.8: 8.4594; 1.9: 2066.85; 2: 65.8232; 2.1: 95.1161; 2.2: 2994.1438; 2.3: 69.2031; 2.4: -2453.4427; 2.5: -56.7059
| 2 | 76.6 | 1: 67.637; 1.1: 542.2775; 1.2: 0.72721; 1.3: 413.64; 1.4: 12.5254; 1.5: 542.2775; 1.6: 413.64; 1.7: 248.184; 1.8: 8.4594; 1.9: 2068.2; 2: 65.8662; 2.1: 95.1166; 2.2: 2998.0418; 2.3: 69.2479; 2.4: -2455.7642; 2.5: -56.7225
| 2 | 76.65 | 1: 67.7898; 1.1: 543.857; 1.2: 0.72932; 1.3: 413.91; 1.4: 12.5537; 1.5: 543.857; 1.6: 413.91; 1.7: 248.346; 1.8: 8.4594; 1.9: 2069.55; 2: 65.9092; 2.1: 95.117; 2.2: 3001.9423; 2.3: 69.2928; 2.4: -2458.0853; 2.5: -56.7391
| 2 | 76.7 | 1: 67.9427; 1.1: 545.4394; 1.2: 0.73145; 1.3: 414.18; 1.4: 12.582; 1.5: 545.4394; 1.6: 414.18; 1.7: 248.508; 1.8: 8.4594; 1.9: 2070.9; 2: 65.9522; 2.1: 95.1175; 2.2: 3005.8455; 2.3: 69.3377; 2.4: -2460.4061; 2.5: -56.7557
| 2 | 76.75 | 1: 68.0958; 1.1: 547.0249; 1.2: 0.73357; 1.3: 414.45; 1.4: 12.6103; 1.5: 547.0249; 1.6: 414.45; 1.7: 248.67; 1.8: 8.4594; 1.9: 2072.25; 2: 65.9952; 2.1: 95.1179; 2.2: 3009.7512; 2.3: 69.3825; 2.4: -2462.7264; 2.5: -56.7722
| 2 | 76.8 | 1: 68.2491; 1.1: 548.6133; 1.2: 0.7357; 1.3: 414.72; 1.4: 12.6387; 1.5: 548.6133; 1.6: 414.72; 1.7: 248.832; 1.8: 8.4594; 1.9: 2073.6; 2: 66.0382; 2.1: 95.1184; 2.2: 3013.6595; 2.3: 69.4274; 2.4: -2465.0462; 2.5: -56.7887
| 2 | 76.85 | 1: 68.4025; 1.1: 550.2047; 1.2: 0.73784; 1.3: 414.99; 1.4: 12.6671; 1.5: 550.2047; 1.6: 414.99; 1.7: 248.994; 1.8: 8.4594; 1.9: 2074.95; 2: 66.0812; 2.1: 95.1189; 2.2: 3017.5704; 2.3: 69.4723; 2.4: -2467.3657; 2.5: -56.8051
| 2 | 76.9 | 1: 68.5561; 1.1: 551.7991; 1.2: 0.73997; 1.3: 415.26; 1.4: 12.6956; 1.5: 551.7991; 1.6: 415.26; 1.7: 249.156; 1.8: 8.4594; 1.9: 2076.3; 2: 66.1242; 2.1: 95.1193; 2.2: 3021.4838; 2.3: 69.5171; 2.4: -2469.6847; 2.5: -56.8215
| 2 | 76.95 | 1: 68.7099; 1.1: 553.3965; 1.2: 0.74212; 1.3: 415.53; 1.4: 12.7241; 1.5: 553.3965; 1.6: 415.53; 1.7: 249.318; 1.8: 8.4594; 1.9: 2077.65; 2: 66.1672; 2.1: 95.1198; 2.2: 3025.3998; 2.3: 69.562; 2.4: -2472.0033; 2.5: -56.8379
| 2 | 77 | 1: 68.8639; 1.1: 554.9969; 1.2: 0.74426; 1.3: 415.8; 1.4: 12.7526; 1.5: 554.9969; 1.6: 415.8; 1.7: 249.48; 1.8: 8.4594; 1.9: 2079; 2: 66.2102; 2.1: 95.1202; 2.2: 3029.3184; 2.3: 69.6069; 2.4: -2474.3215; 2.5: -56.8543
| 2 | 77.05 | 1: 69.018; 1.1: 556.6002; 1.2: 0.74641; 1.3: 416.07; 1.4: 12.7811; 1.5: 556.6002; 1.6: 416.07; 1.7: 249.642; 1.8: 8.4594; 1.9: 2080.35; 2: 66.2532; 2.1: 95.1207; 2.2: 3033.2395; 2.3: 69.6517; 2.4: -2476.6392; 2.5: -56.8706
| 2 | 77.1 | 1: 69.1723; 1.1: 558.2066; 1.2: 0.74857; 1.3: 416.34; 1.4: 12.8097; 1.5: 558.2066; 1.6: 416.34; 1.7: 249.804; 1.8: 8.4594; 1.9: 2081.7; 2: 66.2962; 2.1: 95.1211; 2.2: 3037.1632; 2.3: 69.6966; 2.4: -2478.9566; 2.5: -56.8869
| 2 | 77.15 | 1: 69.3268; 1.1: 559.8161; 1.2: 0.75073; 1.3: 416.61; 1.4: 12.8383; 1.5: 559.8161; 1.6: 416.61; 1.7: 249.966; 1.8: 8.4594; 1.9: 2083.05; 2: 66.3392; 2.1: 95.1216; 2.2: 3041.0895; 2.3: 69.7415; 2.4: -2481.2734; 2.5: -56.9032
| 2 | 77.2 | 1: 69.4814; 1.1: 561.4285; 1.2: 0.75289; 1.3: 416.88; 1.4: 12.8669; 1.5: 561.4285; 1.6: 416.88; 1.7: 250.128; 1.8: 8.4594; 1.9: 2084.4; 2: 66.3822; 2.1: 95.122; 2.2: 3045.0183; 2.3: 69.7863; 2.4: -2483.5898; 2.5: -56.9194
| 2 | 77.25 | 1: 69.6362; 1.1: 563.0439; 1.2: 0.75505; 1.3: 417.15; 1.4: 12.8956; 1.5: 563.0439; 1.6: 417.15; 1.7: 250.29; 1.8: 8.4594; 1.9: 2085.75; 2: 66.4252; 2.1: 95.1224; 2.2: 3048.9497; 2.3: 69.8312; 2.4: -2485.9058; 2.5: -56.9356
| 2 | 77.3 | 1: 69.7912; 1.1: 564.6623; 1.2: 0.75722; 1.3: 417.42; 1.4: 12.9243; 1.5: 564.6623; 1.6: 417.42; 1.7: 250.452; 1.8: 8.4594; 1.9: 2087.1; 2: 66.4682; 2.1: 95.1229; 2.2: 3052.8837; 2.3: 69.8761; 2.4: -2488.2213; 2.5: -56.9518
| 2 | 77.35 | 1: 69.9464; 1.1: 566.2838; 1.2: 0.7594; 1.3: 417.69; 1.4: 12.953; 1.5: 566.2838; 1.6: 417.69; 1.7: 250.614; 1.8: 8.4594; 1.9: 2088.45; 2: 66.5111; 2.1: 95.1233; 2.2: 3056.8202; 2.3: 69.921; 2.4: -2490.5364; 2.5: -56.9679
| 2 | 77.4 | 1: 70.1017; 1.1: 567.9083; 1.2: 0.76158; 1.3: 417.96; 1.4: 12.9818; 1.5: 567.9083; 1.6: 417.96; 1.7: 250.776; 1.8: 8.4594; 1.9: 2089.8; 2: 66.5541; 2.1: 95.1238; 2.2: 3060.7593; 2.3: 69.9658; 2.4: -2492.851; 2.5: -56.984
| 2 | 77.45 | 1: 70.2573; 1.1: 569.5358; 1.2: 0.76376; 1.3: 418.23; 1.4: 13.0106; 1.5: 569.5358; 1.6: 418.23; 1.7: 250.938; 1.8: 8.4594; 1.9: 2091.15; 2: 66.5971; 2.1: 95.1242; 2.2: 3064.7009; 2.3: 70.0107; 2.4: -2495.1652; 2.5: -57.0001
| 2 | 77.5 | 1: 70.4129; 1.1: 571.1663; 1.2: 0.76595; 1.3: 418.5; 1.4: 13.0394; 1.5: 571.1663; 1.6: 418.5; 1.7: 251.1; 1.8: 8.4594; 1.9: 2092.5; 2: 66.6401; 2.1: 95.1246; 2.2: 3068.6452; 2.3: 70.0556; 2.4: -2497.4789; 2.5: -57.0162
| 2 | 77.55 | 1: 70.5688; 1.1: 572.7999; 1.2: 0.76814; 1.3: 418.77; 1.4: 13.0683; 1.5: 572.7999; 1.6: 418.77; 1.7: 251.262; 1.8: 8.4594; 1.9: 2093.85; 2: 66.6831; 2.1: 95.1251; 2.2: 3072.5919; 2.3: 70.1005; 2.4: -2499.7921; 2.5: -57.0322
| 2 | 77.6 | 1: 70.7248; 1.1: 574.4364; 1.2: 0.77033; 1.3: 419.04; 1.4: 13.0972; 1.5: 574.4364; 1.6: 419.04; 1.7: 251.424; 1.8: 8.4594; 1.9: 2095.2; 2: 66.7261; 2.1: 95.1255; 2.2: 3076.5413; 2.3: 70.1453; 2.4: -2502.1048; 2.5: -57.0482
| 2 | 77.65 | 1: 70.881; 1.1: 576.0761; 1.2: 0.77253; 1.3: 419.31; 1.4: 13.1261; 1.5: 576.0761; 1.6: 419.31; 1.7: 251.586; 1.8: 8.4594; 1.9: 2096.55; 2: 66.7691; 2.1: 95.1259; 2.2: 3080.4932; 2.3: 70.1902; 2.4: -2504.4171; 2.5: -57.0641
| 2 | 77.7 | 1: 71.0374; 1.1: 577.7187; 1.2: 0.77473; 1.3: 419.58; 1.4: 13.1551; 1.5: 577.7187; 1.6: 419.58; 1.7: 251.748; 1.8: 8.4594; 1.9: 2097.9; 2: 66.8121; 2.1: 95.1264; 2.2: 3084.4476; 2.3: 70.2351; 2.4: -2506.7289; 2.5: -57.08
| 2 | 77.75 | 1: 71.1939; 1.1: 579.3644; 1.2: 0.77694; 1.3: 419.85; 1.4: 13.1841; 1.5: 579.3644; 1.6: 419.85; 1.7: 251.91; 1.8: 8.4594; 1.9: 2099.25; 2: 66.8551; 2.1: 95.1268; 2.2: 3088.4047; 2.3: 70.28; 2.4: -2509.0402; 2.5: -57.0959
| 2 | 77.8 | 1: 71.3507; 1.1: 581.0132; 1.2: 0.77915; 1.3: 420.12; 1.4: 13.2131; 1.5: 581.0132; 1.6: 420.12; 1.7: 252.072; 1.8: 8.4594; 1.9: 2100.6; 2: 66.8981; 2.1: 95.1272; 2.2: 3092.3642; 2.3: 70.3249; 2.4: -2511.3511; 2.5: -57.1118
| 2 | 77.85 | 1: 71.5075; 1.1: 582.6649; 1.2: 0.78137; 1.3: 420.39; 1.4: 13.2421; 1.5: 582.6649; 1.6: 420.39; 1.7: 252.234; 1.8: 8.4594; 1.9: 2101.95; 2: 66.9411; 2.1: 95.1277; 2.2: 3096.3264; 2.3: 70.3697; 2.4: -2513.6614; 2.5: -57.1276
| 2 | 77.9 | 1: 71.6646; 1.1: 584.3198; 1.2: 0.78359; 1.3: 420.66; 1.4: 13.2712; 1.5: 584.3198; 1.6: 420.66; 1.7: 252.396; 1.8: 8.4594; 1.9: 2103.3; 2: 66.9841; 2.1: 95.1281; 2.2: 3100.2911; 2.3: 70.4146; 2.4: -2515.9713; 2.5: -57.1434
| 2 | 77.95 | 1: 71.8218; 1.1: 585.9777; 1.2: 0.78581; 1.3: 420.93; 1.4: 13.3003; 1.5: 585.9777; 1.6: 420.93; 1.7: 252.558; 1.8: 8.4594; 1.9: 2104.65; 2: 67.0271; 2.1: 95.1285; 2.2: 3104.2583; 2.3: 70.4595; 2.4: -2518.2806; 2.5: -57.1592
| 2 | 78 | 1: 71.9792; 1.1: 587.6386; 1.2: 0.78804; 1.3: 421.2; 1.4: 13.3295; 1.5: 587.6386; 1.6: 421.2; 1.7: 252.72; 1.8: 8.4594; 1.9: 2106; 2: 67.0701; 2.1: 95.1289; 2.2: 3108.2281; 2.3: 70.5044; 2.4: -2520.5895; 2.5: -57.1749
| 2 | 78.05 | 1: 72.1368; 1.1: 589.3026; 1.2: 0.79027; 1.3: 421.47; 1.4: 13.3587; 1.5: 589.3026; 1.6: 421.47; 1.7: 252.882; 1.8: 8.4594; 1.9: 2107.35; 2: 67.1131; 2.1: 95.1293; 2.2: 3112.2005; 2.3: 70.5493; 2.4: -2522.8979; 2.5: -57.1906
| 2 | 78.1 | 1: 72.2946; 1.1: 590.9696; 1.2: 0.7925; 1.3: 421.74; 1.4: 13.3879; 1.5: 590.9696; 1.6: 421.74; 1.7: 253.044; 1.8: 8.4594; 1.9: 2108.7; 2: 67.1561; 2.1: 95.1298; 2.2: 3116.1754; 2.3: 70.5941; 2.4: -2525.2057; 2.5: -57.2063
| 2 | 78.15 | 1: 72.4525; 1.1: 592.6397; 1.2: 0.79474; 1.3: 422.01; 1.4: 13.4171; 1.5: 592.6397; 1.6: 422.01; 1.7: 253.206; 1.8: 8.4594; 1.9: 2110.05; 2: 67.199; 2.1: 95.1302; 2.2: 3120.1528; 2.3: 70.639; 2.4: -2527.5131; 2.5: -57.2219
| 2 | 78.2 | 1: 72.6106; 1.1: 594.3129; 1.2: 0.79699; 1.3: 422.28; 1.4: 13.4464; 1.5: 594.3129; 1.6: 422.28; 1.7: 253.368; 1.8: 8.4594; 1.9: 2111.4; 2: 67.242; 2.1: 95.1306; 2.2: 3124.1329; 2.3: 70.6839; 2.4: -2529.8199; 2.5: -57.2375
| 2 | 78.25 | 1: 72.7689; 1.1: 595.9892; 1.2: 0.79923; 1.3: 422.55; 1.4: 13.4757; 1.5: 595.9892; 1.6: 422.55; 1.7: 253.53; 1.8: 8.4594; 1.9: 2112.75; 2: 67.285; 2.1: 95.131; 2.2: 3128.1154; 2.3: 70.7288; 2.4: -2532.1263; 2.5: -57.2531
| 2 | 78.3 | 1: 72.9273; 1.1: 597.6685; 1.2: 0.80149; 1.3: 422.82; 1.4: 13.5051; 1.5: 597.6685; 1.6: 422.82; 1.7: 253.692; 1.8: 8.4594; 1.9: 2114.1; 2: 67.328; 2.1: 95.1314; 2.2: 3132.1005; 2.3: 70.7737; 2.4: -2534.4321; 2.5: -57.2686
| 2 | 78.35 | 1: 73.0859; 1.1: 599.3508; 1.2: 0.80374; 1.3: 423.09; 1.4: 13.5344; 1.5: 599.3508; 1.6: 423.09; 1.7: 253.854; 1.8: 8.4594; 1.9: 2115.45; 2: 67.371; 2.1: 95.1319; 2.2: 3136.0882; 2.3: 70.8186; 2.4: -2536.7374; 2.5: -57.2841
| 2 | 78.4 | 1: 73.2447; 1.1: 601.0363; 1.2: 0.806; 1.3: 423.36; 1.4: 13.5638; 1.5: 601.0363; 1.6: 423.36; 1.7: 254.016; 1.8: 8.4594; 1.9: 2116.8; 2: 67.414; 2.1: 95.1323; 2.2: 3140.0784; 2.3: 70.8634; 2.4: -2539.0421; 2.5: -57.2996
| 2 | 78.45 | 1: 73.4037; 1.1: 602.7248; 1.2: 0.80827; 1.3: 423.63; 1.4: 13.5933; 1.5: 602.7248; 1.6: 423.63; 1.7: 254.178; 1.8: 8.4594; 1.9: 2118.15; 2: 67.457; 2.1: 95.1327; 2.2: 3144.0712; 2.3: 70.9083; 2.4: -2541.3464; 2.5: -57.3151
| 2 | 78.5 | 1: 73.5628; 1.1: 604.4164; 1.2: 0.81054; 1.3: 423.9; 1.4: 13.6227; 1.5: 604.4164; 1.6: 423.9; 1.7: 254.34; 1.8: 8.4594; 1.9: 2119.5; 2: 67.5; 2.1: 95.1331; 2.2: 3148.0665; 2.3: 70.9532; 2.4: -2543.6501; 2.5: -57.3305
| 2 | 78.55 | 1: 73.7221; 1.1: 606.1111; 1.2: 0.81281; 1.3: 424.17; 1.4: 13.6522; 1.5: 606.1111; 1.6: 424.17; 1.7: 254.502; 1.8: 8.4594; 1.9: 2120.85; 2: 67.543; 2.1: 95.1335; 2.2: 3152.0644; 2.3: 70.9981; 2.4: -2545.9532; 2.5: -57.3459
| 2 | 78.6 | 1: 73.8816; 1.1: 607.8089; 1.2: 0.81509; 1.3: 424.44; 1.4: 13.6818; 1.5: 607.8089; 1.6: 424.44; 1.7: 254.664; 1.8: 8.4594; 1.9: 2122.2; 2: 67.586; 2.1: 95.1339; 2.2: 3156.0648; 2.3: 71.043; 2.4: -2548.2559; 2.5: -57.3612
| 2 | 78.65 | 1: 74.0412; 1.1: 609.5098; 1.2: 0.81737; 1.3: 424.71; 1.4: 13.7113; 1.5: 609.5098; 1.6: 424.71; 1.7: 254.826; 1.8: 8.4594; 1.9: 2123.55; 2: 67.629; 2.1: 95.1343; 2.2: 3160.0677; 2.3: 71.0879; 2.4: -2550.558; 2.5: -57.3765
| 2 | 78.7 | 1: 74.201; 1.1: 611.2137; 1.2: 0.81965; 1.3: 424.98; 1.4: 13.7409; 1.5: 611.2137; 1.6: 424.98; 1.7: 254.988; 1.8: 8.4594; 1.9: 2124.9; 2: 67.672; 2.1: 95.1348; 2.2: 3164.0732; 2.3: 71.1328; 2.4: -2552.8595; 2.5: -57.3918
| 2 | 78.75 | 1: 74.361; 1.1: 612.9208; 1.2: 0.82194; 1.3: 425.25; 1.4: 13.7706; 1.5: 612.9208; 1.6: 425.25; 1.7: 255.15; 1.8: 8.4594; 1.9: 2126.25; 2: 67.715; 2.1: 95.1352; 2.2: 3168.0813; 2.3: 71.1776; 2.4: -2555.1605; 2.5: -57.4071
| 2 | 78.8 | 1: 74.5212; 1.1: 614.6309; 1.2: 0.82423; 1.3: 425.52; 1.4: 13.8002; 1.5: 614.6309; 1.6: 425.52; 1.7: 255.312; 1.8: 8.4594; 1.9: 2127.6; 2: 67.758; 2.1: 95.1356; 2.2: 3172.0919; 2.3: 71.2225; 2.4: -2557.4609; 2.5: -57.4223
| 2 | 78.85 | 1: 74.6815; 1.1: 616.3442; 1.2: 0.82653; 1.3: 425.79; 1.4: 13.8299; 1.5: 616.3442; 1.6: 425.79; 1.7: 255.474; 1.8: 8.4594; 1.9: 2128.95; 2: 67.801; 2.1: 95.136; 2.2: 3176.105; 2.3: 71.2674; 2.4: -2559.7608; 2.5: -57.4375
| 2 | 78.9 | 1: 74.842; 1.1: 618.0605; 1.2: 0.82883; 1.3: 426.06; 1.4: 13.8596; 1.5: 618.0605; 1.6: 426.06; 1.7: 255.636; 1.8: 8.4594; 1.9: 2130.3; 2: 67.8439; 2.1: 95.1364; 2.2: 3180.1206; 2.3: 71.3123; 2.4: -2562.0601; 2.5: -57.4527
| 2 | 78.95 | 1: 75.0027; 1.1: 619.78; 1.2: 0.83114; 1.3: 426.33; 1.4: 13.8894; 1.5: 619.78; 1.6: 426.33; 1.7: 255.798; 1.8: 8.4594; 1.9: 2131.65; 2: 67.8869; 2.1: 95.1368; 2.2: 3184.1388; 2.3: 71.3572; 2.4: -2564.3588; 2.5: -57.4678
| 2 | 79 | 1: 75.1636; 1.1: 621.5026; 1.2: 0.83345; 1.3: 426.6; 1.4: 13.9192; 1.5: 621.5026; 1.6: 426.6; 1.7: 255.96; 1.8: 8.4594; 1.9: 2133; 2: 67.9299; 2.1: 95.1372; 2.2: 3188.1596; 2.3: 71.4021; 2.4: -2566.657; 2.5: -57.4829
| 2 | 79.05 | 1: 75.3246; 1.1: 623.2282; 1.2: 0.83576; 1.3: 426.87; 1.4: 13.949; 1.5: 623.2282; 1.6: 426.87; 1.7: 256.122; 1.8: 8.4594; 1.9: 2134.35; 2: 67.9729; 2.1: 95.1376; 2.2: 3192.1829; 2.3: 71.447; 2.4: -2568.9546; 2.5: -57.498
| 2 | 79.1 | 1: 75.4858; 1.1: 624.957; 1.2: 0.83808; 1.3: 427.14; 1.4: 13.9789; 1.5: 624.957; 1.6: 427.14; 1.7: 256.284; 1.8: 8.4594; 1.9: 2135.7; 2: 68.0159; 2.1: 95.138; 2.2: 3196.2087; 2.3: 71.4918; 2.4: -2571.2517; 2.5: -57.513
| 2 | 79.15 | 1: 75.6472; 1.1: 626.6889; 1.2: 0.8404; 1.3: 427.41; 1.4: 14.0087; 1.5: 626.6889; 1.6: 427.41; 1.7: 256.446; 1.8: 8.4594; 1.9: 2137.05; 2: 68.0589; 2.1: 95.1384; 2.2: 3200.237; 2.3: 71.5367; 2.4: -2573.5481; 2.5: -57.528
| 2 | 79.2 | 1: 75.8087; 1.1: 628.4239; 1.2: 0.84273; 1.3: 427.68; 1.4: 14.0387; 1.5: 628.4239; 1.6: 427.68; 1.7: 256.608; 1.8: 8.4594; 1.9: 2138.4; 2: 68.1019; 2.1: 95.1388; 2.2: 3204.2679; 2.3: 71.5816; 2.4: -2575.844; 2.5: -57.543
| 2 | 79.25 | 1: 75.9704; 1.1: 630.1621; 1.2: 0.84506; 1.3: 427.95; 1.4: 14.0686; 1.5: 630.1621; 1.6: 427.95; 1.7: 256.77; 1.8: 8.4594; 1.9: 2139.75; 2: 68.1449; 2.1: 95.1392; 2.2: 3208.3013; 2.3: 71.6265; 2.4: -2578.1393; 2.5: -57.5579
| 2 | 79.3 | 1: 76.1323; 1.1: 631.9033; 1.2: 0.8474; 1.3: 428.22; 1.4: 14.0986; 1.5: 631.9033; 1.6: 428.22; 1.7: 256.932; 1.8: 8.4594; 1.9: 2141.1; 2: 68.1879; 2.1: 95.1396; 2.2: 3212.3373; 2.3: 71.6714; 2.4: -2580.4339; 2.5: -57.5728
| 2 | 79.35 | 1: 76.2944; 1.1: 633.6477; 1.2: 0.84974; 1.3: 428.49; 1.4: 14.1286; 1.5: 633.6477; 1.6: 428.49; 1.7: 257.094; 1.8: 8.4594; 1.9: 2142.45; 2: 68.2309; 2.1: 95.14; 2.2: 3216.3757; 2.3: 71.7163; 2.4: -2582.728; 2.5: -57.5877
| 2 | 79.4 | 1: 76.4566; 1.1: 635.3952; 1.2: 0.85208; 1.3: 428.76; 1.4: 14.1586; 1.5: 635.3952; 1.6: 428.76; 1.7: 257.256; 1.8: 8.4594; 1.9: 2143.8; 2: 68.2739; 2.1: 95.1404; 2.2: 3220.4168; 2.3: 71.7612; 2.4: -2585.0215; 2.5: -57.6025
| 2 | 79.45 | 1: 76.619; 1.1: 637.1459; 1.2: 0.85443; 1.3: 429.03; 1.4: 14.1887; 1.5: 637.1459; 1.6: 429.03; 1.7: 257.418; 1.8: 8.4594; 1.9: 2145.15; 2: 68.3169; 2.1: 95.1409; 2.2: 3224.4603; 2.3: 71.806; 2.4: -2587.3144; 2.5: -57.6173
| 2 | 79.5 | 1: 76.7816; 1.1: 638.8996; 1.2: 0.85678; 1.3: 429.3; 1.4: 14.2188; 1.5: 638.8996; 1.6: 429.3; 1.7: 257.58; 1.8: 8.4594; 1.9: 2146.5; 2: 68.3599; 2.1: 95.1413; 2.2: 3228.5064; 2.3: 71.8509; 2.4: -2589.6067; 2.5: -57.6321
| 2 | 79.55 | 1: 76.9443; 1.1: 640.6566; 1.2: 0.85913; 1.3: 429.57; 1.4: 14.249; 1.5: 640.6566; 1.6: 429.57; 1.7: 257.742; 1.8: 8.4594; 1.9: 2147.85; 2: 68.4029; 2.1: 95.1417; 2.2: 3232.5549; 2.3: 71.8958; 2.4: -2591.8984; 2.5: -57.6469
| 2 | 79.6 | 1: 77.1073; 1.1: 642.4166; 1.2: 0.86149; 1.3: 429.84; 1.4: 14.2791; 1.5: 642.4166; 1.6: 429.84; 1.7: 257.904; 1.8: 8.4594; 1.9: 2149.2; 2: 68.4459; 2.1: 95.1421; 2.2: 3236.6061; 2.3: 71.9407; 2.4: -2594.1894; 2.5: -57.6616
| 2 | 79.65 | 1: 77.2704; 1.1: 644.1798; 1.2: 0.86386; 1.3: 430.11; 1.4: 14.3093; 1.5: 644.1798; 1.6: 430.11; 1.7: 258.066; 1.8: 8.4594; 1.9: 2150.55; 2: 68.4889; 2.1: 95.1425; 2.2: 3240.6597; 2.3: 71.9856; 2.4: -2596.4799; 2.5: -57.6763
| 2 | 79.7 | 1: 77.4336; 1.1: 645.9462; 1.2: 0.86623; 1.3: 430.38; 1.4: 14.3396; 1.5: 645.9462; 1.6: 430.38; 1.7: 258.228; 1.8: 8.4594; 1.9: 2151.9; 2: 68.5318; 2.1: 95.1429; 2.2: 3244.7159; 2.3: 72.0305; 2.4: -2598.7697; 2.5: -57.6909
| 2 | 79.75 | 1: 77.5971; 1.1: 647.7157; 1.2: 0.8686; 1.3: 430.65; 1.4: 14.3698; 1.5: 647.7157; 1.6: 430.65; 1.7: 258.39; 1.8: 8.4594; 1.9: 2153.25; 2: 68.5748; 2.1: 95.1433; 2.2: 3248.7745; 2.3: 72.0753; 2.4: -2601.0589; 2.5: -57.7055
| 2 | 79.8 | 1: 77.7607; 1.1: 649.4883; 1.2: 0.87098; 1.3: 430.92; 1.4: 14.4001; 1.5: 649.4883; 1.6: 430.92; 1.7: 258.552; 1.8: 8.4594; 1.9: 2154.6; 2: 68.6178; 2.1: 95.1437; 2.2: 3252.8357; 2.3: 72.1202; 2.4: -2603.3475; 2.5: -57.7201
| 2 | 79.85 | 1: 77.9245; 1.1: 651.2641; 1.2: 0.87336; 1.3: 431.19; 1.4: 14.4305; 1.5: 651.2641; 1.6: 431.19; 1.7: 258.714; 1.8: 8.4594; 1.9: 2155.95; 2: 68.6608; 2.1: 95.1441; 2.2: 3256.8995; 2.3: 72.1651; 2.4: -2605.6354; 2.5: -57.7347
| 2 | 79.9 | 1: 78.0884; 1.1: 653.043; 1.2: 0.87575; 1.3: 431.46; 1.4: 14.4608; 1.5: 653.043; 1.6: 431.46; 1.7: 258.876; 1.8: 8.4594; 1.9: 2157.3; 2: 68.7038; 2.1: 95.1445; 2.2: 3260.9657; 2.3: 72.21; 2.4: -2607.9227; 2.5: -57.7492
| 2 | 79.95 | 1: 78.2525; 1.1: 654.8251; 1.2: 0.87813; 1.3: 431.73; 1.4: 14.4912; 1.5: 654.8251; 1.6: 431.73; 1.7: 259.038; 1.8: 8.4594; 1.9: 2158.65; 2: 68.7468; 2.1: 95.1449; 2.2: 3265.0345; 2.3: 72.2549; 2.4: -2610.2093; 2.5: -57.7637
| 2 | 80 | 1: 78.4168; 1.1: 656.6104; 1.2: 0.88053; 1.3: 432; 1.4: 14.5216; 1.5: 656.6104; 1.6: 432; 1.7: 259.2; 1.8: 8.4594; 1.9: 2160; 2: 68.7898; 2.1: 95.1453; 2.2: 3269.1057; 2.3: 72.2998; 2.4: -2612.4953; 2.5: -57.7781
| 2 | 80.05 | 1: 78.5813; 1.1: 658.3988; 1.2: 0.88293; 1.3: 432.27; 1.4: 14.5521; 1.5: 658.3988; 1.6: 432.27; 1.7: 259.362; 1.8: 8.4594; 1.9: 2161.35; 2: 68.8328; 2.1: 95.1457; 2.2: 3273.1795; 2.3: 72.3446; 2.4: -2614.7807; 2.5: -57.7925
| 2 | 80.1 | 1: 78.746; 1.1: 660.1904; 1.2: 0.88533; 1.3: 432.54; 1.4: 14.5826; 1.5: 660.1904; 1.6: 432.54; 1.7: 259.524; 1.8: 8.4594; 1.9: 2162.7; 2: 68.8758; 2.1: 95.1461; 2.2: 3277.2558; 2.3: 72.3895; 2.4: -2617.0654; 2.5: -57.8069
| 2 | 80.15 | 1: 78.9108; 1.1: 661.9852; 1.2: 0.88774; 1.3: 432.81; 1.4: 14.6131; 1.5: 661.9852; 1.6: 432.81; 1.7: 259.686; 1.8: 8.4594; 1.9: 2164.05; 2: 68.9188; 2.1: 95.1465; 2.2: 3281.3346; 2.3: 72.4344; 2.4: -2619.3494; 2.5: -57.8213
| 2 | 80.2 | 1: 79.0758; 1.1: 663.7832; 1.2: 0.89015; 1.3: 433.08; 1.4: 14.6437; 1.5: 663.7832; 1.6: 433.08; 1.7: 259.848; 1.8: 8.4594; 1.9: 2165.4; 2: 68.9618; 2.1: 95.1469; 2.2: 3285.416; 2.3: 72.4793; 2.4: -2621.6328; 2.5: -57.8356
| 2 | 80.25 | 1: 79.2409; 1.1: 665.5843; 1.2: 0.89256; 1.3: 433.35; 1.4: 14.6742; 1.5: 665.5843; 1.6: 433.35; 1.7: 260.01; 1.8: 8.4594; 1.9: 2166.75; 2: 69.0048; 2.1: 95.1473; 2.2: 3289.4998; 2.3: 72.5242; 2.4: -2623.9155; 2.5: -57.8499
| 2 | 80.3 | 1: 79.4063; 1.1: 667.3886; 1.2: 0.89498; 1.3: 433.62; 1.4: 14.7049; 1.5: 667.3886; 1.6: 433.62; 1.7: 260.172; 1.8: 8.4594; 1.9: 2168.1; 2: 69.0478; 2.1: 95.1477; 2.2: 3293.5861; 2.3: 72.569; 2.4: -2626.1976; 2.5: -57.8642
| 2 | 80.35 | 1: 79.5718; 1.1: 669.196; 1.2: 0.89741; 1.3: 433.89; 1.4: 14.7355; 1.5: 669.196; 1.6: 433.89; 1.7: 260.334; 1.8: 8.4594; 1.9: 2169.45; 2: 69.0908; 2.1: 95.1481; 2.2: 3297.675; 2.3: 72.6139; 2.4: -2628.4789; 2.5: -57.8784
| 2 | 80.4 | 1: 79.7375; 1.1: 671.0067; 1.2: 0.89983; 1.3: 434.16; 1.4: 14.7662; 1.5: 671.0067; 1.6: 434.16; 1.7: 260.496; 1.8: 8.4594; 1.9: 2170.8; 2: 69.1338; 2.1: 95.1485; 2.2: 3301.7663; 2.3: 72.6588; 2.4: -2630.7596; 2.5: -57.8926
| 2 | 80.45 | 1: 79.9033; 1.1: 672.8205; 1.2: 0.90227; 1.3: 434.43; 1.4: 14.7969; 1.5: 672.8205; 1.6: 434.43; 1.7: 260.658; 1.8: 8.4594; 1.9: 2172.15; 2: 69.1768; 2.1: 95.1489; 2.2: 3305.8602; 2.3: 72.7037; 2.4: -2633.0396; 2.5: -57.9068
| 2 | 80.5 | 1: 80.0693; 1.1: 674.6376; 1.2: 0.9047; 1.3: 434.7; 1.4: 14.8277; 1.5: 674.6376; 1.6: 434.7; 1.7: 260.82; 1.8: 8.4594; 1.9: 2173.5; 2: 69.2197; 2.1: 95.1493; 2.2: 3309.9565; 2.3: 72.7485; 2.4: -2635.319; 2.5: -57.9209
| 2 | 80.55 | 1: 80.2355; 1.1: 676.4578; 1.2: 0.90714; 1.3: 434.97; 1.4: 14.8584; 1.5: 676.4578; 1.6: 434.97; 1.7: 260.982; 1.8: 8.4594; 1.9: 2174.85; 2: 69.2627; 2.1: 95.1497; 2.2: 3314.0554; 2.3: 72.7934; 2.4: -2637.5976; 2.5: -57.935
| 2 | 80.6 | 1: 80.4019; 1.1: 678.2812; 1.2: 0.90959; 1.3: 435.24; 1.4: 14.8892; 1.5: 678.2812; 1.6: 435.24; 1.7: 261.144; 1.8: 8.4594; 1.9: 2176.2; 2: 69.3057; 2.1: 95.1501; 2.2: 3318.1567; 2.3: 72.8383; 2.4: -2639.8755; 2.5: -57.949
| 2 | 80.65 | 1: 80.5684; 1.1: 680.1078; 1.2: 0.91204; 1.3: 435.51; 1.4: 14.9201; 1.5: 680.1078; 1.6: 435.51; 1.7: 261.306; 1.8: 8.4594; 1.9: 2177.55; 2: 69.3487; 2.1: 95.1506; 2.2: 3322.2606; 2.3: 72.8832; 2.4: -2642.1528; 2.5: -57.9631
| 2 | 80.7 | 1: 80.7352; 1.1: 681.9376; 1.2: 0.91449; 1.3: 435.78; 1.4: 14.951; 1.5: 681.9376; 1.6: 435.78; 1.7: 261.468; 1.8: 8.4594; 1.9: 2178.9; 2: 69.3917; 2.1: 95.151; 2.2: 3326.3669; 2.3: 72.928; 2.4: -2644.4293; 2.5: -57.9771
| 2 | 80.75 | 1: 80.902; 1.1: 683.7706; 1.2: 0.91695; 1.3: 436.05; 1.4: 14.9819; 1.5: 683.7706; 1.6: 436.05; 1.7: 261.63; 1.8: 8.4594; 1.9: 2180.25; 2: 69.4347; 2.1: 95.1514; 2.2: 3330.4758; 2.3: 72.9729; 2.4: -2646.7052; 2.5: -57.991
| 2 | 80.8 | 1: 81.0691; 1.1: 685.6068; 1.2: 0.91941; 1.3: 436.32; 1.4: 15.0128; 1.5: 685.6068; 1.6: 436.32; 1.7: 261.792; 1.8: 8.4594; 1.9: 2181.6; 2: 69.4777; 2.1: 95.1518; 2.2: 3334.5871; 2.3: 73.0178; 2.4: -2648.9803; 2.5: -58.005
| 2 | 80.85 | 1: 81.2363; 1.1: 687.4463; 1.2: 0.92188; 1.3: 436.59; 1.4: 15.0438; 1.5: 687.4463; 1.6: 436.59; 1.7: 261.954; 1.8: 8.4594; 1.9: 2182.95; 2: 69.5207; 2.1: 95.1522; 2.2: 3338.7009; 2.3: 73.0626; 2.4: -2651.2547; 2.5: -58.0189
| 2 | 80.9 | 1: 81.4037; 1.1: 689.2889; 1.2: 0.92435; 1.3: 436.86; 1.4: 15.0748; 1.5: 689.2889; 1.6: 436.86; 1.7: 262.116; 1.8: 8.4594; 1.9: 2184.3; 2: 69.5637; 2.1: 95.1526; 2.2: 3342.8172; 2.3: 73.1075; 2.4: -2653.5284; 2.5: -58.0327
| 2 | 80.95 | 1: 81.5713; 1.1: 691.1347; 1.2: 0.92683; 1.3: 437.13; 1.4: 15.1058; 1.5: 691.1347; 1.6: 437.13; 1.7: 262.278; 1.8: 8.4594; 1.9: 2185.65; 2: 69.6067; 2.1: 95.153; 2.2: 3346.936; 2.3: 73.1524; 2.4: -2655.8013; 2.5: -58.0466
| 2 | 81 | 1: 81.7391; 1.1: 692.9838; 1.2: 0.92931; 1.3: 437.4; 1.4: 15.1369; 1.5: 692.9838; 1.6: 437.4; 1.7: 262.44; 1.8: 8.4594; 1.9: 2187; 2: 69.6497; 2.1: 95.1534; 2.2: 3351.0573; 2.3: 73.1972; 2.4: -2658.0735; 2.5: -58.0604
| 2 | 81.05 | 1: 81.907; 1.1: 694.8361; 1.2: 0.93179; 1.3: 437.67; 1.4: 15.168; 1.5: 694.8361; 1.6: 437.67; 1.7: 262.602; 1.8: 8.4594; 1.9: 2188.35; 2: 69.6927; 2.1: 95.1538; 2.2: 3355.1811; 2.3: 73.2421; 2.4: -2660.345; 2.5: -58.0741
| 2 | 81.1 | 1: 82.0751; 1.1: 696.6916; 1.2: 0.93428; 1.3: 437.94; 1.4: 15.1991; 1.5: 696.6916; 1.6: 437.94; 1.7: 262.764; 1.8: 8.4594; 1.9: 2189.7; 2: 69.7357; 2.1: 95.1543; 2.2: 3359.3074; 2.3: 73.287; 2.4: -2662.6158; 2.5: -58.0879
| 2 | 81.15 | 1: 82.2433; 1.1: 698.5503; 1.2: 0.93677; 1.3: 438.21; 1.4: 15.2302; 1.5: 698.5503; 1.6: 438.21; 1.7: 262.926; 1.8: 8.4594; 1.9: 2191.05; 2: 69.7787; 2.1: 95.1547; 2.2: 3363.4361; 2.3: 73.3318; 2.4: -2664.8858; 2.5: -58.1016
| 2 | 81.2 | 1: 82.4118; 1.1: 700.4122; 1.2: 0.93927; 1.3: 438.48; 1.4: 15.2614; 1.5: 700.4122; 1.6: 438.48; 1.7: 263.088; 1.8: 8.4594; 1.9: 2192.4; 2: 69.8217; 2.1: 95.1551; 2.2: 3367.5673; 2.3: 73.3767; 2.4: -2667.1551; 2.5: -58.1152
| 2 | 81.25 | 1: 82.5804; 1.1: 702.2774; 1.2: 0.94177; 1.3: 438.75; 1.4: 15.2927; 1.5: 702.2774; 1.6: 438.75; 1.7: 263.25; 1.8: 8.4594; 1.9: 2193.75; 2: 69.8646; 2.1: 95.1555; 2.2: 3371.701; 2.3: 73.4215; 2.4: -2669.4236; 2.5: -58.1289
| 2 | 81.3 | 1: 82.7492; 1.1: 704.1458; 1.2: 0.94428; 1.3: 439.02; 1.4: 15.3239; 1.5: 704.1458; 1.6: 439.02; 1.7: 263.412; 1.8: 8.4594; 1.9: 2195.1; 2: 69.9076; 2.1: 95.1559; 2.2: 3375.8372; 2.3: 73.4664; 2.4: -2671.6914; 2.5: -58.1425
| 2 | 81.35 | 1: 82.9181; 1.1: 706.0175; 1.2: 0.94679; 1.3: 439.29; 1.4: 15.3552; 1.5: 706.0175; 1.6: 439.29; 1.7: 263.574; 1.8: 8.4594; 1.9: 2196.45; 2: 69.9506; 2.1: 95.1564; 2.2: 3379.9758; 2.3: 73.5113; 2.4: -2673.9584; 2.5: -58.1561
| 2 | 81.4 | 1: 83.0873; 1.1: 707.8923; 1.2: 0.9493; 1.3: 439.56; 1.4: 15.3865; 1.5: 707.8923; 1.6: 439.56; 1.7: 263.736; 1.8: 8.4594; 1.9: 2197.8; 2: 69.9936; 2.1: 95.1568; 2.2: 3384.1169; 2.3: 73.5561; 2.4: -2676.2246; 2.5: -58.1696
| 2 | 81.45 | 1: 83.2566; 1.1: 709.7705; 1.2: 0.95182; 1.3: 439.83; 1.4: 15.4179; 1.5: 709.7705; 1.6: 439.83; 1.7: 263.898; 1.8: 8.4594; 1.9: 2199.15; 2: 70.0366; 2.1: 95.1572; 2.2: 3388.2605; 2.3: 73.601; 2.4: -2678.4901; 2.5: -58.1831
| 2 | 81.5 | 1: 83.426; 1.1: 711.6518; 1.2: 0.95434; 1.3: 440.1; 1.4: 15.4493; 1.5: 711.6518; 1.6: 440.1; 1.7: 264.06; 1.8: 8.4594; 1.9: 2200.5; 2: 70.0796; 2.1: 95.1576; 2.2: 3392.4066; 2.3: 73.6458; 2.4: -2680.7548; 2.5: -58.1966
| 2 | 81.55 | 1: 83.5957; 1.1: 713.5364; 1.2: 0.95687; 1.3: 440.37; 1.4: 15.4807; 1.5: 713.5364; 1.6: 440.37; 1.7: 264.222; 1.8: 8.4594; 1.9: 2201.85; 2: 70.1226; 2.1: 95.1581; 2.2: 3396.5551; 2.3: 73.6907; 2.4: -2683.0187; 2.5: -58.21
| 2 | 81.6 | 1: 83.7655; 1.1: 715.4243; 1.2: 0.9594; 1.3: 440.64; 1.4: 15.5121; 1.5: 715.4243; 1.6: 440.64; 1.7: 264.384; 1.8: 8.4594; 1.9: 2203.2; 2: 70.1656; 2.1: 95.1585; 2.2: 3400.7061; 2.3: 73.7355; 2.4: -2685.2818; 2.5: -58.2234
| 2 | 81.65 | 1: 83.9355; 1.1: 717.3154; 1.2: 0.96194; 1.3: 440.91; 1.4: 15.5436; 1.5: 717.3154; 1.6: 440.91; 1.7: 264.546; 1.8: 8.4594; 1.9: 2204.55; 2: 70.2086; 2.1: 95.1589; 2.2: 3404.8596; 2.3: 73.7804; 2.4: -2687.5442; 2.5: -58.2368
| 2 | 81.7 | 1: 84.1056; 1.1: 719.2097; 1.2: 0.96448; 1.3: 441.18; 1.4: 15.5751; 1.5: 719.2097; 1.6: 441.18; 1.7: 264.708; 1.8: 8.4594; 1.9: 2205.9; 2: 70.2516; 2.1: 95.1593; 2.2: 3409.0155; 2.3: 73.8252; 2.4: -2689.8057; 2.5: -58.2501
| 2 | 81.75 | 1: 84.276; 1.1: 721.1074; 1.2: 0.96702; 1.3: 441.45; 1.4: 15.6067; 1.5: 721.1074; 1.6: 441.45; 1.7: 264.87; 1.8: 8.4594; 1.9: 2207.25; 2: 70.2946; 2.1: 95.1598; 2.2: 3413.1739; 2.3: 73.8701; 2.4: -2692.0665; 2.5: -58.2634
| 2 | 81.8 | 1: 84.4465; 1.1: 723.0082; 1.2: 0.96957; 1.3: 441.72; 1.4: 15.6382; 1.5: 723.0082; 1.6: 441.72; 1.7: 265.032; 1.8: 8.4594; 1.9: 2208.6; 2: 70.3376; 2.1: 95.1602; 2.2: 3417.3347; 2.3: 73.9149; 2.4: -2694.3265; 2.5: -58.2767
| 2 | 81.85 | 1: 84.6172; 1.1: 724.9124; 1.2: 0.97212; 1.3: 441.99; 1.4: 15.6698; 1.5: 724.9124; 1.6: 441.99; 1.7: 265.194; 1.8: 8.4594; 1.9: 2209.95; 2: 70.3806; 2.1: 95.1606; 2.2: 3421.498; 2.3: 73.9598; 2.4: -2696.5856; 2.5: -58.2899
| 2 | 81.9 | 1: 84.788; 1.1: 726.8198; 1.2: 0.97468; 1.3: 442.26; 1.4: 15.7015; 1.5: 726.8198; 1.6: 442.26; 1.7: 265.356; 1.8: 8.4594; 1.9: 2211.3; 2: 70.4236; 2.1: 95.1611; 2.2: 3425.6637; 2.3: 74.0046; 2.4: -2698.844; 2.5: -58.3031
| 2 | 81.95 | 1: 84.959; 1.1: 728.7304; 1.2: 0.97724; 1.3: 442.53; 1.4: 15.7332; 1.5: 728.7304; 1.6: 442.53; 1.7: 265.518; 1.8: 8.4594; 1.9: 2212.65; 2: 70.4666; 2.1: 95.1615; 2.2: 3429.8319; 2.3: 74.0494; 2.4: -2701.1015; 2.5: -58.3163
| 2 | 82 | 1: 85.1302; 1.1: 730.6444; 1.2: 0.97981; 1.3: 442.8; 1.4: 15.7649; 1.5: 730.6444; 1.6: 442.8; 1.7: 265.68; 1.8: 8.4594; 1.9: 2214; 2: 70.5096; 2.1: 95.162; 2.2: 3434.0026; 2.3: 74.0943; 2.4: -2703.3582; 2.5: -58.3294
| 2 | 82.05 | 1: 85.3016; 1.1: 732.5616; 1.2: 0.98238; 1.3: 443.07; 1.4: 15.7966; 1.5: 732.5616; 1.6: 443.07; 1.7: 265.842; 1.8: 8.4594; 1.9: 2215.35; 2: 70.5525; 2.1: 95.1624; 2.2: 3438.1757; 2.3: 74.1391; 2.4: -2705.6141; 2.5: -58.3425
| 2 | 82.1 | 1: 85.4731; 1.1: 734.482; 1.2: 0.98496; 1.3: 443.34; 1.4: 15.8284; 1.5: 734.482; 1.6: 443.34; 1.7: 266.004; 1.8: 8.4594; 1.9: 2216.7; 2: 70.5955; 2.1: 95.1628; 2.2: 3442.3512; 2.3: 74.1839; 2.4: -2707.8692; 2.5: -58.3556
| 2 | 82.15 | 1: 85.6448; 1.1: 736.4058; 1.2: 0.98754; 1.3: 443.61; 1.4: 15.8602; 1.5: 736.4058; 1.6: 443.61; 1.7: 266.166; 1.8: 8.4594; 1.9: 2218.05; 2: 70.6385; 2.1: 95.1633; 2.2: 3446.5292; 2.3: 74.2288; 2.4: -2710.1234; 2.5: -58.3686
| 2 | 82.2 | 1: 85.8167; 1.1: 738.3328; 1.2: 0.99012; 1.3: 443.88; 1.4: 15.892; 1.5: 738.3328; 1.6: 443.88; 1.7: 266.328; 1.8: 8.4594; 1.9: 2219.4; 2: 70.6815; 2.1: 95.1637; 2.2: 3450.7096; 2.3: 74.2736; 2.4: -2712.3768; 2.5: -58.3816
| 2 | 82.25 | 1: 85.9888; 1.1: 740.2632; 1.2: 0.99271; 1.3: 444.15; 1.4: 15.9238; 1.5: 740.2632; 1.6: 444.15; 1.7: 266.49; 1.8: 8.4594; 1.9: 2220.75; 2: 70.7245; 2.1: 95.1642; 2.2: 3454.8925; 2.3: 74.3184; 2.4: -2714.6293; 2.5: -58.3946
| 2 | 82.3 | 1: 86.161; 1.1: 742.1968; 1.2: 0.9953; 1.3: 444.42; 1.4: 15.9557; 1.5: 742.1968; 1.6: 444.42; 1.7: 266.652; 1.8: 8.4594; 1.9: 2222.1; 2: 70.7675; 2.1: 95.1646; 2.2: 3459.0778; 2.3: 74.3632; 2.4: -2716.881; 2.5: -58.4075
| 2 | 82.35 | 1: 86.3334; 1.1: 744.1337; 1.2: 0.9979; 1.3: 444.69; 1.4: 15.9877; 1.5: 744.1337; 1.6: 444.69; 1.7: 266.814; 1.8: 8.4594; 1.9: 2223.45; 2: 70.8105; 2.1: 95.1651; 2.2: 3463.2655; 2.3: 74.4081; 2.4: -2719.1319; 2.5: -58.4204
| 2 | 82.4 | 1: 86.506; 1.1: 746.0738; 1.2: 1.0005; 1.3: 444.96; 1.4: 16.0196; 1.5: 746.0738; 1.6: 444.96; 1.7: 266.976; 1.8: 8.4594; 1.9: 2224.8; 2: 70.8535; 2.1: 95.1656; 2.2: 3467.4557; 2.3: 74.4529; 2.4: -2721.3819; 2.5: -58.4333
| 2 | 82.45 | 1: 86.6787; 1.1: 748.0173; 1.2: 1.0031; 1.3: 445.23; 1.4: 16.0516; 1.5: 748.0173; 1.6: 445.23; 1.7: 267.138; 1.8: 8.4594; 1.9: 2226.15; 2: 70.8965; 2.1: 95.166; 2.2: 3471.6483; 2.3: 74.4977; 2.4: -2723.631; 2.5: -58.4461
| 2 | 82.5 | 1: 86.8517; 1.1: 749.9641; 1.2: 1.0057; 1.3: 445.5; 1.4: 16.0836; 1.5: 749.9641; 1.6: 445.5; 1.7: 267.3; 1.8: 8.4594; 1.9: 2227.5; 2: 70.9395; 2.1: 95.1665; 2.2: 3475.8434; 2.3: 74.5425; 2.4: -2725.8793; 2.5: -58.4589
| 2 | 82.55 | 1: 87.0248; 1.1: 751.9142; 1.2: 1.0083; 1.3: 445.77; 1.4: 16.1157; 1.5: 751.9142; 1.6: 445.77; 1.7: 267.462; 1.8: 8.4594; 1.9: 2228.85; 2: 70.9825; 2.1: 95.1669; 2.2: 3480.0408; 2.3: 74.5873; 2.4: -2728.1267; 2.5: -58.4716
| 2 | 82.6 | 1: 87.198; 1.1: 753.8675; 1.2: 1.011; 1.3: 446.04; 1.4: 16.1478; 1.5: 753.8675; 1.6: 446.04; 1.7: 267.624; 1.8: 8.4594; 1.9: 2230.2; 2: 71.0255; 2.1: 95.1674; 2.2: 3484.2407; 2.3: 74.6321; 2.4: -2730.3732; 2.5: -58.4844
| 2 | 82.65 | 1: 87.3715; 1.1: 755.8242; 1.2: 1.0136; 1.3: 446.31; 1.4: 16.1799; 1.5: 755.8242; 1.6: 446.31; 1.7: 267.786; 1.8: 8.4594; 1.9: 2231.55; 2: 71.0685; 2.1: 95.1679; 2.2: 3488.443; 2.3: 74.677; 2.4: -2732.6188; 2.5: -58.4971
| 2 | 82.7 | 1: 87.5451; 1.1: 757.7842; 1.2: 1.0162; 1.3: 446.58; 1.4: 16.212; 1.5: 757.7842; 1.6: 446.58; 1.7: 267.948; 1.8: 8.4594; 1.9: 2232.9; 2: 71.1115; 2.1: 95.1683; 2.2: 3492.6478; 2.3: 74.7218; 2.4: -2734.8635; 2.5: -58.5097
| 2 | 82.75 | 1: 87.7188; 1.1: 759.7475; 1.2: 1.0188; 1.3: 446.85; 1.4: 16.2442; 1.5: 759.7475; 1.6: 446.85; 1.7: 268.11; 1.8: 8.4594; 1.9: 2234.25; 2: 71.1545; 2.1: 95.1688; 2.2: 3496.8549; 2.3: 74.7666; 2.4: -2737.1074; 2.5: -58.5223
| 2 | 82.8 | 1: 87.8928; 1.1: 761.7141; 1.2: 1.0215; 1.3: 447.12; 1.4: 16.2764; 1.5: 761.7141; 1.6: 447.12; 1.7: 268.272; 1.8: 8.4594; 1.9: 2235.6; 2: 71.1975; 2.1: 95.1693; 2.2: 3501.0645; 2.3: 74.8114; 2.4: -2739.3504; 2.5: -58.5349
| 2 | 82.85 | 1: 88.0669; 1.1: 763.684; 1.2: 1.0241; 1.3: 447.39; 1.4: 16.3087; 1.5: 763.684; 1.6: 447.39; 1.7: 268.434; 1.8: 8.4594; 1.9: 2236.95; 2: 71.2404; 2.1: 95.1698; 2.2: 3505.2764; 2.3: 74.8562; 2.4: -2741.5924; 2.5: -58.5475
| 2 | 82.9 | 1: 88.2412; 1.1: 765.6573; 1.2: 1.0268; 1.3: 447.66; 1.4: 16.341; 1.5: 765.6573; 1.6: 447.66; 1.7: 268.596; 1.8: 8.4594; 1.9: 2238.3; 2: 71.2834; 2.1: 95.1703; 2.2: 3509.4908; 2.3: 74.901; 2.4: -2743.8336; 2.5: -58.56
| 2 | 82.95 | 1: 88.4157; 1.1: 767.6339; 1.2: 1.0294; 1.3: 447.93; 1.4: 16.3733; 1.5: 767.6339; 1.6: 447.93; 1.7: 268.758; 1.8: 8.4594; 1.9: 2239.65; 2: 71.3264; 2.1: 95.1707; 2.2: 3513.7076; 2.3: 74.9458; 2.4: -2746.0738; 2.5: -58.5725
| 2 | 83 | 1: 88.5903; 1.1: 769.6137; 1.2: 1.0321; 1.3: 448.2; 1.4: 16.4056; 1.5: 769.6137; 1.6: 448.2; 1.7: 268.92; 1.8: 8.4594; 1.9: 2241; 2: 71.3694; 2.1: 95.1712; 2.2: 3517.9268; 2.3: 74.9906; 2.4: -2748.3131; 2.5: -58.5849
| 2 | 83.05 | 1: 88.7651; 1.1: 771.597; 1.2: 1.0347; 1.3: 448.47; 1.4: 16.438; 1.5: 771.597; 1.6: 448.47; 1.7: 269.082; 1.8: 8.4594; 1.9: 2242.35; 2: 71.4124; 2.1: 95.1717; 2.2: 3522.1484; 2.3: 75.0353; 2.4: -2750.5515; 2.5: -58.5974
| 2 | 83.1 | 1: 88.9401; 1.1: 773.5835; 1.2: 1.0374; 1.3: 448.74; 1.4: 16.4704; 1.5: 773.5835; 1.6: 448.74; 1.7: 269.244; 1.8: 8.4594; 1.9: 2243.7; 2: 71.4554; 2.1: 95.1722; 2.2: 3526.3725; 2.3: 75.0801; 2.4: -2752.789; 2.5: -58.6097
| 2 | 83.15 | 1: 89.1153; 1.1: 775.5734; 1.2: 1.0401; 1.3: 449.01; 1.4: 16.5028; 1.5: 775.5734; 1.6: 449.01; 1.7: 269.406; 1.8: 8.4594; 1.9: 2245.05; 2: 71.4984; 2.1: 95.1727; 2.2: 3530.5989; 2.3: 75.1249; 2.4: -2755.0255; 2.5: -58.6221
| 2 | 83.2 | 1: 89.2906; 1.1: 777.5666; 1.2: 1.0427; 1.3: 449.28; 1.4: 16.5353; 1.5: 777.5666; 1.6: 449.28; 1.7: 269.568; 1.8: 8.4594; 1.9: 2246.4; 2: 71.5414; 2.1: 95.1732; 2.2: 3534.8277; 2.3: 75.1697; 2.4: -2757.2611; 2.5: -58.6344
| 2 | 83.25 | 1: 89.4661; 1.1: 779.5631; 1.2: 1.0454; 1.3: 449.55; 1.4: 16.5678; 1.5: 779.5631; 1.6: 449.55; 1.7: 269.73; 1.8: 8.4594; 1.9: 2247.75; 2: 71.5844; 2.1: 95.1737; 2.2: 3539.0589; 2.3: 75.2145; 2.4: -2759.4957; 2.5: -58.6467
| 2 | 83.3 | 1: 89.6418; 1.1: 781.563; 1.2: 1.0481; 1.3: 449.82; 1.4: 16.6003; 1.5: 781.563; 1.6: 449.82; 1.7: 269.892; 1.8: 8.4594; 1.9: 2249.1; 2: 71.6274; 2.1: 95.1742; 2.2: 3543.2925; 2.3: 75.2592; 2.4: -2761.7294; 2.5: -58.6589
| 2 | 83.35 | 1: 89.8177; 1.1: 783.5662; 1.2: 1.0508; 1.3: 450.09; 1.4: 16.6329; 1.5: 783.5662; 1.6: 450.09; 1.7: 270.054; 1.8: 8.4594; 1.9: 2250.45; 2: 71.6704; 2.1: 95.1747; 2.2: 3547.5284; 2.3: 75.304; 2.4: -2763.9622; 2.5: -58.6711
| 2 | 83.4 | 1: 89.9937; 1.1: 785.5728; 1.2: 1.0535; 1.3: 450.36; 1.4: 16.6655; 1.5: 785.5728; 1.6: 450.36; 1.7: 270.216; 1.8: 8.4594; 1.9: 2251.8; 2: 71.7134; 2.1: 95.1752; 2.2: 3551.7668; 2.3: 75.3488; 2.4: -2766.194; 2.5: -58.6833
| 2 | 83.45 | 1: 90.1699; 1.1: 787.5827; 1.2: 1.0562; 1.3: 450.63; 1.4: 16.6981; 1.5: 787.5827; 1.6: 450.63; 1.7: 270.378; 1.8: 8.4594; 1.9: 2253.15; 2: 71.7564; 2.1: 95.1757; 2.2: 3556.0075; 2.3: 75.3935; 2.4: -2768.4248; 2.5: -58.6954
| 2 | 83.5 | 1: 90.3462; 1.1: 789.596; 1.2: 1.0589; 1.3: 450.9; 1.4: 16.7308; 1.5: 789.596; 1.6: 450.9; 1.7: 270.54; 1.8: 8.4594; 1.9: 2254.5; 2: 71.7994; 2.1: 95.1763; 2.2: 3560.2507; 2.3: 75.4383; 2.4: -2770.6547; 2.5: -58.7075
| 2 | 83.55 | 1: 90.5228; 1.1: 791.6126; 1.2: 1.0616; 1.3: 451.17; 1.4: 16.7635; 1.5: 791.6126; 1.6: 451.17; 1.7: 270.702; 1.8: 8.4594; 1.9: 2255.85; 2: 71.8424; 2.1: 95.1768; 2.2: 3564.4962; 2.3: 75.4831; 2.4: -2772.8835; 2.5: -58.7196
| 2 | 83.6 | 1: 90.6995; 1.1: 793.6326; 1.2: 1.0643; 1.3: 451.44; 1.4: 16.7962; 1.5: 793.6326; 1.6: 451.44; 1.7: 270.864; 1.8: 8.4594; 1.9: 2257.2; 2: 71.8854; 2.1: 95.1773; 2.2: 3568.7441; 2.3: 75.5278; 2.4: -2775.1114; 2.5: -58.7316
| 2 | 83.65 | 1: 90.8764; 1.1: 795.656; 1.2: 1.067; 1.3: 451.71; 1.4: 16.829; 1.5: 795.656; 1.6: 451.71; 1.7: 271.026; 1.8: 8.4594; 1.9: 2258.55; 2: 71.9283; 2.1: 95.1778; 2.2: 3572.9943; 2.3: 75.5726; 2.4: -2777.3383; 2.5: -58.7436
| 2 | 83.7 | 1: 91.0534; 1.1: 797.6827; 1.2: 1.0697; 1.3: 451.98; 1.4: 16.8617; 1.5: 797.6827; 1.6: 451.98; 1.7: 271.188; 1.8: 8.4594; 1.9: 2259.9; 2: 71.9713; 2.1: 95.1784; 2.2: 3577.2469; 2.3: 75.6173; 2.4: -2779.5643; 2.5: -58.7556
| 2 | 83.75 | 1: 91.2307; 1.1: 799.7127; 1.2: 1.0724; 1.3: 452.25; 1.4: 16.8946; 1.5: 799.7127; 1.6: 452.25; 1.7: 271.35; 1.8: 8.4594; 1.9: 2261.25; 2: 72.0143; 2.1: 95.1789; 2.2: 3581.5019; 2.3: 75.6621; 2.4: -2781.7892; 2.5: -58.7675
| 2 | 83.8 | 1: 91.4081; 1.1: 801.7462; 1.2: 1.0752; 1.3: 452.52; 1.4: 16.9274; 1.5: 801.7462; 1.6: 452.52; 1.7: 271.512; 1.8: 8.4594; 1.9: 2262.6; 2: 72.0573; 2.1: 95.1794; 2.2: 3585.7593; 2.3: 75.7068; 2.4: -2784.0131; 2.5: -58.7794
| 2 | 83.85 | 1: 91.5856; 1.1: 803.783; 1.2: 1.0779; 1.3: 452.79; 1.4: 16.9603; 1.5: 803.783; 1.6: 452.79; 1.7: 271.674; 1.8: 8.4594; 1.9: 2263.95; 2: 72.1003; 2.1: 95.18; 2.2: 3590.019; 2.3: 75.7516; 2.4: -2786.236; 2.5: -58.7912
| 2 | 83.9 | 1: 91.7634; 1.1: 805.8231; 1.2: 1.0806; 1.3: 453.06; 1.4: 16.9932; 1.5: 805.8231; 1.6: 453.06; 1.7: 271.836; 1.8: 8.4594; 1.9: 2265.3; 2: 72.1433; 2.1: 95.1805; 2.2: 3594.2811; 2.3: 75.7963; 2.4: -2788.4579; 2.5: -58.8031
| 2 | 83.95 | 1: 91.9413; 1.1: 807.8667; 1.2: 1.0834; 1.3: 453.33; 1.4: 17.0262; 1.5: 807.8667; 1.6: 453.33; 1.7: 271.998; 1.8: 8.4594; 1.9: 2266.65; 2: 72.1863; 2.1: 95.1811; 2.2: 3598.5455; 2.3: 75.841; 2.4: -2790.6788; 2.5: -58.8149
| 2 | 84 | 1: 92.1194; 1.1: 809.9136; 1.2: 1.0861; 1.3: 453.6; 1.4: 17.0591; 1.5: 809.9136; 1.6: 453.6; 1.7: 272.16; 1.8: 8.4594; 1.9: 2268; 2: 72.2293; 2.1: 95.1816; 2.2: 3602.8123; 2.3: 75.8857; 2.4: -2792.8987; 2.5: -58.8266
| 2 | 84.05 | 1: 92.2976; 1.1: 811.9639; 1.2: 1.0889; 1.3: 453.87; 1.4: 17.0922; 1.5: 811.9639; 1.6: 453.87; 1.7: 272.322; 1.8: 8.4594; 1.9: 2269.35; 2: 72.2723; 2.1: 95.1822; 2.2: 3607.0814; 2.3: 75.9305; 2.4: -2795.1175; 2.5: -58.8383
| 2 | 84.1 | 1: 92.4761; 1.1: 814.0176; 1.2: 1.0916; 1.3: 454.14; 1.4: 17.1252; 1.5: 814.0176; 1.6: 454.14; 1.7: 272.484; 1.8: 8.4594; 1.9: 2270.7; 2: 72.3153; 2.1: 95.1828; 2.2: 3611.3529; 2.3: 75.9752; 2.4: -2797.3353; 2.5: -58.85
| 2 | 84.15 | 1: 92.6547; 1.1: 816.0747; 1.2: 1.0944; 1.3: 454.41; 1.4: 17.1583; 1.5: 816.0747; 1.6: 454.41; 1.7: 272.646; 1.8: 8.4594; 1.9: 2272.05; 2: 72.3583; 2.1: 95.1833; 2.2: 3615.6267; 2.3: 76.0199; 2.4: -2799.552; 2.5: -58.8616
| 2 | 84.2 | 1: 92.8335; 1.1: 818.1351; 1.2: 1.0971; 1.3: 454.68; 1.4: 17.1914; 1.5: 818.1351; 1.6: 454.68; 1.7: 272.808; 1.8: 8.4594; 1.9: 2273.4; 2: 72.4013; 2.1: 95.1839; 2.2: 3619.9029; 2.3: 76.0646; 2.4: -2801.7678; 2.5: -58.8732
| 2 | 84.25 | 1: 93.0124; 1.1: 820.199; 1.2: 1.0999; 1.3: 454.95; 1.4: 17.2245; 1.5: 820.199; 1.6: 454.95; 1.7: 272.97; 1.8: 8.4594; 1.9: 2274.75; 2: 72.4443; 2.1: 95.1845; 2.2: 3624.1814; 2.3: 76.1093; 2.4: -2803.9824; 2.5: -58.8848
| 2 | 84.3 | 1: 93.1915; 1.1: 822.2662; 1.2: 1.1027; 1.3: 455.22; 1.4: 17.2577; 1.5: 822.2662; 1.6: 455.22; 1.7: 273.132; 1.8: 8.4594; 1.9: 2276.1; 2: 72.4873; 2.1: 95.1851; 2.2: 3628.4622; 2.3: 76.154; 2.4: -2806.196; 2.5: -58.8963
| 2 | 84.35 | 1: 93.3708; 1.1: 824.3369; 1.2: 1.1055; 1.3: 455.49; 1.4: 17.2909; 1.5: 824.3369; 1.6: 455.49; 1.7: 273.294; 1.8: 8.4594; 1.9: 2277.45; 2: 72.5303; 2.1: 95.1857; 2.2: 3632.7454; 2.3: 76.1987; 2.4: -2808.4085; 2.5: -58.9078
| 2 | 84.4 | 1: 93.5503; 1.1: 826.4109; 1.2: 1.1082; 1.3: 455.76; 1.4: 17.3241; 1.5: 826.4109; 1.6: 455.76; 1.7: 273.456; 1.8: 8.4594; 1.9: 2278.8; 2: 72.5732; 2.1: 95.1862; 2.2: 3637.0309; 2.3: 76.2434; 2.4: -2810.62; 2.5: -58.9193
| 2 | 84.45 | 1: 93.7299; 1.1: 828.4884; 1.2: 1.111; 1.3: 456.03; 1.4: 17.3574; 1.5: 828.4884; 1.6: 456.03; 1.7: 273.618; 1.8: 8.4594; 1.9: 2280.15; 2: 72.6162; 2.1: 95.1868; 2.2: 3641.3187; 2.3: 76.2881; 2.4: -2812.8304; 2.5: -58.9307
| 2 | 84.5 | 1: 93.9098; 1.1: 830.5692; 1.2: 1.1138; 1.3: 456.3; 1.4: 17.3907; 1.5: 830.5692; 1.6: 456.3; 1.7: 273.78; 1.8: 8.4594; 1.9: 2281.5; 2: 72.6592; 2.1: 95.1874; 2.2: 3645.6089; 2.3: 76.3328; 2.4: -2815.0397; 2.5: -58.9421
| 2 | 84.55 | 1: 94.0897; 1.1: 832.6535; 1.2: 1.1166; 1.3: 456.57; 1.4: 17.424; 1.5: 832.6535; 1.6: 456.57; 1.7: 273.942; 1.8: 8.4594; 1.9: 2282.85; 2: 72.7022; 2.1: 95.188; 2.2: 3649.9014; 2.3: 76.3775; 2.4: -2817.2479; 2.5: -58.9535
| 2 | 84.6 | 1: 94.2699; 1.1: 834.7412; 1.2: 1.1194; 1.3: 456.84; 1.4: 17.4574; 1.5: 834.7412; 1.6: 456.84; 1.7: 274.104; 1.8: 8.4594; 1.9: 2284.2; 2: 72.7452; 2.1: 95.1886; 2.2: 3654.1962; 2.3: 76.4222; 2.4: -2819.455; 2.5: -58.9648
| 2 | 84.65 | 1: 94.4502; 1.1: 836.8322; 1.2: 1.1222; 1.3: 457.11; 1.4: 17.4908; 1.5: 836.8322; 1.6: 457.11; 1.7: 274.266; 1.8: 8.4594; 1.9: 2285.55; 2: 72.7882; 2.1: 95.1893; 2.2: 3658.4933; 2.3: 76.4668; 2.4: -2821.661; 2.5: -58.9761
| 2 | 84.7 | 1: 94.6307; 1.1: 838.9267; 1.2: 1.125; 1.3: 457.38; 1.4: 17.5242; 1.5: 838.9267; 1.6: 457.38; 1.7: 274.428; 1.8: 8.4594; 1.9: 2286.9; 2: 72.8312; 2.1: 95.1899; 2.2: 3662.7927; 2.3: 76.5115; 2.4: -2823.8659; 2.5: -58.9873
| 2 | 84.75 | 1: 94.8114; 1.1: 841.0247; 1.2: 1.1278; 1.3: 457.65; 1.4: 17.5577; 1.5: 841.0247; 1.6: 457.65; 1.7: 274.59; 1.8: 8.4594; 1.9: 2288.25; 2: 72.8742; 2.1: 95.1905; 2.2: 3667.0944; 2.3: 76.5562; 2.4: -2826.0697; 2.5: -58.9985
| 2 | 84.8 | 1: 94.9923; 1.1: 843.126; 1.2: 1.1307; 1.3: 457.92; 1.4: 17.5912; 1.5: 843.126; 1.6: 457.92; 1.7: 274.752; 1.8: 8.4594; 1.9: 2289.6; 2: 72.9172; 2.1: 95.1911; 2.2: 3671.3984; 2.3: 76.6008; 2.4: -2828.2724; 2.5: -59.0097
| 2 | 84.85 | 1: 95.1733; 1.1: 845.2307; 1.2: 1.1335; 1.3: 458.19; 1.4: 17.6247; 1.5: 845.2307; 1.6: 458.19; 1.7: 274.914; 1.8: 8.4594; 1.9: 2290.95; 2: 72.9602; 2.1: 95.1918; 2.2: 3675.7047; 2.3: 76.6455; 2.4: -2830.474; 2.5: -59.0208
| 2 | 84.9 | 1: 95.3545; 1.1: 847.3389; 1.2: 1.1363; 1.3: 458.46; 1.4: 17.6582; 1.5: 847.3389; 1.6: 458.46; 1.7: 275.076; 1.8: 8.4594; 1.9: 2292.3; 2: 73.0032; 2.1: 95.1924; 2.2: 3680.0133; 2.3: 76.6901; 2.4: -2832.6744; 2.5: -59.0319
| 2 | 84.95 | 1: 95.5358; 1.1: 849.4505; 1.2: 1.1391; 1.3: 458.73; 1.4: 17.6918; 1.5: 849.4505; 1.6: 458.73; 1.7: 275.238; 1.8: 8.4594; 1.9: 2293.65; 2: 73.0462; 2.1: 95.193; 2.2: 3684.3242; 2.3: 76.7348; 2.4: -2834.8737; 2.5: -59.043
| 2 | 85 | 1: 95.7174; 1.1: 851.5656; 1.2: 1.142; 1.3: 459; 1.4: 17.7254; 1.5: 851.5656; 1.6: 459; 1.7: 275.4; 1.8: 8.4594; 1.9: 2295; 2: 73.0892; 2.1: 95.1937; 2.2: 3688.6374; 2.3: 76.7794; 2.4: -2837.0719; 2.5: -59.054
| 2 | 85.05 | 1: 95.8991; 1.1: 853.6841; 1.2: 1.1448; 1.3: 459.27; 1.4: 17.7591; 1.5: 853.6841; 1.6: 459.27; 1.7: 275.562; 1.8: 8.4594; 1.9: 2296.35; 2: 73.1322; 2.1: 95.1943; 2.2: 3692.9529; 2.3: 76.8241; 2.4: -2839.2689; 2.5: -59.065
| 2 | 85.1 | 1: 96.081; 1.1: 855.806; 1.2: 1.1477; 1.3: 459.54; 1.4: 17.7928; 1.5: 855.806; 1.6: 459.54; 1.7: 275.724; 1.8: 8.4594; 1.9: 2297.7; 2: 73.1752; 2.1: 95.195; 2.2: 3697.2707; 2.3: 76.8687; 2.4: -2841.4647; 2.5: -59.0759
| 2 | 85.15 | 1: 96.263; 1.1: 857.9314; 1.2: 1.1505; 1.3: 459.81; 1.4: 17.8265; 1.5: 857.9314; 1.6: 459.81; 1.7: 275.886; 1.8: 8.4594; 1.9: 2299.05; 2: 73.2182; 2.1: 95.1957; 2.2: 3701.5908; 2.3: 76.9133; 2.4: -2843.6594; 2.5: -59.0868
| 2 | 85.2 | 1: 96.4452; 1.1: 860.0602; 1.2: 1.1534; 1.3: 460.08; 1.4: 17.8602; 1.5: 860.0602; 1.6: 460.08; 1.7: 276.048; 1.8: 8.4594; 1.9: 2300.4; 2: 73.2611; 2.1: 95.1963; 2.2: 3705.9131; 2.3: 76.9579; 2.4: -2845.8529; 2.5: -59.0977
| 2 | 85.25 | 1: 96.6276; 1.1: 862.1924; 1.2: 1.1562; 1.3: 460.35; 1.4: 17.894; 1.5: 862.1924; 1.6: 460.35; 1.7: 276.21; 1.8: 8.4594; 1.9: 2301.75; 2: 73.3041; 2.1: 95.197; 2.2: 3710.2377; 2.3: 77.0026; 2.4: -2848.0453; 2.5: -59.1086
| 2 | 85.3 | 1: 96.8102; 1.1: 864.3281; 1.2: 1.1591; 1.3: 460.62; 1.4: 17.9278; 1.5: 864.3281; 1.6: 460.62; 1.7: 276.372; 1.8: 8.4594; 1.9: 2303.1; 2: 73.3471; 2.1: 95.1977; 2.2: 3714.5645; 2.3: 77.0472; 2.4: -2850.2365; 2.5: -59.1194
| 2 | 85.35 | 1: 96.993; 1.1: 866.4672; 1.2: 1.162; 1.3: 460.89; 1.4: 17.9617; 1.5: 866.4672; 1.6: 460.89; 1.7: 276.534; 1.8: 8.4594; 1.9: 2304.45; 2: 73.3901; 2.1: 95.1984; 2.2: 3718.8937; 2.3: 77.0918; 2.4: -2852.4264; 2.5: -59.1301
| 2 | 85.4 | 1: 97.1759; 1.1: 868.6098; 1.2: 1.1648; 1.3: 461.16; 1.4: 17.9955; 1.5: 868.6098; 1.6: 461.16; 1.7: 276.696; 1.8: 8.4594; 1.9: 2305.8; 2: 73.4331; 2.1: 95.1991; 2.2: 3723.2251; 2.3: 77.1364; 2.4: -2854.6152; 2.5: -59.1408
| 2 | 85.45 | 1: 97.359; 1.1: 870.7559; 1.2: 1.1677; 1.3: 461.43; 1.4: 18.0294; 1.5: 870.7559; 1.6: 461.43; 1.7: 276.858; 1.8: 8.4594; 1.9: 2307.15; 2: 73.4761; 2.1: 95.1998; 2.2: 3727.5587; 2.3: 77.181; 2.4: -2856.8028; 2.5: -59.1515
| 2 | 85.5 | 1: 97.5422; 1.1: 872.9054; 1.2: 1.1706; 1.3: 461.7; 1.4: 18.0634; 1.5: 872.9054; 1.6: 461.7; 1.7: 277.02; 1.8: 8.4594; 1.9: 2308.5; 2: 73.5191; 2.1: 95.2005; 2.2: 3731.8946; 2.3: 77.2256; 2.4: -2858.9892; 2.5: -59.1622
| 2 | 85.55 | 1: 97.7257; 1.1: 875.0584; 1.2: 1.1735; 1.3: 461.97; 1.4: 18.0973; 1.5: 875.0584; 1.6: 461.97; 1.7: 277.182; 1.8: 8.4594; 1.9: 2309.85; 2: 73.5621; 2.1: 95.2012; 2.2: 3736.2328; 2.3: 77.2702; 2.4: -2861.1744; 2.5: -59.1728
| 2 | 85.6 | 1: 97.9093; 1.1: 877.2148; 1.2: 1.1764; 1.3: 462.24; 1.4: 18.1313; 1.5: 877.2148; 1.6: 462.24; 1.7: 277.344; 1.8: 8.4594; 1.9: 2311.2; 2: 73.6051; 2.1: 95.2019; 2.2: 3740.5732; 2.3: 77.3147; 2.4: -2863.3584; 2.5: -59.1834
| 2 | 85.65 | 1: 98.093; 1.1: 879.3747; 1.2: 1.1793; 1.3: 462.51; 1.4: 18.1654; 1.5: 879.3747; 1.6: 462.51; 1.7: 277.506; 1.8: 8.4594; 1.9: 2312.55; 2: 73.6481; 2.1: 95.2026; 2.2: 3744.9158; 2.3: 77.3593; 2.4: -2865.5411; 2.5: -59.1939
| 2 | 85.7 | 1: 98.277; 1.1: 881.5381; 1.2: 1.1822; 1.3: 462.78; 1.4: 18.1994; 1.5: 881.5381; 1.6: 462.78; 1.7: 277.668; 1.8: 8.4594; 1.9: 2313.9; 2: 73.6911; 2.1: 95.2034; 2.2: 3749.2607; 2.3: 77.4039; 2.4: -2867.7226; 2.5: -59.2044
| 2 | 85.75 | 1: 98.4611; 1.1: 883.7049; 1.2: 1.1851; 1.3: 463.05; 1.4: 18.2335; 1.5: 883.7049; 1.6: 463.05; 1.7: 277.83; 1.8: 8.4594; 1.9: 2315.25; 2: 73.7341; 2.1: 95.2041; 2.2: 3753.6078; 2.3: 77.4484; 2.4: -2869.9029; 2.5: -59.2149
| 2 | 85.8 | 1: 98.6454; 1.1: 885.8753; 1.2: 1.188; 1.3: 463.32; 1.4: 18.2677; 1.5: 885.8753; 1.6: 463.32; 1.7: 277.992; 1.8: 8.4594; 1.9: 2316.6; 2: 73.7771; 2.1: 95.2048; 2.2: 3757.9572; 2.3: 77.493; 2.4: -2872.0819; 2.5: -59.2253
| 2 | 85.85 | 1: 98.8299; 1.1: 888.0491; 1.2: 1.1909; 1.3: 463.59; 1.4: 18.3018; 1.5: 888.0491; 1.6: 463.59; 1.7: 278.154; 1.8: 8.4594; 1.9: 2317.95; 2: 73.8201; 2.1: 95.2056; 2.2: 3762.3088; 2.3: 77.5375; 2.4: -2874.2597; 2.5: -59.2357
| 2 | 85.9 | 1: 99.0145; 1.1: 890.2263; 1.2: 1.1938; 1.3: 463.86; 1.4: 18.336; 1.5: 890.2263; 1.6: 463.86; 1.7: 278.316; 1.8: 8.4594; 1.9: 2319.3; 2: 73.8631; 2.1: 95.2063; 2.2: 3766.6626; 2.3: 77.5821; 2.4: -2876.4362; 2.5: -59.2461
| 2 | 85.95 | 1: 99.1993; 1.1: 892.4071; 1.2: 1.1967; 1.3: 464.13; 1.4: 18.3702; 1.5: 892.4071; 1.6: 464.13; 1.7: 278.478; 1.8: 8.4594; 1.9: 2320.65; 2: 73.9061; 2.1: 95.2071; 2.2: 3771.0186; 2.3: 77.6266; 2.4: -2878.6115; 2.5: -59.2564
| 2 | 86 | 1: 99.3843; 1.1: 894.5914; 1.2: 1.1997; 1.3: 464.4; 1.4: 18.4045; 1.5: 894.5914; 1.6: 464.4; 1.7: 278.64; 1.8: 8.4594; 1.9: 2322; 2: 73.949; 2.1: 95.2079; 2.2: 3775.3769; 2.3: 77.6711; 2.4: -2880.7855; 2.5: -59.2666
| 2 | 86.05 | 1: 99.5695; 1.1: 896.7791; 1.2: 1.2026; 1.3: 464.67; 1.4: 18.4388; 1.5: 896.7791; 1.6: 464.67; 1.7: 278.802; 1.8: 8.4594; 1.9: 2323.35; 2: 73.992; 2.1: 95.2086; 2.2: 3779.7373; 2.3: 77.7157; 2.4: -2882.9582; 2.5: -59.2769
| 2 | 86.1 | 1: 99.7548; 1.1: 898.9703; 1.2: 1.2055; 1.3: 464.94; 1.4: 18.4731; 1.5: 898.9703; 1.6: 464.94; 1.7: 278.964; 1.8: 8.4594; 1.9: 2324.7; 2: 74.035; 2.1: 95.2094; 2.2: 3784.1; 2.3: 77.7602; 2.4: -2885.1296; 2.5: -59.2871
| 2 | 86.15 | 1: 99.9403; 1.1: 901.165; 1.2: 1.2085; 1.3: 465.21; 1.4: 18.5075; 1.5: 901.165; 1.6: 465.21; 1.7: 279.126; 1.8: 8.4594; 1.9: 2326.05; 2: 74.078; 2.1: 95.2102; 2.2: 3788.4648; 2.3: 77.8047; 2.4: -2887.2998; 2.5: -59.2972
| 2 | 86.2 | 1: 100.126; 1.1: 903.3633; 1.2: 1.2114; 1.3: 465.48; 1.4: 18.5418; 1.5: 903.3633; 1.6: 465.48; 1.7: 279.288; 1.8: 8.4594; 1.9: 2327.4; 2: 74.121; 2.1: 95.211; 2.2: 3792.8319; 2.3: 77.8492; 2.4: -2889.4686; 2.5: -59.3074
| 2 | 86.25 | 1: 100.3118; 1.1: 905.565; 1.2: 1.2144; 1.3: 465.75; 1.4: 18.5763; 1.5: 905.565; 1.6: 465.75; 1.7: 279.45; 1.8: 8.4594; 1.9: 2328.75; 2: 74.164; 2.1: 95.2118; 2.2: 3797.2012; 2.3: 77.8937; 2.4: -2891.6362; 2.5: -59.3174
| 2 | 86.3 | 1: 100.4978; 1.1: 907.7702; 1.2: 1.2173; 1.3: 466.02; 1.4: 18.6107; 1.5: 907.7702; 1.6: 466.02; 1.7: 279.612; 1.8: 8.4594; 1.9: 2330.1; 2: 74.207; 2.1: 95.2126; 2.2: 3801.5726; 2.3: 77.9382; 2.4: -2893.8024; 2.5: -59.3275
| 2 | 86.35 | 1: 100.684; 1.1: 909.9789; 1.2: 1.2203; 1.3: 466.29; 1.4: 18.6452; 1.5: 909.9789; 1.6: 466.29; 1.7: 279.774; 1.8: 8.4594; 1.9: 2331.45; 2: 74.25; 2.1: 95.2135; 2.2: 3805.9462; 2.3: 77.9827; 2.4: -2895.9673; 2.5: -59.3375
| 2 | 86.4 | 1: 100.8704; 1.1: 912.1912; 1.2: 1.2233; 1.3: 466.56; 1.4: 18.6797; 1.5: 912.1912; 1.6: 466.56; 1.7: 279.936; 1.8: 8.4594; 1.9: 2332.8; 2: 74.293; 2.1: 95.2143; 2.2: 3810.3221; 2.3: 78.0272; 2.4: -2898.1309; 2.5: -59.3475
| 2 | 86.45 | 1: 101.0569; 1.1: 914.4069; 1.2: 1.2262; 1.3: 466.83; 1.4: 18.7142; 1.5: 914.4069; 1.6: 466.83; 1.7: 280.098; 1.8: 8.4594; 1.9: 2334.15; 2: 74.336; 2.1: 95.2151; 2.2: 3814.7001; 2.3: 78.0716; 2.4: -2900.2932; 2.5: -59.3574
| 2 | 86.5 | 1: 101.2436; 1.1: 916.6262; 1.2: 1.2292; 1.3: 467.1; 1.4: 18.7488; 1.5: 916.6262; 1.6: 467.1; 1.7: 280.26; 1.8: 8.4594; 1.9: 2335.5; 2: 74.379; 2.1: 95.2159; 2.2: 3819.0802; 2.3: 78.1161; 2.4: -2902.4541; 2.5: -59.3673
| 2 | 86.55 | 1: 101.4305; 1.1: 918.8489; 1.2: 1.2322; 1.3: 467.37; 1.4: 18.7834; 1.5: 918.8489; 1.6: 467.37; 1.7: 280.422; 1.8: 8.4594; 1.9: 2336.85; 2: 74.422; 2.1: 95.2168; 2.2: 3823.4626; 2.3: 78.1606; 2.4: -2904.6136; 2.5: -59.3771
| 2 | 86.6 | 1: 101.6176; 1.1: 921.0752; 1.2: 1.2352; 1.3: 467.64; 1.4: 18.8181; 1.5: 921.0752; 1.6: 467.64; 1.7: 280.584; 1.8: 8.4594; 1.9: 2338.2; 2: 74.465; 2.1: 95.2177; 2.2: 3827.8471; 2.3: 78.205; 2.4: -2906.7719; 2.5: -59.3869
| 2 | 86.65 | 1: 101.8048; 1.1: 923.305; 1.2: 1.2382; 1.3: 467.91; 1.4: 18.8527; 1.5: 923.305; 1.6: 467.91; 1.7: 280.746; 1.8: 8.4594; 1.9: 2339.55; 2: 74.508; 2.1: 95.2185; 2.2: 3832.2338; 2.3: 78.2494; 2.4: -2908.9287; 2.5: -59.3967
| 2 | 86.7 | 1: 101.9922; 1.1: 925.5384; 1.2: 1.2412; 1.3: 468.18; 1.4: 18.8874; 1.5: 925.5384; 1.6: 468.18; 1.7: 280.908; 1.8: 8.4594; 1.9: 2340.9; 2: 74.551; 2.1: 95.2194; 2.2: 3836.6226; 2.3: 78.2939; 2.4: -2911.0842; 2.5: -59.4064
| 2 | 86.75 | 1: 102.1798; 1.1: 927.7752; 1.2: 1.2442; 1.3: 468.45; 1.4: 18.9222; 1.5: 927.7752; 1.6: 468.45; 1.7: 281.07; 1.8: 8.4594; 1.9: 2342.25; 2: 74.5939; 2.1: 95.2203; 2.2: 3841.0136; 2.3: 78.3383; 2.4: -2913.2383; 2.5: -59.4161
| 2 | 86.8 | 1: 102.3675; 1.1: 930.0156; 1.2: 1.2472; 1.3: 468.72; 1.4: 18.9569; 1.5: 930.0156; 1.6: 468.72; 1.7: 281.232; 1.8: 8.4594; 1.9: 2343.6; 2: 74.6369; 2.1: 95.2212; 2.2: 3845.4067; 2.3: 78.3827; 2.4: -2915.3911; 2.5: -59.4258
| 2 | 86.85 | 1: 102.5554; 1.1: 932.2596; 1.2: 1.2502; 1.3: 468.99; 1.4: 18.9917; 1.5: 932.2596; 1.6: 468.99; 1.7: 281.394; 1.8: 8.4594; 1.9: 2344.95; 2: 74.6799; 2.1: 95.222; 2.2: 3849.802; 2.3: 78.4271; 2.4: -2917.5424; 2.5: -59.4354
| 2 | 86.9 | 1: 102.7435; 1.1: 934.507; 1.2: 1.2532; 1.3: 469.26; 1.4: 19.0266; 1.5: 934.507; 1.6: 469.26; 1.7: 281.556; 1.8: 8.4594; 1.9: 2346.3; 2: 74.7229; 2.1: 95.223; 2.2: 3854.1994; 2.3: 78.4716; 2.4: -2919.6924; 2.5: -59.445
| 2 | 86.95 | 1: 102.9318; 1.1: 936.758; 1.2: 1.2562; 1.3: 469.53; 1.4: 19.0614; 1.5: 936.758; 1.6: 469.53; 1.7: 281.718; 1.8: 8.4594; 1.9: 2347.65; 2: 74.7659; 2.1: 95.2239; 2.2: 3858.5989; 2.3: 78.516; 2.4: -2921.8409; 2.5: -59.4545
| 2 | 87 | 1: 103.1202; 1.1: 939.0125; 1.2: 1.2592; 1.3: 469.8; 1.4: 19.0963; 1.5: 939.0125; 1.6: 469.8; 1.7: 281.88; 1.8: 8.4594; 1.9: 2349; 2: 74.8089; 2.1: 95.2248; 2.2: 3863.0006; 2.3: 78.5603; 2.4: -2923.988; 2.5: -59.464
| 2 | 87.05 | 1: 103.3088; 1.1: 941.2706; 1.2: 1.2623; 1.3: 470.07; 1.4: 19.1313; 1.5: 941.2706; 1.6: 470.07; 1.7: 282.042; 1.8: 8.4594; 1.9: 2350.35; 2: 74.8519; 2.1: 95.2257; 2.2: 3867.4044; 2.3: 78.6047; 2.4: -2926.1338; 2.5: -59.4735
| 2 | 87.1 | 1: 103.4976; 1.1: 943.5322; 1.2: 1.2653; 1.3: 470.34; 1.4: 19.1662; 1.5: 943.5322; 1.6: 470.34; 1.7: 282.204; 1.8: 8.4594; 1.9: 2351.7; 2: 74.8949; 2.1: 95.2267; 2.2: 3871.8103; 2.3: 78.6491; 2.4: -2928.2781; 2.5: -59.4829
| 2 | 87.15 | 1: 103.6865; 1.1: 945.7974; 1.2: 1.2683; 1.3: 470.61; 1.4: 19.2012; 1.5: 945.7974; 1.6: 470.61; 1.7: 282.366; 1.8: 8.4594; 1.9: 2353.05; 2: 74.9379; 2.1: 95.2276; 2.2: 3876.2183; 2.3: 78.6935; 2.4: -2930.4209; 2.5: -59.4923
| 2 | 87.2 | 1: 103.8757; 1.1: 948.0661; 1.2: 1.2714; 1.3: 470.88; 1.4: 19.2362; 1.5: 948.0661; 1.6: 470.88; 1.7: 282.528; 1.8: 8.4594; 1.9: 2354.4; 2: 74.9809; 2.1: 95.2286; 2.2: 3880.6285; 2.3: 78.7378; 2.4: -2932.5623; 2.5: -59.5016
| 2 | 87.25 | 1: 104.0649; 1.1: 950.3384; 1.2: 1.2744; 1.3: 471.15; 1.4: 19.2713; 1.5: 950.3384; 1.6: 471.15; 1.7: 282.69; 1.8: 8.4594; 1.9: 2355.75; 2: 75.0239; 2.1: 95.2295; 2.2: 3885.0407; 2.3: 78.7822; 2.4: -2934.7023; 2.5: -59.5109
| 2 | 87.3 | 1: 104.2544; 1.1: 952.6142; 1.2: 1.2775; 1.3: 471.42; 1.4: 19.3064; 1.5: 952.6142; 1.6: 471.42; 1.7: 282.852; 1.8: 8.4594; 1.9: 2357.1; 2: 75.0669; 2.1: 95.2305; 2.2: 3889.4551; 2.3: 78.8265; 2.4: -2936.8408; 2.5: -59.5201
| 2 | 87.35 | 1: 104.444; 1.1: 954.8936; 1.2: 1.2805; 1.3: 471.69; 1.4: 19.3415; 1.5: 954.8936; 1.6: 471.69; 1.7: 283.014; 1.8: 8.4594; 1.9: 2358.45; 2: 75.1099; 2.1: 95.2315; 2.2: 3893.8715; 2.3: 78.8709; 2.4: -2938.9779; 2.5: -59.5294
| 2 | 87.4 | 1: 104.6339; 1.1: 957.1766; 1.2: 1.2836; 1.3: 471.96; 1.4: 19.3766; 1.5: 957.1766; 1.6: 471.96; 1.7: 283.176; 1.8: 8.4594; 1.9: 2359.8; 2: 75.1529; 2.1: 95.2325; 2.2: 3898.2901; 2.3: 78.9152; 2.4: -2941.1135; 2.5: -59.5385
| 2 | 87.45 | 1: 104.8238; 1.1: 959.4631; 1.2: 1.2867; 1.3: 472.23; 1.4: 19.4118; 1.5: 959.4631; 1.6: 472.23; 1.7: 283.338; 1.8: 8.4594; 1.9: 2361.15; 2: 75.1959; 2.1: 95.2335; 2.2: 3902.7107; 2.3: 78.9595; 2.4: -2943.2476; 2.5: -59.5477
| 2 | 87.5 | 1: 105.014; 1.1: 961.7532; 1.2: 1.2897; 1.3: 472.5; 1.4: 19.447; 1.5: 961.7532; 1.6: 472.5; 1.7: 283.5; 1.8: 8.4594; 1.9: 2362.5; 2: 75.2389; 2.1: 95.2345; 2.2: 3907.1334; 2.3: 79.0038; 2.4: -2945.3802; 2.5: -59.5568
| 2 | 87.55 | 1: 105.2043; 1.1: 964.0468; 1.2: 1.2928; 1.3: 472.77; 1.4: 19.4823; 1.5: 964.0468; 1.6: 472.77; 1.7: 283.662; 1.8: 8.4594; 1.9: 2363.85; 2: 75.2818; 2.1: 95.2355; 2.2: 3911.5582; 2.3: 79.0481; 2.4: -2947.5113; 2.5: -59.5658
| 2 | 87.6 | 1: 105.3948; 1.1: 966.3441; 1.2: 1.2959; 1.3: 473.04; 1.4: 19.5176; 1.5: 966.3441; 1.6: 473.04; 1.7: 283.824; 1.8: 8.4594; 1.9: 2365.2; 2: 75.3248; 2.1: 95.2365; 2.2: 3915.985; 2.3: 79.0924; 2.4: -2949.641; 2.5: -59.5748
| 2 | 87.65 | 1: 105.5855; 1.1: 968.6449; 1.2: 1.299; 1.3: 473.31; 1.4: 19.5529; 1.5: 968.6449; 1.6: 473.31; 1.7: 283.986; 1.8: 8.4594; 1.9: 2366.55; 2: 75.3678; 2.1: 95.2375; 2.2: 3920.4139; 2.3: 79.1367; 2.4: -2951.7691; 2.5: -59.5838
| 2 | 87.7 | 1: 105.7763; 1.1: 970.9492; 1.2: 1.3021; 1.3: 473.58; 1.4: 19.5882; 1.5: 970.9492; 1.6: 473.58; 1.7: 284.148; 1.8: 8.4594; 1.9: 2367.9; 2: 75.4108; 2.1: 95.2386; 2.2: 3924.8449; 2.3: 79.181; 2.4: -2953.8957; 2.5: -59.5927
| 2 | 87.75 | 1: 105.9674; 1.1: 973.2572; 1.2: 1.3052; 1.3: 473.85; 1.4: 19.6236; 1.5: 973.2572; 1.6: 473.85; 1.7: 284.31; 1.8: 8.4594; 1.9: 2369.25; 2: 75.4538; 2.1: 95.2396; 2.2: 3929.2779; 2.3: 79.2252; 2.4: -2956.0207; 2.5: -59.6016
| 2 | 87.8 | 1: 106.1585; 1.1: 975.5687; 1.2: 1.3083; 1.3: 474.12; 1.4: 19.659; 1.5: 975.5687; 1.6: 474.12; 1.7: 284.472; 1.8: 8.4594; 1.9: 2370.6; 2: 75.4968; 2.1: 95.2407; 2.2: 3933.713; 2.3: 79.2695; 2.4: -2958.1443; 2.5: -59.6105
| 2 | 87.85 | 1: 106.3499; 1.1: 977.8839; 1.2: 1.3114; 1.3: 474.39; 1.4: 19.6944; 1.5: 977.8839; 1.6: 474.39; 1.7: 284.634; 1.8: 8.4594; 1.9: 2371.95; 2: 75.5398; 2.1: 95.2418; 2.2: 3938.1502; 2.3: 79.3137; 2.4: -2960.2663; 2.5: -59.6193
| 2 | 87.9 | 1: 106.5414; 1.1: 980.2026; 1.2: 1.3145; 1.3: 474.66; 1.4: 19.7299; 1.5: 980.2026; 1.6: 474.66; 1.7: 284.796; 1.8: 8.4594; 1.9: 2373.3; 2: 75.5828; 2.1: 95.2429; 2.2: 3942.5893; 2.3: 79.358; 2.4: -2962.3868; 2.5: -59.6281
| 2 | 87.95 | 1: 106.7331; 1.1: 982.5249; 1.2: 1.3176; 1.3: 474.93; 1.4: 19.7654; 1.5: 982.5249; 1.6: 474.93; 1.7: 284.958; 1.8: 8.4594; 1.9: 2374.65; 2: 75.6258; 2.1: 95.244; 2.2: 3947.0305; 2.3: 79.4022; 2.4: -2964.5057; 2.5: -59.6368
| 2 | 88 | 1: 106.925; 1.1: 984.8508; 1.2: 1.3207; 1.3: 475.2; 1.4: 19.8009; 1.5: 984.8508; 1.6: 475.2; 1.7: 285.12; 1.8: 8.4594; 1.9: 2376; 2: 75.6688; 2.1: 95.2451; 2.2: 3951.4738; 2.3: 79.4464; 2.4: -2966.623; 2.5: -59.6455
| 2 | 88.05 | 1: 107.1171; 1.1: 987.1803; 1.2: 1.3238; 1.3: 475.47; 1.4: 19.8365; 1.5: 987.1803; 1.6: 475.47; 1.7: 285.282; 1.8: 8.4594; 1.9: 2377.35; 2: 75.7118; 2.1: 95.2462; 2.2: 3955.919; 2.3: 79.4906; 2.4: -2968.7387; 2.5: -59.6541
| 2 | 88.1 | 1: 107.3093; 1.1: 989.5134; 1.2: 1.327; 1.3: 475.74; 1.4: 19.8721; 1.5: 989.5134; 1.6: 475.74; 1.7: 285.444; 1.8: 8.4594; 1.9: 2378.7; 2: 75.7548; 2.1: 95.2473; 2.2: 3960.3663; 2.3: 79.5348; 2.4: -2970.8529; 2.5: -59.6627
| 2 | 88.15 | 1: 107.5017; 1.1: 991.8501; 1.2: 1.3301; 1.3: 476.01; 1.4: 19.9077; 1.5: 991.8501; 1.6: 476.01; 1.7: 285.606; 1.8: 8.4594; 1.9: 2380.05; 2: 75.7978; 2.1: 95.2484; 2.2: 3964.8156; 2.3: 79.579; 2.4: -2972.9655; 2.5: -59.6713
| 2 | 88.2 | 1: 107.6943; 1.1: 994.1904; 1.2: 1.3332; 1.3: 476.28; 1.4: 19.9434; 1.5: 994.1904; 1.6: 476.28; 1.7: 285.768; 1.8: 8.4594; 1.9: 2381.4; 2: 75.8408; 2.1: 95.2496; 2.2: 3969.2669; 2.3: 79.6232; 2.4: -2975.0765; 2.5: -59.6798
| 2 | 88.25 | 1: 107.887; 1.1: 996.5343; 1.2: 1.3364; 1.3: 476.55; 1.4: 19.9791; 1.5: 996.5343; 1.6: 476.55; 1.7: 285.93; 1.8: 8.4594; 1.9: 2382.75; 2: 75.8838; 2.1: 95.2508; 2.2: 3973.7202; 2.3: 79.6674; 2.4: -2977.1859; 2.5: -59.6883
| 2 | 88.3 | 1: 108.0799; 1.1: 998.8818; 1.2: 1.3395; 1.3: 476.82; 1.4: 20.0148; 1.5: 998.8818; 1.6: 476.82; 1.7: 286.092; 1.8: 8.4594; 1.9: 2384.1; 2: 75.9268; 2.1: 95.2519; 2.2: 3978.1755; 2.3: 79.7115; 2.4: -2979.2937; 2.5: -59.6967
| 2 | 88.35 | 1: 108.273; 1.1: 1001.233; 1.2: 1.3427; 1.3: 477.09; 1.4: 20.0506; 1.5: 1001.233; 1.6: 477.09; 1.7: 286.254; 1.8: 8.4594; 1.9: 2385.45; 2: 75.9697; 2.1: 95.2531; 2.2: 3982.6328; 2.3: 79.7557; 2.4: -2981.3998; 2.5: -59.7051
| 2 | 88.4 | 1: 108.4663; 1.1: 1003.5877; 1.2: 1.3458; 1.3: 477.36; 1.4: 20.0863; 1.5: 1003.5877; 1.6: 477.36; 1.7: 286.416; 1.8: 8.4594; 1.9: 2386.8; 2: 76.0127; 2.1: 95.2543; 2.2: 3987.0921; 2.3: 79.7998; 2.4: -2983.5044; 2.5: -59.7135
| 2 | 88.45 | 1: 108.6597; 1.1: 1005.9461; 1.2: 1.349; 1.3: 477.63; 1.4: 20.1222; 1.5: 1005.9461; 1.6: 477.63; 1.7: 286.578; 1.8: 8.4594; 1.9: 2388.15; 2: 76.0557; 2.1: 95.2555; 2.2: 3991.5534; 2.3: 79.8439; 2.4: -2985.6073; 2.5: -59.7218
| 2 | 88.5 | 1: 108.8533; 1.1: 1008.3081; 1.2: 1.3522; 1.3: 477.9; 1.4: 20.158; 1.5: 1008.3081; 1.6: 477.9; 1.7: 286.74; 1.8: 8.4594; 1.9: 2389.5; 2: 76.0987; 2.1: 95.2567; 2.2: 3996.0166; 2.3: 79.8881; 2.4: -2987.7085; 2.5: -59.73
| 2 | 88.55 | 1: 109.0471; 1.1: 1010.6737; 1.2: 1.3553; 1.3: 478.17; 1.4: 20.1939; 1.5: 1010.6737; 1.6: 478.17; 1.7: 286.902; 1.8: 8.4594; 1.9: 2390.85; 2: 76.1417; 2.1: 95.2579; 2.2: 4000.4818; 2.3: 79.9322; 2.4: -2989.8081; 2.5: -59.7383
| 2 | 88.6 | 1: 109.241; 1.1: 1013.0429; 1.2: 1.3585; 1.3: 478.44; 1.4: 20.2298; 1.5: 1013.0429; 1.6: 478.44; 1.7: 287.064; 1.8: 8.4594; 1.9: 2392.2; 2: 76.1847; 2.1: 95.2592; 2.2: 4004.949; 2.3: 79.9763; 2.4: -2991.906; 2.5: -59.7464
| 2 | 88.65 | 1: 109.4351; 1.1: 1015.4158; 1.2: 1.3617; 1.3: 478.71; 1.4: 20.2658; 1.5: 1015.4158; 1.6: 478.71; 1.7: 287.226; 1.8: 8.4594; 1.9: 2393.55; 2: 76.2277; 2.1: 95.2604; 2.2: 4009.4181; 2.3: 80.0204; 2.4: -2994.0023; 2.5: -59.7546
| 2 | 88.7 | 1: 109.6294; 1.1: 1017.7923; 1.2: 1.3649; 1.3: 478.98; 1.4: 20.3017; 1.5: 1017.7923; 1.6: 478.98; 1.7: 287.388; 1.8: 8.4594; 1.9: 2394.9; 2: 76.2707; 2.1: 95.2617; 2.2: 4013.8891; 2.3: 80.0644; 2.4: -2996.0968; 2.5: -59.7627
| 2 | 88.75 | 1: 109.8239; 1.1: 1020.1725; 1.2: 1.3681; 1.3: 479.25; 1.4: 20.3378; 1.5: 1020.1725; 1.6: 479.25; 1.7: 287.55; 1.8: 8.4594; 1.9: 2396.25; 2: 76.3137; 2.1: 95.2629; 2.2: 4018.3622; 2.3: 80.1085; 2.4: -2998.1897; 2.5: -59.7707
| 2 | 88.8 | 1: 110.0185; 1.1: 1022.5562; 1.2: 1.3713; 1.3: 479.52; 1.4: 20.3738; 1.5: 1022.5562; 1.6: 479.52; 1.7: 287.712; 1.8: 8.4594; 1.9: 2397.6; 2: 76.3567; 2.1: 95.2642; 2.2: 4022.8371; 2.3: 80.1525; 2.4: -3000.2809; 2.5: -59.7787
| 2 | 88.85 | 1: 110.2133; 1.1: 1024.9437; 1.2: 1.3745; 1.3: 479.79; 1.4: 20.4099; 1.5: 1024.9437; 1.6: 479.79; 1.7: 287.874; 1.8: 8.4594; 1.9: 2398.95; 2: 76.3997; 2.1: 95.2655; 2.2: 4027.314; 2.3: 80.1966; 2.4: -3002.3704; 2.5: -59.7867
| 2 | 88.9 | 1: 110.4083; 1.1: 1027.3347; 1.2: 1.3777; 1.3: 480.06; 1.4: 20.446; 1.5: 1027.3347; 1.6: 480.06; 1.7: 288.036; 1.8: 8.4594; 1.9: 2400.3; 2: 76.4427; 2.1: 95.2668; 2.2: 4031.7928; 2.3: 80.2406; 2.4: -3004.4581; 2.5: -59.7946
| 2 | 88.95 | 1: 110.6035; 1.1: 1029.7294; 1.2: 1.3809; 1.3: 480.33; 1.4: 20.4821; 1.5: 1029.7294; 1.6: 480.33; 1.7: 288.198; 1.8: 8.4594; 1.9: 2401.65; 2: 76.4857; 2.1: 95.2681; 2.2: 4036.2736; 2.3: 80.2846; 2.4: -3006.5442; 2.5: -59.8025
| 2 | 89 | 1: 110.7988; 1.1: 1032.1278; 1.2: 1.3841; 1.3: 480.6; 1.4: 20.5183; 1.5: 1032.1278; 1.6: 480.6; 1.7: 288.36; 1.8: 8.4594; 1.9: 2403; 2: 76.5287; 2.1: 95.2694; 2.2: 4040.7562; 2.3: 80.3287; 2.4: -3008.6285; 2.5: -59.8104
| 2 | 89.05 | 1: 110.9943; 1.1: 1034.5298; 1.2: 1.3873; 1.3: 480.87; 1.4: 20.5545; 1.5: 1034.5298; 1.6: 480.87; 1.7: 288.522; 1.8: 8.4594; 1.9: 2404.35; 2: 76.5717; 2.1: 95.2708; 2.2: 4045.2408; 2.3: 80.3727; 2.4: -3010.711; 2.5: -59.8182
| 2 | 89.1 | 1: 111.19; 1.1: 1036.9354; 1.2: 1.3906; 1.3: 481.14; 1.4: 20.5907; 1.5: 1036.9354; 1.6: 481.14; 1.7: 288.684; 1.8: 8.4594; 1.9: 2405.7; 2: 76.6146; 2.1: 95.2721; 2.2: 4049.7273; 2.3: 80.4166; 2.4: -3012.7918; 2.5: -59.8259
| 2 | 89.15 | 1: 111.3858; 1.1: 1039.3447; 1.2: 1.3938; 1.3: 481.41; 1.4: 20.627; 1.5: 1039.3447; 1.6: 481.41; 1.7: 288.846; 1.8: 8.4594; 1.9: 2407.05; 2: 76.6576; 2.1: 95.2735; 2.2: 4054.2156; 2.3: 80.4606; 2.4: -3014.8709; 2.5: -59.8336
| 2 | 89.2 | 1: 111.5818; 1.1: 1041.7577; 1.2: 1.397; 1.3: 481.68; 1.4: 20.6633; 1.5: 1041.7577; 1.6: 481.68; 1.7: 289.008; 1.8: 8.4594; 1.9: 2408.4; 2: 76.7006; 2.1: 95.2749; 2.2: 4058.7059; 2.3: 80.5046; 2.4: -3016.9482; 2.5: -59.8413
| 2 | 89.25 | 1: 111.778; 1.1: 1044.1744; 1.2: 1.4003; 1.3: 481.95; 1.4: 20.6996; 1.5: 1044.1744; 1.6: 481.95; 1.7: 289.17; 1.8: 8.4594; 1.9: 2409.75; 2: 76.7436; 2.1: 95.2763; 2.2: 4063.198; 2.3: 80.5485; 2.4: -3019.0237; 2.5: -59.8489
| 2 | 89.3 | 1: 111.9744; 1.1: 1046.5947; 1.2: 1.4035; 1.3: 482.22; 1.4: 20.736; 1.5: 1046.5947; 1.6: 482.22; 1.7: 289.332; 1.8: 8.4594; 1.9: 2411.1; 2: 76.7866; 2.1: 95.2777; 2.2: 4067.692; 2.3: 80.5925; 2.4: -3021.0974; 2.5: -59.8565
| 2 | 89.35 | 1: 112.1709; 1.1: 1049.0186; 1.2: 1.4068; 1.3: 482.49; 1.4: 20.7724; 1.5: 1049.0186; 1.6: 482.49; 1.7: 289.494; 1.8: 8.4594; 1.9: 2412.45; 2: 76.8296; 2.1: 95.2791; 2.2: 4072.1879; 2.3: 80.6364; 2.4: -3023.1693; 2.5: -59.864
| 2 | 89.4 | 1: 112.3676; 1.1: 1051.4463; 1.2: 1.41; 1.3: 482.76; 1.4: 20.8088; 1.5: 1051.4463; 1.6: 482.76; 1.7: 289.656; 1.8: 8.4594; 1.9: 2413.8; 2: 76.8726; 2.1: 95.2805; 2.2: 4076.6857; 2.3: 80.6803; 2.4: -3025.2394; 2.5: -59.8715
| 2 | 89.45 | 1: 112.5645; 1.1: 1053.8776; 1.2: 1.4133; 1.3: 483.03; 1.4: 20.8453; 1.5: 1053.8776; 1.6: 483.03; 1.7: 289.818; 1.8: 8.4594; 1.9: 2415.15; 2: 76.9156; 2.1: 95.282; 2.2: 4081.1853; 2.3: 80.7242; 2.4: -3027.3077; 2.5: -59.8789
| 2 | 89.5 | 1: 112.7615; 1.1: 1056.3125; 1.2: 1.4165; 1.3: 483.3; 1.4: 20.8818; 1.5: 1056.3125; 1.6: 483.3; 1.7: 289.98; 1.8: 8.4594; 1.9: 2416.5; 2: 76.9586; 2.1: 95.2834; 2.2: 4085.6867; 2.3: 80.7681; 2.4: -3029.3742; 2.5: -59.8863
| 2 | 89.55 | 1: 112.9588; 1.1: 1058.7512; 1.2: 1.4198; 1.3: 483.57; 1.4: 20.9183; 1.5: 1058.7512; 1.6: 483.57; 1.7: 290.142; 1.8: 8.4594; 1.9: 2417.85; 2: 77.0016; 2.1: 95.2849; 2.2: 4090.19; 2.3: 80.812; 2.4: -3031.4388; 2.5: -59.8937
| 2 | 89.6 | 1: 113.1562; 1.1: 1061.1935; 1.2: 1.4231; 1.3: 483.84; 1.4: 20.9548; 1.5: 1061.1935; 1.6: 483.84; 1.7: 290.304; 1.8: 8.4594; 1.9: 2419.2; 2: 77.0446; 2.1: 95.2864; 2.2: 4094.6952; 2.3: 80.8558; 2.4: -3033.5016; 2.5: -59.901
| 2 | 89.65 | 1: 113.3537; 1.1: 1063.6396; 1.2: 1.4264; 1.3: 484.11; 1.4: 20.9914; 1.5: 1063.6396; 1.6: 484.11; 1.7: 290.466; 1.8: 8.4594; 1.9: 2420.55; 2: 77.0876; 2.1: 95.2878; 2.2: 4099.2022; 2.3: 80.8997; 2.4: -3035.5626; 2.5: -59.9083
| 2 | 89.7 | 1: 113.5515; 1.1: 1066.0893; 1.2: 1.4296; 1.3: 484.38; 1.4: 21.028; 1.5: 1066.0893; 1.6: 484.38; 1.7: 290.628; 1.8: 8.4594; 1.9: 2421.9; 2: 77.1306; 2.1: 95.2894; 2.2: 4103.711; 2.3: 80.9435; 2.4: -3037.6217; 2.5: -59.9155
| 2 | 89.75 | 1: 113.7494; 1.1: 1068.5427; 1.2: 1.4329; 1.3: 484.65; 1.4: 21.0647; 1.5: 1068.5427; 1.6: 484.65; 1.7: 290.79; 1.8: 8.4594; 1.9: 2423.25; 2: 77.1736; 2.1: 95.2909; 2.2: 4108.2216; 2.3: 80.9874; 2.4: -3039.6789; 2.5: -59.9227
| 2 | 89.8 | 1: 113.9475; 1.1: 1070.9998; 1.2: 1.4362; 1.3: 484.92; 1.4: 21.1014; 1.5: 1070.9998; 1.6: 484.92; 1.7: 290.952; 1.8: 8.4594; 1.9: 2424.6; 2: 77.2166; 2.1: 95.2924; 2.2: 4112.734; 2.3: 81.0312; 2.4: -3041.7343; 2.5: -59.9298
| 2 | 89.85 | 1: 114.1457; 1.1: 1073.4606; 1.2: 1.4395; 1.3: 485.19; 1.4: 21.1381; 1.5: 1073.4606; 1.6: 485.19; 1.7: 291.114; 1.8: 8.4594; 1.9: 2425.95; 2: 77.2596; 2.1: 95.294; 2.2: 4117.2483; 2.3: 81.075; 2.4: -3043.7877; 2.5: -59.9369
| 2 | 89.9 | 1: 114.3441; 1.1: 1075.925; 1.2: 1.4428; 1.3: 485.46; 1.4: 21.1748; 1.5: 1075.925; 1.6: 485.46; 1.7: 291.276; 1.8: 8.4594; 1.9: 2427.3; 2: 77.3025; 2.1: 95.2955; 2.2: 4121.7643; 2.3: 81.1188; 2.4: -3045.8393; 2.5: -59.9439
| 2 | 89.95 | 1: 114.5427; 1.1: 1078.3932; 1.2: 1.4461; 1.3: 485.73; 1.4: 21.2116; 1.5: 1078.3932; 1.6: 485.73; 1.7: 291.438; 1.8: 8.4594; 1.9: 2428.65; 2: 77.3455; 2.1: 95.2971; 2.2: 4126.2822; 2.3: 81.1625; 2.4: -3047.8889; 2.5: -59.9509
| 2 | 90 | 1: 114.7415; 1.1: 1080.8651; 1.2: 1.4495; 1.3: 486; 1.4: 21.2484; 1.5: 1080.8651; 1.6: 486; 1.7: 291.6; 1.8: 8.4594; 1.9: 2430; 2: 77.3885; 2.1: 95.2987; 2.2: 4130.8018; 2.3: 81.2063; 2.4: -3049.9367; 2.5: -59.9579
| 2 | 90.05 | 1: 114.9405; 1.1: 1083.3407; 1.2: 1.4528; 1.3: 486.27; 1.4: 21.2853; 1.5: 1083.3407; 1.6: 486.27; 1.7: 291.762; 1.8: 8.4594; 1.9: 2431.35; 2: 77.4315; 2.1: 95.3003; 2.2: 4135.3232; 2.3: 81.25; 2.4: -3051.9825; 2.5: -59.9648
| 2 | 90.1 | 1: 115.1396; 1.1: 1085.82; 1.2: 1.4561; 1.3: 486.54; 1.4: 21.3221; 1.5: 1085.82; 1.6: 486.54; 1.7: 291.924; 1.8: 8.4594; 1.9: 2432.7; 2: 77.4745; 2.1: 95.3019; 2.2: 4139.8463; 2.3: 81.2938; 2.4: -3054.0263; 2.5: -59.9716
| 2 | 90.15 | 1: 115.3389; 1.1: 1088.303; 1.2: 1.4594; 1.3: 486.81; 1.4: 21.3591; 1.5: 1088.303; 1.6: 486.81; 1.7: 292.086; 1.8: 8.4594; 1.9: 2434.05; 2: 77.5175; 2.1: 95.3035; 2.2: 4144.3713; 2.3: 81.3375; 2.4: -3056.0683; 2.5: -59.9784
| 2 | 90.2 | 1: 115.5383; 1.1: 1090.7897; 1.2: 1.4628; 1.3: 487.08; 1.4: 21.396; 1.5: 1090.7897; 1.6: 487.08; 1.7: 292.248; 1.8: 8.4594; 1.9: 2435.4; 2: 77.5605; 2.1: 95.3052; 2.2: 4148.898; 2.3: 81.3812; 2.4: -3058.1082; 2.5: -59.9852
| 2 | 90.25 | 1: 115.738; 1.1: 1093.2802; 1.2: 1.4661; 1.3: 487.35; 1.4: 21.433; 1.5: 1093.2802; 1.6: 487.35; 1.7: 292.41; 1.8: 8.4594; 1.9: 2436.75; 2: 77.6035; 2.1: 95.3069; 2.2: 4153.4264; 2.3: 81.4249; 2.4: -3060.1462; 2.5: -59.9919
| 2 | 90.3 | 1: 115.9378; 1.1: 1095.7743; 1.2: 1.4695; 1.3: 487.62; 1.4: 21.47; 1.5: 1095.7743; 1.6: 487.62; 1.7: 292.572; 1.8: 8.4594; 1.9: 2438.1; 2: 77.6465; 2.1: 95.3085; 2.2: 4157.9566; 2.3: 81.4686; 2.4: -3062.1822; 2.5: -59.9986
| 2 | 90.35 | 1: 116.1378; 1.1: 1098.2722; 1.2: 1.4728; 1.3: 487.89; 1.4: 21.507; 1.5: 1098.2722; 1.6: 487.89; 1.7: 292.734; 1.8: 8.4594; 1.9: 2439.45; 2: 77.6895; 2.1: 95.3102; 2.2: 4162.4885; 2.3: 81.5122; 2.4: -3064.2163; 2.5: -60.0052
| 2 | 90.4 | 1: 116.3379; 1.1: 1100.7738; 1.2: 1.4762; 1.3: 488.16; 1.4: 21.5441; 1.5: 1100.7738; 1.6: 488.16; 1.7: 292.896; 1.8: 8.4594; 1.9: 2440.8; 2: 77.7325; 2.1: 95.3119; 2.2: 4167.0221; 2.3: 81.5559; 2.4: -3066.2483; 2.5: -60.0118
| 2 | 90.45 | 1: 116.5382; 1.1: 1103.2791; 1.2: 1.4795; 1.3: 488.43; 1.4: 21.5812; 1.5: 1103.2791; 1.6: 488.43; 1.7: 293.058; 1.8: 8.4594; 1.9: 2442.15; 2: 77.7755; 2.1: 95.3137; 2.2: 4171.5575; 2.3: 81.5995; 2.4: -3068.2784; 2.5: -60.0183
| 2 | 90.5 | 1: 116.7387; 1.1: 1105.7882; 1.2: 1.4829; 1.3: 488.7; 1.4: 21.6183; 1.5: 1105.7882; 1.6: 488.7; 1.7: 293.22; 1.8: 8.4594; 1.9: 2443.5; 2: 77.8185; 2.1: 95.3154; 2.2: 4176.0946; 2.3: 81.6431; 2.4: -3070.3064; 2.5: -60.0248
| 2 | 90.55 | 1: 116.9394; 1.1: 1108.301; 1.2: 1.4863; 1.3: 488.97; 1.4: 21.6554; 1.5: 1108.301; 1.6: 488.97; 1.7: 293.382; 1.8: 8.4594; 1.9: 2444.85; 2: 77.8615; 2.1: 95.3172; 2.2: 4180.6333; 2.3: 81.6867; 2.4: -3072.3324; 2.5: -60.0313
| 2 | 90.6 | 1: 117.1402; 1.1: 1110.8175; 1.2: 1.4896; 1.3: 489.24; 1.4: 21.6926; 1.5: 1110.8175; 1.6: 489.24; 1.7: 293.544; 1.8: 8.4594; 1.9: 2446.2; 2: 77.9045; 2.1: 95.3189; 2.2: 4185.1738; 2.3: 81.7303; 2.4: -3074.3563; 2.5: -60.0377
| 2 | 90.65 | 1: 117.3413; 1.1: 1113.3378; 1.2: 1.493; 1.3: 489.51; 1.4: 21.7299; 1.5: 1113.3378; 1.6: 489.51; 1.7: 293.706; 1.8: 8.4594; 1.9: 2447.55; 2: 77.9475; 2.1: 95.3207; 2.2: 4189.716; 2.3: 81.7739; 2.4: -3076.3782; 2.5: -60.044
| 2 | 90.7 | 1: 117.5424; 1.1: 1115.8618; 1.2: 1.4964; 1.3: 489.78; 1.4: 21.7671; 1.5: 1115.8618; 1.6: 489.78; 1.7: 293.868; 1.8: 8.4594; 1.9: 2448.9; 2: 77.9904; 2.1: 95.3225; 2.2: 4194.2598; 2.3: 81.8174; 2.4: -3078.3981; 2.5: -60.0503
| 2 | 90.75 | 1: 117.7438; 1.1: 1118.3895; 1.2: 1.4998; 1.3: 490.05; 1.4: 21.8044; 1.5: 1118.3895; 1.6: 490.05; 1.7: 294.03; 1.8: 8.4594; 1.9: 2450.25; 2: 78.0334; 2.1: 95.3243; 2.2: 4198.8054; 2.3: 81.861; 2.4: -3080.4159; 2.5: -60.0566
| 2 | 90.8 | 1: 117.9453; 1.1: 1120.921; 1.2: 1.5032; 1.3: 490.32; 1.4: 21.8417; 1.5: 1120.921; 1.6: 490.32; 1.7: 294.192; 1.8: 8.4594; 1.9: 2451.6; 2: 78.0764; 2.1: 95.3262; 2.2: 4203.3526; 2.3: 81.9045; 2.4: -3082.4316; 2.5: -60.0628
| 2 | 90.85 | 1: 118.147; 1.1: 1123.4562; 1.2: 1.5066; 1.3: 490.59; 1.4: 21.8791; 1.5: 1123.4562; 1.6: 490.59; 1.7: 294.354; 1.8: 8.4594; 1.9: 2452.95; 2: 78.1194; 2.1: 95.328; 2.2: 4207.9014; 2.3: 81.948; 2.4: -3084.4452; 2.5: -60.0689
| 2 | 90.9 | 1: 118.3489; 1.1: 1125.9952; 1.2: 1.51; 1.3: 490.86; 1.4: 21.9165; 1.5: 1125.9952; 1.6: 490.86; 1.7: 294.516; 1.8: 8.4594; 1.9: 2454.3; 2: 78.1624; 2.1: 95.3299; 2.2: 4212.4519; 2.3: 81.9915; 2.4: -3086.4567; 2.5: -60.0751
| 2 | 90.95 | 1: 118.551; 1.1: 1128.538; 1.2: 1.5134; 1.3: 491.13; 1.4: 21.9539; 1.5: 1128.538; 1.6: 491.13; 1.7: 294.678; 1.8: 8.4594; 1.9: 2455.65; 2: 78.2054; 2.1: 95.3318; 2.2: 4217.0041; 2.3: 82.035; 2.4: -3088.4661; 2.5: -60.0811
| 2 | 91 | 1: 118.7532; 1.1: 1131.0845; 1.2: 1.5168; 1.3: 491.4; 1.4: 21.9913; 1.5: 1131.0845; 1.6: 491.4; 1.7: 294.84; 1.8: 8.4594; 1.9: 2457; 2: 78.2484; 2.1: 95.3337; 2.2: 4221.5579; 2.3: 82.0785; 2.4: -3090.4734; 2.5: -60.0871
| 2 | 91.05 | 1: 118.9556; 1.1: 1133.6347; 1.2: 1.5202; 1.3: 491.67; 1.4: 22.0288; 1.5: 1133.6347; 1.6: 491.67; 1.7: 295.002; 1.8: 8.4594; 1.9: 2458.35; 2: 78.2914; 2.1: 95.3356; 2.2: 4226.1133; 2.3: 82.1219; 2.4: -3092.4786; 2.5: -60.0931
| 2 | 91.1 | 1: 119.1581; 1.1: 1136.1888; 1.2: 1.5237; 1.3: 491.94; 1.4: 22.0663; 1.5: 1136.1888; 1.6: 491.94; 1.7: 295.164; 1.8: 8.4594; 1.9: 2459.7; 2: 78.3344; 2.1: 95.3375; 2.2: 4230.6703; 2.3: 82.1653; 2.4: -3094.4816; 2.5: -60.099
| 2 | 91.15 | 1: 119.3609; 1.1: 1138.7465; 1.2: 1.5271; 1.3: 492.21; 1.4: 22.1039; 1.5: 1138.7465; 1.6: 492.21; 1.7: 295.326; 1.8: 8.4594; 1.9: 2461.05; 2: 78.3774; 2.1: 95.3395; 2.2: 4235.229; 2.3: 82.2088; 2.4: -3096.4825; 2.5: -60.1049
| 2 | 91.2 | 1: 119.5638; 1.1: 1141.3081; 1.2: 1.5305; 1.3: 492.48; 1.4: 22.1414; 1.5: 1141.3081; 1.6: 492.48; 1.7: 295.488; 1.8: 8.4594; 1.9: 2462.4; 2: 78.4204; 2.1: 95.3414; 2.2: 4239.7893; 2.3: 82.2522; 2.4: -3098.4812; 2.5: -60.1107
| 2 | 91.25 | 1: 119.7669; 1.1: 1143.8734; 1.2: 1.534; 1.3: 492.75; 1.4: 22.179; 1.5: 1143.8734; 1.6: 492.75; 1.7: 295.65; 1.8: 8.4594; 1.9: 2463.75; 2: 78.4634; 2.1: 95.3434; 2.2: 4244.3511; 2.3: 82.2955; 2.4: -3100.4777; 2.5: -60.1165
| 2 | 91.3 | 1: 119.9701; 1.1: 1146.4425; 1.2: 1.5374; 1.3: 493.02; 1.4: 22.2167; 1.5: 1146.4425; 1.6: 493.02; 1.7: 295.812; 1.8: 8.4594; 1.9: 2465.1; 2: 78.5064; 2.1: 95.3454; 2.2: 4248.9146; 2.3: 82.3389; 2.4: -3102.4721; 2.5: -60.1222
| 2 | 91.35 | 1: 120.1736; 1.1: 1149.0154; 1.2: 1.5409; 1.3: 493.29; 1.4: 22.2544; 1.5: 1149.0154; 1.6: 493.29; 1.7: 295.974; 1.8: 8.4594; 1.9: 2466.45; 2: 78.5494; 2.1: 95.3474; 2.2: 4253.4796; 2.3: 82.3823; 2.4: -3104.4642; 2.5: -60.1279
| 2 | 91.4 | 1: 120.3772; 1.1: 1151.592; 1.2: 1.5443; 1.3: 493.56; 1.4: 22.2921; 1.5: 1151.592; 1.6: 493.56; 1.7: 296.136; 1.8: 8.4594; 1.9: 2467.8; 2: 78.5924; 2.1: 95.3495; 2.2: 4258.0462; 2.3: 82.4256; 2.4: -3106.4542; 2.5: -60.1335
| 2 | 91.45 | 1: 120.5809; 1.1: 1154.1725; 1.2: 1.5478; 1.3: 493.83; 1.4: 22.3298; 1.5: 1154.1725; 1.6: 493.83; 1.7: 296.298; 1.8: 8.4594; 1.9: 2469.15; 2: 78.6354; 2.1: 95.3515; 2.2: 4262.6144; 2.3: 82.4689; 2.4: -3108.4419; 2.5: -60.1391
| 2 | 91.5 | 1: 120.7849; 1.1: 1156.7567; 1.2: 1.5512; 1.3: 494.1; 1.4: 22.3676; 1.5: 1156.7567; 1.6: 494.1; 1.7: 296.46; 1.8: 8.4594; 1.9: 2470.5; 2: 78.6783; 2.1: 95.3536; 2.2: 4267.1841; 2.3: 82.5122; 2.4: -3110.4274; 2.5: -60.1446
| 2 | 91.55 | 1: 120.989; 1.1: 1159.3447; 1.2: 1.5547; 1.3: 494.37; 1.4: 22.4054; 1.5: 1159.3447; 1.6: 494.37; 1.7: 296.622; 1.8: 8.4594; 1.9: 2471.85; 2: 78.7213; 2.1: 95.3557; 2.2: 4271.7554; 2.3: 82.5555; 2.4: -3112.4107; 2.5: -60.1501
| 2 | 91.6 | 1: 121.1933; 1.1: 1161.9365; 1.2: 1.5582; 1.3: 494.64; 1.4: 22.4432; 1.5: 1161.9365; 1.6: 494.64; 1.7: 296.784; 1.8: 8.4594; 1.9: 2473.2; 2: 78.7643; 2.1: 95.3578; 2.2: 4276.3282; 2.3: 82.5987; 2.4: -3114.3917; 2.5: -60.1555
| 2 | 91.65 | 1: 121.3977; 1.1: 1164.532; 1.2: 1.5617; 1.3: 494.91; 1.4: 22.4811; 1.5: 1164.532; 1.6: 494.91; 1.7: 296.946; 1.8: 8.4594; 1.9: 2474.55; 2: 78.8073; 2.1: 95.3599; 2.2: 4280.9025; 2.3: 82.642; 2.4: -3116.3705; 2.5: -60.1609
| 2 | 91.7 | 1: 121.6024; 1.1: 1167.1314; 1.2: 1.5651; 1.3: 495.18; 1.4: 22.519; 1.5: 1167.1314; 1.6: 495.18; 1.7: 297.108; 1.8: 8.4594; 1.9: 2475.9; 2: 78.8503; 2.1: 95.3621; 2.2: 4285.4784; 2.3: 82.6852; 2.4: -3118.347; 2.5: -60.1663
| 2 | 91.75 | 1: 121.8072; 1.1: 1169.7346; 1.2: 1.5686; 1.3: 495.45; 1.4: 22.5569; 1.5: 1169.7346; 1.6: 495.45; 1.7: 297.27; 1.8: 8.4594; 1.9: 2477.25; 2: 78.8933; 2.1: 95.3642; 2.2: 4290.0558; 2.3: 82.7284; 2.4: -3120.3212; 2.5: -60.1715
| 2 | 91.8 | 1: 122.0122; 1.1: 1172.3416; 1.2: 1.5721; 1.3: 495.72; 1.4: 22.5948; 1.5: 1172.3416; 1.6: 495.72; 1.7: 297.432; 1.8: 8.4594; 1.9: 2478.6; 2: 78.9363; 2.1: 95.3664; 2.2: 4294.6346; 2.3: 82.7716; 2.4: -3122.2931; 2.5: -60.1768
| 2 | 91.85 | 1: 122.2173; 1.1: 1174.9523; 1.2: 1.5756; 1.3: 495.99; 1.4: 22.6328; 1.5: 1174.9523; 1.6: 495.99; 1.7: 297.594; 1.8: 8.4594; 1.9: 2479.95; 2: 78.9793; 2.1: 95.3686; 2.2: 4299.215; 2.3: 82.8148; 2.4: -3124.2627; 2.5: -60.1819
| 2 | 91.9 | 1: 122.4226; 1.1: 1177.5669; 1.2: 1.5791; 1.3: 496.26; 1.4: 22.6709; 1.5: 1177.5669; 1.6: 496.26; 1.7: 297.756; 1.8: 8.4594; 1.9: 2481.3; 2: 79.0223; 2.1: 95.3708; 2.2: 4303.7969; 2.3: 82.8579; 2.4: -3126.23; 2.5: -60.1871
| 2 | 91.95 | 1: 122.6281; 1.1: 1180.1853; 1.2: 1.5827; 1.3: 496.53; 1.4: 22.7089; 1.5: 1180.1853; 1.6: 496.53; 1.7: 297.918; 1.8: 8.4594; 1.9: 2482.65; 2: 79.0653; 2.1: 95.3731; 2.2: 4308.3802; 2.3: 82.9011; 2.4: -3128.1949; 2.5: -60.1922
| 2 | 92 | 1: 122.8338; 1.1: 1182.8075; 1.2: 1.5862; 1.3: 496.8; 1.4: 22.747; 1.5: 1182.8075; 1.6: 496.8; 1.7: 298.08; 1.8: 8.4594; 1.9: 2484; 2: 79.1083; 2.1: 95.3753; 2.2: 4312.9651; 2.3: 82.9442; 2.4: -3130.1576; 2.5: -60.1972
| 2 | 92.05 | 1: 123.0396; 1.1: 1185.4335; 1.2: 1.5897; 1.3: 497.07; 1.4: 22.7851; 1.5: 1185.4335; 1.6: 497.07; 1.7: 298.242; 1.8: 8.4594; 1.9: 2485.35; 2: 79.1513; 2.1: 95.3776; 2.2: 4317.5513; 2.3: 82.9873; 2.4: -3132.1178; 2.5: -60.2022
| 2 | 92.1 | 1: 123.2456; 1.1: 1188.0633; 1.2: 1.5932; 1.3: 497.34; 1.4: 22.8233; 1.5: 1188.0633; 1.6: 497.34; 1.7: 298.404; 1.8: 8.4594; 1.9: 2486.7; 2: 79.1943; 2.1: 95.3799; 2.2: 4322.1391; 2.3: 83.0304; 2.4: -3134.0757; 2.5: -60.2071
| 2 | 92.15 | 1: 123.4518; 1.1: 1190.697; 1.2: 1.5968; 1.3: 497.61; 1.4: 22.8614; 1.5: 1190.697; 1.6: 497.61; 1.7: 298.566; 1.8: 8.4594; 1.9: 2488.05; 2: 79.2373; 2.1: 95.3822; 2.2: 4326.7282; 2.3: 83.0734; 2.4: -3136.0313; 2.5: -60.212
| 2 | 92.2 | 1: 123.6582; 1.1: 1193.3344; 1.2: 1.6003; 1.3: 497.88; 1.4: 22.8997; 1.5: 1193.3344; 1.6: 497.88; 1.7: 298.728; 1.8: 8.4594; 1.9: 2489.4; 2: 79.2803; 2.1: 95.3845; 2.2: 4331.3189; 2.3: 83.1165; 2.4: -3137.9844; 2.5: -60.2168
| 2 | 92.25 | 1: 123.8647; 1.1: 1195.9757; 1.2: 1.6038; 1.3: 498.15; 1.4: 22.9379; 1.5: 1195.9757; 1.6: 498.15; 1.7: 298.89; 1.8: 8.4594; 1.9: 2490.75; 2: 79.3232; 2.1: 95.3869; 2.2: 4335.9109; 2.3: 83.1595; 2.4: -3139.9352; 2.5: -60.2216
| 2 | 92.3 | 1: 124.0714; 1.1: 1198.6209; 1.2: 1.6074; 1.3: 498.42; 1.4: 22.9762; 1.5: 1198.6209; 1.6: 498.42; 1.7: 299.052; 1.8: 8.4594; 1.9: 2492.1; 2: 79.3662; 2.1: 95.3893; 2.2: 4340.5043; 2.3: 83.2025; 2.4: -3141.8835; 2.5: -60.2263
| 2 | 92.35 | 1: 124.2783; 1.1: 1201.2698; 1.2: 1.6109; 1.3: 498.69; 1.4: 23.0145; 1.5: 1201.2698; 1.6: 498.69; 1.7: 299.214; 1.8: 8.4594; 1.9: 2493.45; 2: 79.4092; 2.1: 95.3917; 2.2: 4345.0992; 2.3: 83.2455; 2.4: -3143.8294; 2.5: -60.231
| 2 | 92.4 | 1: 124.4853; 1.1: 1203.9226; 1.2: 1.6145; 1.3: 498.96; 1.4: 23.0528; 1.5: 1203.9226; 1.6: 498.96; 1.7: 299.376; 1.8: 8.4594; 1.9: 2494.8; 2: 79.4522; 2.1: 95.3941; 2.2: 4349.6955; 2.3: 83.2884; 2.4: -3145.7729; 2.5: -60.2356
| 2 | 92.45 | 1: 124.6926; 1.1: 1206.5792; 1.2: 1.618; 1.3: 499.23; 1.4: 23.0912; 1.5: 1206.5792; 1.6: 499.23; 1.7: 299.538; 1.8: 8.4594; 1.9: 2496.15; 2: 79.4952; 2.1: 95.3965; 2.2: 4354.2931; 2.3: 83.3314; 2.4: -3147.7139; 2.5: -60.2402
| 2 | 92.5 | 1: 124.8999; 1.1: 1209.2396; 1.2: 1.6216; 1.3: 499.5; 1.4: 23.1296; 1.5: 1209.2396; 1.6: 499.5; 1.7: 299.7; 1.8: 8.4594; 1.9: 2497.5; 2: 79.5382; 2.1: 95.399; 2.2: 4358.8921; 2.3: 83.3743; 2.4: -3149.6525; 2.5: -60.2447
| 2 | 92.55 | 1: 125.1075; 1.1: 1211.9039; 1.2: 1.6252; 1.3: 499.77; 1.4: 23.1681; 1.5: 1211.9039; 1.6: 499.77; 1.7: 299.862; 1.8: 8.4594; 1.9: 2498.85; 2: 79.5812; 2.1: 95.4014; 2.2: 4363.4925; 2.3: 83.4172; 2.4: -3151.5886; 2.5: -60.2492
| 2 | 92.6 | 1: 125.3152; 1.1: 1214.5721; 1.2: 1.6288; 1.3: 500.04; 1.4: 23.2065; 1.5: 1214.5721; 1.6: 500.04; 1.7: 300.024; 1.8: 8.4594; 1.9: 2500.2; 2: 79.6242; 2.1: 95.4039; 2.2: 4368.0943; 2.3: 83.4601; 2.4: -3153.5222; 2.5: -60.2536
| 2 | 92.65 | 1: 125.5232; 1.1: 1217.2441; 1.2: 1.6324; 1.3: 500.31; 1.4: 23.245; 1.5: 1217.2441; 1.6: 500.31; 1.7: 300.186; 1.8: 8.4594; 1.9: 2501.55; 2: 79.6672; 2.1: 95.4064; 2.2: 4372.6974; 2.3: 83.503; 2.4: -3155.4534; 2.5: -60.2579
| 2 | 92.7 | 1: 125.7312; 1.1: 1219.9199; 1.2: 1.6359; 1.3: 500.58; 1.4: 23.2836; 1.5: 1219.9199; 1.6: 500.58; 1.7: 300.348; 1.8: 8.4594; 1.9: 2502.9; 2: 79.7102; 2.1: 95.409; 2.2: 4377.3019; 2.3: 83.5458; 2.4: -3157.382; 2.5: -60.2622
| 2 | 92.75 | 1: 125.9395; 1.1: 1222.5996; 1.2: 1.6395; 1.3: 500.85; 1.4: 23.3221; 1.5: 1222.5996; 1.6: 500.85; 1.7: 300.51; 1.8: 8.4594; 1.9: 2504.25; 2: 79.7532; 2.1: 95.4115; 2.2: 4381.9077; 2.3: 83.5886; 2.4: -3159.3081; 2.5: -60.2665
| 2 | 92.8 | 1: 126.1479; 1.1: 1225.2831; 1.2: 1.6431; 1.3: 501.12; 1.4: 23.3607; 1.5: 1225.2831; 1.6: 501.12; 1.7: 300.672; 1.8: 8.4594; 1.9: 2505.6; 2: 79.7962; 2.1: 95.4141; 2.2: 4386.5148; 2.3: 83.6314; 2.4: -3161.2317; 2.5: -60.2707
| 2 | 92.85 | 1: 126.3565; 1.1: 1227.9705; 1.2: 1.6467; 1.3: 501.39; 1.4: 23.3994; 1.5: 1227.9705; 1.6: 501.39; 1.7: 300.834; 1.8: 8.4594; 1.9: 2506.95; 2: 79.8392; 2.1: 95.4167; 2.2: 4391.1232; 2.3: 83.6742; 2.4: -3163.1527; 2.5: -60.2748
| 2 | 92.9 | 1: 126.5653; 1.1: 1230.6617; 1.2: 1.6503; 1.3: 501.66; 1.4: 23.438; 1.5: 1230.6617; 1.6: 501.66; 1.7: 300.996; 1.8: 8.4594; 1.9: 2508.3; 2: 79.8822; 2.1: 95.4193; 2.2: 4395.7329; 2.3: 83.717; 2.4: -3165.0712; 2.5: -60.2789
| 2 | 92.95 | 1: 126.7742; 1.1: 1233.3569; 1.2: 1.654; 1.3: 501.93; 1.4: 23.4767; 1.5: 1233.3569; 1.6: 501.93; 1.7: 301.158; 1.8: 8.4594; 1.9: 2509.65; 2: 79.9252; 2.1: 95.422; 2.2: 4400.344; 2.3: 83.7597; 2.4: -3166.9871; 2.5: -60.283
| 2 | 93 | 1: 126.9833; 1.1: 1236.0558; 1.2: 1.6576; 1.3: 502.2; 1.4: 23.5154; 1.5: 1236.0558; 1.6: 502.2; 1.7: 301.32; 1.8: 8.4594; 1.9: 2511; 2: 79.9682; 2.1: 95.4246; 2.2: 4404.9563; 2.3: 83.8024; 2.4: -3168.9004; 2.5: -60.287
| 2 | 93.05 | 1: 127.1926; 1.1: 1238.7587; 1.2: 1.6612; 1.3: 502.47; 1.4: 23.5542; 1.5: 1238.7587; 1.6: 502.47; 1.7: 301.482; 1.8: 8.4594; 1.9: 2512.35; 2: 80.0111; 2.1: 95.4273; 2.2: 4409.5698; 2.3: 83.8451; 2.4: -3170.8112; 2.5: -60.2909
| 2 | 93.1 | 1: 127.4021; 1.1: 1241.4654; 1.2: 1.6648; 1.3: 502.74; 1.4: 23.593; 1.5: 1241.4654; 1.6: 502.74; 1.7: 301.644; 1.8: 8.4594; 1.9: 2513.7; 2: 80.0541; 2.1: 95.43; 2.2: 4414.1847; 2.3: 83.8878; 2.4: -3172.7193; 2.5: -60.2948
| 2 | 93.15 | 1: 127.6117; 1.1: 1244.176; 1.2: 1.6685; 1.3: 503.01; 1.4: 23.6318; 1.5: 1244.176; 1.6: 503.01; 1.7: 301.806; 1.8: 8.4594; 1.9: 2515.05; 2: 80.0971; 2.1: 95.4328; 2.2: 4418.8008; 2.3: 83.9304; 2.4: -3174.6248; 2.5: -60.2986
| 2 | 93.2 | 1: 127.8215; 1.1: 1246.8904; 1.2: 1.6721; 1.3: 503.28; 1.4: 23.6707; 1.5: 1246.8904; 1.6: 503.28; 1.7: 301.968; 1.8: 8.4594; 1.9: 2516.4; 2: 80.1401; 2.1: 95.4355; 2.2: 4423.4181; 2.3: 83.9731; 2.4: -3176.5277; 2.5: -60.3024
| 2 | 93.25 | 1: 128.0315; 1.1: 1249.6088; 1.2: 1.6758; 1.3: 503.55; 1.4: 23.7095; 1.5: 1249.6088; 1.6: 503.55; 1.7: 302.13; 1.8: 8.4594; 1.9: 2517.75; 2: 80.1831; 2.1: 95.4383; 2.2: 4428.0367; 2.3: 84.0157; 2.4: -3178.4279; 2.5: -60.3061
| 2 | 93.3 | 1: 128.2416; 1.1: 1252.331; 1.2: 1.6794; 1.3: 503.82; 1.4: 23.7485; 1.5: 1252.331; 1.6: 503.82; 1.7: 302.292; 1.8: 8.4594; 1.9: 2519.1; 2: 80.2261; 2.1: 95.4411; 2.2: 4432.6565; 2.3: 84.0582; 2.4: -3180.3255; 2.5: -60.3098
| 2 | 93.35 | 1: 128.452; 1.1: 1255.0571; 1.2: 1.6831; 1.3: 504.09; 1.4: 23.7874; 1.5: 1255.0571; 1.6: 504.09; 1.7: 302.454; 1.8: 8.4594; 1.9: 2520.45; 2: 80.2691; 2.1: 95.4439; 2.2: 4437.2775; 2.3: 84.1008; 2.4: -3182.2204; 2.5: -60.3134
| 2 | 93.4 | 1: 128.6625; 1.1: 1257.7871; 1.2: 1.6867; 1.3: 504.36; 1.4: 23.8264; 1.5: 1257.7871; 1.6: 504.36; 1.7: 302.616; 1.8: 8.4594; 1.9: 2521.8; 2: 80.3121; 2.1: 95.4468; 2.2: 4441.8998; 2.3: 84.1433; 2.4: -3184.1126; 2.5: -60.317
| 2 | 93.45 | 1: 128.8731; 1.1: 1260.521; 1.2: 1.6904; 1.3: 504.63; 1.4: 23.8654; 1.5: 1260.521; 1.6: 504.63; 1.7: 302.778; 1.8: 8.4594; 1.9: 2523.15; 2: 80.3551; 2.1: 95.4496; 2.2: 4446.5232; 2.3: 84.1858; 2.4: -3186.0022; 2.5: -60.3205
| 2 | 93.5 | 1: 129.084; 1.1: 1263.2588; 1.2: 1.6941; 1.3: 504.9; 1.4: 23.9044; 1.5: 1263.2588; 1.6: 504.9; 1.7: 302.94; 1.8: 8.4594; 1.9: 2524.5; 2: 80.3981; 2.1: 95.4525; 2.2: 4451.1478; 2.3: 84.2283; 2.4: -3187.889; 2.5: -60.3239
| 2 | 93.55 | 1: 129.295; 1.1: 1266.0004; 1.2: 1.6977; 1.3: 505.17; 1.4: 23.9435; 1.5: 1266.0004; 1.6: 505.17; 1.7: 303.102; 1.8: 8.4594; 1.9: 2525.85; 2: 80.4411; 2.1: 95.4555; 2.2: 4455.7735; 2.3: 84.2708; 2.4: -3189.7731; 2.5: -60.3273
| 2 | 93.6 | 1: 129.5062; 1.1: 1268.746; 1.2: 1.7014; 1.3: 505.44; 1.4: 23.9826; 1.5: 1268.746; 1.6: 505.44; 1.7: 303.264; 1.8: 8.4594; 1.9: 2527.2; 2: 80.4841; 2.1: 95.4584; 2.2: 4460.4005; 2.3: 84.3133; 2.4: -3191.6545; 2.5: -60.3306
| 2 | 93.65 | 1: 129.7175; 1.1: 1271.4955; 1.2: 1.7051; 1.3: 505.71; 1.4: 24.0218; 1.5: 1271.4955; 1.6: 505.71; 1.7: 303.426; 1.8: 8.4594; 1.9: 2528.55; 2: 80.5271; 2.1: 95.4614; 2.2: 4465.0285; 2.3: 84.3557; 2.4: -3193.5331; 2.5: -60.3339
| 2 | 93.7 | 1: 129.929; 1.1: 1274.2488; 1.2: 1.7088; 1.3: 505.98; 1.4: 24.0609; 1.5: 1274.2488; 1.6: 505.98; 1.7: 303.588; 1.8: 8.4594; 1.9: 2529.9; 2: 80.5701; 2.1: 95.4643; 2.2: 4469.6578; 2.3: 84.3981; 2.4: -3195.4089; 2.5: -60.3371
| 2 | 93.75 | 1: 130.1407; 1.1: 1277.0061; 1.2: 1.7125; 1.3: 506.25; 1.4: 24.1001; 1.5: 1277.0061; 1.6: 506.25; 1.7: 303.75; 1.8: 8.4594; 1.9: 2531.25; 2: 80.6131; 2.1: 95.4674; 2.2: 4474.2881; 2.3: 84.4404; 2.4: -3197.282; 2.5: -60.3403
| 2 | 93.8 | 1: 130.3526; 1.1: 1279.7673; 1.2: 1.7162; 1.3: 506.52; 1.4: 24.1394; 1.5: 1279.7673; 1.6: 506.52; 1.7: 303.912; 1.8: 8.4594; 1.9: 2532.6; 2: 80.6561; 2.1: 95.4704; 2.2: 4478.9196; 2.3: 84.4828; 2.4: -3199.1523; 2.5: -60.3434
| 2 | 93.85 | 1: 130.5647; 1.1: 1282.5324; 1.2: 1.7199; 1.3: 506.79; 1.4: 24.1786; 1.5: 1282.5324; 1.6: 506.79; 1.7: 304.074; 1.8: 8.4594; 1.9: 2533.95; 2: 80.699; 2.1: 95.4734; 2.2: 4483.5522; 2.3: 84.5251; 2.4: -3201.0198; 2.5: -60.3465
| 2 | 93.9 | 1: 130.7769; 1.1: 1285.3014; 1.2: 1.7236; 1.3: 507.06; 1.4: 24.2179; 1.5: 1285.3014; 1.6: 507.06; 1.7: 304.236; 1.8: 8.4594; 1.9: 2535.3; 2: 80.742; 2.1: 95.4765; 2.2: 4488.1859; 2.3: 84.5674; 2.4: -3202.8845; 2.5: -60.3495
| 2 | 93.95 | 1: 130.9893; 1.1: 1288.0743; 1.2: 1.7273; 1.3: 507.33; 1.4: 24.2573; 1.5: 1288.0743; 1.6: 507.33; 1.7: 304.398; 1.8: 8.4594; 1.9: 2536.65; 2: 80.785; 2.1: 95.4796; 2.2: 4492.8206; 2.3: 84.6097; 2.4: -3204.7463; 2.5: -60.3524
| 2 | 94 | 1: 131.2018; 1.1: 1290.8511; 1.2: 1.7311; 1.3: 507.6; 1.4: 24.2966; 1.5: 1290.8511; 1.6: 507.6; 1.7: 304.56; 1.8: 8.4594; 1.9: 2538; 2: 80.828; 2.1: 95.4828; 2.2: 4497.4565; 2.3: 84.6519; 2.4: -3206.6053; 2.5: -60.3553
| 2 | 94.05 | 1: 131.4146; 1.1: 1293.6319; 1.2: 1.7348; 1.3: 507.87; 1.4: 24.336; 1.5: 1293.6319; 1.6: 507.87; 1.7: 304.722; 1.8: 8.4594; 1.9: 2539.35; 2: 80.871; 2.1: 95.4859; 2.2: 4502.0934; 2.3: 84.6942; 2.4: -3208.4615; 2.5: -60.3581
| 2 | 94.1 | 1: 131.6275; 1.1: 1296.4166; 1.2: 1.7385; 1.3: 508.14; 1.4: 24.3755; 1.5: 1296.4166; 1.6: 508.14; 1.7: 304.884; 1.8: 8.4594; 1.9: 2540.7; 2: 80.914; 2.1: 95.4891; 2.2: 4506.7313; 2.3: 84.7364; 2.4: -3210.3147; 2.5: -60.3609
| 2 | 94.15 | 1: 131.8406; 1.1: 1299.2052; 1.2: 1.7423; 1.3: 508.41; 1.4: 24.4149; 1.5: 1299.2052; 1.6: 508.41; 1.7: 305.046; 1.8: 8.4594; 1.9: 2542.05; 2: 80.957; 2.1: 95.4923; 2.2: 4511.3703; 2.3: 84.7786; 2.4: -3212.1651; 2.5: -60.3636
| 2 | 94.2 | 1: 132.0538; 1.1: 1301.9977; 1.2: 1.746; 1.3: 508.68; 1.4: 24.4544; 1.5: 1301.9977; 1.6: 508.68; 1.7: 305.208; 1.8: 8.4594; 1.9: 2543.4; 2: 81; 2.1: 95.4956; 2.2: 4516.0104; 2.3: 84.8207; 2.4: -3214.0126; 2.5: -60.3663
| 2 | 94.25 | 1: 132.2672; 1.1: 1304.7942; 1.2: 1.7498; 1.3: 508.95; 1.4: 24.4939; 1.5: 1304.7942; 1.6: 508.95; 1.7: 305.37; 1.8: 8.4594; 1.9: 2544.75; 2: 81.043; 2.1: 95.4988; 2.2: 4520.6514; 2.3: 84.8628; 2.4: -3215.8572; 2.5: -60.3689
| 2 | 94.3 | 1: 132.4808; 1.1: 1307.5946; 1.2: 1.7535; 1.3: 509.22; 1.4: 24.5335; 1.5: 1307.5946; 1.6: 509.22; 1.7: 305.532; 1.8: 8.4594; 1.9: 2546.1; 2: 81.086; 2.1: 95.5021; 2.2: 4525.2935; 2.3: 84.9049; 2.4: -3217.6989; 2.5: -60.3714
| 2 | 94.35 | 1: 132.6946; 1.1: 1310.399; 1.2: 1.7573; 1.3: 509.49; 1.4: 24.5731; 1.5: 1310.399; 1.6: 509.49; 1.7: 305.694; 1.8: 8.4594; 1.9: 2547.45; 2: 81.129; 2.1: 95.5054; 2.2: 4529.9366; 2.3: 84.947; 2.4: -3219.5376; 2.5: -60.3739
| 2 | 94.4 | 1: 132.9085; 1.1: 1313.2073; 1.2: 1.761; 1.3: 509.76; 1.4: 24.6127; 1.5: 1313.2073; 1.6: 509.76; 1.7: 305.856; 1.8: 8.4594; 1.9: 2548.8; 2: 81.172; 2.1: 95.5087; 2.2: 4534.5806; 2.3: 84.9891; 2.4: -3221.3734; 2.5: -60.3764
| 2 | 94.45 | 1: 133.1227; 1.1: 1316.0195; 1.2: 1.7648; 1.3: 510.03; 1.4: 24.6523; 1.5: 1316.0195; 1.6: 510.03; 1.7: 306.018; 1.8: 8.4594; 1.9: 2550.15; 2: 81.215; 2.1: 95.5121; 2.2: 4539.2256; 2.3: 85.0311; 2.4: -3223.2061; 2.5: -60.3787
| 2 | 94.5 | 1: 133.3369; 1.1: 1318.8357; 1.2: 1.7686; 1.3: 510.3; 1.4: 24.692; 1.5: 1318.8357; 1.6: 510.3; 1.7: 306.18; 1.8: 8.4594; 1.9: 2551.5; 2: 81.258; 2.1: 95.5155; 2.2: 4543.8716; 2.3: 85.0731; 2.4: -3225.036; 2.5: -60.381
| 2 | 94.55 | 1: 133.5514; 1.1: 1321.6558; 1.2: 1.7724; 1.3: 510.57; 1.4: 24.7317; 1.5: 1321.6558; 1.6: 510.57; 1.7: 306.342; 1.8: 8.4594; 1.9: 2552.85; 2: 81.301; 2.1: 95.5189; 2.2: 4548.5186; 2.3: 85.115; 2.4: -3226.8628; 2.5: -60.3833
| 2 | 94.6 | 1: 133.766; 1.1: 1324.4799; 1.2: 1.7762; 1.3: 510.84; 1.4: 24.7715; 1.5: 1324.4799; 1.6: 510.84; 1.7: 306.504; 1.8: 8.4594; 1.9: 2554.2; 2: 81.3439; 2.1: 95.5224; 2.2: 4553.1664; 2.3: 85.157; 2.4: -3228.6866; 2.5: -60.3855
| 2 | 94.65 | 1: 133.9808; 1.1: 1327.3079; 1.2: 1.7799; 1.3: 511.11; 1.4: 24.8113; 1.5: 1327.3079; 1.6: 511.11; 1.7: 306.666; 1.8: 8.4594; 1.9: 2555.55; 2: 81.3869; 2.1: 95.5258; 2.2: 4557.8153; 2.3: 85.1989; 2.4: -3230.5074; 2.5: -60.3876
| 2 | 94.7 | 1: 134.1958; 1.1: 1330.1399; 1.2: 1.7837; 1.3: 511.38; 1.4: 24.8511; 1.5: 1330.1399; 1.6: 511.38; 1.7: 306.828; 1.8: 8.4594; 1.9: 2556.9; 2: 81.4299; 2.1: 95.5293; 2.2: 4562.465; 2.3: 85.2408; 2.4: -3232.3251; 2.5: -60.3897
| 2 | 94.75 | 1: 134.411; 1.1: 1332.9758; 1.2: 1.7876; 1.3: 511.65; 1.4: 24.8909; 1.5: 1332.9758; 1.6: 511.65; 1.7: 306.99; 1.8: 8.4594; 1.9: 2558.25; 2: 81.4729; 2.1: 95.5328; 2.2: 4567.1156; 2.3: 85.2826; 2.4: -3234.1398; 2.5: -60.3917
| 2 | 94.8 | 1: 134.6263; 1.1: 1335.8157; 1.2: 1.7914; 1.3: 511.92; 1.4: 24.9308; 1.5: 1335.8157; 1.6: 511.92; 1.7: 307.152; 1.8: 8.4594; 1.9: 2559.6; 2: 81.5159; 2.1: 95.5364; 2.2: 4571.7671; 2.3: 85.3245; 2.4: -3235.9514; 2.5: -60.3937
| 2 | 94.85 | 1: 134.8418; 1.1: 1338.6596; 1.2: 1.7952; 1.3: 512.19; 1.4: 24.9707; 1.5: 1338.6596; 1.6: 512.19; 1.7: 307.314; 1.8: 8.4594; 1.9: 2560.95; 2: 81.5589; 2.1: 95.54; 2.2: 4576.4195; 2.3: 85.3663; 2.4: -3237.7599; 2.5: -60.3956
| 2 | 94.9 | 1: 135.0574; 1.1: 1341.5074; 1.2: 1.799; 1.3: 512.46; 1.4: 25.0106; 1.5: 1341.5074; 1.6: 512.46; 1.7: 307.476; 1.8: 8.4594; 1.9: 2562.3; 2: 81.6019; 2.1: 95.5436; 2.2: 4581.0728; 2.3: 85.4081; 2.4: -3239.5654; 2.5: -60.3974
| 2 | 94.95 | 1: 135.2733; 1.1: 1344.3593; 1.2: 1.8028; 1.3: 512.73; 1.4: 25.0506; 1.5: 1344.3593; 1.6: 512.73; 1.7: 307.638; 1.8: 8.4594; 1.9: 2563.65; 2: 81.6449; 2.1: 95.5472; 2.2: 4585.727; 2.3: 85.4498; 2.4: -3241.3677; 2.5: -60.3992
| 2 | 95 | 1: 135.4893; 1.1: 1347.215; 1.2: 1.8066; 1.3: 513; 1.4: 25.0906; 1.5: 1347.215; 1.6: 513; 1.7: 307.8; 1.8: 8.4594; 1.9: 2565; 2: 81.6879; 2.1: 95.5509; 2.2: 4590.3819; 2.3: 85.4915; 2.4: -3243.1669; 2.5: -60.4009
| 2 | 95.05 | 1: 135.7055; 1.1: 1350.0748; 1.2: 1.8105; 1.3: 513.27; 1.4: 25.1306; 1.5: 1350.0748; 1.6: 513.27; 1.7: 307.962; 1.8: 8.4594; 1.9: 2566.35; 2: 81.7309; 2.1: 95.5546; 2.2: 4595.0377; 2.3: 85.5332; 2.4: -3244.9629; 2.5: -60.4026
| 2 | 95.1 | 1: 135.9218; 1.1: 1352.9385; 1.2: 1.8143; 1.3: 513.54; 1.4: 25.1707; 1.5: 1352.9385; 1.6: 513.54; 1.7: 308.124; 1.8: 8.4594; 1.9: 2567.7; 2: 81.7739; 2.1: 95.5583; 2.2: 4599.6944; 2.3: 85.5749; 2.4: -3246.7558; 2.5: -60.4042
| 2 | 95.15 | 1: 136.1383; 1.1: 1355.8063; 1.2: 1.8182; 1.3: 513.81; 1.4: 25.2108; 1.5: 1355.8063; 1.6: 513.81; 1.7: 308.286; 1.8: 8.4594; 1.9: 2569.05; 2: 81.8169; 2.1: 95.562; 2.2: 4604.3518; 2.3: 85.6165; 2.4: -3248.5456; 2.5: -60.4057
| 2 | 95.2 | 1: 136.355; 1.1: 1358.678; 1.2: 1.822; 1.3: 514.08; 1.4: 25.2509; 1.5: 1358.678; 1.6: 514.08; 1.7: 308.448; 1.8: 8.4594; 1.9: 2570.4; 2: 81.8599; 2.1: 95.5658; 2.2: 4609.0101; 2.3: 85.6581; 2.4: -3250.3321; 2.5: -60.4072
| 2 | 95.25 | 1: 136.5719; 1.1: 1361.5537; 1.2: 1.8259; 1.3: 514.35; 1.4: 25.2911; 1.5: 1361.5537; 1.6: 514.35; 1.7: 308.61; 1.8: 8.4594; 1.9: 2571.75; 2: 81.9029; 2.1: 95.5696; 2.2: 4613.6691; 2.3: 85.6997; 2.4: -3252.1154; 2.5: -60.4086
| 2 | 95.3 | 1: 136.789; 1.1: 1364.4333; 1.2: 1.8297; 1.3: 514.62; 1.4: 25.3313; 1.5: 1364.4333; 1.6: 514.62; 1.7: 308.772; 1.8: 8.4594; 1.9: 2573.1; 2: 81.9459; 2.1: 95.5734; 2.2: 4618.3289; 2.3: 85.7412; 2.4: -3253.8955; 2.5: -60.41
| 2 | 95.35 | 1: 137.0062; 1.1: 1367.317; 1.2: 1.8336; 1.3: 514.89; 1.4: 25.3715; 1.5: 1367.317; 1.6: 514.89; 1.7: 308.934; 1.8: 8.4594; 1.9: 2574.45; 2: 81.9889; 2.1: 95.5773; 2.2: 4622.9894; 2.3: 85.7828; 2.4: -3255.6724; 2.5: -60.4113
| 2 | 95.4 | 1: 137.2236; 1.1: 1370.2047; 1.2: 1.8375; 1.3: 515.16; 1.4: 25.4118; 1.5: 1370.2047; 1.6: 515.16; 1.7: 309.096; 1.8: 8.4594; 1.9: 2575.8; 2: 82.0318; 2.1: 95.5812; 2.2: 4627.6507; 2.3: 85.8243; 2.4: -3257.4461; 2.5: -60.4125
| 2 | 95.45 | 1: 137.4411; 1.1: 1373.0963; 1.2: 1.8414; 1.3: 515.43; 1.4: 25.4521; 1.5: 1373.0963; 1.6: 515.43; 1.7: 309.258; 1.8: 8.4594; 1.9: 2577.15; 2: 82.0748; 2.1: 95.5851; 2.2: 4632.3128; 2.3: 85.8657; 2.4: -3259.2164; 2.5: -60.4137
| 2 | 95.5 | 1: 137.6589; 1.1: 1375.992; 1.2: 1.8452; 1.3: 515.7; 1.4: 25.4924; 1.5: 1375.992; 1.6: 515.7; 1.7: 309.42; 1.8: 8.4594; 1.9: 2578.5; 2: 82.1178; 2.1: 95.5891; 2.2: 4636.9755; 2.3: 85.9071; 2.4: -3260.9835; 2.5: -60.4148
| 2 | 95.55 | 1: 137.8768; 1.1: 1378.8917; 1.2: 1.8491; 1.3: 515.97; 1.4: 25.5327; 1.5: 1378.8917; 1.6: 515.97; 1.7: 309.582; 1.8: 8.4594; 1.9: 2579.85; 2: 82.1608; 2.1: 95.593; 2.2: 4641.639; 2.3: 85.9485; 2.4: -3262.7473; 2.5: -60.4158
| 2 | 95.6 | 1: 138.0948; 1.1: 1381.7953; 1.2: 1.853; 1.3: 516.24; 1.4: 25.5731; 1.5: 1381.7953; 1.6: 516.24; 1.7: 309.744; 1.8: 8.4594; 1.9: 2581.2; 2: 82.2038; 2.1: 95.5971; 2.2: 4646.3031; 2.3: 85.9899; 2.4: -3264.5078; 2.5: -60.4168
| 2 | 95.65 | 1: 138.3131; 1.1: 1384.703; 1.2: 1.8569; 1.3: 516.51; 1.4: 25.6135; 1.5: 1384.703; 1.6: 516.51; 1.7: 309.906; 1.8: 8.4594; 1.9: 2582.55; 2: 82.2468; 2.1: 95.6011; 2.2: 4650.968; 2.3: 86.0312; 2.4: -3266.2649; 2.5: -60.4177
| 2 | 95.7 | 1: 138.5315; 1.1: 1387.6147; 1.2: 1.8608; 1.3: 516.78; 1.4: 25.654; 1.5: 1387.6147; 1.6: 516.78; 1.7: 310.068; 1.8: 8.4594; 1.9: 2583.9; 2: 82.2898; 2.1: 95.6052; 2.2: 4655.6335; 2.3: 86.0726; 2.4: -3268.0188; 2.5: -60.4186
| 2 | 95.75 | 1: 138.7501; 1.1: 1390.5304; 1.2: 1.8647; 1.3: 517.05; 1.4: 25.6945; 1.5: 1390.5304; 1.6: 517.05; 1.7: 310.23; 1.8: 8.4594; 1.9: 2585.25; 2: 82.3328; 2.1: 95.6093; 2.2: 4660.2996; 2.3: 86.1138; 2.4: -3269.7692; 2.5: -60.4194
| 2 | 95.8 | 1: 138.9689; 1.1: 1393.4501; 1.2: 1.8686; 1.3: 517.32; 1.4: 25.735; 1.5: 1393.4501; 1.6: 517.32; 1.7: 310.392; 1.8: 8.4594; 1.9: 2586.6; 2: 82.3758; 2.1: 95.6134; 2.2: 4664.9664; 2.3: 86.1551; 2.4: -3271.5163; 2.5: -60.4201
| 2 | 95.85 | 1: 139.1878; 1.1: 1396.3739; 1.2: 1.8726; 1.3: 517.59; 1.4: 25.7755; 1.5: 1396.3739; 1.6: 517.59; 1.7: 310.554; 1.8: 8.4594; 1.9: 2587.95; 2: 82.4188; 2.1: 95.6176; 2.2: 4669.6339; 2.3: 86.1963; 2.4: -3273.26; 2.5: -60.4208
| 2 | 95.9 | 1: 139.4069; 1.1: 1399.3016; 1.2: 1.8765; 1.3: 517.86; 1.4: 25.8161; 1.5: 1399.3016; 1.6: 517.86; 1.7: 310.716; 1.8: 8.4594; 1.9: 2589.3; 2: 82.4618; 2.1: 95.6218; 2.2: 4674.3019; 2.3: 86.2375; 2.4: -3275.0003; 2.5: -60.4214
| 2 | 95.95 | 1: 139.6262; 1.1: 1402.2334; 1.2: 1.8804; 1.3: 518.13; 1.4: 25.8567; 1.5: 1402.2334; 1.6: 518.13; 1.7: 310.878; 1.8: 8.4594; 1.9: 2590.65; 2: 82.5048; 2.1: 95.626; 2.2: 4678.9706; 2.3: 86.2786; 2.4: -3276.7372; 2.5: -60.4219
| 2 | 96 | 1: 139.8457; 1.1: 1405.1692; 1.2: 1.8844; 1.3: 518.4; 1.4: 25.8973; 1.5: 1405.1692; 1.6: 518.4; 1.7: 311.04; 1.8: 8.4594; 1.9: 2592; 2: 82.5478; 2.1: 95.6302; 2.2: 4683.6398; 2.3: 86.3197; 2.4: -3278.4706; 2.5: -60.4224
| 2 | 96.05 | 1: 140.0653; 1.1: 1408.1091; 1.2: 1.8883; 1.3: 518.67; 1.4: 25.938; 1.5: 1408.1091; 1.6: 518.67; 1.7: 311.202; 1.8: 8.4594; 1.9: 2593.35; 2: 82.5908; 2.1: 95.6345; 2.2: 4688.3096; 2.3: 86.3608; 2.4: -3280.2006; 2.5: -60.4228
| 2 | 96.1 | 1: 140.2851; 1.1: 1411.0529; 1.2: 1.8923; 1.3: 518.94; 1.4: 25.9787; 1.5: 1411.0529; 1.6: 518.94; 1.7: 311.364; 1.8: 8.4594; 1.9: 2594.7; 2: 82.6338; 2.1: 95.6388; 2.2: 4692.98; 2.3: 86.4019; 2.4: -3281.9271; 2.5: -60.4232
| 2 | 96.15 | 1: 140.5051; 1.1: 1414.0008; 1.2: 1.8962; 1.3: 519.21; 1.4: 26.0195; 1.5: 1414.0008; 1.6: 519.21; 1.7: 311.526; 1.8: 8.4594; 1.9: 2596.05; 2: 82.6768; 2.1: 95.6432; 2.2: 4697.651; 2.3: 86.4429; 2.4: -3283.6501; 2.5: -60.4234
| 2 | 96.2 | 1: 140.7252; 1.1: 1416.9528; 1.2: 1.9002; 1.3: 519.48; 1.4: 26.0602; 1.5: 1416.9528; 1.6: 519.48; 1.7: 311.688; 1.8: 8.4594; 1.9: 2597.4; 2: 82.7197; 2.1: 95.6476; 2.2: 4702.3224; 2.3: 86.4839; 2.4: -3285.3696; 2.5: -60.4237
| 2 | 96.25 | 1: 140.9455; 1.1: 1419.9088; 1.2: 1.9041; 1.3: 519.75; 1.4: 26.101; 1.5: 1419.9088; 1.6: 519.75; 1.7: 311.85; 1.8: 8.4594; 1.9: 2598.75; 2: 82.7627; 2.1: 95.652; 2.2: 4706.9944; 2.3: 86.5248; 2.4: -3287.0856; 2.5: -60.4238
| 2 | 96.3 | 1: 141.166; 1.1: 1422.8688; 1.2: 1.9081; 1.3: 520.02; 1.4: 26.1419; 1.5: 1422.8688; 1.6: 520.02; 1.7: 312.012; 1.8: 8.4594; 1.9: 2600.1; 2: 82.8057; 2.1: 95.6565; 2.2: 4711.6669; 2.3: 86.5658; 2.4: -3288.7981; 2.5: -60.4239
| 2 | 96.35 | 1: 141.3867; 1.1: 1425.8329; 1.2: 1.9121; 1.3: 520.29; 1.4: 26.1827; 1.5: 1425.8329; 1.6: 520.29; 1.7: 312.174; 1.8: 8.4594; 1.9: 2601.45; 2: 82.8487; 2.1: 95.6609; 2.2: 4716.3399; 2.3: 86.6066; 2.4: -3290.507; 2.5: -60.4239
| 2 | 96.4 | 1: 141.6075; 1.1: 1428.801; 1.2: 1.9161; 1.3: 520.56; 1.4: 26.2236; 1.5: 1428.801; 1.6: 520.56; 1.7: 312.336; 1.8: 8.4594; 1.9: 2602.8; 2: 82.8917; 2.1: 95.6654; 2.2: 4721.0134; 2.3: 86.6475; 2.4: -3292.2124; 2.5: -60.4239
| 2 | 96.45 | 1: 141.8285; 1.1: 1431.7732; 1.2: 1.92; 1.3: 520.83; 1.4: 26.2645; 1.5: 1431.7732; 1.6: 520.83; 1.7: 312.498; 1.8: 8.4594; 1.9: 2604.15; 2: 82.9347; 2.1: 95.67; 2.2: 4725.6873; 2.3: 86.6883; 2.4: -3293.9142; 2.5: -60.4238
| 2 | 96.5 | 1: 142.0497; 1.1: 1434.7494; 1.2: 1.924; 1.3: 521.1; 1.4: 26.3055; 1.5: 1434.7494; 1.6: 521.1; 1.7: 312.66; 1.8: 8.4594; 1.9: 2605.5; 2: 82.9777; 2.1: 95.6746; 2.2: 4730.3617; 2.3: 86.7291; 2.4: -3295.6123; 2.5: -60.4236
| 2 | 96.55 | 1: 142.2711; 1.1: 1437.7297; 1.2: 1.928; 1.3: 521.37; 1.4: 26.3465; 1.5: 1437.7297; 1.6: 521.37; 1.7: 312.822; 1.8: 8.4594; 1.9: 2606.85; 2: 83.0207; 2.1: 95.6792; 2.2: 4735.0366; 2.3: 86.7699; 2.4: -3297.3069; 2.5: -60.4234
| 2 | 96.6 | 1: 142.4926; 1.1: 1440.714; 1.2: 1.932; 1.3: 521.64; 1.4: 26.3875; 1.5: 1440.714; 1.6: 521.64; 1.7: 312.984; 1.8: 8.4594; 1.9: 2608.2; 2: 83.0637; 2.1: 95.6838; 2.2: 4739.7118; 2.3: 86.8106; 2.4: -3298.9978; 2.5: -60.4231
| 2 | 96.65 | 1: 142.7143; 1.1: 1443.7025; 1.2: 1.936; 1.3: 521.91; 1.4: 26.4286; 1.5: 1443.7025; 1.6: 521.91; 1.7: 313.146; 1.8: 8.4594; 1.9: 2609.55; 2: 83.1067; 2.1: 95.6885; 2.2: 4744.3875; 2.3: 86.8513; 2.4: -3300.685; 2.5: -60.4227
| 2 | 96.7 | 1: 142.9362; 1.1: 1446.6949; 1.2: 1.94; 1.3: 522.18; 1.4: 26.4697; 1.5: 1446.6949; 1.6: 522.18; 1.7: 313.308; 1.8: 8.4594; 1.9: 2610.9; 2: 83.1497; 2.1: 95.6932; 2.2: 4749.0636; 2.3: 86.8919; 2.4: -3302.3686; 2.5: -60.4223
| 2 | 96.75 | 1: 143.1582; 1.1: 1449.6915; 1.2: 1.9441; 1.3: 522.45; 1.4: 26.5108; 1.5: 1449.6915; 1.6: 522.45; 1.7: 313.47; 1.8: 8.4594; 1.9: 2612.25; 2: 83.1927; 2.1: 95.698; 2.2: 4753.74; 2.3: 86.9325; 2.4: -3304.0485; 2.5: -60.4217
| 2 | 96.8 | 1: 143.3804; 1.1: 1452.6921; 1.2: 1.9481; 1.3: 522.72; 1.4: 26.5519; 1.5: 1452.6921; 1.6: 522.72; 1.7: 313.632; 1.8: 8.4594; 1.9: 2613.6; 2: 83.2357; 2.1: 95.7028; 2.2: 4758.4168; 2.3: 86.9731; 2.4: -3305.7247; 2.5: -60.4212
| 2 | 96.85 | 1: 143.6028; 1.1: 1455.6968; 1.2: 1.9521; 1.3: 522.99; 1.4: 26.5931; 1.5: 1455.6968; 1.6: 522.99; 1.7: 313.794; 1.8: 8.4594; 1.9: 2614.95; 2: 83.2787; 2.1: 95.7076; 2.2: 4763.094; 2.3: 87.0136; 2.4: -3307.3972; 2.5: -60.4205
| 2 | 96.9 | 1: 143.8254; 1.1: 1458.7055; 1.2: 1.9562; 1.3: 523.26; 1.4: 26.6343; 1.5: 1458.7055; 1.6: 523.26; 1.7: 313.956; 1.8: 8.4594; 1.9: 2616.3; 2: 83.3217; 2.1: 95.7124; 2.2: 4767.7715; 2.3: 87.0542; 2.4: -3309.066; 2.5: -60.4198
| 2 | 96.95 | 1: 144.0481; 1.1: 1461.7184; 1.2: 1.9602; 1.3: 523.53; 1.4: 26.6756; 1.5: 1461.7184; 1.6: 523.53; 1.7: 314.118; 1.8: 8.4594; 1.9: 2617.65; 2: 83.3646; 2.1: 95.7173; 2.2: 4772.4493; 2.3: 87.0946; 2.4: -3310.731; 2.5: -60.4191
| 2 | 97 | 1: 144.271; 1.1: 1464.7353; 1.2: 1.9642; 1.3: 523.8; 1.4: 26.7169; 1.5: 1464.7353; 1.6: 523.8; 1.7: 314.28; 1.8: 8.4594; 1.9: 2619; 2: 83.4076; 2.1: 95.7223; 2.2: 4777.1275; 2.3: 87.1351; 2.4: -3312.3922; 2.5: -60.4182
| 2 | 97.05 | 1: 144.4941; 1.1: 1467.7563; 1.2: 1.9683; 1.3: 524.07; 1.4: 26.7582; 1.5: 1467.7563; 1.6: 524.07; 1.7: 314.442; 1.8: 8.4594; 1.9: 2620.35; 2: 83.4506; 2.1: 95.7272; 2.2: 4781.8059; 2.3: 87.1755; 2.4: -3314.0496; 2.5: -60.4173
| 2 | 97.1 | 1: 144.7173; 1.1: 1470.7814; 1.2: 1.9724; 1.3: 524.34; 1.4: 26.7995; 1.5: 1470.7814; 1.6: 524.34; 1.7: 314.604; 1.8: 8.4594; 1.9: 2621.7; 2: 83.4936; 2.1: 95.7322; 2.2: 4786.4846; 2.3: 87.2158; 2.4: -3315.7032; 2.5: -60.4163
| 2 | 97.15 | 1: 144.9407; 1.1: 1473.8106; 1.2: 1.9764; 1.3: 524.61; 1.4: 26.8409; 1.5: 1473.8106; 1.6: 524.61; 1.7: 314.766; 1.8: 8.4594; 1.9: 2623.05; 2: 83.5366; 2.1: 95.7372; 2.2: 4791.1636; 2.3: 87.2561; 2.4: -3317.353; 2.5: -60.4153
| 2 | 97.2 | 1: 145.1643; 1.1: 1476.8438; 1.2: 1.9805; 1.3: 524.88; 1.4: 26.8823; 1.5: 1476.8438; 1.6: 524.88; 1.7: 314.928; 1.8: 8.4594; 1.9: 2624.4; 2: 83.5796; 2.1: 95.7423; 2.2: 4795.8428; 2.3: 87.2964; 2.4: -3318.999; 2.5: -60.4142
| 2 | 97.25 | 1: 145.3881; 1.1: 1479.8812; 1.2: 1.9846; 1.3: 525.15; 1.4: 26.9237; 1.5: 1479.8812; 1.6: 525.15; 1.7: 315.09; 1.8: 8.4594; 1.9: 2625.75; 2: 83.6226; 2.1: 95.7474; 2.2: 4800.5223; 2.3: 87.3367; 2.4: -3320.6411; 2.5: -60.413
| 2 | 97.3 | 1: 145.612; 1.1: 1482.9227; 1.2: 1.9886; 1.3: 525.42; 1.4: 26.9652; 1.5: 1482.9227; 1.6: 525.42; 1.7: 315.252; 1.8: 8.4594; 1.9: 2627.1; 2: 83.6656; 2.1: 95.7525; 2.2: 4805.202; 2.3: 87.3769; 2.4: -3322.2793; 2.5: -60.4117
| 2 | 97.35 | 1: 145.8361; 1.1: 1485.9682; 1.2: 1.9927; 1.3: 525.69; 1.4: 27.0067; 1.5: 1485.9682; 1.6: 525.69; 1.7: 315.414; 1.8: 8.4594; 1.9: 2628.45; 2: 83.7086; 2.1: 95.7577; 2.2: 4809.8819; 2.3: 87.4171; 2.4: -3323.9136; 2.5: -60.4104
| 2 | 97.4 | 1: 146.0604; 1.1: 1489.0179; 1.2: 1.9968; 1.3: 525.96; 1.4: 27.0482; 1.5: 1489.0179; 1.6: 525.96; 1.7: 315.576; 1.8: 8.4594; 1.9: 2629.8; 2: 83.7516; 2.1: 95.7629; 2.2: 4814.562; 2.3: 87.4572; 2.4: -3325.5441; 2.5: -60.409
| 2 | 97.45 | 1: 146.2849; 1.1: 1492.0717; 1.2: 2.0009; 1.3: 526.23; 1.4: 27.0898; 1.5: 1492.0717; 1.6: 526.23; 1.7: 315.738; 1.8: 8.4594; 1.9: 2631.15; 2: 83.7946; 2.1: 95.7682; 2.2: 4819.2422; 2.3: 87.4973; 2.4: -3327.1705; 2.5: -60.4075
| 2 | 97.5 | 1: 146.5095; 1.1: 1495.1296; 1.2: 2.005; 1.3: 526.5; 1.4: 27.1314; 1.5: 1495.1296; 1.6: 526.5; 1.7: 315.9; 1.8: 8.4594; 1.9: 2632.5; 2: 83.8376; 2.1: 95.7735; 2.2: 4823.9226; 2.3: 87.5374; 2.4: -3328.7931; 2.5: -60.406
| 2 | 97.55 | 1: 146.7343; 1.1: 1498.1916; 1.2: 2.0091; 1.3: 526.77; 1.4: 27.173; 1.5: 1498.1916; 1.6: 526.77; 1.7: 316.062; 1.8: 8.4594; 1.9: 2633.85; 2: 83.8806; 2.1: 95.7788; 2.2: 4828.6032; 2.3: 87.5774; 2.4: -3330.4116; 2.5: -60.4044
| 2 | 97.6 | 1: 146.9593; 1.1: 1501.2577; 1.2: 2.0132; 1.3: 527.04; 1.4: 27.2147; 1.5: 1501.2577; 1.6: 527.04; 1.7: 316.224; 1.8: 8.4594; 1.9: 2635.2; 2: 83.9236; 2.1: 95.7841; 2.2: 4833.2839; 2.3: 87.6174; 2.4: -3332.0262; 2.5: -60.4027
| 2 | 97.65 | 1: 147.1844; 1.1: 1504.3279; 1.2: 2.0173; 1.3: 527.31; 1.4: 27.2564; 1.5: 1504.3279; 1.6: 527.31; 1.7: 316.386; 1.8: 8.4594; 1.9: 2636.55; 2: 83.9666; 2.1: 95.7895; 2.2: 4837.9647; 2.3: 87.6573; 2.4: -3333.6368; 2.5: -60.401
| 2 | 97.7 | 1: 147.4097; 1.1: 1507.4022; 1.2: 2.0215; 1.3: 527.58; 1.4: 27.2981; 1.5: 1507.4022; 1.6: 527.58; 1.7: 316.548; 1.8: 8.4594; 1.9: 2637.9; 2: 84.0096; 2.1: 95.795; 2.2: 4842.6456; 2.3: 87.6972; 2.4: -3335.2433; 2.5: -60.3991
| 2 | 97.75 | 1: 147.6352; 1.1: 1510.4807; 1.2: 2.0256; 1.3: 527.85; 1.4: 27.3399; 1.5: 1510.4807; 1.6: 527.85; 1.7: 316.71; 1.8: 8.4594; 1.9: 2639.25; 2: 84.0525; 2.1: 95.8004; 2.2: 4847.3265; 2.3: 87.7371; 2.4: -3336.8458; 2.5: -60.3973
| 2 | 97.8 | 1: 147.8609; 1.1: 1513.5633; 1.2: 2.0297; 1.3: 528.12; 1.4: 27.3816; 1.5: 1513.5633; 1.6: 528.12; 1.7: 316.872; 1.8: 8.4594; 1.9: 2640.6; 2: 84.0955; 2.1: 95.806; 2.2: 4852.0076; 2.3: 87.7769; 2.4: -3338.4443; 2.5: -60.3953
| 2 | 97.85 | 1: 148.0867; 1.1: 1516.65; 1.2: 2.0339; 1.3: 528.39; 1.4: 27.4235; 1.5: 1516.65; 1.6: 528.39; 1.7: 317.034; 1.8: 8.4594; 1.9: 2641.95; 2: 84.1385; 2.1: 95.8115; 2.2: 4856.6887; 2.3: 87.8167; 2.4: -3340.0387; 2.5: -60.3933
| 2 | 97.9 | 1: 148.3127; 1.1: 1519.7408; 1.2: 2.038; 1.3: 528.66; 1.4: 27.4653; 1.5: 1519.7408; 1.6: 528.66; 1.7: 317.196; 1.8: 8.4594; 1.9: 2643.3; 2: 84.1815; 2.1: 95.8171; 2.2: 4861.3698; 2.3: 87.8565; 2.4: -3341.629; 2.5: -60.3912
| 2 | 97.95 | 1: 148.5389; 1.1: 1522.8358; 1.2: 2.0422; 1.3: 528.93; 1.4: 27.5072; 1.5: 1522.8358; 1.6: 528.93; 1.7: 317.358; 1.8: 8.4594; 1.9: 2644.65; 2: 84.2245; 2.1: 95.8227; 2.2: 4866.0509; 2.3: 87.8962; 2.4: -3343.2151; 2.5: -60.389
| 2 | 98 | 1: 148.7653; 1.1: 1525.9349; 1.2: 2.0463; 1.3: 529.2; 1.4: 27.5491; 1.5: 1525.9349; 1.6: 529.2; 1.7: 317.52; 1.8: 8.4594; 1.9: 2646; 2: 84.2675; 2.1: 95.8284; 2.2: 4870.7321; 2.3: 87.9359; 2.4: -3344.7971; 2.5: -60.3867
| 2 | 98.05 | 1: 148.9918; 1.1: 1529.0382; 1.2: 2.0505; 1.3: 529.47; 1.4: 27.5911; 1.5: 1529.0382; 1.6: 529.47; 1.7: 317.682; 1.8: 8.4594; 1.9: 2647.35; 2: 84.3105; 2.1: 95.8341; 2.2: 4875.4132; 2.3: 87.9755; 2.4: -3346.375; 2.5: -60.3844
| 2 | 98.1 | 1: 149.2185; 1.1: 1532.1456; 1.2: 2.0546; 1.3: 529.74; 1.4: 27.6331; 1.5: 1532.1456; 1.6: 529.74; 1.7: 317.844; 1.8: 8.4594; 1.9: 2648.7; 2: 84.3535; 2.1: 95.8398; 2.2: 4880.0943; 2.3: 88.0151; 2.4: -3347.9487; 2.5: -60.382
| 2 | 98.15 | 1: 149.4454; 1.1: 1535.2571; 1.2: 2.0588; 1.3: 530.01; 1.4: 27.6751; 1.5: 1535.2571; 1.6: 530.01; 1.7: 318.006; 1.8: 8.4594; 1.9: 2650.05; 2: 84.3965; 2.1: 95.8456; 2.2: 4884.7753; 2.3: 88.0546; 2.4: -3349.5182; 2.5: -60.3796
| 2 | 98.2 | 1: 149.6724; 1.1: 1538.3728; 1.2: 2.063; 1.3: 530.28; 1.4: 27.7171; 1.5: 1538.3728; 1.6: 530.28; 1.7: 318.168; 1.8: 8.4594; 1.9: 2651.4; 2: 84.4395; 2.1: 95.8514; 2.2: 4889.4563; 2.3: 88.0941; 2.4: -3351.0835; 2.5: -60.377
| 2 | 98.25 | 1: 149.8996; 1.1: 1541.4926; 1.2: 2.0672; 1.3: 530.55; 1.4: 27.7592; 1.5: 1541.4926; 1.6: 530.55; 1.7: 318.33; 1.8: 8.4594; 1.9: 2652.75; 2: 84.4825; 2.1: 95.8573; 2.2: 4894.1372; 2.3: 88.1336; 2.4: -3352.6446; 2.5: -60.3744
| 2 | 98.3 | 1: 150.127; 1.1: 1544.6166; 1.2: 2.0714; 1.3: 530.82; 1.4: 27.8013; 1.5: 1544.6166; 1.6: 530.82; 1.7: 318.492; 1.8: 8.4594; 1.9: 2654.1; 2: 84.5255; 2.1: 95.8632; 2.2: 4898.8181; 2.3: 88.173; 2.4: -3354.2015; 2.5: -60.3717
| 2 | 98.35 | 1: 150.3546; 1.1: 1547.7447; 1.2: 2.0756; 1.3: 531.09; 1.4: 27.8434; 1.5: 1547.7447; 1.6: 531.09; 1.7: 318.654; 1.8: 8.4594; 1.9: 2655.45; 2: 84.5685; 2.1: 95.8692; 2.2: 4903.4987; 2.3: 88.2124; 2.4: -3355.754; 2.5: -60.3689
| 2 | 98.4 | 1: 150.5823; 1.1: 1550.877; 1.2: 2.0798; 1.3: 531.36; 1.4: 27.8856; 1.5: 1550.877; 1.6: 531.36; 1.7: 318.816; 1.8: 8.4594; 1.9: 2656.8; 2: 84.6115; 2.1: 95.8751; 2.2: 4908.1793; 2.3: 88.2517; 2.4: -3357.3023; 2.5: -60.3661
| 2 | 98.45 | 1: 150.8102; 1.1: 1554.0135; 1.2: 2.084; 1.3: 531.63; 1.4: 27.9278; 1.5: 1554.0135; 1.6: 531.63; 1.7: 318.978; 1.8: 8.4594; 1.9: 2658.15; 2: 84.6545; 2.1: 95.8812; 2.2: 4912.8597; 2.3: 88.291; 2.4: -3358.8463; 2.5: -60.3632
| 2 | 98.5 | 1: 151.0383; 1.1: 1557.1541; 1.2: 2.0882; 1.3: 531.9; 1.4: 27.97; 1.5: 1557.1541; 1.6: 531.9; 1.7: 319.14; 1.8: 8.4594; 1.9: 2659.5; 2: 84.6975; 2.1: 95.8872; 2.2: 4917.54; 2.3: 88.3303; 2.4: -3360.3859; 2.5: -60.3602
| 2 | 98.55 | 1: 151.2665; 1.1: 1560.2989; 1.2: 2.0924; 1.3: 532.17; 1.4: 28.0123; 1.5: 1560.2989; 1.6: 532.17; 1.7: 319.302; 1.8: 8.4594; 1.9: 2660.85; 2: 84.7404; 2.1: 95.8934; 2.2: 4922.2201; 2.3: 88.3695; 2.4: -3361.9212; 2.5: -60.3572
| 2 | 98.6 | 1: 151.4949; 1.1: 1563.4478; 1.2: 2.0966; 1.3: 532.44; 1.4: 28.0546; 1.5: 1563.4478; 1.6: 532.44; 1.7: 319.464; 1.8: 8.4594; 1.9: 2662.2; 2: 84.7834; 2.1: 95.8995; 2.2: 4926.9; 2.3: 88.4086; 2.4: -3363.4521; 2.5: -60.354
| 2 | 98.65 | 1: 151.7235; 1.1: 1566.6009; 1.2: 2.1008; 1.3: 532.71; 1.4: 28.0969; 1.5: 1566.6009; 1.6: 532.71; 1.7: 319.626; 1.8: 8.4594; 1.9: 2663.55; 2: 84.8264; 2.1: 95.9057; 2.2: 4931.5796; 2.3: 88.4478; 2.4: -3364.9787; 2.5: -60.3508
| 2 | 98.7 | 1: 151.9523; 1.1: 1569.7582; 1.2: 2.1051; 1.3: 532.98; 1.4: 28.1393; 1.5: 1569.7582; 1.6: 532.98; 1.7: 319.788; 1.8: 8.4594; 1.9: 2664.9; 2: 84.8694; 2.1: 95.9119; 2.2: 4936.2591; 2.3: 88.4868; 2.4: -3366.5008; 2.5: -60.3475
| 2 | 98.75 | 1: 152.1812; 1.1: 1572.9197; 1.2: 2.1093; 1.3: 533.25; 1.4: 28.1817; 1.5: 1572.9197; 1.6: 533.25; 1.7: 319.95; 1.8: 8.4594; 1.9: 2666.25; 2: 84.9124; 2.1: 95.9182; 2.2: 4940.9383; 2.3: 88.5259; 2.4: -3368.0186; 2.5: -60.3442
| 2 | 98.8 | 1: 152.4103; 1.1: 1576.0853; 1.2: 2.1136; 1.3: 533.52; 1.4: 28.2241; 1.5: 1576.0853; 1.6: 533.52; 1.7: 320.112; 1.8: 8.4594; 1.9: 2667.6; 2: 84.9554; 2.1: 95.9245; 2.2: 4945.6172; 2.3: 88.5649; 2.4: -3369.5319; 2.5: -60.3407
| 2 | 98.85 | 1: 152.6396; 1.1: 1579.2552; 1.2: 2.1178; 1.3: 533.79; 1.4: 28.2666; 1.5: 1579.2552; 1.6: 533.79; 1.7: 320.274; 1.8: 8.4594; 1.9: 2668.95; 2: 84.9984; 2.1: 95.9309; 2.2: 4950.2959; 2.3: 88.6038; 2.4: -3371.0407; 2.5: -60.3372
| 2 | 98.9 | 1: 152.8691; 1.1: 1582.4292; 1.2: 2.1221; 1.3: 534.06; 1.4: 28.3091; 1.5: 1582.4292; 1.6: 534.06; 1.7: 320.436; 1.8: 8.4594; 1.9: 2670.3; 2: 85.0414; 2.1: 95.9373; 2.2: 4954.9742; 2.3: 88.6427; 2.4: -3372.545; 2.5: -60.3336
| 2 | 98.95 | 1: 153.0987; 1.1: 1585.6074; 1.2: 2.1263; 1.3: 534.33; 1.4: 28.3516; 1.5: 1585.6074; 1.6: 534.33; 1.7: 320.598; 1.8: 8.4594; 1.9: 2671.65; 2: 85.0844; 2.1: 95.9437; 2.2: 4959.6522; 2.3: 88.6815; 2.4: -3374.0448; 2.5: -60.3299
| 2 | 99 | 1: 153.3285; 1.1: 1588.7898; 1.2: 2.1306; 1.3: 534.6; 1.4: 28.3942; 1.5: 1588.7898; 1.6: 534.6; 1.7: 320.76; 1.8: 8.4594; 1.9: 2673; 2: 85.1274; 2.1: 95.9502; 2.2: 4964.3299; 2.3: 88.7204; 2.4: -3375.5402; 2.5: -60.3262
| 2 | 99.05 | 1: 153.5585; 1.1: 1591.9763; 1.2: 2.1349; 1.3: 534.87; 1.4: 28.4368; 1.5: 1591.9763; 1.6: 534.87; 1.7: 320.922; 1.8: 8.4594; 1.9: 2674.35; 2: 85.1704; 2.1: 95.9568; 2.2: 4969.0073; 2.3: 88.7591; 2.4: -3377.0309; 2.5: -60.3224
| 2 | 99.1 | 1: 153.7886; 1.1: 1595.1671; 1.2: 2.1392; 1.3: 535.14; 1.4: 28.4794; 1.5: 1595.1671; 1.6: 535.14; 1.7: 321.084; 1.8: 8.4594; 1.9: 2675.7; 2: 85.2134; 2.1: 95.9633; 2.2: 4973.6843; 2.3: 88.7978; 2.4: -3378.5171; 2.5: -60.3185
| 2 | 99.15 | 1: 154.0189; 1.1: 1598.3621; 1.2: 2.1434; 1.3: 535.41; 1.4: 28.522; 1.5: 1598.3621; 1.6: 535.41; 1.7: 321.246; 1.8: 8.4594; 1.9: 2677.05; 2: 85.2564; 2.1: 95.97; 2.2: 4978.3608; 2.3: 88.8365; 2.4: -3379.9987; 2.5: -60.3145
| 2 | 99.2 | 1: 154.2494; 1.1: 1601.5613; 1.2: 2.1477; 1.3: 535.68; 1.4: 28.5647; 1.5: 1601.5613; 1.6: 535.68; 1.7: 321.408; 1.8: 8.4594; 1.9: 2678.4; 2: 85.2994; 2.1: 95.9766; 2.2: 4983.037; 2.3: 88.8751; 2.4: -3381.4758; 2.5: -60.3104
| 2 | 99.25 | 1: 154.4801; 1.1: 1604.7646; 1.2: 2.152; 1.3: 535.95; 1.4: 28.6074; 1.5: 1604.7646; 1.6: 535.95; 1.7: 321.57; 1.8: 8.4594; 1.9: 2679.75; 2: 85.3424; 2.1: 95.9833; 2.2: 4987.7128; 2.3: 88.9137; 2.4: -3382.9481; 2.5: -60.3063
| 2 | 99.3 | 1: 154.7109; 1.1: 1607.9722; 1.2: 2.1563; 1.3: 536.22; 1.4: 28.6502; 1.5: 1607.9722; 1.6: 536.22; 1.7: 321.732; 1.8: 8.4594; 1.9: 2681.1; 2: 85.3854; 2.1: 95.9901; 2.2: 4992.3881; 2.3: 88.9523; 2.4: -3384.4159; 2.5: -60.3021
| 2 | 99.35 | 1: 154.9419; 1.1: 1611.184; 1.2: 2.1606; 1.3: 536.49; 1.4: 28.6929; 1.5: 1611.184; 1.6: 536.49; 1.7: 321.894; 1.8: 8.4594; 1.9: 2682.45; 2: 85.4283; 2.1: 95.9969; 2.2: 4997.063; 2.3: 88.9907; 2.4: -3385.879; 2.5: -60.2978
| 2 | 99.4 | 1: 155.1731; 1.1: 1614.4; 1.2: 2.1649; 1.3: 536.76; 1.4: 28.7358; 1.5: 1614.4; 1.6: 536.76; 1.7: 322.056; 1.8: 8.4594; 1.9: 2683.8; 2: 85.4713; 2.1: 96.0037; 2.2: 5001.7374; 2.3: 89.0292; 2.4: -3387.3373; 2.5: -60.2934
| 2 | 99.45 | 1: 155.4044; 1.1: 1617.6202; 1.2: 2.1693; 1.3: 537.03; 1.4: 28.7786; 1.5: 1617.6202; 1.6: 537.03; 1.7: 322.218; 1.8: 8.4594; 1.9: 2685.15; 2: 85.5143; 2.1: 96.0106; 2.2: 5006.4113; 2.3: 89.0676; 2.4: -3388.791; 2.5: -60.289
| 2 | 99.5 | 1: 155.6359; 1.1: 1620.8447; 1.2: 2.1736; 1.3: 537.3; 1.4: 28.8215; 1.5: 1620.8447; 1.6: 537.3; 1.7: 322.38; 1.8: 8.4594; 1.9: 2686.5; 2: 85.5573; 2.1: 96.0176; 2.2: 5011.0846; 2.3: 89.1059; 2.4: -3390.24; 2.5: -60.2844
| 2 | 99.55 | 1: 155.8676; 1.1: 1624.0733; 1.2: 2.1779; 1.3: 537.57; 1.4: 28.8644; 1.5: 1624.0733; 1.6: 537.57; 1.7: 322.542; 1.8: 8.4594; 1.9: 2687.85; 2: 85.6003; 2.1: 96.0245; 2.2: 5015.7575; 2.3: 89.1442; 2.4: -3391.6842; 2.5: -60.2798
| 2 | 99.6 | 1: 156.0995; 1.1: 1627.3062; 1.2: 2.1823; 1.3: 537.84; 1.4: 28.9073; 1.5: 1627.3062; 1.6: 537.84; 1.7: 322.704; 1.8: 8.4594; 1.9: 2689.2; 2: 85.6433; 2.1: 96.0316; 2.2: 5020.4298; 2.3: 89.1825; 2.4: -3393.1236; 2.5: -60.2751
| 2 | 99.65 | 1: 156.3315; 1.1: 1630.5433; 1.2: 2.1866; 1.3: 538.11; 1.4: 28.9503; 1.5: 1630.5433; 1.6: 538.11; 1.7: 322.866; 1.8: 8.4594; 1.9: 2690.55; 2: 85.6863; 2.1: 96.0386; 2.2: 5025.1015; 2.3: 89.2207; 2.4: -3394.5582; 2.5: -60.2704
| 2 | 99.7 | 1: 156.5638; 1.1: 1633.7846; 1.2: 2.1909; 1.3: 538.38; 1.4: 28.9933; 1.5: 1633.7846; 1.6: 538.38; 1.7: 323.028; 1.8: 8.4594; 1.9: 2691.9; 2: 85.7293; 2.1: 96.0458; 2.2: 5029.7727; 2.3: 89.2588; 2.4: -3395.9881; 2.5: -60.2655
| 2 | 99.75 | 1: 156.7961; 1.1: 1637.0302; 1.2: 2.1953; 1.3: 538.65; 1.4: 29.0363; 1.5: 1637.0302; 1.6: 538.65; 1.7: 323.19; 1.8: 8.4594; 1.9: 2693.25; 2: 85.7723; 2.1: 96.0529; 2.2: 5034.4432; 2.3: 89.2969; 2.4: -3397.413; 2.5: -60.2606
| 2 | 99.8 | 1: 157.0287; 1.1: 1640.2799; 1.2: 2.1997; 1.3: 538.92; 1.4: 29.0794; 1.5: 1640.2799; 1.6: 538.92; 1.7: 323.352; 1.8: 8.4594; 1.9: 2694.6; 2: 85.8153; 2.1: 96.0601; 2.2: 5039.1131; 2.3: 89.335; 2.4: -3398.8332; 2.5: -60.2556
| 2 | 99.85 | 1: 157.2614; 1.1: 1643.534; 1.2: 2.204; 1.3: 539.19; 1.4: 29.1225; 1.5: 1643.534; 1.6: 539.19; 1.7: 323.514; 1.8: 8.4594; 1.9: 2695.95; 2: 85.8583; 2.1: 96.0674; 2.2: 5043.7824; 2.3: 89.373; 2.4: -3400.2484; 2.5: -60.2505
| 2 | 99.9 | 1: 157.4943; 1.1: 1646.7922; 1.2: 2.2084; 1.3: 539.46; 1.4: 29.1656; 1.5: 1646.7922; 1.6: 539.46; 1.7: 323.676; 1.8: 8.4594; 1.9: 2697.3; 2: 85.9013; 2.1: 96.0747; 2.2: 5048.451; 2.3: 89.4109; 2.4: -3401.6588; 2.5: -60.2453
| 2 | 99.95 | 1: 157.7274; 1.1: 1650.0547; 1.2: 2.2128; 1.3: 539.73; 1.4: 29.2088; 1.5: 1650.0547; 1.6: 539.73; 1.7: 323.838; 1.8: 8.4594; 1.9: 2698.65; 2: 85.9443; 2.1: 96.0821; 2.2: 5053.1189; 2.3: 89.4488; 2.4: -3403.0642; 2.5: -60.24
| #REF! | 100 | 1: 157.9606; 1.1: 1653.3215; 1.2: 2.2171; 1.3: 540; 1.4: 29.252; 1.5: 1653.3215; 1.6: 540; 1.7: 324; 1.8: 8.4594; 1.9: 2700; 2: 85.9873; 2.1: 96.0895; 2.2: 5057.7862; 2.3: 89.4867; 2.4: -3404.4647; 2.5: -60.2347
y = 0,00000037923910697294x4 - 0,00004231861824455230x3 + 0,03610845387761690000x2 - 3,00103191605868000000x + 64,37700000000240000000
WIND SPEED m/s
| 4 |  | 1: συναρτηση με; 1.3: "Power shaft"; 1.4: "Power shaft"; 1.5: "Power shaft"; 1.9: Electric; 2: συναρτηση; 2.2: Power; 2.3: Torque
|  |  | βαση τις στροφές |  |  | rotation speed | torque | power |  |  |  | energy | Torque |  | supply | supply
|  | Turbine | 1: Turbine; 1.1: Turbine; 1.2: Turbine; 1.3: after; 1.4: after; 1.5: after; 1.6: Generators; 1.7: Generators; 1.8: Generators; 1.9: from; 2: output from; 2.1: συνάρτηση; 2.2: to; 2.3: to; 2.4: Rest of; 2.5: Rest of
|  | speed | 1: torque; 1.1: power; 1.2: power; 1.3: transmission; 1.4: transmission; 1.5: transmission; 1.6: speed; 1.7: voltage; 1.8: current; 1.9: generator; 2: generator; 2.1: Efficiency; 2.2: generator; 2.3: generator; 2.4: power; 2.5: torque
|  | rpm | 1: Nm; 1.1: watt; 1.2: Hp; 1.3: rpm; 1.4: Nm; 1.5: watt; 1.6: rpm; 1.7: acv; 1.8: ampere; 1.9: watt/hour; 2: Nm; 2.1: %; 2.2: watt; 2.3: Nm; 2.4: watt; 2.5: Nm
| 1 | 2 | 1: 3; 1.1: 4; 1.2: 5; 1.3: 6; 1.4: 7; 1.5: 8; 1.6: 9; 1.7: 10; 1.8: 11; 1.9: 12; 2: 13; 2.1: 14; 2.2: 15; 2.3: 16
6120 to 8120 | 1 | 0 | 1: 64.377; 1.1: 0; 1.2: 0; 1.3: 0; 1.4: 11.9217; 1.5: 0; 1.6: 0; 1.7: 0; 1.8: 0; 1.9: 0; 2: 0; 2.1: 74.5037; 2.2: 0; 2.3: 0; 2.4: 0; 2.5: 11.9217
| 1 | 0.05 | 1: 64.227; 1.1: 0.33612; 1.2: 0.00045075; 1.3: 0.27; 1.4: 11.8939; 1.5: 0.33612; 1.6: 0.27; 1.7: 0.162; 1.8: 8.4594; 1.9: 1.35; 2: 0.042994; 2.1: 74.5732; 2.2: 0.0016293; 2.3: 0.057653; 2.4: 0.33449; 2.5: 11.8362
| 1 | 0.1 | 1: 64.0773; 1.1: 0.67068; 1.2: 0.00089939; 1.3: 0.54; 1.4: 11.8662; 1.5: 0.67068; 1.6: 0.54; 1.7: 0.324; 1.8: 8.4594; 1.9: 2.7; 2: 0.085987; 2.1: 74.6426; 2.2: 0.006511; 2.3: 0.1152; 2.4: 0.66416; 2.5: 11.751
| 1 | 0.15 | 1: 63.9277; 1.1: 1.0037; 1.2: 0.0013459; 1.3: 0.81; 1.4: 11.8385; 1.5: 1.0037; 1.6: 0.81; 1.7: 0.486; 1.8: 8.4594; 1.9: 4.05; 2: 0.12898; 2.1: 74.7118; 2.2: 0.014636; 2.3: 0.17264; 2.4: 0.98903; 2.5: 11.6658
| 1 | 0.2 | 1: 63.7782; 1.1: 1.3351; 1.2: 0.0017904; 1.3: 1.08; 1.4: 11.8108; 1.5: 1.3351; 1.6: 1.08; 1.7: 0.648; 1.8: 8.4594; 1.9: 5.4; 2: 0.17197; 2.1: 74.7808; 2.2: 0.025996; 2.3: 0.22997; 2.4: 1.3091; 2.5: 11.5808
| 1 | 0.25 | 1: 63.629; 1.1: 1.665; 1.2: 0.0022327; 1.3: 1.35; 1.4: 11.7831; 1.5: 1.665; 1.6: 1.35; 1.7: 0.81; 1.8: 8.4594; 1.9: 6.75; 2: 0.21497; 2.1: 74.8496; 2.2: 0.040581; 2.3: 0.2872; 2.4: 1.6244; 2.5: 11.4959
| 1 | 0.3 | 1: 63.4799; 1.1: 1.9933; 1.2: 0.002673; 1.3: 1.62; 1.4: 11.7555; 1.5: 1.9933; 1.6: 1.62; 1.7: 0.972; 1.8: 8.4594; 1.9: 8.1; 2: 0.25796; 2.1: 74.9181; 2.2: 0.058384; 2.3: 0.34432; 2.4: 1.9349; 2.5: 11.4112
| 1 | 0.35 | 1: 63.3311; 1.1: 2.32; 1.2: 0.0031112; 1.3: 1.89; 1.4: 11.728; 1.5: 2.32; 1.6: 1.89; 1.7: 1.134; 1.8: 8.4594; 1.9: 9.45; 2: 0.30096; 2.1: 74.9865; 2.2: 0.079394; 2.3: 0.40135; 2.4: 2.2406; 2.5: 11.3266
| 1 | 0.4 | 1: 63.1824; 1.1: 2.6452; 1.2: 0.0035473; 1.3: 2.16; 1.4: 11.7004; 1.5: 2.6452; 1.6: 2.16; 1.7: 1.296; 1.8: 8.4594; 1.9: 10.8; 2: 0.34395; 2.1: 75.0547; 2.2: 0.1036; 2.3: 0.45826; 2.4: 2.5416; 2.5: 11.2422
| 1 | 0.45 | 1: 63.0338; 1.1: 2.9689; 1.2: 0.0039814; 1.3: 2.43; 1.4: 11.6729; 1.5: 2.9689; 1.6: 2.43; 1.7: 1.458; 1.8: 8.4594; 1.9: 12.15; 2: 0.38694; 2.1: 75.1228; 2.2: 0.13101; 2.3: 0.51508; 2.4: 2.8379; 2.5: 11.1579
| 1 | 0.5 | 1: 62.8855; 1.1: 3.291; 1.2: 0.0044133; 1.3: 2.7; 1.4: 11.6455; 1.5: 3.291; 1.6: 2.7; 1.7: 1.62; 1.8: 8.4594; 1.9: 13.5; 2: 0.42994; 2.1: 75.1906; 2.2: 0.16159; 2.3: 0.5718; 2.4: 3.1294; 2.5: 11.0737
| 1 | 0.55 | 1: 62.7373; 1.1: 3.6116; 1.2: 0.0048432; 1.3: 2.97; 1.4: 11.618; 1.5: 3.6116; 1.6: 2.97; 1.7: 1.782; 1.8: 8.4594; 1.9: 14.85; 2: 0.47293; 2.1: 75.2582; 2.2: 0.19535; 2.3: 0.62841; 2.4: 3.4162; 2.5: 10.9896
| 1 | 0.6 | 1: 62.5894; 1.1: 3.9306; 1.2: 0.005271; 1.3: 3.24; 1.4: 11.5906; 1.5: 3.9306; 1.6: 3.24; 1.7: 1.944; 1.8: 8.4594; 1.9: 16.2; 2: 0.51592; 2.1: 75.3256; 2.2: 0.23227; 2.3: 0.68492; 2.4: 3.6983; 2.5: 10.9057
| 1 | 0.65 | 1: 62.4416; 1.1: 4.2481; 1.2: 0.0056968; 1.3: 3.51; 1.4: 11.5633; 1.5: 4.2481; 1.6: 3.51; 1.7: 2.106; 1.8: 8.4594; 1.9: 17.55; 2: 0.55892; 2.1: 75.3929; 2.2: 0.27235; 2.3: 0.74134; 2.4: 3.9758; 2.5: 10.8219
| 1 | 0.7 | 1: 62.294; 1.1: 4.5641; 1.2: 0.0061205; 1.3: 3.78; 1.4: 11.5359; 1.5: 4.5641; 1.6: 3.78; 1.7: 2.268; 1.8: 8.4594; 1.9: 18.9; 2: 0.60191; 2.1: 75.4599; 2.2: 0.31558; 2.3: 0.79766; 2.4: 4.2485; 2.5: 10.7383
| 1 | 0.75 | 1: 62.1465; 1.1: 4.8785; 1.2: 0.0065422; 1.3: 4.05; 1.4: 11.5086; 1.5: 4.8785; 1.6: 4.05; 1.7: 2.43; 1.8: 8.4594; 1.9: 20.25; 2: 0.6449; 2.1: 75.5268; 2.2: 0.36196; 2.3: 0.85388; 2.4: 4.5165; 2.5: 10.6547
| 1 | 0.8 | 1: 61.9993; 1.1: 5.1914; 1.2: 0.0069618; 1.3: 4.32; 1.4: 11.4813; 1.5: 5.1914; 1.6: 4.32; 1.7: 2.592; 1.8: 8.4594; 1.9: 21.6; 2: 0.6879; 2.1: 75.5934; 2.2: 0.41146; 2.3: 0.91; 2.4: 4.7799; 2.5: 10.5713
| 1 | 0.85 | 1: 61.8522; 1.1: 5.5028; 1.2: 0.0073794; 1.3: 4.59; 1.4: 11.4541; 1.5: 5.5028; 1.6: 4.59; 1.7: 2.754; 1.8: 8.4594; 1.9: 22.95; 2: 0.73089; 2.1: 75.6599; 2.2: 0.4641; 2.3: 0.96602; 2.4: 5.0387; 2.5: 10.4881
| 1 | 0.9 | 1: 61.7053; 1.1: 5.8126; 1.2: 0.0077949; 1.3: 4.86; 1.4: 11.4269; 1.5: 5.8126; 1.6: 4.86; 1.7: 2.916; 1.8: 8.4594; 1.9: 24.3; 2: 0.77389; 2.1: 75.7262; 2.2: 0.51985; 2.3: 1.022; 2.4: 5.2928; 2.5: 10.405
| 1 | 0.95 | 1: 61.5586; 1.1: 6.121; 1.2: 0.0082084; 1.3: 5.13; 1.4: 11.3997; 1.5: 6.121; 1.6: 5.13; 1.7: 3.078; 1.8: 8.4594; 1.9: 25.65; 2: 0.81688; 2.1: 75.7923; 2.2: 0.57871; 2.3: 1.0778; 2.4: 5.5423; 2.5: 10.3219
| 1 | 1 | 1: 61.412; 1.1: 6.4278; 1.2: 0.0086198; 1.3: 5.4; 1.4: 11.3726; 1.5: 6.4278; 1.6: 5.4; 1.7: 3.24; 1.8: 8.4594; 1.9: 27; 2: 0.85987; 2.1: 75.8582; 2.2: 0.64067; 2.3: 1.1335; 2.4: 5.7871; 2.5: 10.2391
| 1 | 1.05 | 1: 61.2657; 1.1: 6.7331; 1.2: 0.0090292; 1.3: 5.67; 1.4: 11.3455; 1.5: 6.7331; 1.6: 5.67; 1.7: 3.402; 1.8: 8.4594; 1.9: 28.35; 2: 0.90287; 2.1: 75.9239; 2.2: 0.70573; 2.3: 1.1892; 2.4: 6.0274; 2.5: 10.1563
| 1 | 1.1 | 1: 61.1195; 1.1: 7.0369; 1.2: 0.0094366; 1.3: 5.94; 1.4: 11.3184; 1.5: 7.0369; 1.6: 5.94; 1.7: 3.564; 1.8: 8.4594; 1.9: 29.7; 2: 0.94586; 2.1: 75.9894; 2.2: 0.77387; 2.3: 1.2447; 2.4: 6.263; 2.5: 10.0737
| 1 | 1.15 | 1: 60.9735; 1.1: 7.3392; 1.2: 0.009842; 1.3: 6.21; 1.4: 11.2914; 1.5: 7.3392; 1.6: 6.21; 1.7: 3.726; 1.8: 8.4594; 1.9: 31.05; 2: 0.98885; 2.1: 76.0547; 2.2: 0.8451; 2.3: 1.3002; 2.4: 6.4941; 2.5: 9.9912
| 1 | 1.2 | 1: 60.8277; 1.1: 7.64; 1.2: 0.010245; 1.3: 6.48; 1.4: 11.2644; 1.5: 7.64; 1.6: 6.48; 1.7: 3.888; 1.8: 8.4594; 1.9: 32.4; 2: 1.0318; 2.1: 76.1199; 2.2: 0.91939; 2.3: 1.3556; 2.4: 6.7206; 2.5: 9.9088
| 1 | 1.25 | 1: 60.682; 1.1: 7.9392; 1.2: 0.010647; 1.3: 6.75; 1.4: 11.2374; 1.5: 7.9392; 1.6: 6.75; 1.7: 4.05; 1.8: 8.4594; 1.9: 33.75; 2: 1.0748; 2.1: 76.1848; 2.2: 0.99675; 2.3: 1.4108; 2.4: 6.9425; 2.5: 9.8266
| 1 | 1.3 | 1: 60.5366; 1.1: 8.237; 1.2: 0.011046; 1.3: 7.02; 1.4: 11.2105; 1.5: 8.237; 1.6: 7.02; 1.7: 4.212; 1.8: 8.4594; 1.9: 35.1; 2: 1.1178; 2.1: 76.2496; 2.2: 1.0772; 2.3: 1.466; 2.4: 7.1598; 2.5: 9.7445
| 1 | 1.35 | 1: 60.3913; 1.1: 8.5333; 1.2: 0.011443; 1.3: 7.29; 1.4: 11.1836; 1.5: 8.5333; 1.6: 7.29; 1.7: 4.374; 1.8: 8.4594; 1.9: 36.45; 2: 1.1608; 2.1: 76.3142; 2.2: 1.1606; 2.3: 1.5211; 2.4: 7.3726; 2.5: 9.6625
| 1 | 1.4 | 1: 60.2462; 1.1: 8.8281; 1.2: 0.011839; 1.3: 7.56; 1.4: 11.1567; 1.5: 8.8281; 1.6: 7.56; 1.7: 4.536; 1.8: 8.4594; 1.9: 37.8; 2: 1.2038; 2.1: 76.3786; 2.2: 1.2472; 2.3: 1.5761; 2.4: 7.5809; 2.5: 9.5806
| 1 | 1.45 | 1: 60.1013; 1.1: 9.1214; 1.2: 0.012232; 1.3: 7.83; 1.4: 11.1299; 1.5: 9.1214; 1.6: 7.83; 1.7: 4.698; 1.8: 8.4594; 1.9: 39.15; 2: 1.2468; 2.1: 76.4428; 2.2: 1.3367; 2.3: 1.631; 2.4: 7.7847; 2.5: 9.4988
| 1 | 1.5 | 1: 59.9566; 1.1: 9.4132; 1.2: 0.012623; 1.3: 8.1; 1.4: 11.1031; 1.5: 9.4132; 1.6: 8.1; 1.7: 4.86; 1.8: 8.4594; 1.9: 40.5; 2: 1.2898; 2.1: 76.5068; 2.2: 1.4293; 2.3: 1.6859; 2.4: 7.9839; 2.5: 9.4172
| 1 | 1.55 | 1: 59.812; 1.1: 9.7035; 1.2: 0.013013; 1.3: 8.37; 1.4: 11.0763; 1.5: 9.7035; 1.6: 8.37; 1.7: 5.022; 1.8: 8.4594; 1.9: 41.85; 2: 1.3328; 2.1: 76.5707; 2.2: 1.5249; 2.3: 1.7406; 2.4: 8.1786; 2.5: 9.3357
| 1 | 1.6 | 1: 59.6676; 1.1: 9.9923; 1.2: 0.0134; 1.3: 8.64; 1.4: 11.0496; 1.5: 9.9923; 1.6: 8.64; 1.7: 5.184; 1.8: 8.4594; 1.9: 43.2; 2: 1.3758; 2.1: 76.6343; 2.2: 1.6235; 2.3: 1.7953; 2.4: 8.3688; 2.5: 9.2543
| 1 | 1.65 | 1: 59.5234; 1.1: 10.2797; 1.2: 0.013785; 1.3: 8.91; 1.4: 11.0229; 1.5: 10.2797; 1.6: 8.91; 1.7: 5.346; 1.8: 8.4594; 1.9: 44.55; 2: 1.4188; 2.1: 76.6978; 2.2: 1.7251; 2.3: 1.8498; 2.4: 8.5546; 2.5: 9.173
| 1 | 1.7 | 1: 59.3794; 1.1: 10.5656; 1.2: 0.014169; 1.3: 9.18; 1.4: 10.9962; 1.5: 10.5656; 1.6: 9.18; 1.7: 5.508; 1.8: 8.4594; 1.9: 45.9; 2: 1.4618; 2.1: 76.7611; 2.2: 1.8298; 2.3: 1.9043; 2.4: 8.7358; 2.5: 9.0919
| 1 | 1.75 | 1: 59.2356; 1.1: 10.85; 1.2: 0.01455; 1.3: 9.45; 1.4: 10.9695; 1.5: 10.85; 1.6: 9.45; 1.7: 5.67; 1.8: 8.4594; 1.9: 47.25; 2: 1.5048; 2.1: 76.8242; 2.2: 1.9374; 2.3: 1.9587; 2.4: 8.9126; 2.5: 9.0108
| 1 | 1.8 | 1: 59.0919; 1.1: 11.1329; 1.2: 0.014929; 1.3: 9.72; 1.4: 10.9429; 1.5: 11.1329; 1.6: 9.72; 1.7: 5.832; 1.8: 8.4594; 1.9: 48.6; 2: 1.5478; 2.1: 76.8871; 2.2: 2.048; 2.3: 2.013; 2.4: 9.0849; 2.5: 8.9299
| 1 | 1.85 | 1: 58.9484; 1.1: 11.4144; 1.2: 0.015307; 1.3: 9.99; 1.4: 10.9164; 1.5: 11.4144; 1.6: 9.99; 1.7: 5.994; 1.8: 8.4594; 1.9: 49.95; 2: 1.5908; 2.1: 76.9499; 2.2: 2.1616; 2.3: 2.0673; 2.4: 9.2528; 2.5: 8.8491
| 1 | 1.9 | 1: 58.8051; 1.1: 11.6944; 1.2: 0.015682; 1.3: 10.26; 1.4: 10.8898; 1.5: 11.6944; 1.6: 10.26; 1.7: 6.156; 1.8: 8.4594; 1.9: 51.3; 2: 1.6338; 2.1: 77.0124; 2.2: 2.2782; 2.3: 2.1214; 2.4: 9.4162; 2.5: 8.7684
| 1 | 1.95 | 1: 58.662; 1.1: 11.9729; 1.2: 0.016056; 1.3: 10.53; 1.4: 10.8633; 1.5: 11.9729; 1.6: 10.53; 1.7: 6.318; 1.8: 8.4594; 1.9: 52.65; 2: 1.6768; 2.1: 77.0748; 2.2: 2.3977; 2.3: 2.1755; 2.4: 9.5752; 2.5: 8.6878
| 1 | 2 | 1: 58.519; 1.1: 12.25; 1.2: 0.016428; 1.3: 10.8; 1.4: 10.8369; 1.5: 12.25; 1.6: 10.8; 1.7: 6.48; 1.8: 8.4594; 1.9: 54; 2: 1.7197; 2.1: 77.137; 2.2: 2.5202; 2.3: 2.2295; 2.4: 9.7298; 2.5: 8.6074
| 1 | 2.05 | 1: 58.3763; 1.1: 12.5256; 1.2: 0.016797; 1.3: 11.07; 1.4: 10.8104; 1.5: 12.5256; 1.6: 11.07; 1.7: 6.642; 1.8: 8.4594; 1.9: 55.35; 2: 1.7627; 2.1: 77.199; 2.2: 2.6456; 2.3: 2.2834; 2.4: 9.88; 2.5: 8.5271
| 1 | 2.1 | 1: 58.2337; 1.1: 12.7998; 1.2: 0.017165; 1.3: 11.34; 1.4: 10.784; 1.5: 12.7998; 1.6: 11.34; 1.7: 6.804; 1.8: 8.4594; 1.9: 56.7; 2: 1.8057; 2.1: 77.2609; 2.2: 2.7741; 2.3: 2.3372; 2.4: 10.0257; 2.5: 8.4468
| 1 | 2.15 | 1: 58.0913; 1.1: 13.0725; 1.2: 0.01753; 1.3: 11.61; 1.4: 10.7576; 1.5: 13.0725; 1.6: 11.61; 1.7: 6.966; 1.8: 8.4594; 1.9: 58.05; 2: 1.8487; 2.1: 77.3225; 2.2: 2.9054; 2.3: 2.3909; 2.4: 10.1671; 2.5: 8.3667
| 1 | 2.2 | 1: 57.9491; 1.1: 13.3437; 1.2: 0.017894; 1.3: 11.88; 1.4: 10.7313; 1.5: 13.3437; 1.6: 11.88; 1.7: 7.128; 1.8: 8.4594; 1.9: 59.4; 2: 1.8917; 2.1: 77.384; 2.2: 3.0397; 2.3: 2.4446; 2.4: 10.304; 2.5: 8.2867
| 1 | 2.25 | 1: 57.807; 1.1: 13.6135; 1.2: 0.018256; 1.3: 12.15; 1.4: 10.705; 1.5: 13.6135; 1.6: 12.15; 1.7: 7.29; 1.8: 8.4594; 1.9: 60.75; 2: 1.9347; 2.1: 77.4453; 2.2: 3.1769; 2.3: 2.4982; 2.4: 10.4366; 2.5: 8.2068
| 1 | 2.3 | 1: 57.6651; 1.1: 13.8819; 1.2: 0.018616; 1.3: 12.42; 1.4: 10.6787; 1.5: 13.8819; 1.6: 12.42; 1.7: 7.452; 1.8: 8.4594; 1.9: 62.1; 2: 1.9777; 2.1: 77.5064; 2.2: 3.3171; 2.3: 2.5517; 2.4: 10.5649; 2.5: 8.1271
| 1 | 2.35 | 1: 57.5234; 1.1: 14.1489; 1.2: 0.018974; 1.3: 12.69; 1.4: 10.6525; 1.5: 14.1489; 1.6: 12.69; 1.7: 7.614; 1.8: 8.4594; 1.9: 63.45; 2: 2.0207; 2.1: 77.5673; 2.2: 3.4601; 2.3: 2.6051; 2.4: 10.6887; 2.5: 8.0474
| 1 | 2.4 | 1: 57.3819; 1.1: 14.4143; 1.2: 0.01933; 1.3: 12.96; 1.4: 10.6263; 1.5: 14.4143; 1.6: 12.96; 1.7: 7.776; 1.8: 8.4594; 1.9: 64.8; 2: 2.0637; 2.1: 77.6281; 2.2: 3.6061; 2.3: 2.6584; 2.4: 10.8082; 2.5: 7.9678
| 1 | 2.45 | 1: 57.2406; 1.1: 14.6784; 1.2: 0.019684; 1.3: 13.23; 1.4: 10.6001; 1.5: 14.6784; 1.6: 13.23; 1.7: 7.938; 1.8: 8.4594; 1.9: 66.15; 2: 2.1067; 2.1: 77.6886; 2.2: 3.755; 2.3: 2.7117; 2.4: 10.9234; 2.5: 7.8884
| 1 | 2.5 | 1: 57.0995; 1.1: 14.941; 1.2: 0.020036; 1.3: 13.5; 1.4: 10.574; 1.5: 14.941; 1.6: 13.5; 1.7: 8.1; 1.8: 8.4594; 1.9: 67.5; 2: 2.1497; 2.1: 77.749; 2.2: 3.9068; 2.3: 2.7649; 2.4: 11.0342; 2.5: 7.8091
| 1 | 2.55 | 1: 56.9585; 1.1: 15.2022; 1.2: 0.020387; 1.3: 13.77; 1.4: 10.5479; 1.5: 15.2022; 1.6: 13.77; 1.7: 8.262; 1.8: 8.4594; 1.9: 68.85; 2: 2.1927; 2.1: 77.8093; 2.2: 4.0615; 2.3: 2.818; 2.4: 11.1407; 2.5: 7.7299
| 1 | 2.6 | 1: 56.8177; 1.1: 15.462; 1.2: 0.020735; 1.3: 14.04; 1.4: 10.5218; 1.5: 15.462; 1.6: 14.04; 1.7: 8.424; 1.8: 8.4594; 1.9: 70.2; 2: 2.2357; 2.1: 77.8693; 2.2: 4.2191; 2.3: 2.8711; 2.4: 11.2429; 2.5: 7.6507
| 1 | 2.65 | 1: 56.6771; 1.1: 15.7203; 1.2: 0.021081; 1.3: 14.31; 1.4: 10.4958; 1.5: 15.7203; 1.6: 14.31; 1.7: 8.586; 1.8: 8.4594; 1.9: 71.55; 2: 2.2787; 2.1: 77.9292; 2.2: 4.3795; 2.3: 2.924; 2.4: 11.3408; 2.5: 7.5717
| 1 | 2.7 | 1: 56.5366; 1.1: 15.9773; 1.2: 0.021426; 1.3: 14.58; 1.4: 10.4697; 1.5: 15.9773; 1.6: 14.58; 1.7: 8.748; 1.8: 8.4594; 1.9: 72.9; 2: 2.3217; 2.1: 77.9889; 2.2: 4.5429; 2.3: 2.9769; 2.4: 11.4344; 2.5: 7.4928
| 1 | 2.75 | 1: 56.3964; 1.1: 16.2328; 1.2: 0.021768; 1.3: 14.85; 1.4: 10.4438; 1.5: 16.2328; 1.6: 14.85; 1.7: 8.91; 1.8: 8.4594; 1.9: 74.25; 2: 2.3646; 2.1: 78.0484; 2.2: 4.7091; 2.3: 3.0297; 2.4: 11.5237; 2.5: 7.4141
| 1 | 2.8 | 1: 56.2563; 1.1: 16.4868; 1.2: 0.022109; 1.3: 15.12; 1.4: 10.4178; 1.5: 16.4868; 1.6: 15.12; 1.7: 9.072; 1.8: 8.4594; 1.9: 75.6; 2: 2.4076; 2.1: 78.1077; 2.2: 4.8782; 2.3: 3.0825; 2.4: 11.6087; 2.5: 7.3354
| 1 | 2.85 | 1: 56.1164; 1.1: 16.7395; 1.2: 0.022448; 1.3: 15.39; 1.4: 10.3919; 1.5: 16.7395; 1.6: 15.39; 1.7: 9.234; 1.8: 8.4594; 1.9: 76.95; 2: 2.4506; 2.1: 78.1669; 2.2: 5.0501; 2.3: 3.1351; 2.4: 11.6894; 2.5: 7.2568
| 1 | 2.9 | 1: 55.9767; 1.1: 16.9908; 1.2: 0.022785; 1.3: 15.66; 1.4: 10.3661; 1.5: 16.9908; 1.6: 15.66; 1.7: 9.396; 1.8: 8.4594; 1.9: 78.3; 2: 2.4936; 2.1: 78.2259; 2.2: 5.2249; 2.3: 3.1877; 2.4: 11.7658; 2.5: 7.1783
| 1 | 2.95 | 1: 55.8371; 1.1: 17.2406; 1.2: 0.02312; 1.3: 15.93; 1.4: 10.3402; 1.5: 17.2406; 1.6: 15.93; 1.7: 9.558; 1.8: 8.4594; 1.9: 79.65; 2: 2.5366; 2.1: 78.2847; 2.2: 5.4026; 2.3: 3.2403; 2.4: 11.838; 2.5: 7.1
| 1 | 3 | 1: 55.6978; 1.1: 17.4891; 1.2: 0.023453; 1.3: 16.2; 1.4: 10.3144; 1.5: 17.4891; 1.6: 16.2; 1.7: 9.72; 1.8: 8.4594; 1.9: 81; 2: 2.5796; 2.1: 78.3433; 2.2: 5.5831; 2.3: 3.2927; 2.4: 11.906; 2.5: 7.0217
| 1 | 3.05 | 1: 55.5586; 1.1: 17.7362; 1.2: 0.023785; 1.3: 16.47; 1.4: 10.2886; 1.5: 17.7362; 1.6: 16.47; 1.7: 9.882; 1.8: 8.4594; 1.9: 82.35; 2: 2.6226; 2.1: 78.4018; 2.2: 5.7665; 2.3: 3.3451; 2.4: 11.9697; 2.5: 6.9435
| 1 | 3.1 | 1: 55.4196; 1.1: 17.9818; 1.2: 0.024114; 1.3: 16.74; 1.4: 10.2629; 1.5: 17.9818; 1.6: 16.74; 1.7: 10.044; 1.8: 8.4594; 1.9: 83.7; 2: 2.6656; 2.1: 78.4601; 2.2: 5.9527; 2.3: 3.3974; 2.4: 12.0292; 2.5: 6.8655
| 1 | 3.15 | 1: 55.2808; 1.1: 18.2261; 1.2: 0.024442; 1.3: 17.01; 1.4: 10.2372; 1.5: 18.2261; 1.6: 17.01; 1.7: 10.206; 1.8: 8.4594; 1.9: 85.05; 2: 2.7086; 2.1: 78.5182; 2.2: 6.1417; 2.3: 3.4496; 2.4: 12.0844; 2.5: 6.7875
| 1 | 3.2 | 1: 55.1421; 1.1: 18.4689; 1.2: 0.024767; 1.3: 17.28; 1.4: 10.2115; 1.5: 18.4689; 1.6: 17.28; 1.7: 10.368; 1.8: 8.4594; 1.9: 86.4; 2: 2.7516; 2.1: 78.5762; 2.2: 6.3335; 2.3: 3.5018; 2.4: 12.1354; 2.5: 6.7097
| 1 | 3.25 | 1: 55.0036; 1.1: 18.7104; 1.2: 0.025091; 1.3: 17.55; 1.4: 10.1859; 1.5: 18.7104; 1.6: 17.55; 1.7: 10.53; 1.8: 8.4594; 1.9: 87.75; 2: 2.7946; 2.1: 78.634; 2.2: 6.5282; 2.3: 3.5539; 2.4: 12.1822; 2.5: 6.6319
| 1 | 3.3 | 1: 54.8653; 1.1: 18.9505; 1.2: 0.025413; 1.3: 17.82; 1.4: 10.1602; 1.5: 18.9505; 1.6: 17.82; 1.7: 10.692; 1.8: 8.4594; 1.9: 89.1; 2: 2.8376; 2.1: 78.6916; 2.2: 6.7257; 2.3: 3.606; 2.4: 12.2248; 2.5: 6.5543
| 1 | 3.35 | 1: 54.7272; 1.1: 19.1892; 1.2: 0.025733; 1.3: 18.09; 1.4: 10.1347; 1.5: 19.1892; 1.6: 18.09; 1.7: 10.854; 1.8: 8.4594; 1.9: 90.45; 2: 2.8806; 2.1: 78.749; 2.2: 6.926; 2.3: 3.6579; 2.4: 12.2632; 2.5: 6.4768
| 1 | 3.4 | 1: 54.5893; 1.1: 19.4265; 1.2: 0.026051; 1.3: 18.36; 1.4: 10.1091; 1.5: 19.4265; 1.6: 18.36; 1.7: 11.016; 1.8: 8.4594; 1.9: 91.8; 2: 2.9236; 2.1: 78.8063; 2.2: 7.1291; 2.3: 3.7098; 2.4: 12.2974; 2.5: 6.3993
| 1 | 3.45 | 1: 54.4515; 1.1: 19.6624; 1.2: 0.026368; 1.3: 18.63; 1.4: 10.0836; 1.5: 19.6624; 1.6: 18.63; 1.7: 11.178; 1.8: 8.4594; 1.9: 93.15; 2: 2.9666; 2.1: 78.8634; 2.2: 7.335; 2.3: 3.7616; 2.4: 12.3275; 2.5: 6.322
| 1 | 3.5 | 1: 54.314; 1.1: 19.897; 1.2: 0.026682; 1.3: 18.9; 1.4: 10.0581; 1.5: 19.897; 1.6: 18.9; 1.7: 11.34; 1.8: 8.4594; 1.9: 94.5; 2: 3.0096; 2.1: 78.9203; 2.2: 7.5437; 2.3: 3.8134; 2.4: 12.3533; 2.5: 6.2447
| 1 | 3.55 | 1: 54.1766; 1.1: 20.1302; 1.2: 0.026995; 1.3: 19.17; 1.4: 10.0327; 1.5: 20.1302; 1.6: 19.17; 1.7: 11.502; 1.8: 8.4594; 1.9: 95.85; 2: 3.0525; 2.1: 78.977; 2.2: 7.7552; 2.3: 3.8651; 2.4: 12.375; 2.5: 6.1676
| 1 | 3.6 | 1: 54.0393; 1.1: 20.362; 1.2: 0.027306; 1.3: 19.44; 1.4: 10.0073; 1.5: 20.362; 1.6: 19.44; 1.7: 11.664; 1.8: 8.4594; 1.9: 97.2; 2: 3.0955; 2.1: 79.0336; 2.2: 7.9695; 2.3: 3.9167; 2.4: 12.3926; 2.5: 6.0905
| 1 | 3.65 | 1: 53.9023; 1.1: 20.5925; 1.2: 0.027615; 1.3: 19.71; 1.4: 9.9819; 1.5: 20.5925; 1.6: 19.71; 1.7: 11.826; 1.8: 8.4594; 1.9: 98.55; 2: 3.1385; 2.1: 79.09; 2.2: 8.1865; 2.3: 3.9683; 2.4: 12.4059; 2.5: 6.0136
| 1 | 3.7 | 1: 53.7654; 1.1: 20.8216; 1.2: 0.027922; 1.3: 19.98; 1.4: 9.9566; 1.5: 20.8216; 1.6: 19.98; 1.7: 11.988; 1.8: 8.4594; 1.9: 99.9; 2: 3.1815; 2.1: 79.1463; 2.2: 8.4064; 2.3: 4.0198; 2.4: 12.4152; 2.5: 5.9368
| 1 | 3.75 | 1: 53.6287; 1.1: 21.0493; 1.2: 0.028228; 1.3: 20.25; 1.4: 9.9312; 1.5: 21.0493; 1.6: 20.25; 1.7: 12.15; 1.8: 8.4594; 1.9: 101.25; 2: 3.2245; 2.1: 79.2024; 2.2: 8.629; 2.3: 4.0712; 2.4: 12.4203; 2.5: 5.86
| 1 | 3.8 | 1: 53.4922; 1.1: 21.2756; 1.2: 0.028531; 1.3: 20.52; 1.4: 9.906; 1.5: 21.2756; 1.6: 20.52; 1.7: 12.312; 1.8: 8.4594; 1.9: 102.6; 2: 3.2675; 2.1: 79.2583; 2.2: 8.8544; 2.3: 4.1226; 2.4: 12.4213; 2.5: 5.7834
| 1 | 3.85 | 1: 53.3559; 1.1: 21.5007; 1.2: 0.028833; 1.3: 20.79; 1.4: 9.8807; 1.5: 21.5007; 1.6: 20.79; 1.7: 12.474; 1.8: 8.4594; 1.9: 103.95; 2: 3.3105; 2.1: 79.314; 2.2: 9.0826; 2.3: 4.1739; 2.4: 12.4181; 2.5: 5.7068
| 1 | 3.9 | 1: 53.2198; 1.1: 21.7243; 1.2: 0.029133; 1.3: 21.06; 1.4: 9.8555; 1.5: 21.7243; 1.6: 21.06; 1.7: 12.636; 1.8: 8.4594; 1.9: 105.3; 2: 3.3535; 2.1: 79.3696; 2.2: 9.3135; 2.3: 4.2252; 2.4: 12.4108; 2.5: 5.6303
| 1 | 3.95 | 1: 53.0838; 1.1: 21.9466; 1.2: 0.029431; 1.3: 21.33; 1.4: 9.8303; 1.5: 21.9466; 1.6: 21.33; 1.7: 12.798; 1.8: 8.4594; 1.9: 106.65; 2: 3.3965; 2.1: 79.425; 2.2: 9.5471; 2.3: 4.2764; 2.4: 12.3995; 2.5: 5.554
| 1 | 4 | 1: 52.948; 1.1: 22.1676; 1.2: 0.029727; 1.3: 21.6; 1.4: 9.8052; 1.5: 22.1676; 1.6: 21.6; 1.7: 12.96; 1.8: 8.4594; 1.9: 108; 2: 3.4395; 2.1: 79.4802; 2.2: 9.7836; 2.3: 4.3275; 2.4: 12.384; 2.5: 5.4777
| 1 | 4.05 | 1: 52.8124; 1.1: 22.3872; 1.2: 0.030022; 1.3: 21.87; 1.4: 9.7801; 1.5: 22.3872; 1.6: 21.87; 1.7: 13.122; 1.8: 8.4594; 1.9: 109.35; 2: 3.4825; 2.1: 79.5353; 2.2: 10.0227; 2.3: 4.3785; 2.4: 12.3644; 2.5: 5.4015
| 1 | 4.1 | 1: 52.6769; 1.1: 22.6054; 1.2: 0.030314; 1.3: 22.14; 1.4: 9.755; 1.5: 22.6054; 1.6: 22.14; 1.7: 13.284; 1.8: 8.4594; 1.9: 110.7; 2: 3.5255; 2.1: 79.5902; 2.2: 10.2647; 2.3: 4.4295; 2.4: 12.3408; 2.5: 5.3255
| 1 | 4.15 | 1: 52.5417; 1.1: 22.8224; 1.2: 0.030605; 1.3: 22.41; 1.4: 9.7299; 1.5: 22.8224; 1.6: 22.41; 1.7: 13.446; 1.8: 8.4594; 1.9: 112.05; 2: 3.5685; 2.1: 79.645; 2.2: 10.5093; 2.3: 4.4805; 2.4: 12.313; 2.5: 5.2495
| 1 | 4.2 | 1: 52.4066; 1.1: 23.0379; 1.2: 0.030894; 1.3: 22.68; 1.4: 9.7049; 1.5: 23.0379; 1.6: 22.68; 1.7: 13.608; 1.8: 8.4594; 1.9: 113.4; 2: 3.6115; 2.1: 79.6995; 2.2: 10.7567; 2.3: 4.5313; 2.4: 12.2812; 2.5: 5.1736
| 1 | 4.25 | 1: 52.2717; 1.1: 23.2522; 1.2: 0.031182; 1.3: 22.95; 1.4: 9.6799; 1.5: 23.2522; 1.6: 22.95; 1.7: 13.77; 1.8: 8.4594; 1.9: 114.75; 2: 3.6545; 2.1: 79.754; 2.2: 11.0068; 2.3: 4.5822; 2.4: 12.2454; 2.5: 5.0978
| 1 | 4.3 | 1: 52.137; 1.1: 23.4651; 1.2: 0.031467; 1.3: 23.22; 1.4: 9.655; 1.5: 23.4651; 1.6: 23.22; 1.7: 13.932; 1.8: 8.4594; 1.9: 116.1; 2: 3.6975; 2.1: 79.8082; 2.2: 11.2597; 2.3: 4.6329; 2.4: 12.2054; 2.5: 5.0221
| 1 | 4.35 | 1: 52.0024; 1.1: 23.6767; 1.2: 0.031751; 1.3: 23.49; 1.4: 9.6301; 1.5: 23.6767; 1.6: 23.49; 1.7: 14.094; 1.8: 8.4594; 1.9: 117.45; 2: 3.7404; 2.1: 79.8623; 2.2: 11.5152; 2.3: 4.6836; 2.4: 12.1615; 2.5: 4.9465
| 1 | 4.4 | 1: 51.8681; 1.1: 23.887; 1.2: 0.032033; 1.3: 23.76; 1.4: 9.6052; 1.5: 23.887; 1.6: 23.76; 1.7: 14.256; 1.8: 8.4594; 1.9: 118.8; 2: 3.7834; 2.1: 79.9162; 2.2: 11.7735; 2.3: 4.7343; 2.4: 12.1134; 2.5: 4.8709
| 1 | 4.45 | 1: 51.7339; 1.1: 24.0959; 1.2: 0.032313; 1.3: 24.03; 1.4: 9.5803; 1.5: 24.0959; 1.6: 24.03; 1.7: 14.418; 1.8: 8.4594; 1.9: 120.15; 2: 3.8264; 2.1: 79.97; 2.2: 12.0345; 2.3: 4.7848; 2.4: 12.0614; 2.5: 4.7955
| 1 | 4.5 | 1: 51.5999; 1.1: 24.3035; 1.2: 0.032592; 1.3: 24.3; 1.4: 9.5555; 1.5: 24.3035; 1.6: 24.3; 1.7: 14.58; 1.8: 8.4594; 1.9: 121.5; 2: 3.8694; 2.1: 80.0236; 2.2: 12.2983; 2.3: 4.8354; 2.4: 12.0053; 2.5: 4.7202
| 1 | 4.55 | 1: 51.466; 1.1: 24.5098; 1.2: 0.032868; 1.3: 24.57; 1.4: 9.5307; 1.5: 24.5098; 1.6: 24.57; 1.7: 14.742; 1.8: 8.4594; 1.9: 122.85; 2: 3.9124; 2.1: 80.077; 2.2: 12.5647; 2.3: 4.8858; 2.4: 11.9452; 2.5: 4.6449
| 1 | 4.6 | 1: 51.3324; 1.1: 24.7148; 1.2: 0.033143; 1.3: 24.84; 1.4: 9.506; 1.5: 24.7148; 1.6: 24.84; 1.7: 14.904; 1.8: 8.4594; 1.9: 124.2; 2: 3.9554; 2.1: 80.1303; 2.2: 12.8338; 2.3: 4.9362; 2.4: 11.881; 2.5: 4.5698
| 1 | 4.65 | 1: 51.1989; 1.1: 24.9185; 1.2: 0.033416; 1.3: 25.11; 1.4: 9.4813; 1.5: 24.9185; 1.6: 25.11; 1.7: 15.066; 1.8: 8.4594; 1.9: 125.55; 2: 3.9984; 2.1: 80.1834; 2.2: 13.1056; 2.3: 4.9866; 2.4: 11.8129; 2.5: 4.4947
| 1 | 4.7 | 1: 51.0656; 1.1: 25.1209; 1.2: 0.033688; 1.3: 25.38; 1.4: 9.4566; 1.5: 25.1209; 1.6: 25.38; 1.7: 15.228; 1.8: 8.4594; 1.9: 126.9; 2: 4.0414; 2.1: 80.2363; 2.2: 13.3801; 2.3: 5.0369; 2.4: 11.7407; 2.5: 4.4197
| 1 | 4.75 | 1: 50.9325; 1.1: 25.3219; 1.2: 0.033957; 1.3: 25.65; 1.4: 9.4319; 1.5: 25.3219; 1.6: 25.65; 1.7: 15.39; 1.8: 8.4594; 1.9: 128.25; 2: 4.0844; 2.1: 80.2891; 2.2: 13.6574; 2.3: 5.0871; 2.4: 11.6646; 2.5: 4.3448
| 1 | 4.8 | 1: 50.7995; 1.1: 25.5217; 1.2: 0.034225; 1.3: 25.92; 1.4: 9.4073; 1.5: 25.5217; 1.6: 25.92; 1.7: 15.552; 1.8: 8.4594; 1.9: 129.6; 2: 4.1274; 2.1: 80.3418; 2.2: 13.9373; 2.3: 5.1373; 2.4: 11.5844; 2.5: 4.27
| 1 | 4.85 | 1: 50.6667; 1.1: 25.7201; 1.2: 0.034491; 1.3: 26.19; 1.4: 9.3827; 1.5: 25.7201; 1.6: 26.19; 1.7: 15.714; 1.8: 8.4594; 1.9: 130.95; 2: 4.1704; 2.1: 80.3942; 2.2: 14.2198; 2.3: 5.1874; 2.4: 11.5003; 2.5: 4.1953
| 1 | 4.9 | 1: 50.5341; 1.1: 25.9173; 1.2: 0.034756; 1.3: 26.46; 1.4: 9.3582; 1.5: 25.9173; 1.6: 26.46; 1.7: 15.876; 1.8: 8.4594; 1.9: 132.3; 2: 4.2134; 2.1: 80.4465; 2.2: 14.5051; 2.3: 5.2375; 2.4: 11.4122; 2.5: 4.1207
| 1 | 4.95 | 1: 50.4017; 1.1: 26.1131; 1.2: 0.035018; 1.3: 26.73; 1.4: 9.3337; 1.5: 26.1131; 1.6: 26.73; 1.7: 16.038; 1.8: 8.4594; 1.9: 133.65; 2: 4.2564; 2.1: 80.4987; 2.2: 14.7931; 2.3: 5.2875; 2.4: 11.3201; 2.5: 4.0462
| 1 | 5 | 1: 50.2695; 1.1: 26.3077; 1.2: 0.035279; 1.3: 27; 1.4: 9.3092; 1.5: 26.3077; 1.6: 27; 1.7: 16.2; 1.8: 8.4594; 1.9: 135; 2: 4.2994; 2.1: 80.5507; 2.2: 15.0837; 2.3: 5.3375; 2.4: 11.224; 2.5: 3.9717
| 1 | 5.05 | 1: 50.1374; 1.1: 26.501; 1.2: 0.035538; 1.3: 27.27; 1.4: 9.2847; 1.5: 26.501; 1.6: 27.27; 1.7: 16.362; 1.8: 8.4594; 1.9: 136.35; 2: 4.3424; 2.1: 80.6025; 2.2: 15.377; 2.3: 5.3874; 2.4: 11.124; 2.5: 3.8973
| 1 | 5.1 | 1: 50.0056; 1.1: 26.693; 1.2: 0.035796; 1.3: 27.54; 1.4: 9.2603; 1.5: 26.693; 1.6: 27.54; 1.7: 16.524; 1.8: 8.4594; 1.9: 137.7; 2: 4.3854; 2.1: 80.6542; 2.2: 15.6729; 2.3: 5.4372; 2.4: 11.0201; 2.5: 3.8231
| 1 | 5.15 | 1: 49.8739; 1.1: 26.8837; 1.2: 0.036052; 1.3: 27.81; 1.4: 9.2359; 1.5: 26.8837; 1.6: 27.81; 1.7: 16.686; 1.8: 8.4594; 1.9: 139.05; 2: 4.4283; 2.1: 80.7057; 2.2: 15.9715; 2.3: 5.487; 2.4: 10.9121; 2.5: 3.7489
| 1 | 5.2 | 1: 49.7423; 1.1: 27.0731; 1.2: 0.036306; 1.3: 28.08; 1.4: 9.2115; 1.5: 27.0731; 1.6: 28.08; 1.7: 16.848; 1.8: 8.4594; 1.9: 140.4; 2: 4.4713; 2.1: 80.757; 2.2: 16.2728; 2.3: 5.5368; 2.4: 10.8003; 2.5: 3.6748
| 1 | 5.25 | 1: 49.611; 1.1: 27.2612; 1.2: 0.036558; 1.3: 28.35; 1.4: 9.1872; 1.5: 27.2612; 1.6: 28.35; 1.7: 17.01; 1.8: 8.4594; 1.9: 141.75; 2: 4.5143; 2.1: 80.8082; 2.2: 16.5767; 2.3: 5.5865; 2.4: 10.6845; 2.5: 3.6007
| 1 | 5.3 | 1: 49.4798; 1.1: 27.4481; 1.2: 0.036809; 1.3: 28.62; 1.4: 9.1629; 1.5: 27.4481; 1.6: 28.62; 1.7: 17.172; 1.8: 8.4594; 1.9: 143.1; 2: 4.5573; 2.1: 80.8593; 2.2: 16.8833; 2.3: 5.6361; 2.4: 10.5648; 2.5: 3.5268
| 1 | 5.35 | 1: 49.3488; 1.1: 27.6337; 1.2: 0.037057; 1.3: 28.89; 1.4: 9.1387; 1.5: 27.6337; 1.6: 28.89; 1.7: 17.334; 1.8: 8.4594; 1.9: 144.45; 2: 4.6003; 2.1: 80.9102; 2.2: 17.1926; 2.3: 5.6857; 2.4: 10.4411; 2.5: 3.453
| 1 | 5.4 | 1: 49.218; 1.1: 27.818; 1.2: 0.037305; 1.3: 29.16; 1.4: 9.1144; 1.5: 27.818; 1.6: 29.16; 1.7: 17.496; 1.8: 8.4594; 1.9: 145.8; 2: 4.6433; 2.1: 80.9609; 2.2: 17.5045; 2.3: 5.7353; 2.4: 10.3136; 2.5: 3.3792
| 1 | 5.45 | 1: 49.0874; 1.1: 28.0011; 1.2: 0.03755; 1.3: 29.43; 1.4: 9.0903; 1.5: 28.0011; 1.6: 29.43; 1.7: 17.658; 1.8: 8.4594; 1.9: 147.15; 2: 4.6863; 2.1: 81.0115; 2.2: 17.819; 2.3: 5.7847; 2.4: 10.1821; 2.5: 3.3055
| 1 | 5.5 | 1: 48.9569; 1.1: 28.1829; 1.2: 0.037794; 1.3: 29.7; 1.4: 9.0661; 1.5: 28.1829; 1.6: 29.7; 1.7: 17.82; 1.8: 8.4594; 1.9: 148.5; 2: 4.7293; 2.1: 81.0619; 2.2: 18.1361; 2.3: 5.8342; 2.4: 10.0467; 2.5: 3.2319
| 1 | 5.55 | 1: 48.8266; 1.1: 28.3634; 1.2: 0.038036; 1.3: 29.97; 1.4: 9.042; 1.5: 28.3634; 1.6: 29.97; 1.7: 17.982; 1.8: 8.4594; 1.9: 149.85; 2: 4.7723; 2.1: 81.1121; 2.2: 18.456; 2.3: 5.8836; 2.4: 9.9074; 2.5: 3.1584
| 1 | 5.6 | 1: 48.6965; 1.1: 28.5427; 1.2: 0.038276; 1.3: 30.24; 1.4: 9.0179; 1.5: 28.5427; 1.6: 30.24; 1.7: 18.144; 1.8: 8.4594; 1.9: 151.2; 2: 4.8153; 2.1: 81.1622; 2.2: 18.7784; 2.3: 5.9329; 2.4: 9.7643; 2.5: 3.085
| 1 | 5.65 | 1: 48.5666; 1.1: 28.7207; 1.2: 0.038515; 1.3: 30.51; 1.4: 8.9938; 1.5: 28.7207; 1.6: 30.51; 1.7: 18.306; 1.8: 8.4594; 1.9: 152.55; 2: 4.8583; 2.1: 81.2122; 2.2: 19.1035; 2.3: 5.9822; 2.4: 9.6172; 2.5: 3.0116
| 1 | 5.7 | 1: 48.4368; 1.1: 28.8974; 1.2: 0.038752; 1.3: 30.78; 1.4: 8.9698; 1.5: 28.8974; 1.6: 30.78; 1.7: 18.468; 1.8: 8.4594; 1.9: 153.9; 2: 4.9013; 2.1: 81.262; 2.2: 19.4312; 2.3: 6.0314; 2.4: 9.4663; 2.5: 2.9383
| 1 | 5.75 | 1: 48.3073; 1.1: 29.0729; 1.2: 0.038987; 1.3: 31.05; 1.4: 8.9458; 1.5: 29.0729; 1.6: 31.05; 1.7: 18.63; 1.8: 8.4594; 1.9: 155.25; 2: 4.9443; 2.1: 81.3116; 2.2: 19.7615; 2.3: 6.0806; 2.4: 9.3115; 2.5: 2.8652
| 1 | 5.8 | 1: 48.1779; 1.1: 29.2472; 1.2: 0.039221; 1.3: 31.32; 1.4: 8.9218; 1.5: 29.2472; 1.6: 31.32; 1.7: 18.792; 1.8: 8.4594; 1.9: 156.6; 2: 4.9873; 2.1: 81.3611; 2.2: 20.0944; 2.3: 6.1298; 2.4: 9.1528; 2.5: 2.792
| 1 | 5.85 | 1: 48.0487; 1.1: 29.4202; 1.2: 0.039453; 1.3: 31.59; 1.4: 8.8979; 1.5: 29.4202; 1.6: 31.59; 1.7: 18.954; 1.8: 8.4594; 1.9: 157.95; 2: 5.0303; 2.1: 81.4104; 2.2: 20.43; 2.3: 6.1789; 2.4: 8.9902; 2.5: 2.719
| 1 | 5.9 | 1: 47.9196; 1.1: 29.592; 1.2: 0.039683; 1.3: 31.86; 1.4: 8.874; 1.5: 29.592; 1.6: 31.86; 1.7: 19.116; 1.8: 8.4594; 1.9: 159.3; 2: 5.0732; 2.1: 81.4596; 2.2: 20.7682; 2.3: 6.2279; 2.4: 8.8238; 2.5: 2.6461
| 1 | 5.95 | 1: 47.7908; 1.1: 29.7625; 1.2: 0.039912; 1.3: 32.13; 1.4: 8.8501; 1.5: 29.7625; 1.6: 32.13; 1.7: 19.278; 1.8: 8.4594; 1.9: 160.65; 2: 5.1162; 2.1: 81.5087; 2.2: 21.1089; 2.3: 6.2769; 2.4: 8.6535; 2.5: 2.5732
| 1 | 6 | 1: 47.6621; 1.1: 29.9318; 1.2: 0.040139; 1.3: 32.4; 1.4: 8.8263; 1.5: 29.9318; 1.6: 32.4; 1.7: 19.44; 1.8: 8.4594; 1.9: 162; 2: 5.1592; 2.1: 81.5575; 2.2: 21.4523; 2.3: 6.3259; 2.4: 8.4794; 2.5: 2.5004
| 1 | 6.05 | 1: 47.5336; 1.1: 30.0998; 1.2: 0.040365; 1.3: 32.67; 1.4: 8.8025; 1.5: 30.0998; 1.6: 32.67; 1.7: 19.602; 1.8: 8.4594; 1.9: 163.35; 2: 5.2022; 2.1: 81.6063; 2.2: 21.7983; 2.3: 6.3748; 2.4: 8.3015; 2.5: 2.4277
| 1 | 6.1 | 1: 47.4052; 1.1: 30.2667; 1.2: 0.040588; 1.3: 32.94; 1.4: 8.7787; 1.5: 30.2667; 1.6: 32.94; 1.7: 19.764; 1.8: 8.4594; 1.9: 164.7; 2: 5.2452; 2.1: 81.6548; 2.2: 22.147; 2.3: 6.4237; 2.4: 8.1197; 2.5: 2.3551
| 1 | 6.15 | 1: 47.2771; 1.1: 30.4322; 1.2: 0.04081; 1.3: 33.21; 1.4: 8.755; 1.5: 30.4322; 1.6: 33.21; 1.7: 19.926; 1.8: 8.4594; 1.9: 166.05; 2: 5.2882; 2.1: 81.7033; 2.2: 22.4982; 2.3: 6.4725; 2.4: 7.9341; 2.5: 2.2825
| 1 | 6.2 | 1: 47.1491; 1.1: 30.5966; 1.2: 0.041031; 1.3: 33.48; 1.4: 8.7313; 1.5: 30.5966; 1.6: 33.48; 1.7: 20.088; 1.8: 8.4594; 1.9: 167.4; 2: 5.3312; 2.1: 81.7515; 2.2: 22.852; 2.3: 6.5212; 2.4: 7.7446; 2.5: 2.2101
| 1 | 6.25 | 1: 47.0213; 1.1: 30.7598; 1.2: 0.04125; 1.3: 33.75; 1.4: 8.7076; 1.5: 30.7598; 1.6: 33.75; 1.7: 20.25; 1.8: 8.4594; 1.9: 168.75; 2: 5.3742; 2.1: 81.7997; 2.2: 23.2084; 2.3: 6.57; 2.4: 7.5514; 2.5: 2.1377
| 1 | 6.3 | 1: 46.8937; 1.1: 30.9217; 1.2: 0.041467; 1.3: 34.02; 1.4: 8.684; 1.5: 30.9217; 1.6: 34.02; 1.7: 20.412; 1.8: 8.4594; 1.9: 170.1; 2: 5.4172; 2.1: 81.8476; 2.2: 23.5674; 2.3: 6.6186; 2.4: 7.3543; 2.5: 2.0654
| 1 | 6.35 | 1: 46.7662; 1.1: 31.0824; 1.2: 0.041682; 1.3: 34.29; 1.4: 8.6604; 1.5: 31.0824; 1.6: 34.29; 1.7: 20.574; 1.8: 8.4594; 1.9: 171.45; 2: 5.4602; 2.1: 81.8955; 2.2: 23.929; 2.3: 6.6673; 2.4: 7.1534; 2.5: 1.9931
| 1 | 6.4 | 1: 46.6389; 1.1: 31.2419; 1.2: 0.041896; 1.3: 34.56; 1.4: 8.6368; 1.5: 31.2419; 1.6: 34.56; 1.7: 20.736; 1.8: 8.4594; 1.9: 172.8; 2: 5.5032; 2.1: 81.9431; 2.2: 24.2931; 2.3: 6.7159; 2.4: 6.9487; 2.5: 1.921
| 1 | 6.45 | 1: 46.5118; 1.1: 31.4001; 1.2: 0.042108; 1.3: 34.83; 1.4: 8.6133; 1.5: 31.4001; 1.6: 34.83; 1.7: 20.898; 1.8: 8.4594; 1.9: 174.15; 2: 5.5462; 2.1: 81.9907; 2.2: 24.6599; 2.3: 6.7644; 2.4: 6.7402; 2.5: 1.8489
| 1 | 6.5 | 1: 46.3849; 1.1: 31.5572; 1.2: 0.042319; 1.3: 35.1; 1.4: 8.5898; 1.5: 31.5572; 1.6: 35.1; 1.7: 21.06; 1.8: 8.4594; 1.9: 175.5; 2: 5.5892; 2.1: 82.038; 2.2: 25.0292; 2.3: 6.8129; 2.4: 6.528; 2.5: 1.7769
| 1 | 6.55 | 1: 46.2582; 1.1: 31.7131; 1.2: 0.042528; 1.3: 35.37; 1.4: 8.5663; 1.5: 31.7131; 1.6: 35.37; 1.7: 21.222; 1.8: 8.4594; 1.9: 176.85; 2: 5.6322; 2.1: 82.0853; 2.2: 25.4012; 2.3: 6.8614; 2.4: 6.3119; 2.5: 1.705
| 1 | 6.6 | 1: 46.1316; 1.1: 31.8677; 1.2: 0.042735; 1.3: 35.64; 1.4: 8.5429; 1.5: 31.8677; 1.6: 35.64; 1.7: 21.384; 1.8: 8.4594; 1.9: 178.2; 2: 5.6752; 2.1: 82.1324; 2.2: 25.7757; 2.3: 6.9098; 2.4: 6.0921; 2.5: 1.6331
| 1 | 6.65 | 1: 46.0052; 1.1: 32.0212; 1.2: 0.042941; 1.3: 35.91; 1.4: 8.5195; 1.5: 32.0212; 1.6: 35.91; 1.7: 21.546; 1.8: 8.4594; 1.9: 179.55; 2: 5.7182; 2.1: 82.1793; 2.2: 26.1527; 2.3: 6.9581; 2.4: 5.8684; 2.5: 1.5613
| 1 | 6.7 | 1: 45.879; 1.1: 32.1734; 1.2: 0.043145; 1.3: 36.18; 1.4: 8.4961; 1.5: 32.1734; 1.6: 36.18; 1.7: 21.708; 1.8: 8.4594; 1.9: 180.9; 2: 5.7611; 2.1: 82.2261; 2.2: 26.5324; 2.3: 7.0065; 2.4: 5.641; 2.5: 1.4896
| 1 | 6.75 | 1: 45.753; 1.1: 32.3245; 1.2: 0.043348; 1.3: 36.45; 1.4: 8.4728; 1.5: 32.3245; 1.6: 36.45; 1.7: 21.87; 1.8: 8.4594; 1.9: 182.25; 2: 5.8041; 2.1: 82.2727; 2.2: 26.9146; 2.3: 7.0548; 2.4: 5.4099; 2.5: 1.418
| 1 | 6.8 | 1: 45.6271; 1.1: 32.4744; 1.2: 0.043549; 1.3: 36.72; 1.4: 8.4495; 1.5: 32.4744; 1.6: 36.72; 1.7: 22.032; 1.8: 8.4594; 1.9: 183.6; 2: 5.8471; 2.1: 82.3192; 2.2: 27.2994; 2.3: 7.103; 2.4: 5.175; 2.5: 1.3465
| 1 | 6.85 | 1: 45.5015; 1.1: 32.623; 1.2: 0.043748; 1.3: 36.99; 1.4: 8.4262; 1.5: 32.623; 1.6: 36.99; 1.7: 22.194; 1.8: 8.4594; 1.9: 184.95; 2: 5.8901; 2.1: 82.3655; 2.2: 27.6867; 2.3: 7.1512; 2.4: 4.9363; 2.5: 1.275
| 1 | 6.9 | 1: 45.376; 1.1: 32.7705; 1.2: 0.043946; 1.3: 37.26; 1.4: 8.403; 1.5: 32.7705; 1.6: 37.26; 1.7: 22.356; 1.8: 8.4594; 1.9: 186.3; 2: 5.9331; 2.1: 82.4117; 2.2: 28.0767; 2.3: 7.1994; 2.4: 4.6939; 2.5: 1.2036
| 1 | 6.95 | 1: 45.2506; 1.1: 32.9168; 1.2: 0.044142; 1.3: 37.53; 1.4: 8.3797; 1.5: 32.9168; 1.6: 37.53; 1.7: 22.518; 1.8: 8.4594; 1.9: 187.65; 2: 5.9761; 2.1: 82.4578; 2.2: 28.4691; 2.3: 7.2475; 2.4: 4.4477; 2.5: 1.1323
| 1 | 7 | 1: 45.1255; 1.1: 33.0619; 1.2: 0.044337; 1.3: 37.8; 1.4: 8.3566; 1.5: 33.0619; 1.6: 37.8; 1.7: 22.68; 1.8: 8.4594; 1.9: 189; 2: 6.0191; 2.1: 82.5037; 2.2: 28.8642; 2.3: 7.2956; 2.4: 4.1978; 2.5: 1.061
| 1 | 7.05 | 1: 45.0005; 1.1: 33.2059; 1.2: 0.04453; 1.3: 38.07; 1.4: 8.3334; 1.5: 33.2059; 1.6: 38.07; 1.7: 22.842; 1.8: 8.4594; 1.9: 190.35; 2: 6.0621; 2.1: 82.5495; 2.2: 29.2617; 2.3: 7.3436; 2.4: 3.9441; 2.5: 0.98983
| 1 | 7.1 | 1: 44.8757; 1.1: 33.3486; 1.2: 0.044721; 1.3: 38.34; 1.4: 8.3103; 1.5: 33.3486; 1.6: 38.34; 1.7: 23.004; 1.8: 8.4594; 1.9: 191.7; 2: 6.1051; 2.1: 82.5951; 2.2: 29.6619; 2.3: 7.3916; 2.4: 3.6868; 2.5: 0.91872
| 1 | 7.15 | 1: 44.7511; 1.1: 33.4902; 1.2: 0.044911; 1.3: 38.61; 1.4: 8.2872; 1.5: 33.4902; 1.6: 38.61; 1.7: 23.166; 1.8: 8.4594; 1.9: 193.05; 2: 6.1481; 2.1: 82.6406; 2.2: 30.0646; 2.3: 7.4396; 2.4: 3.4257; 2.5: 0.84769
| 1 | 7.2 | 1: 44.6267; 1.1: 33.6306; 1.2: 0.045099; 1.3: 38.88; 1.4: 8.2642; 1.5: 33.6306; 1.6: 38.88; 1.7: 23.328; 1.8: 8.4594; 1.9: 194.4; 2: 6.1911; 2.1: 82.6859; 2.2: 30.4698; 2.3: 7.4875; 2.4: 3.1608; 2.5: 0.77673
| 1 | 7.25 | 1: 44.5024; 1.1: 33.7699; 1.2: 0.045286; 1.3: 39.15; 1.4: 8.2412; 1.5: 33.7699; 1.6: 39.15; 1.7: 23.49; 1.8: 8.4594; 1.9: 195.75; 2: 6.2341; 2.1: 82.7311; 2.2: 30.8776; 2.3: 7.5353; 2.4: 2.8923; 2.5: 0.70583
| 1 | 7.3 | 1: 44.3783; 1.1: 33.908; 1.2: 0.045471; 1.3: 39.42; 1.4: 8.2182; 1.5: 33.908; 1.6: 39.42; 1.7: 23.652; 1.8: 8.4594; 1.9: 197.1; 2: 6.2771; 2.1: 82.7761; 2.2: 31.2879; 2.3: 7.5832; 2.4: 2.6201; 2.5: 0.63502
| 1 | 7.35 | 1: 44.2544; 1.1: 34.0449; 1.2: 0.045655; 1.3: 39.69; 1.4: 8.1953; 1.5: 34.0449; 1.6: 39.69; 1.7: 23.814; 1.8: 8.4594; 1.9: 198.45; 2: 6.3201; 2.1: 82.821; 2.2: 31.7008; 2.3: 7.631; 2.4: 2.3441; 2.5: 0.56427
| 1 | 7.4 | 1: 44.1307; 1.1: 34.1807; 1.2: 0.045837; 1.3: 39.96; 1.4: 8.1723; 1.5: 34.1807; 1.6: 39.96; 1.7: 23.976; 1.8: 8.4594; 1.9: 199.8; 2: 6.3631; 2.1: 82.8658; 2.2: 32.1162; 2.3: 7.6787; 2.4: 2.0644; 2.5: 0.49359
| 1 | 7.45 | 1: 44.0071; 1.1: 34.3153; 1.2: 0.046018; 1.3: 40.23; 1.4: 8.1495; 1.5: 34.3153; 1.6: 40.23; 1.7: 24.138; 1.8: 8.4594; 1.9: 201.15; 2: 6.4061; 2.1: 82.9104; 2.2: 32.5342; 2.3: 7.7265; 2.4: 1.7811; 2.5: 0.42299
| 1 | 7.5 | 1: 43.8837; 1.1: 34.4487; 1.2: 0.046196; 1.3: 40.5; 1.4: 8.1266; 1.5: 34.4487; 1.6: 40.5; 1.7: 24.3; 1.8: 8.4594; 1.9: 202.5; 2: 6.449; 2.1: 82.9549; 2.2: 32.9547; 2.3: 7.7742; 2.4: 1.4941; 2.5: 0.35246
| 1 | 7.55 | 1: 43.7605; 1.1: 34.581; 1.2: 0.046374; 1.3: 40.77; 1.4: 8.1038; 1.5: 34.581; 1.6: 40.77; 1.7: 24.462; 1.8: 8.4594; 1.9: 203.85; 2: 6.492; 2.1: 82.9992; 2.2: 33.3777; 2.3: 7.8218; 2.4: 1.2033; 2.5: 0.28199
| 1 | 7.6 | 1: 43.6375; 1.1: 34.7122; 1.2: 0.04655; 1.3: 41.04; 1.4: 8.081; 1.5: 34.7122; 1.6: 41.04; 1.7: 24.624; 1.8: 8.4594; 1.9: 205.2; 2: 6.535; 2.1: 83.0434; 2.2: 33.8032; 2.3: 7.8694; 2.4: 0.90893; 2.5: 0.2116
| 1 | 7.65 | 1: 43.5146; 1.1: 34.8422; 1.2: 0.046724; 1.3: 41.31; 1.4: 8.0583; 1.5: 34.8422; 1.6: 41.31; 1.7: 24.786; 1.8: 8.4594; 1.9: 206.55; 2: 6.578; 2.1: 83.0875; 2.2: 34.2313; 2.3: 7.917; 2.4: 0.61084; 2.5: 0.14128
| 1 | 7.7 | 1: 43.3919; 1.1: 34.971; 1.2: 0.046897; 1.3: 41.58; 1.4: 8.0355; 1.5: 34.971; 1.6: 41.58; 1.7: 24.948; 1.8: 8.4594; 1.9: 207.9; 2: 6.621; 2.1: 83.1314; 2.2: 34.6619; 2.3: 7.9645; 2.4: 0.30909; 2.5: 0.071021
| 2 | 7.75 | 1: 43.2694; 1.1: 35.0987; 1.2: 0.047068; 1.3: 41.85; 1.4: 8.0129; 1.5: 35.0987; 1.6: 41.85; 1.7: 25.11; 1.8: 8.4594; 1.9: 209.25; 2: 6.664; 2.1: 83.1752; 2.2: 35.0951; 2.3: 8.012; 2.4: 0.0036655; 2.5: 0.00083682
| 2 | 7.8 | 1: 43.1471; 1.1: 35.2253; 1.2: 0.047238; 1.3: 42.12; 1.4: 7.9902; 1.5: 35.2253; 1.6: 42.12; 1.7: 25.272; 1.8: 8.4594; 1.9: 210.6; 2: 6.707; 2.1: 83.2188; 2.2: 35.5307; 2.3: 8.0595; 2.4: -0.30542; 2.5: -0.069279
| 2 | 7.85 | 1: 43.025; 1.1: 35.3507; 1.2: 0.047406; 1.3: 42.39; 1.4: 7.9676; 1.5: 35.3507; 1.6: 42.39; 1.7: 25.434; 1.8: 8.4594; 1.9: 211.95; 2: 6.75; 2.1: 83.2623; 2.2: 35.9689; 2.3: 8.1069; 2.4: -0.61816; 2.5: -0.13933
| 2 | 7.9 | 1: 42.903; 1.1: 35.4751; 1.2: 0.047573; 1.3: 42.66; 1.4: 7.945; 1.5: 35.4751; 1.6: 42.66; 1.7: 25.596; 1.8: 8.4594; 1.9: 213.3; 2: 6.793; 2.1: 83.3057; 2.2: 36.4096; 2.3: 8.1543; 2.4: -0.93456; 2.5: -0.2093
| 2 | 7.95 | 1: 42.7812; 1.1: 35.5982; 1.2: 0.047738; 1.3: 42.93; 1.4: 7.9224; 1.5: 35.5982; 1.6: 42.93; 1.7: 25.758; 1.8: 8.4594; 1.9: 214.65; 2: 6.836; 2.1: 83.3489; 2.2: 36.8528; 2.3: 8.2017; 2.4: -1.2546; 2.5: -0.27921
| 2 | 8 | 1: 42.6596; 1.1: 35.7203; 1.2: 0.047902; 1.3: 43.2; 1.4: 7.8999; 1.5: 35.7203; 1.6: 43.2; 1.7: 25.92; 1.8: 8.4594; 1.9: 216; 2: 6.879; 2.1: 83.3919; 2.2: 37.2986; 2.3: 8.249; 2.4: -1.5783; 2.5: -0.34905
| 2 | 8.05 | 1: 42.5381; 1.1: 35.8412; 1.2: 0.048064; 1.3: 43.47; 1.4: 7.8774; 1.5: 35.8412; 1.6: 43.47; 1.7: 26.082; 1.8: 8.4594; 1.9: 217.35; 2: 6.922; 2.1: 83.4349; 2.2: 37.7468; 2.3: 8.2963; 2.4: -1.9056; 2.5: -0.41883
| 2 | 8.1 | 1: 42.4169; 1.1: 35.961; 1.2: 0.048225; 1.3: 43.74; 1.4: 7.855; 1.5: 35.961; 1.6: 43.74; 1.7: 26.244; 1.8: 8.4594; 1.9: 218.7; 2: 6.965; 2.1: 83.4777; 2.2: 38.1976; 2.3: 8.3435; 2.4: -2.2366; 2.5: -0.48853
| 2 | 8.15 | 1: 42.2958; 1.1: 36.0797; 1.2: 0.048384; 1.3: 44.01; 1.4: 7.8325; 1.5: 36.0797; 1.6: 44.01; 1.7: 26.406; 1.8: 8.4594; 1.9: 220.05; 2: 7.008; 2.1: 83.5203; 2.2: 38.6509; 2.3: 8.3907; 2.4: -2.5712; 2.5: -0.55817
| 2 | 8.2 | 1: 42.1749; 1.1: 36.1973; 1.2: 0.048541; 1.3: 44.28; 1.4: 7.8102; 1.5: 36.1973; 1.6: 44.28; 1.7: 26.568; 1.8: 8.4594; 1.9: 221.4; 2: 7.051; 2.1: 83.5629; 2.2: 39.1066; 2.3: 8.4379; 2.4: -2.9094; 2.5: -0.62775
| 2 | 8.25 | 1: 42.0541; 1.1: 36.3137; 1.2: 0.048698; 1.3: 44.55; 1.4: 7.7878; 1.5: 36.3137; 1.6: 44.55; 1.7: 26.73; 1.8: 8.4594; 1.9: 222.75; 2: 7.0939; 2.1: 83.6053; 2.2: 39.5649; 2.3: 8.4851; 2.4: -3.2512; 2.5: -0.69725
| 2 | 8.3 | 1: 41.9335; 1.1: 36.4291; 1.2: 0.048852; 1.3: 44.82; 1.4: 7.7655; 1.5: 36.4291; 1.6: 44.82; 1.7: 26.892; 1.8: 8.4594; 1.9: 224.1; 2: 7.1369; 2.1: 83.6475; 2.2: 40.0257; 2.3: 8.5322; 2.4: -3.5967; 2.5: -0.76669
| 2 | 8.35 | 1: 41.8132; 1.1: 36.5433; 1.2: 0.049005; 1.3: 45.09; 1.4: 7.7432; 1.5: 36.5433; 1.6: 45.09; 1.7: 27.054; 1.8: 8.4594; 1.9: 225.45; 2: 7.1799; 2.1: 83.6896; 2.2: 40.489; 2.3: 8.5792; 2.4: -3.9457; 2.5: -0.83606
| 2 | 8.4 | 1: 41.693; 1.1: 36.6564; 1.2: 0.049157; 1.3: 45.36; 1.4: 7.7209; 1.5: 36.6564; 1.6: 45.36; 1.7: 27.216; 1.8: 8.4594; 1.9: 226.8; 2: 7.2229; 2.1: 83.7316; 2.2: 40.9549; 2.3: 8.6263; 2.4: -4.2984; 2.5: -0.90537
| 2 | 8.45 | 1: 41.5729; 1.1: 36.7685; 1.2: 0.049307; 1.3: 45.63; 1.4: 7.6987; 1.5: 36.7685; 1.6: 45.63; 1.7: 27.378; 1.8: 8.4594; 1.9: 228.15; 2: 7.2659; 2.1: 83.7735; 2.2: 41.4232; 2.3: 8.6733; 2.4: -4.6547; 2.5: -0.97461
| 2 | 8.5 | 1: 41.4531; 1.1: 36.8794; 1.2: 0.049456; 1.3: 45.9; 1.4: 7.6765; 1.5: 36.8794; 1.6: 45.9; 1.7: 27.54; 1.8: 8.4594; 1.9: 229.5; 2: 7.3089; 2.1: 83.8152; 2.2: 41.894; 2.3: 8.7203; 2.4: -5.0146; 2.5: -1.0438
| 2 | 8.55 | 1: 41.3334; 1.1: 36.9892; 1.2: 0.049603; 1.3: 46.17; 1.4: 7.6543; 1.5: 36.9892; 1.6: 46.17; 1.7: 27.702; 1.8: 8.4594; 1.9: 230.85; 2: 7.3519; 2.1: 83.8568; 2.2: 42.3673; 2.3: 8.7672; 2.4: -5.378; 2.5: -1.1129
| 2 | 8.6 | 1: 41.2139; 1.1: 37.098; 1.2: 0.049749; 1.3: 46.44; 1.4: 7.6322; 1.5: 37.098; 1.6: 46.44; 1.7: 27.864; 1.8: 8.4594; 1.9: 232.2; 2: 7.3949; 2.1: 83.8982; 2.2: 42.8431; 2.3: 8.8141; 2.4: -5.7451; 2.5: -1.1819
| 2 | 8.65 | 1: 41.0945; 1.1: 37.2056; 1.2: 0.049894; 1.3: 46.71; 1.4: 7.6101; 1.5: 37.2056; 1.6: 46.71; 1.7: 28.026; 1.8: 8.4594; 1.9: 233.55; 2: 7.4379; 2.1: 83.9395; 2.2: 43.3214; 2.3: 8.861; 2.4: -6.1157; 2.5: -1.2509
| 2 | 8.7 | 1: 40.9754; 1.1: 37.3122; 1.2: 0.050036; 1.3: 46.98; 1.4: 7.588; 1.5: 37.3122; 1.6: 46.98; 1.7: 28.188; 1.8: 8.4594; 1.9: 234.9; 2: 7.4809; 2.1: 83.9807; 2.2: 43.8021; 2.3: 8.9079; 2.4: -6.49; 2.5: -1.3198
| 2 | 8.75 | 1: 40.8564; 1.1: 37.4177; 1.2: 0.050178; 1.3: 47.25; 1.4: 7.566; 1.5: 37.4177; 1.6: 47.25; 1.7: 28.35; 1.8: 8.4594; 1.9: 236.25; 2: 7.5239; 2.1: 84.0217; 2.2: 44.2854; 2.3: 8.9547; 2.4: -6.8678; 2.5: -1.3887
| 2 | 8.8 | 1: 40.7376; 1.1: 37.522; 1.2: 0.050318; 1.3: 47.52; 1.4: 7.544; 1.5: 37.522; 1.6: 47.52; 1.7: 28.512; 1.8: 8.4594; 1.9: 237.6; 2: 7.5669; 2.1: 84.0626; 2.2: 44.7712; 2.3: 9.0015; 2.4: -7.2492; 2.5: -1.4575
| 2 | 8.85 | 1: 40.619; 1.1: 37.6253; 1.2: 0.050456; 1.3: 47.79; 1.4: 7.522; 1.5: 37.6253; 1.6: 47.79; 1.7: 28.674; 1.8: 8.4594; 1.9: 238.95; 2: 7.6099; 2.1: 84.1034; 2.2: 45.2595; 2.3: 9.0482; 2.4: -7.6341; 2.5: -1.5262
| 2 | 8.9 | 1: 40.5005; 1.1: 37.7276; 1.2: 0.050594; 1.3: 48.06; 1.4: 7.5001; 1.5: 37.7276; 1.6: 48.06; 1.7: 28.836; 1.8: 8.4594; 1.9: 240.3; 2: 7.6529; 2.1: 84.144; 2.2: 45.7502; 2.3: 9.095; 2.4: -8.0226; 2.5: -1.5949
| 2 | 8.95 | 1: 40.3822; 1.1: 37.8287; 1.2: 0.050729; 1.3: 48.33; 1.4: 7.4782; 1.5: 37.8287; 1.6: 48.33; 1.7: 28.998; 1.8: 8.4594; 1.9: 241.65; 2: 7.6959; 2.1: 84.1845; 2.2: 46.2434; 2.3: 9.1417; 2.4: -8.4147; 2.5: -1.6635
| 2 | 9 | 1: 40.2641; 1.1: 37.9288; 1.2: 0.050863; 1.3: 48.6; 1.4: 7.4563; 1.5: 37.9288; 1.6: 48.6; 1.7: 29.16; 1.8: 8.4594; 1.9: 243; 2: 7.7389; 2.1: 84.2249; 2.2: 46.7391; 2.3: 9.1883; 2.4: -8.8103; 2.5: -1.732
| 2 | 9.05 | 1: 40.1462; 1.1: 38.0278; 1.2: 0.050996; 1.3: 48.87; 1.4: 7.4345; 1.5: 38.0278; 1.6: 48.87; 1.7: 29.322; 1.8: 8.4594; 1.9: 244.35; 2: 7.7818; 2.1: 84.2652; 2.2: 47.2373; 2.3: 9.235; 2.4: -9.2095; 2.5: -1.8005
| 2 | 9.1 | 1: 40.0285; 1.1: 38.1258; 1.2: 0.051128; 1.3: 49.14; 1.4: 7.4127; 1.5: 38.1258; 1.6: 49.14; 1.7: 29.484; 1.8: 8.4594; 1.9: 245.7; 2: 7.8248; 2.1: 84.3053; 2.2: 47.738; 2.3: 9.2816; 2.4: -9.6122; 2.5: -1.8689
| 2 | 9.15 | 1: 39.9109; 1.1: 38.2227; 1.2: 0.051257; 1.3: 49.41; 1.4: 7.3909; 1.5: 38.2227; 1.6: 49.41; 1.7: 29.646; 1.8: 8.4594; 1.9: 247.05; 2: 7.8678; 2.1: 84.3453; 2.2: 48.2412; 2.3: 9.3281; 2.4: -10.0185; 2.5: -1.9372
| 2 | 9.2 | 1: 39.7935; 1.1: 38.3185; 1.2: 0.051386; 1.3: 49.68; 1.4: 7.3692; 1.5: 38.3185; 1.6: 49.68; 1.7: 29.808; 1.8: 8.4594; 1.9: 248.4; 2: 7.9108; 2.1: 84.3851; 2.2: 48.7468; 2.3: 9.3747; 2.4: -10.4283; 2.5: -2.0055
| 2 | 9.25 | 1: 39.6763; 1.1: 38.4132; 1.2: 0.051513; 1.3: 49.95; 1.4: 7.3475; 1.5: 38.4132; 1.6: 49.95; 1.7: 29.97; 1.8: 8.4594; 1.9: 249.75; 2: 7.9538; 2.1: 84.4248; 2.2: 49.2549; 2.3: 9.4212; 2.4: -10.8417; 2.5: -2.0737
| 2 | 9.3 | 1: 39.5592; 1.1: 38.5069; 1.2: 0.051639; 1.3: 50.22; 1.4: 7.3258; 1.5: 38.5069; 1.6: 50.22; 1.7: 30.132; 1.8: 8.4594; 1.9: 251.1; 2: 7.9968; 2.1: 84.4644; 2.2: 49.7655; 2.3: 9.4677; 2.4: -11.2585; 2.5: -2.1419
| 2 | 9.35 | 1: 39.4424; 1.1: 38.5996; 1.2: 0.051763; 1.3: 50.49; 1.4: 7.3041; 1.5: 38.5996; 1.6: 50.49; 1.7: 30.294; 1.8: 8.4594; 1.9: 252.45; 2: 8.0398; 2.1: 84.5039; 2.2: 50.2785; 2.3: 9.5141; 2.4: -11.6789; 2.5: -2.21
| 2 | 9.4 | 1: 39.3257; 1.1: 38.6912; 1.2: 0.051886; 1.3: 50.76; 1.4: 7.2825; 1.5: 38.6912; 1.6: 50.76; 1.7: 30.456; 1.8: 8.4594; 1.9: 253.8; 2: 8.0828; 2.1: 84.5432; 2.2: 50.7941; 2.3: 9.5606; 2.4: -12.1029; 2.5: -2.278
| 2 | 9.45 | 1: 39.2091; 1.1: 38.7818; 1.2: 0.052007; 1.3: 51.03; 1.4: 7.261; 1.5: 38.7818; 1.6: 51.03; 1.7: 30.618; 1.8: 8.4594; 1.9: 255.15; 2: 8.1258; 2.1: 84.5824; 2.2: 51.3121; 2.3: 9.607; 2.4: -12.5303; 2.5: -2.346
| 2 | 9.5 | 1: 39.0928; 1.1: 38.8713; 1.2: 0.052127; 1.3: 51.3; 1.4: 7.2394; 1.5: 38.8713; 1.6: 51.3; 1.7: 30.78; 1.8: 8.4594; 1.9: 256.5; 2: 8.1688; 2.1: 84.6215; 2.2: 51.8326; 2.3: 9.6533; 2.4: -12.9613; 2.5: -2.4139
| 2 | 9.55 | 1: 38.9766; 1.1: 38.9597; 1.2: 0.052246; 1.3: 51.57; 1.4: 7.2179; 1.5: 38.9597; 1.6: 51.57; 1.7: 30.942; 1.8: 8.4594; 1.9: 257.85; 2: 8.2118; 2.1: 84.6605; 2.2: 52.3555; 2.3: 9.6997; 2.4: -13.3958; 2.5: -2.4818
| 2 | 9.6 | 1: 38.8606; 1.1: 39.0472; 1.2: 0.052363; 1.3: 51.84; 1.4: 7.1964; 1.5: 39.0472; 1.6: 51.84; 1.7: 31.104; 1.8: 8.4594; 1.9: 259.2; 2: 8.2548; 2.1: 84.6993; 2.2: 52.8809; 2.3: 9.746; 2.4: -13.8338; 2.5: -2.5496
| 2 | 9.65 | 1: 38.7448; 1.1: 39.1336; 1.2: 0.052479; 1.3: 52.11; 1.4: 7.175; 1.5: 39.1336; 1.6: 52.11; 1.7: 31.266; 1.8: 8.4594; 1.9: 260.55; 2: 8.2978; 2.1: 84.738; 2.2: 53.4088; 2.3: 9.7923; 2.4: -14.2752; 2.5: -2.6173
| 2 | 9.7 | 1: 38.6292; 1.1: 39.2189; 1.2: 0.052593; 1.3: 52.38; 1.4: 7.1535; 1.5: 39.2189; 1.6: 52.38; 1.7: 31.428; 1.8: 8.4594; 1.9: 261.9; 2: 8.3408; 2.1: 84.7765; 2.2: 53.9391; 2.3: 9.8385; 2.4: -14.7202; 2.5: -2.685
| 2 | 9.75 | 1: 38.5137; 1.1: 39.3032; 1.2: 0.052707; 1.3: 52.65; 1.4: 7.1322; 1.5: 39.3032; 1.6: 52.65; 1.7: 31.59; 1.8: 8.4594; 1.9: 263.25; 2: 8.3838; 2.1: 84.815; 2.2: 54.472; 2.3: 9.8848; 2.4: -15.1687; 2.5: -2.7526
| 2 | 9.8 | 1: 38.3984; 1.1: 39.3865; 1.2: 0.052818; 1.3: 52.92; 1.4: 7.1108; 1.5: 39.3865; 1.6: 52.92; 1.7: 31.752; 1.8: 8.4594; 1.9: 264.6; 2: 8.4268; 2.1: 84.8533; 2.2: 55.0072; 2.3: 9.931; 2.4: -15.6207; 2.5: -2.8201
| 2 | 9.85 | 1: 38.2833; 1.1: 39.4688; 1.2: 0.052929; 1.3: 53.19; 1.4: 7.0895; 1.5: 39.4688; 1.6: 53.19; 1.7: 31.914; 1.8: 8.4594; 1.9: 265.95; 2: 8.4697; 2.1: 84.8915; 2.2: 55.545; 2.3: 9.9771; 2.4: -16.0762; 2.5: -2.8876
| 2 | 9.9 | 1: 38.1684; 1.1: 39.55; 1.2: 0.053037; 1.3: 53.46; 1.4: 7.0682; 1.5: 39.55; 1.6: 53.46; 1.7: 32.076; 1.8: 8.4594; 1.9: 267.3; 2: 8.5127; 2.1: 84.9295; 2.2: 56.0852; 2.3: 10.0233; 2.4: -16.5351; 2.5: -2.9551
| 2 | 9.95 | 1: 38.0536; 1.1: 39.6303; 1.2: 0.053145; 1.3: 53.73; 1.4: 7.047; 1.5: 39.6303; 1.6: 53.73; 1.7: 32.238; 1.8: 8.4594; 1.9: 268.65; 2: 8.5557; 2.1: 84.9675; 2.2: 56.6278; 2.3: 10.0694; 2.4: -16.9975; 2.5: -3.0225
| 2 | 10 | 1: 37.939; 1.1: 39.7095; 1.2: 0.053251; 1.3: 54; 1.4: 7.0257; 1.5: 39.7095; 1.6: 54; 1.7: 32.4; 1.8: 8.4594; 1.9: 270; 2: 8.5987; 2.1: 85.0053; 2.2: 57.1729; 2.3: 10.1155; 2.4: -17.4634; 2.5: -3.0898
| 2 | 10.05 | 1: 37.8246; 1.1: 39.7877; 1.2: 0.053356; 1.3: 54.27; 1.4: 7.0046; 1.5: 39.7877; 1.6: 54.27; 1.7: 32.562; 1.8: 8.4594; 1.9: 271.35; 2: 8.6417; 2.1: 85.043; 2.2: 57.7205; 2.3: 10.1616; 2.4: -17.9328; 2.5: -3.157
| 2 | 10.1 | 1: 37.7103; 1.1: 39.8649; 1.2: 0.05346; 1.3: 54.54; 1.4: 6.9834; 1.5: 39.8649; 1.6: 54.54; 1.7: 32.724; 1.8: 8.4594; 1.9: 272.7; 2: 8.6847; 2.1: 85.0805; 2.2: 58.2705; 2.3: 10.2076; 2.4: -18.4057; 2.5: -3.2242
| 2 | 10.15 | 1: 37.5963; 1.1: 39.941; 1.2: 0.053562; 1.3: 54.81; 1.4: 6.9623; 1.5: 39.941; 1.6: 54.81; 1.7: 32.886; 1.8: 8.4594; 1.9: 274.05; 2: 8.7277; 2.1: 85.1179; 2.2: 58.823; 2.3: 10.2537; 2.4: -18.882; 2.5: -3.2914
| 2 | 10.2 | 1: 37.4824; 1.1: 40.0162; 1.2: 0.053663; 1.3: 55.08; 1.4: 6.9412; 1.5: 40.0162; 1.6: 55.08; 1.7: 33.048; 1.8: 8.4594; 1.9: 275.4; 2: 8.7707; 2.1: 85.1553; 2.2: 59.3779; 2.3: 10.2997; 2.4: -19.3617; 2.5: -3.3585
| 2 | 10.25 | 1: 37.3687; 1.1: 40.0904; 1.2: 0.053762; 1.3: 55.35; 1.4: 6.9201; 1.5: 40.0904; 1.6: 55.35; 1.7: 33.21; 1.8: 8.4594; 1.9: 276.75; 2: 8.8137; 2.1: 85.1924; 2.2: 59.9353; 2.3: 10.3456; 2.4: -19.845; 2.5: -3.4255
| 2 | 10.3 | 1: 37.2551; 1.1: 40.1635; 1.2: 0.05386; 1.3: 55.62; 1.4: 6.8991; 1.5: 40.1635; 1.6: 55.62; 1.7: 33.372; 1.8: 8.4594; 1.9: 278.1; 2: 8.8567; 2.1: 85.2295; 2.2: 60.4952; 2.3: 10.3916; 2.4: -20.3317; 2.5: -3.4925
| 2 | 10.35 | 1: 37.1418; 1.1: 40.2357; 1.2: 0.053957; 1.3: 55.89; 1.4: 6.8781; 1.5: 40.2357; 1.6: 55.89; 1.7: 33.534; 1.8: 8.4594; 1.9: 279.45; 2: 8.8997; 2.1: 85.2664; 2.2: 61.0575; 2.3: 10.4375; 2.4: -20.8218; 2.5: -3.5594
| 2 | 10.4 | 1: 37.0286; 1.1: 40.3069; 1.2: 0.054052; 1.3: 56.16; 1.4: 6.8571; 1.5: 40.3069; 1.6: 56.16; 1.7: 33.696; 1.8: 8.4594; 1.9: 280.8; 2: 8.9427; 2.1: 85.3033; 2.2: 61.6222; 2.3: 10.4834; 2.4: -21.3154; 2.5: -3.6262
| 2 | 10.45 | 1: 36.9156; 1.1: 40.377; 1.2: 0.054146; 1.3: 56.43; 1.4: 6.8362; 1.5: 40.377; 1.6: 56.43; 1.7: 33.858; 1.8: 8.4594; 1.9: 282.15; 2: 8.9857; 2.1: 85.3399; 2.2: 62.1894; 2.3: 10.5293; 2.4: -21.8124; 2.5: -3.693
| 2 | 10.5 | 1: 36.8027; 1.1: 40.4462; 1.2: 0.054239; 1.3: 56.7; 1.4: 6.8153; 1.5: 40.4462; 1.6: 56.7; 1.7: 34.02; 1.8: 8.4594; 1.9: 283.5; 2: 9.0287; 2.1: 85.3765; 2.2: 62.7591; 2.3: 10.5751; 2.4: -22.3128; 2.5: -3.7598
| 2 | 10.55 | 1: 36.6901; 1.1: 40.5144; 1.2: 0.054331; 1.3: 56.97; 1.4: 6.7945; 1.5: 40.5144; 1.6: 56.97; 1.7: 34.182; 1.8: 8.4594; 1.9: 284.85; 2: 9.0717; 2.1: 85.413; 2.2: 63.3312; 2.3: 10.6209; 2.4: -22.8167; 2.5: -3.8265
| 2 | 10.6 | 1: 36.5776; 1.1: 40.5816; 1.2: 0.054421; 1.3: 57.24; 1.4: 6.7736; 1.5: 40.5816; 1.6: 57.24; 1.7: 34.344; 1.8: 8.4594; 1.9: 286.2; 2: 9.1146; 2.1: 85.4493; 2.2: 63.9057; 2.3: 10.6667; 2.4: -23.3241; 2.5: -3.8931
| 2 | 10.65 | 1: 36.4653; 1.1: 40.6478; 1.2: 0.05451; 1.3: 57.51; 1.4: 6.7528; 1.5: 40.6478; 1.6: 57.51; 1.7: 34.506; 1.8: 8.4594; 1.9: 287.55; 2: 9.1576; 2.1: 85.4855; 2.2: 64.4827; 2.3: 10.7125; 2.4: -23.8348; 2.5: -3.9597
| 2 | 10.7 | 1: 36.3531; 1.1: 40.7131; 1.2: 0.054597; 1.3: 57.78; 1.4: 6.7321; 1.5: 40.7131; 1.6: 57.78; 1.7: 34.668; 1.8: 8.4594; 1.9: 288.9; 2: 9.2006; 2.1: 85.5216; 2.2: 65.0621; 2.3: 10.7583; 2.4: -24.349; 2.5: -4.0262
| 2 | 10.75 | 1: 36.2412; 1.1: 40.7774; 1.2: 0.054683; 1.3: 58.05; 1.4: 6.7113; 1.5: 40.7774; 1.6: 58.05; 1.7: 34.83; 1.8: 8.4594; 1.9: 290.25; 2: 9.2436; 2.1: 85.5575; 2.2: 65.644; 2.3: 10.804; 2.4: -24.8666; 2.5: -4.0927
| 2 | 10.8 | 1: 36.1294; 1.1: 40.8407; 1.2: 0.054768; 1.3: 58.32; 1.4: 6.6906; 1.5: 40.8407; 1.6: 58.32; 1.7: 34.992; 1.8: 8.4594; 1.9: 291.6; 2: 9.2866; 2.1: 85.5934; 2.2: 66.2283; 2.3: 10.8497; 2.4: -25.3876; 2.5: -4.1591
| 2 | 10.85 | 1: 36.0178; 1.1: 40.903; 1.2: 0.054852; 1.3: 58.59; 1.4: 6.67; 1.5: 40.903; 1.6: 58.59; 1.7: 35.154; 1.8: 8.4594; 1.9: 292.95; 2: 9.3296; 2.1: 85.6291; 2.2: 66.8151; 2.3: 10.8954; 2.4: -25.9121; 2.5: -4.2254
| 2 | 10.9 | 1: 35.9063; 1.1: 40.9644; 1.2: 0.054934; 1.3: 58.86; 1.4: 6.6493; 1.5: 40.9644; 1.6: 58.86; 1.7: 35.316; 1.8: 8.4594; 1.9: 294.3; 2: 9.3726; 2.1: 85.6647; 2.2: 67.4043; 2.3: 10.941; 2.4: -26.4399; 2.5: -4.2917
| 2 | 10.95 | 1: 35.7951; 1.1: 41.0247; 1.2: 0.055015; 1.3: 59.13; 1.4: 6.6287; 1.5: 41.0247; 1.6: 59.13; 1.7: 35.478; 1.8: 8.4594; 1.9: 295.65; 2: 9.4156; 2.1: 85.7002; 2.2: 67.9959; 2.3: 10.9867; 2.4: -26.9712; 2.5: -4.358
| 2 | 11 | 1: 35.684; 1.1: 41.0842; 1.2: 0.055095; 1.3: 59.4; 1.4: 6.6081; 1.5: 41.0842; 1.6: 59.4; 1.7: 35.64; 1.8: 8.4594; 1.9: 297; 2: 9.4586; 2.1: 85.7355; 2.2: 68.59; 2.3: 11.0323; 2.4: -27.5058; 2.5: -4.4241
| 2 | 11.05 | 1: 35.5731; 1.1: 41.1426; 1.2: 0.055173; 1.3: 59.67; 1.4: 6.5876; 1.5: 41.1426; 1.6: 59.67; 1.7: 35.802; 1.8: 8.4594; 1.9: 298.35; 2: 9.5016; 2.1: 85.7708; 2.2: 69.1865; 2.3: 11.0779; 2.4: -28.0439; 2.5: -4.4903
| 2 | 11.1 | 1: 35.4623; 1.1: 41.2002; 1.2: 0.05525; 1.3: 59.94; 1.4: 6.5671; 1.5: 41.2002; 1.6: 59.94; 1.7: 35.964; 1.8: 8.4594; 1.9: 299.7; 2: 9.5446; 2.1: 85.8059; 2.2: 69.7855; 2.3: 11.1235; 2.4: -28.5853; 2.5: -4.5564
| 2 | 11.15 | 1: 35.3518; 1.1: 41.2567; 1.2: 0.055326; 1.3: 60.21; 1.4: 6.5466; 1.5: 41.2567; 1.6: 60.21; 1.7: 36.126; 1.8: 8.4594; 1.9: 301.05; 2: 9.5876; 2.1: 85.8409; 2.2: 70.3869; 2.3: 11.169; 2.4: -29.1302; 2.5: -4.6224
| 2 | 11.2 | 1: 35.2414; 1.1: 41.3123; 1.2: 0.055401; 1.3: 60.48; 1.4: 6.5262; 1.5: 41.3123; 1.6: 60.48; 1.7: 36.288; 1.8: 8.4594; 1.9: 302.4; 2: 9.6306; 2.1: 85.8758; 2.2: 70.9907; 2.3: 11.2145; 2.4: -29.6784; 2.5: -4.6884
| 2 | 11.25 | 1: 35.1312; 1.1: 41.367; 1.2: 0.055474; 1.3: 60.75; 1.4: 6.5058; 1.5: 41.367; 1.6: 60.75; 1.7: 36.45; 1.8: 8.4594; 1.9: 303.75; 2: 9.6736; 2.1: 85.9106; 2.2: 71.597; 2.3: 11.26; 2.4: -30.23; 2.5: -4.7543
| 2 | 11.3 | 1: 35.0211; 1.1: 41.4207; 1.2: 0.055546; 1.3: 61.02; 1.4: 6.4854; 1.5: 41.4207; 1.6: 61.02; 1.7: 36.612; 1.8: 8.4594; 1.9: 305.1; 2: 9.7166; 2.1: 85.9452; 2.2: 72.2057; 2.3: 11.3055; 2.4: -30.785; 2.5: -4.8201
| 2 | 11.35 | 1: 34.9113; 1.1: 41.4734; 1.2: 0.055617; 1.3: 61.29; 1.4: 6.4651; 1.5: 41.4734; 1.6: 61.29; 1.7: 36.774; 1.8: 8.4594; 1.9: 306.45; 2: 9.7596; 2.1: 85.9798; 2.2: 72.8168; 2.3: 11.351; 2.4: -31.3434; 2.5: -4.8859
| 2 | 11.4 | 1: 34.8016; 1.1: 41.5253; 1.2: 0.055686; 1.3: 61.56; 1.4: 6.4447; 1.5: 41.5253; 1.6: 61.56; 1.7: 36.936; 1.8: 8.4594; 1.9: 307.8; 2: 9.8025; 2.1: 86.0142; 2.2: 73.4304; 2.3: 11.3964; 2.4: -31.9051; 2.5: -4.9517
| 2 | 11.45 | 1: 34.6921; 1.1: 41.5762; 1.2: 0.055755; 1.3: 61.83; 1.4: 6.4245; 1.5: 41.5762; 1.6: 61.83; 1.7: 37.098; 1.8: 8.4594; 1.9: 309.15; 2: 9.8455; 2.1: 86.0485; 2.2: 74.0464; 2.3: 11.4419; 2.4: -32.4703; 2.5: -5.0174
| 2 | 11.5 | 1: 34.5827; 1.1: 41.6261; 1.2: 0.055822; 1.3: 62.1; 1.4: 6.4042; 1.5: 41.6261; 1.6: 62.1; 1.7: 37.26; 1.8: 8.4594; 1.9: 310.5; 2: 9.8885; 2.1: 86.0827; 2.2: 74.6649; 2.3: 11.4873; 2.4: -33.0388; 2.5: -5.083
| 2 | 11.55 | 1: 34.4736; 1.1: 41.6751; 1.2: 0.055887; 1.3: 62.37; 1.4: 6.384; 1.5: 41.6751; 1.6: 62.37; 1.7: 37.422; 1.8: 8.4594; 1.9: 311.85; 2: 9.9315; 2.1: 86.1167; 2.2: 75.2857; 2.3: 11.5326; 2.4: -33.6106; 2.5: -5.1486
| 2 | 11.6 | 1: 34.3646; 1.1: 41.7232; 1.2: 0.055952; 1.3: 62.64; 1.4: 6.3638; 1.5: 41.7232; 1.6: 62.64; 1.7: 37.584; 1.8: 8.4594; 1.9: 313.2; 2: 9.9745; 2.1: 86.1507; 2.2: 75.909; 2.3: 11.578; 2.4: -34.1858; 2.5: -5.2142
| 2 | 11.65 | 1: 34.2558; 1.1: 41.7704; 1.2: 0.056015; 1.3: 62.91; 1.4: 6.3437; 1.5: 41.7704; 1.6: 62.91; 1.7: 37.746; 1.8: 8.4594; 1.9: 314.55; 2: 10.0175; 2.1: 86.1845; 2.2: 76.5348; 2.3: 11.6233; 2.4: -34.7644; 2.5: -5.2797
| 2 | 11.7 | 1: 34.1471; 1.1: 41.8166; 1.2: 0.056077; 1.3: 63.18; 1.4: 6.3235; 1.5: 41.8166; 1.6: 63.18; 1.7: 37.908; 1.8: 8.4594; 1.9: 315.9; 2: 10.0605; 2.1: 86.2183; 2.2: 77.1629; 2.3: 11.6687; 2.4: -35.3463; 2.5: -5.3451
| 2 | 11.75 | 1: 34.0387; 1.1: 41.8619; 1.2: 0.056138; 1.3: 63.45; 1.4: 6.3035; 1.5: 41.8619; 1.6: 63.45; 1.7: 38.07; 1.8: 8.4594; 1.9: 317.25; 2: 10.1035; 2.1: 86.2519; 2.2: 77.7935; 2.3: 11.714; 2.4: -35.9316; 2.5: -5.4105
| 2 | 11.8 | 1: 33.9304; 1.1: 41.9063; 1.2: 0.056197; 1.3: 63.72; 1.4: 6.2834; 1.5: 41.9063; 1.6: 63.72; 1.7: 38.232; 1.8: 8.4594; 1.9: 318.6; 2: 10.1465; 2.1: 86.2854; 2.2: 78.4266; 2.3: 11.7592; 2.4: -36.5203; 2.5: -5.4758
| 2 | 11.85 | 1: 33.8223; 1.1: 41.9498; 1.2: 0.056256; 1.3: 63.99; 1.4: 6.2634; 1.5: 41.9498; 1.6: 63.99; 1.7: 38.394; 1.8: 8.4594; 1.9: 319.95; 2: 10.1895; 2.1: 86.3187; 2.2: 79.062; 2.3: 11.8045; 2.4: -37.1123; 2.5: -5.5411
| 2 | 11.9 | 1: 33.7143; 1.1: 41.9923; 1.2: 0.056313; 1.3: 64.26; 1.4: 6.2434; 1.5: 41.9923; 1.6: 64.26; 1.7: 38.556; 1.8: 8.4594; 1.9: 321.3; 2: 10.2325; 2.1: 86.352; 2.2: 79.6999; 2.3: 11.8497; 2.4: -37.7076; 2.5: -5.6063
| 2 | 11.95 | 1: 33.6066; 1.1: 42.034; 1.2: 0.056368; 1.3: 64.53; 1.4: 6.2234; 1.5: 42.034; 1.6: 64.53; 1.7: 38.718; 1.8: 8.4594; 1.9: 322.65; 2: 10.2755; 2.1: 86.3852; 2.2: 80.3402; 2.3: 11.895; 2.4: -38.3062; 2.5: -5.6715
| 2 | 12 | 1: 33.499; 1.1: 42.0747; 1.2: 0.056423; 1.3: 64.8; 1.4: 6.2035; 1.5: 42.0747; 1.6: 64.8; 1.7: 38.88; 1.8: 8.4594; 1.9: 324; 2: 10.3185; 2.1: 86.4182; 2.2: 80.9829; 2.3: 11.9402; 2.4: -38.9082; 2.5: -5.7366
| 2 | 12.05 | 1: 33.3916; 1.1: 42.1145; 1.2: 0.056477; 1.3: 65.07; 1.4: 6.1836; 1.5: 42.1145; 1.6: 65.07; 1.7: 39.042; 1.8: 8.4594; 1.9: 325.35; 2: 10.3615; 2.1: 86.4511; 2.2: 81.6281; 2.3: 11.9853; 2.4: -39.5136; 2.5: -5.8017
| 2 | 12.1 | 1: 33.2843; 1.1: 42.1535; 1.2: 0.056529; 1.3: 65.34; 1.4: 6.1638; 1.5: 42.1535; 1.6: 65.34; 1.7: 39.204; 1.8: 8.4594; 1.9: 326.7; 2: 10.4045; 2.1: 86.4839; 2.2: 82.2757; 2.3: 12.0305; 2.4: -40.1222; 2.5: -5.8667
| 2 | 12.15 | 1: 33.1772; 1.1: 42.1915; 1.2: 0.05658; 1.3: 65.61; 1.4: 6.1439; 1.5: 42.1915; 1.6: 65.61; 1.7: 39.366; 1.8: 8.4594; 1.9: 328.05; 2: 10.4475; 2.1: 86.5166; 2.2: 82.9257; 2.3: 12.0757; 2.4: -40.7342; 2.5: -5.9317
| 2 | 12.2 | 1: 33.0704; 1.1: 42.2286; 1.2: 0.05663; 1.3: 65.88; 1.4: 6.1241; 1.5: 42.2286; 1.6: 65.88; 1.7: 39.528; 1.8: 8.4594; 1.9: 329.4; 2: 10.4904; 2.1: 86.5492; 2.2: 83.5781; 2.3: 12.1208; 2.4: -41.3495; 2.5: -5.9966
| 2 | 12.25 | 1: 32.9636; 1.1: 42.2649; 1.2: 0.056678; 1.3: 66.15; 1.4: 6.1044; 1.5: 42.2649; 1.6: 66.15; 1.7: 39.69; 1.8: 8.4594; 1.9: 330.75; 2: 10.5334; 2.1: 86.5817; 2.2: 84.233; 2.3: 12.1659; 2.4: -41.9681; 2.5: -6.0615
| 2 | 12.3 | 1: 32.8571; 1.1: 42.3002; 1.2: 0.056726; 1.3: 66.42; 1.4: 6.0846; 1.5: 42.3002; 1.6: 66.42; 1.7: 39.852; 1.8: 8.4594; 1.9: 332.1; 2: 10.5764; 2.1: 86.6141; 2.2: 84.8903; 2.3: 12.211; 2.4: -42.5901; 2.5: -6.1263
| 2 | 12.35 | 1: 32.7507; 1.1: 42.3347; 1.2: 0.056772; 1.3: 66.69; 1.4: 6.0649; 1.5: 42.3347; 1.6: 66.69; 1.7: 40.014; 1.8: 8.4594; 1.9: 333.45; 2: 10.6194; 2.1: 86.6463; 2.2: 85.55; 2.3: 12.2561; 2.4: -43.2153; 2.5: -6.1911
| 2 | 12.4 | 1: 32.6445; 1.1: 42.3682; 1.2: 0.056817; 1.3: 66.96; 1.4: 6.0453; 1.5: 42.3682; 1.6: 66.96; 1.7: 40.176; 1.8: 8.4594; 1.9: 334.8; 2: 10.6624; 2.1: 86.6785; 2.2: 86.2121; 2.3: 12.3011; 2.4: -43.8439; 2.5: -6.2558
| 2 | 12.45 | 1: 32.5385; 1.1: 42.4009; 1.2: 0.056861; 1.3: 67.23; 1.4: 6.0256; 1.5: 42.4009; 1.6: 67.23; 1.7: 40.338; 1.8: 8.4594; 1.9: 336.15; 2: 10.7054; 2.1: 86.7105; 2.2: 86.8767; 2.3: 12.3462; 2.4: -44.4758; 2.5: -6.3205
| 2 | 12.5 | 1: 32.4327; 1.1: 42.4327; 1.2: 0.056903; 1.3: 67.5; 1.4: 6.006; 1.5: 42.4327; 1.6: 67.5; 1.7: 40.5; 1.8: 8.4594; 1.9: 337.5; 2: 10.7484; 2.1: 86.7424; 2.2: 87.5437; 2.3: 12.3912; 2.4: -45.1109; 2.5: -6.3851
| 2 | 12.55 | 1: 32.327; 1.1: 42.4636; 1.2: 0.056945; 1.3: 67.77; 1.4: 5.9865; 1.5: 42.4636; 1.6: 67.77; 1.7: 40.662; 1.8: 8.4594; 1.9: 338.85; 2: 10.7914; 2.1: 86.7742; 2.2: 88.2131; 2.3: 12.4362; 2.4: -45.7494; 2.5: -6.4497
| 2 | 12.6 | 1: 32.2215; 1.1: 42.4937; 1.2: 0.056985; 1.3: 68.04; 1.4: 5.9669; 1.5: 42.4937; 1.6: 68.04; 1.7: 40.824; 1.8: 8.4594; 1.9: 340.2; 2: 10.8344; 2.1: 86.8059; 2.2: 88.8849; 2.3: 12.4812; 2.4: -46.3912; 2.5: -6.5142
| 2 | 12.65 | 1: 32.1162; 1.1: 42.5229; 1.2: 0.057024; 1.3: 68.31; 1.4: 5.9474; 1.5: 42.5229; 1.6: 68.31; 1.7: 40.986; 1.8: 8.4594; 1.9: 341.55; 2: 10.8774; 2.1: 86.8375; 2.2: 89.5591; 2.3: 12.5261; 2.4: -47.0363; 2.5: -6.5787
| 2 | 12.7 | 1: 32.011; 1.1: 42.5512; 1.2: 0.057062; 1.3: 68.58; 1.4: 5.928; 1.5: 42.5512; 1.6: 68.58; 1.7: 41.148; 1.8: 8.4594; 1.9: 342.9; 2: 10.9204; 2.1: 86.869; 2.2: 90.2358; 2.3: 12.5711; 2.4: -47.6846; 2.5: -6.6431
| 2 | 12.75 | 1: 31.906; 1.1: 42.5786; 1.2: 0.057099; 1.3: 68.85; 1.4: 5.9085; 1.5: 42.5786; 1.6: 68.85; 1.7: 41.31; 1.8: 8.4594; 1.9: 344.25; 2: 10.9634; 2.1: 86.9004; 2.2: 90.9149; 2.3: 12.616; 2.4: -48.3363; 2.5: -6.7075
| 2 | 12.8 | 1: 31.8012; 1.1: 42.6052; 1.2: 0.057134; 1.3: 69.12; 1.4: 5.8891; 1.5: 42.6052; 1.6: 69.12; 1.7: 41.472; 1.8: 8.4594; 1.9: 345.6; 2: 11.0064; 2.1: 86.9317; 2.2: 91.5964; 2.3: 12.6609; 2.4: -48.9912; 2.5: -6.7718
| 2 | 12.85 | 1: 31.6966; 1.1: 42.6309; 1.2: 0.057169; 1.3: 69.39; 1.4: 5.8697; 1.5: 42.6309; 1.6: 69.39; 1.7: 41.634; 1.8: 8.4594; 1.9: 346.95; 2: 11.0494; 2.1: 86.9628; 2.2: 92.2803; 2.3: 12.7058; 2.4: -49.6494; 2.5: -6.8361
| 2 | 12.9 | 1: 31.5922; 1.1: 42.6557; 1.2: 0.057202; 1.3: 69.66; 1.4: 5.8504; 1.5: 42.6557; 1.6: 69.66; 1.7: 41.796; 1.8: 8.4594; 1.9: 348.3; 2: 11.0924; 2.1: 86.9939; 2.2: 92.9666; 2.3: 12.7507; 2.4: -50.3109; 2.5: -6.9003
| 2 | 12.95 | 1: 31.4879; 1.1: 42.6797; 1.2: 0.057234; 1.3: 69.93; 1.4: 5.8311; 1.5: 42.6797; 1.6: 69.93; 1.7: 41.958; 1.8: 8.4594; 1.9: 349.65; 2: 11.1354; 2.1: 87.0248; 2.2: 93.6554; 2.3: 12.7956; 2.4: -50.9757; 2.5: -6.9645
| 2 | 13 | 1: 31.3838; 1.1: 42.7029; 1.2: 0.057265; 1.3: 70.2; 1.4: 5.8118; 1.5: 42.7029; 1.6: 70.2; 1.7: 42.12; 1.8: 8.4594; 1.9: 351; 2: 11.1783; 2.1: 87.0556; 2.2: 94.3466; 2.3: 12.8405; 2.4: -51.6437; 2.5: -7.0286
| 2 | 13.05 | 1: 31.2798; 1.1: 42.7251; 1.2: 0.057295; 1.3: 70.47; 1.4: 5.7926; 1.5: 42.7251; 1.6: 70.47; 1.7: 42.282; 1.8: 8.4594; 1.9: 352.35; 2: 11.2213; 2.1: 87.0864; 2.2: 95.0401; 2.3: 12.8853; 2.4: -52.315; 2.5: -7.0927
| 2 | 13.1 | 1: 31.1761; 1.1: 42.7466; 1.2: 0.057324; 1.3: 70.74; 1.4: 5.7733; 1.5: 42.7466; 1.6: 70.74; 1.7: 42.444; 1.8: 8.4594; 1.9: 353.7; 2: 11.2643; 2.1: 87.117; 2.2: 95.7362; 2.3: 12.9301; 2.4: -52.9896; 2.5: -7.1568
| 2 | 13.15 | 1: 31.0725; 1.1: 42.7672; 1.2: 0.057352; 1.3: 71.01; 1.4: 5.7542; 1.5: 42.7672; 1.6: 71.01; 1.7: 42.606; 1.8: 8.4594; 1.9: 355.05; 2: 11.3073; 2.1: 87.1475; 2.2: 96.4346; 2.3: 12.9749; 2.4: -53.6674; 2.5: -7.2208
| 2 | 13.2 | 1: 30.9691; 1.1: 42.7869; 1.2: 0.057378; 1.3: 71.28; 1.4: 5.735; 1.5: 42.7869; 1.6: 71.28; 1.7: 42.768; 1.8: 8.4594; 1.9: 356.4; 2: 11.3503; 2.1: 87.1779; 2.2: 97.1354; 2.3: 13.0197; 2.4: -54.3485; 2.5: -7.2847
| 2 | 13.25 | 1: 30.8659; 1.1: 42.8058; 1.2: 0.057404; 1.3: 71.55; 1.4: 5.7159; 1.5: 42.8058; 1.6: 71.55; 1.7: 42.93; 1.8: 8.4594; 1.9: 357.75; 2: 11.3933; 2.1: 87.2082; 2.2: 97.8387; 2.3: 13.0645; 2.4: -55.0329; 2.5: -7.3486
| 2 | 13.3 | 1: 30.7628; 1.1: 42.8239; 1.2: 0.057428; 1.3: 71.82; 1.4: 5.6968; 1.5: 42.8239; 1.6: 71.82; 1.7: 43.092; 1.8: 8.4594; 1.9: 359.1; 2: 11.4363; 2.1: 87.2384; 2.2: 98.5444; 2.3: 13.1093; 2.4: -55.7205; 2.5: -7.4124
| 2 | 13.35 | 1: 30.6599; 1.1: 42.8411; 1.2: 0.057451; 1.3: 72.09; 1.4: 5.6778; 1.5: 42.8411; 1.6: 72.09; 1.7: 43.254; 1.8: 8.4594; 1.9: 360.45; 2: 11.4793; 2.1: 87.2685; 2.2: 99.2525; 2.3: 13.154; 2.4: -56.4114; 2.5: -7.4762
| 2 | 13.4 | 1: 30.5572; 1.1: 42.8575; 1.2: 0.057473; 1.3: 72.36; 1.4: 5.6587; 1.5: 42.8575; 1.6: 72.36; 1.7: 43.416; 1.8: 8.4594; 1.9: 361.8; 2: 11.5223; 2.1: 87.2985; 2.2: 99.963; 2.3: 13.1987; 2.4: -57.1055; 2.5: -7.54
| 2 | 13.45 | 1: 30.4547; 1.1: 42.8731; 1.2: 0.057494; 1.3: 72.63; 1.4: 5.6398; 1.5: 42.8731; 1.6: 72.63; 1.7: 43.578; 1.8: 8.4594; 1.9: 363.15; 2: 11.5653; 2.1: 87.3284; 2.2: 100.6759; 2.3: 13.2434; 2.4: -57.8028; 2.5: -7.6037
| 2 | 13.5 | 1: 30.3523; 1.1: 42.8878; 1.2: 0.057514; 1.3: 72.9; 1.4: 5.6208; 1.5: 42.8878; 1.6: 72.9; 1.7: 43.74; 1.8: 8.4594; 1.9: 364.5; 2: 11.6083; 2.1: 87.3581; 2.2: 101.3912; 2.3: 13.2881; 2.4: -58.5034; 2.5: -7.6674
| 2 | 13.55 | 1: 30.2501; 1.1: 42.9017; 1.2: 0.057532; 1.3: 73.17; 1.4: 5.6019; 1.5: 42.9017; 1.6: 73.17; 1.7: 43.902; 1.8: 8.4594; 1.9: 365.85; 2: 11.6513; 2.1: 87.3878; 2.2: 102.109; 2.3: 13.3328; 2.4: -59.2073; 2.5: -7.731
| 2 | 13.6 | 1: 30.1481; 1.1: 42.9148; 1.2: 0.05755; 1.3: 73.44; 1.4: 5.583; 1.5: 42.9148; 1.6: 73.44; 1.7: 44.064; 1.8: 8.4594; 1.9: 367.2; 2: 11.6943; 2.1: 87.4174; 2.2: 102.8292; 2.3: 13.3775; 2.4: -59.9143; 2.5: -7.7945
| 2 | 13.65 | 1: 30.0463; 1.1: 42.9271; 1.2: 0.057566; 1.3: 73.71; 1.4: 5.5641; 1.5: 42.9271; 1.6: 73.71; 1.7: 44.226; 1.8: 8.4594; 1.9: 368.55; 2: 11.7373; 2.1: 87.4468; 2.2: 103.5517; 2.3: 13.4222; 2.4: -60.6246; 2.5: -7.858
| 2 | 13.7 | 1: 29.9446; 1.1: 42.9386; 1.2: 0.057582; 1.3: 73.98; 1.4: 5.5453; 1.5: 42.9386; 1.6: 73.98; 1.7: 44.388; 1.8: 8.4594; 1.9: 369.9; 2: 11.7803; 2.1: 87.4762; 2.2: 104.2767; 2.3: 13.4668; 2.4: -61.3382; 2.5: -7.9215
| 2 | 13.75 | 1: 29.8431; 1.1: 42.9492; 1.2: 0.057596; 1.3: 74.25; 1.4: 5.5265; 1.5: 42.9492; 1.6: 74.25; 1.7: 44.55; 1.8: 8.4594; 1.9: 371.25; 2: 11.8232; 2.1: 87.5055; 2.2: 105.0042; 2.3: 13.5114; 2.4: -62.055; 2.5: -7.9849
| 2 | 13.8 | 1: 29.7418; 1.1: 42.959; 1.2: 0.057609; 1.3: 74.52; 1.4: 5.5077; 1.5: 42.959; 1.6: 74.52; 1.7: 44.712; 1.8: 8.4594; 1.9: 372.6; 2: 11.8662; 2.1: 87.5346; 2.2: 105.734; 2.3: 13.5561; 2.4: -62.7749; 2.5: -8.0483
| 2 | 13.85 | 1: 29.6406; 1.1: 42.9681; 1.2: 0.057621; 1.3: 74.79; 1.4: 5.489; 1.5: 42.9681; 1.6: 74.79; 1.7: 44.874; 1.8: 8.4594; 1.9: 373.95; 2: 11.9092; 2.1: 87.5637; 2.2: 106.4662; 2.3: 13.6007; 2.4: -63.4982; 2.5: -8.1117
| 2 | 13.9 | 1: 29.5397; 1.1: 42.9763; 1.2: 0.057632; 1.3: 75.06; 1.4: 5.4703; 1.5: 42.9763; 1.6: 75.06; 1.7: 45.036; 1.8: 8.4594; 1.9: 375.3; 2: 11.9522; 2.1: 87.5926; 2.2: 107.2009; 2.3: 13.6452; 2.4: -64.2246; 2.5: -8.1749
| 2 | 13.95 | 1: 29.4389; 1.1: 42.9837; 1.2: 0.057642; 1.3: 75.33; 1.4: 5.4516; 1.5: 42.9837; 1.6: 75.33; 1.7: 45.198; 1.8: 8.4594; 1.9: 376.65; 2: 11.9952; 2.1: 87.6215; 2.2: 107.938; 2.3: 13.6898; 2.4: -64.9543; 2.5: -8.2382
| 2 | 14 | 1: 29.3383; 1.1: 42.9903; 1.2: 0.057651; 1.3: 75.6; 1.4: 5.433; 1.5: 42.9903; 1.6: 75.6; 1.7: 45.36; 1.8: 8.4594; 1.9: 378; 2: 12.0382; 2.1: 87.6502; 2.2: 108.6774; 2.3: 13.7344; 2.4: -65.6871; 2.5: -8.3014
| 2 | 14.05 | 1: 29.2378; 1.1: 42.9961; 1.2: 0.057659; 1.3: 75.87; 1.4: 5.4144; 1.5: 42.9961; 1.6: 75.87; 1.7: 45.522; 1.8: 8.4594; 1.9: 379.35; 2: 12.0812; 2.1: 87.6788; 2.2: 109.4193; 2.3: 13.7789; 2.4: -66.4232; 2.5: -8.3645
| 2 | 14.1 | 1: 29.1375; 1.1: 43.0012; 1.2: 0.057666; 1.3: 76.14; 1.4: 5.3958; 1.5: 43.0012; 1.6: 76.14; 1.7: 45.684; 1.8: 8.4594; 1.9: 380.7; 2: 12.1242; 2.1: 87.7074; 2.2: 110.1636; 2.3: 13.8235; 2.4: -67.1625; 2.5: -8.4276
| 2 | 14.15 | 1: 29.0374; 1.1: 43.0054; 1.2: 0.057671; 1.3: 76.41; 1.4: 5.3773; 1.5: 43.0054; 1.6: 76.41; 1.7: 45.846; 1.8: 8.4594; 1.9: 382.05; 2: 12.1672; 2.1: 87.7358; 2.2: 110.9104; 2.3: 13.868; 2.4: -67.905; 2.5: -8.4907
| 2 | 14.2 | 1: 28.9375; 1.1: 43.0088; 1.2: 0.057676; 1.3: 76.68; 1.4: 5.3588; 1.5: 43.0088; 1.6: 76.68; 1.7: 46.008; 1.8: 8.4594; 1.9: 383.4; 2: 12.2102; 2.1: 87.7642; 2.2: 111.6595; 2.3: 13.9125; 2.4: -68.6507; 2.5: -8.5537
| 2 | 14.25 | 1: 28.8378; 1.1: 43.0115; 1.2: 0.057679; 1.3: 76.95; 1.4: 5.3403; 1.5: 43.0115; 1.6: 76.95; 1.7: 46.17; 1.8: 8.4594; 1.9: 384.75; 2: 12.2532; 2.1: 87.7924; 2.2: 112.4111; 2.3: 13.957; 2.4: -69.3996; 2.5: -8.6167
| 2 | 14.3 | 1: 28.7382; 1.1: 43.0134; 1.2: 0.057682; 1.3: 77.22; 1.4: 5.3219; 1.5: 43.0134; 1.6: 77.22; 1.7: 46.332; 1.8: 8.4594; 1.9: 386.1; 2: 12.2962; 2.1: 87.8205; 2.2: 113.165; 2.3: 14.0015; 2.4: -70.1516; 2.5: -8.6796
| 2 | 14.35 | 1: 28.6388; 1.1: 43.0145; 1.2: 0.057683; 1.3: 77.49; 1.4: 5.3035; 1.5: 43.0145; 1.6: 77.49; 1.7: 46.494; 1.8: 8.4594; 1.9: 387.45; 2: 12.3392; 2.1: 87.8486; 2.2: 113.9214; 2.3: 14.046; 2.4: -70.9069; 2.5: -8.7425
| 2 | 14.4 | 1: 28.5395; 1.1: 43.0148; 1.2: 0.057684; 1.3: 77.76; 1.4: 5.2851; 1.5: 43.0148; 1.6: 77.76; 1.7: 46.656; 1.8: 8.4594; 1.9: 388.8; 2: 12.3822; 2.1: 87.8765; 2.2: 114.6802; 2.3: 14.0904; 2.4: -71.6654; 2.5: -8.8053
| 2 | 14.45 | 1: 28.4405; 1.1: 43.0143; 1.2: 0.057683; 1.3: 78.03; 1.4: 5.2668; 1.5: 43.0143; 1.6: 78.03; 1.7: 46.818; 1.8: 8.4594; 1.9: 390.15; 2: 12.4252; 2.1: 87.9044; 2.2: 115.4414; 2.3: 14.1349; 2.4: -72.4271; 2.5: -8.8681
| 2 | 14.5 | 1: 28.3416; 1.1: 43.0131; 1.2: 0.057681; 1.3: 78.3; 1.4: 5.2484; 1.5: 43.0131; 1.6: 78.3; 1.7: 46.98; 1.8: 8.4594; 1.9: 391.5; 2: 12.4682; 2.1: 87.9321; 2.2: 116.205; 2.3: 14.1793; 2.4: -73.1919; 2.5: -8.9309
| 2 | 14.55 | 1: 28.2429; 1.1: 43.0111; 1.2: 0.057679; 1.3: 78.57; 1.4: 5.2302; 1.5: 43.0111; 1.6: 78.57; 1.7: 47.142; 1.8: 8.4594; 1.9: 392.85; 2: 12.5111; 2.1: 87.9598; 2.2: 116.971; 2.3: 14.2237; 2.4: -73.9599; 2.5: -8.9936
| 2 | 14.6 | 1: 28.1443; 1.1: 43.0083; 1.2: 0.057675; 1.3: 78.84; 1.4: 5.2119; 1.5: 43.0083; 1.6: 78.84; 1.7: 47.304; 1.8: 8.4594; 1.9: 394.2; 2: 12.5541; 2.1: 87.9873; 2.2: 117.7395; 2.3: 14.2681; 2.4: -74.7311; 2.5: -9.0562
| 2 | 14.65 | 1: 28.046; 1.1: 43.0048; 1.2: 0.05767; 1.3: 79.11; 1.4: 5.1937; 1.5: 43.0048; 1.6: 79.11; 1.7: 47.466; 1.8: 8.4594; 1.9: 395.55; 2: 12.5971; 2.1: 88.0147; 2.2: 118.5103; 2.3: 14.3125; 2.4: -75.5055; 2.5: -9.1188
| 2 | 14.7 | 1: 27.9478; 1.1: 43.0005; 1.2: 0.057665; 1.3: 79.38; 1.4: 5.1755; 1.5: 43.0005; 1.6: 79.38; 1.7: 47.628; 1.8: 8.4594; 1.9: 396.9; 2: 12.6401; 2.1: 88.0421; 2.2: 119.2836; 2.3: 14.3569; 2.4: -76.2831; 2.5: -9.1814
| 2 | 14.75 | 1: 27.8498; 1.1: 42.9954; 1.2: 0.057658; 1.3: 79.65; 1.4: 5.1574; 1.5: 42.9954; 1.6: 79.65; 1.7: 47.79; 1.8: 8.4594; 1.9: 398.25; 2: 12.6831; 2.1: 88.0693; 2.2: 120.0592; 2.3: 14.4013; 2.4: -77.0638; 2.5: -9.2439
| 2 | 14.8 | 1: 27.7519; 1.1: 42.9896; 1.2: 0.05765; 1.3: 79.92; 1.4: 5.1392; 1.5: 42.9896; 1.6: 79.92; 1.7: 47.952; 1.8: 8.4594; 1.9: 399.6; 2: 12.7261; 2.1: 88.0965; 2.2: 120.8373; 2.3: 14.4457; 2.4: -77.8477; 2.5: -9.3064
| 2 | 14.85 | 1: 27.6543; 1.1: 42.983; 1.2: 0.057641; 1.3: 80.19; 1.4: 5.1212; 1.5: 42.983; 1.6: 80.19; 1.7: 48.114; 1.8: 8.4594; 1.9: 400.95; 2: 12.7691; 2.1: 88.1235; 2.2: 121.6178; 2.3: 14.49; 2.4: -78.6348; 2.5: -9.3688
| 2 | 14.9 | 1: 27.5568; 1.1: 42.9757; 1.2: 0.057631; 1.3: 80.46; 1.4: 5.1031; 1.5: 42.9757; 1.6: 80.46; 1.7: 48.276; 1.8: 8.4594; 1.9: 402.3; 2: 12.8121; 2.1: 88.1505; 2.2: 122.4007; 2.3: 14.5343; 2.4: -79.425; 2.5: -9.4312
| 2 | 14.95 | 1: 27.4594; 1.1: 42.9676; 1.2: 0.057621; 1.3: 80.73; 1.4: 5.0851; 1.5: 42.9676; 1.6: 80.73; 1.7: 48.438; 1.8: 8.4594; 1.9: 403.65; 2: 12.8551; 2.1: 88.1774; 2.2: 123.186; 2.3: 14.5787; 2.4: -80.2184; 2.5: -9.4936
| 2 | 15 | 1: 27.3623; 1.1: 42.9588; 1.2: 0.057609; 1.3: 81; 1.4: 5.0671; 1.5: 42.9588; 1.6: 81; 1.7: 48.6; 1.8: 8.4594; 1.9: 405; 2: 12.8981; 2.1: 88.2041; 2.2: 123.9738; 2.3: 14.623; 2.4: -81.015; 2.5: -9.5559
| 2 | 15.05 | 1: 27.2653; 1.1: 42.9492; 1.2: 0.057596; 1.3: 81.27; 1.4: 5.0491; 1.5: 42.9492; 1.6: 81.27; 1.7: 48.762; 1.8: 8.4594; 1.9: 406.35; 2: 12.9411; 2.1: 88.2308; 2.2: 124.7639; 2.3: 14.6673; 2.4: -81.8147; 2.5: -9.6182
| 2 | 15.1 | 1: 27.1685; 1.1: 42.9389; 1.2: 0.057582; 1.3: 81.54; 1.4: 5.0312; 1.5: 42.9389; 1.6: 81.54; 1.7: 48.924; 1.8: 8.4594; 1.9: 407.7; 2: 12.9841; 2.1: 88.2574; 2.2: 125.5565; 2.3: 14.7116; 2.4: -82.6175; 2.5: -9.6804
| 2 | 15.15 | 1: 27.0719; 1.1: 42.9279; 1.2: 0.057567; 1.3: 81.81; 1.4: 5.0133; 1.5: 42.9279; 1.6: 81.81; 1.7: 49.086; 1.8: 8.4594; 1.9: 409.05; 2: 13.0271; 2.1: 88.2839; 2.2: 126.3515; 2.3: 14.7559; 2.4: -83.4235; 2.5: -9.7426
| 2 | 15.2 | 1: 26.9754; 1.1: 42.9161; 1.2: 0.057551; 1.3: 82.08; 1.4: 4.9955; 1.5: 42.9161; 1.6: 82.08; 1.7: 49.248; 1.8: 8.4594; 1.9: 410.4; 2: 13.0701; 2.1: 88.3102; 2.2: 127.1488; 2.3: 14.8002; 2.4: -84.2327; 2.5: -9.8047
| 2 | 15.25 | 1: 26.8792; 1.1: 42.9036; 1.2: 0.057535; 1.3: 82.35; 1.4: 4.9776; 1.5: 42.9036; 1.6: 82.35; 1.7: 49.41; 1.8: 8.4594; 1.9: 411.75; 2: 13.1131; 2.1: 88.3365; 2.2: 127.9486; 2.3: 14.8444; 2.4: -85.045; 2.5: -9.8668
| 2 | 15.3 | 1: 26.7831; 1.1: 42.8904; 1.2: 0.057517; 1.3: 82.62; 1.4: 4.9598; 1.5: 42.8904; 1.6: 82.62; 1.7: 49.572; 1.8: 8.4594; 1.9: 413.1; 2: 13.1561; 2.1: 88.3627; 2.2: 128.7508; 2.3: 14.8887; 2.4: -85.8605; 2.5: -9.9289
| 2 | 15.35 | 1: 26.6871; 1.1: 42.8764; 1.2: 0.057498; 1.3: 82.89; 1.4: 4.9421; 1.5: 42.8764; 1.6: 82.89; 1.7: 49.734; 1.8: 8.4594; 1.9: 414.45; 2: 13.199; 2.1: 88.3888; 2.2: 129.5555; 2.3: 14.9329; 2.4: -86.679; 2.5: -9.9909
| 2 | 15.4 | 1: 26.5914; 1.1: 42.8617; 1.2: 0.057479; 1.3: 83.16; 1.4: 4.9243; 1.5: 42.8617; 1.6: 83.16; 1.7: 49.896; 1.8: 8.4594; 1.9: 415.8; 2: 13.242; 2.1: 88.4148; 2.2: 130.3625; 2.3: 14.9772; 2.4: -87.5008; 2.5: -10.0528
| 2 | 15.45 | 1: 26.4958; 1.1: 42.8463; 1.2: 0.057458; 1.3: 83.43; 1.4: 4.9066; 1.5: 42.8463; 1.6: 83.43; 1.7: 50.058; 1.8: 8.4594; 1.9: 417.15; 2: 13.285; 2.1: 88.4407; 2.2: 131.1719; 2.3: 15.0214; 2.4: -88.3256; 2.5: -10.1148
| 2 | 15.5 | 1: 26.4004; 1.1: 42.8302; 1.2: 0.057436; 1.3: 83.7; 1.4: 4.889; 1.5: 42.8302; 1.6: 83.7; 1.7: 50.22; 1.8: 8.4594; 1.9: 418.5; 2: 13.328; 2.1: 88.4665; 2.2: 131.9838; 2.3: 15.0656; 2.4: -89.1536; 2.5: -10.1767
| 2 | 15.55 | 1: 26.3051; 1.1: 42.8133; 1.2: 0.057414; 1.3: 83.97; 1.4: 4.8713; 1.5: 42.8133; 1.6: 83.97; 1.7: 50.382; 1.8: 8.4594; 1.9: 419.85; 2: 13.371; 2.1: 88.4923; 2.2: 132.7981; 2.3: 15.1098; 2.4: -89.9847; 2.5: -10.2385
| 2 | 15.6 | 1: 26.2101; 1.1: 42.7958; 1.2: 0.05739; 1.3: 84.24; 1.4: 4.8537; 1.5: 42.7958; 1.6: 84.24; 1.7: 50.544; 1.8: 8.4594; 1.9: 421.2; 2: 13.414; 2.1: 88.5179; 2.2: 133.6147; 2.3: 15.154; 2.4: -90.819; 2.5: -10.3003
| 2 | 15.65 | 1: 26.1152; 1.1: 42.7775; 1.2: 0.057366; 1.3: 84.51; 1.4: 4.8361; 1.5: 42.7775; 1.6: 84.51; 1.7: 50.706; 1.8: 8.4594; 1.9: 422.55; 2: 13.457; 2.1: 88.5434; 2.2: 134.4338; 2.3: 15.1982; 2.4: -91.6563; 2.5: -10.3621
| 2 | 15.7 | 1: 26.0204; 1.1: 42.7585; 1.2: 0.05734; 1.3: 84.78; 1.4: 4.8186; 1.5: 42.7585; 1.6: 84.78; 1.7: 50.868; 1.8: 8.4594; 1.9: 423.9; 2: 13.5; 2.1: 88.5689; 2.2: 135.2553; 2.3: 15.2424; 2.4: -92.4968; 2.5: -10.4238
| 2 | 15.75 | 1: 25.9259; 1.1: 42.7388; 1.2: 0.057314; 1.3: 85.05; 1.4: 4.8011; 1.5: 42.7388; 1.6: 85.05; 1.7: 51.03; 1.8: 8.4594; 1.9: 425.25; 2: 13.543; 2.1: 88.5942; 2.2: 136.0793; 2.3: 15.2865; 2.4: -93.3404; 2.5: -10.4854
| 2 | 15.8 | 1: 25.8315; 1.1: 42.7185; 1.2: 0.057286; 1.3: 85.32; 1.4: 4.7836; 1.5: 42.7185; 1.6: 85.32; 1.7: 51.192; 1.8: 8.4594; 1.9: 426.6; 2: 13.586; 2.1: 88.6195; 2.2: 136.9056; 2.3: 15.3307; 2.4: -94.1871; 2.5: -10.5471
| 2 | 15.85 | 1: 25.7373; 1.1: 42.6974; 1.2: 0.057258; 1.3: 85.59; 1.4: 4.7662; 1.5: 42.6974; 1.6: 85.59; 1.7: 51.354; 1.8: 8.4594; 1.9: 427.95; 2: 13.629; 2.1: 88.6447; 2.2: 137.7343; 2.3: 15.3748; 2.4: -95.037; 2.5: -10.6087
| 2 | 15.9 | 1: 25.6433; 1.1: 42.6756; 1.2: 0.057229; 1.3: 85.86; 1.4: 4.7488; 1.5: 42.6756; 1.6: 85.86; 1.7: 51.516; 1.8: 8.4594; 1.9: 429.3; 2: 13.672; 2.1: 88.6697; 2.2: 138.5655; 2.3: 15.419; 2.4: -95.8899; 2.5: -10.6702
| 2 | 15.95 | 1: 25.5494; 1.1: 42.6531; 1.2: 0.057199; 1.3: 86.13; 1.4: 4.7314; 1.5: 42.6531; 1.6: 86.13; 1.7: 51.678; 1.8: 8.4594; 1.9: 430.65; 2: 13.715; 2.1: 88.6947; 2.2: 139.3991; 2.3: 15.4631; 2.4: -96.746; 2.5: -10.7317
| 2 | 16 | 1: 25.4558; 1.1: 42.6299; 1.2: 0.057168; 1.3: 86.4; 1.4: 4.714; 1.5: 42.6299; 1.6: 86.4; 1.7: 51.84; 1.8: 8.4594; 1.9: 432; 2: 13.758; 2.1: 88.7196; 2.2: 140.235; 2.3: 15.5072; 2.4: -97.6051; 2.5: -10.7932
| 2 | 16.05 | 1: 25.3623; 1.1: 42.6061; 1.2: 0.057136; 1.3: 86.67; 1.4: 4.6967; 1.5: 42.6061; 1.6: 86.67; 1.7: 52.002; 1.8: 8.4594; 1.9: 433.35; 2: 13.801; 2.1: 88.7444; 2.2: 141.0734; 2.3: 15.5513; 2.4: -98.4674; 2.5: -10.8546
| 2 | 16.1 | 1: 25.2689; 1.1: 42.5815; 1.2: 0.057103; 1.3: 86.94; 1.4: 4.6794; 1.5: 42.5815; 1.6: 86.94; 1.7: 52.164; 1.8: 8.4594; 1.9: 434.7; 2: 13.8439; 2.1: 88.7691; 2.2: 141.9143; 2.3: 15.5955; 2.4: -99.3327; 2.5: -10.916
| 2 | 16.15 | 1: 25.1758; 1.1: 42.5563; 1.2: 0.057069; 1.3: 87.21; 1.4: 4.6622; 1.5: 42.5563; 1.6: 87.21; 1.7: 52.326; 1.8: 8.4594; 1.9: 436.05; 2: 13.8869; 2.1: 88.7938; 2.2: 142.7575; 2.3: 15.6395; 2.4: -100.2012; 2.5: -10.9774
| 2 | 16.2 | 1: 25.0828; 1.1: 42.5304; 1.2: 0.057034; 1.3: 87.48; 1.4: 4.645; 1.5: 42.5304; 1.6: 87.48; 1.7: 52.488; 1.8: 8.4594; 1.9: 437.4; 2: 13.9299; 2.1: 88.8183; 2.2: 143.6031; 2.3: 15.6836; 2.4: -101.0728; 2.5: -11.0387
| 2 | 16.25 | 1: 24.99; 1.1: 42.5038; 1.2: 0.056999; 1.3: 87.75; 1.4: 4.6278; 1.5: 42.5038; 1.6: 87.75; 1.7: 52.65; 1.8: 8.4594; 1.9: 438.75; 2: 13.9729; 2.1: 88.8427; 2.2: 144.4512; 2.3: 15.7277; 2.4: -101.9474; 2.5: -11.0999
| 2 | 16.3 | 1: 24.8973; 1.1: 42.4765; 1.2: 0.056962; 1.3: 88.02; 1.4: 4.6106; 1.5: 42.4765; 1.6: 88.02; 1.7: 52.812; 1.8: 8.4594; 1.9: 440.1; 2: 14.0159; 2.1: 88.8671; 2.2: 145.3016; 2.3: 15.7718; 2.4: -102.8251; 2.5: -11.1612
| 2 | 16.35 | 1: 24.8049; 1.1: 42.4486; 1.2: 0.056924; 1.3: 88.29; 1.4: 4.5935; 1.5: 42.4486; 1.6: 88.29; 1.7: 52.974; 1.8: 8.4594; 1.9: 441.45; 2: 14.0589; 2.1: 88.8913; 2.2: 146.1545; 2.3: 15.8158; 2.4: -103.706; 2.5: -11.2224
| 2 | 16.4 | 1: 24.7126; 1.1: 42.42; 1.2: 0.056886; 1.3: 88.56; 1.4: 4.5764; 1.5: 42.42; 1.6: 88.56; 1.7: 53.136; 1.8: 8.4594; 1.9: 442.8; 2: 14.1019; 2.1: 88.9155; 2.2: 147.0098; 2.3: 15.8599; 2.4: -104.5899; 2.5: -11.2835
| 2 | 16.45 | 1: 24.6205; 1.1: 42.3907; 1.2: 0.056847; 1.3: 88.83; 1.4: 4.5593; 1.5: 42.3907; 1.6: 88.83; 1.7: 53.298; 1.8: 8.4594; 1.9: 444.15; 2: 14.1449; 2.1: 88.9396; 2.2: 147.8675; 2.3: 15.9039; 2.4: -105.4769; 2.5: -11.3446
| 2 | 16.5 | 1: 24.5285; 1.1: 42.3607; 1.2: 0.056807; 1.3: 89.1; 1.4: 4.5423; 1.5: 42.3607; 1.6: 89.1; 1.7: 53.46; 1.8: 8.4594; 1.9: 445.5; 2: 14.1879; 2.1: 88.9636; 2.2: 148.7277; 2.3: 15.948; 2.4: -106.3669; 2.5: -11.4057
| 2 | 16.55 | 1: 24.4367; 1.1: 42.3301; 1.2: 0.056766; 1.3: 89.37; 1.4: 4.5253; 1.5: 42.3301; 1.6: 89.37; 1.7: 53.622; 1.8: 8.4594; 1.9: 446.85; 2: 14.2309; 2.1: 88.9875; 2.2: 149.5902; 2.3: 15.992; 2.4: -107.2601; 2.5: -11.4667
| 2 | 16.6 | 1: 24.3451; 1.1: 42.2989; 1.2: 0.056724; 1.3: 89.64; 1.4: 4.5084; 1.5: 42.2989; 1.6: 89.64; 1.7: 53.784; 1.8: 8.4594; 1.9: 448.2; 2: 14.2739; 2.1: 89.0113; 2.2: 150.4552; 2.3: 16.036; 2.4: -108.1563; 2.5: -11.5277
| 2 | 16.65 | 1: 24.2537; 1.1: 42.2669; 1.2: 0.056681; 1.3: 89.91; 1.4: 4.4914; 1.5: 42.2669; 1.6: 89.91; 1.7: 53.946; 1.8: 8.4594; 1.9: 449.55; 2: 14.3169; 2.1: 89.0351; 2.2: 151.3225; 2.3: 16.08; 2.4: -109.0556; 2.5: -11.5886
| 2 | 16.7 | 1: 24.1625; 1.1: 42.2344; 1.2: 0.056637; 1.3: 90.18; 1.4: 4.4745; 1.5: 42.2344; 1.6: 90.18; 1.7: 54.108; 1.8: 8.4594; 1.9: 450.9; 2: 14.3599; 2.1: 89.0587; 2.2: 152.1923; 2.3: 16.1241; 2.4: -109.958; 2.5: -11.6495
| 2 | 16.75 | 1: 24.0714; 1.1: 42.2011; 1.2: 0.056593; 1.3: 90.45; 1.4: 4.4577; 1.5: 42.2011; 1.6: 90.45; 1.7: 54.27; 1.8: 8.4594; 1.9: 452.25; 2: 14.4029; 2.1: 89.0823; 2.2: 153.0645; 2.3: 16.168; 2.4: -110.8634; 2.5: -11.7104
| 2 | 16.8 | 1: 23.9805; 1.1: 42.1672; 1.2: 0.056547; 1.3: 90.72; 1.4: 4.4408; 1.5: 42.1672; 1.6: 90.72; 1.7: 54.432; 1.8: 8.4594; 1.9: 453.6; 2: 14.4459; 2.1: 89.1057; 2.2: 153.9392; 2.3: 16.212; 2.4: -111.7719; 2.5: -11.7712
| 2 | 16.85 | 1: 23.8897; 1.1: 42.1327; 1.2: 0.056501; 1.3: 90.99; 1.4: 4.424; 1.5: 42.1327; 1.6: 90.99; 1.7: 54.594; 1.8: 8.4594; 1.9: 454.95; 2: 14.4889; 2.1: 89.1291; 2.2: 154.8162; 2.3: 16.256; 2.4: -112.6835; 2.5: -11.832
| 2 | 16.9 | 1: 23.7992; 1.1: 42.0976; 1.2: 0.056454; 1.3: 91.26; 1.4: 4.4073; 1.5: 42.0976; 1.6: 91.26; 1.7: 54.756; 1.8: 8.4594; 1.9: 456.3; 2: 14.5318; 2.1: 89.1524; 2.2: 155.6957; 2.3: 16.3; 2.4: -113.5981; 2.5: -11.8927
| 2 | 16.95 | 1: 23.7088; 1.1: 42.0617; 1.2: 0.056406; 1.3: 91.53; 1.4: 4.3905; 1.5: 42.0617; 1.6: 91.53; 1.7: 54.918; 1.8: 8.4594; 1.9: 457.65; 2: 14.5748; 2.1: 89.1756; 2.2: 156.5775; 2.3: 16.344; 2.4: -114.5158; 2.5: -11.9535
| 2 | 17 | 1: 23.6186; 1.1: 42.0253; 1.2: 0.056357; 1.3: 91.8; 1.4: 4.3738; 1.5: 42.0253; 1.6: 91.8; 1.7: 55.08; 1.8: 8.4594; 1.9: 459; 2: 14.6178; 2.1: 89.1988; 2.2: 157.4618; 2.3: 16.3879; 2.4: -115.4365; 2.5: -12.0141
| 2 | 17.05 | 1: 23.5285; 1.1: 41.9882; 1.2: 0.056307; 1.3: 92.07; 1.4: 4.3571; 1.5: 41.9882; 1.6: 92.07; 1.7: 55.242; 1.8: 8.4594; 1.9: 460.35; 2: 14.6608; 2.1: 89.2218; 2.2: 158.3485; 2.3: 16.4319; 2.4: -116.3603; 2.5: -12.0748
| 2 | 17.1 | 1: 23.4387; 1.1: 41.9505; 1.2: 0.056257; 1.3: 92.34; 1.4: 4.3405; 1.5: 41.9505; 1.6: 92.34; 1.7: 55.404; 1.8: 8.4594; 1.9: 461.7; 2: 14.7038; 2.1: 89.2448; 2.2: 159.2376; 2.3: 16.4758; 2.4: -117.2871; 2.5: -12.1353
| 2 | 17.15 | 1: 23.349; 1.1: 41.9122; 1.2: 0.056205; 1.3: 92.61; 1.4: 4.3239; 1.5: 41.9122; 1.6: 92.61; 1.7: 55.566; 1.8: 8.4594; 1.9: 463.05; 2: 14.7468; 2.1: 89.2676; 2.2: 160.1292; 2.3: 16.5198; 2.4: -118.217; 2.5: -12.1959
| 2 | 17.2 | 1: 23.2594; 1.1: 41.8732; 1.2: 0.056153; 1.3: 92.88; 1.4: 4.3073; 1.5: 41.8732; 1.6: 92.88; 1.7: 55.728; 1.8: 8.4594; 1.9: 464.4; 2: 14.7898; 2.1: 89.2904; 2.2: 161.0231; 2.3: 16.5637; 2.4: -119.15; 2.5: -12.2564
| 2 | 17.25 | 1: 23.1701; 1.1: 41.8336; 1.2: 0.0561; 1.3: 93.15; 1.4: 4.2908; 1.5: 41.8336; 1.6: 93.15; 1.7: 55.89; 1.8: 8.4594; 1.9: 465.75; 2: 14.8328; 2.1: 89.3131; 2.2: 161.9195; 2.3: 16.6076; 2.4: -120.0859; 2.5: -12.3169
| 2 | 17.3 | 1: 23.0809; 1.1: 41.7934; 1.2: 0.056046; 1.3: 93.42; 1.4: 4.2742; 1.5: 41.7934; 1.6: 93.42; 1.7: 56.052; 1.8: 8.4594; 1.9: 467.1; 2: 14.8758; 2.1: 89.3357; 2.2: 162.8183; 2.3: 16.6516; 2.4: -121.025; 2.5: -12.3773
| 2 | 17.35 | 1: 22.9919; 1.1: 41.7525; 1.2: 0.055991; 1.3: 93.69; 1.4: 4.2578; 1.5: 41.7525; 1.6: 93.69; 1.7: 56.214; 1.8: 8.4594; 1.9: 468.45; 2: 14.9188; 2.1: 89.3583; 2.2: 163.7195; 2.3: 16.6955; 2.4: -121.967; 2.5: -12.4377
| 2 | 17.4 | 1: 22.9031; 1.1: 41.7111; 1.2: 0.055935; 1.3: 93.96; 1.4: 4.2413; 1.5: 41.7111; 1.6: 93.96; 1.7: 56.376; 1.8: 8.4594; 1.9: 469.8; 2: 14.9618; 2.1: 89.3807; 2.2: 164.6232; 2.3: 16.7394; 2.4: -122.9121; 2.5: -12.4981
| 2 | 17.45 | 1: 22.8144; 1.1: 41.669; 1.2: 0.055879; 1.3: 94.23; 1.4: 4.2249; 1.5: 41.669; 1.6: 94.23; 1.7: 56.538; 1.8: 8.4594; 1.9: 471.15; 2: 15.0048; 2.1: 89.4031; 2.2: 165.5292; 2.3: 16.7833; 2.4: -123.8602; 2.5: -12.5584
| 2 | 17.5 | 1: 22.7259; 1.1: 41.6263; 1.2: 0.055822; 1.3: 94.5; 1.4: 4.2085; 1.5: 41.6263; 1.6: 94.5; 1.7: 56.7; 1.8: 8.4594; 1.9: 472.5; 2: 15.0478; 2.1: 89.4254; 2.2: 166.4377; 2.3: 16.8272; 2.4: -124.8114; 2.5: -12.6187
| 2 | 17.55 | 1: 22.6376; 1.1: 41.583; 1.2: 0.055764; 1.3: 94.77; 1.4: 4.1921; 1.5: 41.583; 1.6: 94.77; 1.7: 56.862; 1.8: 8.4594; 1.9: 473.85; 2: 15.0908; 2.1: 89.4476; 2.2: 167.3486; 2.3: 16.8711; 2.4: -125.7656; 2.5: -12.6789
| 2 | 17.6 | 1: 22.5495; 1.1: 41.5391; 1.2: 0.055705; 1.3: 95.04; 1.4: 4.1758; 1.5: 41.5391; 1.6: 95.04; 1.7: 57.024; 1.8: 8.4594; 1.9: 475.2; 2: 15.1338; 2.1: 89.4697; 2.2: 168.2619; 2.3: 16.915; 2.4: -126.7228; 2.5: -12.7391
| 2 | 17.65 | 1: 22.4615; 1.1: 41.4946; 1.2: 0.055645; 1.3: 95.31; 1.4: 4.1595; 1.5: 41.4946; 1.6: 95.31; 1.7: 57.186; 1.8: 8.4594; 1.9: 476.55; 2: 15.1768; 2.1: 89.4917; 2.2: 169.1776; 2.3: 16.9588; 2.4: -127.683; 2.5: -12.7993
| 2 | 17.7 | 1: 22.3737; 1.1: 41.4495; 1.2: 0.055585; 1.3: 95.58; 1.4: 4.1433; 1.5: 41.4495; 1.6: 95.58; 1.7: 57.348; 1.8: 8.4594; 1.9: 477.9; 2: 15.2197; 2.1: 89.5136; 2.2: 170.0958; 2.3: 17.0027; 2.4: -128.6463; 2.5: -12.8594
| 2 | 17.75 | 1: 22.2861; 1.1: 41.4038; 1.2: 0.055523; 1.3: 95.85; 1.4: 4.1271; 1.5: 41.4038; 1.6: 95.85; 1.7: 57.51; 1.8: 8.4594; 1.9: 479.25; 2: 15.2627; 2.1: 89.5355; 2.2: 171.0164; 2.3: 17.0466; 2.4: -129.6125; 2.5: -12.9195
| 2 | 17.8 | 1: 22.1986; 1.1: 41.3575; 1.2: 0.055461; 1.3: 96.12; 1.4: 4.1109; 1.5: 41.3575; 1.6: 96.12; 1.7: 57.672; 1.8: 8.4594; 1.9: 480.6; 2: 15.3057; 2.1: 89.5573; 2.2: 171.9394; 2.3: 17.0904; 2.4: -130.5818; 2.5: -12.9796
| 2 | 17.85 | 1: 22.1114; 1.1: 41.3107; 1.2: 0.055399; 1.3: 96.39; 1.4: 4.0947; 1.5: 41.3107; 1.6: 96.39; 1.7: 57.834; 1.8: 8.4594; 1.9: 481.95; 2: 15.3487; 2.1: 89.579; 2.2: 172.8648; 2.3: 17.1343; 2.4: -131.5541; 2.5: -13.0396
| 2 | 17.9 | 1: 22.0243; 1.1: 41.2632; 1.2: 0.055335; 1.3: 96.66; 1.4: 4.0786; 1.5: 41.2632; 1.6: 96.66; 1.7: 57.996; 1.8: 8.4594; 1.9: 483.3; 2: 15.3917; 2.1: 89.6006; 2.2: 173.7926; 2.3: 17.1781; 2.4: -132.5294; 2.5: -13.0996
| 2 | 17.95 | 1: 21.9373; 1.1: 41.2151; 1.2: 0.05527; 1.3: 96.93; 1.4: 4.0625; 1.5: 41.2151; 1.6: 96.93; 1.7: 58.158; 1.8: 8.4594; 1.9: 484.65; 2: 15.4347; 2.1: 89.6222; 2.2: 174.7229; 2.3: 17.222; 2.4: -133.5077; 2.5: -13.1595
| 2 | 18 | 1: 21.8506; 1.1: 41.1665; 1.2: 0.055205; 1.3: 97.2; 1.4: 4.0464; 1.5: 41.1665; 1.6: 97.2; 1.7: 58.32; 1.8: 8.4594; 1.9: 486; 2: 15.4777; 2.1: 89.6436; 2.2: 175.6556; 2.3: 17.2658; 2.4: -134.4891; 2.5: -13.2194
| 2 | 18.05 | 1: 21.764; 1.1: 41.1173; 1.2: 0.055139; 1.3: 97.47; 1.4: 4.0304; 1.5: 41.1173; 1.6: 97.47; 1.7: 58.482; 1.8: 8.4594; 1.9: 487.35; 2: 15.5207; 2.1: 89.665; 2.2: 176.5907; 2.3: 17.3097; 2.4: -135.4734; 2.5: -13.2793
| 2 | 18.1 | 1: 21.6776; 1.1: 41.0674; 1.2: 0.055072; 1.3: 97.74; 1.4: 4.0144; 1.5: 41.0674; 1.6: 97.74; 1.7: 58.644; 1.8: 8.4594; 1.9: 488.7; 2: 15.5637; 2.1: 89.6863; 2.2: 177.5282; 2.3: 17.3535; 2.4: -136.4607; 2.5: -13.3391
| 2 | 18.15 | 1: 21.5913; 1.1: 41.0171; 1.2: 0.055005; 1.3: 98.01; 1.4: 3.9984; 1.5: 41.0171; 1.6: 98.01; 1.7: 58.806; 1.8: 8.4594; 1.9: 490.05; 2: 15.6067; 2.1: 89.7075; 2.2: 178.4681; 2.3: 17.3973; 2.4: -137.4511; 2.5: -13.3989
| 2 | 18.2 | 1: 21.5053; 1.1: 40.9661; 1.2: 0.054936; 1.3: 98.28; 1.4: 3.9825; 1.5: 40.9661; 1.6: 98.28; 1.7: 58.968; 1.8: 8.4594; 1.9: 491.4; 2: 15.6497; 2.1: 89.7287; 2.2: 179.4105; 2.3: 17.4411; 2.4: -138.4444; 2.5: -13.4587
| 2 | 18.25 | 1: 21.4194; 1.1: 40.9146; 1.2: 0.054867; 1.3: 98.55; 1.4: 3.9666; 1.5: 40.9146; 1.6: 98.55; 1.7: 59.13; 1.8: 8.4594; 1.9: 492.75; 2: 15.6927; 2.1: 89.7497; 2.2: 180.3553; 2.3: 17.4849; 2.4: -139.4407; 2.5: -13.5184
| 2 | 18.3 | 1: 21.3337; 1.1: 40.8625; 1.2: 0.054798; 1.3: 98.82; 1.4: 3.9507; 1.5: 40.8625; 1.6: 98.82; 1.7: 59.292; 1.8: 8.4594; 1.9: 494.1; 2: 15.7357; 2.1: 89.7707; 2.2: 181.3025; 2.3: 17.5287; 2.4: -140.4401; 2.5: -13.5781
| 2 | 18.35 | 1: 21.2481; 1.1: 40.8098; 1.2: 0.054727; 1.3: 99.09; 1.4: 3.9348; 1.5: 40.8098; 1.6: 99.09; 1.7: 59.454; 1.8: 8.4594; 1.9: 495.45; 2: 15.7787; 2.1: 89.7916; 2.2: 182.2522; 2.3: 17.5725; 2.4: -141.4424; 2.5: -13.6377
| 2 | 18.4 | 1: 21.1627; 1.1: 40.7566; 1.2: 0.054656; 1.3: 99.36; 1.4: 3.919; 1.5: 40.7566; 1.6: 99.36; 1.7: 59.616; 1.8: 8.4594; 1.9: 496.8; 2: 15.8217; 2.1: 89.8124; 2.2: 183.2043; 2.3: 17.6163; 2.4: -142.4477; 2.5: -13.6973
| 2 | 18.45 | 1: 21.0775; 1.1: 40.7028; 1.2: 0.054583; 1.3: 99.63; 1.4: 3.9032; 1.5: 40.7028; 1.6: 99.63; 1.7: 59.778; 1.8: 8.4594; 1.9: 498.15; 2: 15.8646; 2.1: 89.8331; 2.2: 184.1588; 2.3: 17.6601; 2.4: -143.4559; 2.5: -13.7569
| 2 | 18.5 | 1: 20.9925; 1.1: 40.6485; 1.2: 0.054511; 1.3: 99.9; 1.4: 3.8875; 1.5: 40.6485; 1.6: 99.9; 1.7: 59.94; 1.8: 8.4594; 1.9: 499.5; 2: 15.9076; 2.1: 89.8538; 2.2: 185.1157; 2.3: 17.7039; 2.4: -144.4672; 2.5: -13.8164
| 2 | 18.55 | 1: 20.9076; 1.1: 40.5936; 1.2: 0.054437; 1.3: 100.17; 1.4: 3.8718; 1.5: 40.5936; 1.6: 100.17; 1.7: 60.102; 1.8: 8.4594; 1.9: 500.85; 2: 15.9506; 2.1: 89.8744; 2.2: 186.0751; 2.3: 17.7477; 2.4: -145.4815; 2.5: -13.8759
| 2 | 18.6 | 1: 20.823; 1.1: 40.5381; 1.2: 0.054363; 1.3: 100.44; 1.4: 3.8561; 1.5: 40.5381; 1.6: 100.44; 1.7: 60.264; 1.8: 8.4594; 1.9: 502.2; 2: 15.9936; 2.1: 89.8949; 2.2: 187.0368; 2.3: 17.7915; 2.4: -146.4987; 2.5: -13.9354
| 2 | 18.65 | 1: 20.7385; 1.1: 40.4821; 1.2: 0.054287; 1.3: 100.71; 1.4: 3.8405; 1.5: 40.4821; 1.6: 100.71; 1.7: 60.426; 1.8: 8.4594; 1.9: 503.55; 2: 16.0366; 2.1: 89.9153; 2.2: 188.001; 2.3: 17.8353; 2.4: -147.5189; 2.5: -13.9948
| 2 | 18.7 | 1: 20.6541; 1.1: 40.4256; 1.2: 0.054212; 1.3: 100.98; 1.4: 3.8248; 1.5: 40.4256; 1.6: 100.98; 1.7: 60.588; 1.8: 8.4594; 1.9: 504.9; 2: 16.0796; 2.1: 89.9357; 2.2: 188.9677; 2.3: 17.879; 2.4: -148.5421; 2.5: -14.0542
| 2 | 18.75 | 1: 20.5699; 1.1: 40.3685; 1.2: 0.054135; 1.3: 101.25; 1.4: 3.8092; 1.5: 40.3685; 1.6: 101.25; 1.7: 60.75; 1.8: 8.4594; 1.9: 506.25; 2: 16.1226; 2.1: 89.9559; 2.2: 189.9367; 2.3: 17.9228; 2.4: -149.5682; 2.5: -14.1135
| 2 | 18.8 | 1: 20.486; 1.1: 40.3109; 1.2: 0.054058; 1.3: 101.52; 1.4: 3.7937; 1.5: 40.3109; 1.6: 101.52; 1.7: 60.912; 1.8: 8.4594; 1.9: 507.6; 2: 16.1656; 2.1: 89.9761; 2.2: 190.9082; 2.3: 17.9665; 2.4: -150.5973; 2.5: -14.1729
| 2 | 18.85 | 1: 20.4021; 1.1: 40.2527; 1.2: 0.05398; 1.3: 101.79; 1.4: 3.7782; 1.5: 40.2527; 1.6: 101.79; 1.7: 61.074; 1.8: 8.4594; 1.9: 508.95; 2: 16.2086; 2.1: 89.9963; 2.2: 191.8821; 2.3: 18.0103; 2.4: -151.6294; 2.5: -14.2321
| 2 | 18.9 | 1: 20.3185; 1.1: 40.194; 1.2: 0.053901; 1.3: 102.06; 1.4: 3.7627; 1.5: 40.194; 1.6: 102.06; 1.7: 61.236; 1.8: 8.4594; 1.9: 510.3; 2: 16.2516; 2.1: 90.0163; 2.2: 192.8585; 2.3: 18.0541; 2.4: -152.6645; 2.5: -14.2914
| 2 | 18.95 | 1: 20.235; 1.1: 40.1348; 1.2: 0.053822; 1.3: 102.33; 1.4: 3.7472; 1.5: 40.1348; 1.6: 102.33; 1.7: 61.398; 1.8: 8.4594; 1.9: 511.65; 2: 16.2946; 2.1: 90.0363; 2.2: 193.8373; 2.3: 18.0978; 2.4: -153.7025; 2.5: -14.3506
| 2 | 19 | 1: 20.1517; 1.1: 40.075; 1.2: 0.053741; 1.3: 102.6; 1.4: 3.7318; 1.5: 40.075; 1.6: 102.6; 1.7: 61.56; 1.8: 8.4594; 1.9: 513; 2: 16.3376; 2.1: 90.0561; 2.2: 194.8185; 2.3: 18.1415; 2.4: -154.7434; 2.5: -14.4098
| 2 | 19.05 | 1: 20.0686; 1.1: 40.0147; 1.2: 0.053661; 1.3: 102.87; 1.4: 3.7164; 1.5: 40.0147; 1.6: 102.87; 1.7: 61.722; 1.8: 8.4594; 1.9: 514.35; 2: 16.3806; 2.1: 90.076; 2.2: 195.8021; 2.3: 18.1853; 2.4: -155.7874; 2.5: -14.4689
| 2 | 19.1 | 1: 19.9856; 1.1: 39.9539; 1.2: 0.053579; 1.3: 103.14; 1.4: 3.701; 1.5: 39.9539; 1.6: 103.14; 1.7: 61.884; 1.8: 8.4594; 1.9: 515.7; 2: 16.4236; 2.1: 90.0957; 2.2: 196.7882; 2.3: 18.229; 2.4: -156.8342; 2.5: -14.528
| 2 | 19.15 | 1: 19.9028; 1.1: 39.8926; 1.2: 0.053497; 1.3: 103.41; 1.4: 3.6857; 1.5: 39.8926; 1.6: 103.41; 1.7: 62.046; 1.8: 8.4594; 1.9: 517.05; 2: 16.4666; 2.1: 90.1154; 2.2: 197.7766; 2.3: 18.2728; 2.4: -157.8841; 2.5: -14.587
| 2 | 19.2 | 1: 19.8202; 1.1: 39.8307; 1.2: 0.053414; 1.3: 103.68; 1.4: 3.6704; 1.5: 39.8307; 1.6: 103.68; 1.7: 62.208; 1.8: 8.4594; 1.9: 518.4; 2: 16.5096; 2.1: 90.1349; 2.2: 198.7676; 2.3: 18.3165; 2.4: -158.9369; 2.5: -14.6461
| 2 | 19.25 | 1: 19.7378; 1.1: 39.7683; 1.2: 0.05333; 1.3: 103.95; 1.4: 3.6551; 1.5: 39.7683; 1.6: 103.95; 1.7: 62.37; 1.8: 8.4594; 1.9: 519.75; 2: 16.5525; 2.1: 90.1545; 2.2: 199.7609; 2.3: 18.3602; 2.4: -159.9926; 2.5: -14.7051
| 2 | 19.3 | 1: 19.6555; 1.1: 39.7054; 1.2: 0.053246; 1.3: 104.22; 1.4: 3.6399; 1.5: 39.7054; 1.6: 104.22; 1.7: 62.532; 1.8: 8.4594; 1.9: 521.1; 2: 16.5955; 2.1: 90.1739; 2.2: 200.7567; 2.3: 18.4039; 2.4: -161.0513; 2.5: -14.764
| 2 | 19.35 | 1: 19.5734; 1.1: 39.642; 1.2: 0.053161; 1.3: 104.49; 1.4: 3.6247; 1.5: 39.642; 1.6: 104.49; 1.7: 62.694; 1.8: 8.4594; 1.9: 522.45; 2: 16.6385; 2.1: 90.1932; 2.2: 201.7549; 2.3: 18.4476; 2.4: -162.1129; 2.5: -14.8229
| 2 | 19.4 | 1: 19.4915; 1.1: 39.5781; 1.2: 0.053075; 1.3: 104.76; 1.4: 3.6095; 1.5: 39.5781; 1.6: 104.76; 1.7: 62.856; 1.8: 8.4594; 1.9: 523.8; 2: 16.6815; 2.1: 90.2125; 2.2: 202.7556; 2.3: 18.4914; 2.4: -163.1775; 2.5: -14.8818
| 2 | 19.45 | 1: 19.4097; 1.1: 39.5137; 1.2: 0.052989; 1.3: 105.03; 1.4: 3.5944; 1.5: 39.5137; 1.6: 105.03; 1.7: 63.018; 1.8: 8.4594; 1.9: 525.15; 2: 16.7245; 2.1: 90.2317; 2.2: 203.7587; 2.3: 18.5351; 2.4: -164.245; 2.5: -14.9407
| 2 | 19.5 | 1: 19.3282; 1.1: 39.4488; 1.2: 0.052902; 1.3: 105.3; 1.4: 3.5793; 1.5: 39.4488; 1.6: 105.3; 1.7: 63.18; 1.8: 8.4594; 1.9: 526.5; 2: 16.7675; 2.1: 90.2509; 2.2: 204.7642; 2.3: 18.5788; 2.4: -165.3154; 2.5: -14.9995
| 2 | 19.55 | 1: 19.2468; 1.1: 39.3834; 1.2: 0.052814; 1.3: 105.57; 1.4: 3.5642; 1.5: 39.3834; 1.6: 105.57; 1.7: 63.342; 1.8: 8.4594; 1.9: 527.85; 2: 16.8105; 2.1: 90.27; 2.2: 205.7721; 2.3: 18.6225; 2.4: -166.3888; 2.5: -15.0583
| 2 | 19.6 | 1: 19.1655; 1.1: 39.3174; 1.2: 0.052726; 1.3: 105.84; 1.4: 3.5492; 1.5: 39.3174; 1.6: 105.84; 1.7: 63.504; 1.8: 8.4594; 1.9: 529.2; 2: 16.8535; 2.1: 90.2889; 2.2: 206.7825; 2.3: 18.6662; 2.4: -167.4651; 2.5: -15.117
| 2 | 19.65 | 1: 19.0845; 1.1: 39.251; 1.2: 0.052636; 1.3: 106.11; 1.4: 3.5342; 1.5: 39.251; 1.6: 106.11; 1.7: 63.666; 1.8: 8.4594; 1.9: 530.55; 2: 16.8965; 2.1: 90.3079; 2.2: 207.7954; 2.3: 18.7099; 2.4: -168.5443; 2.5: -15.1757
| 2 | 19.7 | 1: 19.0036; 1.1: 39.1841; 1.2: 0.052547; 1.3: 106.38; 1.4: 3.5192; 1.5: 39.1841; 1.6: 106.38; 1.7: 63.828; 1.8: 8.4594; 1.9: 531.9; 2: 16.9395; 2.1: 90.3267; 2.2: 208.8106; 2.3: 18.7536; 2.4: -169.6265; 2.5: -15.2344
| 2 | 19.75 | 1: 18.9229; 1.1: 39.1167; 1.2: 0.052456; 1.3: 106.65; 1.4: 3.5042; 1.5: 39.1167; 1.6: 106.65; 1.7: 63.99; 1.8: 8.4594; 1.9: 533.25; 2: 16.9825; 2.1: 90.3455; 2.2: 209.8283; 2.3: 18.7973; 2.4: -170.7116; 2.5: -15.293
| 2 | 19.8 | 1: 18.8423; 1.1: 39.0488; 1.2: 0.052365; 1.3: 106.92; 1.4: 3.4893; 1.5: 39.0488; 1.6: 106.92; 1.7: 64.152; 1.8: 8.4594; 1.9: 534.6; 2: 17.0255; 2.1: 90.3642; 2.2: 210.8484; 2.3: 18.841; 2.4: -171.7996; 2.5: -15.3516
| 2 | 19.85 | 1: 18.7619; 1.1: 38.9805; 1.2: 0.052274; 1.3: 107.19; 1.4: 3.4744; 1.5: 38.9805; 1.6: 107.19; 1.7: 64.314; 1.8: 8.4594; 1.9: 535.95; 2: 17.0685; 2.1: 90.3828; 2.2: 211.871; 2.3: 18.8846; 2.4: -172.8905; 2.5: -15.4102
| 2 | 19.9 | 1: 18.6818; 1.1: 38.9116; 1.2: 0.052181; 1.3: 107.46; 1.4: 3.4596; 1.5: 38.9116; 1.6: 107.46; 1.7: 64.476; 1.8: 8.4594; 1.9: 537.3; 2: 17.1115; 2.1: 90.4014; 2.2: 212.896; 2.3: 18.9283; 2.4: -173.9844; 2.5: -15.4687
| 2 | 19.95 | 1: 18.6017; 1.1: 38.8423; 1.2: 0.052088; 1.3: 107.73; 1.4: 3.4448; 1.5: 38.8423; 1.6: 107.73; 1.7: 64.638; 1.8: 8.4594; 1.9: 538.65; 2: 17.1545; 2.1: 90.4198; 2.2: 213.9234; 2.3: 18.972; 2.4: -175.0812; 2.5: -15.5272
| 2 | 20 | 1: 18.5219; 1.1: 38.7725; 1.2: 0.051995; 1.3: 108; 1.4: 3.43; 1.5: 38.7725; 1.6: 108; 1.7: 64.8; 1.8: 8.4594; 1.9: 540; 2: 17.1975; 2.1: 90.4382; 2.2: 214.9533; 2.3: 19.0157; 2.4: -176.1808; 2.5: -15.5857
| 2 | 20.05 | 1: 18.4422; 1.1: 38.7022; 1.2: 0.0519; 1.3: 108.27; 1.4: 3.4152; 1.5: 38.7022; 1.6: 108.27; 1.7: 64.962; 1.8: 8.4594; 1.9: 541.35; 2: 17.2404; 2.1: 90.4566; 2.2: 215.9856; 2.3: 19.0594; 2.4: -177.2834; 2.5: -15.6441
| 2 | 20.1 | 1: 18.3627; 1.1: 38.6314; 1.2: 0.051806; 1.3: 108.54; 1.4: 3.4005; 1.5: 38.6314; 1.6: 108.54; 1.7: 65.124; 1.8: 8.4594; 1.9: 542.7; 2: 17.2834; 2.1: 90.4749; 2.2: 217.0204; 2.3: 19.103; 2.4: -178.3889; 2.5: -15.7025
| 2 | 20.15 | 1: 18.2833; 1.1: 38.5602; 1.2: 0.05171; 1.3: 108.81; 1.4: 3.3858; 1.5: 38.5602; 1.6: 108.81; 1.7: 65.286; 1.8: 8.4594; 1.9: 544.05; 2: 17.3264; 2.1: 90.4931; 2.2: 218.0575; 2.3: 19.1467; 2.4: -179.4974; 2.5: -15.7609
| 2 | 20.2 | 1: 18.2042; 1.1: 38.4885; 1.2: 0.051614; 1.3: 109.08; 1.4: 3.3711; 1.5: 38.4885; 1.6: 109.08; 1.7: 65.448; 1.8: 8.4594; 1.9: 545.4; 2: 17.3694; 2.1: 90.5112; 2.2: 219.0972; 2.3: 19.1904; 2.4: -180.6087; 2.5: -15.8192
| 2 | 20.25 | 1: 18.1252; 1.1: 38.4163; 1.2: 0.051517; 1.3: 109.35; 1.4: 3.3565; 1.5: 38.4163; 1.6: 109.35; 1.7: 65.61; 1.8: 8.4594; 1.9: 546.75; 2: 17.4124; 2.1: 90.5292; 2.2: 220.1392; 2.3: 19.234; 2.4: -181.7229; 2.5: -15.8775
| 2 | 20.3 | 1: 18.0464; 1.1: 38.3437; 1.2: 0.05142; 1.3: 109.62; 1.4: 3.3419; 1.5: 38.3437; 1.6: 109.62; 1.7: 65.772; 1.8: 8.4594; 1.9: 548.1; 2: 17.4554; 2.1: 90.5472; 2.2: 221.1837; 2.3: 19.2777; 2.4: -182.84; 2.5: -15.9358
| 2 | 20.35 | 1: 17.9677; 1.1: 38.2707; 1.2: 0.051322; 1.3: 109.89; 1.4: 3.3274; 1.5: 38.2707; 1.6: 109.89; 1.7: 65.934; 1.8: 8.4594; 1.9: 549.45; 2: 17.4984; 2.1: 90.5651; 2.2: 222.2307; 2.3: 19.3214; 2.4: -183.96; 2.5: -15.994
| 2 | 20.4 | 1: 17.8893; 1.1: 38.1971; 1.2: 0.051223; 1.3: 110.16; 1.4: 3.3128; 1.5: 38.1971; 1.6: 110.16; 1.7: 66.096; 1.8: 8.4594; 1.9: 550.8; 2: 17.5414; 2.1: 90.583; 2.2: 223.2801; 2.3: 19.365; 2.4: -185.083; 2.5: -16.0522
| 2 | 20.45 | 1: 17.811; 1.1: 38.1232; 1.2: 0.051124; 1.3: 110.43; 1.4: 3.2983; 1.5: 38.1232; 1.6: 110.43; 1.7: 66.258; 1.8: 8.4594; 1.9: 552.15; 2: 17.5844; 2.1: 90.6008; 2.2: 224.3319; 2.3: 19.4087; 2.4: -186.2088; 2.5: -16.1103
| 2 | 20.5 | 1: 17.7328; 1.1: 38.0487; 1.2: 0.051024; 1.3: 110.7; 1.4: 3.2839; 1.5: 38.0487; 1.6: 110.7; 1.7: 66.42; 1.8: 8.4594; 1.9: 553.5; 2: 17.6274; 2.1: 90.6185; 2.2: 225.3862; 2.3: 19.4523; 2.4: -187.3375; 2.5: -16.1685
| 2 | 20.55 | 1: 17.6549; 1.1: 37.9738; 1.2: 0.050924; 1.3: 110.97; 1.4: 3.2694; 1.5: 37.9738; 1.6: 110.97; 1.7: 66.582; 1.8: 8.4594; 1.9: 554.85; 2: 17.6704; 2.1: 90.6361; 2.2: 226.4429; 2.3: 19.496; 2.4: -188.4691; 2.5: -16.2265
| 2 | 20.6 | 1: 17.5771; 1.1: 37.8985; 1.2: 0.050823; 1.3: 111.24; 1.4: 3.255; 1.5: 37.8985; 1.6: 111.24; 1.7: 66.744; 1.8: 8.4594; 1.9: 556.2; 2: 17.7134; 2.1: 90.6537; 2.2: 227.5021; 2.3: 19.5396; 2.4: -189.6035; 2.5: -16.2846
| 2 | 20.65 | 1: 17.4995; 1.1: 37.8228; 1.2: 0.050721; 1.3: 111.51; 1.4: 3.2406; 1.5: 37.8228; 1.6: 111.51; 1.7: 66.906; 1.8: 8.4594; 1.9: 557.55; 2: 17.7564; 2.1: 90.6712; 2.2: 228.5637; 2.3: 19.5833; 2.4: -190.7409; 2.5: -16.3426
| 2 | 20.7 | 1: 17.422; 1.1: 37.7466; 1.2: 0.050619; 1.3: 111.78; 1.4: 3.2263; 1.5: 37.7466; 1.6: 111.78; 1.7: 67.068; 1.8: 8.4594; 1.9: 558.9; 2: 17.7994; 2.1: 90.6886; 2.2: 229.6277; 2.3: 19.6269; 2.4: -191.8811; 2.5: -16.4006
| 2 | 20.75 | 1: 17.3448; 1.1: 37.6699; 1.2: 0.050516; 1.3: 112.05; 1.4: 3.212; 1.5: 37.6699; 1.6: 112.05; 1.7: 67.23; 1.8: 8.4594; 1.9: 560.25; 2: 17.8424; 2.1: 90.706; 2.2: 230.6942; 2.3: 19.6705; 2.4: -193.0243; 2.5: -16.4586
| 2 | 20.8 | 1: 17.2677; 1.1: 37.5928; 1.2: 0.050413; 1.3: 112.32; 1.4: 3.1977; 1.5: 37.5928; 1.6: 112.32; 1.7: 67.392; 1.8: 8.4594; 1.9: 561.6; 2: 17.8854; 2.1: 90.7233; 2.2: 231.7631; 2.3: 19.7142; 2.4: -194.1703; 2.5: -16.5165
| 2 | 20.85 | 1: 17.1907; 1.1: 37.5153; 1.2: 0.050309; 1.3: 112.59; 1.4: 3.1835; 1.5: 37.5153; 1.6: 112.59; 1.7: 67.554; 1.8: 8.4594; 1.9: 562.95; 2: 17.9283; 2.1: 90.7405; 2.2: 232.8345; 2.3: 19.7578; 2.4: -195.3191; 2.5: -16.5744
| 2 | 20.9 | 1: 17.114; 1.1: 37.4374; 1.2: 0.050204; 1.3: 112.86; 1.4: 3.1693; 1.5: 37.4374; 1.6: 112.86; 1.7: 67.716; 1.8: 8.4594; 1.9: 564.3; 2: 17.9713; 2.1: 90.7576; 2.2: 233.9083; 2.3: 19.8015; 2.4: -196.4709; 2.5: -16.6322
| 2 | 20.95 | 1: 17.0374; 1.1: 37.3591; 1.2: 0.050099; 1.3: 113.13; 1.4: 3.1551; 1.5: 37.3591; 1.6: 113.13; 1.7: 67.878; 1.8: 8.4594; 1.9: 565.65; 2: 18.0143; 2.1: 90.7747; 2.2: 234.9846; 2.3: 19.8451; 2.4: -197.6255; 2.5: -16.69
| 2 | 21 | 1: 16.961; 1.1: 37.2803; 1.2: 0.049994; 1.3: 113.4; 1.4: 3.1409; 1.5: 37.2803; 1.6: 113.4; 1.7: 68.04; 1.8: 8.4594; 1.9: 567; 2: 18.0573; 2.1: 90.7918; 2.2: 236.0633; 2.3: 19.8887; 2.4: -198.783; 2.5: -16.7478
| 2 | 21.05 | 1: 16.8848; 1.1: 37.2011; 1.2: 0.049887; 1.3: 113.67; 1.4: 3.1268; 1.5: 37.2011; 1.6: 113.67; 1.7: 68.202; 1.8: 8.4594; 1.9: 568.35; 2: 18.1003; 2.1: 90.8087; 2.2: 237.1445; 2.3: 19.9324; 2.4: -199.9434; 2.5: -16.8056
| 2 | 21.1 | 1: 16.8087; 1.1: 37.1215; 1.2: 0.049781; 1.3: 113.94; 1.4: 3.1127; 1.5: 37.1215; 1.6: 113.94; 1.7: 68.364; 1.8: 8.4594; 1.9: 569.7; 2: 18.1433; 2.1: 90.8256; 2.2: 238.2281; 2.3: 19.976; 2.4: -201.1066; 2.5: -16.8633
| 2 | 21.15 | 1: 16.7328; 1.1: 37.0414; 1.2: 0.049673; 1.3: 114.21; 1.4: 3.0987; 1.5: 37.0414; 1.6: 114.21; 1.7: 68.526; 1.8: 8.4594; 1.9: 571.05; 2: 18.1863; 2.1: 90.8424; 2.2: 239.3141; 2.3: 20.0196; 2.4: -202.2727; 2.5: -16.9209
| 2 | 21.2 | 1: 16.6571; 1.1: 36.961; 1.2: 0.049565; 1.3: 114.48; 1.4: 3.0846; 1.5: 36.961; 1.6: 114.48; 1.7: 68.688; 1.8: 8.4594; 1.9: 572.4; 2: 18.2293; 2.1: 90.8592; 2.2: 240.4026; 2.3: 20.0632; 2.4: -203.4416; 2.5: -16.9786
| 2 | 21.25 | 1: 16.5815; 1.1: 36.8801; 1.2: 0.049457; 1.3: 114.75; 1.4: 3.0707; 1.5: 36.8801; 1.6: 114.75; 1.7: 68.85; 1.8: 8.4594; 1.9: 573.75; 2: 18.2723; 2.1: 90.8759; 2.2: 241.4936; 2.3: 20.1069; 2.4: -204.6134; 2.5: -17.0362
| 2 | 21.3 | 1: 16.5062; 1.1: 36.7989; 1.2: 0.049348; 1.3: 115.02; 1.4: 3.0567; 1.5: 36.7989; 1.6: 115.02; 1.7: 69.012; 1.8: 8.4594; 1.9: 575.1; 2: 18.3153; 2.1: 90.8925; 2.2: 242.587; 2.3: 20.1505; 2.4: -205.7881; 2.5: -17.0938
| 2 | 21.35 | 1: 16.431; 1.1: 36.7172; 1.2: 0.049239; 1.3: 115.29; 1.4: 3.0428; 1.5: 36.7172; 1.6: 115.29; 1.7: 69.174; 1.8: 8.4594; 1.9: 576.45; 2: 18.3583; 2.1: 90.9091; 2.2: 243.6828; 2.3: 20.1941; 2.4: -206.9656; 2.5: -17.1513
| 2 | 21.4 | 1: 16.3559; 1.1: 36.6351; 1.2: 0.049129; 1.3: 115.56; 1.4: 3.0289; 1.5: 36.6351; 1.6: 115.56; 1.7: 69.336; 1.8: 8.4594; 1.9: 577.8; 2: 18.4013; 2.1: 90.9255; 2.2: 244.7811; 2.3: 20.2377; 2.4: -208.146; 2.5: -17.2089
| 2 | 21.45 | 1: 16.2811; 1.1: 36.5527; 1.2: 0.049018; 1.3: 115.83; 1.4: 3.015; 1.5: 36.5527; 1.6: 115.83; 1.7: 69.498; 1.8: 8.4594; 1.9: 579.15; 2: 18.4443; 2.1: 90.942; 2.2: 245.8819; 2.3: 20.2814; 2.4: -209.3292; 2.5: -17.2663
| 2 | 21.5 | 1: 16.2064; 1.1: 36.4698; 1.2: 0.048907; 1.3: 116.1; 1.4: 3.0012; 1.5: 36.4698; 1.6: 116.1; 1.7: 69.66; 1.8: 8.4594; 1.9: 580.5; 2: 18.4873; 2.1: 90.9583; 2.2: 246.9851; 2.3: 20.325; 2.4: -210.5153; 2.5: -17.3238
| 2 | 21.55 | 1: 16.1319; 1.1: 36.3866; 1.2: 0.048795; 1.3: 116.37; 1.4: 2.9874; 1.5: 36.3866; 1.6: 116.37; 1.7: 69.822; 1.8: 8.4594; 1.9: 581.85; 2: 18.5303; 2.1: 90.9746; 2.2: 248.0907; 2.3: 20.3686; 2.4: -211.7042; 2.5: -17.3812
| 2 | 21.6 | 1: 16.0575; 1.1: 36.3029; 1.2: 0.048683; 1.3: 116.64; 1.4: 2.9736; 1.5: 36.3029; 1.6: 116.64; 1.7: 69.984; 1.8: 8.4594; 1.9: 583.2; 2: 18.5732; 2.1: 90.9909; 2.2: 249.1988; 2.3: 20.4122; 2.4: -212.8959; 2.5: -17.4386
| 2 | 21.65 | 1: 15.9834; 1.1: 36.2189; 1.2: 0.04857; 1.3: 116.91; 1.4: 2.9599; 1.5: 36.2189; 1.6: 116.91; 1.7: 70.146; 1.8: 8.4594; 1.9: 584.55; 2: 18.6162; 2.1: 91.007; 2.2: 250.3094; 2.3: 20.4558; 2.4: -214.0905; 2.5: -17.4959
| 2 | 21.7 | 1: 15.9094; 1.1: 36.1345; 1.2: 0.048457; 1.3: 117.18; 1.4: 2.9462; 1.5: 36.1345; 1.6: 117.18; 1.7: 70.308; 1.8: 8.4594; 1.9: 585.9; 2: 18.6592; 2.1: 91.0231; 2.2: 251.4224; 2.3: 20.4994; 2.4: -215.2879; 2.5: -17.5533
| 2 | 21.75 | 1: 15.8356; 1.1: 36.0497; 1.2: 0.048343; 1.3: 117.45; 1.4: 2.9325; 1.5: 36.0497; 1.6: 117.45; 1.7: 70.47; 1.8: 8.4594; 1.9: 587.25; 2: 18.7022; 2.1: 91.0392; 2.2: 252.5378; 2.3: 20.5431; 2.4: -216.4882; 2.5: -17.6105
| 2 | 21.8 | 1: 15.7619; 1.1: 35.9645; 1.2: 0.048229; 1.3: 117.72; 1.4: 2.9189; 1.5: 35.9645; 1.6: 117.72; 1.7: 70.632; 1.8: 8.4594; 1.9: 588.6; 2: 18.7452; 2.1: 91.0552; 2.2: 253.6558; 2.3: 20.5867; 2.4: -217.6913; 2.5: -17.6678
| 2 | 21.85 | 1: 15.6884; 1.1: 35.8789; 1.2: 0.048114; 1.3: 117.99; 1.4: 2.9053; 1.5: 35.8789; 1.6: 117.99; 1.7: 70.794; 1.8: 8.4594; 1.9: 589.95; 2: 18.7882; 2.1: 91.0711; 2.2: 254.7761; 2.3: 20.6303; 2.4: -218.8972; 2.5: -17.725
| 2 | 21.9 | 1: 15.6151; 1.1: 35.793; 1.2: 0.047999; 1.3: 118.26; 1.4: 2.8917; 1.5: 35.793; 1.6: 118.26; 1.7: 70.956; 1.8: 8.4594; 1.9: 591.3; 2: 18.8312; 2.1: 91.0869; 2.2: 255.899; 2.3: 20.6739; 2.4: -220.106; 2.5: -17.7822
| 2 | 21.95 | 1: 15.542; 1.1: 35.7067; 1.2: 0.047883; 1.3: 118.53; 1.4: 2.8781; 1.5: 35.7067; 1.6: 118.53; 1.7: 71.118; 1.8: 8.4594; 1.9: 592.65; 2: 18.8742; 2.1: 91.1027; 2.2: 257.0242; 2.3: 20.7175; 2.4: -221.3176; 2.5: -17.8394
| 2 | 22 | 1: 15.469; 1.1: 35.62; 1.2: 0.047767; 1.3: 118.8; 1.4: 2.8646; 1.5: 35.62; 1.6: 118.8; 1.7: 71.28; 1.8: 8.4594; 1.9: 594; 2: 18.9172; 2.1: 91.1184; 2.2: 258.152; 2.3: 20.7611; 2.4: -222.532; 2.5: -17.8965
| 2 | 22.05 | 1: 15.3962; 1.1: 35.533; 1.2: 0.04765; 1.3: 119.07; 1.4: 2.8512; 1.5: 35.533; 1.6: 119.07; 1.7: 71.442; 1.8: 8.4594; 1.9: 595.35; 2: 18.9602; 2.1: 91.1341; 2.2: 259.2822; 2.3: 20.8047; 2.4: -223.7492; 2.5: -17.9536
| 2 | 22.1 | 1: 15.3236; 1.1: 35.4455; 1.2: 0.047533; 1.3: 119.34; 1.4: 2.8377; 1.5: 35.4455; 1.6: 119.34; 1.7: 71.604; 1.8: 8.4594; 1.9: 596.7; 2: 19.0032; 2.1: 91.1497; 2.2: 260.4148; 2.3: 20.8483; 2.4: -224.9693; 2.5: -18.0106
| 2 | 22.15 | 1: 15.2512; 1.1: 35.3578; 1.2: 0.047416; 1.3: 119.61; 1.4: 2.8243; 1.5: 35.3578; 1.6: 119.61; 1.7: 71.766; 1.8: 8.4594; 1.9: 598.05; 2: 19.0462; 2.1: 91.1652; 2.2: 261.5499; 2.3: 20.8919; 2.4: -226.1921; 2.5: -18.0676
| 2 | 22.2 | 1: 15.1789; 1.1: 35.2697; 1.2: 0.047297; 1.3: 119.88; 1.4: 2.8109; 1.5: 35.2697; 1.6: 119.88; 1.7: 71.928; 1.8: 8.4594; 1.9: 599.4; 2: 19.0892; 2.1: 91.1807; 2.2: 262.6875; 2.3: 20.9355; 2.4: -227.4178; 2.5: -18.1246
| 2 | 22.25 | 1: 15.1068; 1.1: 35.1812; 1.2: 0.047179; 1.3: 120.15; 1.4: 2.7976; 1.5: 35.1812; 1.6: 120.15; 1.7: 72.09; 1.8: 8.4594; 1.9: 600.75; 2: 19.1322; 2.1: 91.1961; 2.2: 263.8275; 2.3: 20.9792; 2.4: -228.6463; 2.5: -18.1816
| 2 | 22.3 | 1: 15.0349; 1.1: 35.0923; 1.2: 0.04706; 1.3: 120.42; 1.4: 2.7842; 1.5: 35.0923; 1.6: 120.42; 1.7: 72.252; 1.8: 8.4594; 1.9: 602.1; 2: 19.1752; 2.1: 91.2114; 2.2: 264.97; 2.3: 21.0228; 2.4: -229.8776; 2.5: -18.2385
| 2 | 22.35 | 1: 14.9631; 1.1: 35.0032; 1.2: 0.04694; 1.3: 120.69; 1.4: 2.7709; 1.5: 35.0032; 1.6: 120.69; 1.7: 72.414; 1.8: 8.4594; 1.9: 603.45; 2: 19.2182; 2.1: 91.2267; 2.2: 266.1149; 2.3: 21.0664; 2.4: -231.1118; 2.5: -18.2954
| 2 | 22.4 | 1: 14.8915; 1.1: 34.9136; 1.2: 0.04682; 1.3: 120.96; 1.4: 2.7577; 1.5: 34.9136; 1.6: 120.96; 1.7: 72.576; 1.8: 8.4594; 1.9: 604.8; 2: 19.2611; 2.1: 91.242; 2.2: 267.2623; 2.3: 21.11; 2.4: -232.3487; 2.5: -18.3523
| 2 | 22.45 | 1: 14.8201; 1.1: 34.8238; 1.2: 0.046699; 1.3: 121.23; 1.4: 2.7445; 1.5: 34.8238; 1.6: 121.23; 1.7: 72.738; 1.8: 8.4594; 1.9: 606.15; 2: 19.3041; 2.1: 91.2571; 2.2: 268.4122; 2.3: 21.1536; 2.4: -233.5884; 2.5: -18.4091
| 2 | 22.5 | 1: 14.7488; 1.1: 34.7335; 1.2: 0.046578; 1.3: 121.5; 1.4: 2.7313; 1.5: 34.7335; 1.6: 121.5; 1.7: 72.9; 1.8: 8.4594; 1.9: 607.5; 2: 19.3471; 2.1: 91.2722; 2.2: 269.5645; 2.3: 21.1972; 2.4: -234.831; 2.5: -18.4659
| 2 | 22.55 | 1: 14.6778; 1.1: 34.643; 1.2: 0.046457; 1.3: 121.77; 1.4: 2.7181; 1.5: 34.643; 1.6: 121.77; 1.7: 73.062; 1.8: 8.4594; 1.9: 608.85; 2: 19.3901; 2.1: 91.2873; 2.2: 270.7193; 2.3: 21.2408; 2.4: -236.0763; 2.5: -18.5227
| 2 | 22.6 | 1: 14.6069; 1.1: 34.5521; 1.2: 0.046335; 1.3: 122.04; 1.4: 2.705; 1.5: 34.5521; 1.6: 122.04; 1.7: 73.224; 1.8: 8.4594; 1.9: 610.2; 2: 19.4331; 2.1: 91.3022; 2.2: 271.8765; 2.3: 21.2844; 2.4: -237.3244; 2.5: -18.5794
| 2 | 22.65 | 1: 14.5361; 1.1: 34.4608; 1.2: 0.046213; 1.3: 122.31; 1.4: 2.6919; 1.5: 34.4608; 1.6: 122.31; 1.7: 73.386; 1.8: 8.4594; 1.9: 611.55; 2: 19.4761; 2.1: 91.3172; 2.2: 273.0362; 2.3: 21.328; 2.4: -238.5754; 2.5: -18.6361
| 2 | 22.7 | 1: 14.4656; 1.1: 34.3693; 1.2: 0.04609; 1.3: 122.58; 1.4: 2.6788; 1.5: 34.3693; 1.6: 122.58; 1.7: 73.548; 1.8: 8.4594; 1.9: 612.9; 2: 19.5191; 2.1: 91.332; 2.2: 274.1984; 2.3: 21.3716; 2.4: -239.8291; 2.5: -18.6928
| 2 | 22.75 | 1: 14.3952; 1.1: 34.2774; 1.2: 0.045967; 1.3: 122.85; 1.4: 2.6658; 1.5: 34.2774; 1.6: 122.85; 1.7: 73.71; 1.8: 8.4594; 1.9: 614.25; 2: 19.5621; 2.1: 91.3468; 2.2: 275.363; 2.3: 21.4152; 2.4: -241.0856; 2.5: -18.7494
| 2 | 22.8 | 1: 14.325; 1.1: 34.1852; 1.2: 0.045843; 1.3: 123.12; 1.4: 2.6528; 1.5: 34.1852; 1.6: 123.12; 1.7: 73.872; 1.8: 8.4594; 1.9: 615.6; 2: 19.6051; 2.1: 91.3616; 2.2: 276.5301; 2.3: 21.4588; 2.4: -242.3449; 2.5: -18.806
| 2 | 22.85 | 1: 14.255; 1.1: 34.0926; 1.2: 0.045719; 1.3: 123.39; 1.4: 2.6398; 1.5: 34.0926; 1.6: 123.39; 1.7: 74.034; 1.8: 8.4594; 1.9: 616.95; 2: 19.6481; 2.1: 91.3763; 2.2: 277.6997; 2.3: 21.5024; 2.4: -243.607; 2.5: -18.8626
| 2 | 22.9 | 1: 14.1851; 1.1: 33.9998; 1.2: 0.045594; 1.3: 123.66; 1.4: 2.6269; 1.5: 33.9998; 1.6: 123.66; 1.7: 74.196; 1.8: 8.4594; 1.9: 618.3; 2: 19.6911; 2.1: 91.3909; 2.2: 278.8717; 2.3: 21.546; 2.4: -244.8719; 2.5: -18.9191
| 2 | 22.95 | 1: 14.1154; 1.1: 33.9066; 1.2: 0.045469; 1.3: 123.93; 1.4: 2.614; 1.5: 33.9066; 1.6: 123.93; 1.7: 74.358; 1.8: 8.4594; 1.9: 619.65; 2: 19.7341; 2.1: 91.4054; 2.2: 280.0462; 2.3: 21.5896; 2.4: -246.1396; 2.5: -18.9756
| 2 | 23 | 1: 14.0459; 1.1: 33.8131; 1.2: 0.045344; 1.3: 124.2; 1.4: 2.6011; 1.5: 33.8131; 1.6: 124.2; 1.7: 74.52; 1.8: 8.4594; 1.9: 621; 2: 19.7771; 2.1: 91.4199; 2.2: 281.2231; 2.3: 21.6332; 2.4: -247.41; 2.5: -19.0321
| 2 | 23.05 | 1: 13.9765; 1.1: 33.7193; 1.2: 0.045218; 1.3: 124.47; 1.4: 2.5882; 1.5: 33.7193; 1.6: 124.47; 1.7: 74.682; 1.8: 8.4594; 1.9: 622.35; 2: 19.8201; 2.1: 91.4344; 2.2: 282.4025; 2.3: 21.6768; 2.4: -248.6832; 2.5: -19.0886
| 2 | 23.1 | 1: 13.9073; 1.1: 33.6252; 1.2: 0.045092; 1.3: 124.74; 1.4: 2.5754; 1.5: 33.6252; 1.6: 124.74; 1.7: 74.844; 1.8: 8.4594; 1.9: 623.7; 2: 19.8631; 2.1: 91.4488; 2.2: 283.5844; 2.3: 21.7204; 2.4: -249.9592; 2.5: -19.145
| 2 | 23.15 | 1: 13.8383; 1.1: 33.5307; 1.2: 0.044965; 1.3: 125.01; 1.4: 2.5627; 1.5: 33.5307; 1.6: 125.01; 1.7: 75.006; 1.8: 8.4594; 1.9: 625.05; 2: 19.9061; 2.1: 91.4631; 2.2: 284.7688; 2.3: 21.764; 2.4: -251.238; 2.5: -19.2014
| 2 | 23.2 | 1: 13.7695; 1.1: 33.436; 1.2: 0.044838; 1.3: 125.28; 1.4: 2.5499; 1.5: 33.436; 1.6: 125.28; 1.7: 75.168; 1.8: 8.4594; 1.9: 626.4; 2: 19.949; 2.1: 91.4774; 2.2: 285.9556; 2.3: 21.8076; 2.4: -252.5195; 2.5: -19.2577
| 2 | 23.25 | 1: 13.7008; 1.1: 33.341; 1.2: 0.044711; 1.3: 125.55; 1.4: 2.5372; 1.5: 33.341; 1.6: 125.55; 1.7: 75.33; 1.8: 8.4594; 1.9: 627.75; 2: 19.992; 2.1: 91.4916; 2.2: 287.1448; 2.3: 21.8512; 2.4: -253.8039; 2.5: -19.314
| 2 | 23.3 | 1: 13.6323; 1.1: 33.2457; 1.2: 0.044583; 1.3: 125.82; 1.4: 2.5245; 1.5: 33.2457; 1.6: 125.82; 1.7: 75.492; 1.8: 8.4594; 1.9: 629.1; 2: 20.035; 2.1: 91.5057; 2.2: 288.3366; 2.3: 21.8948; 2.4: -255.0909; 2.5: -19.3703
| 2 | 23.35 | 1: 13.564; 1.1: 33.15; 1.2: 0.044455; 1.3: 126.09; 1.4: 2.5119; 1.5: 33.15; 1.6: 126.09; 1.7: 75.654; 1.8: 8.4594; 1.9: 630.45; 2: 20.078; 2.1: 91.5198; 2.2: 289.5308; 2.3: 21.9384; 2.4: -256.3808; 2.5: -19.4266
| 2 | 23.4 | 1: 13.4959; 1.1: 33.0541; 1.2: 0.044326; 1.3: 126.36; 1.4: 2.4992; 1.5: 33.0541; 1.6: 126.36; 1.7: 75.816; 1.8: 8.4594; 1.9: 631.8; 2: 20.121; 2.1: 91.5339; 2.2: 290.7275; 2.3: 21.982; 2.4: -257.6734; 2.5: -19.4828
| 2 | 23.45 | 1: 13.4279; 1.1: 32.9579; 1.2: 0.044197; 1.3: 126.63; 1.4: 2.4866; 1.5: 32.9579; 1.6: 126.63; 1.7: 75.978; 1.8: 8.4594; 1.9: 633.15; 2: 20.164; 2.1: 91.5479; 2.2: 291.9267; 2.3: 22.0257; 2.4: -258.9688; 2.5: -19.539
| 2 | 23.5 | 1: 13.3601; 1.1: 32.8614; 1.2: 0.044068; 1.3: 126.9; 1.4: 2.4741; 1.5: 32.8614; 1.6: 126.9; 1.7: 76.14; 1.8: 8.4594; 1.9: 634.5; 2: 20.207; 2.1: 91.5618; 2.2: 293.1283; 2.3: 22.0693; 2.4: -260.2669; 2.5: -19.5952
| 2 | 23.55 | 1: 13.2925; 1.1: 32.7646; 1.2: 0.043938; 1.3: 127.17; 1.4: 2.4616; 1.5: 32.7646; 1.6: 127.17; 1.7: 76.302; 1.8: 8.4594; 1.9: 635.85; 2: 20.25; 2.1: 91.5757; 2.2: 294.3324; 2.3: 22.1129; 2.4: -261.5678; 2.5: -19.6513
| 2 | 23.6 | 1: 13.225; 1.1: 32.6675; 1.2: 0.043808; 1.3: 127.44; 1.4: 2.4491; 1.5: 32.6675; 1.6: 127.44; 1.7: 76.464; 1.8: 8.4594; 1.9: 637.2; 2: 20.293; 2.1: 91.5895; 2.2: 295.539; 2.3: 22.1565; 2.4: -262.8714; 2.5: -19.7074
| 2 | 23.65 | 1: 13.1577; 1.1: 32.5702; 1.2: 0.043677; 1.3: 127.71; 1.4: 2.4366; 1.5: 32.5702; 1.6: 127.71; 1.7: 76.626; 1.8: 8.4594; 1.9: 638.55; 2: 20.336; 2.1: 91.6032; 2.2: 296.748; 2.3: 22.2001; 2.4: -264.1778; 2.5: -19.7635
| 2 | 23.7 | 1: 13.0906; 1.1: 32.4725; 1.2: 0.043546; 1.3: 127.98; 1.4: 2.4242; 1.5: 32.4725; 1.6: 127.98; 1.7: 76.788; 1.8: 8.4594; 1.9: 639.9; 2: 20.379; 2.1: 91.6169; 2.2: 297.9595; 2.3: 22.2437; 2.4: -265.487; 2.5: -19.8195
| 2 | 23.75 | 1: 13.0237; 1.1: 32.3746; 1.2: 0.043415; 1.3: 128.25; 1.4: 2.4118; 1.5: 32.3746; 1.6: 128.25; 1.7: 76.95; 1.8: 8.4594; 1.9: 641.25; 2: 20.422; 2.1: 91.6306; 2.2: 299.1735; 2.3: 22.2873; 2.4: -266.7989; 2.5: -19.8755
| 2 | 23.8 | 1: 12.9569; 1.1: 32.2765; 1.2: 0.043283; 1.3: 128.52; 1.4: 2.3994; 1.5: 32.2765; 1.6: 128.52; 1.7: 77.112; 1.8: 8.4594; 1.9: 642.6; 2: 20.465; 2.1: 91.6441; 2.2: 300.39; 2.3: 22.3309; 2.4: -268.1135; 2.5: -19.9315
| 2 | 23.85 | 1: 12.8903; 1.1: 32.178; 1.2: 0.043151; 1.3: 128.79; 1.4: 2.3871; 1.5: 32.178; 1.6: 128.79; 1.7: 77.274; 1.8: 8.4594; 1.9: 643.95; 2: 20.508; 2.1: 91.6577; 2.2: 301.6089; 2.3: 22.3745; 2.4: -269.4309; 2.5: -19.9874
| 2 | 23.9 | 1: 12.8239; 1.1: 32.0793; 1.2: 0.043019; 1.3: 129.06; 1.4: 2.3748; 1.5: 32.0793; 1.6: 129.06; 1.7: 77.436; 1.8: 8.4594; 1.9: 645.3; 2: 20.551; 2.1: 91.6712; 2.2: 302.8303; 2.3: 22.4181; 2.4: -270.751; 2.5: -20.0433
| 2 | 23.95 | 1: 12.7576; 1.1: 31.9803; 1.2: 0.042886; 1.3: 129.33; 1.4: 2.3625; 1.5: 31.9803; 1.6: 129.33; 1.7: 77.598; 1.8: 8.4594; 1.9: 646.65; 2: 20.5939; 2.1: 91.6846; 2.2: 304.0542; 2.3: 22.4617; 2.4: -272.0739; 2.5: -20.0992
| 2 | 24 | 1: 12.6915; 1.1: 31.8811; 1.2: 0.042753; 1.3: 129.6; 1.4: 2.3503; 1.5: 31.8811; 1.6: 129.6; 1.7: 77.76; 1.8: 8.4594; 1.9: 648; 2: 20.6369; 2.1: 91.6979; 2.2: 305.2806; 2.3: 22.5053; 2.4: -273.3995; 2.5: -20.1551
| 2 | 24.05 | 1: 12.6256; 1.1: 31.7816; 1.2: 0.04262; 1.3: 129.87; 1.4: 2.3381; 1.5: 31.7816; 1.6: 129.87; 1.7: 77.922; 1.8: 8.4594; 1.9: 649.35; 2: 20.6799; 2.1: 91.7113; 2.2: 306.5094; 2.3: 22.549; 2.4: -274.7278; 2.5: -20.2109
| 2 | 24.1 | 1: 12.5599; 1.1: 31.6818; 1.2: 0.042486; 1.3: 130.14; 1.4: 2.3259; 1.5: 31.6818; 1.6: 130.14; 1.7: 78.084; 1.8: 8.4594; 1.9: 650.7; 2: 20.7229; 2.1: 91.7245; 2.2: 307.7407; 2.3: 22.5926; 2.4: -276.0589; 2.5: -20.2667
| 2 | 24.15 | 1: 12.4943; 1.1: 31.5818; 1.2: 0.042352; 1.3: 130.41; 1.4: 2.3138; 1.5: 31.5818; 1.6: 130.41; 1.7: 78.246; 1.8: 8.4594; 1.9: 652.05; 2: 20.7659; 2.1: 91.7377; 2.2: 308.9745; 2.3: 22.6362; 2.4: -277.3927; 2.5: -20.3224
| 2 | 24.2 | 1: 12.4289; 1.1: 31.4816; 1.2: 0.042217; 1.3: 130.68; 1.4: 2.3016; 1.5: 31.4816; 1.6: 130.68; 1.7: 78.408; 1.8: 8.4594; 1.9: 653.4; 2: 20.8089; 2.1: 91.7509; 2.2: 310.2108; 2.3: 22.6798; 2.4: -278.7292; 2.5: -20.3782
| 2 | 24.25 | 1: 12.3637; 1.1: 31.381; 1.2: 0.042083; 1.3: 130.95; 1.4: 2.2896; 1.5: 31.381; 1.6: 130.95; 1.7: 78.57; 1.8: 8.4594; 1.9: 654.75; 2: 20.8519; 2.1: 91.764; 2.2: 311.4495; 2.3: 22.7234; 2.4: -280.0685; 2.5: -20.4339
| 2 | 24.3 | 1: 12.2986; 1.1: 31.2803; 1.2: 0.041948; 1.3: 131.22; 1.4: 2.2775; 1.5: 31.2803; 1.6: 131.22; 1.7: 78.732; 1.8: 8.4594; 1.9: 656.1; 2: 20.8949; 2.1: 91.777; 2.2: 312.6907; 2.3: 22.767; 2.4: -281.4104; 2.5: -20.4895
| 2 | 24.35 | 1: 12.2337; 1.1: 31.1793; 1.2: 0.041812; 1.3: 131.49; 1.4: 2.2655; 1.5: 31.1793; 1.6: 131.49; 1.7: 78.894; 1.8: 8.4594; 1.9: 657.45; 2: 20.9379; 2.1: 91.79; 2.2: 313.9344; 2.3: 22.8107; 2.4: -282.7551; 2.5: -20.5452
| 2 | 24.4 | 1: 12.169; 1.1: 31.0781; 1.2: 0.041676; 1.3: 131.76; 1.4: 2.2535; 1.5: 31.0781; 1.6: 131.76; 1.7: 79.056; 1.8: 8.4594; 1.9: 658.8; 2: 20.9809; 2.1: 91.8029; 2.2: 315.1806; 2.3: 22.8543; 2.4: -284.1025; 2.5: -20.6008
| 2 | 24.45 | 1: 12.1045; 1.1: 30.9766; 1.2: 0.04154; 1.3: 132.03; 1.4: 2.2416; 1.5: 30.9766; 1.6: 132.03; 1.7: 79.218; 1.8: 8.4594; 1.9: 660.15; 2: 21.0239; 2.1: 91.8158; 2.2: 316.4293; 2.3: 22.8979; 2.4: -285.4527; 2.5: -20.6563
| 2 | 24.5 | 1: 12.0401; 1.1: 30.8749; 1.2: 0.041404; 1.3: 132.3; 1.4: 2.2297; 1.5: 30.8749; 1.6: 132.3; 1.7: 79.38; 1.8: 8.4594; 1.9: 661.5; 2: 21.0669; 2.1: 91.8286; 2.2: 317.6804; 2.3: 22.9415; 2.4: -286.8055; 2.5: -20.7119
| 2 | 24.55 | 1: 11.9759; 1.1: 30.7729; 1.2: 0.041267; 1.3: 132.57; 1.4: 2.2178; 1.5: 30.7729; 1.6: 132.57; 1.7: 79.542; 1.8: 8.4594; 1.9: 662.85; 2: 21.1099; 2.1: 91.8414; 2.2: 318.934; 2.3: 22.9851; 2.4: -288.1611; 2.5: -20.7674
| 2 | 24.6 | 1: 11.9119; 1.1: 30.6708; 1.2: 0.04113; 1.3: 132.84; 1.4: 2.2059; 1.5: 30.6708; 1.6: 132.84; 1.7: 79.704; 1.8: 8.4594; 1.9: 664.2; 2: 21.1529; 2.1: 91.8541; 2.2: 320.1901; 2.3: 23.0288; 2.4: -289.5194; 2.5: -20.8229
| 2 | 24.65 | 1: 11.848; 1.1: 30.5684; 1.2: 0.040993; 1.3: 133.11; 1.4: 2.1941; 1.5: 30.5684; 1.6: 133.11; 1.7: 79.866; 1.8: 8.4594; 1.9: 665.55; 2: 21.1959; 2.1: 91.8668; 2.2: 321.4487; 2.3: 23.0724; 2.4: -290.8803; 2.5: -20.8783
| 2 | 24.7 | 1: 11.7844; 1.1: 30.4657; 1.2: 0.040855; 1.3: 133.38; 1.4: 2.1823; 1.5: 30.4657; 1.6: 133.38; 1.7: 80.028; 1.8: 8.4594; 1.9: 666.9; 2: 21.2389; 2.1: 91.8794; 2.2: 322.7097; 2.3: 23.116; 2.4: -292.244; 2.5: -20.9337
| 2 | 24.75 | 1: 11.7209; 1.1: 30.3629; 1.2: 0.040717; 1.3: 133.65; 1.4: 2.1705; 1.5: 30.3629; 1.6: 133.65; 1.7: 80.19; 1.8: 8.4594; 1.9: 668.25; 2: 21.2818; 2.1: 91.892; 2.2: 323.9733; 2.3: 23.1596; 2.4: -293.6104; 2.5: -20.9891
| 2 | 24.8 | 1: 11.6575; 1.1: 30.2598; 1.2: 0.040579; 1.3: 133.92; 1.4: 2.1588; 1.5: 30.2598; 1.6: 133.92; 1.7: 80.352; 1.8: 8.4594; 1.9: 669.6; 2: 21.3248; 2.1: 91.9045; 2.2: 325.2393; 2.3: 23.2033; 2.4: -294.9795; 2.5: -21.0445
| 2 | 24.85 | 1: 11.5944; 1.1: 30.1565; 1.2: 0.040441; 1.3: 134.19; 1.4: 2.1471; 1.5: 30.1565; 1.6: 134.19; 1.7: 80.514; 1.8: 8.4594; 1.9: 670.95; 2: 21.3678; 2.1: 91.9169; 2.2: 326.5078; 2.3: 23.2469; 2.4: -296.3513; 2.5: -21.0998
| 2 | 24.9 | 1: 11.5314; 1.1: 30.053; 1.2: 0.040302; 1.3: 134.46; 1.4: 2.1354; 1.5: 30.053; 1.6: 134.46; 1.7: 80.676; 1.8: 8.4594; 1.9: 672.3; 2: 21.4108; 2.1: 91.9293; 2.2: 327.7788; 2.3: 23.2905; 2.4: -297.7258; 2.5: -21.1551
| 2 | 24.95 | 1: 11.4685; 1.1: 29.9493; 1.2: 0.040163; 1.3: 134.73; 1.4: 2.1238; 1.5: 29.9493; 1.6: 134.73; 1.7: 80.838; 1.8: 8.4594; 1.9: 673.65; 2: 21.4538; 2.1: 91.9417; 2.2: 329.0523; 2.3: 23.3342; 2.4: -299.103; 2.5: -21.2104
| 2 | 25 | 1: 11.4059; 1.1: 29.8454; 1.2: 0.040023; 1.3: 135; 1.4: 2.1122; 1.5: 29.8454; 1.6: 135; 1.7: 81; 1.8: 8.4594; 1.9: 675; 2: 21.4968; 2.1: 91.954; 2.2: 330.3283; 2.3: 23.3778; 2.4: -300.4828; 2.5: -21.2656
| 2 | 25.05 | 1: 11.3434; 1.1: 29.7413; 1.2: 0.039884; 1.3: 135.27; 1.4: 2.1006; 1.5: 29.7413; 1.6: 135.27; 1.7: 81.162; 1.8: 8.4594; 1.9: 676.35; 2: 21.5398; 2.1: 91.9662; 2.2: 331.6067; 2.3: 23.4214; 2.4: -301.8654; 2.5: -21.3208
| 2 | 25.1 | 1: 11.2811; 1.1: 29.637; 1.2: 0.039744; 1.3: 135.54; 1.4: 2.0891; 1.5: 29.637; 1.6: 135.54; 1.7: 81.324; 1.8: 8.4594; 1.9: 677.7; 2: 21.5828; 2.1: 91.9784; 2.2: 332.8876; 2.3: 23.4651; 2.4: -303.2507; 2.5: -21.376
| 2 | 25.15 | 1: 11.219; 1.1: 29.5325; 1.2: 0.039604; 1.3: 135.81; 1.4: 2.0776; 1.5: 29.5325; 1.6: 135.81; 1.7: 81.486; 1.8: 8.4594; 1.9: 679.05; 2: 21.6258; 2.1: 91.9906; 2.2: 334.1711; 2.3: 23.5087; 2.4: -304.6386; 2.5: -21.4311
| 2 | 25.2 | 1: 11.157; 1.1: 29.4278; 1.2: 0.039463; 1.3: 136.08; 1.4: 2.0661; 1.5: 29.4278; 1.6: 136.08; 1.7: 81.648; 1.8: 8.4594; 1.9: 680.4; 2: 21.6688; 2.1: 92.0027; 2.2: 335.457; 2.3: 23.5523; 2.4: -306.0292; 2.5: -21.4862
| 2 | 25.25 | 1: 11.0952; 1.1: 29.3228; 1.2: 0.039323; 1.3: 136.35; 1.4: 2.0547; 1.5: 29.3228; 1.6: 136.35; 1.7: 81.81; 1.8: 8.4594; 1.9: 681.75; 2: 21.7118; 2.1: 92.0147; 2.2: 336.7454; 2.3: 23.596; 2.4: -307.4225; 2.5: -21.5413
| 2 | 25.3 | 1: 11.0336; 1.1: 29.2177; 1.2: 0.039182; 1.3: 136.62; 1.4: 2.0433; 1.5: 29.2177; 1.6: 136.62; 1.7: 81.972; 1.8: 8.4594; 1.9: 683.1; 2: 21.7548; 2.1: 92.0267; 2.2: 338.0363; 2.3: 23.6396; 2.4: -308.8185; 2.5: -21.5964
| 2 | 25.35 | 1: 10.9722; 1.1: 29.1125; 1.2: 0.03904; 1.3: 136.89; 1.4: 2.0319; 1.5: 29.1125; 1.6: 136.89; 1.7: 82.134; 1.8: 8.4594; 1.9: 684.45; 2: 21.7978; 2.1: 92.0387; 2.2: 339.3296; 2.3: 23.6833; 2.4: -310.2172; 2.5: -21.6514
| 2 | 25.4 | 1: 10.9109; 1.1: 29.007; 1.2: 0.038899; 1.3: 137.16; 1.4: 2.0205; 1.5: 29.007; 1.6: 137.16; 1.7: 82.296; 1.8: 8.4594; 1.9: 685.8; 2: 21.8408; 2.1: 92.0506; 2.2: 340.6255; 2.3: 23.7269; 2.4: -311.6185; 2.5: -21.7064
| 2 | 25.45 | 1: 10.8498; 1.1: 28.9013; 1.2: 0.038757; 1.3: 137.43; 1.4: 2.0092; 1.5: 28.9013; 1.6: 137.43; 1.7: 82.458; 1.8: 8.4594; 1.9: 687.15; 2: 21.8838; 2.1: 92.0624; 2.2: 341.9238; 2.3: 23.7706; 2.4: -313.0225; 2.5: -21.7613
| 2 | 25.5 | 1: 10.7889; 1.1: 28.7955; 1.2: 0.038615; 1.3: 137.7; 1.4: 1.9979; 1.5: 28.7955; 1.6: 137.7; 1.7: 82.62; 1.8: 8.4594; 1.9: 688.5; 2: 21.9268; 2.1: 92.0742; 2.2: 343.2247; 2.3: 23.8142; 2.4: -314.4292; 2.5: -21.8163
| 2 | 25.55 | 1: 10.7281; 1.1: 28.6894; 1.2: 0.038473; 1.3: 137.97; 1.4: 1.9867; 1.5: 28.6894; 1.6: 137.97; 1.7: 82.782; 1.8: 8.4594; 1.9: 689.85; 2: 21.9697; 2.1: 92.086; 2.2: 344.528; 2.3: 23.8579; 2.4: -315.8386; 2.5: -21.8712
| 2 | 25.6 | 1: 10.6675; 1.1: 28.5832; 1.2: 0.038331; 1.3: 138.24; 1.4: 1.9755; 1.5: 28.5832; 1.6: 138.24; 1.7: 82.944; 1.8: 8.4594; 1.9: 691.2; 2: 22.0127; 2.1: 92.0977; 2.2: 345.8338; 2.3: 23.9015; 2.4: -317.2506; 2.5: -21.926
| 2 | 25.65 | 1: 10.6071; 1.1: 28.4769; 1.2: 0.038188; 1.3: 138.51; 1.4: 1.9643; 1.5: 28.4769; 1.6: 138.51; 1.7: 83.106; 1.8: 8.4594; 1.9: 692.55; 2: 22.0557; 2.1: 92.1093; 2.2: 347.1421; 2.3: 23.9452; 2.4: -318.6653; 2.5: -21.9809
| 2 | 25.7 | 1: 10.5469; 1.1: 28.3703; 1.2: 0.038045; 1.3: 138.78; 1.4: 1.9531; 1.5: 28.3703; 1.6: 138.78; 1.7: 83.268; 1.8: 8.4594; 1.9: 693.9; 2: 22.0987; 2.1: 92.1209; 2.2: 348.4529; 2.3: 23.9888; 2.4: -320.0826; 2.5: -22.0357
| 2 | 25.75 | 1: 10.4868; 1.1: 28.2636; 1.2: 0.037902; 1.3: 139.05; 1.4: 1.942; 1.5: 28.2636; 1.6: 139.05; 1.7: 83.43; 1.8: 8.4594; 1.9: 695.25; 2: 22.1417; 2.1: 92.1325; 2.2: 349.7662; 2.3: 24.0325; 2.4: -321.5026; 2.5: -22.0905
| 2 | 25.8 | 1: 10.4269; 1.1: 28.1567; 1.2: 0.037759; 1.3: 139.32; 1.4: 1.9309; 1.5: 28.1567; 1.6: 139.32; 1.7: 83.592; 1.8: 8.4594; 1.9: 696.6; 2: 22.1847; 2.1: 92.144; 2.2: 351.082; 2.3: 24.0761; 2.4: -322.9253; 2.5: -22.1452
| 2 | 25.85 | 1: 10.3672; 1.1: 28.0497; 1.2: 0.037615; 1.3: 139.59; 1.4: 1.9198; 1.5: 28.0497; 1.6: 139.59; 1.7: 83.754; 1.8: 8.4594; 1.9: 697.95; 2: 22.2277; 2.1: 92.1555; 2.2: 352.4003; 2.3: 24.1198; 2.4: -324.3506; 2.5: -22.1999
| 2 | 25.9 | 1: 10.3076; 1.1: 27.9425; 1.2: 0.037472; 1.3: 139.86; 1.4: 1.9088; 1.5: 27.9425; 1.6: 139.86; 1.7: 83.916; 1.8: 8.4594; 1.9: 699.3; 2: 22.2707; 2.1: 92.1669; 2.2: 353.7211; 2.3: 24.1635; 2.4: -325.7785; 2.5: -22.2546
| 2 | 25.95 | 1: 10.2482; 1.1: 27.8352; 1.2: 0.037328; 1.3: 140.13; 1.4: 1.8978; 1.5: 27.8352; 1.6: 140.13; 1.7: 84.078; 1.8: 8.4594; 1.9: 700.65; 2: 22.3137; 2.1: 92.1782; 2.2: 355.0443; 2.3: 24.2071; 2.4: -327.2092; 2.5: -22.3093
| 2 | 26 | 1: 10.189; 1.1: 27.7277; 1.2: 0.037183; 1.3: 140.4; 1.4: 1.8869; 1.5: 27.7277; 1.6: 140.4; 1.7: 84.24; 1.8: 8.4594; 1.9: 702; 2: 22.3567; 2.1: 92.1896; 2.2: 356.3701; 2.3: 24.2508; 2.4: -328.6424; 2.5: -22.3639
| 2 | 26.05 | 1: 10.13; 1.1: 27.62; 1.2: 0.037039; 1.3: 140.67; 1.4: 1.8759; 1.5: 27.62; 1.6: 140.67; 1.7: 84.402; 1.8: 8.4594; 1.9: 703.35; 2: 22.3997; 2.1: 92.2008; 2.2: 357.6983; 2.3: 24.2944; 2.4: -330.0784; 2.5: -22.4185
| 2 | 26.1 | 1: 10.0711; 1.1: 27.5122; 1.2: 0.036894; 1.3: 140.94; 1.4: 1.865; 1.5: 27.5122; 1.6: 140.94; 1.7: 84.564; 1.8: 8.4594; 1.9: 704.7; 2: 22.4427; 2.1: 92.212; 2.2: 359.0291; 2.3: 24.3381; 2.4: -331.5169; 2.5: -22.4731
| 2 | 26.15 | 1: 10.0124; 1.1: 27.4042; 1.2: 0.03675; 1.3: 141.21; 1.4: 1.8541; 1.5: 27.4042; 1.6: 141.21; 1.7: 84.726; 1.8: 8.4594; 1.9: 706.05; 2: 22.4857; 2.1: 92.2232; 2.2: 360.3623; 2.3: 24.3818; 2.4: -332.9581; 2.5: -22.5276
| 2 | 26.2 | 1: 9.9539; 1.1: 27.2961; 1.2: 0.036605; 1.3: 141.48; 1.4: 1.8433; 1.5: 27.2961; 1.6: 141.48; 1.7: 84.888; 1.8: 8.4594; 1.9: 707.4; 2: 22.5287; 2.1: 92.2343; 2.2: 361.6981; 2.3: 24.4255; 2.4: -334.402; 2.5: -22.5822
| 2 | 26.25 | 1: 9.8955; 1.1: 27.1879; 1.2: 0.03646; 1.3: 141.75; 1.4: 1.8325; 1.5: 27.1879; 1.6: 141.75; 1.7: 85.05; 1.8: 8.4594; 1.9: 708.75; 2: 22.5717; 2.1: 92.2454; 2.2: 363.0363; 2.3: 24.4691; 2.4: -335.8484; 2.5: -22.6366
| 2 | 26.3 | 1: 9.8373; 1.1: 27.0795; 1.2: 0.036314; 1.3: 142.02; 1.4: 1.8217; 1.5: 27.0795; 1.6: 142.02; 1.7: 85.212; 1.8: 8.4594; 1.9: 710.1; 2: 22.6146; 2.1: 92.2564; 2.2: 364.3771; 2.3: 24.5128; 2.4: -337.2975; 2.5: -22.6911
| 2 | 26.35 | 1: 9.7793; 1.1: 26.971; 1.2: 0.036169; 1.3: 142.29; 1.4: 1.811; 1.5: 26.971; 1.6: 142.29; 1.7: 85.374; 1.8: 8.4594; 1.9: 711.45; 2: 22.6576; 2.1: 92.2674; 2.2: 365.7203; 2.3: 24.5565; 2.4: -338.7493; 2.5: -22.7455
| 2 | 26.4 | 1: 9.7215; 1.1: 26.8624; 1.2: 0.036023; 1.3: 142.56; 1.4: 1.8003; 1.5: 26.8624; 1.6: 142.56; 1.7: 85.536; 1.8: 8.4594; 1.9: 712.8; 2: 22.7006; 2.1: 92.2784; 2.2: 367.066; 2.3: 24.6002; 2.4: -340.2037; 2.5: -22.7999
| 2 | 26.45 | 1: 9.6638; 1.1: 26.7536; 1.2: 0.035877; 1.3: 142.83; 1.4: 1.7896; 1.5: 26.7536; 1.6: 142.83; 1.7: 85.698; 1.8: 8.4594; 1.9: 714.15; 2: 22.7436; 2.1: 92.2893; 2.2: 368.4143; 2.3: 24.6439; 2.4: -341.6607; 2.5: -22.8543
| 2 | 26.5 | 1: 9.6063; 1.1: 26.6447; 1.2: 0.035731; 1.3: 143.1; 1.4: 1.7789; 1.5: 26.6447; 1.6: 143.1; 1.7: 85.86; 1.8: 8.4594; 1.9: 715.5; 2: 22.7866; 2.1: 92.3001; 2.2: 369.765; 2.3: 24.6875; 2.4: -343.1203; 2.5: -22.9086
| 2 | 26.55 | 1: 9.549; 1.1: 26.5357; 1.2: 0.035585; 1.3: 143.37; 1.4: 1.7683; 1.5: 26.5357; 1.6: 143.37; 1.7: 86.022; 1.8: 8.4594; 1.9: 716.85; 2: 22.8296; 2.1: 92.3109; 2.2: 371.1182; 2.3: 24.7312; 2.4: -344.5826; 2.5: -22.9629
| 2 | 26.6 | 1: 9.4918; 1.1: 26.4265; 1.2: 0.035439; 1.3: 143.64; 1.4: 1.7577; 1.5: 26.4265; 1.6: 143.64; 1.7: 86.184; 1.8: 8.4594; 1.9: 718.2; 2: 22.8726; 2.1: 92.3217; 2.2: 372.474; 2.3: 24.7749; 2.4: -346.0474; 2.5: -23.0172
| 2 | 26.65 | 1: 9.4348; 1.1: 26.3172; 1.2: 0.035292; 1.3: 143.91; 1.4: 1.7472; 1.5: 26.3172; 1.6: 143.91; 1.7: 86.346; 1.8: 8.4594; 1.9: 719.55; 2: 22.9156; 2.1: 92.3324; 2.2: 373.8322; 2.3: 24.8186; 2.4: -347.5149; 2.5: -23.0714
| 2 | 26.7 | 1: 9.378; 1.1: 26.2079; 1.2: 0.035145; 1.3: 144.18; 1.4: 1.7367; 1.5: 26.2079; 1.6: 144.18; 1.7: 86.508; 1.8: 8.4594; 1.9: 720.9; 2: 22.9586; 2.1: 92.343; 2.2: 375.1929; 2.3: 24.8623; 2.4: -348.985; 2.5: -23.1256
| 2 | 26.75 | 1: 9.3214; 1.1: 26.0984; 1.2: 0.034998; 1.3: 144.45; 1.4: 1.7262; 1.5: 26.0984; 1.6: 144.45; 1.7: 86.67; 1.8: 8.4594; 1.9: 722.25; 2: 23.0016; 2.1: 92.3537; 2.2: 376.5561; 2.3: 24.906; 2.4: -350.4578; 2.5: -23.1798
| 2 | 26.8 | 1: 9.2649; 1.1: 25.9888; 1.2: 0.034851; 1.3: 144.72; 1.4: 1.7157; 1.5: 25.9888; 1.6: 144.72; 1.7: 86.832; 1.8: 8.4594; 1.9: 723.6; 2: 23.0446; 2.1: 92.3642; 2.2: 377.9219; 2.3: 24.9497; 2.4: -351.9331; 2.5: -23.234
| 2 | 26.85 | 1: 9.2086; 1.1: 25.879; 1.2: 0.034704; 1.3: 144.99; 1.4: 1.7053; 1.5: 25.879; 1.6: 144.99; 1.7: 86.994; 1.8: 8.4594; 1.9: 724.95; 2: 23.0876; 2.1: 92.3748; 2.2: 379.2901; 2.3: 24.9934; 2.4: -353.4111; 2.5: -23.2881
| 2 | 26.9 | 1: 9.1525; 1.1: 25.7692; 1.2: 0.034557; 1.3: 145.26; 1.4: 1.6949; 1.5: 25.7692; 1.6: 145.26; 1.7: 87.156; 1.8: 8.4594; 1.9: 726.3; 2: 23.1306; 2.1: 92.3852; 2.2: 380.6609; 2.3: 25.0371; 2.4: -354.8916; 2.5: -23.3422
| 2 | 26.95 | 1: 9.0966; 1.1: 25.6593; 1.2: 0.03441; 1.3: 145.53; 1.4: 1.6845; 1.5: 25.6593; 1.6: 145.53; 1.7: 87.318; 1.8: 8.4594; 1.9: 727.65; 2: 23.1736; 2.1: 92.3957; 2.2: 382.0341; 2.3: 25.0808; 2.4: -356.3748; 2.5: -23.3962
| 2 | 27 | 1: 9.0408; 1.1: 25.5493; 1.2: 0.034262; 1.3: 145.8; 1.4: 1.6742; 1.5: 25.5493; 1.6: 145.8; 1.7: 87.48; 1.8: 8.4594; 1.9: 729; 2: 23.2166; 2.1: 92.4061; 2.2: 383.4098; 2.3: 25.1245; 2.4: -357.8606; 2.5: -23.4503
| 2 | 27.05 | 1: 8.9852; 1.1: 25.4391; 1.2: 0.034114; 1.3: 146.07; 1.4: 1.6639; 1.5: 25.4391; 1.6: 146.07; 1.7: 87.642; 1.8: 8.4594; 1.9: 730.35; 2: 23.2596; 2.1: 92.4164; 2.2: 384.7881; 2.3: 25.1682; 2.4: -359.3489; 2.5: -23.5043
| 2 | 27.1 | 1: 8.9297; 1.1: 25.3289; 1.2: 0.033967; 1.3: 146.34; 1.4: 1.6537; 1.5: 25.3289; 1.6: 146.34; 1.7: 87.804; 1.8: 8.4594; 1.9: 731.7; 2: 23.3025; 2.1: 92.4267; 2.2: 386.1688; 2.3: 25.2119; 2.4: -360.8399; 2.5: -23.5583
| 2 | 27.15 | 1: 8.8745; 1.1: 25.2186; 1.2: 0.033819; 1.3: 146.61; 1.4: 1.6434; 1.5: 25.2186; 1.6: 146.61; 1.7: 87.966; 1.8: 8.4594; 1.9: 733.05; 2: 23.3455; 2.1: 92.437; 2.2: 387.5521; 2.3: 25.2556; 2.4: -362.3335; 2.5: -23.6122
| 2 | 27.2 | 1: 8.8194; 1.1: 25.1082; 1.2: 0.033671; 1.3: 146.88; 1.4: 1.6332; 1.5: 25.1082; 1.6: 146.88; 1.7: 88.128; 1.8: 8.4594; 1.9: 734.4; 2: 23.3885; 2.1: 92.4472; 2.2: 388.9379; 2.3: 25.2993; 2.4: -363.8297; 2.5: -23.6661
| 2 | 27.25 | 1: 8.7645; 1.1: 24.9977; 1.2: 0.033522; 1.3: 147.15; 1.4: 1.623; 1.5: 24.9977; 1.6: 147.15; 1.7: 88.29; 1.8: 8.4594; 1.9: 735.75; 2: 23.4315; 2.1: 92.4574; 2.2: 390.3261; 2.3: 25.3431; 2.4: -365.3284; 2.5: -23.72
| 2 | 27.3 | 1: 8.7097; 1.1: 24.8871; 1.2: 0.033374; 1.3: 147.42; 1.4: 1.6129; 1.5: 24.8871; 1.6: 147.42; 1.7: 88.452; 1.8: 8.4594; 1.9: 737.1; 2: 23.4745; 2.1: 92.4675; 2.2: 391.7169; 2.3: 25.3868; 2.4: -366.8298; 2.5: -23.7739
| 2 | 27.35 | 1: 8.6551; 1.1: 24.7765; 1.2: 0.033226; 1.3: 147.69; 1.4: 1.6028; 1.5: 24.7765; 1.6: 147.69; 1.7: 88.614; 1.8: 8.4594; 1.9: 738.45; 2: 23.5175; 2.1: 92.4776; 2.2: 393.1102; 2.3: 25.4305; 2.4: -368.3337; 2.5: -23.8277
| 2 | 27.4 | 1: 8.6007; 1.1: 24.6658; 1.2: 0.033077; 1.3: 147.96; 1.4: 1.5927; 1.5: 24.6658; 1.6: 147.96; 1.7: 88.776; 1.8: 8.4594; 1.9: 739.8; 2: 23.5605; 2.1: 92.4877; 2.2: 394.506; 2.3: 25.4742; 2.4: -369.8402; 2.5: -23.8815
| 2 | 27.45 | 1: 8.5465; 1.1: 24.5549; 1.2: 0.032929; 1.3: 148.23; 1.4: 1.5827; 1.5: 24.5549; 1.6: 148.23; 1.7: 88.938; 1.8: 8.4594; 1.9: 741.15; 2: 23.6035; 2.1: 92.4977; 2.2: 395.9043; 2.3: 25.5179; 2.4: -371.3493; 2.5: -23.9353
| 2 | 27.5 | 1: 8.4924; 1.1: 24.4441; 1.2: 0.03278; 1.3: 148.5; 1.4: 1.5727; 1.5: 24.4441; 1.6: 148.5; 1.7: 89.1; 1.8: 8.4594; 1.9: 742.5; 2: 23.6465; 2.1: 92.5076; 2.2: 397.3051; 2.3: 25.5617; 2.4: -372.861; 2.5: -23.989
| 2 | 27.55 | 1: 8.4385; 1.1: 24.3331; 1.2: 0.032631; 1.3: 148.77; 1.4: 1.5627; 1.5: 24.3331; 1.6: 148.77; 1.7: 89.262; 1.8: 8.4594; 1.9: 743.85; 2: 23.6895; 2.1: 92.5175; 2.2: 398.7084; 2.3: 25.6054; 2.4: -374.3753; 2.5: -24.0427
| 2 | 27.6 | 1: 8.3848; 1.1: 24.2221; 1.2: 0.032482; 1.3: 149.04; 1.4: 1.5527; 1.5: 24.2221; 1.6: 149.04; 1.7: 89.424; 1.8: 8.4594; 1.9: 745.2; 2: 23.7325; 2.1: 92.5274; 2.2: 400.1142; 2.3: 25.6491; 2.4: -375.8921; 2.5: -24.0964
| 2 | 27.65 | 1: 8.3313; 1.1: 24.111; 1.2: 0.032333; 1.3: 149.31; 1.4: 1.5428; 1.5: 24.111; 1.6: 149.31; 1.7: 89.586; 1.8: 8.4594; 1.9: 746.55; 2: 23.7755; 2.1: 92.5373; 2.2: 401.5225; 2.3: 25.6929; 2.4: -377.4115; 2.5: -24.15
| 2 | 27.7 | 1: 8.2779; 1.1: 23.9999; 1.2: 0.032184; 1.3: 149.58; 1.4: 1.5329; 1.5: 23.9999; 1.6: 149.58; 1.7: 89.748; 1.8: 8.4594; 1.9: 747.9; 2: 23.8185; 2.1: 92.547; 2.2: 402.9334; 2.3: 25.7366; 2.4: -378.9335; 2.5: -24.2037
| 2 | 27.75 | 1: 8.2247; 1.1: 23.8886; 1.2: 0.032035; 1.3: 149.85; 1.4: 1.5231; 1.5: 23.8886; 1.6: 149.85; 1.7: 89.91; 1.8: 8.4594; 1.9: 749.25; 2: 23.8615; 2.1: 92.5568; 2.2: 404.3467; 2.3: 25.7803; 2.4: -380.4581; 2.5: -24.2573
| 2 | 27.8 | 1: 8.1717; 1.1: 23.7774; 1.2: 0.031886; 1.3: 150.12; 1.4: 1.5133; 1.5: 23.7774; 1.6: 150.12; 1.7: 90.072; 1.8: 8.4594; 1.9: 750.6; 2: 23.9045; 2.1: 92.5665; 2.2: 405.7626; 2.3: 25.8241; 2.4: -381.9852; 2.5: -24.3108
| 2 | 27.85 | 1: 8.1188; 1.1: 23.6661; 1.2: 0.031737; 1.3: 150.39; 1.4: 1.5035; 1.5: 23.6661; 1.6: 150.39; 1.7: 90.234; 1.8: 8.4594; 1.9: 751.95; 2: 23.9475; 2.1: 92.5762; 2.2: 407.181; 2.3: 25.8678; 2.4: -383.5149; 2.5: -24.3644
| 2 | 27.9 | 1: 8.0661; 1.1: 23.5547; 1.2: 0.031587; 1.3: 150.66; 1.4: 1.4937; 1.5: 23.5547; 1.6: 150.66; 1.7: 90.396; 1.8: 8.4594; 1.9: 753.3; 2: 23.9904; 2.1: 92.5858; 2.2: 408.6018; 2.3: 25.9116; 2.4: -385.0472; 2.5: -24.4179
| 2 | 27.95 | 1: 8.0136; 1.1: 23.4433; 1.2: 0.031438; 1.3: 150.93; 1.4: 1.484; 1.5: 23.4433; 1.6: 150.93; 1.7: 90.558; 1.8: 8.4594; 1.9: 754.65; 2: 24.0334; 2.1: 92.5954; 2.2: 410.0252; 2.3: 25.9553; 2.4: -386.582; 2.5: -24.4713
| 2 | 28 | 1: 7.9613; 1.1: 23.3318; 1.2: 0.031288; 1.3: 151.2; 1.4: 1.4743; 1.5: 23.3318; 1.6: 151.2; 1.7: 90.72; 1.8: 8.4594; 1.9: 756; 2: 24.0764; 2.1: 92.6049; 2.2: 411.4511; 2.3: 25.9991; 2.4: -388.1193; 2.5: -24.5248
| 2 | 28.05 | 1: 7.9091; 1.1: 23.2203; 1.2: 0.031139; 1.3: 151.47; 1.4: 1.4646; 1.5: 23.2203; 1.6: 151.47; 1.7: 90.882; 1.8: 8.4594; 1.9: 757.35; 2: 24.1194; 2.1: 92.6144; 2.2: 412.8796; 2.3: 26.0428; 2.4: -389.6593; 2.5: -24.5782
| 2 | 28.1 | 1: 7.8571; 1.1: 23.1087; 1.2: 0.030989; 1.3: 151.74; 1.4: 1.455; 1.5: 23.1087; 1.6: 151.74; 1.7: 91.044; 1.8: 8.4594; 1.9: 758.7; 2: 24.1624; 2.1: 92.6239; 2.2: 414.3105; 2.3: 26.0866; 2.4: -391.2018; 2.5: -24.6316
| 2 | 28.15 | 1: 7.8053; 1.1: 22.9971; 1.2: 0.03084; 1.3: 152.01; 1.4: 1.4454; 1.5: 22.9971; 1.6: 152.01; 1.7: 91.206; 1.8: 8.4594; 1.9: 760.05; 2: 24.2054; 2.1: 92.6333; 2.2: 415.7439; 2.3: 26.1304; 2.4: -392.7468; 2.5: -24.6849
| 2 | 28.2 | 1: 7.7536; 1.1: 22.8855; 1.2: 0.03069; 1.3: 152.28; 1.4: 1.4359; 1.5: 22.8855; 1.6: 152.28; 1.7: 91.368; 1.8: 8.4594; 1.9: 761.4; 2: 24.2484; 2.1: 92.6427; 2.2: 417.1799; 2.3: 26.1741; 2.4: -394.2944; 2.5: -24.7383
| 2 | 28.25 | 1: 7.7021; 1.1: 22.7738; 1.2: 0.03054; 1.3: 152.55; 1.4: 1.4263; 1.5: 22.7738; 1.6: 152.55; 1.7: 91.53; 1.8: 8.4594; 1.9: 762.75; 2: 24.2914; 2.1: 92.652; 2.2: 418.6184; 2.3: 26.2179; 2.4: -395.8445; 2.5: -24.7916
| 2 | 28.3 | 1: 7.6508; 1.1: 22.6622; 1.2: 0.03039; 1.3: 152.82; 1.4: 1.4168; 1.5: 22.6622; 1.6: 152.82; 1.7: 91.692; 1.8: 8.4594; 1.9: 764.1; 2: 24.3344; 2.1: 92.6613; 2.2: 420.0593; 2.3: 26.2617; 2.4: -397.3972; 2.5: -24.8448
| 2 | 28.35 | 1: 7.5996; 1.1: 22.5504; 1.2: 0.030241; 1.3: 153.09; 1.4: 1.4073; 1.5: 22.5504; 1.6: 153.09; 1.7: 91.854; 1.8: 8.4594; 1.9: 765.45; 2: 24.3774; 2.1: 92.6706; 2.2: 421.5028; 2.3: 26.3054; 2.4: -398.9524; 2.5: -24.8981
| 2 | 28.4 | 1: 7.5487; 1.1: 22.4387; 1.2: 0.030091; 1.3: 153.36; 1.4: 1.3979; 1.5: 22.4387; 1.6: 153.36; 1.7: 92.016; 1.8: 8.4594; 1.9: 766.8; 2: 24.4204; 2.1: 92.6798; 2.2: 422.9489; 2.3: 26.3492; 2.4: -400.5102; 2.5: -24.9513
| 2 | 28.45 | 1: 7.4979; 1.1: 22.3269; 1.2: 0.029941; 1.3: 153.63; 1.4: 1.3885; 1.5: 22.3269; 1.6: 153.63; 1.7: 92.178; 1.8: 8.4594; 1.9: 768.15; 2: 24.4634; 2.1: 92.689; 2.2: 424.3974; 2.3: 26.393; 2.4: -402.0705; 2.5: -25.0045
| 2 | 28.5 | 1: 7.4472; 1.1: 22.2151; 1.2: 0.029791; 1.3: 153.9; 1.4: 1.3791; 1.5: 22.2151; 1.6: 153.9; 1.7: 92.34; 1.8: 8.4594; 1.9: 769.5; 2: 24.5064; 2.1: 92.6981; 2.2: 425.8484; 2.3: 26.4367; 2.4: -403.6333; 2.5: -25.0576
| 2 | 28.55 | 1: 7.3968; 1.1: 22.1033; 1.2: 0.029641; 1.3: 154.17; 1.4: 1.3698; 1.5: 22.1033; 1.6: 154.17; 1.7: 92.502; 1.8: 8.4594; 1.9: 770.85; 2: 24.5494; 2.1: 92.7072; 2.2: 427.302; 2.3: 26.4805; 2.4: -405.1987; 2.5: -25.1108
| 2 | 28.6 | 1: 7.3465; 1.1: 21.9915; 1.2: 0.029491; 1.3: 154.44; 1.4: 1.3605; 1.5: 21.9915; 1.6: 154.44; 1.7: 92.664; 1.8: 8.4594; 1.9: 772.2; 2: 24.5924; 2.1: 92.7163; 2.2: 428.7581; 2.3: 26.5243; 2.4: -406.7666; 2.5: -25.1638
| 2 | 28.65 | 1: 7.2964; 1.1: 21.8797; 1.2: 0.029341; 1.3: 154.71; 1.4: 1.3512; 1.5: 21.8797; 1.6: 154.71; 1.7: 92.826; 1.8: 8.4594; 1.9: 773.55; 2: 24.6354; 2.1: 92.7253; 2.2: 430.2167; 2.3: 26.5681; 2.4: -408.337; 2.5: -25.2169
| 2 | 28.7 | 1: 7.2464; 1.1: 21.7678; 1.2: 0.029191; 1.3: 154.98; 1.4: 1.3419; 1.5: 21.7678; 1.6: 154.98; 1.7: 92.988; 1.8: 8.4594; 1.9: 774.9; 2: 24.6783; 2.1: 92.7343; 2.2: 431.6778; 2.3: 26.6119; 2.4: -409.91; 2.5: -25.27
| 2 | 28.75 | 1: 7.1967; 1.1: 21.656; 1.2: 0.029041; 1.3: 155.25; 1.4: 1.3327; 1.5: 21.656; 1.6: 155.25; 1.7: 93.15; 1.8: 8.4594; 1.9: 776.25; 2: 24.7213; 2.1: 92.7432; 2.2: 433.1415; 2.3: 26.6557; 2.4: -411.4854; 2.5: -25.323
| 2 | 28.8 | 1: 7.1471; 1.1: 21.5442; 1.2: 0.028891; 1.3: 155.52; 1.4: 1.3235; 1.5: 21.5442; 1.6: 155.52; 1.7: 93.312; 1.8: 8.4594; 1.9: 777.6; 2: 24.7643; 2.1: 92.7521; 2.2: 434.6076; 2.3: 26.6995; 2.4: -413.0634; 2.5: -25.3759
| 2 | 28.85 | 1: 7.0977; 1.1: 21.4323; 1.2: 0.028741; 1.3: 155.79; 1.4: 1.3144; 1.5: 21.4323; 1.6: 155.79; 1.7: 93.474; 1.8: 8.4594; 1.9: 778.95; 2: 24.8073; 2.1: 92.761; 2.2: 436.0763; 2.3: 26.7433; 2.4: -414.644; 2.5: -25.4289
| 2 | 28.9 | 1: 7.0484; 1.1: 21.3205; 1.2: 0.028591; 1.3: 156.06; 1.4: 1.3053; 1.5: 21.3205; 1.6: 156.06; 1.7: 93.636; 1.8: 8.4594; 1.9: 780.3; 2: 24.8503; 2.1: 92.7698; 2.2: 437.5475; 2.3: 26.7871; 2.4: -416.227; 2.5: -25.4818
| 2 | 28.95 | 1: 6.9993; 1.1: 21.2086; 1.2: 0.028441; 1.3: 156.33; 1.4: 1.2962; 1.5: 21.2086; 1.6: 156.33; 1.7: 93.798; 1.8: 8.4594; 1.9: 781.65; 2: 24.8933; 2.1: 92.7786; 2.2: 439.0212; 2.3: 26.8309; 2.4: -417.8126; 2.5: -25.5347
| 2 | 29 | 1: 6.9504; 1.1: 21.0968; 1.2: 0.028291; 1.3: 156.6; 1.4: 1.2871; 1.5: 21.0968; 1.6: 156.6; 1.7: 93.96; 1.8: 8.4594; 1.9: 783; 2: 24.9363; 2.1: 92.7874; 2.2: 440.4974; 2.3: 26.8747; 2.4: -419.4006; 2.5: -25.5876
| 2 | 29.05 | 1: 6.9017; 1.1: 20.985; 1.2: 0.028141; 1.3: 156.87; 1.4: 1.2781; 1.5: 20.985; 1.6: 156.87; 1.7: 94.122; 1.8: 8.4594; 1.9: 784.35; 2: 24.9793; 2.1: 92.7961; 2.2: 441.9762; 2.3: 26.9185; 2.4: -420.9912; 2.5: -25.6404
| 2 | 29.1 | 1: 6.8531; 1.1: 20.8732; 1.2: 0.027991; 1.3: 157.14; 1.4: 1.2691; 1.5: 20.8732; 1.6: 157.14; 1.7: 94.284; 1.8: 8.4594; 1.9: 785.7; 2: 25.0223; 2.1: 92.8048; 2.2: 443.4574; 2.3: 26.9623; 2.4: -422.5843; 2.5: -25.6932
| 2 | 29.15 | 1: 6.8047; 1.1: 20.7614; 1.2: 0.027841; 1.3: 157.41; 1.4: 1.2601; 1.5: 20.7614; 1.6: 157.41; 1.7: 94.446; 1.8: 8.4594; 1.9: 787.05; 2: 25.0653; 2.1: 92.8134; 2.2: 444.9412; 2.3: 27.0061; 2.4: -424.1799; 2.5: -25.746
| 2 | 29.2 | 1: 6.7565; 1.1: 20.6496; 1.2: 0.027692; 1.3: 157.68; 1.4: 1.2512; 1.5: 20.6496; 1.6: 157.68; 1.7: 94.608; 1.8: 8.4594; 1.9: 788.4; 2: 25.1083; 2.1: 92.822; 2.2: 446.4276; 2.3: 27.0499; 2.4: -425.778; 2.5: -25.7987
| 2 | 29.25 | 1: 6.7084; 1.1: 20.5378; 1.2: 0.027542; 1.3: 157.95; 1.4: 1.2423; 1.5: 20.5378; 1.6: 157.95; 1.7: 94.77; 1.8: 8.4594; 1.9: 789.75; 2: 25.1513; 2.1: 92.8306; 2.2: 447.9164; 2.3: 27.0937; 2.4: -427.3786; 2.5: -25.8514
| 2 | 29.3 | 1: 6.6605; 1.1: 20.4261; 1.2: 0.027392; 1.3: 158.22; 1.4: 1.2334; 1.5: 20.4261; 1.6: 158.22; 1.7: 94.932; 1.8: 8.4594; 1.9: 791.1; 2: 25.1943; 2.1: 92.8391; 2.2: 449.4078; 2.3: 27.1376; 2.4: -428.9817; 2.5: -25.9041
| 2 | 29.35 | 1: 6.6128; 1.1: 20.3144; 1.2: 0.027242; 1.3: 158.49; 1.4: 1.2246; 1.5: 20.3144; 1.6: 158.49; 1.7: 95.094; 1.8: 8.4594; 1.9: 792.45; 2: 25.2373; 2.1: 92.8476; 2.2: 450.9016; 2.3: 27.1814; 2.4: -430.5872; 2.5: -25.9568
| 2 | 29.4 | 1: 6.5653; 1.1: 20.2027; 1.2: 0.027092; 1.3: 158.76; 1.4: 1.2158; 1.5: 20.2027; 1.6: 158.76; 1.7: 95.256; 1.8: 8.4594; 1.9: 793.8; 2: 25.2803; 2.1: 92.8561; 2.2: 452.398; 2.3: 27.2252; 2.4: -432.1953; 2.5: -26.0094
| 2 | 29.45 | 1: 6.5179; 1.1: 20.0911; 1.2: 0.026943; 1.3: 159.03; 1.4: 1.207; 1.5: 20.0911; 1.6: 159.03; 1.7: 95.418; 1.8: 8.4594; 1.9: 795.15; 2: 25.3232; 2.1: 92.8645; 2.2: 453.897; 2.3: 27.269; 2.4: -433.8059; 2.5: -26.062
| 2 | 29.5 | 1: 6.4707; 1.1: 19.9795; 1.2: 0.026793; 1.3: 159.3; 1.4: 1.1983; 1.5: 19.9795; 1.6: 159.3; 1.7: 95.58; 1.8: 8.4594; 1.9: 796.5; 2: 25.3662; 2.1: 92.8728; 2.2: 455.3984; 2.3: 27.3129; 2.4: -435.419; 2.5: -26.1146
| 2 | 29.55 | 1: 6.4237; 1.1: 19.8679; 1.2: 0.026643; 1.3: 159.57; 1.4: 1.1896; 1.5: 19.8679; 1.6: 159.57; 1.7: 95.742; 1.8: 8.4594; 1.9: 797.85; 2: 25.4092; 2.1: 92.8812; 2.2: 456.9024; 2.3: 27.3567; 2.4: -437.0345; 2.5: -26.1671
| 2 | 29.6 | 1: 6.3769; 1.1: 19.7564; 1.2: 0.026494; 1.3: 159.84; 1.4: 1.1809; 1.5: 19.7564; 1.6: 159.84; 1.7: 95.904; 1.8: 8.4594; 1.9: 799.2; 2: 25.4522; 2.1: 92.8895; 2.2: 458.4089; 2.3: 27.4005; 2.4: -438.6526; 2.5: -26.2196
| 2 | 29.65 | 1: 6.3302; 1.1: 19.6449; 1.2: 0.026344; 1.3: 160.11; 1.4: 1.1723; 1.5: 19.6449; 1.6: 160.11; 1.7: 96.066; 1.8: 8.4594; 1.9: 800.55; 2: 25.4952; 2.1: 92.8978; 2.2: 459.9179; 2.3: 27.4444; 2.4: -440.2731; 2.5: -26.2721
| 2 | 29.7 | 1: 6.2837; 1.1: 19.5334; 1.2: 0.026195; 1.3: 160.38; 1.4: 1.1636; 1.5: 19.5334; 1.6: 160.38; 1.7: 96.228; 1.8: 8.4594; 1.9: 801.9; 2: 25.5382; 2.1: 92.906; 2.2: 461.4295; 2.3: 27.4882; 2.4: -441.8961; 2.5: -26.3246
| 2 | 29.75 | 1: 6.2373; 1.1: 19.422; 1.2: 0.026045; 1.3: 160.65; 1.4: 1.1551; 1.5: 19.422; 1.6: 160.65; 1.7: 96.39; 1.8: 8.4594; 1.9: 803.25; 2: 25.5812; 2.1: 92.9142; 2.2: 462.9436; 2.3: 27.5321; 2.4: -443.5216; 2.5: -26.377
| 2 | 29.8 | 1: 6.1912; 1.1: 19.3107; 1.2: 0.025896; 1.3: 160.92; 1.4: 1.1465; 1.5: 19.3107; 1.6: 160.92; 1.7: 96.552; 1.8: 8.4594; 1.9: 804.6; 2: 25.6242; 2.1: 92.9224; 2.2: 464.4602; 2.3: 27.5759; 2.4: -445.1495; 2.5: -26.4294
| 2 | 29.85 | 1: 6.1452; 1.1: 19.1994; 1.2: 0.025747; 1.3: 161.19; 1.4: 1.138; 1.5: 19.1994; 1.6: 161.19; 1.7: 96.714; 1.8: 8.4594; 1.9: 805.95; 2: 25.6672; 2.1: 92.9305; 2.2: 465.9793; 2.3: 27.6198; 2.4: -446.7799; 2.5: -26.4818
| 2 | 29.9 | 1: 6.0994; 1.1: 19.0881; 1.2: 0.025598; 1.3: 161.46; 1.4: 1.1295; 1.5: 19.0881; 1.6: 161.46; 1.7: 96.876; 1.8: 8.4594; 1.9: 807.3; 2: 25.7102; 2.1: 92.9386; 2.2: 467.501; 2.3: 27.6636; 2.4: -448.4128; 2.5: -26.5341
| 2 | 29.95 | 1: 6.0537; 1.1: 18.977; 1.2: 0.025449; 1.3: 161.73; 1.4: 1.1211; 1.5: 18.977; 1.6: 161.73; 1.7: 97.038; 1.8: 8.4594; 1.9: 808.65; 2: 25.7532; 2.1: 92.9467; 2.2: 469.0252; 2.3: 27.7075; 2.4: -450.0482; 2.5: -26.5864
| 2 | 30 | 1: 6.0082; 1.1: 18.8658; 1.2: 0.0253; 1.3: 162; 1.4: 1.1126; 1.5: 18.8658; 1.6: 162; 1.7: 97.2; 1.8: 8.4594; 1.9: 810; 2: 25.7962; 2.1: 92.9547; 2.2: 470.5519; 2.3: 27.7513; 2.4: -451.686; 2.5: -26.6387
| 2 | 30.05 | 1: 5.9629; 1.1: 18.7548; 1.2: 0.025151; 1.3: 162.27; 1.4: 1.1042; 1.5: 18.7548; 1.6: 162.27; 1.7: 97.362; 1.8: 8.4594; 1.9: 811.35; 2: 25.8392; 2.1: 92.9627; 2.2: 472.0811; 2.3: 27.7952; 2.4: -453.3263; 2.5: -26.691
| 2 | 30.1 | 1: 5.9178; 1.1: 18.6438; 1.2: 0.025002; 1.3: 162.54; 1.4: 1.0959; 1.5: 18.6438; 1.6: 162.54; 1.7: 97.524; 1.8: 8.4594; 1.9: 812.7; 2: 25.8822; 2.1: 92.9706; 2.2: 473.6129; 2.3: 27.8391; 2.4: -454.9691; 2.5: -26.7432
| 2 | 30.15 | 1: 5.8728; 1.1: 18.5329; 1.2: 0.024853; 1.3: 162.81; 1.4: 1.0876; 1.5: 18.5329; 1.6: 162.81; 1.7: 97.686; 1.8: 8.4594; 1.9: 814.05; 2: 25.9252; 2.1: 92.9785; 2.2: 475.1472; 2.3: 27.8829; 2.4: -456.6143; 2.5: -26.7954
| 2 | 30.2 | 1: 5.828; 1.1: 18.422; 1.2: 0.024704; 1.3: 163.08; 1.4: 1.0793; 1.5: 18.422; 1.6: 163.08; 1.7: 97.848; 1.8: 8.4594; 1.9: 815.4; 2: 25.9682; 2.1: 92.9864; 2.2: 476.684; 2.3: 27.9268; 2.4: -458.262; 2.5: -26.8476
| 2 | 30.25 | 1: 5.7834; 1.1: 18.3113; 1.2: 0.024556; 1.3: 163.35; 1.4: 1.071; 1.5: 18.3113; 1.6: 163.35; 1.7: 98.01; 1.8: 8.4594; 1.9: 816.75; 2: 26.0111; 2.1: 92.9943; 2.2: 478.2234; 2.3: 27.9707; 2.4: -459.9121; 2.5: -26.8997
| 2 | 30.3 | 1: 5.739; 1.1: 18.2006; 1.2: 0.024407; 1.3: 163.62; 1.4: 1.0628; 1.5: 18.2006; 1.6: 163.62; 1.7: 98.172; 1.8: 8.4594; 1.9: 818.1; 2: 26.0541; 2.1: 93.0021; 2.2: 479.7652; 2.3: 28.0146; 2.4: -461.5647; 2.5: -26.9518
| 2 | 30.35 | 1: 5.6947; 1.1: 18.09; 1.2: 0.024259; 1.3: 163.89; 1.4: 1.0546; 1.5: 18.09; 1.6: 163.89; 1.7: 98.334; 1.8: 8.4594; 1.9: 819.45; 2: 26.0971; 2.1: 93.0099; 2.2: 481.3097; 2.3: 28.0585; 2.4: -463.2197; 2.5: -27.0039
| 2 | 30.4 | 1: 5.6506; 1.1: 17.9794; 1.2: 0.024111; 1.3: 164.16; 1.4: 1.0464; 1.5: 17.9794; 1.6: 164.16; 1.7: 98.496; 1.8: 8.4594; 1.9: 820.8; 2: 26.1401; 2.1: 93.0176; 2.2: 482.8566; 2.3: 28.1023; 2.4: -464.8772; 2.5: -27.0559
| 2 | 30.45 | 1: 5.6067; 1.1: 17.869; 1.2: 0.023963; 1.3: 164.43; 1.4: 1.0383; 1.5: 17.869; 1.6: 164.43; 1.7: 98.658; 1.8: 8.4594; 1.9: 822.15; 2: 26.1831; 2.1: 93.0253; 2.2: 484.4061; 2.3: 28.1462; 2.4: -466.5371; 2.5: -27.108
| 2 | 30.5 | 1: 5.5629; 1.1: 17.7586; 1.2: 0.023815; 1.3: 164.7; 1.4: 1.0302; 1.5: 17.7586; 1.6: 164.7; 1.7: 98.82; 1.8: 8.4594; 1.9: 823.5; 2: 26.2261; 2.1: 93.033; 2.2: 485.9581; 2.3: 28.1901; 2.4: -468.1994; 2.5: -27.1599
| 2 | 30.55 | 1: 5.5193; 1.1: 17.6484; 1.2: 0.023667; 1.3: 164.97; 1.4: 1.0221; 1.5: 17.6484; 1.6: 164.97; 1.7: 98.982; 1.8: 8.4594; 1.9: 824.85; 2: 26.2691; 2.1: 93.0407; 2.2: 487.5126; 2.3: 28.234; 2.4: -469.8642; 2.5: -27.2119
| 2 | 30.6 | 1: 5.4759; 1.1: 17.5382; 1.2: 0.023519; 1.3: 165.24; 1.4: 1.0141; 1.5: 17.5382; 1.6: 165.24; 1.7: 99.144; 1.8: 8.4594; 1.9: 826.2; 2: 26.3121; 2.1: 93.0483; 2.2: 489.0697; 2.3: 28.2779; 2.4: -471.5315; 2.5: -27.2638
| 2 | 30.65 | 1: 5.4327; 1.1: 17.4281; 1.2: 0.023372; 1.3: 165.51; 1.4: 1.006; 1.5: 17.4281; 1.6: 165.51; 1.7: 99.306; 1.8: 8.4594; 1.9: 827.55; 2: 26.3551; 2.1: 93.0559; 2.2: 490.6293; 2.3: 28.3218; 2.4: -473.2011; 2.5: -27.3158
| 2 | 30.7 | 1: 5.3896; 1.1: 17.3182; 1.2: 0.023224; 1.3: 165.78; 1.4: 0.99807; 1.5: 17.3182; 1.6: 165.78; 1.7: 99.468; 1.8: 8.4594; 1.9: 828.9; 2: 26.3981; 2.1: 93.0634; 2.2: 492.1914; 2.3: 28.3657; 2.4: -474.8732; 2.5: -27.3676
| 2 | 30.75 | 1: 5.3467; 1.1: 17.2083; 1.2: 0.023077; 1.3: 166.05; 1.4: 0.99013; 1.5: 17.2083; 1.6: 166.05; 1.7: 99.63; 1.8: 8.4594; 1.9: 830.25; 2: 26.4411; 2.1: 93.0709; 2.2: 493.7561; 2.3: 28.4096; 2.4: -476.5478; 2.5: -27.4195
| 2 | 30.8 | 1: 5.304; 1.1: 17.0985; 1.2: 0.02293; 1.3: 166.32; 1.4: 0.98221; 1.5: 17.0985; 1.6: 166.32; 1.7: 99.792; 1.8: 8.4594; 1.9: 831.6; 2: 26.4841; 2.1: 93.0784; 2.2: 495.3233; 2.3: 28.4535; 2.4: -478.2247; 2.5: -27.4713
| 2 | 30.85 | 1: 5.2614; 1.1: 16.9889; 1.2: 0.022782; 1.3: 166.59; 1.4: 0.97433; 1.5: 16.9889; 1.6: 166.59; 1.7: 99.954; 1.8: 8.4594; 1.9: 832.95; 2: 26.5271; 2.1: 93.0859; 2.2: 496.893; 2.3: 28.4974; 2.4: -479.9041; 2.5: -27.5231
| 2 | 30.9 | 1: 5.219; 1.1: 16.8793; 1.2: 0.022636; 1.3: 166.86; 1.4: 0.96648; 1.5: 16.8793; 1.6: 166.86; 1.7: 100.116; 1.8: 8.4594; 1.9: 834.3; 2: 26.5701; 2.1: 93.0933; 2.2: 498.4653; 2.3: 28.5413; 2.4: -481.5859; 2.5: -27.5749
| 2 | 30.95 | 1: 5.1768; 1.1: 16.7699; 1.2: 0.022489; 1.3: 167.13; 1.4: 0.95867; 1.5: 16.7699; 1.6: 167.13; 1.7: 100.278; 1.8: 8.4594; 1.9: 835.65; 2: 26.6131; 2.1: 93.1007; 2.2: 500.0401; 2.3: 28.5853; 2.4: -483.2702; 2.5: -27.6266
| 2 | 31 | 1: 5.1348; 1.1: 16.6606; 1.2: 0.022342; 1.3: 167.4; 1.4: 0.95088; 1.5: 16.6606; 1.6: 167.4; 1.7: 100.44; 1.8: 8.4594; 1.9: 837; 2: 26.6561; 2.1: 93.108; 2.2: 501.6174; 2.3: 28.6292; 2.4: -484.9568; 2.5: -27.6783
| 2 | 31.05 | 1: 5.0929; 1.1: 16.5514; 1.2: 0.022196; 1.3: 167.67; 1.4: 0.94313; 1.5: 16.5514; 1.6: 167.67; 1.7: 100.602; 1.8: 8.4594; 1.9: 838.35; 2: 26.699; 2.1: 93.1153; 2.2: 503.1973; 2.3: 28.6731; 2.4: -486.6459; 2.5: -27.73
| 2 | 31.1 | 1: 5.0512; 1.1: 16.4423; 1.2: 0.022049; 1.3: 167.94; 1.4: 0.93541; 1.5: 16.4423; 1.6: 167.94; 1.7: 100.764; 1.8: 8.4594; 1.9: 839.7; 2: 26.742; 2.1: 93.1226; 2.2: 504.7797; 2.3: 28.717; 2.4: -488.3374; 2.5: -27.7816
| 2 | 31.15 | 1: 5.0097; 1.1: 16.3333; 1.2: 0.021903; 1.3: 168.21; 1.4: 0.92772; 1.5: 16.3333; 1.6: 168.21; 1.7: 100.926; 1.8: 8.4594; 1.9: 841.05; 2: 26.785; 2.1: 93.1299; 2.2: 506.3646; 2.3: 28.7609; 2.4: -490.0313; 2.5: -27.8332
| 2 | 31.2 | 1: 4.9683; 1.1: 16.2245; 1.2: 0.021757; 1.3: 168.48; 1.4: 0.92006; 1.5: 16.2245; 1.6: 168.48; 1.7: 101.088; 1.8: 8.4594; 1.9: 842.4; 2: 26.828; 2.1: 93.1371; 2.2: 507.9521; 2.3: 28.8049; 2.4: -491.7276; 2.5: -27.8848
| 2 | 31.25 | 1: 4.9271; 1.1: 16.1158; 1.2: 0.021612; 1.3: 168.75; 1.4: 0.91243; 1.5: 16.1158; 1.6: 168.75; 1.7: 101.25; 1.8: 8.4594; 1.9: 843.75; 2: 26.871; 2.1: 93.1443; 2.2: 509.5421; 2.3: 28.8488; 2.4: -493.4263; 2.5: -27.9364
| 2 | 31.3 | 1: 4.8861; 1.1: 16.0072; 1.2: 0.021466; 1.3: 169.02; 1.4: 0.90484; 1.5: 16.0072; 1.6: 169.02; 1.7: 101.412; 1.8: 8.4594; 1.9: 845.1; 2: 26.914; 2.1: 93.1515; 2.2: 511.1346; 2.3: 28.8927; 2.4: -495.1274; 2.5: -27.9879
| 2 | 31.35 | 1: 4.8453; 1.1: 15.8988; 1.2: 0.021321; 1.3: 169.29; 1.4: 0.89727; 1.5: 15.8988; 1.6: 169.29; 1.7: 101.574; 1.8: 8.4594; 1.9: 846.45; 2: 26.957; 2.1: 93.1586; 2.2: 512.7297; 2.3: 28.9367; 2.4: -496.8309; 2.5: -28.0394
| 2 | 31.4 | 1: 4.8046; 1.1: 15.7905; 1.2: 0.021175; 1.3: 169.56; 1.4: 0.88974; 1.5: 15.7905; 1.6: 169.56; 1.7: 101.736; 1.8: 8.4594; 1.9: 847.8; 2: 27; 2.1: 93.1657; 2.2: 514.3273; 2.3: 28.9806; 2.4: -498.5368; 2.5: -28.0909
| 2 | 31.45 | 1: 4.7641; 1.1: 15.6823; 1.2: 0.02103; 1.3: 169.83; 1.4: 0.88224; 1.5: 15.6823; 1.6: 169.83; 1.7: 101.898; 1.8: 8.4594; 1.9: 849.15; 2: 27.043; 2.1: 93.1728; 2.2: 515.9275; 2.3: 29.0246; 2.4: -500.2451; 2.5: -28.1423
| 2 | 31.5 | 1: 4.7238; 1.1: 15.5743; 1.2: 0.020886; 1.3: 170.1; 1.4: 0.87478; 1.5: 15.5743; 1.6: 170.1; 1.7: 102.06; 1.8: 8.4594; 1.9: 850.5; 2: 27.086; 2.1: 93.1798; 2.2: 517.5302; 2.3: 29.0685; 2.4: -501.9558; 2.5: -28.1937
| 2 | 31.55 | 1: 4.6836; 1.1: 15.4665; 1.2: 0.020741; 1.3: 170.37; 1.4: 0.86734; 1.5: 15.4665; 1.6: 170.37; 1.7: 102.222; 1.8: 8.4594; 1.9: 851.85; 2: 27.129; 2.1: 93.1868; 2.2: 519.1354; 2.3: 29.1125; 2.4: -503.6689; 2.5: -28.2451
| 2 | 31.6 | 1: 4.6437; 1.1: 15.3587; 1.2: 0.020596; 1.3: 170.64; 1.4: 0.85994; 1.5: 15.3587; 1.6: 170.64; 1.7: 102.384; 1.8: 8.4594; 1.9: 853.2; 2: 27.172; 2.1: 93.1938; 2.2: 520.7431; 2.3: 29.1564; 2.4: -505.3844; 2.5: -28.2965
| 2 | 31.65 | 1: 4.6038; 1.1: 15.2512; 1.2: 0.020452; 1.3: 170.91; 1.4: 0.85256; 1.5: 15.2512; 1.6: 170.91; 1.7: 102.546; 1.8: 8.4594; 1.9: 854.55; 2: 27.215; 2.1: 93.2007; 2.2: 522.3534; 2.3: 29.2004; 2.4: -507.1023; 2.5: -28.3478
| 2 | 31.7 | 1: 4.5642; 1.1: 15.1437; 1.2: 0.020308; 1.3: 171.18; 1.4: 0.84522; 1.5: 15.1437; 1.6: 171.18; 1.7: 102.708; 1.8: 8.4594; 1.9: 855.9; 2: 27.258; 2.1: 93.2076; 2.2: 523.9663; 2.3: 29.2443; 2.4: -508.8225; 2.5: -28.3991
| 2 | 31.75 | 1: 4.5247; 1.1: 15.0365; 1.2: 0.020164; 1.3: 171.45; 1.4: 0.83792; 1.5: 15.0365; 1.6: 171.45; 1.7: 102.87; 1.8: 8.4594; 1.9: 857.25; 2: 27.301; 2.1: 93.2145; 2.2: 525.5817; 2.3: 29.2883; 2.4: -510.5452; 2.5: -28.4504
| 2 | 31.8 | 1: 4.4855; 1.1: 14.9294; 1.2: 0.020021; 1.3: 171.72; 1.4: 0.83064; 1.5: 14.9294; 1.6: 171.72; 1.7: 103.032; 1.8: 8.4594; 1.9: 858.6; 2: 27.3439; 2.1: 93.2214; 2.2: 527.1996; 2.3: 29.3323; 2.4: -512.2702; 2.5: -28.5016
| 2 | 31.85 | 1: 4.4463; 1.1: 14.8224; 1.2: 0.019877; 1.3: 171.99; 1.4: 0.82339; 1.5: 14.8224; 1.6: 171.99; 1.7: 103.194; 1.8: 8.4594; 1.9: 859.95; 2: 27.3869; 2.1: 93.2282; 2.2: 528.82; 2.3: 29.3762; 2.4: -513.9976; 2.5: -28.5529
| 2 | 31.9 | 1: 4.4074; 1.1: 14.7157; 1.2: 0.019734; 1.3: 172.26; 1.4: 0.81618; 1.5: 14.7157; 1.6: 172.26; 1.7: 103.356; 1.8: 8.4594; 1.9: 861.3; 2: 27.4299; 2.1: 93.235; 2.2: 530.443; 2.3: 29.4202; 2.4: -515.7274; 2.5: -28.604
| 2 | 31.95 | 1: 4.3686; 1.1: 14.6091; 1.2: 0.019591; 1.3: 172.53; 1.4: 0.809; 1.5: 14.6091; 1.6: 172.53; 1.7: 103.518; 1.8: 8.4594; 1.9: 862.65; 2: 27.4729; 2.1: 93.2417; 2.2: 532.0686; 2.3: 29.4642; 2.4: -517.4595; 2.5: -28.6552
| 2 | 32 | 1: 4.33; 1.1: 14.5026; 1.2: 0.019448; 1.3: 172.8; 1.4: 0.80185; 1.5: 14.5026; 1.6: 172.8; 1.7: 103.68; 1.8: 8.4594; 1.9: 864; 2: 27.5159; 2.1: 93.2485; 2.2: 533.6966; 2.3: 29.5082; 2.4: -519.194; 2.5: -28.7063
| 2 | 32.05 | 1: 4.2916; 1.1: 14.3963; 1.2: 0.019306; 1.3: 173.07; 1.4: 0.79473; 1.5: 14.3963; 1.6: 173.07; 1.7: 103.842; 1.8: 8.4594; 1.9: 865.35; 2: 27.5589; 2.1: 93.2552; 2.2: 535.3272; 2.3: 29.5522; 2.4: -520.9309; 2.5: -28.7574
| 2 | 32.1 | 1: 4.2533; 1.1: 14.2903; 1.2: 0.019164; 1.3: 173.34; 1.4: 0.78765; 1.5: 14.2903; 1.6: 173.34; 1.7: 104.004; 1.8: 8.4594; 1.9: 866.7; 2: 27.6019; 2.1: 93.2619; 2.2: 536.9604; 2.3: 29.5961; 2.4: -522.6701; 2.5: -28.8085
| 2 | 32.15 | 1: 4.2152; 1.1: 14.1843; 1.2: 0.019022; 1.3: 173.61; 1.4: 0.7806; 1.5: 14.1843; 1.6: 173.61; 1.7: 104.166; 1.8: 8.4594; 1.9: 868.05; 2: 27.6449; 2.1: 93.2685; 2.2: 538.5961; 2.3: 29.6401; 2.4: -524.4117; 2.5: -28.8595
| 2 | 32.2 | 1: 4.1773; 1.1: 14.0786; 1.2: 0.01888; 1.3: 173.88; 1.4: 0.77357; 1.5: 14.0786; 1.6: 173.88; 1.7: 104.328; 1.8: 8.4594; 1.9: 869.4; 2: 27.6879; 2.1: 93.2751; 2.2: 540.2343; 2.3: 29.6841; 2.4: -526.1557; 2.5: -28.9105
| 2 | 32.25 | 1: 4.1396; 1.1: 13.9731; 1.2: 0.018738; 1.3: 174.15; 1.4: 0.76658; 1.5: 13.9731; 1.6: 174.15; 1.7: 104.49; 1.8: 8.4594; 1.9: 870.75; 2: 27.7309; 2.1: 93.2817; 2.2: 541.8751; 2.3: 29.7281; 2.4: -527.902; 2.5: -28.9615
| 2 | 32.3 | 1: 4.102; 1.1: 13.8677; 1.2: 0.018597; 1.3: 174.42; 1.4: 0.75963; 1.5: 13.8677; 1.6: 174.42; 1.7: 104.652; 1.8: 8.4594; 1.9: 872.1; 2: 27.7739; 2.1: 93.2883; 2.2: 543.5184; 2.3: 29.7721; 2.4: -529.6507; 2.5: -29.0125
| 2 | 32.35 | 1: 4.0646; 1.1: 13.7625; 1.2: 0.018456; 1.3: 174.69; 1.4: 0.7527; 1.5: 13.7625; 1.6: 174.69; 1.7: 104.814; 1.8: 8.4594; 1.9: 873.45; 2: 27.8169; 2.1: 93.2948; 2.2: 545.1643; 2.3: 29.8161; 2.4: -531.4018; 2.5: -29.0634
| 2 | 32.4 | 1: 4.0273; 1.1: 13.6575; 1.2: 0.018315; 1.3: 174.96; 1.4: 0.7458; 1.5: 13.6575; 1.6: 174.96; 1.7: 104.976; 1.8: 8.4594; 1.9: 874.8; 2: 27.8599; 2.1: 93.3013; 2.2: 546.8127; 2.3: 29.8601; 2.4: -533.1551; 2.5: -29.1143
| 2 | 32.45 | 1: 3.9903; 1.1: 13.5527; 1.2: 0.018175; 1.3: 175.23; 1.4: 0.73894; 1.5: 13.5527; 1.6: 175.23; 1.7: 105.138; 1.8: 8.4594; 1.9: 876.15; 2: 27.9029; 2.1: 93.3078; 2.2: 548.4636; 2.3: 29.9041; 2.4: -534.9109; 2.5: -29.1652
| 2 | 32.5 | 1: 3.9534; 1.1: 13.4482; 1.2: 0.018034; 1.3: 175.5; 1.4: 0.73211; 1.5: 13.4482; 1.6: 175.5; 1.7: 105.3; 1.8: 8.4594; 1.9: 877.5; 2: 27.9459; 2.1: 93.3142; 2.2: 550.1171; 2.3: 29.9481; 2.4: -536.669; 2.5: -29.216
| 2 | 32.55 | 1: 3.9167; 1.1: 13.3438; 1.2: 0.017894; 1.3: 175.77; 1.4: 0.72531; 1.5: 13.3438; 1.6: 175.77; 1.7: 105.462; 1.8: 8.4594; 1.9: 878.85; 2: 27.9889; 2.1: 93.3206; 2.2: 551.7731; 2.3: 29.9921; 2.4: -538.4294; 2.5: -29.2668
| 2 | 32.6 | 1: 3.8801; 1.1: 13.2396; 1.2: 0.017755; 1.3: 176.04; 1.4: 0.71855; 1.5: 13.2396; 1.6: 176.04; 1.7: 105.624; 1.8: 8.4594; 1.9: 880.2; 2: 28.0318; 2.1: 93.327; 2.2: 553.4317; 2.3: 30.0362; 2.4: -540.1921; 2.5: -29.3176
| 2 | 32.65 | 1: 3.8438; 1.1: 13.1356; 1.2: 0.017615; 1.3: 176.31; 1.4: 0.71181; 1.5: 13.1356; 1.6: 176.31; 1.7: 105.786; 1.8: 8.4594; 1.9: 881.55; 2: 28.0748; 2.1: 93.3334; 2.2: 555.0928; 2.3: 30.0802; 2.4: -541.9572; 2.5: -29.3684
| 2 | 32.7 | 1: 3.8076; 1.1: 13.0318; 1.2: 0.017476; 1.3: 176.58; 1.4: 0.70511; 1.5: 13.0318; 1.6: 176.58; 1.7: 105.948; 1.8: 8.4594; 1.9: 882.9; 2: 28.1178; 2.1: 93.3397; 2.2: 556.7565; 2.3: 30.1242; 2.4: -543.7247; 2.5: -29.4191
| 2 | 32.75 | 1: 3.7715; 1.1: 12.9282; 1.2: 0.017337; 1.3: 176.85; 1.4: 0.69844; 1.5: 12.9282; 1.6: 176.85; 1.7: 106.11; 1.8: 8.4594; 1.9: 884.25; 2: 28.1608; 2.1: 93.346; 2.2: 558.4227; 2.3: 30.1682; 2.4: -545.4944; 2.5: -29.4698
| 2 | 32.8 | 1: 3.7357; 1.1: 12.8249; 1.2: 0.017198; 1.3: 177.12; 1.4: 0.6918; 1.5: 12.8249; 1.6: 177.12; 1.7: 106.272; 1.8: 8.4594; 1.9: 885.6; 2: 28.2038; 2.1: 93.3523; 2.2: 560.0914; 2.3: 30.2122; 2.4: -547.2665; 2.5: -29.5204
| 2 | 32.85 | 1: 3.7; 1.1: 12.7218; 1.2: 0.01706; 1.3: 177.39; 1.4: 0.68519; 1.5: 12.7218; 1.6: 177.39; 1.7: 106.434; 1.8: 8.4594; 1.9: 886.95; 2: 28.2468; 2.1: 93.3586; 2.2: 561.7627; 2.3: 30.2563; 2.4: -549.041; 2.5: -29.5711
| 2 | 32.9 | 1: 3.6645; 1.1: 12.6188; 1.2: 0.016922; 1.3: 177.66; 1.4: 0.67861; 1.5: 12.6188; 1.6: 177.66; 1.7: 106.596; 1.8: 8.4594; 1.9: 888.3; 2: 28.2898; 2.1: 93.3648; 2.2: 563.4365; 2.3: 30.3003; 2.4: -550.8177; 2.5: -29.6217
| 2 | 32.95 | 1: 3.6292; 1.1: 12.5161; 1.2: 0.016784; 1.3: 177.93; 1.4: 0.67207; 1.5: 12.5161; 1.6: 177.93; 1.7: 106.758; 1.8: 8.4594; 1.9: 889.65; 2: 28.3328; 2.1: 93.371; 2.2: 565.1129; 2.3: 30.3443; 2.4: -552.5968; 2.5: -29.6723
| 2 | 33 | 1: 3.594; 1.1: 12.4137; 1.2: 0.016647; 1.3: 178.2; 1.4: 0.66555; 1.5: 12.4137; 1.6: 178.2; 1.7: 106.92; 1.8: 8.4594; 1.9: 891; 2: 28.3758; 2.1: 93.3771; 2.2: 566.7918; 2.3: 30.3884; 2.4: -554.3782; 2.5: -29.7228
| 2 | 33.05 | 1: 3.559; 1.1: 12.3114; 1.2: 0.01651; 1.3: 178.47; 1.4: 0.65907; 1.5: 12.3114; 1.6: 178.47; 1.7: 107.082; 1.8: 8.4594; 1.9: 892.35; 2: 28.4188; 2.1: 93.3833; 2.2: 568.4733; 2.3: 30.4324; 2.4: -556.1619; 2.5: -29.7733
| 2 | 33.1 | 1: 3.5242; 1.1: 12.2094; 1.2: 0.016373; 1.3: 178.74; 1.4: 0.65263; 1.5: 12.2094; 1.6: 178.74; 1.7: 107.244; 1.8: 8.4594; 1.9: 893.7; 2: 28.4618; 2.1: 93.3894; 2.2: 570.1573; 2.3: 30.4765; 2.4: -557.9479; 2.5: -29.8238
| 2 | 33.15 | 1: 3.4895; 1.1: 12.1076; 1.2: 0.016237; 1.3: 179.01; 1.4: 0.64621; 1.5: 12.1076; 1.6: 179.01; 1.7: 107.406; 1.8: 8.4594; 1.9: 895.05; 2: 28.5048; 2.1: 93.3955; 2.2: 571.8439; 2.3: 30.5205; 2.4: -559.7363; 2.5: -29.8743
| 2 | 33.2 | 1: 3.455; 1.1: 12.0061; 1.2: 0.0161; 1.3: 179.28; 1.4: 0.63982; 1.5: 12.0061; 1.6: 179.28; 1.7: 107.568; 1.8: 8.4594; 1.9: 896.4; 2: 28.5478; 2.1: 93.4015; 2.2: 573.533; 2.3: 30.5646; 2.4: -561.5269; 2.5: -29.9247
| 2 | 33.25 | 1: 3.4207; 1.1: 11.9048; 1.2: 0.015965; 1.3: 179.55; 1.4: 0.63347; 1.5: 11.9048; 1.6: 179.55; 1.7: 107.73; 1.8: 8.4594; 1.9: 897.75; 2: 28.5908; 2.1: 93.4076; 2.2: 575.2246; 2.3: 30.6086; 2.4: -563.3199; 2.5: -29.9751
| 2 | 33.3 | 1: 3.3866; 1.1: 11.8037; 1.2: 0.015829; 1.3: 179.82; 1.4: 0.62715; 1.5: 11.8037; 1.6: 179.82; 1.7: 107.892; 1.8: 8.4594; 1.9: 899.1; 2: 28.6338; 2.1: 93.4136; 2.2: 576.9188; 2.3: 30.6527; 2.4: -565.1151; 2.5: -30.0255
| 2 | 33.35 | 1: 3.3526; 1.1: 11.7029; 1.2: 0.015694; 1.3: 180.09; 1.4: 0.62086; 1.5: 11.7029; 1.6: 180.09; 1.7: 108.054; 1.8: 8.4594; 1.9: 900.45; 2: 28.6768; 2.1: 93.4196; 2.2: 578.6156; 2.3: 30.6967; 2.4: -566.9127; 2.5: -30.0759
| 2 | 33.4 | 1: 3.3189; 1.1: 11.6023; 1.2: 0.015559; 1.3: 180.36; 1.4: 0.6146; 1.5: 11.6023; 1.6: 180.36; 1.7: 108.216; 1.8: 8.4594; 1.9: 901.8; 2: 28.7197; 2.1: 93.4255; 2.2: 580.3148; 2.3: 30.7408; 2.4: -568.7126; 2.5: -30.1262
| 2 | 33.45 | 1: 3.2852; 1.1: 11.5019; 1.2: 0.015424; 1.3: 180.63; 1.4: 0.60838; 1.5: 11.5019; 1.6: 180.63; 1.7: 108.378; 1.8: 8.4594; 1.9: 903.15; 2: 28.7627; 2.1: 93.4314; 2.2: 582.0167; 2.3: 30.7849; 2.4: -570.5147; 2.5: -30.1765
| 2 | 33.5 | 1: 3.2518; 1.1: 11.4019; 1.2: 0.01529; 1.3: 180.9; 1.4: 0.60218; 1.5: 11.4019; 1.6: 180.9; 1.7: 108.54; 1.8: 8.4594; 1.9: 904.5; 2: 28.8057; 2.1: 93.4374; 2.2: 583.7211; 2.3: 30.8289; 2.4: -572.3192; 2.5: -30.2267
| 2 | 33.55 | 1: 3.2185; 1.1: 11.302; 1.2: 0.015156; 1.3: 181.17; 1.4: 0.59602; 1.5: 11.302; 1.6: 181.17; 1.7: 108.702; 1.8: 8.4594; 1.9: 905.85; 2: 28.8487; 2.1: 93.4432; 2.2: 585.428; 2.3: 30.873; 2.4: -574.126; 2.5: -30.277
| 2 | 33.6 | 1: 3.1854; 1.1: 11.2025; 1.2: 0.015023; 1.3: 181.44; 1.4: 0.58989; 1.5: 11.2025; 1.6: 181.44; 1.7: 108.864; 1.8: 8.4594; 1.9: 907.2; 2: 28.8917; 2.1: 93.4491; 2.2: 587.1375; 2.3: 30.9171; 2.4: -575.935; 2.5: -30.3272
| 2 | 33.65 | 1: 3.1525; 1.1: 11.1031; 1.2: 0.01489; 1.3: 181.71; 1.4: 0.58379; 1.5: 11.1031; 1.6: 181.71; 1.7: 109.026; 1.8: 8.4594; 1.9: 908.55; 2: 28.9347; 2.1: 93.4549; 2.2: 588.8495; 2.3: 30.9611; 2.4: -577.7463; 2.5: -30.3774
| 2 | 33.7 | 1: 3.1197; 1.1: 11.0041; 1.2: 0.014757; 1.3: 181.98; 1.4: 0.57773; 1.5: 11.0041; 1.6: 181.98; 1.7: 109.188; 1.8: 8.4594; 1.9: 909.9; 2: 28.9777; 2.1: 93.4607; 2.2: 590.5641; 2.3: 31.0052; 2.4: -579.56; 2.5: -30.4275
| 2 | 33.75 | 1: 3.0871; 1.1: 10.9053; 1.2: 0.014624; 1.3: 182.25; 1.4: 0.57169; 1.5: 10.9053; 1.6: 182.25; 1.7: 109.35; 1.8: 8.4594; 1.9: 911.25; 2: 29.0207; 2.1: 93.4665; 2.2: 592.2812; 2.3: 31.0493; 2.4: -581.3759; 2.5: -30.4776
| 2 | 33.8 | 1: 3.0547; 1.1: 10.8068; 1.2: 0.014492; 1.3: 182.52; 1.4: 0.56569; 1.5: 10.8068; 1.6: 182.52; 1.7: 109.512; 1.8: 8.4594; 1.9: 912.6; 2: 29.0637; 2.1: 93.4722; 2.2: 594.0008; 2.3: 31.0934; 2.4: -583.194; 2.5: -30.5277
| 2 | 33.85 | 1: 3.0225; 1.1: 10.7086; 1.2: 0.01436; 1.3: 182.79; 1.4: 0.55972; 1.5: 10.7086; 1.6: 182.79; 1.7: 109.674; 1.8: 8.4594; 1.9: 913.95; 2: 29.1067; 2.1: 93.478; 2.2: 595.7231; 2.3: 31.1375; 2.4: -585.0145; 2.5: -30.5778
| 2 | 33.9 | 1: 2.9904; 1.1: 10.6106; 1.2: 0.014229; 1.3: 183.06; 1.4: 0.55378; 1.5: 10.6106; 1.6: 183.06; 1.7: 109.836; 1.8: 8.4594; 1.9: 915.3; 2: 29.1497; 2.1: 93.4837; 2.2: 597.4478; 2.3: 31.1816; 2.4: -586.8372; 2.5: -30.6278
| 2 | 33.95 | 1: 2.9585; 1.1: 10.5129; 1.2: 0.014098; 1.3: 183.33; 1.4: 0.54787; 1.5: 10.5129; 1.6: 183.33; 1.7: 109.998; 1.8: 8.4594; 1.9: 916.65; 2: 29.1927; 2.1: 93.4893; 2.2: 599.1751; 2.3: 31.2257; 2.4: -588.6622; 2.5: -30.6778
| 2 | 34 | 1: 2.9268; 1.1: 10.4155; 1.2: 0.013967; 1.3: 183.6; 1.4: 0.542; 1.5: 10.4155; 1.6: 183.6; 1.7: 110.16; 1.8: 8.4594; 1.9: 918; 2: 29.2357; 2.1: 93.495; 2.2: 600.905; 2.3: 31.2698; 2.4: -590.4895; 2.5: -30.7278
| 2 | 34.05 | 1: 2.8952; 1.1: 10.3183; 1.2: 0.013837; 1.3: 183.87; 1.4: 0.53615; 1.5: 10.3183; 1.6: 183.87; 1.7: 110.322; 1.8: 8.4594; 1.9: 919.35; 2: 29.2787; 2.1: 93.5006; 2.2: 602.6374; 2.3: 31.3139; 2.4: -592.3191; 2.5: -30.7777
| 2 | 34.1 | 1: 2.8639; 1.1: 10.2215; 1.2: 0.013707; 1.3: 184.14; 1.4: 0.53034; 1.5: 10.2215; 1.6: 184.14; 1.7: 110.484; 1.8: 8.4594; 1.9: 920.7; 2: 29.3217; 2.1: 93.5062; 2.2: 604.3724; 2.3: 31.358; 2.4: -594.1509; 2.5: -30.8276
| 2 | 34.15 | 1: 2.8326; 1.1: 10.1249; 1.2: 0.013578; 1.3: 184.41; 1.4: 0.52456; 1.5: 10.1249; 1.6: 184.41; 1.7: 110.646; 1.8: 8.4594; 1.9: 922.05; 2: 29.3646; 2.1: 93.5118; 2.2: 606.1099; 2.3: 31.4021; 2.4: -595.985; 2.5: -30.8775
| 2 | 34.2 | 1: 2.8016; 1.1: 10.0286; 1.2: 0.013449; 1.3: 184.68; 1.4: 0.51882; 1.5: 10.0286; 1.6: 184.68; 1.7: 110.808; 1.8: 8.4594; 1.9: 923.4; 2: 29.4076; 2.1: 93.5173; 2.2: 607.8499; 2.3: 31.4462; 2.4: -597.8213; 2.5: -30.9274
| 2 | 34.25 | 1: 2.7707; 1.1: 9.9326; 1.2: 0.01332; 1.3: 184.95; 1.4: 0.5131; 1.5: 9.9326; 1.6: 184.95; 1.7: 110.97; 1.8: 8.4594; 1.9: 924.75; 2: 29.4506; 2.1: 93.5229; 2.2: 609.5925; 2.3: 31.4903; 2.4: -599.6599; 2.5: -30.9772
| 2 | 34.3 | 1: 2.74; 1.1: 9.837; 1.2: 0.013192; 1.3: 185.22; 1.4: 0.50742; 1.5: 9.837; 1.6: 185.22; 1.7: 111.132; 1.8: 8.4594; 1.9: 926.1; 2: 29.4936; 2.1: 93.5284; 2.2: 611.3377; 2.3: 31.5344; 2.4: -601.5007; 2.5: -31.027
| 2 | 34.35 | 1: 2.7095; 1.1: 9.7416; 1.2: 0.013064; 1.3: 185.49; 1.4: 0.50176; 1.5: 9.7416; 1.6: 185.49; 1.7: 111.294; 1.8: 8.4594; 1.9: 927.45; 2: 29.5366; 2.1: 93.5338; 2.2: 613.0854; 2.3: 31.5785; 2.4: -603.3438; 2.5: -31.0768
| 2 | 34.4 | 1: 2.6792; 1.1: 9.6465; 1.2: 0.012936; 1.3: 185.76; 1.4: 0.49614; 1.5: 9.6465; 1.6: 185.76; 1.7: 111.456; 1.8: 8.4594; 1.9: 928.8; 2: 29.5796; 2.1: 93.5393; 2.2: 614.8356; 2.3: 31.6227; 2.4: -605.1892; 2.5: -31.1265
| 2 | 34.45 | 1: 2.649; 1.1: 9.5517; 1.2: 0.012809; 1.3: 186.03; 1.4: 0.49056; 1.5: 9.5517; 1.6: 186.03; 1.7: 111.618; 1.8: 8.4594; 1.9: 930.15; 2: 29.6226; 2.1: 93.5447; 2.2: 616.5884; 2.3: 31.6668; 2.4: -607.0368; 2.5: -31.1762
| 2 | 34.5 | 1: 2.619; 1.1: 9.4572; 1.2: 0.012682; 1.3: 186.3; 1.4: 0.485; 1.5: 9.4572; 1.6: 186.3; 1.7: 111.78; 1.8: 8.4594; 1.9: 931.5; 2: 29.6656; 2.1: 93.5501; 2.2: 618.3438; 2.3: 31.7109; 2.4: -608.8866; 2.5: -31.2259
| 2 | 34.55 | 1: 2.5892; 1.1: 9.363; 1.2: 0.012556; 1.3: 186.57; 1.4: 0.47947; 1.5: 9.363; 1.6: 186.57; 1.7: 111.942; 1.8: 8.4594; 1.9: 932.85; 2: 29.7086; 2.1: 93.5555; 2.2: 620.1017; 2.3: 31.755; 2.4: -610.7387; 2.5: -31.2756
| 2 | 34.6 | 1: 2.5595; 1.1: 9.2692; 1.2: 0.01243; 1.3: 186.84; 1.4: 0.47398; 1.5: 9.2692; 1.6: 186.84; 1.7: 112.104; 1.8: 8.4594; 1.9: 934.2; 2: 29.7516; 2.1: 93.5609; 2.2: 621.8622; 2.3: 31.7992; 2.4: -612.593; 2.5: -31.3252
| 2 | 34.65 | 1: 2.53; 1.1: 9.1756; 1.2: 0.012305; 1.3: 187.11; 1.4: 0.46852; 1.5: 9.1756; 1.6: 187.11; 1.7: 112.266; 1.8: 8.4594; 1.9: 935.55; 2: 29.7946; 2.1: 93.5662; 2.2: 623.6252; 2.3: 31.8433; 2.4: -614.4496; 2.5: -31.3748
| 2 | 34.7 | 1: 2.5007; 1.1: 9.0824; 1.2: 0.01218; 1.3: 187.38; 1.4: 0.46309; 1.5: 9.0824; 1.6: 187.38; 1.7: 112.428; 1.8: 8.4594; 1.9: 936.9; 2: 29.8376; 2.1: 93.5715; 2.2: 625.3907; 2.3: 31.8875; 2.4: -616.3084; 2.5: -31.4244
| 2 | 34.75 | 1: 2.4716; 1.1: 8.9895; 1.2: 0.012055; 1.3: 187.65; 1.4: 0.4577; 1.5: 8.9895; 1.6: 187.65; 1.7: 112.59; 1.8: 8.4594; 1.9: 938.25; 2: 29.8806; 2.1: 93.5768; 2.2: 627.1588; 2.3: 31.9316; 2.4: -618.1694; 2.5: -31.4739
| 2 | 34.8 | 1: 2.4426; 1.1: 8.8969; 1.2: 0.011931; 1.3: 187.92; 1.4: 0.45233; 1.5: 8.8969; 1.6: 187.92; 1.7: 112.752; 1.8: 8.4594; 1.9: 939.6; 2: 29.9236; 2.1: 93.5821; 2.2: 628.9295; 2.3: 31.9757; 2.4: -620.0326; 2.5: -31.5234
| 2 | 34.85 | 1: 2.4138; 1.1: 8.8046; 1.2: 0.011807; 1.3: 188.19; 1.4: 0.447; 1.5: 8.8046; 1.6: 188.19; 1.7: 112.914; 1.8: 8.4594; 1.9: 940.95; 2: 29.9666; 2.1: 93.5873; 2.2: 630.7027; 2.3: 32.0199; 2.4: -621.8981; 2.5: -31.5729
| 2 | 34.9 | 1: 2.3852; 1.1: 8.7127; 1.2: 0.011684; 1.3: 188.46; 1.4: 0.4417; 1.5: 8.7127; 1.6: 188.46; 1.7: 113.076; 1.8: 8.4594; 1.9: 942.3; 2: 30.0096; 2.1: 93.5926; 2.2: 632.4785; 2.3: 32.064; 2.4: -623.7658; 2.5: -31.6223
| 2 | 34.95 | 1: 2.3567; 1.1: 8.6211; 1.2: 0.011561; 1.3: 188.73; 1.4: 0.43643; 1.5: 8.6211; 1.6: 188.73; 1.7: 113.238; 1.8: 8.4594; 1.9: 943.65; 2: 30.0525; 2.1: 93.5978; 2.2: 634.2568; 2.3: 32.1082; 2.4: -625.6357; 2.5: -31.6718
| 2 | 35 | 1: 2.3284; 1.1: 8.5298; 1.2: 0.011439; 1.3: 189; 1.4: 0.43119; 1.5: 8.5298; 1.6: 189; 1.7: 113.4; 1.8: 8.4594; 1.9: 945; 2: 30.0955; 2.1: 93.6029; 2.2: 636.0377; 2.3: 32.1523; 2.4: -627.5079; 2.5: -31.7212
| 2 | 35.05 | 1: 2.3003; 1.1: 8.4389; 1.2: 0.011317; 1.3: 189.27; 1.4: 0.42598; 1.5: 8.4389; 1.6: 189.27; 1.7: 113.562; 1.8: 8.4594; 1.9: 946.35; 2: 30.1385; 2.1: 93.6081; 2.2: 637.8211; 2.3: 32.1965; 2.4: -629.3822; 2.5: -31.7705
| 2 | 35.1 | 1: 2.2724; 1.1: 8.3483; 1.2: 0.011195; 1.3: 189.54; 1.4: 0.42081; 1.5: 8.3483; 1.6: 189.54; 1.7: 113.724; 1.8: 8.4594; 1.9: 947.7; 2: 30.1815; 2.1: 93.6132; 2.2: 639.6071; 2.3: 32.2407; 2.4: -631.2588; 2.5: -31.8199
| 2 | 35.15 | 1: 2.2446; 1.1: 8.258; 1.2: 0.011074; 1.3: 189.81; 1.4: 0.41567; 1.5: 8.258; 1.6: 189.81; 1.7: 113.886; 1.8: 8.4594; 1.9: 949.05; 2: 30.2245; 2.1: 93.6183; 2.2: 641.3956; 2.3: 32.2848; 2.4: -633.1376; 2.5: -31.8692
| 2 | 35.2 | 1: 2.217; 1.1: 8.1681; 1.2: 0.010954; 1.3: 190.08; 1.4: 0.41056; 1.5: 8.1681; 1.6: 190.08; 1.7: 114.048; 1.8: 8.4594; 1.9: 950.4; 2: 30.2675; 2.1: 93.6234; 2.2: 643.1867; 2.3: 32.329; 2.4: -635.0186; 2.5: -31.9184
| 2 | 35.25 | 1: 2.1896; 1.1: 8.0785; 1.2: 0.010833; 1.3: 190.35; 1.4: 0.40548; 1.5: 8.0785; 1.6: 190.35; 1.7: 114.21; 1.8: 8.4594; 1.9: 951.75; 2: 30.3105; 2.1: 93.6285; 2.2: 644.9803; 2.3: 32.3732; 2.4: -636.9018; 2.5: -31.9677
| 2 | 35.3 | 1: 2.1623; 1.1: 7.9893; 1.2: 0.010714; 1.3: 190.62; 1.4: 0.40043; 1.5: 7.9893; 1.6: 190.62; 1.7: 114.372; 1.8: 8.4594; 1.9: 953.1; 2: 30.3535; 2.1: 93.6335; 2.2: 646.7765; 2.3: 32.4173; 2.4: -638.7872; 2.5: -32.0169
| 2 | 35.35 | 1: 2.1353; 1.1: 7.9004; 1.2: 0.010595; 1.3: 190.89; 1.4: 0.39542; 1.5: 7.9004; 1.6: 190.89; 1.7: 114.534; 1.8: 8.4594; 1.9: 954.45; 2: 30.3965; 2.1: 93.6386; 2.2: 648.5752; 2.3: 32.4615; 2.4: -640.6748; 2.5: -32.0661
| 2 | 35.4 | 1: 2.1084; 1.1: 7.8119; 1.2: 0.010476; 1.3: 191.16; 1.4: 0.39044; 1.5: 7.8119; 1.6: 191.16; 1.7: 114.696; 1.8: 8.4594; 1.9: 955.8; 2: 30.4395; 2.1: 93.6436; 2.2: 650.3765; 2.3: 32.5057; 2.4: -642.5646; 2.5: -32.1153
| 2 | 35.45 | 1: 2.0816; 1.1: 7.7238; 1.2: 0.010358; 1.3: 191.43; 1.4: 0.38549; 1.5: 7.7238; 1.6: 191.43; 1.7: 114.858; 1.8: 8.4594; 1.9: 957.15; 2: 30.4825; 2.1: 93.6485; 2.2: 652.1804; 2.3: 32.5499; 2.4: -644.4566; 2.5: -32.1644
| 2 | 35.5 | 1: 2.0551; 1.1: 7.636; 1.2: 0.01024; 1.3: 191.7; 1.4: 0.38057; 1.5: 7.636; 1.6: 191.7; 1.7: 115.02; 1.8: 8.4594; 1.9: 958.5; 2: 30.5255; 2.1: 93.6535; 2.2: 653.9868; 2.3: 32.5941; 2.4: -646.3508; 2.5: -32.2135
| 2 | 35.55 | 1: 2.0287; 1.1: 7.5486; 1.2: 0.010123; 1.3: 191.97; 1.4: 0.37568; 1.5: 7.5486; 1.6: 191.97; 1.7: 115.182; 1.8: 8.4594; 1.9: 959.85; 2: 30.5685; 2.1: 93.6584; 2.2: 655.7957; 2.3: 32.6382; 2.4: -648.2472; 2.5: -32.2626
| 2 | 35.6 | 1: 2.0025; 1.1: 7.4615; 1.2: 0.010006; 1.3: 192.24; 1.4: 0.37083; 1.5: 7.4615; 1.6: 192.24; 1.7: 115.344; 1.8: 8.4594; 1.9: 961.2; 2: 30.6115; 2.1: 93.6634; 2.2: 657.6072; 2.3: 32.6824; 2.4: -650.1457; 2.5: -32.3116
| 2 | 35.65 | 1: 1.9764; 1.1: 7.3748; 1.2: 0.0098898; 1.3: 192.51; 1.4: 0.36601; 1.5: 7.3748; 1.6: 192.51; 1.7: 115.506; 1.8: 8.4594; 1.9: 962.55; 2: 30.6545; 2.1: 93.6682; 2.2: 659.4213; 2.3: 32.7266; 2.4: -652.0465; 2.5: -32.3606
| 2 | 35.7 | 1: 1.9506; 1.1: 7.2885; 1.2: 0.009774; 1.3: 192.78; 1.4: 0.36122; 1.5: 7.2885; 1.6: 192.78; 1.7: 115.668; 1.8: 8.4594; 1.9: 963.9; 2: 30.6975; 2.1: 93.6731; 2.2: 661.2379; 2.3: 32.7708; 2.4: -653.9494; 2.5: -32.4096
| 2 | 35.75 | 1: 1.9249; 1.1: 7.2025; 1.2: 0.0096588; 1.3: 193.05; 1.4: 0.35646; 1.5: 7.2025; 1.6: 193.05; 1.7: 115.83; 1.8: 8.4594; 1.9: 965.25; 2: 30.7404; 2.1: 93.678; 2.2: 663.057; 2.3: 32.815; 2.4: -655.8545; 2.5: -32.4586
| 2 | 35.8 | 1: 1.8993; 1.1: 7.117; 1.2: 0.009544; 1.3: 193.32; 1.4: 0.35173; 1.5: 7.117; 1.6: 193.32; 1.7: 115.992; 1.8: 8.4594; 1.9: 966.6; 2: 30.7834; 2.1: 93.6828; 2.2: 664.8788; 2.3: 32.8592; 2.4: -657.7618; 2.5: -32.5075
| 2 | 35.85 | 1: 1.874; 1.1: 7.0318; 1.2: 0.0094298; 1.3: 193.59; 1.4: 0.34704; 1.5: 7.0318; 1.6: 193.59; 1.7: 116.154; 1.8: 8.4594; 1.9: 967.95; 2: 30.8264; 2.1: 93.6876; 2.2: 666.703; 2.3: 32.9034; 2.4: -659.6713; 2.5: -32.5564
| 2 | 35.9 | 1: 1.8488; 1.1: 6.947; 1.2: 0.009316; 1.3: 193.86; 1.4: 0.34237; 1.5: 6.947; 1.6: 193.86; 1.7: 116.316; 1.8: 8.4594; 1.9: 969.3; 2: 30.8694; 2.1: 93.6924; 2.2: 668.5299; 2.3: 32.9476; 2.4: -661.5829; 2.5: -32.6053
| 2 | 35.95 | 1: 1.8238; 1.1: 6.8625; 1.2: 0.0092028; 1.3: 194.13; 1.4: 0.33774; 1.5: 6.8625; 1.6: 194.13; 1.7: 116.478; 1.8: 8.4594; 1.9: 970.65; 2: 30.9124; 2.1: 93.6972; 2.2: 670.3592; 2.3: 32.9918; 2.4: -663.4967; 2.5: -32.6541
| 2 | 36 | 1: 1.799; 1.1: 6.7785; 1.2: 0.0090901; 1.3: 194.4; 1.4: 0.33314; 1.5: 6.7785; 1.6: 194.4; 1.7: 116.64; 1.8: 8.4594; 1.9: 972; 2: 30.9554; 2.1: 93.7019; 2.2: 672.1912; 2.3: 33.0361; 2.4: -665.4127; 2.5: -32.7029
| 2 | 36.05 | 1: 1.7743; 1.1: 6.6949; 1.2: 0.008978; 1.3: 194.67; 1.4: 0.32857; 1.5: 6.6949; 1.6: 194.67; 1.7: 116.802; 1.8: 8.4594; 1.9: 973.35; 2: 30.9984; 2.1: 93.7066; 2.2: 674.0257; 2.3: 33.0803; 2.4: -667.3308; 2.5: -32.7517
| 2 | 36.1 | 1: 1.7498; 1.1: 6.6116; 1.2: 0.0088663; 1.3: 194.94; 1.4: 0.32404; 1.5: 6.6116; 1.6: 194.94; 1.7: 116.964; 1.8: 8.4594; 1.9: 974.7; 2: 31.0414; 2.1: 93.7113; 2.2: 675.8627; 2.3: 33.1245; 2.4: -669.2511; 2.5: -32.8004
| 2 | 36.15 | 1: 1.7255; 1.1: 6.5288; 1.2: 0.0087552; 1.3: 195.21; 1.4: 0.31954; 1.5: 6.5288; 1.6: 195.21; 1.7: 117.126; 1.8: 8.4594; 1.9: 976.05; 2: 31.0844; 2.1: 93.716; 2.2: 677.7023; 2.3: 33.1687; 2.4: -671.1736; 2.5: -32.8492
| 2 | 36.2 | 1: 1.7013; 1.1: 6.4463; 1.2: 0.0086446; 1.3: 195.48; 1.4: 0.31506; 1.5: 6.4463; 1.6: 195.48; 1.7: 117.288; 1.8: 8.4594; 1.9: 977.4; 2: 31.1274; 2.1: 93.7207; 2.2: 679.5445; 2.3: 33.2129; 2.4: -673.0982; 2.5: -32.8979
| 2 | 36.25 | 1: 1.6774; 1.1: 6.3642; 1.2: 0.0085346; 1.3: 195.75; 1.4: 0.31063; 1.5: 6.3642; 1.6: 195.75; 1.7: 117.45; 1.8: 8.4594; 1.9: 978.75; 2: 31.1704; 2.1: 93.7253; 2.2: 681.3892; 2.3: 33.2572; 2.4: -675.0249; 2.5: -32.9465
| 2 | 36.3 | 1: 1.6536; 1.1: 6.2826; 1.2: 0.0084251; 1.3: 196.02; 1.4: 0.30622; 1.5: 6.2826; 1.6: 196.02; 1.7: 117.612; 1.8: 8.4594; 1.9: 980.1; 2: 31.2134; 2.1: 93.73; 2.2: 683.2364; 2.3: 33.3014; 2.4: -676.9538; 2.5: -32.9952
| 2 | 36.35 | 1: 1.6299; 1.1: 6.2014; 1.2: 0.0083161; 1.3: 196.29; 1.4: 0.30184; 1.5: 6.2014; 1.6: 196.29; 1.7: 117.774; 1.8: 8.4594; 1.9: 981.45; 2: 31.2564; 2.1: 93.7346; 2.2: 685.0862; 2.3: 33.3456; 2.4: -678.8849; 2.5: -33.0438
| 2 | 36.4 | 1: 1.6065; 1.1: 6.1205; 1.2: 0.0082077; 1.3: 196.56; 1.4: 0.2975; 1.5: 6.1205; 1.6: 196.56; 1.7: 117.936; 1.8: 8.4594; 1.9: 982.8; 2: 31.2994; 2.1: 93.7392; 2.2: 686.9386; 2.3: 33.3898; 2.4: -680.8181; 2.5: -33.0923
| 2 | 36.45 | 1: 1.5832; 1.1: 6.0401; 1.2: 0.0080999; 1.3: 196.83; 1.4: 0.29319; 1.5: 6.0401; 1.6: 196.83; 1.7: 118.098; 1.8: 8.4594; 1.9: 984.15; 2: 31.3424; 2.1: 93.7437; 2.2: 688.7935; 2.3: 33.4341; 2.4: -682.7535; 2.5: -33.1409
| 2 | 36.5 | 1: 1.5601; 1.1: 5.9601; 1.2: 0.0079926; 1.3: 197.1; 1.4: 0.28891; 1.5: 5.9601; 1.6: 197.1; 1.7: 118.26; 1.8: 8.4594; 1.9: 985.5; 2: 31.3854; 2.1: 93.7483; 2.2: 690.651; 2.3: 33.4783; 2.4: -684.6909; 2.5: -33.1894
| 2 | 36.55 | 1: 1.5372; 1.1: 5.8805; 1.2: 0.0078859; 1.3: 197.37; 1.4: 0.28466; 1.5: 5.8805; 1.6: 197.37; 1.7: 118.422; 1.8: 8.4594; 1.9: 986.85; 2: 31.4283; 2.1: 93.7528; 2.2: 692.5111; 2.3: 33.5226; 2.4: -686.6306; 2.5: -33.2379
| 2 | 36.6 | 1: 1.5144; 1.1: 5.8013; 1.2: 0.0077797; 1.3: 197.64; 1.4: 0.28044; 1.5: 5.8013; 1.6: 197.64; 1.7: 118.584; 1.8: 8.4594; 1.9: 988.2; 2: 31.4713; 2.1: 93.7573; 2.2: 694.3737; 2.3: 33.5668; 2.4: -688.5723; 2.5: -33.2864
| 2 | 36.65 | 1: 1.4918; 1.1: 5.7226; 1.2: 0.0076741; 1.3: 197.91; 1.4: 0.27626; 1.5: 5.7226; 1.6: 197.91; 1.7: 118.746; 1.8: 8.4594; 1.9: 989.55; 2: 31.5143; 2.1: 93.7618; 2.2: 696.2388; 2.3: 33.6111; 2.4: -690.5162; 2.5: -33.3348
| 2 | 36.7 | 1: 1.4694; 1.1: 5.6443; 1.2: 0.0075691; 1.3: 198.18; 1.4: 0.27211; 1.5: 5.6443; 1.6: 198.18; 1.7: 118.908; 1.8: 8.4594; 1.9: 990.9; 2: 31.5573; 2.1: 93.7663; 2.2: 698.1065; 2.3: 33.6553; 2.4: -692.4622; 2.5: -33.3832
| 2 | 36.75 | 1: 1.4471; 1.1: 5.5664; 1.2: 0.0074647; 1.3: 198.45; 1.4: 0.26799; 1.5: 5.5664; 1.6: 198.45; 1.7: 119.07; 1.8: 8.4594; 1.9: 992.25; 2: 31.6003; 2.1: 93.7707; 2.2: 699.9768; 2.3: 33.6996; 2.4: -694.4104; 2.5: -33.4316
| 2 | 36.8 | 1: 1.4251; 1.1: 5.4889; 1.2: 0.0073608; 1.3: 198.72; 1.4: 0.2639; 1.5: 5.4889; 1.6: 198.72; 1.7: 119.232; 1.8: 8.4594; 1.9: 993.6; 2: 31.6433; 2.1: 93.7752; 2.2: 701.8496; 2.3: 33.7438; 2.4: -696.3606; 2.5: -33.4799
| 2 | 36.85 | 1: 1.4032; 1.1: 5.4119; 1.2: 0.0072575; 1.3: 198.99; 1.4: 0.25984; 1.5: 5.4119; 1.6: 198.99; 1.7: 119.394; 1.8: 8.4594; 1.9: 994.95; 2: 31.6863; 2.1: 93.7796; 2.2: 703.725; 2.3: 33.7881; 2.4: -698.313; 2.5: -33.5282
| 2 | 36.9 | 1: 1.3814; 1.1: 5.3353; 1.2: 0.0071548; 1.3: 199.26; 1.4: 0.25582; 1.5: 5.3353; 1.6: 199.26; 1.7: 119.556; 1.8: 8.4594; 1.9: 996.3; 2: 31.7293; 2.1: 93.784; 2.2: 705.6029; 2.3: 33.8323; 2.4: -700.2675; 2.5: -33.5765
| 2 | 36.95 | 1: 1.3599; 1.1: 5.2592; 1.2: 0.0070527; 1.3: 199.53; 1.4: 0.25183; 1.5: 5.2592; 1.6: 199.53; 1.7: 119.718; 1.8: 8.4594; 1.9: 997.65; 2: 31.7723; 2.1: 93.7884; 2.2: 707.4834; 2.3: 33.8766; 2.4: -702.2242; 2.5: -33.6248
| 2 | 37 | 1: 1.3385; 1.1: 5.1835; 1.2: 0.0069512; 1.3: 199.8; 1.4: 0.24787; 1.5: 5.1835; 1.6: 199.8; 1.7: 119.88; 1.8: 8.4594; 1.9: 999; 2: 31.8153; 2.1: 93.7927; 2.2: 709.3664; 2.3: 33.9209; 2.4: -704.1829; 2.5: -33.673
| 2 | 37.05 | 1: 1.3173; 1.1: 5.1082; 1.2: 0.0068503; 1.3: 200.07; 1.4: 0.24394; 1.5: 5.1082; 1.6: 200.07; 1.7: 120.042; 1.8: 8.4594; 1.9: 1000.35; 2: 31.8583; 2.1: 93.7971; 2.2: 711.252; 2.3: 33.9651; 2.4: -706.1438; 2.5: -33.7212
| 2 | 37.1 | 1: 1.2962; 1.1: 5.0334; 1.2: 0.00675; 1.3: 200.34; 1.4: 0.24004; 1.5: 5.0334; 1.6: 200.34; 1.7: 120.204; 1.8: 8.4594; 1.9: 1001.7; 2: 31.9013; 2.1: 93.8014; 2.2: 713.1401; 2.3: 34.0094; 2.4: -708.1067; 2.5: -33.7693
| 2 | 37.15 | 1: 1.2754; 1.1: 4.9591; 1.2: 0.0066502; 1.3: 200.61; 1.4: 0.23618; 1.5: 4.9591; 1.6: 200.61; 1.7: 120.366; 1.8: 8.4594; 1.9: 1003.05; 2: 31.9443; 2.1: 93.8057; 2.2: 715.0309; 2.3: 34.0537; 2.4: -710.0718; 2.5: -33.8175
| 2 | 37.2 | 1: 1.2547; 1.1: 4.8852; 1.2: 0.0065511; 1.3: 200.88; 1.4: 0.23235; 1.5: 4.8852; 1.6: 200.88; 1.7: 120.528; 1.8: 8.4594; 1.9: 1004.4; 2: 31.9873; 2.1: 93.81; 2.2: 716.9241; 2.3: 34.0979; 2.4: -712.0389; 2.5: -33.8656
| 2 | 37.25 | 1: 1.2341; 1.1: 4.8117; 1.2: 0.0064526; 1.3: 201.15; 1.4: 0.22855; 1.5: 4.8117; 1.6: 201.15; 1.7: 120.69; 1.8: 8.4594; 1.9: 1005.75; 2: 32.0303; 2.1: 93.8142; 2.2: 718.8199; 2.3: 34.1422; 2.4: -714.0082; 2.5: -33.9137
| 2 | 37.3 | 1: 1.2138; 1.1: 4.7388; 1.2: 0.0063548; 1.3: 201.42; 1.4: 0.22478; 1.5: 4.7388; 1.6: 201.42; 1.7: 120.852; 1.8: 8.4594; 1.9: 1007.1; 2: 32.0732; 2.1: 93.8185; 2.2: 720.7183; 2.3: 34.1865; 2.4: -715.9796; 2.5: -33.9617
| 2 | 37.35 | 1: 1.1936; 1.1: 4.6662; 1.2: 0.0062575; 1.3: 201.69; 1.4: 0.22104; 1.5: 4.6662; 1.6: 201.69; 1.7: 121.014; 1.8: 8.4594; 1.9: 1008.45; 2: 32.1162; 2.1: 93.8227; 2.2: 722.6192; 2.3: 34.2308; 2.4: -717.953; 2.5: -34.0097
| 2 | 37.4 | 1: 1.1736; 1.1: 4.5942; 1.2: 0.0061609; 1.3: 201.96; 1.4: 0.21734; 1.5: 4.5942; 1.6: 201.96; 1.7: 121.176; 1.8: 8.4594; 1.9: 1009.8; 2: 32.1592; 2.1: 93.8269; 2.2: 724.5227; 2.3: 34.2751; 2.4: -719.9286; 2.5: -34.0577
| 2 | 37.45 | 1: 1.1538; 1.1: 4.5226; 1.2: 0.0060649; 1.3: 202.23; 1.4: 0.21366; 1.5: 4.5226; 1.6: 202.23; 1.7: 121.338; 1.8: 8.4594; 1.9: 1011.15; 2: 32.2022; 2.1: 93.8311; 2.2: 726.4288; 2.3: 34.3194; 2.4: -721.9062; 2.5: -34.1057
| 2 | 37.5 | 1: 1.1341; 1.1: 4.4515; 1.2: 0.0059695; 1.3: 202.5; 1.4: 0.21002; 1.5: 4.4515; 1.6: 202.5; 1.7: 121.5; 1.8: 8.4594; 1.9: 1012.5; 2: 32.2452; 2.1: 93.8353; 2.2: 728.3374; 2.3: 34.3636; 2.4: -723.8859; 2.5: -34.1536
| 2 | 37.55 | 1: 1.1146; 1.1: 4.3808; 1.2: 0.0058748; 1.3: 202.77; 1.4: 0.20642; 1.5: 4.3808; 1.6: 202.77; 1.7: 121.662; 1.8: 8.4594; 1.9: 1013.85; 2: 32.2882; 2.1: 93.8395; 2.2: 730.2485; 2.3: 34.4079; 2.4: -725.8677; 2.5: -34.2015
| 2 | 37.6 | 1: 1.0953; 1.1: 4.3106; 1.2: 0.0057807; 1.3: 203.04; 1.4: 0.20284; 1.5: 4.3106; 1.6: 203.04; 1.7: 121.824; 1.8: 8.4594; 1.9: 1015.2; 2: 32.3312; 2.1: 93.8436; 2.2: 732.1622; 2.3: 34.4522; 2.4: -727.8516; 2.5: -34.2494
| 2 | 37.65 | 1: 1.0762; 1.1: 4.241; 1.2: 0.0056872; 1.3: 203.31; 1.4: 0.19929; 1.5: 4.241; 1.6: 203.31; 1.7: 121.986; 1.8: 8.4594; 1.9: 1016.55; 2: 32.3742; 2.1: 93.8477; 2.2: 734.0785; 2.3: 34.4965; 2.4: -729.8375; 2.5: -34.2972
| 2 | 37.7 | 1: 1.0572; 1.1: 4.1717; 1.2: 0.0055944; 1.3: 203.58; 1.4: 0.19578; 1.5: 4.1717; 1.6: 203.58; 1.7: 122.148; 1.8: 8.4594; 1.9: 1017.9; 2: 32.4172; 2.1: 93.8518; 2.2: 735.9973; 2.3: 34.5408; 2.4: -731.8256; 2.5: -34.345
| 2 | 37.75 | 1: 1.0384; 1.1: 4.103; 1.2: 0.0055022; 1.3: 203.85; 1.4: 0.1923; 1.5: 4.103; 1.6: 203.85; 1.7: 122.31; 1.8: 8.4594; 1.9: 1019.25; 2: 32.4602; 2.1: 93.8559; 2.2: 737.9187; 2.3: 34.5851; 2.4: -733.8157; 2.5: -34.3928
| 2 | 37.8 | 1: 1.0198; 1.1: 4.0348; 1.2: 0.0054107; 1.3: 204.12; 1.4: 0.18885; 1.5: 4.0348; 1.6: 204.12; 1.7: 122.472; 1.8: 8.4594; 1.9: 1020.6; 2: 32.5032; 2.1: 93.86; 2.2: 739.8426; 2.3: 34.6294; 2.4: -735.8079; 2.5: -34.4406
| 2 | 37.85 | 1: 1.0014; 1.1: 3.967; 1.2: 0.0053199; 1.3: 204.39; 1.4: 0.18544; 1.5: 3.967; 1.6: 204.39; 1.7: 122.634; 1.8: 8.4594; 1.9: 1021.95; 2: 32.5462; 2.1: 93.864; 2.2: 741.7691; 2.3: 34.6737; 2.4: -737.8021; 2.5: -34.4883
| 2 | 37.9 | 1: 0.98309; 1.1: 3.8998; 1.2: 0.0052297; 1.3: 204.66; 1.4: 0.18205; 1.5: 3.8998; 1.6: 204.66; 1.7: 122.796; 1.8: 8.4594; 1.9: 1023.3; 2: 32.5892; 2.1: 93.8681; 2.2: 743.6982; 2.3: 34.7181; 2.4: -739.7984; 2.5: -34.536
| 2 | 37.95 | 1: 0.96498; 1.1: 3.833; 1.2: 0.0051401; 1.3: 204.93; 1.4: 0.1787; 1.5: 3.833; 1.6: 204.93; 1.7: 122.958; 1.8: 8.4594; 1.9: 1024.65; 2: 32.6322; 2.1: 93.8721; 2.2: 745.6298; 2.3: 34.7624; 2.4: -741.7968; 2.5: -34.5837
| 2 | 38 | 1: 0.94705; 1.1: 3.7667; 1.2: 0.0050513; 1.3: 205.2; 1.4: 0.17538; 1.5: 3.7667; 1.6: 205.2; 1.7: 123.12; 1.8: 8.4594; 1.9: 1026; 2: 32.6752; 2.1: 93.8761; 2.2: 747.564; 2.3: 34.8067; 2.4: -743.7972; 2.5: -34.6313
| 2 | 38.05 | 1: 0.9293; 1.1: 3.701; 1.2: 0.0049631; 1.3: 205.47; 1.4: 0.17209; 1.5: 3.701; 1.6: 205.47; 1.7: 123.282; 1.8: 8.4594; 1.9: 1027.35; 2: 32.7182; 2.1: 93.8801; 2.2: 749.5007; 2.3: 34.851; 2.4: -745.7997; 2.5: -34.6789
| 2 | 38.1 | 1: 0.91171; 1.1: 3.6357; 1.2: 0.0048756; 1.3: 205.74; 1.4: 0.16884; 1.5: 3.6357; 1.6: 205.74; 1.7: 123.444; 1.8: 8.4594; 1.9: 1028.7; 2: 32.7611; 2.1: 93.8841; 2.2: 751.4399; 2.3: 34.8953; 2.4: -747.8042; 2.5: -34.7265
| 2 | 38.15 | 1: 0.8943; 1.1: 3.571; 1.2: 0.0047887; 1.3: 206.01; 1.4: 0.16561; 1.5: 3.571; 1.6: 206.01; 1.7: 123.606; 1.8: 8.4594; 1.9: 1030.05; 2: 32.8041; 2.1: 93.888; 2.2: 753.3818; 2.3: 34.9396; 2.4: -749.8108; 2.5: -34.774
| 2 | 38.2 | 1: 0.87706; 1.1: 3.5067; 1.2: 0.0047026; 1.3: 206.28; 1.4: 0.16242; 1.5: 3.5067; 1.6: 206.28; 1.7: 123.768; 1.8: 8.4594; 1.9: 1031.4; 2: 32.8471; 2.1: 93.892; 2.2: 755.3262; 2.3: 34.984; 2.4: -751.8194; 2.5: -34.8215
| 2 | 38.25 | 1: 0.85999; 1.1: 3.443; 1.2: 0.0046171; 1.3: 206.55; 1.4: 0.15926; 1.5: 3.443; 1.6: 206.55; 1.7: 123.93; 1.8: 8.4594; 1.9: 1032.75; 2: 32.8901; 2.1: 93.8959; 2.2: 757.2731; 2.3: 35.0283; 2.4: -753.8301; 2.5: -34.869
| 2 | 38.3 | 1: 0.8431; 1.1: 3.3798; 1.2: 0.0045323; 1.3: 206.82; 1.4: 0.15613; 1.5: 3.3798; 1.6: 206.82; 1.7: 124.092; 1.8: 8.4594; 1.9: 1034.1; 2: 32.9331; 2.1: 93.8998; 2.2: 759.2226; 2.3: 35.0726; 2.4: -755.8428; 2.5: -34.9165
| 2 | 38.35 | 1: 0.82638; 1.1: 3.3171; 1.2: 0.0044483; 1.3: 207.09; 1.4: 0.15303; 1.5: 3.3171; 1.6: 207.09; 1.7: 124.254; 1.8: 8.4594; 1.9: 1035.45; 2: 32.9761; 2.1: 93.9037; 2.2: 761.1747; 2.3: 35.117; 2.4: -757.8576; 2.5: -34.9639
| 2 | 38.4 | 1: 0.80983; 1.1: 3.2549; 1.2: 0.0043649; 1.3: 207.36; 1.4: 0.14997; 1.5: 3.2549; 1.6: 207.36; 1.7: 124.416; 1.8: 8.4594; 1.9: 1036.8; 2: 33.0191; 2.1: 93.9076; 2.2: 763.1293; 2.3: 35.1613; 2.4: -759.8744; 2.5: -35.0113
| 2 | 38.45 | 1: 0.79346; 1.1: 3.1932; 1.2: 0.0042822; 1.3: 207.63; 1.4: 0.14694; 1.5: 3.1932; 1.6: 207.63; 1.7: 124.578; 1.8: 8.4594; 1.9: 1038.15; 2: 33.0621; 2.1: 93.9114; 2.2: 765.0865; 2.3: 35.2056; 2.4: -761.8932; 2.5: -35.0587
| 2 | 38.5 | 1: 0.77726; 1.1: 3.1321; 1.2: 0.0042002; 1.3: 207.9; 1.4: 0.14394; 1.5: 3.1321; 1.6: 207.9; 1.7: 124.74; 1.8: 8.4594; 1.9: 1039.5; 2: 33.1051; 2.1: 93.9153; 2.2: 767.0462; 2.3: 35.25; 2.4: -763.9141; 2.5: -35.106
| 2 | 38.55 | 1: 0.76123; 1.1: 3.0715; 1.2: 0.0041189; 1.3: 208.17; 1.4: 0.14097; 1.5: 3.0715; 1.6: 208.17; 1.7: 124.902; 1.8: 8.4594; 1.9: 1040.85; 2: 33.1481; 2.1: 93.9191; 2.2: 769.0085; 2.3: 35.2943; 2.4: -765.937; 2.5: -35.1533
| 2 | 38.6 | 1: 0.74538; 1.1: 3.0114; 1.2: 0.0040384; 1.3: 208.44; 1.4: 0.13803; 1.5: 3.0114; 1.6: 208.44; 1.7: 125.064; 1.8: 8.4594; 1.9: 1042.2; 2: 33.1911; 2.1: 93.9229; 2.2: 770.9733; 2.3: 35.3386; 2.4: -767.9619; 2.5: -35.2006
| 2 | 38.65 | 1: 0.72969; 1.1: 2.9519; 1.2: 0.0039585; 1.3: 208.71; 1.4: 0.13513; 1.5: 2.9519; 1.6: 208.71; 1.7: 125.226; 1.8: 8.4594; 1.9: 1043.55; 2: 33.2341; 2.1: 93.9267; 2.2: 772.9407; 2.3: 35.383; 2.4: -769.9888; 2.5: -35.2479
| 2 | 38.7 | 1: 0.71418; 1.1: 2.8929; 1.2: 0.0038794; 1.3: 208.98; 1.4: 0.13226; 1.5: 2.8929; 1.6: 208.98; 1.7: 125.388; 1.8: 8.4594; 1.9: 1044.9; 2: 33.2771; 2.1: 93.9305; 2.2: 774.9107; 2.3: 35.4273; 2.4: -772.0178; 2.5: -35.2951
| 2 | 38.75 | 1: 0.69885; 1.1: 2.8344; 1.2: 0.003801; 1.3: 209.25; 1.4: 0.12942; 1.5: 2.8344; 1.6: 209.25; 1.7: 125.55; 1.8: 8.4594; 1.9: 1046.25; 2: 33.3201; 2.1: 93.9342; 2.2: 776.8832; 2.3: 35.4717; 2.4: -774.0488; 2.5: -35.3423
| 2 | 38.8 | 1: 0.68369; 1.1: 2.7765; 1.2: 0.0037233; 1.3: 209.52; 1.4: 0.12661; 1.5: 2.7765; 1.6: 209.52; 1.7: 125.712; 1.8: 8.4594; 1.9: 1047.6; 2: 33.3631; 2.1: 93.938; 2.2: 778.8582; 2.3: 35.516; 2.4: -776.0817; 2.5: -35.3894
| 2 | 38.85 | 1: 0.66869; 1.1: 2.7191; 1.2: 0.0036464; 1.3: 209.79; 1.4: 0.12383; 1.5: 2.7191; 1.6: 209.79; 1.7: 125.874; 1.8: 8.4594; 1.9: 1048.95; 2: 33.4061; 2.1: 93.9417; 2.2: 780.8359; 2.3: 35.5604; 2.4: -778.1167; 2.5: -35.4366
| 2 | 38.9 | 1: 0.65388; 1.1: 2.6623; 1.2: 0.0035702; 1.3: 210.06; 1.4: 0.12109; 1.5: 2.6623; 1.6: 210.06; 1.7: 126.036; 1.8: 8.4594; 1.9: 1050.3; 2: 33.449; 2.1: 93.9455; 2.2: 782.816; 2.3: 35.6048; 2.4: -780.1538; 2.5: -35.4837
| 2 | 38.95 | 1: 0.63923; 1.1: 2.606; 1.2: 0.0034947; 1.3: 210.33; 1.4: 0.11838; 1.5: 2.606; 1.6: 210.33; 1.7: 126.198; 1.8: 8.4594; 1.9: 1051.65; 2: 33.492; 2.1: 93.9492; 2.2: 784.7988; 2.3: 35.6491; 2.4: -782.1928; 2.5: -35.5307
| 2 | 39 | 1: 0.62476; 1.1: 2.5503; 1.2: 0.00342; 1.3: 210.6; 1.4: 0.1157; 1.5: 2.5503; 1.6: 210.6; 1.7: 126.36; 1.8: 8.4594; 1.9: 1053; 2: 33.535; 2.1: 93.9528; 2.2: 786.7841; 2.3: 35.6935; 2.4: -784.2338; 2.5: -35.5778
| 2 | 39.05 | 1: 0.61046; 1.1: 2.4951; 1.2: 0.003346; 1.3: 210.87; 1.4: 0.11305; 1.5: 2.4951; 1.6: 210.87; 1.7: 126.522; 1.8: 8.4594; 1.9: 1054.35; 2: 33.578; 2.1: 93.9565; 2.2: 788.7719; 2.3: 35.7378; 2.4: -786.2768; 2.5: -35.6248
| 2 | 39.1 | 1: 0.59634; 1.1: 2.4405; 1.2: 0.0032728; 1.3: 211.14; 1.4: 0.11043; 1.5: 2.4405; 1.6: 211.14; 1.7: 126.684; 1.8: 8.4594; 1.9: 1055.7; 2: 33.621; 2.1: 93.9602; 2.2: 790.7623; 2.3: 35.7822; 2.4: -788.3218; 2.5: -35.6718
| 2 | 39.15 | 1: 0.58239; 1.1: 2.3865; 1.2: 0.0032003; 1.3: 211.41; 1.4: 0.10785; 1.5: 2.3865; 1.6: 211.41; 1.7: 126.846; 1.8: 8.4594; 1.9: 1057.05; 2: 33.664; 2.1: 93.9638; 2.2: 792.7553; 2.3: 35.8266; 2.4: -790.3688; 2.5: -35.7187
| 2 | 39.2 | 1: 0.56861; 1.1: 2.333; 1.2: 0.0031286; 1.3: 211.68; 1.4: 0.1053; 1.5: 2.333; 1.6: 211.68; 1.7: 127.008; 1.8: 8.4594; 1.9: 1058.4; 2: 33.707; 2.1: 93.9674; 2.2: 794.7508; 2.3: 35.8709; 2.4: -792.4178; 2.5: -35.7656
| 2 | 39.25 | 1: 0.555; 1.1: 2.2801; 1.2: 0.0030576; 1.3: 211.95; 1.4: 0.10278; 1.5: 2.2801; 1.6: 211.95; 1.7: 127.17; 1.8: 8.4594; 1.9: 1059.75; 2: 33.75; 2.1: 93.9711; 2.2: 796.7489; 2.3: 35.9153; 2.4: -794.4688; 2.5: -35.8125
| 2 | 39.3 | 1: 0.54157; 1.1: 2.2277; 1.2: 0.0029874; 1.3: 212.22; 1.4: 0.10029; 1.5: 2.2277; 1.6: 212.22; 1.7: 127.332; 1.8: 8.4594; 1.9: 1061.1; 2: 33.793; 2.1: 93.9747; 2.2: 798.7495; 2.3: 35.9597; 2.4: -796.5218; 2.5: -35.8594
| 2 | 39.35 | 1: 0.52831; 1.1: 2.1759; 1.2: 0.002918; 1.3: 212.49; 1.4: 0.097836; 1.5: 2.1759; 1.6: 212.49; 1.7: 127.494; 1.8: 8.4594; 1.9: 1062.45; 2: 33.836; 2.1: 93.9782; 2.2: 800.7527; 2.3: 36.0041; 2.4: -798.5768; 2.5: -35.9062
| 2 | 39.4 | 1: 0.51523; 1.1: 2.1247; 1.2: 0.0028493; 1.3: 212.76; 1.4: 0.095413; 1.5: 2.1247; 1.6: 212.76; 1.7: 127.656; 1.8: 8.4594; 1.9: 1063.8; 2: 33.879; 2.1: 93.9818; 2.2: 802.7584; 2.3: 36.0484; 2.4: -800.6337; 2.5: -35.953
| 2 | 39.45 | 1: 0.50231; 1.1: 2.0741; 1.2: 0.0027814; 1.3: 213.03; 1.4: 0.093021; 1.5: 2.0741; 1.6: 213.03; 1.7: 127.818; 1.8: 8.4594; 1.9: 1065.15; 2: 33.922; 2.1: 93.9854; 2.2: 804.7667; 2.3: 36.0928; 2.4: -802.6926; 2.5: -35.9998
| 2 | 39.5 | 1: 0.48958; 1.1: 2.0241; 1.2: 0.0027143; 1.3: 213.3; 1.4: 0.090662; 1.5: 2.0241; 1.6: 213.3; 1.7: 127.98; 1.8: 8.4594; 1.9: 1066.5; 2: 33.965; 2.1: 93.9889; 2.2: 806.7776; 2.3: 36.1372; 2.4: -804.7535; 2.5: -36.0465
| 2 | 39.55 | 1: 0.47701; 1.1: 1.9746; 1.2: 0.002648; 1.3: 213.57; 1.4: 0.088335; 1.5: 1.9746; 1.6: 213.57; 1.7: 128.142; 1.8: 8.4594; 1.9: 1067.85; 2: 34.008; 2.1: 93.9924; 2.2: 808.791; 2.3: 36.1816; 2.4: -806.8164; 2.5: -36.0933
| 2 | 39.6 | 1: 0.46462; 1.1: 1.9257; 1.2: 0.0025825; 1.3: 213.84; 1.4: 0.08604; 1.5: 1.9257; 1.6: 213.84; 1.7: 128.304; 1.8: 8.4594; 1.9: 1069.2; 2: 34.051; 2.1: 93.996; 2.2: 810.807; 2.3: 36.226; 2.4: -808.8812; 2.5: -36.1399
| 2 | 39.65 | 1: 0.4524; 1.1: 1.8775; 1.2: 0.0025177; 1.3: 214.11; 1.4: 0.083777; 1.5: 1.8775; 1.6: 214.11; 1.7: 128.466; 1.8: 8.4594; 1.9: 1070.55; 2: 34.0939; 2.1: 93.9995; 2.2: 812.8255; 2.3: 36.2704; 2.4: -810.948; 2.5: -36.1866
| 2 | 39.7 | 1: 0.44035; 1.1: 1.8298; 1.2: 0.0024538; 1.3: 214.38; 1.4: 0.081546; 1.5: 1.8298; 1.6: 214.38; 1.7: 128.628; 1.8: 8.4594; 1.9: 1071.9; 2: 34.1369; 2.1: 94.0029; 2.2: 814.8466; 2.3: 36.3148; 2.4: -813.0168; 2.5: -36.2332
| 2 | 39.75 | 1: 0.42848; 1.1: 1.7827; 1.2: 0.0023906; 1.3: 214.65; 1.4: 0.079348; 1.5: 1.7827; 1.6: 214.65; 1.7: 128.79; 1.8: 8.4594; 1.9: 1073.25; 2: 34.1799; 2.1: 94.0064; 2.2: 816.8702; 2.3: 36.3592; 2.4: -815.0875; 2.5: -36.2798
| 2 | 39.8 | 1: 0.41678; 1.1: 1.7362; 1.2: 0.0023283; 1.3: 214.92; 1.4: 0.077181; 1.5: 1.7362; 1.6: 214.92; 1.7: 128.952; 1.8: 8.4594; 1.9: 1074.6; 2: 34.2229; 2.1: 94.0099; 2.2: 818.8964; 2.3: 36.4036; 2.4: -817.1602; 2.5: -36.3264
| 2 | 39.85 | 1: 0.40525; 1.1: 1.6903; 1.2: 0.0022667; 1.3: 215.19; 1.4: 0.075046; 1.5: 1.6903; 1.6: 215.19; 1.7: 129.114; 1.8: 8.4594; 1.9: 1075.95; 2: 34.2659; 2.1: 94.0133; 2.2: 820.9252; 2.3: 36.4479; 2.4: -819.2349; 2.5: -36.3729
| 2 | 39.9 | 1: 0.3939; 1.1: 1.645; 1.2: 0.002206; 1.3: 215.46; 1.4: 0.072944; 1.5: 1.645; 1.6: 215.46; 1.7: 129.276; 1.8: 8.4594; 1.9: 1077.3; 2: 34.3089; 2.1: 94.0167; 2.2: 822.9565; 2.3: 36.4923; 2.4: -821.3115; 2.5: -36.4194
| 2 | 39.95 | 1: 0.38272; 1.1: 1.6003; 1.2: 0.002146; 1.3: 215.73; 1.4: 0.070873; 1.5: 1.6003; 1.6: 215.73; 1.7: 129.438; 1.8: 8.4594; 1.9: 1078.65; 2: 34.3519; 2.1: 94.0202; 2.2: 824.9903; 2.3: 36.5368; 2.4: -823.39; 2.5: -36.4659
| 2 | 40 | 1: 0.37171; 1.1: 1.5562; 1.2: 0.0020869; 1.3: 216; 1.4: 0.068835; 1.5: 1.5562; 1.6: 216; 1.7: 129.6; 1.8: 8.4594; 1.9: 1080; 2: 34.3949; 2.1: 94.0236; 2.2: 827.0267; 2.3: 36.5812; 2.4: -825.4705; 2.5: -36.5123
| 2 | 40.05 | 1: 0.36088; 1.1: 1.5128; 1.2: 0.0020286; 1.3: 216.27; 1.4: 0.066829; 1.5: 1.5128; 1.6: 216.27; 1.7: 129.762; 1.8: 8.4594; 1.9: 1081.35; 2: 34.4379; 2.1: 94.027; 2.2: 829.0657; 2.3: 36.6256; 2.4: -827.5529; 2.5: -36.5587
| 2 | 40.1 | 1: 0.35022; 1.1: 1.4699; 1.2: 0.0019712; 1.3: 216.54; 1.4: 0.064855; 1.5: 1.4699; 1.6: 216.54; 1.7: 129.924; 1.8: 8.4594; 1.9: 1082.7; 2: 34.4809; 2.1: 94.0303; 2.2: 831.1072; 2.3: 36.67; 2.4: -829.6373; 2.5: -36.6051
| 2 | 40.15 | 1: 0.33973; 1.1: 1.4277; 1.2: 0.0019145; 1.3: 216.81; 1.4: 0.062913; 1.5: 1.4277; 1.6: 216.81; 1.7: 130.086; 1.8: 8.4594; 1.9: 1084.05; 2: 34.5239; 2.1: 94.0337; 2.2: 833.1513; 2.3: 36.7144; 2.4: -831.7236; 2.5: -36.6515
| 2 | 40.2 | 1: 0.32942; 1.1: 1.3861; 1.2: 0.0018587; 1.3: 217.08; 1.4: 0.061003; 1.5: 1.3861; 1.6: 217.08; 1.7: 130.248; 1.8: 8.4594; 1.9: 1085.4; 2: 34.5669; 2.1: 94.037; 2.2: 835.198; 2.3: 36.7588; 2.4: -833.8119; 2.5: -36.6978
| 2 | 40.25 | 1: 0.31928; 1.1: 1.3451; 1.2: 0.0018038; 1.3: 217.35; 1.4: 0.059125; 1.5: 1.3451; 1.6: 217.35; 1.7: 130.41; 1.8: 8.4594; 1.9: 1086.75; 2: 34.6099; 2.1: 94.0404; 2.2: 837.2471; 2.3: 36.8032; 2.4: -835.9021; 2.5: -36.7441
| 2 | 40.3 | 1: 0.30931; 1.1: 1.3047; 1.2: 0.0017496; 1.3: 217.62; 1.4: 0.05728; 1.5: 1.3047; 1.6: 217.62; 1.7: 130.572; 1.8: 8.4594; 1.9: 1088.1; 2: 34.6529; 2.1: 94.0437; 2.2: 839.2989; 2.3: 36.8476; 2.4: -837.9942; 2.5: -36.7903
| 2 | 40.35 | 1: 0.29952; 1.1: 1.265; 1.2: 0.0016963; 1.3: 217.89; 1.4: 0.055466; 1.5: 1.265; 1.6: 217.89; 1.7: 130.734; 1.8: 8.4594; 1.9: 1089.45; 2: 34.6959; 2.1: 94.047; 2.2: 841.3532; 2.3: 36.892; 2.4: -840.0882; 2.5: -36.8366
| 2 | 40.4 | 1: 0.2899; 1.1: 1.2258; 1.2: 0.0016439; 1.3: 218.16; 1.4: 0.053685; 1.5: 1.2258; 1.6: 218.16; 1.7: 130.896; 1.8: 8.4594; 1.9: 1090.8; 2: 34.7389; 2.1: 94.0503; 2.2: 843.4101; 2.3: 36.9365; 2.4: -842.1842; 2.5: -36.8828
| 2 | 40.45 | 1: 0.28045; 1.1: 1.1874; 1.2: 0.0015923; 1.3: 218.43; 1.4: 0.051936; 1.5: 1.1874; 1.6: 218.43; 1.7: 131.058; 1.8: 8.4594; 1.9: 1092.15; 2: 34.7818; 2.1: 94.0536; 2.2: 845.4695; 2.3: 36.9809; 2.4: -844.2821; 2.5: -36.9289
| 2 | 40.5 | 1: 0.27118; 1.1: 1.1495; 1.2: 0.0015415; 1.3: 218.7; 1.4: 0.050219; 1.5: 1.1495; 1.6: 218.7; 1.7: 131.22; 1.8: 8.4594; 1.9: 1093.5; 2: 34.8248; 2.1: 94.0569; 2.2: 847.5314; 2.3: 37.0253; 2.4: -846.3819; 2.5: -36.9751
| 2 | 40.55 | 1: 0.26208; 1.1: 1.1123; 1.2: 0.0014917; 1.3: 218.97; 1.4: 0.048534; 1.5: 1.1123; 1.6: 218.97; 1.7: 131.382; 1.8: 8.4594; 1.9: 1094.85; 2: 34.8678; 2.1: 94.0601; 2.2: 849.596; 2.3: 37.0697; 2.4: -848.4836; 2.5: -37.0212
| 2 | 40.6 | 1: 0.25316; 1.1: 1.0758; 1.2: 0.0014426; 1.3: 219.24; 1.4: 0.046881; 1.5: 1.0758; 1.6: 219.24; 1.7: 131.544; 1.8: 8.4594; 1.9: 1096.2; 2: 34.9108; 2.1: 94.0634; 2.2: 851.663; 2.3: 37.1142; 2.4: -850.5873; 2.5: -37.0673
| 2 | 40.65 | 1: 0.2444; 1.1: 1.0399; 1.2: 0.0013945; 1.3: 219.51; 1.4: 0.04526; 1.5: 1.0399; 1.6: 219.51; 1.7: 131.706; 1.8: 8.4594; 1.9: 1097.55; 2: 34.9538; 2.1: 94.0666; 2.2: 853.7327; 2.3: 37.1586; 2.4: -852.6928; 2.5: -37.1133
| 2 | 40.7 | 1: 0.23583; 1.1: 1.0046; 1.2: 0.0013472; 1.3: 219.78; 1.4: 0.043671; 1.5: 1.0046; 1.6: 219.78; 1.7: 131.868; 1.8: 8.4594; 1.9: 1098.9; 2: 34.9968; 2.1: 94.0698; 2.2: 855.8049; 2.3: 37.203; 2.4: -854.8003; 2.5: -37.1593
| 2 | 40.75 | 1: 0.22742; 1.1: 0.96999; 1.2: 0.0013008; 1.3: 220.05; 1.4: 0.042115; 1.5: 0.96999; 1.6: 220.05; 1.7: 132.03; 1.8: 8.4594; 1.9: 1100.25; 2: 35.0398; 2.1: 94.073; 2.2: 857.8796; 2.3: 37.2475; 2.4: -856.9096; 2.5: -37.2053
| 2 | 40.8 | 1: 0.21919; 1.1: 0.93603; 1.2: 0.0012552; 1.3: 220.32; 1.4: 0.040591; 1.5: 0.93603; 1.6: 220.32; 1.7: 132.192; 1.8: 8.4594; 1.9: 1101.6; 2: 35.0828; 2.1: 94.0762; 2.2: 859.9569; 2.3: 37.2919; 2.4: -859.0209; 2.5: -37.2513
| 2 | 40.85 | 1: 0.21113; 1.1: 0.90272; 1.2: 0.0012106; 1.3: 220.59; 1.4: 0.039098; 1.5: 0.90272; 1.6: 220.59; 1.7: 132.354; 1.8: 8.4594; 1.9: 1102.95; 2: 35.1258; 2.1: 94.0794; 2.2: 862.0367; 2.3: 37.3363; 2.4: -861.134; 2.5: -37.2972
| 2 | 40.9 | 1: 0.20325; 1.1: 0.87008; 1.2: 0.0011668; 1.3: 220.86; 1.4: 0.037638; 1.5: 0.87008; 1.6: 220.86; 1.7: 132.516; 1.8: 8.4594; 1.9: 1104.3; 2: 35.1688; 2.1: 94.0826; 2.2: 864.1191; 2.3: 37.3808; 2.4: -863.2491; 2.5: -37.3431
| 2 | 40.95 | 1: 0.19554; 1.1: 0.83809; 1.2: 0.0011239; 1.3: 221.13; 1.4: 0.036211; 1.5: 0.83809; 1.6: 221.13; 1.7: 132.678; 1.8: 8.4594; 1.9: 1105.65; 2: 35.2118; 2.1: 94.0857; 2.2: 866.2041; 2.3: 37.4252; 2.4: -865.366; 2.5: -37.389
| 2 | 41 | 1: 0.188; 1.1: 0.80677; 1.2: 0.0010819; 1.3: 221.4; 1.4: 0.034815; 1.5: 0.80677; 1.6: 221.4; 1.7: 132.84; 1.8: 8.4594; 1.9: 1107; 2: 35.2548; 2.1: 94.0889; 2.2: 868.2916; 2.3: 37.4696; 2.4: -867.4849; 2.5: -37.4348
| 2 | 41.05 | 1: 0.18064; 1.1: 0.77612; 1.2: 0.0010408; 1.3: 221.67; 1.4: 0.033451; 1.5: 0.77612; 1.6: 221.67; 1.7: 133.002; 1.8: 8.4594; 1.9: 1108.35; 2: 35.2978; 2.1: 94.092; 2.2: 870.3817; 2.3: 37.5141; 2.4: -869.6056; 2.5: -37.4806
| 2 | 41.1 | 1: 0.17345; 1.1: 0.74614; 1.2: 0.0010006; 1.3: 221.94; 1.4: 0.03212; 1.5: 0.74614; 1.6: 221.94; 1.7: 133.164; 1.8: 8.4594; 1.9: 1109.7; 2: 35.3408; 2.1: 94.0952; 2.2: 872.4743; 2.3: 37.5585; 2.4: -871.7282; 2.5: -37.5264
| 2 | 41.15 | 1: 0.16643; 1.1: 0.71682; 1.2: 0.00096128; 1.3: 222.21; 1.4: 0.030821; 1.5: 0.71682; 1.6: 222.21; 1.7: 133.326; 1.8: 8.4594; 1.9: 1111.05; 2: 35.3838; 2.1: 94.0983; 2.2: 874.5695; 2.3: 37.603; 2.4: -873.8527; 2.5: -37.5722
| 2 | 41.2 | 1: 0.15959; 1.1: 0.68819; 1.2: 0.00092288; 1.3: 222.48; 1.4: 0.029554; 1.5: 0.68819; 1.6: 222.48; 1.7: 133.488; 1.8: 8.4594; 1.9: 1112.4; 2: 35.4268; 2.1: 94.1014; 2.2: 876.6672; 2.3: 37.6474; 2.4: -875.979; 2.5: -37.6179
| 2 | 41.25 | 1: 0.15292; 1.1: 0.66023; 1.2: 0.00088539; 1.3: 222.75; 1.4: 0.028319; 1.5: 0.66023; 1.6: 222.75; 1.7: 133.65; 1.8: 8.4594; 1.9: 1113.75; 2: 35.4697; 2.1: 94.1045; 2.2: 878.7675; 2.3: 37.6919; 2.4: -878.1073; 2.5: -37.6636
| 2 | 41.3 | 1: 0.14643; 1.1: 0.63296; 1.2: 0.00084881; 1.3: 223.02; 1.4: 0.027116; 1.5: 0.63296; 1.6: 223.02; 1.7: 133.812; 1.8: 8.4594; 1.9: 1115.1; 2: 35.5127; 2.1: 94.1075; 2.2: 880.8703; 2.3: 37.7363; 2.4: -880.2374; 2.5: -37.7092
| 2 | 41.35 | 1: 0.1401; 1.1: 0.60637; 1.2: 0.00081315; 1.3: 223.29; 1.4: 0.025945; 1.5: 0.60637; 1.6: 223.29; 1.7: 133.974; 1.8: 8.4594; 1.9: 1116.45; 2: 35.5557; 2.1: 94.1106; 2.2: 882.9757; 2.3: 37.7808; 2.4: -882.3694; 2.5: -37.7549
| 2 | 41.4 | 1: 0.13396; 1.1: 0.58046; 1.2: 0.00077841; 1.3: 223.56; 1.4: 0.024807; 1.5: 0.58046; 1.6: 223.56; 1.7: 134.136; 1.8: 8.4594; 1.9: 1117.8; 2: 35.5987; 2.1: 94.1137; 2.2: 885.0837; 2.3: 37.8253; 2.4: -884.5032; 2.5: -37.8004
| 2 | 41.45 | 1: 0.12798; 1.1: 0.55525; 1.2: 0.0007446; 1.3: 223.83; 1.4: 0.023701; 1.5: 0.55525; 1.6: 223.83; 1.7: 134.298; 1.8: 8.4594; 1.9: 1119.15; 2: 35.6417; 2.1: 94.1167; 2.2: 887.1942; 2.3: 37.8697; 2.4: -886.6389; 2.5: -37.846
| 2 | 41.5 | 1: 0.12218; 1.1: 0.53073; 1.2: 0.00071172; 1.3: 224.1; 1.4: 0.022627; 1.5: 0.53073; 1.6: 224.1; 1.7: 134.46; 1.8: 8.4594; 1.9: 1120.5; 2: 35.6847; 2.1: 94.1197; 2.2: 889.3072; 2.3: 37.9142; 2.4: -888.7765; 2.5: -37.8915
| 2 | 41.55 | 1: 0.11656; 1.1: 0.5069; 1.2: 0.00067976; 1.3: 224.37; 1.4: 0.021585; 1.5: 0.5069; 1.6: 224.37; 1.7: 134.622; 1.8: 8.4594; 1.9: 1121.85; 2: 35.7277; 2.1: 94.1227; 2.2: 891.4228; 2.3: 37.9586; 2.4: -890.9159; 2.5: -37.937
| 2 | 41.6 | 1: 0.11111; 1.1: 0.48377; 1.2: 0.00064875; 1.3: 224.64; 1.4: 0.020575; 1.5: 0.48377; 1.6: 224.64; 1.7: 134.784; 1.8: 8.4594; 1.9: 1123.2; 2: 35.7707; 2.1: 94.1258; 2.2: 893.541; 2.3: 38.0031; 2.4: -893.0572; 2.5: -37.9825
| 2 | 41.65 | 1: 0.10583; 1.1: 0.46134; 1.2: 0.00061867; 1.3: 224.91; 1.4: 0.019598; 1.5: 0.46134; 1.6: 224.91; 1.7: 134.946; 1.8: 8.4594; 1.9: 1124.55; 2: 35.8137; 2.1: 94.1287; 2.2: 895.6617; 2.3: 38.0476; 2.4: -895.2004; 2.5: -38.028
| 2 | 41.7 | 1: 0.10072; 1.1: 0.43961; 1.2: 0.00058953; 1.3: 225.18; 1.4: 0.018652; 1.5: 0.43961; 1.6: 225.18; 1.7: 135.108; 1.8: 8.4594; 1.9: 1125.9; 2: 35.8567; 2.1: 94.1317; 2.2: 897.785; 2.3: 38.092; 2.4: -897.3453; 2.5: -38.0734
| 2 | 41.75 | 1: 0.095792; 1.1: 0.4186; 1.2: 0.00056135; 1.3: 225.45; 1.4: 0.017739; 1.5: 0.4186; 1.6: 225.45; 1.7: 135.27; 1.8: 8.4594; 1.9: 1127.25; 2: 35.8997; 2.1: 94.1347; 2.2: 899.9108; 2.3: 38.1365; 2.4: -899.4922; 2.5: -38.1188
| 2 | 41.8 | 1: 0.091035; 1.1: 0.39829; 1.2: 0.00053411; 1.3: 225.72; 1.4: 0.016858; 1.5: 0.39829; 1.6: 225.72; 1.7: 135.432; 1.8: 8.4594; 1.9: 1128.6; 2: 35.9427; 2.1: 94.1377; 2.2: 902.0391; 2.3: 38.181; 2.4: -901.6409; 2.5: -38.1641
| 2 | 41.85 | 1: 0.086452; 1.1: 0.37869; 1.2: 0.00050783; 1.3: 225.99; 1.4: 0.01601; 1.5: 0.37869; 1.6: 225.99; 1.7: 135.594; 1.8: 8.4594; 1.9: 1129.95; 2: 35.9857; 2.1: 94.1406; 2.2: 904.1701; 2.3: 38.2254; 2.4: -903.7914; 2.5: -38.2094
| 2 | 41.9 | 1: 0.082043; 1.1: 0.3598; 1.2: 0.00048251; 1.3: 226.26; 1.4: 0.015193; 1.5: 0.3598; 1.6: 226.26; 1.7: 135.756; 1.8: 8.4594; 1.9: 1131.3; 2: 36.0287; 2.1: 94.1436; 2.2: 906.3035; 2.3: 38.2699; 2.4: -905.9437; 2.5: -38.2547
| 2 | 41.95 | 1: 0.077808; 1.1: 0.34164; 1.2: 0.00045814; 1.3: 226.53; 1.4: 0.014409; 1.5: 0.34164; 1.6: 226.53; 1.7: 135.918; 1.8: 8.4594; 1.9: 1132.65; 2: 36.0717; 2.1: 94.1465; 2.2: 908.4396; 2.3: 38.3144; 2.4: -908.0979; 2.5: -38.3
| 2 | 42 | 1: 0.073747; 1.1: 0.32419; 1.2: 0.00043475; 1.3: 226.8; 1.4: 0.013657; 1.5: 0.32419; 1.6: 226.8; 1.7: 136.08; 1.8: 8.4594; 1.9: 1134; 2: 36.1146; 2.1: 94.1494; 2.2: 910.5781; 2.3: 38.3589; 2.4: -910.254; 2.5: -38.3452
| 2 | 42.05 | 1: 0.06986; 1.1: 0.30747; 1.2: 0.00041232; 1.3: 227.07; 1.4: 0.012937; 1.5: 0.30747; 1.6: 227.07; 1.7: 136.242; 1.8: 8.4594; 1.9: 1135.35; 2: 36.1576; 2.1: 94.1523; 2.2: 912.7193; 2.3: 38.4033; 2.4: -912.4118; 2.5: -38.3904
| 2 | 42.1 | 1: 0.066147; 1.1: 0.29147; 1.2: 0.00039087; 1.3: 227.34; 1.4: 0.012249; 1.5: 0.29147; 1.6: 227.34; 1.7: 136.404; 1.8: 8.4594; 1.9: 1136.7; 2: 36.2006; 2.1: 94.1552; 2.2: 914.863; 2.3: 38.4478; 2.4: -914.5715; 2.5: -38.4356
| 2 | 42.15 | 1: 0.062607; 1.1: 0.27621; 1.2: 0.0003704; 1.3: 227.61; 1.4: 0.011594; 1.5: 0.27621; 1.6: 227.61; 1.7: 136.566; 1.8: 8.4594; 1.9: 1138.05; 2: 36.2436; 2.1: 94.1581; 2.2: 917.0092; 2.3: 38.4923; 2.4: -916.733; 2.5: -38.4807
| 2 | 42.2 | 1: 0.059242; 1.1: 0.26167; 1.2: 0.0003509; 1.3: 227.88; 1.4: 0.010971; 1.5: 0.26167; 1.6: 227.88; 1.7: 136.728; 1.8: 8.4594; 1.9: 1139.4; 2: 36.2866; 2.1: 94.161; 2.2: 919.158; 2.3: 38.5368; 2.4: -918.8963; 2.5: -38.5258
| 2 | 42.25 | 1: 0.056051; 1.1: 0.24787; 1.2: 0.00033239; 1.3: 228.15; 1.4: 0.01038; 1.5: 0.24787; 1.6: 228.15; 1.7: 136.89; 1.8: 8.4594; 1.9: 1140.75; 2: 36.3296; 2.1: 94.1639; 2.2: 921.3093; 2.3: 38.5813; 2.4: -921.0615; 2.5: -38.5709
| 2 | 42.3 | 1: 0.053034; 1.1: 0.2348; 1.2: 0.00031487; 1.3: 228.42; 1.4: 0.0098211; 1.5: 0.2348; 1.6: 228.42; 1.7: 137.052; 1.8: 8.4594; 1.9: 1142.1; 2: 36.3726; 2.1: 94.1667; 2.2: 923.4632; 2.3: 38.6258; 2.4: -923.2284; 2.5: -38.6159
| 2 | 42.35 | 1: 0.050191; 1.1: 0.22248; 1.2: 0.00029835; 1.3: 228.69; 1.4: 0.0092946; 1.5: 0.22248; 1.6: 228.69; 1.7: 137.214; 1.8: 8.4594; 1.9: 1143.45; 2: 36.4156; 2.1: 94.1696; 2.2: 925.6197; 2.3: 38.6703; 2.4: -925.3972; 2.5: -38.661
| 2 | 42.4 | 1: 0.047522; 1.1: 0.21089; 1.2: 0.00028281; 1.3: 228.96; 1.4: 0.0088003; 1.5: 0.21089; 1.6: 228.96; 1.7: 137.376; 1.8: 8.4594; 1.9: 1144.8; 2: 36.4586; 2.1: 94.1724; 2.2: 927.7786; 2.3: 38.7147; 2.4: -927.5678; 2.5: -38.7059
| 2 | 42.45 | 1: 0.045027; 1.1: 0.20006; 1.2: 0.00026828; 1.3: 229.23; 1.4: 0.0083382; 1.5: 0.20006; 1.6: 229.23; 1.7: 137.538; 1.8: 8.4594; 1.9: 1146.15; 2: 36.5016; 2.1: 94.1752; 2.2: 929.9402; 2.3: 38.7592; 2.4: -929.7401; 2.5: -38.7509
| 2 | 42.5 | 1: 0.042706; 1.1: 0.18997; 1.2: 0.00025475; 1.3: 229.5; 1.4: 0.0079084; 1.5: 0.18997; 1.6: 229.5; 1.7: 137.7; 1.8: 8.4594; 1.9: 1147.5; 2: 36.5446; 2.1: 94.178; 2.2: 932.1043; 2.3: 38.8037; 2.4: -931.9143; 2.5: -38.7958
| 2 | 42.55 | 1: 0.040559; 1.1: 0.18063; 1.2: 0.00024223; 1.3: 229.77; 1.4: 0.0075109; 1.5: 0.18063; 1.6: 229.77; 1.7: 137.862; 1.8: 8.4594; 1.9: 1148.85; 2: 36.5876; 2.1: 94.1808; 2.2: 934.2709; 2.3: 38.8482; 2.4: -934.0903; 2.5: -38.8407
| 2 | 42.6 | 1: 0.038586; 1.1: 0.17205; 1.2: 0.00023072; 1.3: 230.04; 1.4: 0.0071456; 1.5: 0.17205; 1.6: 230.04; 1.7: 138.024; 1.8: 8.4594; 1.9: 1150.2; 2: 36.6306; 2.1: 94.1836; 2.2: 936.4401; 2.3: 38.8927; 2.4: -936.2681; 2.5: -38.8856
| 2 | 42.65 | 1: 0.036788; 1.1: 0.16422; 1.2: 0.00022022; 1.3: 230.31; 1.4: 0.0068125; 1.5: 0.16422; 1.6: 230.31; 1.7: 138.186; 1.8: 8.4594; 1.9: 1151.55; 2: 36.6736; 2.1: 94.1864; 2.2: 938.6119; 2.3: 38.9372; 2.4: -938.4477; 2.5: -38.9304
| 2 | 42.7 | 1: 0.035163; 1.1: 0.15715; 1.2: 0.00021075; 1.3: 230.58; 1.4: 0.0065117; 1.5: 0.15715; 1.6: 230.58; 1.7: 138.348; 1.8: 8.4594; 1.9: 1152.9; 2: 36.7166; 2.1: 94.1892; 2.2: 940.7862; 2.3: 38.9817; 2.4: -940.629; 2.5: -38.9752
| 2 | 42.75 | 1: 0.033713; 1.1: 0.15085; 1.2: 0.00020229; 1.3: 230.85; 1.4: 0.0062432; 1.5: 0.15085; 1.6: 230.85; 1.7: 138.51; 1.8: 8.4594; 1.9: 1154.25; 2: 36.7596; 2.1: 94.192; 2.2: 942.963; 2.3: 39.0262; 2.4: -942.8122; 2.5: -39.02
| 2 | 42.8 | 1: 0.032437; 1.1: 0.14531; 1.2: 0.00019486; 1.3: 231.12; 1.4: 0.0060069; 1.5: 0.14531; 1.6: 231.12; 1.7: 138.672; 1.8: 8.4594; 1.9: 1155.6; 2: 36.8025; 2.1: 94.1947; 2.2: 945.1424; 2.3: 39.0707; 2.4: -944.9971; 2.5: -39.0647
| 2 | 42.85 | 1: 0.031335; 1.1: 0.14054; 1.2: 0.00018846; 1.3: 231.39; 1.4: 0.0058028; 1.5: 0.14054; 1.6: 231.39; 1.7: 138.834; 1.8: 8.4594; 1.9: 1156.95; 2: 36.8455; 2.1: 94.1975; 2.2: 947.3244; 2.3: 39.1152; 2.4: -947.1838; 2.5: -39.1094
| 2 | 42.9 | 1: 0.030408; 1.1: 0.13654; 1.2: 0.0001831; 1.3: 231.66; 1.4: 0.0056311; 1.5: 0.13654; 1.6: 231.66; 1.7: 138.996; 1.8: 8.4594; 1.9: 1158.3; 2: 36.8885; 2.1: 94.2002; 2.2: 949.5089; 2.3: 39.1597; 2.4: -949.3723; 2.5: -39.1541
| 2 | 42.95 | 1: 0.029655; 1.1: 0.13331; 1.2: 0.00017877; 1.3: 231.93; 1.4: 0.0054916; 1.5: 0.13331; 1.6: 231.93; 1.7: 139.158; 1.8: 8.4594; 1.9: 1159.65; 2: 36.9315; 2.1: 94.2029; 2.2: 951.6959; 2.3: 39.2042; 2.4: -951.5626; 2.5: -39.1987
| 2 | 43 | 1: 0.029075; 1.1: 0.13086; 1.2: 0.00017548; 1.3: 232.2; 1.4: 0.0053843; 1.5: 0.13086; 1.6: 232.2; 1.7: 139.32; 1.8: 8.4594; 1.9: 1161; 2: 36.9745; 2.1: 94.2056; 2.2: 953.8855; 2.3: 39.2487; 2.4: -953.7547; 2.5: -39.2433
| 2 | 43.05 | 1: 0.028671; 1.1: 0.12919; 1.2: 0.00017324; 1.3: 232.47; 1.4: 0.0053094; 1.5: 0.12919; 1.6: 232.47; 1.7: 139.482; 1.8: 8.4594; 1.9: 1162.35; 2: 37.0175; 2.1: 94.2084; 2.2: 956.0777; 2.3: 39.2932; 2.4: -955.9485; 2.5: -39.2879
| 2 | 43.1 | 1: 0.02844; 1.1: 0.1283; 1.2: 0.00017205; 1.3: 232.74; 1.4: 0.0052667; 1.5: 0.1283; 1.6: 232.74; 1.7: 139.644; 1.8: 8.4594; 1.9: 1163.7; 2: 37.0605; 2.1: 94.2111; 2.2: 958.2724; 2.3: 39.3378; 2.4: -958.1441; 2.5: -39.3325
| 2 | 43.15 | 1: 0.028384; 1.1: 0.12819; 1.2: 0.00017191; 1.3: 233.01; 1.4: 0.0052563; 1.5: 0.12819; 1.6: 233.01; 1.7: 139.806; 1.8: 8.4594; 1.9: 1165.05; 2: 37.1035; 2.1: 94.2137; 2.2: 960.4696; 2.3: 39.3823; 2.4: -960.3414; 2.5: -39.377
| 2 | 43.2 | 1: 0.028502; 1.1: 0.12888; 1.2: 0.00017283; 1.3: 233.28; 1.4: 0.0052782; 1.5: 0.12888; 1.6: 233.28; 1.7: 139.968; 1.8: 8.4594; 1.9: 1166.4; 2: 37.1465; 2.1: 94.2164; 2.2: 962.6694; 2.3: 39.4268; 2.4: -962.5405; 2.5: -39.4215
| 2 | 43.25 | 1: 0.028795; 1.1: 0.13035; 1.2: 0.0001748; 1.3: 233.55; 1.4: 0.0053324; 1.5: 0.13035; 1.6: 233.55; 1.7: 140.13; 1.8: 8.4594; 1.9: 1167.75; 2: 37.1895; 2.1: 94.2191; 2.2: 964.8717; 2.3: 39.4713; 2.4: -964.7414; 2.5: -39.466
| 2 | 43.3 | 1: 0.029262; 1.1: 0.13262; 1.2: 0.00017784; 1.3: 233.82; 1.4: 0.0054189; 1.5: 0.13262; 1.6: 233.82; 1.7: 140.292; 1.8: 8.4594; 1.9: 1169.1; 2: 37.2325; 2.1: 94.2218; 2.2: 967.0766; 2.3: 39.5158; 2.4: -966.944; 2.5: -39.5104
| 2 | 43.35 | 1: 0.029903; 1.1: 0.13568; 1.2: 0.00018195; 1.3: 234.09; 1.4: 0.0055376; 1.5: 0.13568; 1.6: 234.09; 1.7: 140.454; 1.8: 8.4594; 1.9: 1170.45; 2: 37.2755; 2.1: 94.2244; 2.2: 969.2841; 2.3: 39.5603; 2.4: -969.1484; 2.5: -39.5548
| 2 | 43.4 | 1: 0.030719; 1.1: 0.13954; 1.2: 0.00018713; 1.3: 234.36; 1.4: 0.0056887; 1.5: 0.13954; 1.6: 234.36; 1.7: 140.616; 1.8: 8.4594; 1.9: 1171.8; 2: 37.3185; 2.1: 94.227; 2.2: 971.4941; 2.3: 39.6048; 2.4: -971.3545; 2.5: -39.5992
| 2 | 43.45 | 1: 0.031709; 1.1: 0.14421; 1.2: 0.00019338; 1.3: 234.63; 1.4: 0.0058721; 1.5: 0.14421; 1.6: 234.63; 1.7: 140.778; 1.8: 8.4594; 1.9: 1173.15; 2: 37.3615; 2.1: 94.2297; 2.2: 973.7066; 2.3: 39.6494; 2.4: -973.5624; 2.5: -39.6435
| 2 | 43.5 | 1: 0.032874; 1.1: 0.14967; 1.2: 0.00020072; 1.3: 234.9; 1.4: 0.0060877; 1.5: 0.14967; 1.6: 234.9; 1.7: 140.94; 1.8: 8.4594; 1.9: 1174.5; 2: 37.4045; 2.1: 94.2323; 2.2: 975.9217; 2.3: 39.6939; 2.4: -975.772; 2.5: -39.6878
| 2 | 43.55 | 1: 0.034213; 1.1: 0.15595; 1.2: 0.00020913; 1.3: 235.17; 1.4: 0.0063357; 1.5: 0.15595; 1.6: 235.17; 1.7: 141.102; 1.8: 8.4594; 1.9: 1175.85; 2: 37.4475; 2.1: 94.2349; 2.2: 978.1393; 2.3: 39.7384; 2.4: -977.9834; 2.5: -39.7321
| 2 | 43.6 | 1: 0.035726; 1.1: 0.16304; 1.2: 0.00021863; 1.3: 235.44; 1.4: 0.006616; 1.5: 0.16304; 1.6: 235.44; 1.7: 141.264; 1.8: 8.4594; 1.9: 1177.2; 2: 37.4904; 2.1: 94.2375; 2.2: 980.3595; 2.3: 39.7829; 2.4: -980.1965; 2.5: -39.7763
| 2 | 43.65 | 1: 0.037414; 1.1: 0.17093; 1.2: 0.00022923; 1.3: 235.71; 1.4: 0.0069286; 1.5: 0.17093; 1.6: 235.71; 1.7: 141.426; 1.8: 8.4594; 1.9: 1178.55; 2: 37.5334; 2.1: 94.2401; 2.2: 982.5823; 2.3: 39.8275; 2.4: -982.4113; 2.5: -39.8205
| 2 | 43.7 | 1: 0.039277; 1.1: 0.17965; 1.2: 0.00024091; 1.3: 235.98; 1.4: 0.0072735; 1.5: 0.17965; 1.6: 235.98; 1.7: 141.588; 1.8: 8.4594; 1.9: 1179.9; 2: 37.5764; 2.1: 94.2427; 2.2: 984.8075; 2.3: 39.872; 2.4: -984.6279; 2.5: -39.8647
| 2 | 43.75 | 1: 0.041314; 1.1: 0.18918; 1.2: 0.0002537; 1.3: 236.25; 1.4: 0.0076507; 1.5: 0.18918; 1.6: 236.25; 1.7: 141.75; 1.8: 8.4594; 1.9: 1181.25; 2: 37.6194; 2.1: 94.2453; 2.2: 987.0354; 2.3: 39.9165; 2.4: -986.8462; 2.5: -39.9089
| 2 | 43.8 | 1: 0.043526; 1.1: 0.19954; 1.2: 0.00026759; 1.3: 236.52; 1.4: 0.0080603; 1.5: 0.19954; 1.6: 236.52; 1.7: 141.912; 1.8: 8.4594; 1.9: 1182.6; 2: 37.6624; 2.1: 94.2479; 2.2: 989.2657; 2.3: 39.961; 2.4: -989.0662; 2.5: -39.953
| 2 | 43.85 | 1: 0.045912; 1.1: 0.21072; 1.2: 0.00028258; 1.3: 236.79; 1.4: 0.0085022; 1.5: 0.21072; 1.6: 236.79; 1.7: 142.074; 1.8: 8.4594; 1.9: 1183.95; 2: 37.7054; 2.1: 94.2504; 2.2: 991.4987; 2.3: 40.0056; 2.4: -991.2879; 2.5: -39.9971
| 2 | 43.9 | 1: 0.048472; 1.1: 0.22272; 1.2: 0.00029868; 1.3: 237.06; 1.4: 0.0089764; 1.5: 0.22272; 1.6: 237.06; 1.7: 142.236; 1.8: 8.4594; 1.9: 1185.3; 2: 37.7484; 2.1: 94.253; 2.2: 993.7341; 2.3: 40.0501; 2.4: -993.5114; 2.5: -40.0411
| 2 | 43.95 | 1: 0.051208; 1.1: 0.23556; 1.2: 0.00031589; 1.3: 237.33; 1.4: 0.0094829; 1.5: 0.23556; 1.6: 237.33; 1.7: 142.398; 1.8: 8.4594; 1.9: 1186.65; 2: 37.7914; 2.1: 94.2555; 2.2: 995.9722; 2.3: 40.0946; 2.4: -995.7366; 2.5: -40.0851
| 2 | 44 | 1: 0.054118; 1.1: 0.24923; 1.2: 0.00033422; 1.3: 237.6; 1.4: 0.010022; 1.5: 0.24923; 1.6: 237.6; 1.7: 142.56; 1.8: 8.4594; 1.9: 1188; 2: 37.8344; 2.1: 94.2581; 2.2: 998.2127; 2.3: 40.1392; 2.4: -997.9635; 2.5: -40.1291
| 2 | 44.05 | 1: 0.057202; 1.1: 0.26374; 1.2: 0.00035368; 1.3: 237.87; 1.4: 0.010593; 1.5: 0.26374; 1.6: 237.87; 1.7: 142.722; 1.8: 8.4594; 1.9: 1189.35; 2: 37.8774; 2.1: 94.2606; 2.2: 1000.4558; 2.3: 40.1837; 2.4: -1000.1921; 2.5: -40.1731
| 2 | 44.1 | 1: 0.060462; 1.1: 0.27908; 1.2: 0.00037425; 1.3: 238.14; 1.4: 0.011197; 1.5: 0.27908; 1.6: 238.14; 1.7: 142.884; 1.8: 8.4594; 1.9: 1190.7; 2: 37.9204; 2.1: 94.2631; 2.2: 1002.7015; 2.3: 40.2282; 2.4: -1002.4224; 2.5: -40.217
| 2 | 44.15 | 1: 0.063896; 1.1: 0.29526; 1.2: 0.00039596; 1.3: 238.41; 1.4: 0.011833; 1.5: 0.29526; 1.6: 238.41; 1.7: 143.046; 1.8: 8.4594; 1.9: 1192.05; 2: 37.9634; 2.1: 94.2656; 2.2: 1004.9497; 2.3: 40.2728; 2.4: -1004.6544; 2.5: -40.2609
| 2 | 44.2 | 1: 0.067504; 1.1: 0.31229; 1.2: 0.00041879; 1.3: 238.68; 1.4: 0.012501; 1.5: 0.31229; 1.6: 238.68; 1.7: 143.208; 1.8: 8.4594; 1.9: 1193.4; 2: 38.0064; 2.1: 94.2681; 2.2: 1007.2004; 2.3: 40.3173; 2.4: -1006.8881; 2.5: -40.3048
| 2 | 44.25 | 1: 0.071288; 1.1: 0.33017; 1.2: 0.00044276; 1.3: 238.95; 1.4: 0.013201; 1.5: 0.33017; 1.6: 238.95; 1.7: 143.37; 1.8: 8.4594; 1.9: 1194.75; 2: 38.0494; 2.1: 94.2706; 2.2: 1009.4537; 2.3: 40.3618; 2.4: -1009.1236; 2.5: -40.3486
| 2 | 44.3 | 1: 0.075246; 1.1: 0.34889; 1.2: 0.00046788; 1.3: 239.22; 1.4: 0.013934; 1.5: 0.34889; 1.6: 239.22; 1.7: 143.532; 1.8: 8.4594; 1.9: 1196.1; 2: 38.0924; 2.1: 94.2731; 2.2: 1011.7096; 2.3: 40.4064; 2.4: -1011.3607; 2.5: -40.3924
| 2 | 44.35 | 1: 0.079379; 1.1: 0.36847; 1.2: 0.00049413; 1.3: 239.49; 1.4: 0.0147; 1.5: 0.36847; 1.6: 239.49; 1.7: 143.694; 1.8: 8.4594; 1.9: 1197.45; 2: 38.1354; 2.1: 94.2756; 2.2: 1013.968; 2.3: 40.4509; 2.4: -1013.5995; 2.5: -40.4362
| 2 | 44.4 | 1: 0.083686; 1.1: 0.38891; 1.2: 0.00052153; 1.3: 239.76; 1.4: 0.015497; 1.5: 0.38891; 1.6: 239.76; 1.7: 143.856; 1.8: 8.4594; 1.9: 1198.8; 2: 38.1783; 2.1: 94.2781; 2.2: 1016.2289; 2.3: 40.4955; 2.4: -1015.84; 2.5: -40.48
| 2 | 44.45 | 1: 0.088169; 1.1: 0.4102; 1.2: 0.00055008; 1.3: 240.03; 1.4: 0.016328; 1.5: 0.4102; 1.6: 240.03; 1.7: 144.018; 1.8: 8.4594; 1.9: 1200.15; 2: 38.2213; 2.1: 94.2805; 2.2: 1018.4924; 2.3: 40.54; 2.4: -1018.0822; 2.5: -40.5237
| 2 | 44.5 | 1: 0.092826; 1.1: 0.43235; 1.2: 0.00057979; 1.3: 240.3; 1.4: 0.01719; 1.5: 0.43235; 1.6: 240.3; 1.7: 144.18; 1.8: 8.4594; 1.9: 1201.5; 2: 38.2643; 2.1: 94.283; 2.2: 1020.7584; 2.3: 40.5846; 2.4: -1020.326; 2.5: -40.5674
| 2 | 44.55 | 1: 0.097658; 1.1: 0.45537; 1.2: 0.00061066; 1.3: 240.57; 1.4: 0.018085; 1.5: 0.45537; 1.6: 240.57; 1.7: 144.342; 1.8: 8.4594; 1.9: 1202.85; 2: 38.3073; 2.1: 94.2854; 2.2: 1023.027; 2.3: 40.6291; 2.4: -1022.5716; 2.5: -40.611
| 2 | 44.6 | 1: 0.10266; 1.1: 0.47925; 1.2: 0.00064269; 1.3: 240.84; 1.4: 0.019012; 1.5: 0.47925; 1.6: 240.84; 1.7: 144.504; 1.8: 8.4594; 1.9: 1204.2; 2: 38.3503; 2.1: 94.2879; 2.2: 1025.2981; 2.3: 40.6736; 2.4: -1024.8188; 2.5: -40.6546
| 2 | 44.65 | 1: 0.10785; 1.1: 0.50401; 1.2: 0.00067588; 1.3: 241.11; 1.4: 0.019972; 1.5: 0.50401; 1.6: 241.11; 1.7: 144.666; 1.8: 8.4594; 1.9: 1205.55; 2: 38.3933; 2.1: 94.2903; 2.2: 1027.5717; 2.3: 40.7182; 2.4: -1027.0677; 2.5: -40.6982
| 2 | 44.7 | 1: 0.1132; 1.1: 0.52963; 1.2: 0.00071025; 1.3: 241.38; 1.4: 0.020964; 1.5: 0.52963; 1.6: 241.38; 1.7: 144.828; 1.8: 8.4594; 1.9: 1206.9; 2: 38.4363; 2.1: 94.2927; 2.2: 1029.8479; 2.3: 40.7627; 2.4: -1029.3183; 2.5: -40.7418
| 2 | 44.75 | 1: 0.11873; 1.1: 0.55613; 1.2: 0.00074579; 1.3: 241.65; 1.4: 0.021988; 1.5: 0.55613; 1.6: 241.65; 1.7: 144.99; 1.8: 8.4594; 1.9: 1208.25; 2: 38.4793; 2.1: 94.2951; 2.2: 1032.1267; 2.3: 40.8073; 2.4: -1031.5706; 2.5: -40.7853
| 2 | 44.8 | 1: 0.12444; 1.1: 0.58351; 1.2: 0.0007825; 1.3: 241.92; 1.4: 0.023045; 1.5: 0.58351; 1.6: 241.92; 1.7: 145.152; 1.8: 8.4594; 1.9: 1209.6; 2: 38.5223; 2.1: 94.2976; 2.2: 1034.408; 2.3: 40.8518; 2.4: -1033.8245; 2.5: -40.8288
| 2 | 44.85 | 1: 0.13032; 1.1: 0.61177; 1.2: 0.0008204; 1.3: 242.19; 1.4: 0.024134; 1.5: 0.61177; 1.6: 242.19; 1.7: 145.314; 1.8: 8.4594; 1.9: 1210.95; 2: 38.5653; 2.1: 94.3; 2.2: 1036.6918; 2.3: 40.8964; 2.4: -1036.08; 2.5: -40.8723
| 2 | 44.9 | 1: 0.13638; 1.1: 0.64092; 1.2: 0.00085948; 1.3: 242.46; 1.4: 0.025255; 1.5: 0.64092; 1.6: 242.46; 1.7: 145.476; 1.8: 8.4594; 1.9: 1212.3; 2: 38.6083; 2.1: 94.3023; 2.2: 1038.9782; 2.3: 40.941; 2.4: -1038.3373; 2.5: -40.9157
| 2 | 44.95 | 1: 0.14261; 1.1: 0.67095; 1.2: 0.00089975; 1.3: 242.73; 1.4: 0.026409; 1.5: 0.67095; 1.6: 242.73; 1.7: 145.638; 1.8: 8.4594; 1.9: 1213.65; 2: 38.6513; 2.1: 94.3047; 2.2: 1041.2671; 2.3: 40.9855; 2.4: -1040.5962; 2.5: -40.9591
| 2 | 45 | 1: 0.14902; 1.1: 0.70187; 1.2: 0.00094122; 1.3: 243; 1.4: 0.027596; 1.5: 0.70187; 1.6: 243; 1.7: 145.8; 1.8: 8.4594; 1.9: 1215; 2: 38.6943; 2.1: 94.3071; 2.2: 1043.5586; 2.3: 41.0301; 2.4: -1042.8567; 2.5: -41.0025
| 2 | 45.05 | 1: 0.1556; 1.1: 0.73368; 1.2: 0.00098388; 1.3: 243.27; 1.4: 0.028814; 1.5: 0.73368; 1.6: 243.27; 1.7: 145.962; 1.8: 8.4594; 1.9: 1216.35; 2: 38.7373; 2.1: 94.3095; 2.2: 1045.8526; 2.3: 41.0746; 2.4: -1045.1189; 2.5: -41.0458
| 2 | 45.1 | 1: 0.16235; 1.1: 0.76639; 1.2: 0.0010277; 1.3: 243.54; 1.4: 0.030066; 1.5: 0.76639; 1.6: 243.54; 1.7: 146.124; 1.8: 8.4594; 1.9: 1217.7; 2: 38.7803; 2.1: 94.3118; 2.2: 1048.1492; 2.3: 41.1192; 2.4: -1047.3828; 2.5: -41.0891
| 2 | 45.15 | 1: 0.16929; 1.1: 0.79999; 1.2: 0.0010728; 1.3: 243.81; 1.4: 0.031349; 1.5: 0.79999; 1.6: 243.81; 1.7: 146.286; 1.8: 8.4594; 1.9: 1219.05; 2: 38.8232; 2.1: 94.3142; 2.2: 1050.4483; 2.3: 41.1637; 2.4: -1049.6483; 2.5: -41.1324
| 2 | 45.2 | 1: 0.17639; 1.1: 0.8345; 1.2: 0.0011191; 1.3: 244.08; 1.4: 0.032665; 1.5: 0.8345; 1.6: 244.08; 1.7: 146.448; 1.8: 8.4594; 1.9: 1220.4; 2: 38.8662; 2.1: 94.3166; 2.2: 1052.7499; 2.3: 41.2083; 2.4: -1051.9154; 2.5: -41.1756
| 2 | 45.25 | 1: 0.18367; 1.1: 0.86991; 1.2: 0.0011666; 1.3: 244.35; 1.4: 0.034014; 1.5: 0.86991; 1.6: 244.35; 1.7: 146.61; 1.8: 8.4594; 1.9: 1221.75; 2: 38.9092; 2.1: 94.3189; 2.2: 1055.0541; 2.3: 41.2529; 2.4: -1054.1842; 2.5: -41.2188
| 2 | 45.3 | 1: 0.19113; 1.1: 0.90622; 1.2: 0.0012153; 1.3: 244.62; 1.4: 0.035394; 1.5: 0.90622; 1.6: 244.62; 1.7: 146.772; 1.8: 8.4594; 1.9: 1223.1; 2: 38.9522; 2.1: 94.3212; 2.2: 1057.3608; 2.3: 41.2974; 2.4: -1056.4546; 2.5: -41.262
| 2 | 45.35 | 1: 0.19876; 1.1: 0.94345; 1.2: 0.0012652; 1.3: 244.89; 1.4: 0.036808; 1.5: 0.94345; 1.6: 244.89; 1.7: 146.934; 1.8: 8.4594; 1.9: 1224.45; 2: 38.9952; 2.1: 94.3236; 2.2: 1059.6701; 2.3: 41.342; 2.4: -1058.7266; 2.5: -41.3052
| 2 | 45.4 | 1: 0.20657; 1.1: 0.98159; 1.2: 0.0013163; 1.3: 245.16; 1.4: 0.038253; 1.5: 0.98159; 1.6: 245.16; 1.7: 147.096; 1.8: 8.4594; 1.9: 1225.8; 2: 39.0382; 2.1: 94.3259; 2.2: 1061.9819; 2.3: 41.3865; 2.4: -1061.0003; 2.5: -41.3483
| 2 | 45.45 | 1: 0.21455; 1.1: 1.0206; 1.2: 0.0013687; 1.3: 245.43; 1.4: 0.039732; 1.5: 1.0206; 1.6: 245.43; 1.7: 147.258; 1.8: 8.4594; 1.9: 1227.15; 2: 39.0812; 2.1: 94.3282; 2.2: 1064.2962; 2.3: 41.4311; 2.4: -1063.2756; 2.5: -41.3914
| 2 | 45.5 | 1: 0.22271; 1.1: 1.0606; 1.2: 0.0014223; 1.3: 245.7; 1.4: 0.041242; 1.5: 1.0606; 1.6: 245.7; 1.7: 147.42; 1.8: 8.4594; 1.9: 1228.5; 2: 39.1242; 2.1: 94.3305; 2.2: 1066.6131; 2.3: 41.4757; 2.4: -1065.5525; 2.5: -41.4344
| 2 | 45.55 | 1: 0.23104; 1.1: 1.1015; 1.2: 0.0014771; 1.3: 245.97; 1.4: 0.042785; 1.5: 1.1015; 1.6: 245.97; 1.7: 147.582; 1.8: 8.4594; 1.9: 1229.85; 2: 39.1672; 2.1: 94.3328; 2.2: 1068.9326; 2.3: 41.5202; 2.4: -1067.8311; 2.5: -41.4774
| 2 | 45.6 | 1: 0.23955; 1.1: 1.1433; 1.2: 0.0015332; 1.3: 246.24; 1.4: 0.044361; 1.5: 1.1433; 1.6: 246.24; 1.7: 147.744; 1.8: 8.4594; 1.9: 1231.2; 2: 39.2102; 2.1: 94.3351; 2.2: 1071.2546; 2.3: 41.5648; 2.4: -1070.1112; 2.5: -41.5204
| 2 | 45.65 | 1: 0.24823; 1.1: 1.1861; 1.2: 0.0015905; 1.3: 246.51; 1.4: 0.045969; 1.5: 1.1861; 1.6: 246.51; 1.7: 147.906; 1.8: 8.4594; 1.9: 1232.55; 2: 39.2532; 2.1: 94.3374; 2.2: 1073.5791; 2.3: 41.6094; 2.4: -1072.393; 2.5: -41.5634
| 2 | 45.7 | 1: 0.25709; 1.1: 1.2297; 1.2: 0.0016491; 1.3: 246.78; 1.4: 0.047609; 1.5: 1.2297; 1.6: 246.78; 1.7: 148.068; 1.8: 8.4594; 1.9: 1233.9; 2: 39.2962; 2.1: 94.3397; 2.2: 1075.9061; 2.3: 41.6539; 2.4: -1074.6764; 2.5: -41.6063
| 2 | 45.75 | 1: 0.26612; 1.1: 1.2743; 1.2: 0.0017089; 1.3: 247.05; 1.4: 0.049282; 1.5: 1.2743; 1.6: 247.05; 1.7: 148.23; 1.8: 8.4594; 1.9: 1235.25; 2: 39.3392; 2.1: 94.3419; 2.2: 1078.2357; 2.3: 41.6985; 2.4: -1076.9614; 2.5: -41.6492
| 2 | 45.8 | 1: 0.27533; 1.1: 1.3199; 1.2: 0.00177; 1.3: 247.32; 1.4: 0.050987; 1.5: 1.3199; 1.6: 247.32; 1.7: 148.392; 1.8: 8.4594; 1.9: 1236.6; 2: 39.3822; 2.1: 94.3442; 2.2: 1080.5679; 2.3: 41.7431; 2.4: -1079.248; 2.5: -41.6921
| 2 | 45.85 | 1: 0.28472; 1.1: 1.3663; 1.2: 0.0018323; 1.3: 247.59; 1.4: 0.052725; 1.5: 1.3663; 1.6: 247.59; 1.7: 148.554; 1.8: 8.4594; 1.9: 1237.95; 2: 39.4252; 2.1: 94.3465; 2.2: 1082.9026; 2.3: 41.7876; 2.4: -1081.5362; 2.5: -41.7349
| 2 | 45.9 | 1: 0.29428; 1.1: 1.4138; 1.2: 0.0018959; 1.3: 247.86; 1.4: 0.054496; 1.5: 1.4138; 1.6: 247.86; 1.7: 148.716; 1.8: 8.4594; 1.9: 1239.3; 2: 39.4682; 2.1: 94.3487; 2.2: 1085.2398; 2.3: 41.8322; 2.4: -1083.826; 2.5: -41.7777
| 2 | 45.95 | 1: 0.30401; 1.1: 1.4621; 1.2: 0.0019607; 1.3: 248.13; 1.4: 0.056298; 1.5: 1.4621; 1.6: 248.13; 1.7: 148.878; 1.8: 8.4594; 1.9: 1240.65; 2: 39.5111; 2.1: 94.3509; 2.2: 1087.5796; 2.3: 41.8768; 2.4: -1086.1174; 2.5: -41.8205
| 2 | 46 | 1: 0.31392; 1.1: 1.5114; 1.2: 0.0020269; 1.3: 248.4; 1.4: 0.058134; 1.5: 1.5114; 1.6: 248.4; 1.7: 149.04; 1.8: 8.4594; 1.9: 1242; 2: 39.5541; 2.1: 94.3532; 2.2: 1089.9219; 2.3: 41.9214; 2.4: -1088.4104; 2.5: -41.8632
| 2 | 46.05 | 1: 0.32401; 1.1: 1.5617; 1.2: 0.0020943; 1.3: 248.67; 1.4: 0.060001; 1.5: 1.5617; 1.6: 248.67; 1.7: 149.202; 1.8: 8.4594; 1.9: 1243.35; 2: 39.5971; 2.1: 94.3554; 2.2: 1092.2667; 2.3: 41.9659; 2.4: -1090.705; 2.5: -41.9059
| 2 | 46.1 | 1: 0.33427; 1.1: 1.6129; 1.2: 0.0021629; 1.3: 248.94; 1.4: 0.061902; 1.5: 1.6129; 1.6: 248.94; 1.7: 149.364; 1.8: 8.4594; 1.9: 1244.7; 2: 39.6401; 2.1: 94.3576; 2.2: 1094.6141; 2.3: 42.0105; 2.4: -1093.0012; 2.5: -41.9486
| 2 | 46.15 | 1: 0.34471; 1.1: 1.6651; 1.2: 0.0022329; 1.3: 249.21; 1.4: 0.063834; 1.5: 1.6651; 1.6: 249.21; 1.7: 149.526; 1.8: 8.4594; 1.9: 1246.05; 2: 39.6831; 2.1: 94.3599; 2.2: 1096.964; 2.3: 42.0551; 2.4: -1095.299; 2.5: -41.9913
| 2 | 46.2 | 1: 0.35532; 1.1: 1.7182; 1.2: 0.0023041; 1.3: 249.48; 1.4: 0.0658; 1.5: 1.7182; 1.6: 249.48; 1.7: 149.688; 1.8: 8.4594; 1.9: 1247.4; 2: 39.7261; 2.1: 94.3621; 2.2: 1099.3165; 2.3: 42.0997; 2.4: -1097.5983; 2.5: -42.0339
| 2 | 46.25 | 1: 0.36611; 1.1: 1.7723; 1.2: 0.0023766; 1.3: 249.75; 1.4: 0.067797; 1.5: 1.7723; 1.6: 249.75; 1.7: 149.85; 1.8: 8.4594; 1.9: 1248.75; 2: 39.7691; 2.1: 94.3643; 2.2: 1101.6715; 2.3: 42.1442; 2.4: -1099.8992; 2.5: -42.0764
| 2 | 46.3 | 1: 0.37707; 1.1: 1.8273; 1.2: 0.0024504; 1.3: 250.02; 1.4: 0.069827; 1.5: 1.8273; 1.6: 250.02; 1.7: 150.012; 1.8: 8.4594; 1.9: 1250.1; 2: 39.8121; 2.1: 94.3665; 2.2: 1104.029; 2.3: 42.1888; 2.4: -1102.2017; 2.5: -42.119
| 2 | 46.35 | 1: 0.38821; 1.1: 1.8833; 1.2: 0.0025256; 1.3: 250.29; 1.4: 0.07189; 1.5: 1.8833; 1.6: 250.29; 1.7: 150.174; 1.8: 8.4594; 1.9: 1251.45; 2: 39.8551; 2.1: 94.3687; 2.2: 1106.3891; 2.3: 42.2334; 2.4: -1104.5058; 2.5: -42.1615
| 2 | 46.4 | 1: 0.39952; 1.1: 1.9403; 1.2: 0.002602; 1.3: 250.56; 1.4: 0.073985; 1.5: 1.9403; 1.6: 250.56; 1.7: 150.336; 1.8: 8.4594; 1.9: 1252.8; 2: 39.8981; 2.1: 94.3709; 2.2: 1108.7517; 2.3: 42.278; 2.4: -1106.8114; 2.5: -42.204
| 2 | 46.45 | 1: 0.41101; 1.1: 1.9982; 1.2: 0.0026797; 1.3: 250.83; 1.4: 0.076113; 1.5: 1.9982; 1.6: 250.83; 1.7: 150.498; 1.8: 8.4594; 1.9: 1254.15; 2: 39.9411; 2.1: 94.373; 2.2: 1111.1169; 2.3: 42.3226; 2.4: -1109.1186; 2.5: -42.2464
| 2 | 46.5 | 1: 0.42268; 1.1: 2.0572; 1.2: 0.0027587; 1.3: 251.1; 1.4: 0.078273; 1.5: 2.0572; 1.6: 251.1; 1.7: 150.66; 1.8: 8.4594; 1.9: 1255.5; 2: 39.9841; 2.1: 94.3752; 2.2: 1113.4846; 2.3: 42.3671; 2.4: -1111.4274; 2.5: -42.2889
| 2 | 46.55 | 1: 0.43452; 1.1: 2.1171; 1.2: 0.002839; 1.3: 251.37; 1.4: 0.080466; 1.5: 2.1171; 1.6: 251.37; 1.7: 150.822; 1.8: 8.4594; 1.9: 1256.85; 2: 40.0271; 2.1: 94.3774; 2.2: 1115.8548; 2.3: 42.4117; 2.4: -1113.7377; 2.5: -42.3313
| 2 | 46.6 | 1: 0.44653; 1.1: 2.178; 1.2: 0.0029207; 1.3: 251.64; 1.4: 0.082692; 1.5: 2.178; 1.6: 251.64; 1.7: 150.984; 1.8: 8.4594; 1.9: 1258.2; 2: 40.0701; 2.1: 94.3795; 2.2: 1118.2276; 2.3: 42.4563; 2.4: -1116.0496; 2.5: -42.3736
| 2 | 46.65 | 1: 0.45873; 1.1: 2.2398; 1.2: 0.0030037; 1.3: 251.91; 1.4: 0.084949; 1.5: 2.2398; 1.6: 251.91; 1.7: 151.146; 1.8: 8.4594; 1.9: 1259.55; 2: 40.1131; 2.1: 94.3817; 2.2: 1120.6029; 2.3: 42.5009; 2.4: -1118.3631; 2.5: -42.4159
| 2 | 46.7 | 1: 0.4711; 1.1: 2.3027; 1.2: 0.0030879; 1.3: 252.18; 1.4: 0.08724; 1.5: 2.3027; 1.6: 252.18; 1.7: 151.308; 1.8: 8.4594; 1.9: 1260.9; 2: 40.1561; 2.1: 94.3839; 2.2: 1122.9808; 2.3: 42.5455; 2.4: -1120.6781; 2.5: -42.4582
| 2 | 46.75 | 1: 0.48364; 1.1: 2.3665; 1.2: 0.0031736; 1.3: 252.45; 1.4: 0.089563; 1.5: 2.3665; 1.6: 252.45; 1.7: 151.47; 1.8: 8.4594; 1.9: 1262.25; 2: 40.199; 2.1: 94.386; 2.2: 1125.3611; 2.3: 42.59; 2.4: -1122.9946; 2.5: -42.5005
| 2 | 46.8 | 1: 0.49636; 1.1: 2.4314; 1.2: 0.0032605; 1.3: 252.72; 1.4: 0.091918; 1.5: 2.4314; 1.6: 252.72; 1.7: 151.632; 1.8: 8.4594; 1.9: 1263.6; 2: 40.242; 2.1: 94.3881; 2.2: 1127.7441; 2.3: 42.6346; 2.4: -1125.3127; 2.5: -42.5427
| 2 | 46.85 | 1: 0.50925; 1.1: 2.4972; 1.2: 0.0033488; 1.3: 252.99; 1.4: 0.094306; 1.5: 2.4972; 1.6: 252.99; 1.7: 151.794; 1.8: 8.4594; 1.9: 1264.95; 2: 40.285; 2.1: 94.3903; 2.2: 1130.1295; 2.3: 42.6792; 2.4: -1127.6323; 2.5: -42.5849
| 2 | 46.9 | 1: 0.52232; 1.1: 2.564; 1.2: 0.0034384; 1.3: 253.26; 1.4: 0.096727; 1.5: 2.564; 1.6: 253.26; 1.7: 151.956; 1.8: 8.4594; 1.9: 1266.3; 2: 40.328; 2.1: 94.3924; 2.2: 1132.5175; 2.3: 42.7238; 2.4: -1129.9535; 2.5: -42.6271
| 2 | 46.95 | 1: 0.53557; 1.1: 2.6319; 1.2: 0.0035294; 1.3: 253.53; 1.4: 0.09918; 1.5: 2.6319; 1.6: 253.53; 1.7: 152.118; 1.8: 8.4594; 1.9: 1267.65; 2: 40.371; 2.1: 94.3945; 2.2: 1134.9081; 2.3: 42.7684; 2.4: -1132.2762; 2.5: -42.6692
| 2 | 47 | 1: 0.54899; 1.1: 2.7007; 1.2: 0.0036217; 1.3: 253.8; 1.4: 0.10167; 1.5: 2.7007; 1.6: 253.8; 1.7: 152.28; 1.8: 8.4594; 1.9: 1269; 2: 40.414; 2.1: 94.3966; 2.2: 1137.3011; 2.3: 42.813; 2.4: -1134.6005; 2.5: -42.7113
| 2 | 47.05 | 1: 0.56259; 1.1: 2.7705; 1.2: 0.0037153; 1.3: 254.07; 1.4: 0.10418; 1.5: 2.7705; 1.6: 254.07; 1.7: 152.442; 1.8: 8.4594; 1.9: 1270.35; 2: 40.457; 2.1: 94.3987; 2.2: 1139.6967; 2.3: 42.8576; 2.4: -1136.9262; 2.5: -42.7534
| 2 | 47.1 | 1: 0.57637; 1.1: 2.8414; 1.2: 0.0038103; 1.3: 254.34; 1.4: 0.10673; 1.5: 2.8414; 1.6: 254.34; 1.7: 152.604; 1.8: 8.4594; 1.9: 1271.7; 2: 40.5; 2.1: 94.4008; 2.2: 1142.0949; 2.3: 42.9022; 2.4: -1139.2535; 2.5: -42.7954
| 2 | 47.15 | 1: 0.59032; 1.1: 2.9132; 1.2: 0.0039067; 1.3: 254.61; 1.4: 0.10932; 1.5: 2.9132; 1.6: 254.61; 1.7: 152.766; 1.8: 8.4594; 1.9: 1273.05; 2: 40.543; 2.1: 94.4029; 2.2: 1144.4956; 2.3: 42.9467; 2.4: -1141.5823; 2.5: -42.8374
| 2 | 47.2 | 1: 0.60444; 1.1: 2.9861; 1.2: 0.0040044; 1.3: 254.88; 1.4: 0.11193; 1.5: 2.9861; 1.6: 254.88; 1.7: 152.928; 1.8: 8.4594; 1.9: 1274.4; 2: 40.586; 2.1: 94.405; 2.2: 1146.8988; 2.3: 42.9913; 2.4: -1143.9127; 2.5: -42.8794
| 2 | 47.25 | 1: 0.61875; 1.1: 3.06; 1.2: 0.0041035; 1.3: 255.15; 1.4: 0.11458; 1.5: 3.06; 1.6: 255.15; 1.7: 153.09; 1.8: 8.4594; 1.9: 1275.75; 2: 40.629; 2.1: 94.4071; 2.2: 1149.3045; 2.3: 43.0359; 2.4: -1146.2445; 2.5: -42.9213
| 2 | 47.3 | 1: 0.63322; 1.1: 3.1349; 1.2: 0.004204; 1.3: 255.42; 1.4: 0.11726; 1.5: 3.1349; 1.6: 255.42; 1.7: 153.252; 1.8: 8.4594; 1.9: 1277.1; 2: 40.672; 2.1: 94.4092; 2.2: 1151.7128; 2.3: 43.0805; 2.4: -1148.5779; 2.5: -42.9633
| 2 | 47.35 | 1: 0.64788; 1.1: 3.2109; 1.2: 0.0043058; 1.3: 255.69; 1.4: 0.11998; 1.5: 3.2109; 1.6: 255.69; 1.7: 153.414; 1.8: 8.4594; 1.9: 1278.45; 2: 40.715; 2.1: 94.4113; 2.2: 1154.1237; 2.3: 43.1251; 2.4: -1150.9128; 2.5: -43.0051
| 2 | 47.4 | 1: 0.66271; 1.1: 3.2878; 1.2: 0.004409; 1.3: 255.96; 1.4: 0.12272; 1.5: 3.2878; 1.6: 255.96; 1.7: 153.576; 1.8: 8.4594; 1.9: 1279.8; 2: 40.758; 2.1: 94.4134; 2.2: 1156.537; 2.3: 43.1697; 2.4: -1153.2492; 2.5: -43.047
| 2 | 47.45 | 1: 0.67771; 1.1: 3.3658; 1.2: 0.0045136; 1.3: 256.23; 1.4: 0.1255; 1.5: 3.3658; 1.6: 256.23; 1.7: 153.738; 1.8: 8.4594; 1.9: 1281.15; 2: 40.801; 2.1: 94.4154; 2.2: 1158.9529; 2.3: 43.2143; 2.4: -1155.5871; 2.5: -43.0888
| 2 | 47.5 | 1: 0.6929; 1.1: 3.4448; 1.2: 0.0046196; 1.3: 256.5; 1.4: 0.12831; 1.5: 3.4448; 1.6: 256.5; 1.7: 153.9; 1.8: 8.4594; 1.9: 1282.5; 2: 40.8439; 2.1: 94.4175; 2.2: 1161.3713; 2.3: 43.2589; 2.4: -1157.9265; 2.5: -43.1306
| 2 | 47.55 | 1: 0.70825; 1.1: 3.5249; 1.2: 0.004727; 1.3: 256.77; 1.4: 0.13116; 1.5: 3.5249; 1.6: 256.77; 1.7: 154.062; 1.8: 8.4594; 1.9: 1283.85; 2: 40.8869; 2.1: 94.4195; 2.2: 1163.7923; 2.3: 43.3035; 2.4: -1160.2674; 2.5: -43.1723
| 2 | 47.6 | 1: 0.72379; 1.1: 3.606; 1.2: 0.0048357; 1.3: 257.04; 1.4: 0.13403; 1.5: 3.606; 1.6: 257.04; 1.7: 154.224; 1.8: 8.4594; 1.9: 1285.2; 2: 40.9299; 2.1: 94.4216; 2.2: 1166.2158; 2.3: 43.3481; 2.4: -1162.6098; 2.5: -43.214
| 2 | 47.65 | 1: 0.7395; 1.1: 3.6882; 1.2: 0.0049459; 1.3: 257.31; 1.4: 0.13694; 1.5: 3.6882; 1.6: 257.31; 1.7: 154.386; 1.8: 8.4594; 1.9: 1286.55; 2: 40.9729; 2.1: 94.4236; 2.2: 1168.6418; 2.3: 43.3927; 2.4: -1164.9537; 2.5: -43.2557
| 2 | 47.7 | 1: 0.75539; 1.1: 3.7713; 1.2: 0.0050574; 1.3: 257.58; 1.4: 0.13989; 1.5: 3.7713; 1.6: 257.58; 1.7: 154.548; 1.8: 8.4594; 1.9: 1287.9; 2: 41.0159; 2.1: 94.4257; 2.2: 1171.0704; 2.3: 43.4373; 2.4: -1167.2991; 2.5: -43.2974
| 2 | 47.75 | 1: 0.77145; 1.1: 3.8556; 1.2: 0.0051704; 1.3: 257.85; 1.4: 0.14286; 1.5: 3.8556; 1.6: 257.85; 1.7: 154.71; 1.8: 8.4594; 1.9: 1289.25; 2: 41.0589; 2.1: 94.4277; 2.2: 1173.5015; 2.3: 43.4819; 2.4: -1169.6459; 2.5: -43.339
| 2 | 47.8 | 1: 0.78769; 1.1: 3.9408; 1.2: 0.0052848; 1.3: 258.12; 1.4: 0.14587; 1.5: 3.9408; 1.6: 258.12; 1.7: 154.872; 1.8: 8.4594; 1.9: 1290.6; 2: 41.1019; 2.1: 94.4297; 2.2: 1175.9351; 2.3: 43.5265; 2.4: -1171.9943; 2.5: -43.3806
| 2 | 47.85 | 1: 0.8041; 1.1: 4.0272; 1.2: 0.0054005; 1.3: 258.39; 1.4: 0.14891; 1.5: 4.0272; 1.6: 258.39; 1.7: 155.034; 1.8: 8.4594; 1.9: 1291.95; 2: 41.1449; 2.1: 94.4317; 2.2: 1178.3713; 2.3: 43.5711; 2.4: -1174.3441; 2.5: -43.4221
| 2 | 47.9 | 1: 0.82069; 1.1: 4.1146; 1.2: 0.0055177; 1.3: 258.66; 1.4: 0.15198; 1.5: 4.1146; 1.6: 258.66; 1.7: 155.196; 1.8: 8.4594; 1.9: 1293.3; 2: 41.1879; 2.1: 94.4338; 2.2: 1180.81; 2.3: 43.6157; 2.4: -1176.6954; 2.5: -43.4637
| 2 | 47.95 | 1: 0.83746; 1.1: 4.203; 1.2: 0.0056363; 1.3: 258.93; 1.4: 0.15509; 1.5: 4.203; 1.6: 258.93; 1.7: 155.358; 1.8: 8.4594; 1.9: 1294.65; 2: 41.2309; 2.1: 94.4358; 2.2: 1183.2512; 2.3: 43.6602; 2.4: -1179.0482; 2.5: -43.5052
| 2 | 48 | 1: 0.8544; 1.1: 4.2925; 1.2: 0.0057564; 1.3: 259.2; 1.4: 0.15822; 1.5: 4.2925; 1.6: 259.2; 1.7: 155.52; 1.8: 8.4594; 1.9: 1296; 2: 41.2739; 2.1: 94.4378; 2.2: 1185.695; 2.3: 43.7048; 2.4: -1181.4025; 2.5: -43.5466
| 2 | 48.05 | 1: 0.87152; 1.1: 4.3831; 1.2: 0.0058778; 1.3: 259.47; 1.4: 0.16139; 1.5: 4.3831; 1.6: 259.47; 1.7: 155.682; 1.8: 8.4594; 1.9: 1297.35; 2: 41.3169; 2.1: 94.4398; 2.2: 1188.1413; 2.3: 43.7494; 2.4: -1183.7582; 2.5: -43.5881
| 2 | 48.1 | 1: 0.88882; 1.1: 4.4747; 1.2: 0.0060007; 1.3: 259.74; 1.4: 0.1646; 1.5: 4.4747; 1.6: 259.74; 1.7: 155.844; 1.8: 8.4594; 1.9: 1298.7; 2: 41.3599; 2.1: 94.4418; 2.2: 1190.5901; 2.3: 43.794; 2.4: -1186.1154; 2.5: -43.6294
| 2 | 48.15 | 1: 0.90629; 1.1: 4.5674; 1.2: 0.006125; 1.3: 260.01; 1.4: 0.16783; 1.5: 4.5674; 1.6: 260.01; 1.7: 156.006; 1.8: 8.4594; 1.9: 1300.05; 2: 41.4029; 2.1: 94.4438; 2.2: 1193.0415; 2.3: 43.8386; 2.4: -1188.4741; 2.5: -43.6708
| 2 | 48.2 | 1: 0.92394; 1.1: 4.6612; 1.2: 0.0062508; 1.3: 260.28; 1.4: 0.1711; 1.5: 4.6612; 1.6: 260.28; 1.7: 156.168; 1.8: 8.4594; 1.9: 1301.4; 2: 41.4459; 2.1: 94.4458; 2.2: 1195.4954; 2.3: 43.8832; 2.4: -1190.8342; 2.5: -43.7121
| 2 | 48.25 | 1: 0.94177; 1.1: 4.7561; 1.2: 0.006378; 1.3: 260.55; 1.4: 0.1744; 1.5: 4.7561; 1.6: 260.55; 1.7: 156.33; 1.8: 8.4594; 1.9: 1302.75; 2: 41.4889; 2.1: 94.4477; 2.2: 1197.9518; 2.3: 43.9278; 2.4: -1193.1958; 2.5: -43.7534
| 2 | 48.3 | 1: 0.95977; 1.1: 4.852; 1.2: 0.0065067; 1.3: 260.82; 1.4: 0.17774; 1.5: 4.852; 1.6: 260.82; 1.7: 156.492; 1.8: 8.4594; 1.9: 1304.1; 2: 41.5318; 2.1: 94.4497; 2.2: 1200.4108; 2.3: 43.9724; 2.4: -1195.5588; 2.5: -43.7947
| 2 | 48.35 | 1: 0.97795; 1.1: 4.949; 1.2: 0.0066368; 1.3: 261.09; 1.4: 0.1811; 1.5: 4.949; 1.6: 261.09; 1.7: 156.654; 1.8: 8.4594; 1.9: 1305.45; 2: 41.5748; 2.1: 94.4517; 2.2: 1202.8723; 2.3: 44.017; 2.4: -1197.9233; 2.5: -43.8359
| 2 | 48.4 | 1: 0.9963; 1.1: 5.0471; 1.2: 0.0067683; 1.3: 261.36; 1.4: 0.1845; 1.5: 5.0471; 1.6: 261.36; 1.7: 156.816; 1.8: 8.4594; 1.9: 1306.8; 2: 41.6178; 2.1: 94.4537; 2.2: 1205.3363; 2.3: 44.0616; 2.4: -1200.2892; 2.5: -43.8771
| 2 | 48.45 | 1: 1.0148; 1.1: 5.1463; 1.2: 0.0069013; 1.3: 261.63; 1.4: 0.18793; 1.5: 5.1463; 1.6: 261.63; 1.7: 156.978; 1.8: 8.4594; 1.9: 1308.15; 2: 41.6608; 2.1: 94.4556; 2.2: 1207.8029; 2.3: 44.1062; 2.4: -1202.6566; 2.5: -43.9183
| 2 | 48.5 | 1: 1.0335; 1.1: 5.2466; 1.2: 0.0070358; 1.3: 261.9; 1.4: 0.1914; 1.5: 5.2466; 1.6: 261.9; 1.7: 157.14; 1.8: 8.4594; 1.9: 1309.5; 2: 41.7038; 2.1: 94.4576; 2.2: 1210.272; 2.3: 44.1509; 2.4: -1205.0254; 2.5: -43.9595
| 2 | 48.55 | 1: 1.0524; 1.1: 5.348; 1.2: 0.0071717; 1.3: 262.17; 1.4: 0.19489; 1.5: 5.348; 1.6: 262.17; 1.7: 157.302; 1.8: 8.4594; 1.9: 1310.85; 2: 41.7468; 2.1: 94.4595; 2.2: 1212.7436; 2.3: 44.1955; 2.4: -1207.3956; 2.5: -44.0006
| 2 | 48.6 | 1: 1.0715; 1.1: 5.4504; 1.2: 0.0073091; 1.3: 262.44; 1.4: 0.19842; 1.5: 5.4504; 1.6: 262.44; 1.7: 157.464; 1.8: 8.4594; 1.9: 1312.2; 2: 41.7898; 2.1: 94.4615; 2.2: 1215.2177; 2.3: 44.2401; 2.4: -1209.7673; 2.5: -44.0416
| 2 | 48.65 | 1: 1.0907; 1.1: 5.554; 1.2: 0.007448; 1.3: 262.71; 1.4: 0.20199; 1.5: 5.554; 1.6: 262.71; 1.7: 157.626; 1.8: 8.4594; 1.9: 1313.55; 2: 41.8328; 2.1: 94.4634; 2.2: 1217.6944; 2.3: 44.2847; 2.4: -1212.1404; 2.5: -44.0827
| 2 | 48.7 | 1: 1.1101; 1.1: 5.6587; 1.2: 0.0075884; 1.3: 262.98; 1.4: 0.20558; 1.5: 5.6587; 1.6: 262.98; 1.7: 157.788; 1.8: 8.4594; 1.9: 1314.9; 2: 41.8758; 2.1: 94.4654; 2.2: 1220.1736; 2.3: 44.3293; 2.4: -1214.515; 2.5: -44.1237
| 2 | 48.75 | 1: 1.1297; 1.1: 5.7644; 1.2: 0.0077302; 1.3: 263.25; 1.4: 0.20921; 1.5: 5.7644; 1.6: 263.25; 1.7: 157.95; 1.8: 8.4594; 1.9: 1316.25; 2: 41.9188; 2.1: 94.4673; 2.2: 1222.6554; 2.3: 44.3739; 2.4: -1216.8909; 2.5: -44.1647
| 2 | 48.8 | 1: 1.1495; 1.1: 5.8713; 1.2: 0.0078736; 1.3: 263.52; 1.4: 0.21287; 1.5: 5.8713; 1.6: 263.52; 1.7: 158.112; 1.8: 8.4594; 1.9: 1317.6; 2: 41.9618; 2.1: 94.4692; 2.2: 1225.1397; 2.3: 44.4185; 2.4: -1219.2683; 2.5: -44.2056
| 2 | 48.85 | 1: 1.1694; 1.1: 5.9793; 1.2: 0.0080184; 1.3: 263.79; 1.4: 0.21656; 1.5: 5.9793; 1.6: 263.79; 1.7: 158.274; 1.8: 8.4594; 1.9: 1318.95; 2: 42.0048; 2.1: 94.4711; 2.2: 1227.6265; 2.3: 44.4631; 2.4: -1221.6472; 2.5: -44.2465
| 2 | 48.9 | 1: 1.1896; 1.1: 6.0884; 1.2: 0.0081647; 1.3: 264.06; 1.4: 0.22029; 1.5: 6.0884; 1.6: 264.06; 1.7: 158.436; 1.8: 8.4594; 1.9: 1320.3; 2: 42.0478; 2.1: 94.4731; 2.2: 1230.1158; 2.3: 44.5077; 2.4: -1224.0274; 2.5: -44.2874
| 2 | 48.95 | 1: 1.2099; 1.1: 6.1986; 1.2: 0.0083125; 1.3: 264.33; 1.4: 0.22405; 1.5: 6.1986; 1.6: 264.33; 1.7: 158.598; 1.8: 8.4594; 1.9: 1321.65; 2: 42.0908; 2.1: 94.475; 2.2: 1232.6077; 2.3: 44.5523; 2.4: -1226.409; 2.5: -44.3282
| 2 | 49 | 1: 1.2303; 1.1: 6.3099; 1.2: 0.0084618; 1.3: 264.6; 1.4: 0.22784; 1.5: 6.3099; 1.6: 264.6; 1.7: 158.76; 1.8: 8.4594; 1.9: 1323; 2: 42.1338; 2.1: 94.4769; 2.2: 1235.102; 2.3: 44.5969; 2.4: -1228.7921; 2.5: -44.3691
| 2 | 49.05 | 1: 1.251; 1.1: 6.4224; 1.2: 0.0086126; 1.3: 264.87; 1.4: 0.23166; 1.5: 6.4224; 1.6: 264.87; 1.7: 158.922; 1.8: 8.4594; 1.9: 1324.35; 2: 42.1768; 2.1: 94.4788; 2.2: 1237.599; 2.3: 44.6415; 2.4: -1231.1766; 2.5: -44.4098
| 2 | 49.1 | 1: 1.2718; 1.1: 6.536; 1.2: 0.0087649; 1.3: 265.14; 1.4: 0.23552; 1.5: 6.536; 1.6: 265.14; 1.7: 159.084; 1.8: 8.4594; 1.9: 1325.7; 2: 42.2197; 2.1: 94.4807; 2.2: 1240.0984; 2.3: 44.6861; 2.4: -1233.5624; 2.5: -44.4506
| 2 | 49.15 | 1: 1.2928; 1.1: 6.6507; 1.2: 0.0089187; 1.3: 265.41; 1.4: 0.23941; 1.5: 6.6507; 1.6: 265.41; 1.7: 159.246; 1.8: 8.4594; 1.9: 1327.05; 2: 42.2627; 2.1: 94.4826; 2.2: 1242.6004; 2.3: 44.7307; 2.4: -1235.9497; 2.5: -44.4913
| 2 | 49.2 | 1: 1.314; 1.1: 6.7665; 1.2: 0.0090741; 1.3: 265.68; 1.4: 0.24333; 1.5: 6.7665; 1.6: 265.68; 1.7: 159.408; 1.8: 8.4594; 1.9: 1328.4; 2: 42.3057; 2.1: 94.4845; 2.2: 1245.1049; 2.3: 44.7753; 2.4: -1238.3384; 2.5: -44.532
| 2 | 49.25 | 1: 1.3353; 1.1: 6.8835; 1.2: 0.0092309; 1.3: 265.95; 1.4: 0.24729; 1.5: 6.8835; 1.6: 265.95; 1.7: 159.57; 1.8: 8.4594; 1.9: 1329.75; 2: 42.3487; 2.1: 94.4864; 2.2: 1247.6119; 2.3: 44.8199; 2.4: -1240.7284; 2.5: -44.5726
| 2 | 49.3 | 1: 1.3569; 1.1: 7.0016; 1.2: 0.0093893; 1.3: 266.22; 1.4: 0.25127; 1.5: 7.0016; 1.6: 266.22; 1.7: 159.732; 1.8: 8.4594; 1.9: 1331.1; 2: 42.3917; 2.1: 94.4883; 2.2: 1250.1215; 2.3: 44.8645; 2.4: -1243.1199; 2.5: -44.6133
| 2 | 49.35 | 1: 1.3786; 1.1: 7.1209; 1.2: 0.0095492; 1.3: 266.49; 1.4: 0.2553; 1.5: 7.1209; 1.6: 266.49; 1.7: 159.894; 1.8: 8.4594; 1.9: 1332.45; 2: 42.4347; 2.1: 94.4901; 2.2: 1252.6336; 2.3: 44.9091; 2.4: -1245.5127; 2.5: -44.6538
| 2 | 49.4 | 1: 1.4005; 1.1: 7.2413; 1.2: 0.0097107; 1.3: 266.76; 1.4: 0.25935; 1.5: 7.2413; 1.6: 266.76; 1.7: 160.056; 1.8: 8.4594; 1.9: 1333.8; 2: 42.4777; 2.1: 94.492; 2.2: 1255.1482; 2.3: 44.9537; 2.4: -1247.907; 2.5: -44.6944
| 2 | 49.45 | 1: 1.4226; 1.1: 7.3628; 1.2: 0.0098737; 1.3: 267.03; 1.4: 0.26344; 1.5: 7.3628; 1.6: 267.03; 1.7: 160.218; 1.8: 8.4594; 1.9: 1335.15; 2: 42.5207; 2.1: 94.4939; 2.2: 1257.6654; 2.3: 44.9984; 2.4: -1250.3026; 2.5: -44.7349
| 2 | 49.5 | 1: 1.4448; 1.1: 7.4855; 1.2: 0.010038; 1.3: 267.3; 1.4: 0.26755; 1.5: 7.4855; 1.6: 267.3; 1.7: 160.38; 1.8: 8.4594; 1.9: 1336.5; 2: 42.5637; 2.1: 94.4958; 2.2: 1260.1851; 2.3: 45.043; 2.4: -1252.6996; 2.5: -44.7754
| 2 | 49.55 | 1: 1.4672; 1.1: 7.6093; 1.2: 0.010204; 1.3: 267.57; 1.4: 0.27171; 1.5: 7.6093; 1.6: 267.57; 1.7: 160.542; 1.8: 8.4594; 1.9: 1337.85; 2: 42.6067; 2.1: 94.4976; 2.2: 1262.7073; 2.3: 45.0876; 2.4: -1255.098; 2.5: -44.8159
| 2 | 49.6 | 1: 1.4898; 1.1: 7.7343; 1.2: 0.010372; 1.3: 267.84; 1.4: 0.27589; 1.5: 7.7343; 1.6: 267.84; 1.7: 160.704; 1.8: 8.4594; 1.9: 1339.2; 2: 42.6497; 2.1: 94.4995; 2.2: 1265.232; 2.3: 45.1322; 2.4: -1257.4977; 2.5: -44.8563
| 2 | 49.65 | 1: 1.5126; 1.1: 7.8604; 1.2: 0.010541; 1.3: 268.11; 1.4: 0.28011; 1.5: 7.8604; 1.6: 268.11; 1.7: 160.866; 1.8: 8.4594; 1.9: 1340.55; 2: 42.6927; 2.1: 94.5013; 2.2: 1267.7593; 2.3: 45.1768; 2.4: -1259.8988; 2.5: -44.8967
| 2 | 49.7 | 1: 1.5355; 1.1: 7.9877; 1.2: 0.010712; 1.3: 268.38; 1.4: 0.28436; 1.5: 7.9877; 1.6: 268.38; 1.7: 161.028; 1.8: 8.4594; 1.9: 1341.9; 2: 42.7357; 2.1: 94.5032; 2.2: 1270.289; 2.3: 45.2214; 2.4: -1262.3013; 2.5: -44.937
| 2 | 49.75 | 1: 1.5587; 1.1: 8.1162; 1.2: 0.010884; 1.3: 268.65; 1.4: 0.28864; 1.5: 8.1162; 1.6: 268.65; 1.7: 161.19; 1.8: 8.4594; 1.9: 1343.25; 2: 42.7787; 2.1: 94.505; 2.2: 1272.8214; 2.3: 45.266; 2.4: -1264.7052; 2.5: -44.9774
| 2 | 49.8 | 1: 1.582; 1.1: 8.2458; 1.2: 0.011058; 1.3: 268.92; 1.4: 0.29296; 1.5: 8.2458; 1.6: 268.92; 1.7: 161.352; 1.8: 8.4594; 1.9: 1344.6; 2: 42.8217; 2.1: 94.5069; 2.2: 1275.3562; 2.3: 45.3106; 2.4: -1267.1104; 2.5: -45.0177
| 2 | 49.85 | 1: 1.6054; 1.1: 8.3766; 1.2: 0.011233; 1.3: 269.19; 1.4: 0.29731; 1.5: 8.3766; 1.6: 269.19; 1.7: 161.514; 1.8: 8.4594; 1.9: 1345.95; 2: 42.8646; 2.1: 94.5087; 2.2: 1277.8936; 2.3: 45.3552; 2.4: -1269.5169; 2.5: -45.0579
| 2 | 49.9 | 1: 1.6291; 1.1: 8.5086; 1.2: 0.01141; 1.3: 269.46; 1.4: 0.30169; 1.5: 8.5086; 1.6: 269.46; 1.7: 161.676; 1.8: 8.4594; 1.9: 1347.3; 2: 42.9076; 2.1: 94.5106; 2.2: 1280.4335; 2.3: 45.3998; 2.4: -1271.9249; 2.5: -45.0982
| 2 | 49.95 | 1: 1.6529; 1.1: 8.6417; 1.2: 0.011589; 1.3: 269.73; 1.4: 0.3061; 1.5: 8.6417; 1.6: 269.73; 1.7: 161.838; 1.8: 8.4594; 1.9: 1348.65; 2: 42.9506; 2.1: 94.5124; 2.2: 1282.9759; 2.3: 45.4444; 2.4: -1274.3341; 2.5: -45.1383
| 2 | 50 | 1: 1.677; 1.1: 8.7761; 1.2: 0.011769; 1.3: 270; 1.4: 0.31055; 1.5: 8.7761; 1.6: 270; 1.7: 162; 1.8: 8.4594; 1.9: 1350; 2: 42.9936; 2.1: 94.5142; 2.2: 1285.5208; 2.3: 45.4891; 2.4: -1276.7448; 2.5: -45.1785
| 2 | 50.05 | 1: 1.7011; 1.1: 8.9116; 1.2: 0.011951; 1.3: 270.27; 1.4: 0.31503; 1.5: 8.9116; 1.6: 270.27; 1.7: 162.162; 1.8: 8.4594; 1.9: 1351.35; 2: 43.0366; 2.1: 94.516; 2.2: 1288.0683; 2.3: 45.5337; 2.4: -1279.1567; 2.5: -45.2186
| 2 | 50.1 | 1: 1.7255; 1.1: 9.0483; 1.2: 0.012134; 1.3: 270.54; 1.4: 0.31954; 1.5: 9.0483; 1.6: 270.54; 1.7: 162.324; 1.8: 8.4594; 1.9: 1352.7; 2: 43.0796; 2.1: 94.5179; 2.2: 1290.6183; 2.3: 45.5783; 2.4: -1281.5701; 2.5: -45.2587
| 2 | 50.15 | 1: 1.7501; 1.1: 9.1861; 1.2: 0.012319; 1.3: 270.81; 1.4: 0.32409; 1.5: 9.1861; 1.6: 270.81; 1.7: 162.486; 1.8: 8.4594; 1.9: 1354.05; 2: 43.1226; 2.1: 94.5197; 2.2: 1293.1708; 2.3: 45.6229; 2.4: -1283.9847; 2.5: -45.2988
| 2 | 50.2 | 1: 1.7748; 1.1: 9.3252; 1.2: 0.012505; 1.3: 271.08; 1.4: 0.32866; 1.5: 9.3252; 1.6: 271.08; 1.7: 162.648; 1.8: 8.4594; 1.9: 1355.4; 2: 43.1656; 2.1: 94.5215; 2.2: 1295.7259; 2.3: 45.6675; 2.4: -1286.4007; 2.5: -45.3388
| 2 | 50.25 | 1: 1.7997; 1.1: 9.4654; 1.2: 0.012693; 1.3: 271.35; 1.4: 0.33327; 1.5: 9.4654; 1.6: 271.35; 1.7: 162.81; 1.8: 8.4594; 1.9: 1356.75; 2: 43.2086; 2.1: 94.5233; 2.2: 1298.2835; 2.3: 45.7121; 2.4: -1288.818; 2.5: -45.3788
| 2 | 50.3 | 1: 1.8248; 1.1: 9.6069; 1.2: 0.012883; 1.3: 271.62; 1.4: 0.33792; 1.5: 9.6069; 1.6: 271.62; 1.7: 162.972; 1.8: 8.4594; 1.9: 1358.1; 2: 43.2516; 2.1: 94.5251; 2.2: 1300.8436; 2.3: 45.7567; 2.4: -1291.2367; 2.5: -45.4188
| 2 | 50.35 | 1: 1.85; 1.1: 9.7495; 1.2: 0.013074; 1.3: 271.89; 1.4: 0.3426; 1.5: 9.7495; 1.6: 271.89; 1.7: 163.134; 1.8: 8.4594; 1.9: 1359.45; 2: 43.2946; 2.1: 94.5269; 2.2: 1303.4062; 2.3: 45.8013; 2.4: -1293.6567; 2.5: -45.4587
| 2 | 50.4 | 1: 1.8754; 1.1: 9.8934; 1.2: 0.013267; 1.3: 272.16; 1.4: 0.34731; 1.5: 9.8934; 1.6: 272.16; 1.7: 163.296; 1.8: 8.4594; 1.9: 1360.8; 2: 43.3376; 2.1: 94.5287; 2.2: 1305.9714; 2.3: 45.8459; 2.4: -1296.078; 2.5: -45.4986
| 2 | 50.45 | 1: 1.9011; 1.1: 10.0384; 1.2: 0.013462; 1.3: 272.43; 1.4: 0.35205; 1.5: 10.0384; 1.6: 272.43; 1.7: 163.458; 1.8: 8.4594; 1.9: 1362.15; 2: 43.3806; 2.1: 94.5305; 2.2: 1308.539; 2.3: 45.8906; 2.4: -1298.5006; 2.5: -45.5385
| 2 | 50.5 | 1: 1.9268; 1.1: 10.1847; 1.2: 0.013658; 1.3: 272.7; 1.4: 0.35682; 1.5: 10.1847; 1.6: 272.7; 1.7: 163.62; 1.8: 8.4594; 1.9: 1363.5; 2: 43.4236; 2.1: 94.5323; 2.2: 1311.1092; 2.3: 45.9352; 2.4: -1300.9246; 2.5: -45.5783
| 2 | 50.55 | 1: 1.9528; 1.1: 10.3321; 1.2: 0.013856; 1.3: 272.97; 1.4: 0.36163; 1.5: 10.3321; 1.6: 272.97; 1.7: 163.782; 1.8: 8.4594; 1.9: 1364.85; 2: 43.4666; 2.1: 94.5341; 2.2: 1313.682; 2.3: 45.9798; 2.4: -1303.3498; 2.5: -45.6182
| 2 | 50.6 | 1: 1.979; 1.1: 10.4808; 1.2: 0.014055; 1.3: 273.24; 1.4: 0.36647; 1.5: 10.4808; 1.6: 273.24; 1.7: 163.944; 1.8: 8.4594; 1.9: 1366.2; 2: 43.5096; 2.1: 94.5359; 2.2: 1316.2572; 2.3: 46.0244; 2.4: -1305.7764; 2.5: -45.6579
| 2 | 50.65 | 1: 2.0053; 1.1: 10.6307; 1.2: 0.014256; 1.3: 273.51; 1.4: 0.37135; 1.5: 10.6307; 1.6: 273.51; 1.7: 164.106; 1.8: 8.4594; 1.9: 1367.55; 2: 43.5525; 2.1: 94.5376; 2.2: 1318.835; 2.3: 46.069; 2.4: -1308.2043; 2.5: -45.6977
| 2 | 50.7 | 1: 2.0318; 1.1: 10.7818; 1.2: 0.014459; 1.3: 273.78; 1.4: 0.37625; 1.5: 10.7818; 1.6: 273.78; 1.7: 164.268; 1.8: 8.4594; 1.9: 1368.9; 2: 43.5955; 2.1: 94.5394; 2.2: 1321.4153; 2.3: 46.1136; 2.4: -1310.6335; 2.5: -45.7374
| 2 | 50.75 | 1: 2.0584; 1.1: 10.9341; 1.2: 0.014663; 1.3: 274.05; 1.4: 0.38119; 1.5: 10.9341; 1.6: 274.05; 1.7: 164.43; 1.8: 8.4594; 1.9: 1370.25; 2: 43.6385; 2.1: 94.5412; 2.2: 1323.9981; 2.3: 46.1582; 2.4: -1313.064; 2.5: -45.777
| 2 | 50.8 | 1: 2.0853; 1.1: 11.0877; 1.2: 0.014869; 1.3: 274.32; 1.4: 0.38617; 1.5: 11.0877; 1.6: 274.32; 1.7: 164.592; 1.8: 8.4594; 1.9: 1371.6; 2: 43.6815; 2.1: 94.5429; 2.2: 1326.5835; 2.3: 46.2028; 2.4: -1315.4958; 2.5: -45.8167
| 2 | 50.85 | 1: 2.1123; 1.1: 11.2424; 1.2: 0.015076; 1.3: 274.59; 1.4: 0.39117; 1.5: 11.2424; 1.6: 274.59; 1.7: 164.754; 1.8: 8.4594; 1.9: 1372.95; 2: 43.7245; 2.1: 94.5447; 2.2: 1329.1713; 2.3: 46.2475; 2.4: -1317.9289; 2.5: -45.8563
| 2 | 50.9 | 1: 2.1395; 1.1: 11.3984; 1.2: 0.015286; 1.3: 274.86; 1.4: 0.39621; 1.5: 11.3984; 1.6: 274.86; 1.7: 164.916; 1.8: 8.4594; 1.9: 1374.3; 2: 43.7675; 2.1: 94.5465; 2.2: 1331.7617; 2.3: 46.2921; 2.4: -1320.3633; 2.5: -45.8959
| 2 | 50.95 | 1: 2.1669; 1.1: 11.5557; 1.2: 0.015496; 1.3: 275.13; 1.4: 0.40128; 1.5: 11.5557; 1.6: 275.13; 1.7: 165.078; 1.8: 8.4594; 1.9: 1375.65; 2: 43.8105; 2.1: 94.5482; 2.2: 1334.3546; 2.3: 46.3367; 2.4: -1322.799; 2.5: -45.9354
| 2 | 51 | 1: 2.1945; 1.1: 11.7141; 1.2: 0.015709; 1.3: 275.4; 1.4: 0.40639; 1.5: 11.7141; 1.6: 275.4; 1.7: 165.24; 1.8: 8.4594; 1.9: 1377; 2: 43.8535; 2.1: 94.55; 2.2: 1336.9501; 2.3: 46.3813; 2.4: -1325.2359; 2.5: -45.9749
| 2 | 51.05 | 1: 2.2222; 1.1: 11.8739; 1.2: 0.015923; 1.3: 275.67; 1.4: 0.41152; 1.5: 11.8739; 1.6: 275.67; 1.7: 165.402; 1.8: 8.4594; 1.9: 1378.35; 2: 43.8965; 2.1: 94.5517; 2.2: 1339.548; 2.3: 46.4259; 2.4: -1327.6742; 2.5: -46.0144
| 2 | 51.1 | 1: 2.2501; 1.1: 12.0348; 1.2: 0.016139; 1.3: 275.94; 1.4: 0.41669; 1.5: 12.0348; 1.6: 275.94; 1.7: 165.564; 1.8: 8.4594; 1.9: 1379.7; 2: 43.9395; 2.1: 94.5535; 2.2: 1342.1485; 2.3: 46.4705; 2.4: -1330.1137; 2.5: -46.0538
| 2 | 51.15 | 1: 2.2782; 1.1: 12.197; 1.2: 0.016356; 1.3: 276.21; 1.4: 0.4219; 1.5: 12.197; 1.6: 276.21; 1.7: 165.726; 1.8: 8.4594; 1.9: 1381.05; 2: 43.9825; 2.1: 94.5552; 2.2: 1344.7515; 2.3: 46.5151; 2.4: -1332.5545; 2.5: -46.0932
| 2 | 51.2 | 1: 2.3065; 1.1: 12.3605; 1.2: 0.016576; 1.3: 276.48; 1.4: 0.42713; 1.5: 12.3605; 1.6: 276.48; 1.7: 165.888; 1.8: 8.4594; 1.9: 1382.4; 2: 44.0255; 2.1: 94.557; 2.2: 1347.3571; 2.3: 46.5597; 2.4: -1334.9966; 2.5: -46.1326
| 2 | 51.25 | 1: 2.335; 1.1: 12.5251; 1.2: 0.016796; 1.3: 276.75; 1.4: 0.4324; 1.5: 12.5251; 1.6: 276.75; 1.7: 166.05; 1.8: 8.4594; 1.9: 1383.75; 2: 44.0685; 2.1: 94.5587; 2.2: 1349.9651; 2.3: 46.6044; 2.4: -1337.44; 2.5: -46.172
| 2 | 51.3 | 1: 2.3636; 1.1: 12.6911; 1.2: 0.017019; 1.3: 277.02; 1.4: 0.4377; 1.5: 12.6911; 1.6: 277.02; 1.7: 166.212; 1.8: 8.4594; 1.9: 1385.1; 2: 44.1115; 2.1: 94.5604; 2.2: 1352.5757; 2.3: 46.649; 2.4: -1339.8846; 2.5: -46.2113
| 2 | 51.35 | 1: 2.3924; 1.1: 12.8583; 1.2: 0.017243; 1.3: 277.29; 1.4: 0.44304; 1.5: 12.8583; 1.6: 277.29; 1.7: 166.374; 1.8: 8.4594; 1.9: 1386.45; 2: 44.1545; 2.1: 94.5622; 2.2: 1355.1888; 2.3: 46.6936; 2.4: -1342.3305; 2.5: -46.2505
| 2 | 51.4 | 1: 2.4214; 1.1: 13.0268; 1.2: 0.017469; 1.3: 277.56; 1.4: 0.44841; 1.5: 13.0268; 1.6: 277.56; 1.7: 166.536; 1.8: 8.4594; 1.9: 1387.8; 2: 44.1975; 2.1: 94.5639; 2.2: 1357.8044; 2.3: 46.7382; 2.4: -1344.7777; 2.5: -46.2898
| 2 | 51.45 | 1: 2.4506; 1.1: 13.1965; 1.2: 0.017697; 1.3: 277.83; 1.4: 0.45381; 1.5: 13.1965; 1.6: 277.83; 1.7: 166.698; 1.8: 8.4594; 1.9: 1389.15; 2: 44.2404; 2.1: 94.5656; 2.2: 1360.4226; 2.3: 46.7828; 2.4: -1347.2261; 2.5: -46.329
| 2 | 51.5 | 1: 2.4799; 1.1: 13.3675; 1.2: 0.017926; 1.3: 278.1; 1.4: 0.45924; 1.5: 13.3675; 1.6: 278.1; 1.7: 166.86; 1.8: 8.4594; 1.9: 1390.5; 2: 44.2834; 2.1: 94.5673; 2.2: 1363.0432; 2.3: 46.8274; 2.4: -1349.6758; 2.5: -46.3682
| 2 | 51.55 | 1: 2.5094; 1.1: 13.5397; 1.2: 0.018157; 1.3: 278.37; 1.4: 0.46471; 1.5: 13.5397; 1.6: 278.37; 1.7: 167.022; 1.8: 8.4594; 1.9: 1391.85; 2: 44.3264; 2.1: 94.569; 2.2: 1365.6664; 2.3: 46.872; 2.4: -1352.1267; 2.5: -46.4073
| 2 | 51.6 | 1: 2.5391; 1.1: 13.7133; 1.2: 0.01839; 1.3: 278.64; 1.4: 0.47021; 1.5: 13.7133; 1.6: 278.64; 1.7: 167.184; 1.8: 8.4594; 1.9: 1393.2; 2: 44.3694; 2.1: 94.5708; 2.2: 1368.2921; 2.3: 46.9166; 2.4: -1354.5789; 2.5: -46.4464
| 2 | 51.65 | 1: 2.569; 1.1: 13.8881; 1.2: 0.018624; 1.3: 278.91; 1.4: 0.47574; 1.5: 13.8881; 1.6: 278.91; 1.7: 167.346; 1.8: 8.4594; 1.9: 1394.55; 2: 44.4124; 2.1: 94.5725; 2.2: 1370.9203; 2.3: 46.9613; 2.4: -1357.0323; 2.5: -46.4855
| 2 | 51.7 | 1: 2.599; 1.1: 14.0641; 1.2: 0.01886; 1.3: 279.18; 1.4: 0.4813; 1.5: 14.0641; 1.6: 279.18; 1.7: 167.508; 1.8: 8.4594; 1.9: 1395.9; 2: 44.4554; 2.1: 94.5742; 2.2: 1373.5511; 2.3: 47.0059; 2.4: -1359.487; 2.5: -46.5246
| 2 | 51.75 | 1: 2.6293; 1.1: 14.2415; 1.2: 0.019098; 1.3: 279.45; 1.4: 0.4869; 1.5: 14.2415; 1.6: 279.45; 1.7: 167.67; 1.8: 8.4594; 1.9: 1397.25; 2: 44.4984; 2.1: 94.5759; 2.2: 1376.1844; 2.3: 47.0505; 2.4: -1361.9429; 2.5: -46.5636
| 2 | 51.8 | 1: 2.6597; 1.1: 14.4201; 1.2: 0.019338; 1.3: 279.72; 1.4: 0.49254; 1.5: 14.4201; 1.6: 279.72; 1.7: 167.832; 1.8: 8.4594; 1.9: 1398.6; 2: 44.5414; 2.1: 94.5776; 2.2: 1378.8202; 2.3: 47.0951; 2.4: -1364.4; 2.5: -46.6026
| 2 | 51.85 | 1: 2.6903; 1.1: 14.6; 1.2: 0.019579; 1.3: 279.99; 1.4: 0.4982; 1.5: 14.6; 1.6: 279.99; 1.7: 167.994; 1.8: 8.4594; 1.9: 1399.95; 2: 44.5844; 2.1: 94.5793; 2.2: 1381.4585; 2.3: 47.1397; 2.4: -1366.8584; 2.5: -46.6415
| 2 | 51.9 | 1: 2.721; 1.1: 14.7813; 1.2: 0.019822; 1.3: 280.26; 1.4: 0.5039; 1.5: 14.7813; 1.6: 280.26; 1.7: 168.156; 1.8: 8.4594; 1.9: 1401.3; 2: 44.6274; 2.1: 94.581; 2.2: 1384.0993; 2.3: 47.1843; 2.4: -1369.318; 2.5: -46.6804
| 2 | 51.95 | 1: 2.752; 1.1: 14.9638; 1.2: 0.020067; 1.3: 280.53; 1.4: 0.50963; 1.5: 14.9638; 1.6: 280.53; 1.7: 168.318; 1.8: 8.4594; 1.9: 1402.65; 2: 44.6704; 2.1: 94.5827; 2.2: 1386.7427; 2.3: 47.2289; 2.4: -1371.7789; 2.5: -46.7193
| 2 | 52 | 1: 2.7831; 1.1: 15.1476; 1.2: 0.020313; 1.3: 280.8; 1.4: 0.51539; 1.5: 15.1476; 1.6: 280.8; 1.7: 168.48; 1.8: 8.4594; 1.9: 1404; 2: 44.7134; 2.1: 94.5843; 2.2: 1389.3885; 2.3: 47.2735; 2.4: -1374.241; 2.5: -46.7582
| 2 | 52.05 | 1: 2.8144; 1.1: 15.3327; 1.2: 0.020561; 1.3: 281.07; 1.4: 0.52119; 1.5: 15.3327; 1.6: 281.07; 1.7: 168.642; 1.8: 8.4594; 1.9: 1405.35; 2: 44.7564; 2.1: 94.586; 2.2: 1392.0369; 2.3: 47.3182; 2.4: -1376.7043; 2.5: -46.797
| 2 | 52.1 | 1: 2.8459; 1.1: 15.5191; 1.2: 0.020811; 1.3: 281.34; 1.4: 0.52702; 1.5: 15.5191; 1.6: 281.34; 1.7: 168.804; 1.8: 8.4594; 1.9: 1406.7; 2: 44.7994; 2.1: 94.5877; 2.2: 1394.6878; 2.3: 47.3628; 2.4: -1379.1688; 2.5: -46.8358
| 2 | 52.15 | 1: 2.8776; 1.1: 15.7067; 1.2: 0.021063; 1.3: 281.61; 1.4: 0.53288; 1.5: 15.7067; 1.6: 281.61; 1.7: 168.966; 1.8: 8.4594; 1.9: 1408.05; 2: 44.8424; 2.1: 94.5894; 2.2: 1397.3413; 2.3: 47.4074; 2.4: -1381.6345; 2.5: -46.8745
| 2 | 52.2 | 1: 2.9094; 1.1: 15.8958; 1.2: 0.021317; 1.3: 281.88; 1.4: 0.53878; 1.5: 15.8958; 1.6: 281.88; 1.7: 169.128; 1.8: 8.4594; 1.9: 1409.4; 2: 44.8854; 2.1: 94.5911; 2.2: 1399.9972; 2.3: 47.452; 2.4: -1384.1015; 2.5: -46.9132
| 2 | 52.25 | 1: 2.9414; 1.1: 16.0861; 1.2: 0.021572; 1.3: 282.15; 1.4: 0.54471; 1.5: 16.0861; 1.6: 282.15; 1.7: 169.29; 1.8: 8.4594; 1.9: 1410.75; 2: 44.9283; 2.1: 94.5927; 2.2: 1402.6557; 2.3: 47.4966; 2.4: -1386.5696; 2.5: -46.9519
| 2 | 52.3 | 1: 2.9736; 1.1: 16.2777; 1.2: 0.021829; 1.3: 282.42; 1.4: 0.55067; 1.5: 16.2777; 1.6: 282.42; 1.7: 169.452; 1.8: 8.4594; 1.9: 1412.1; 2: 44.9713; 2.1: 94.5944; 2.2: 1405.3167; 2.3: 47.5412; 2.4: -1389.039; 2.5: -46.9906
| 2 | 52.35 | 1: 3.006; 1.1: 16.4706; 1.2: 0.022087; 1.3: 282.69; 1.4: 0.55666; 1.5: 16.4706; 1.6: 282.69; 1.7: 169.614; 1.8: 8.4594; 1.9: 1413.45; 2: 45.0143; 2.1: 94.5961; 2.2: 1407.9802; 2.3: 47.5858; 2.4: -1391.5096; 2.5: -47.0292
| 2 | 52.4 | 1: 3.0385; 1.1: 16.6649; 1.2: 0.022348; 1.3: 282.96; 1.4: 0.56269; 1.5: 16.6649; 1.6: 282.96; 1.7: 169.776; 1.8: 8.4594; 1.9: 1414.8; 2: 45.0573; 2.1: 94.5977; 2.2: 1410.6462; 2.3: 47.6304; 2.4: -1393.9814; 2.5: -47.0678
| 2 | 52.45 | 1: 3.0713; 1.1: 16.8605; 1.2: 0.02261; 1.3: 283.23; 1.4: 0.56875; 1.5: 16.8605; 1.6: 283.23; 1.7: 169.938; 1.8: 8.4594; 1.9: 1416.15; 2: 45.1003; 2.1: 94.5994; 2.2: 1413.3148; 2.3: 47.6751; 2.4: -1396.4543; 2.5: -47.1063
| 2 | 52.5 | 1: 3.1042; 1.1: 17.0574; 1.2: 0.022874; 1.3: 283.5; 1.4: 0.57484; 1.5: 17.0574; 1.6: 283.5; 1.7: 170.1; 1.8: 8.4594; 1.9: 1417.5; 2: 45.1433; 2.1: 94.601; 2.2: 1415.9859; 2.3: 47.7197; 2.4: -1398.9285; 2.5: -47.1448
| 2 | 52.55 | 1: 3.1372; 1.1: 17.2556; 1.2: 0.02314; 1.3: 283.77; 1.4: 0.58097; 1.5: 17.2556; 1.6: 283.77; 1.7: 170.262; 1.8: 8.4594; 1.9: 1418.85; 2: 45.1863; 2.1: 94.6027; 2.2: 1418.6595; 2.3: 47.7643; 2.4: -1401.4039; 2.5: -47.1833
| 2 | 52.6 | 1: 3.1705; 1.1: 17.4552; 1.2: 0.023408; 1.3: 284.04; 1.4: 0.58713; 1.5: 17.4552; 1.6: 284.04; 1.7: 170.424; 1.8: 8.4594; 1.9: 1420.2; 2: 45.2293; 2.1: 94.6044; 2.2: 1421.3356; 2.3: 47.8089; 2.4: -1403.8804; 2.5: -47.2218
| 2 | 52.65 | 1: 3.204; 1.1: 17.656; 1.2: 0.023677; 1.3: 284.31; 1.4: 0.59333; 1.5: 17.656; 1.6: 284.31; 1.7: 170.586; 1.8: 8.4594; 1.9: 1421.55; 2: 45.2723; 2.1: 94.606; 2.2: 1424.0142; 2.3: 47.8535; 2.4: -1406.3582; 2.5: -47.2602
| 2 | 52.7 | 1: 3.2376; 1.1: 17.8583; 1.2: 0.023948; 1.3: 284.58; 1.4: 0.59955; 1.5: 17.8583; 1.6: 284.58; 1.7: 170.748; 1.8: 8.4594; 1.9: 1422.9; 2: 45.3153; 2.1: 94.6076; 2.2: 1426.6954; 2.3: 47.8981; 2.4: -1408.8371; 2.5: -47.2986
| 2 | 52.75 | 1: 3.2714; 1.1: 18.0618; 1.2: 0.024221; 1.3: 284.85; 1.4: 0.60581; 1.5: 18.0618; 1.6: 284.85; 1.7: 170.91; 1.8: 8.4594; 1.9: 1424.25; 2: 45.3583; 2.1: 94.6093; 2.2: 1429.379; 2.3: 47.9427; 2.4: -1411.3172; 2.5: -47.3369
| 2 | 52.8 | 1: 3.3054; 1.1: 18.2667; 1.2: 0.024496; 1.3: 285.12; 1.4: 0.6121; 1.5: 18.2667; 1.6: 285.12; 1.7: 171.072; 1.8: 8.4594; 1.9: 1425.6; 2: 45.4013; 2.1: 94.6109; 2.2: 1432.0652; 2.3: 47.9873; 2.4: -1413.7985; 2.5: -47.3752
| 2 | 52.85 | 1: 3.3395; 1.1: 18.473; 1.2: 0.024773; 1.3: 285.39; 1.4: 0.61843; 1.5: 18.473; 1.6: 285.39; 1.7: 171.234; 1.8: 8.4594; 1.9: 1426.95; 2: 45.4443; 2.1: 94.6126; 2.2: 1434.7539; 2.3: 48.032; 2.4: -1416.2809; 2.5: -47.4135
| 2 | 52.9 | 1: 3.3739; 1.1: 18.6806; 1.2: 0.025051; 1.3: 285.66; 1.4: 0.62479; 1.5: 18.6806; 1.6: 285.66; 1.7: 171.396; 1.8: 8.4594; 1.9: 1428.3; 2: 45.4873; 2.1: 94.6142; 2.2: 1437.4451; 2.3: 48.0766; 2.4: -1418.7645; 2.5: -47.4518
| 2 | 52.95 | 1: 3.4084; 1.1: 18.8895; 1.2: 0.025331; 1.3: 285.93; 1.4: 0.63118; 1.5: 18.8895; 1.6: 285.93; 1.7: 171.558; 1.8: 8.4594; 1.9: 1429.65; 2: 45.5303; 2.1: 94.6158; 2.2: 1440.1389; 2.3: 48.1212; 2.4: -1421.2493; 2.5: -47.49
| 2 | 53 | 1: 3.4431; 1.1: 19.0998; 1.2: 0.025613; 1.3: 286.2; 1.4: 0.6376; 1.5: 19.0998; 1.6: 286.2; 1.7: 171.72; 1.8: 8.4594; 1.9: 1431; 2: 45.5732; 2.1: 94.6175; 2.2: 1442.8351; 2.3: 48.1658; 2.4: -1423.7353; 2.5: -47.5282
| 2 | 53.05 | 1: 3.4779; 1.1: 19.3115; 1.2: 0.025897; 1.3: 286.47; 1.4: 0.64406; 1.5: 19.3115; 1.6: 286.47; 1.7: 171.882; 1.8: 8.4594; 1.9: 1432.35; 2: 45.6162; 2.1: 94.6191; 2.2: 1445.5339; 2.3: 48.2104; 2.4: -1426.2224; 2.5: -47.5663
| 2 | 53.1 | 1: 3.513; 1.1: 19.5245; 1.2: 0.026183; 1.3: 286.74; 1.4: 0.65055; 1.5: 19.5245; 1.6: 286.74; 1.7: 172.044; 1.8: 8.4594; 1.9: 1433.7; 2: 45.6592; 2.1: 94.6207; 2.2: 1448.2352; 2.3: 48.255; 2.4: -1428.7107; 2.5: -47.6045
| 2 | 53.15 | 1: 3.5482; 1.1: 19.7389; 1.2: 0.02647; 1.3: 287.01; 1.4: 0.65708; 1.5: 19.7389; 1.6: 287.01; 1.7: 172.206; 1.8: 8.4594; 1.9: 1435.05; 2: 45.7022; 2.1: 94.6223; 2.2: 1450.939; 2.3: 48.2996; 2.4: -1431.2001; 2.5: -47.6425
| 2 | 53.2 | 1: 3.5836; 1.1: 19.9546; 1.2: 0.02676; 1.3: 287.28; 1.4: 0.66364; 1.5: 19.9546; 1.6: 287.28; 1.7: 172.368; 1.8: 8.4594; 1.9: 1436.4; 2: 45.7452; 2.1: 94.6239; 2.2: 1453.6453; 2.3: 48.3442; 2.4: -1433.6907; 2.5: -47.6806
| 2 | 53.25 | 1: 3.6192; 1.1: 20.1717; 1.2: 0.027051; 1.3: 287.55; 1.4: 0.67023; 1.5: 20.1717; 1.6: 287.55; 1.7: 172.53; 1.8: 8.4594; 1.9: 1437.75; 2: 45.7882; 2.1: 94.6256; 2.2: 1456.3542; 2.3: 48.3888; 2.4: -1436.1825; 2.5: -47.7186
| 2 | 53.3 | 1: 3.655; 1.1: 20.3902; 1.2: 0.027344; 1.3: 287.82; 1.4: 0.67685; 1.5: 20.3902; 1.6: 287.82; 1.7: 172.692; 1.8: 8.4594; 1.9: 1439.1; 2: 45.8312; 2.1: 94.6272; 2.2: 1459.0656; 2.3: 48.4335; 2.4: -1438.6753; 2.5: -47.7566
| 2 | 53.35 | 1: 3.6909; 1.1: 20.6101; 1.2: 0.027639; 1.3: 288.09; 1.4: 0.68351; 1.5: 20.6101; 1.6: 288.09; 1.7: 172.854; 1.8: 8.4594; 1.9: 1440.45; 2: 45.8742; 2.1: 94.6288; 2.2: 1461.7794; 2.3: 48.4781; 2.4: -1441.1694; 2.5: -47.7946
| 2 | 53.4 | 1: 3.7271; 1.1: 20.8313; 1.2: 0.027935; 1.3: 288.36; 1.4: 0.6902; 1.5: 20.8313; 1.6: 288.36; 1.7: 173.016; 1.8: 8.4594; 1.9: 1441.8; 2: 45.9172; 2.1: 94.6304; 2.2: 1464.4958; 2.3: 48.5227; 2.4: -1443.6645; 2.5: -47.8325
| 2 | 53.45 | 1: 3.7634; 1.1: 21.0539; 1.2: 0.028234; 1.3: 288.63; 1.4: 0.69692; 1.5: 21.0539; 1.6: 288.63; 1.7: 173.178; 1.8: 8.4594; 1.9: 1443.15; 2: 45.9602; 2.1: 94.632; 2.2: 1467.2148; 2.3: 48.5673; 2.4: -1446.1608; 2.5: -47.8704
| 2 | 53.5 | 1: 3.7999; 1.1: 21.2779; 1.2: 0.028534; 1.3: 288.9; 1.4: 0.70368; 1.5: 21.2779; 1.6: 288.9; 1.7: 173.34; 1.8: 8.4594; 1.9: 1444.5; 2: 46.0032; 2.1: 94.6336; 2.2: 1469.9362; 2.3: 48.6119; 2.4: -1448.6583; 2.5: -47.9082
| 2 | 53.55 | 1: 3.8365; 1.1: 21.5033; 1.2: 0.028836; 1.3: 289.17; 1.4: 0.71047; 1.5: 21.5033; 1.6: 289.17; 1.7: 173.502; 1.8: 8.4594; 1.9: 1445.85; 2: 46.0462; 2.1: 94.6352; 2.2: 1472.6602; 2.3: 48.6565; 2.4: -1451.1568; 2.5: -47.946
| 2 | 53.6 | 1: 3.8734; 1.1: 21.7301; 1.2: 0.029141; 1.3: 289.44; 1.4: 0.71729; 1.5: 21.7301; 1.6: 289.44; 1.7: 173.664; 1.8: 8.4594; 1.9: 1447.2; 2: 46.0892; 2.1: 94.6368; 2.2: 1475.3866; 2.3: 48.7011; 2.4: -1453.6565; 2.5: -47.9838
| 2 | 53.65 | 1: 3.9104; 1.1: 21.9582; 1.2: 0.029446; 1.3: 289.71; 1.4: 0.72415; 1.5: 21.9582; 1.6: 289.71; 1.7: 173.826; 1.8: 8.4594; 1.9: 1448.55; 2: 46.1322; 2.1: 94.6384; 2.2: 1478.1156; 2.3: 48.7457; 2.4: -1456.1574; 2.5: -48.0216
| 2 | 53.7 | 1: 3.9476; 1.1: 22.1878; 1.2: 0.029754; 1.3: 289.98; 1.4: 0.73103; 1.5: 22.1878; 1.6: 289.98; 1.7: 173.988; 1.8: 8.4594; 1.9: 1449.9; 2: 46.1752; 2.1: 94.64; 2.2: 1480.8471; 2.3: 48.7903; 2.4: -1458.6593; 2.5: -48.0593
| 2 | 53.75 | 1: 3.985; 1.1: 22.4188; 1.2: 0.030064; 1.3: 290.25; 1.4: 0.73796; 1.5: 22.4188; 1.6: 290.25; 1.7: 174.15; 1.8: 8.4594; 1.9: 1451.25; 2: 46.2182; 2.1: 94.6416; 2.2: 1483.5811; 2.3: 48.8349; 2.4: -1461.1624; 2.5: -48.097
| 2 | 53.8 | 1: 4.0225; 1.1: 22.6511; 1.2: 0.030376; 1.3: 290.52; 1.4: 0.74491; 1.5: 22.6511; 1.6: 290.52; 1.7: 174.312; 1.8: 8.4594; 1.9: 1452.6; 2: 46.2611; 2.1: 94.6431; 2.2: 1486.3177; 2.3: 48.8796; 2.4: -1463.6666; 2.5: -48.1346
| 2 | 53.85 | 1: 4.0603; 1.1: 22.8849; 1.2: 0.030689; 1.3: 290.79; 1.4: 0.7519; 1.5: 22.8849; 1.6: 290.79; 1.7: 174.474; 1.8: 8.4594; 1.9: 1453.95; 2: 46.3041; 2.1: 94.6447; 2.2: 1489.0567; 2.3: 48.9242; 2.4: -1466.1718; 2.5: -48.1723
| 2 | 53.9 | 1: 4.0982; 1.1: 23.12; 1.2: 0.031004; 1.3: 291.06; 1.4: 0.75892; 1.5: 23.12; 1.6: 291.06; 1.7: 174.636; 1.8: 8.4594; 1.9: 1455.3; 2: 46.3471; 2.1: 94.6463; 2.2: 1491.7983; 2.3: 48.9688; 2.4: -1468.6782; 2.5: -48.2098
| 2 | 53.95 | 1: 4.1363; 1.1: 23.3566; 1.2: 0.031322; 1.3: 291.33; 1.4: 0.76598; 1.5: 23.3566; 1.6: 291.33; 1.7: 174.798; 1.8: 8.4594; 1.9: 1456.65; 2: 46.3901; 2.1: 94.6479; 2.2: 1494.5424; 2.3: 49.0134; 2.4: -1471.1858; 2.5: -48.2474
| 2 | 54 | 1: 4.1746; 1.1: 23.5946; 1.2: 0.031641; 1.3: 291.6; 1.4: 0.77307; 1.5: 23.5946; 1.6: 291.6; 1.7: 174.96; 1.8: 8.4594; 1.9: 1458; 2: 46.4331; 2.1: 94.6495; 2.2: 1497.289; 2.3: 49.058; 2.4: -1473.6944; 2.5: -48.2849
| 2 | 54.05 | 1: 4.213; 1.1: 23.834; 1.2: 0.031962; 1.3: 291.87; 1.4: 0.78019; 1.5: 23.834; 1.6: 291.87; 1.7: 175.122; 1.8: 8.4594; 1.9: 1459.35; 2: 46.4761; 2.1: 94.651; 2.2: 1500.0381; 2.3: 49.1026; 2.4: -1476.2041; 2.5: -48.3224
| 2 | 54.1 | 1: 4.2517; 1.1: 24.0748; 1.2: 0.032285; 1.3: 292.14; 1.4: 0.78734; 1.5: 24.0748; 1.6: 292.14; 1.7: 175.284; 1.8: 8.4594; 1.9: 1460.7; 2: 46.5191; 2.1: 94.6526; 2.2: 1502.7897; 2.3: 49.1472; 2.4: -1478.7149; 2.5: -48.3599
| 2 | 54.15 | 1: 4.2905; 1.1: 24.3171; 1.2: 0.03261; 1.3: 292.41; 1.4: 0.79453; 1.5: 24.3171; 1.6: 292.41; 1.7: 175.446; 1.8: 8.4594; 1.9: 1462.05; 2: 46.5621; 2.1: 94.6542; 2.2: 1505.5439; 2.3: 49.1918; 2.4: -1481.2268; 2.5: -48.3973
| 2 | 54.2 | 1: 4.3295; 1.1: 24.5608; 1.2: 0.032937; 1.3: 292.68; 1.4: 0.80175; 1.5: 24.5608; 1.6: 292.68; 1.7: 175.608; 1.8: 8.4594; 1.9: 1463.4; 2: 46.6051; 2.1: 94.6557; 2.2: 1508.3006; 2.3: 49.2364; 2.4: -1483.7398; 2.5: -48.4347
| 2 | 54.25 | 1: 4.3686; 1.1: 24.8059; 1.2: 0.033265; 1.3: 292.95; 1.4: 0.80901; 1.5: 24.8059; 1.6: 292.95; 1.7: 175.77; 1.8: 8.4594; 1.9: 1464.75; 2: 46.6481; 2.1: 94.6573; 2.2: 1511.0597; 2.3: 49.281; 2.4: -1486.2539; 2.5: -48.472
| 2 | 54.3 | 1: 4.408; 1.1: 25.0524; 1.2: 0.033596; 1.3: 293.22; 1.4: 0.8163; 1.5: 25.0524; 1.6: 293.22; 1.7: 175.932; 1.8: 8.4594; 1.9: 1466.1; 2: 46.6911; 2.1: 94.6589; 2.2: 1513.8214; 2.3: 49.3256; 2.4: -1488.7691; 2.5: -48.5093
| 2 | 54.35 | 1: 4.4475; 1.1: 25.3004; 1.2: 0.033928; 1.3: 293.49; 1.4: 0.82362; 1.5: 25.3004; 1.6: 293.49; 1.7: 176.094; 1.8: 8.4594; 1.9: 1467.45; 2: 46.7341; 2.1: 94.6604; 2.2: 1516.5857; 2.3: 49.3702; 2.4: -1491.2853; 2.5: -48.5466
| 2 | 54.4 | 1: 4.4872; 1.1: 25.5498; 1.2: 0.034263; 1.3: 293.76; 1.4: 0.83097; 1.5: 25.5498; 1.6: 293.76; 1.7: 176.256; 1.8: 8.4594; 1.9: 1468.8; 2: 46.7771; 2.1: 94.662; 2.2: 1519.3524; 2.3: 49.4148; 2.4: -1493.8026; 2.5: -48.5839
| 2 | 54.45 | 1: 4.5271; 1.1: 25.8006; 1.2: 0.034599; 1.3: 294.03; 1.4: 0.83836; 1.5: 25.8006; 1.6: 294.03; 1.7: 176.418; 1.8: 8.4594; 1.9: 1470.15; 2: 46.8201; 2.1: 94.6635; 2.2: 1522.1216; 2.3: 49.4595; 2.4: -1496.321; 2.5: -48.6211
| 2 | 54.5 | 1: 4.5672; 1.1: 26.0529; 1.2: 0.034937; 1.3: 294.3; 1.4: 0.84578; 1.5: 26.0529; 1.6: 294.3; 1.7: 176.58; 1.8: 8.4594; 1.9: 1471.5; 2: 46.8631; 2.1: 94.6651; 2.2: 1524.8934; 2.3: 49.5041; 2.4: -1498.8405; 2.5: -48.6583
| 2 | 54.55 | 1: 4.6075; 1.1: 26.3066; 1.2: 0.035278; 1.3: 294.57; 1.4: 0.85323; 1.5: 26.3066; 1.6: 294.57; 1.7: 176.742; 1.8: 8.4594; 1.9: 1472.85; 2: 46.9061; 2.1: 94.6666; 2.2: 1527.6677; 2.3: 49.5487; 2.4: -1501.3611; 2.5: -48.6954
| 2 | 54.6 | 1: 4.6479; 1.1: 26.5618; 1.2: 0.03562; 1.3: 294.84; 1.4: 0.86072; 1.5: 26.5618; 1.6: 294.84; 1.7: 176.904; 1.8: 8.4594; 1.9: 1474.2; 2: 46.949; 2.1: 94.6682; 2.2: 1530.4445; 2.3: 49.5933; 2.4: -1503.8827; 2.5: -48.7326
| 2 | 54.65 | 1: 4.6885; 1.1: 26.8184; 1.2: 0.035964; 1.3: 295.11; 1.4: 0.86824; 1.5: 26.8184; 1.6: 295.11; 1.7: 177.066; 1.8: 8.4594; 1.9: 1475.55; 2: 46.992; 2.1: 94.6697; 2.2: 1533.2238; 2.3: 49.6379; 2.4: -1506.4054; 2.5: -48.7696
| 2 | 54.7 | 1: 4.7293; 1.1: 27.0765; 1.2: 0.03631; 1.3: 295.38; 1.4: 0.8758; 1.5: 27.0765; 1.6: 295.38; 1.7: 177.228; 1.8: 8.4594; 1.9: 1476.9; 2: 47.035; 2.1: 94.6713; 2.2: 1536.0056; 2.3: 49.6825; 2.4: -1508.9291; 2.5: -48.8067
| 2 | 54.75 | 1: 4.7703; 1.1: 27.336; 1.2: 0.036658; 1.3: 295.65; 1.4: 0.88338; 1.5: 27.336; 1.6: 295.65; 1.7: 177.39; 1.8: 8.4594; 1.9: 1478.25; 2: 47.078; 2.1: 94.6728; 2.2: 1538.79; 2.3: 49.7271; 2.4: -1511.4539; 2.5: -48.8437
| 2 | 54.8 | 1: 4.8114; 1.1: 27.597; 1.2: 0.037008; 1.3: 295.92; 1.4: 0.891; 1.5: 27.597; 1.6: 295.92; 1.7: 177.552; 1.8: 8.4594; 1.9: 1479.6; 2: 47.121; 2.1: 94.6743; 2.2: 1541.5768; 2.3: 49.7717; 2.4: -1513.9798; 2.5: -48.8807
| 2 | 54.85 | 1: 4.8528; 1.1: 27.8595; 1.2: 0.03736; 1.3: 296.19; 1.4: 0.89866; 1.5: 27.8595; 1.6: 296.19; 1.7: 177.714; 1.8: 8.4594; 1.9: 1480.95; 2: 47.164; 2.1: 94.6759; 2.2: 1544.3662; 2.3: 49.8163; 2.4: -1516.5067; 2.5: -48.9176
| 2 | 54.9 | 1: 4.8943; 1.1: 28.1234; 1.2: 0.037714; 1.3: 296.46; 1.4: 0.90635; 1.5: 28.1234; 1.6: 296.46; 1.7: 177.876; 1.8: 8.4594; 1.9: 1482.3; 2: 47.207; 2.1: 94.6774; 2.2: 1547.1581; 2.3: 49.8609; 2.4: -1519.0346; 2.5: -48.9546
| 2 | 54.95 | 1: 4.936; 1.1: 28.3888; 1.2: 0.03807; 1.3: 296.73; 1.4: 0.91407; 1.5: 28.3888; 1.6: 296.73; 1.7: 178.038; 1.8: 8.4594; 1.9: 1483.65; 2: 47.25; 2.1: 94.6789; 2.2: 1549.9525; 2.3: 49.9055; 2.4: -1521.5636; 2.5: -48.9914
| 2 | 55 | 1: 4.9778; 1.1: 28.6557; 1.2: 0.038428; 1.3: 297; 1.4: 0.92182; 1.5: 28.6557; 1.6: 297; 1.7: 178.2; 1.8: 8.4594; 1.9: 1485; 2: 47.293; 2.1: 94.6804; 2.2: 1552.7494; 2.3: 49.9501; 2.4: -1524.0937; 2.5: -49.0283
| 2 | 55.05 | 1: 5.0199; 1.1: 28.9241; 1.2: 0.038788; 1.3: 297.27; 1.4: 0.92961; 1.5: 28.9241; 1.6: 297.27; 1.7: 178.362; 1.8: 8.4594; 1.9: 1486.35; 2: 47.336; 2.1: 94.682; 2.2: 1555.5489; 2.3: 49.9947; 2.4: -1526.6248; 2.5: -49.0651
| 2 | 55.1 | 1: 5.0621; 1.1: 29.1939; 1.2: 0.03915; 1.3: 297.54; 1.4: 0.93743; 1.5: 29.1939; 1.6: 297.54; 1.7: 178.524; 1.8: 8.4594; 1.9: 1487.7; 2: 47.379; 2.1: 94.6835; 2.2: 1558.3508; 2.3: 50.0393; 2.4: -1529.1569; 2.5: -49.1019
| 2 | 55.15 | 1: 5.1045; 1.1: 29.4652; 1.2: 0.039513; 1.3: 297.81; 1.4: 0.94528; 1.5: 29.4652; 1.6: 297.81; 1.7: 178.686; 1.8: 8.4594; 1.9: 1489.05; 2: 47.422; 2.1: 94.685; 2.2: 1561.1553; 2.3: 50.0839; 2.4: -1531.6901; 2.5: -49.1387
| 2 | 55.2 | 1: 5.1471; 1.1: 29.738; 1.2: 0.039879; 1.3: 298.08; 1.4: 0.95317; 1.5: 29.738; 1.6: 298.08; 1.7: 178.848; 1.8: 8.4594; 1.9: 1490.4; 2: 47.465; 2.1: 94.6865; 2.2: 1563.9622; 2.3: 50.1285; 2.4: -1534.2242; 2.5: -49.1754
| 2 | 55.25 | 1: 5.1899; 1.1: 30.0123; 1.2: 0.040247; 1.3: 298.35; 1.4: 0.96109; 1.5: 30.0123; 1.6: 298.35; 1.7: 179.01; 1.8: 8.4594; 1.9: 1491.75; 2: 47.508; 2.1: 94.688; 2.2: 1566.7717; 2.3: 50.1731; 2.4: -1536.7595; 2.5: -49.2121
| 2 | 55.3 | 1: 5.2328; 1.1: 30.2881; 1.2: 0.040617; 1.3: 298.62; 1.4: 0.96905; 1.5: 30.2881; 1.6: 298.62; 1.7: 179.172; 1.8: 8.4594; 1.9: 1493.1; 2: 47.551; 2.1: 94.6895; 2.2: 1569.5838; 2.3: 50.2177; 2.4: -1539.2957; 2.5: -49.2487
| 2 | 55.35 | 1: 5.276; 1.1: 30.5653; 1.2: 0.040989; 1.3: 298.89; 1.4: 0.97703; 1.5: 30.5653; 1.6: 298.89; 1.7: 179.334; 1.8: 8.4594; 1.9: 1494.45; 2: 47.5939; 2.1: 94.6911; 2.2: 1572.3983; 2.3: 50.2623; 2.4: -1541.8329; 2.5: -49.2853
| 2 | 55.4 | 1: 5.3193; 1.1: 30.8441; 1.2: 0.041363; 1.3: 299.16; 1.4: 0.98505; 1.5: 30.8441; 1.6: 299.16; 1.7: 179.496; 1.8: 8.4594; 1.9: 1495.8; 2: 47.6369; 2.1: 94.6926; 2.2: 1575.2153; 2.3: 50.307; 2.4: -1544.3712; 2.5: -49.3219
| 2 | 55.45 | 1: 5.3628; 1.1: 31.1244; 1.2: 0.041738; 1.3: 299.43; 1.4: 0.99311; 1.5: 31.1244; 1.6: 299.43; 1.7: 179.658; 1.8: 8.4594; 1.9: 1497.15; 2: 47.6799; 2.1: 94.6941; 2.2: 1578.0349; 2.3: 50.3516; 2.4: -1546.9105; 2.5: -49.3584
| 2 | 55.5 | 1: 5.4065; 1.1: 31.4061; 1.2: 0.042116; 1.3: 299.7; 1.4: 1.0012; 1.5: 31.4061; 1.6: 299.7; 1.7: 179.82; 1.8: 8.4594; 1.9: 1498.5; 2: 47.7229; 2.1: 94.6956; 2.2: 1580.8569; 2.3: 50.3962; 2.4: -1549.4508; 2.5: -49.395
| 2 | 55.55 | 1: 5.4503; 1.1: 31.6894; 1.2: 0.042496; 1.3: 299.97; 1.4: 1.0093; 1.5: 31.6894; 1.6: 299.97; 1.7: 179.982; 1.8: 8.4594; 1.9: 1499.85; 2: 47.7659; 2.1: 94.6971; 2.2: 1583.6815; 2.3: 50.4408; 2.4: -1551.9921; 2.5: -49.4314
| 2 | 55.6 | 1: 5.4943; 1.1: 31.9742; 1.2: 0.042878; 1.3: 300.24; 1.4: 1.0175; 1.5: 31.9742; 1.6: 300.24; 1.7: 180.144; 1.8: 8.4594; 1.9: 1501.2; 2: 47.8089; 2.1: 94.6986; 2.2: 1586.5086; 2.3: 50.4854; 2.4: -1554.5345; 2.5: -49.4679
| 2 | 55.65 | 1: 5.5386; 1.1: 32.2605; 1.2: 0.043262; 1.3: 300.51; 1.4: 1.0257; 1.5: 32.2605; 1.6: 300.51; 1.7: 180.306; 1.8: 8.4594; 1.9: 1502.55; 2: 47.8519; 2.1: 94.7001; 2.2: 1589.3383; 2.3: 50.53; 2.4: -1557.0778; 2.5: -49.5043
| 2 | 55.7 | 1: 5.583; 1.1: 32.5483; 1.2: 0.043648; 1.3: 300.78; 1.4: 1.0339; 1.5: 32.5483; 1.6: 300.78; 1.7: 180.468; 1.8: 8.4594; 1.9: 1503.9; 2: 47.8949; 2.1: 94.7016; 2.2: 1592.1704; 2.3: 50.5746; 2.4: -1559.6221; 2.5: -49.5407
| 2 | 55.75 | 1: 5.6275; 1.1: 32.8376; 1.2: 0.044036; 1.3: 301.05; 1.4: 1.0421; 1.5: 32.8376; 1.6: 301.05; 1.7: 180.63; 1.8: 8.4594; 1.9: 1505.25; 2: 47.9379; 2.1: 94.703; 2.2: 1595.005; 2.3: 50.6192; 2.4: -1562.1674; 2.5: -49.577
| 2 | 55.8 | 1: 5.6723; 1.1: 33.1285; 1.2: 0.044426; 1.3: 301.32; 1.4: 1.0504; 1.5: 33.1285; 1.6: 301.32; 1.7: 180.792; 1.8: 8.4594; 1.9: 1506.6; 2: 47.9809; 2.1: 94.7045; 2.2: 1597.8422; 2.3: 50.6638; 2.4: -1564.7137; 2.5: -49.6133
| 2 | 55.85 | 1: 5.7172; 1.1: 33.4208; 1.2: 0.044818; 1.3: 301.59; 1.4: 1.0587; 1.5: 33.4208; 1.6: 301.59; 1.7: 180.954; 1.8: 8.4594; 1.9: 1507.95; 2: 48.0239; 2.1: 94.706; 2.2: 1600.6819; 2.3: 50.7084; 2.4: -1567.261; 2.5: -49.6496
| 2 | 55.9 | 1: 5.7623; 1.1: 33.7147; 1.2: 0.045212; 1.3: 301.86; 1.4: 1.0671; 1.5: 33.7147; 1.6: 301.86; 1.7: 181.116; 1.8: 8.4594; 1.9: 1509.3; 2: 48.0669; 2.1: 94.7075; 2.2: 1603.5241; 2.3: 50.753; 2.4: -1569.8093; 2.5: -49.6859
| 2 | 55.95 | 1: 5.8076; 1.1: 34.0101; 1.2: 0.045608; 1.3: 302.13; 1.4: 1.0755; 1.5: 34.0101; 1.6: 302.13; 1.7: 181.278; 1.8: 8.4594; 1.9: 1510.65; 2: 48.1099; 2.1: 94.709; 2.2: 1606.3688; 2.3: 50.7976; 2.4: -1572.3586; 2.5: -49.7221
| 2 | 56 | 1: 5.8531; 1.1: 34.3071; 1.2: 0.046007; 1.3: 302.4; 1.4: 1.0839; 1.5: 34.3071; 1.6: 302.4; 1.7: 181.44; 1.8: 8.4594; 1.9: 1512; 2: 48.1529; 2.1: 94.7105; 2.2: 1609.216; 2.3: 50.8422; 2.4: -1574.9089; 2.5: -49.7583
| 2 | 56.05 | 1: 5.8988; 1.1: 34.6056; 1.2: 0.046407; 1.3: 302.67; 1.4: 1.0924; 1.5: 34.6056; 1.6: 302.67; 1.7: 181.602; 1.8: 8.4594; 1.9: 1513.35; 2: 48.1959; 2.1: 94.7119; 2.2: 1612.0657; 2.3: 50.8868; 2.4: -1577.4601; 2.5: -49.7944
| 2 | 56.1 | 1: 5.9446; 1.1: 34.9056; 1.2: 0.046809; 1.3: 302.94; 1.4: 1.1009; 1.5: 34.9056; 1.6: 302.94; 1.7: 181.764; 1.8: 8.4594; 1.9: 1514.7; 2: 48.2389; 2.1: 94.7134; 2.2: 1614.918; 2.3: 50.9314; 2.4: -1580.0123; 2.5: -49.8305
| 2 | 56.15 | 1: 5.9906; 1.1: 35.2072; 1.2: 0.047214; 1.3: 303.21; 1.4: 1.1094; 1.5: 35.2072; 1.6: 303.21; 1.7: 181.926; 1.8: 8.4594; 1.9: 1516.05; 2: 48.2818; 2.1: 94.7149; 2.2: 1617.7727; 2.3: 50.976; 2.4: -1582.5655; 2.5: -49.8666
| 2 | 56.2 | 1: 6.0368; 1.1: 35.5103; 1.2: 0.04762; 1.3: 303.48; 1.4: 1.1179; 1.5: 35.5103; 1.6: 303.48; 1.7: 182.088; 1.8: 8.4594; 1.9: 1517.4; 2: 48.3248; 2.1: 94.7164; 2.2: 1620.63; 2.3: 51.0206; 2.4: -1585.1197; 2.5: -49.9026
| 2 | 56.25 | 1: 6.0832; 1.1: 35.815; 1.2: 0.048029; 1.3: 303.75; 1.4: 1.1265; 1.5: 35.815; 1.6: 303.75; 1.7: 182.25; 1.8: 8.4594; 1.9: 1518.75; 2: 48.3678; 2.1: 94.7178; 2.2: 1623.4898; 2.3: 51.0652; 2.4: -1587.6748; 2.5: -49.9387
| 2 | 56.3 | 1: 6.1298; 1.1: 36.1212; 1.2: 0.048439; 1.3: 304.02; 1.4: 1.1351; 1.5: 36.1212; 1.6: 304.02; 1.7: 182.412; 1.8: 8.4594; 1.9: 1520.1; 2: 48.4108; 2.1: 94.7193; 2.2: 1626.3521; 2.3: 51.1098; 2.4: -1590.2309; 2.5: -49.9746
| 2 | 56.35 | 1: 6.1765; 1.1: 36.429; 1.2: 0.048852; 1.3: 304.29; 1.4: 1.1438; 1.5: 36.429; 1.6: 304.29; 1.7: 182.574; 1.8: 8.4594; 1.9: 1521.45; 2: 48.4538; 2.1: 94.7208; 2.2: 1629.2169; 2.3: 51.1544; 2.4: -1592.7879; 2.5: -50.0106
| 2 | 56.4 | 1: 6.2235; 1.1: 36.7383; 1.2: 0.049267; 1.3: 304.56; 1.4: 1.1525; 1.5: 36.7383; 1.6: 304.56; 1.7: 182.736; 1.8: 8.4594; 1.9: 1522.8; 2: 48.4968; 2.1: 94.7222; 2.2: 1632.0843; 2.3: 51.199; 2.4: -1595.3459; 2.5: -50.0465
| 2 | 56.45 | 1: 6.2706; 1.1: 37.0492; 1.2: 0.049684; 1.3: 304.83; 1.4: 1.1612; 1.5: 37.0492; 1.6: 304.83; 1.7: 182.898; 1.8: 8.4594; 1.9: 1524.15; 2: 48.5398; 2.1: 94.7237; 2.2: 1634.9541; 2.3: 51.2436; 2.4: -1597.9049; 2.5: -50.0824
| 2 | 56.5 | 1: 6.3179; 1.1: 37.3617; 1.2: 0.050103; 1.3: 305.1; 1.4: 1.17; 1.5: 37.3617; 1.6: 305.1; 1.7: 183.06; 1.8: 8.4594; 1.9: 1525.5; 2: 48.5828; 2.1: 94.7251; 2.2: 1637.8265; 2.3: 51.2882; 2.4: -1600.4648; 2.5: -50.1182
| 2 | 56.55 | 1: 6.3653; 1.1: 37.6757; 1.2: 0.050524; 1.3: 305.37; 1.4: 1.1788; 1.5: 37.6757; 1.6: 305.37; 1.7: 183.222; 1.8: 8.4594; 1.9: 1526.85; 2: 48.6258; 2.1: 94.7266; 2.2: 1640.7014; 2.3: 51.3328; 2.4: -1603.0257; 2.5: -50.154
| 2 | 56.6 | 1: 6.413; 1.1: 37.9913; 1.2: 0.050947; 1.3: 305.64; 1.4: 1.1876; 1.5: 37.9913; 1.6: 305.64; 1.7: 183.384; 1.8: 8.4594; 1.9: 1528.2; 2: 48.6688; 2.1: 94.7281; 2.2: 1643.5788; 2.3: 51.3774; 2.4: -1605.5875; 2.5: -50.1898
| 2 | 56.65 | 1: 6.4608; 1.1: 38.3085; 1.2: 0.051372; 1.3: 305.91; 1.4: 1.1964; 1.5: 38.3085; 1.6: 305.91; 1.7: 183.546; 1.8: 8.4594; 1.9: 1529.55; 2: 48.7118; 2.1: 94.7295; 2.2: 1646.4587; 2.3: 51.422; 2.4: -1608.1502; 2.5: -50.2255
| 2 | 56.7 | 1: 6.5088; 1.1: 38.6272; 1.2: 0.0518; 1.3: 306.18; 1.4: 1.2053; 1.5: 38.6272; 1.6: 306.18; 1.7: 183.708; 1.8: 8.4594; 1.9: 1530.9; 2: 48.7548; 2.1: 94.731; 2.2: 1649.3411; 2.3: 51.4666; 2.4: -1610.7139; 2.5: -50.2612
| 2 | 56.75 | 1: 6.557; 1.1: 38.9475; 1.2: 0.052229; 1.3: 306.45; 1.4: 1.2143; 1.5: 38.9475; 1.6: 306.45; 1.7: 183.87; 1.8: 8.4594; 1.9: 1532.25; 2: 48.7978; 2.1: 94.7324; 2.2: 1652.2261; 2.3: 51.5112; 2.4: -1613.2785; 2.5: -50.2969
| 2 | 56.8 | 1: 6.6054; 1.1: 39.2694; 1.2: 0.052661; 1.3: 306.72; 1.4: 1.2232; 1.5: 39.2694; 1.6: 306.72; 1.7: 184.032; 1.8: 8.4594; 1.9: 1533.6; 2: 48.8408; 2.1: 94.7338; 2.2: 1655.1135; 2.3: 51.5558; 2.4: -1615.8441; 2.5: -50.3326
| 2 | 56.85 | 1: 6.6539; 1.1: 39.5929; 1.2: 0.053095; 1.3: 306.99; 1.4: 1.2322; 1.5: 39.5929; 1.6: 306.99; 1.7: 184.194; 1.8: 8.4594; 1.9: 1534.95; 2: 48.8838; 2.1: 94.7353; 2.2: 1658.0035; 2.3: 51.6004; 2.4: -1618.4106; 2.5: -50.3682
| 2 | 56.9 | 1: 6.7027; 1.1: 39.918; 1.2: 0.053531; 1.3: 307.26; 1.4: 1.2412; 1.5: 39.918; 1.6: 307.26; 1.7: 184.356; 1.8: 8.4594; 1.9: 1536.3; 2: 48.9268; 2.1: 94.7367; 2.2: 1660.896; 2.3: 51.645; 2.4: -1620.978; 2.5: -50.4037
| 2 | 56.95 | 1: 6.7516; 1.1: 40.2446; 1.2: 0.053969; 1.3: 307.53; 1.4: 1.2503; 1.5: 40.2446; 1.6: 307.53; 1.7: 184.518; 1.8: 8.4594; 1.9: 1537.65; 2: 48.9697; 2.1: 94.7382; 2.2: 1663.791; 2.3: 51.6896; 2.4: -1623.5464; 2.5: -50.4393
| 2 | 57 | 1: 6.8007; 1.1: 40.5729; 1.2: 0.054409; 1.3: 307.8; 1.4: 1.2594; 1.5: 40.5729; 1.6: 307.8; 1.7: 184.68; 1.8: 8.4594; 1.9: 1539; 2: 49.0127; 2.1: 94.7396; 2.2: 1666.6885; 2.3: 51.7342; 2.4: -1626.1156; 2.5: -50.4748
| 2 | 57.05 | 1: 6.85; 1.1: 40.9027; 1.2: 0.054851; 1.3: 308.07; 1.4: 1.2685; 1.5: 40.9027; 1.6: 308.07; 1.7: 184.842; 1.8: 8.4594; 1.9: 1540.35; 2: 49.0557; 2.1: 94.741; 2.2: 1669.5885; 2.3: 51.7788; 2.4: -1628.6858; 2.5: -50.5102
| 2 | 57.1 | 1: 6.8994; 1.1: 41.2342; 1.2: 0.055296; 1.3: 308.34; 1.4: 1.2777; 1.5: 41.2342; 1.6: 308.34; 1.7: 185.004; 1.8: 8.4594; 1.9: 1541.7; 2: 49.0987; 2.1: 94.7425; 2.2: 1672.4911; 2.3: 51.8234; 2.4: -1631.2569; 2.5: -50.5457
| 2 | 57.15 | 1: 6.9491; 1.1: 41.5672; 1.2: 0.055743; 1.3: 308.61; 1.4: 1.2869; 1.5: 41.5672; 1.6: 308.61; 1.7: 185.166; 1.8: 8.4594; 1.9: 1543.05; 2: 49.1417; 2.1: 94.7439; 2.2: 1675.3961; 2.3: 51.868; 2.4: -1633.8289; 2.5: -50.5811
| 2 | 57.2 | 1: 6.9989; 1.1: 41.9019; 1.2: 0.056191; 1.3: 308.88; 1.4: 1.2961; 1.5: 41.9019; 1.6: 308.88; 1.7: 185.328; 1.8: 8.4594; 1.9: 1544.4; 2: 49.1847; 2.1: 94.7453; 2.2: 1678.3037; 2.3: 51.9126; 2.4: -1636.4018; 2.5: -50.6165
| 2 | 57.25 | 1: 7.0489; 1.1: 42.2382; 1.2: 0.056642; 1.3: 309.15; 1.4: 1.3054; 1.5: 42.2382; 1.6: 309.15; 1.7: 185.49; 1.8: 8.4594; 1.9: 1545.75; 2: 49.2277; 2.1: 94.7467; 2.2: 1681.2138; 2.3: 51.9571; 2.4: -1638.9757; 2.5: -50.6518
| 2 | 57.3 | 1: 7.0991; 1.1: 42.576; 1.2: 0.057095; 1.3: 309.42; 1.4: 1.3146; 1.5: 42.576; 1.6: 309.42; 1.7: 185.652; 1.8: 8.4594; 1.9: 1547.1; 2: 49.2707; 2.1: 94.7482; 2.2: 1684.1264; 2.3: 52.0017; 2.4: -1641.5504; 2.5: -50.6871
| 2 | 57.35 | 1: 7.1495; 1.1: 42.9155; 1.2: 0.057551; 1.3: 309.69; 1.4: 1.324; 1.5: 42.9155; 1.6: 309.69; 1.7: 185.814; 1.8: 8.4594; 1.9: 1548.45; 2: 49.3137; 2.1: 94.7496; 2.2: 1687.0416; 2.3: 52.0463; 2.4: -1644.126; 2.5: -50.7224
| 2 | 57.4 | 1: 7.2; 1.1: 43.2567; 1.2: 0.058008; 1.3: 309.96; 1.4: 1.3333; 1.5: 43.2567; 1.6: 309.96; 1.7: 185.976; 1.8: 8.4594; 1.9: 1549.8; 2: 49.3567; 2.1: 94.751; 2.2: 1689.9592; 2.3: 52.0909; 2.4: -1646.7025; 2.5: -50.7576
| 2 | 57.45 | 1: 7.2507; 1.1: 43.5994; 1.2: 0.058468; 1.3: 310.23; 1.4: 1.3427; 1.5: 43.5994; 1.6: 310.23; 1.7: 186.138; 1.8: 8.4594; 1.9: 1551.15; 2: 49.3997; 2.1: 94.7524; 2.2: 1692.8793; 2.3: 52.1355; 2.4: -1649.28; 2.5: -50.7928
| 2 | 57.5 | 1: 7.3016; 1.1: 43.9437; 1.2: 0.05893; 1.3: 310.5; 1.4: 1.3522; 1.5: 43.9437; 1.6: 310.5; 1.7: 186.3; 1.8: 8.4594; 1.9: 1552.5; 2: 49.4427; 2.1: 94.7538; 2.2: 1695.802; 2.3: 52.1801; 2.4: -1651.8583; 2.5: -50.828
| 2 | 57.55 | 1: 7.3527; 1.1: 44.2897; 1.2: 0.059394; 1.3: 310.77; 1.4: 1.3616; 1.5: 44.2897; 1.6: 310.77; 1.7: 186.462; 1.8: 8.4594; 1.9: 1553.85; 2: 49.4857; 2.1: 94.7553; 2.2: 1698.7272; 2.3: 52.2247; 2.4: -1654.4375; 2.5: -50.8631
| 2 | 57.6 | 1: 7.404; 1.1: 44.6373; 1.2: 0.05986; 1.3: 311.04; 1.4: 1.3711; 1.5: 44.6373; 1.6: 311.04; 1.7: 186.624; 1.8: 8.4594; 1.9: 1555.2; 2: 49.5287; 2.1: 94.7567; 2.2: 1701.6549; 2.3: 52.2693; 2.4: -1657.0176; 2.5: -50.8982
| 2 | 57.65 | 1: 7.4555; 1.1: 44.9866; 1.2: 0.060328; 1.3: 311.31; 1.4: 1.3806; 1.5: 44.9866; 1.6: 311.31; 1.7: 186.786; 1.8: 8.4594; 1.9: 1556.55; 2: 49.5717; 2.1: 94.7581; 2.2: 1704.5851; 2.3: 52.3139; 2.4: -1659.5985; 2.5: -50.9333
| 2 | 57.7 | 1: 7.5071; 1.1: 45.3375; 1.2: 0.060799; 1.3: 311.58; 1.4: 1.3902; 1.5: 45.3375; 1.6: 311.58; 1.7: 186.948; 1.8: 8.4594; 1.9: 1557.9; 2: 49.6146; 2.1: 94.7595; 2.2: 1707.5179; 2.3: 52.3585; 2.4: -1662.1804; 2.5: -50.9683
| 2 | 57.75 | 1: 7.5589; 1.1: 45.69; 1.2: 0.061271; 1.3: 311.85; 1.4: 1.3998; 1.5: 45.69; 1.6: 311.85; 1.7: 187.11; 1.8: 8.4594; 1.9: 1559.25; 2: 49.6576; 2.1: 94.7609; 2.2: 1710.4531; 2.3: 52.4031; 2.4: -1664.7631; 2.5: -51.0033
| 2 | 57.8 | 1: 7.6109; 1.1: 46.0442; 1.2: 0.061746; 1.3: 312.12; 1.4: 1.4094; 1.5: 46.0442; 1.6: 312.12; 1.7: 187.272; 1.8: 8.4594; 1.9: 1560.6; 2: 49.7006; 2.1: 94.7623; 2.2: 1713.3909; 2.3: 52.4477; 2.4: -1667.3467; 2.5: -51.0383
| 2 | 57.85 | 1: 7.6631; 1.1: 46.4; 1.2: 0.062223; 1.3: 312.39; 1.4: 1.4191; 1.5: 46.4; 1.6: 312.39; 1.7: 187.434; 1.8: 8.4594; 1.9: 1561.95; 2: 49.7436; 2.1: 94.7637; 2.2: 1716.3311; 2.3: 52.4923; 2.4: -1669.9312; 2.5: -51.0732
| 2 | 57.9 | 1: 7.7155; 1.1: 46.7574; 1.2: 0.062703; 1.3: 312.66; 1.4: 1.4288; 1.5: 46.7574; 1.6: 312.66; 1.7: 187.596; 1.8: 8.4594; 1.9: 1563.3; 2: 49.7866; 2.1: 94.7651; 2.2: 1719.2739; 2.3: 52.5369; 2.4: -1672.5165; 2.5: -51.1081
| 2 | 57.95 | 1: 7.768; 1.1: 47.1166; 1.2: 0.063184; 1.3: 312.93; 1.4: 1.4385; 1.5: 47.1166; 1.6: 312.93; 1.7: 187.758; 1.8: 8.4594; 1.9: 1564.65; 2: 49.8296; 2.1: 94.7665; 2.2: 1722.2193; 2.3: 52.5815; 2.4: -1675.1027; 2.5: -51.143
| 2 | 58 | 1: 7.8208; 1.1: 47.4773; 1.2: 0.063668; 1.3: 313.2; 1.4: 1.4483; 1.5: 47.4773; 1.6: 313.2; 1.7: 187.92; 1.8: 8.4594; 1.9: 1566; 2: 49.8726; 2.1: 94.7679; 2.2: 1725.1671; 2.3: 52.6261; 2.4: -1677.6898; 2.5: -51.1778
| 2 | 58.05 | 1: 7.8737; 1.1: 47.8397; 1.2: 0.064154; 1.3: 313.47; 1.4: 1.4581; 1.5: 47.8397; 1.6: 313.47; 1.7: 188.082; 1.8: 8.4594; 1.9: 1567.35; 2: 49.9156; 2.1: 94.7693; 2.2: 1728.1174; 2.3: 52.6707; 2.4: -1680.2777; 2.5: -51.2126
| 2 | 58.1 | 1: 7.9268; 1.1: 48.2038; 1.2: 0.064642; 1.3: 313.74; 1.4: 1.4679; 1.5: 48.2038; 1.6: 313.74; 1.7: 188.244; 1.8: 8.4594; 1.9: 1568.7; 2: 49.9586; 2.1: 94.7706; 2.2: 1731.0703; 2.3: 52.7153; 2.4: -1682.8665; 2.5: -51.2473
| 2 | 58.15 | 1: 7.9801; 1.1: 48.5696; 1.2: 0.065133; 1.3: 314.01; 1.4: 1.4778; 1.5: 48.5696; 1.6: 314.01; 1.7: 188.406; 1.8: 8.4594; 1.9: 1570.05; 2: 50.0016; 2.1: 94.772; 2.2: 1734.0257; 2.3: 52.7599; 2.4: -1685.4561; 2.5: -51.2821
| 2 | 58.2 | 1: 8.0335; 1.1: 48.937; 1.2: 0.065626; 1.3: 314.28; 1.4: 1.4877; 1.5: 48.937; 1.6: 314.28; 1.7: 188.568; 1.8: 8.4594; 1.9: 1571.4; 2: 50.0446; 2.1: 94.7734; 2.2: 1736.9836; 2.3: 52.8045; 2.4: -1688.0466; 2.5: -51.3168
| 2 | 58.25 | 1: 8.0872; 1.1: 49.3061; 1.2: 0.066121; 1.3: 314.55; 1.4: 1.4976; 1.5: 49.3061; 1.6: 314.55; 1.7: 188.73; 1.8: 8.4594; 1.9: 1572.75; 2: 50.0876; 2.1: 94.7748; 2.2: 1739.944; 2.3: 52.849; 2.4: -1690.6379; 2.5: -51.3514
| 2 | 58.3 | 1: 8.141; 1.1: 49.6768; 1.2: 0.066618; 1.3: 314.82; 1.4: 1.5076; 1.5: 49.6768; 1.6: 314.82; 1.7: 188.892; 1.8: 8.4594; 1.9: 1574.1; 2: 50.1306; 2.1: 94.7762; 2.2: 1742.9069; 2.3: 52.8936; 2.4: -1693.2301; 2.5: -51.3861
| 2 | 58.35 | 1: 8.195; 1.1: 50.0493; 1.2: 0.067117; 1.3: 315.09; 1.4: 1.5176; 1.5: 50.0493; 1.6: 315.09; 1.7: 189.054; 1.8: 8.4594; 1.9: 1575.45; 2: 50.1736; 2.1: 94.7776; 2.2: 1745.8723; 2.3: 52.9382; 2.4: -1695.8231; 2.5: -51.4206
| 2 | 58.4 | 1: 8.2492; 1.1: 50.4234; 1.2: 0.067619; 1.3: 315.36; 1.4: 1.5276; 1.5: 50.4234; 1.6: 315.36; 1.7: 189.216; 1.8: 8.4594; 1.9: 1576.8; 2: 50.2166; 2.1: 94.7789; 2.2: 1748.8403; 2.3: 52.9828; 2.4: -1698.4169; 2.5: -51.4552
| 2 | 58.45 | 1: 8.3036; 1.1: 50.7992; 1.2: 0.068123; 1.3: 315.63; 1.4: 1.5377; 1.5: 50.7992; 1.6: 315.63; 1.7: 189.378; 1.8: 8.4594; 1.9: 1578.15; 2: 50.2596; 2.1: 94.7803; 2.2: 1751.8108; 2.3: 53.0274; 2.4: -1701.0116; 2.5: -51.4897
| 2 | 58.5 | 1: 8.3581; 1.1: 51.1767; 1.2: 0.068629; 1.3: 315.9; 1.4: 1.5478; 1.5: 51.1767; 1.6: 315.9; 1.7: 189.54; 1.8: 8.4594; 1.9: 1579.5; 2: 50.3025; 2.1: 94.7817; 2.2: 1754.7838; 2.3: 53.072; 2.4: -1703.6071; 2.5: -51.5242
| 2 | 58.55 | 1: 8.4128; 1.1: 51.5558; 1.2: 0.069138; 1.3: 316.17; 1.4: 1.5579; 1.5: 51.5558; 1.6: 316.17; 1.7: 189.702; 1.8: 8.4594; 1.9: 1580.85; 2: 50.3455; 2.1: 94.783; 2.2: 1757.7593; 2.3: 53.1166; 2.4: -1706.2034; 2.5: -51.5587
| 2 | 58.6 | 1: 8.4678; 1.1: 51.9367; 1.2: 0.069648; 1.3: 316.44; 1.4: 1.5681; 1.5: 51.9367; 1.6: 316.44; 1.7: 189.864; 1.8: 8.4594; 1.9: 1582.2; 2: 50.3885; 2.1: 94.7844; 2.2: 1760.7373; 2.3: 53.1612; 2.4: -1708.8006; 2.5: -51.5931
| 2 | 58.65 | 1: 8.5229; 1.1: 52.3193; 1.2: 0.070161; 1.3: 316.71; 1.4: 1.5783; 1.5: 52.3193; 1.6: 316.71; 1.7: 190.026; 1.8: 8.4594; 1.9: 1583.55; 2: 50.4315; 2.1: 94.7858; 2.2: 1763.7178; 2.3: 53.2058; 2.4: -1711.3986; 2.5: -51.6275
| 2 | 58.7 | 1: 8.5781; 1.1: 52.7035; 1.2: 0.070677; 1.3: 316.98; 1.4: 1.5885; 1.5: 52.7035; 1.6: 316.98; 1.7: 190.188; 1.8: 8.4594; 1.9: 1584.9; 2: 50.4745; 2.1: 94.7871; 2.2: 1766.7009; 2.3: 53.2504; 2.4: -1713.9974; 2.5: -51.6618
| 2 | 58.75 | 1: 8.6336; 1.1: 53.0895; 1.2: 0.071194; 1.3: 317.25; 1.4: 1.5988; 1.5: 53.0895; 1.6: 317.25; 1.7: 190.35; 1.8: 8.4594; 1.9: 1586.25; 2: 50.5175; 2.1: 94.7885; 2.2: 1769.6865; 2.3: 53.295; 2.4: -1716.597; 2.5: -51.6962
| 2 | 58.8 | 1: 8.6893; 1.1: 53.4771; 1.2: 0.071714; 1.3: 317.52; 1.4: 1.6091; 1.5: 53.4771; 1.6: 317.52; 1.7: 190.512; 1.8: 8.4594; 1.9: 1587.6; 2: 50.5605; 2.1: 94.7899; 2.2: 1772.6746; 2.3: 53.3396; 2.4: -1719.1975; 2.5: -51.7305
| 2 | 58.85 | 1: 8.7451; 1.1: 53.8665; 1.2: 0.072236; 1.3: 317.79; 1.4: 1.6195; 1.5: 53.8665; 1.6: 317.79; 1.7: 190.674; 1.8: 8.4594; 1.9: 1588.95; 2: 50.6035; 2.1: 94.7912; 2.2: 1775.6652; 2.3: 53.3842; 2.4: -1721.7987; 2.5: -51.7647
| 2 | 58.9 | 1: 8.8011; 1.1: 54.2576; 1.2: 0.072761; 1.3: 318.06; 1.4: 1.6298; 1.5: 54.2576; 1.6: 318.06; 1.7: 190.836; 1.8: 8.4594; 1.9: 1590.3; 2: 50.6465; 2.1: 94.7926; 2.2: 1778.6583; 2.3: 53.4288; 2.4: -1724.4008; 2.5: -51.7989
| 2 | 58.95 | 1: 8.8573; 1.1: 54.6504; 1.2: 0.073287; 1.3: 318.33; 1.4: 1.6402; 1.5: 54.6504; 1.6: 318.33; 1.7: 190.998; 1.8: 8.4594; 1.9: 1591.65; 2: 50.6895; 2.1: 94.7939; 2.2: 1781.654; 2.3: 53.4734; 2.4: -1727.0036; 2.5: -51.8331
| 2 | 59 | 1: 8.9137; 1.1: 55.0449; 1.2: 0.073816; 1.3: 318.6; 1.4: 1.6507; 1.5: 55.0449; 1.6: 318.6; 1.7: 191.16; 1.8: 8.4594; 1.9: 1593; 2: 50.7325; 2.1: 94.7953; 2.2: 1784.6521; 2.3: 53.5179; 2.4: -1729.6073; 2.5: -51.8673
| 2 | 59.05 | 1: 8.9702; 1.1: 55.4411; 1.2: 0.074348; 1.3: 318.87; 1.4: 1.6612; 1.5: 55.4411; 1.6: 318.87; 1.7: 191.322; 1.8: 8.4594; 1.9: 1594.35; 2: 50.7755; 2.1: 94.7966; 2.2: 1787.6528; 2.3: 53.5625; 2.4: -1732.2117; 2.5: -51.9014
| 2 | 59.1 | 1: 9.027; 1.1: 55.839; 1.2: 0.074881; 1.3: 319.14; 1.4: 1.6717; 1.5: 55.839; 1.6: 319.14; 1.7: 191.484; 1.8: 8.4594; 1.9: 1595.7; 2: 50.8185; 2.1: 94.798; 2.2: 1790.656; 2.3: 53.6071; 2.4: -1734.817; 2.5: -51.9355
| 2 | 59.15 | 1: 9.0839; 1.1: 56.2387; 1.2: 0.075417; 1.3: 319.41; 1.4: 1.6822; 1.5: 56.2387; 1.6: 319.41; 1.7: 191.646; 1.8: 8.4594; 1.9: 1597.05; 2: 50.8615; 2.1: 94.7993; 2.2: 1793.6617; 2.3: 53.6517; 2.4: -1737.423; 2.5: -51.9695
| 2 | 59.2 | 1: 9.141; 1.1: 56.6401; 1.2: 0.075956; 1.3: 319.68; 1.4: 1.6928; 1.5: 56.6401; 1.6: 319.68; 1.7: 191.808; 1.8: 8.4594; 1.9: 1598.4; 2: 50.9045; 2.1: 94.8007; 2.2: 1796.67; 2.3: 53.6963; 2.4: -1740.0299; 2.5: -52.0035
| 2 | 59.25 | 1: 9.1983; 1.1: 57.0432; 1.2: 0.076496; 1.3: 319.95; 1.4: 1.7034; 1.5: 57.0432; 1.6: 319.95; 1.7: 191.97; 1.8: 8.4594; 1.9: 1599.75; 2: 50.9475; 2.1: 94.802; 2.2: 1799.6807; 2.3: 53.7409; 2.4: -1742.6375; 2.5: -52.0375
| 2 | 59.3 | 1: 9.2558; 1.1: 57.4481; 1.2: 0.077039; 1.3: 320.22; 1.4: 1.714; 1.5: 57.4481; 1.6: 320.22; 1.7: 192.132; 1.8: 8.4594; 1.9: 1601.1; 2: 50.9904; 2.1: 94.8033; 2.2: 1802.694; 2.3: 53.7855; 2.4: -1745.2459; 2.5: -52.0715
| 2 | 59.35 | 1: 9.3134; 1.1: 57.8547; 1.2: 0.077584; 1.3: 320.49; 1.4: 1.7247; 1.5: 57.8547; 1.6: 320.49; 1.7: 192.294; 1.8: 8.4594; 1.9: 1602.45; 2: 51.0334; 2.1: 94.8047; 2.2: 1805.7098; 2.3: 53.8301; 2.4: -1747.8551; 2.5: -52.1054
| 2 | 59.4 | 1: 9.3713; 1.1: 58.2631; 1.2: 0.078132; 1.3: 320.76; 1.4: 1.7354; 1.5: 58.2631; 1.6: 320.76; 1.7: 192.456; 1.8: 8.4594; 1.9: 1603.8; 2: 51.0764; 2.1: 94.806; 2.2: 1808.7281; 2.3: 53.8747; 2.4: -1750.4651; 2.5: -52.1393
| 2 | 59.45 | 1: 9.4293; 1.1: 58.6731; 1.2: 0.078682; 1.3: 321.03; 1.4: 1.7462; 1.5: 58.6731; 1.6: 321.03; 1.7: 192.618; 1.8: 8.4594; 1.9: 1605.15; 2: 51.1194; 2.1: 94.8073; 2.2: 1811.7489; 2.3: 53.9193; 2.4: -1753.0758; 2.5: -52.1731
| 2 | 59.5 | 1: 9.4875; 1.1: 59.085; 1.2: 0.079234; 1.3: 321.3; 1.4: 1.7569; 1.5: 59.085; 1.6: 321.3; 1.7: 192.78; 1.8: 8.4594; 1.9: 1606.5; 2: 51.1624; 2.1: 94.8087; 2.2: 1814.7723; 2.3: 53.9639; 2.4: -1755.6873; 2.5: -52.2069
| 2 | 59.55 | 1: 9.5459; 1.1: 59.4986; 1.2: 0.079789; 1.3: 321.57; 1.4: 1.7678; 1.5: 59.4986; 1.6: 321.57; 1.7: 192.942; 1.8: 8.4594; 1.9: 1607.85; 2: 51.2054; 2.1: 94.81; 2.2: 1817.7982; 2.3: 54.0085; 2.4: -1758.2996; 2.5: -52.2407
| 2 | 59.6 | 1: 9.6045; 1.1: 59.9139; 1.2: 0.080346; 1.3: 321.84; 1.4: 1.7786; 1.5: 59.9139; 1.6: 321.84; 1.7: 193.104; 1.8: 8.4594; 1.9: 1609.2; 2: 51.2484; 2.1: 94.8113; 2.2: 1820.8266; 2.3: 54.053; 2.4: -1760.9126; 2.5: -52.2744
| 2 | 59.65 | 1: 9.6632; 1.1: 60.331; 1.2: 0.080905; 1.3: 322.11; 1.4: 1.7895; 1.5: 60.331; 1.6: 322.11; 1.7: 193.266; 1.8: 8.4594; 1.9: 1610.55; 2: 51.2914; 2.1: 94.8126; 2.2: 1823.8575; 2.3: 54.0976; 2.4: -1763.5265; 2.5: -52.3082
| 2 | 59.7 | 1: 9.7222; 1.1: 60.7499; 1.2: 0.081467; 1.3: 322.38; 1.4: 1.8004; 1.5: 60.7499; 1.6: 322.38; 1.7: 193.428; 1.8: 8.4594; 1.9: 1611.9; 2: 51.3344; 2.1: 94.814; 2.2: 1826.8909; 2.3: 54.1422; 2.4: -1766.141; 2.5: -52.3418
| 2 | 59.75 | 1: 9.7813; 1.1: 61.1705; 1.2: 0.082031; 1.3: 322.65; 1.4: 1.8113; 1.5: 61.1705; 1.6: 322.65; 1.7: 193.59; 1.8: 8.4594; 1.9: 1613.25; 2: 51.3774; 2.1: 94.8153; 2.2: 1829.9268; 2.3: 54.1868; 2.4: -1768.7564; 2.5: -52.3755
| 2 | 59.8 | 1: 9.8406; 1.1: 61.5929; 1.2: 0.082597; 1.3: 322.92; 1.4: 1.8223; 1.5: 61.5929; 1.6: 322.92; 1.7: 193.752; 1.8: 8.4594; 1.9: 1614.6; 2: 51.4204; 2.1: 94.8166; 2.2: 1832.9653; 2.3: 54.2314; 2.4: -1771.3724; 2.5: -52.4091
| 2 | 59.85 | 1: 9.9001; 1.1: 62.017; 1.2: 0.083166; 1.3: 323.19; 1.4: 1.8333; 1.5: 62.017; 1.6: 323.19; 1.7: 193.914; 1.8: 8.4594; 1.9: 1615.95; 2: 51.4634; 2.1: 94.8179; 2.2: 1836.0063; 2.3: 54.276; 2.4: -1773.9893; 2.5: -52.4427
| 2 | 59.9 | 1: 9.9597; 1.1: 62.4429; 1.2: 0.083737; 1.3: 323.46; 1.4: 1.8444; 1.5: 62.4429; 1.6: 323.46; 1.7: 194.076; 1.8: 8.4594; 1.9: 1617.3; 2: 51.5064; 2.1: 94.8192; 2.2: 1839.0498; 2.3: 54.3206; 2.4: -1776.6069; 2.5: -52.4762
| 2 | 59.95 | 1: 10.0196; 1.1: 62.8706; 1.2: 0.084311; 1.3: 323.73; 1.4: 1.8555; 1.5: 62.8706; 1.6: 323.73; 1.7: 194.238; 1.8: 8.4594; 1.9: 1618.65; 2: 51.5494; 2.1: 94.8205; 2.2: 1842.0958; 2.3: 54.3652; 2.4: -1779.2252; 2.5: -52.5097
| 2 | 60 | 1: 10.0796; 1.1: 63.3001; 1.2: 0.084887; 1.3: 324; 1.4: 1.8666; 1.5: 63.3001; 1.6: 324; 1.7: 194.4; 1.8: 8.4594; 1.9: 1620; 2: 51.5924; 2.1: 94.8218; 2.2: 1845.1444; 2.3: 54.4098; 2.4: -1781.8442; 2.5: -52.5432
| 2 | 60.05 | 1: 10.1399; 1.1: 63.7314; 1.2: 0.085465; 1.3: 324.27; 1.4: 1.8778; 1.5: 63.7314; 1.6: 324.27; 1.7: 194.562; 1.8: 8.4594; 1.9: 1621.35; 2: 51.6354; 2.1: 94.8232; 2.2: 1848.1954; 2.3: 54.4544; 2.4: -1784.4641; 2.5: -52.5766
| 2 | 60.1 | 1: 10.2003; 1.1: 64.1644; 1.2: 0.086046; 1.3: 324.54; 1.4: 1.8889; 1.5: 64.1644; 1.6: 324.54; 1.7: 194.724; 1.8: 8.4594; 1.9: 1622.7; 2: 51.6783; 2.1: 94.8245; 2.2: 1851.249; 2.3: 54.499; 2.4: -1787.0846; 2.5: -52.61
| 2 | 60.15 | 1: 10.2609; 1.1: 64.5992; 1.2: 0.086629; 1.3: 324.81; 1.4: 1.9002; 1.5: 64.5992; 1.6: 324.81; 1.7: 194.886; 1.8: 8.4594; 1.9: 1624.05; 2: 51.7213; 2.1: 94.8258; 2.2: 1854.3051; 2.3: 54.5436; 2.4: -1789.7059; 2.5: -52.6434
| 2 | 60.2 | 1: 10.3216; 1.1: 65.0359; 1.2: 0.087215; 1.3: 325.08; 1.4: 1.9114; 1.5: 65.0359; 1.6: 325.08; 1.7: 195.048; 1.8: 8.4594; 1.9: 1625.4; 2: 51.7643; 2.1: 94.8271; 2.2: 1857.3638; 2.3: 54.5881; 2.4: -1792.3279; 2.5: -52.6767
| 2 | 60.25 | 1: 10.3826; 1.1: 65.4743; 1.2: 0.087802; 1.3: 325.35; 1.4: 1.9227; 1.5: 65.4743; 1.6: 325.35; 1.7: 195.21; 1.8: 8.4594; 1.9: 1626.75; 2: 51.8073; 2.1: 94.8284; 2.2: 1860.4249; 2.3: 54.6327; 2.4: -1794.9506; 2.5: -52.71
| 2 | 60.3 | 1: 10.4437; 1.1: 65.9145; 1.2: 0.088393; 1.3: 325.62; 1.4: 1.934; 1.5: 65.9145; 1.6: 325.62; 1.7: 195.372; 1.8: 8.4594; 1.9: 1628.1; 2: 51.8503; 2.1: 94.8297; 2.2: 1863.4886; 2.3: 54.6773; 2.4: -1797.5741; 2.5: -52.7433
| 2 | 60.35 | 1: 10.505; 1.1: 66.3565; 1.2: 0.088986; 1.3: 325.89; 1.4: 1.9454; 1.5: 66.3565; 1.6: 325.89; 1.7: 195.534; 1.8: 8.4594; 1.9: 1629.45; 2: 51.8933; 2.1: 94.8309; 2.2: 1866.5548; 2.3: 54.7219; 2.4: -1800.1983; 2.5: -52.7765
| 2 | 60.4 | 1: 10.5666; 1.1: 66.8003; 1.2: 0.089581; 1.3: 326.16; 1.4: 1.9568; 1.5: 66.8003; 1.6: 326.16; 1.7: 195.696; 1.8: 8.4594; 1.9: 1630.8; 2: 51.9363; 2.1: 94.8322; 2.2: 1869.6235; 2.3: 54.7665; 2.4: -1802.8232; 2.5: -52.8097
| 2 | 60.45 | 1: 10.6282; 1.1: 67.2459; 1.2: 0.090178; 1.3: 326.43; 1.4: 1.9682; 1.5: 67.2459; 1.6: 326.43; 1.7: 195.858; 1.8: 8.4594; 1.9: 1632.15; 2: 51.9793; 2.1: 94.8335; 2.2: 1872.6947; 2.3: 54.8111; 2.4: -1805.4488; 2.5: -52.8429
| 2 | 60.5 | 1: 10.6901; 1.1: 67.6934; 1.2: 0.090778; 1.3: 326.7; 1.4: 1.9797; 1.5: 67.6934; 1.6: 326.7; 1.7: 196.02; 1.8: 8.4594; 1.9: 1633.5; 2: 52.0223; 2.1: 94.8348; 2.2: 1875.7685; 2.3: 54.8557; 2.4: -1808.0751; 2.5: -52.876
| 2 | 60.55 | 1: 10.7522; 1.1: 68.1426; 1.2: 0.091381; 1.3: 326.97; 1.4: 1.9911; 1.5: 68.1426; 1.6: 326.97; 1.7: 196.182; 1.8: 8.4594; 1.9: 1634.85; 2: 52.0653; 2.1: 94.8361; 2.2: 1878.8447; 2.3: 54.9003; 2.4: -1810.7021; 2.5: -52.9091
| 2 | 60.6 | 1: 10.8144; 1.1: 68.5937; 1.2: 0.091986; 1.3: 327.24; 1.4: 2.0027; 1.5: 68.5937; 1.6: 327.24; 1.7: 196.344; 1.8: 8.4594; 1.9: 1636.2; 2: 52.1083; 2.1: 94.8374; 2.2: 1881.9235; 2.3: 54.9449; 2.4: -1813.3299; 2.5: -52.9422
| 2 | 60.65 | 1: 10.8768; 1.1: 69.0465; 1.2: 0.092593; 1.3: 327.51; 1.4: 2.0142; 1.5: 69.0465; 1.6: 327.51; 1.7: 196.506; 1.8: 8.4594; 1.9: 1637.55; 2: 52.1513; 2.1: 94.8387; 2.2: 1885.0049; 2.3: 54.9895; 2.4: -1815.9583; 2.5: -52.9752
| 2 | 60.7 | 1: 10.9395; 1.1: 69.5012; 1.2: 0.093203; 1.3: 327.78; 1.4: 2.0258; 1.5: 69.5012; 1.6: 327.78; 1.7: 196.668; 1.8: 8.4594; 1.9: 1638.9; 2: 52.1943; 2.1: 94.8399; 2.2: 1888.0887; 2.3: 55.0341; 2.4: -1818.5875; 2.5: -53.0082
| 2 | 60.75 | 1: 11.0022; 1.1: 69.9578; 1.2: 0.093815; 1.3: 328.05; 1.4: 2.0375; 1.5: 69.9578; 1.6: 328.05; 1.7: 196.83; 1.8: 8.4594; 1.9: 1640.25; 2: 52.2373; 2.1: 94.8412; 2.2: 1891.1751; 2.3: 55.0787; 2.4: -1821.2173; 2.5: -53.0412
| 2 | 60.8 | 1: 11.0652; 1.1: 70.4161; 1.2: 0.09443; 1.3: 328.32; 1.4: 2.0491; 1.5: 70.4161; 1.6: 328.32; 1.7: 196.992; 1.8: 8.4594; 1.9: 1641.6; 2: 52.2803; 2.1: 94.8425; 2.2: 1894.264; 2.3: 55.1232; 2.4: -1823.8479; 2.5: -53.0741
| 2 | 60.85 | 1: 11.1284; 1.1: 70.8763; 1.2: 0.095047; 1.3: 328.59; 1.4: 2.0608; 1.5: 70.8763; 1.6: 328.59; 1.7: 197.154; 1.8: 8.4594; 1.9: 1642.95; 2: 52.3232; 2.1: 94.8438; 2.2: 1897.3554; 2.3: 55.1678; 2.4: -1826.4791; 2.5: -53.107
| 2 | 60.9 | 1: 11.1917; 1.1: 71.3383; 1.2: 0.095666; 1.3: 328.86; 1.4: 2.0725; 1.5: 71.3383; 1.6: 328.86; 1.7: 197.316; 1.8: 8.4594; 1.9: 1644.3; 2: 52.3662; 2.1: 94.845; 2.2: 1900.4493; 2.3: 55.2124; 2.4: -1829.111; 2.5: -53.1399
| 2 | 60.95 | 1: 11.2553; 1.1: 71.8022; 1.2: 0.096288; 1.3: 329.13; 1.4: 2.0843; 1.5: 71.8022; 1.6: 329.13; 1.7: 197.478; 1.8: 8.4594; 1.9: 1645.65; 2: 52.4092; 2.1: 94.8463; 2.2: 1903.5458; 2.3: 55.257; 2.4: -1831.7436; 2.5: -53.1727
| 2 | 61 | 1: 11.319; 1.1: 72.2679; 1.2: 0.096913; 1.3: 329.4; 1.4: 2.0961; 1.5: 72.2679; 1.6: 329.4; 1.7: 197.64; 1.8: 8.4594; 1.9: 1647; 2: 52.4522; 2.1: 94.8476; 2.2: 1906.6448; 2.3: 55.3016; 2.4: -1834.3769; 2.5: -53.2055
| 2 | 61.05 | 1: 11.3829; 1.1: 72.7354; 1.2: 0.09754; 1.3: 329.67; 1.4: 2.1079; 1.5: 72.7354; 1.6: 329.67; 1.7: 197.802; 1.8: 8.4594; 1.9: 1648.35; 2: 52.4952; 2.1: 94.8488; 2.2: 1909.7463; 2.3: 55.3462; 2.4: -1837.0109; 2.5: -53.2383
| 2 | 61.1 | 1: 11.447; 1.1: 73.2048; 1.2: 0.098169; 1.3: 329.94; 1.4: 2.1198; 1.5: 73.2048; 1.6: 329.94; 1.7: 197.964; 1.8: 8.4594; 1.9: 1649.7; 2: 52.5382; 2.1: 94.8501; 2.2: 1912.8503; 2.3: 55.3908; 2.4: -1839.6455; 2.5: -53.271
| 2 | 61.15 | 1: 11.5112; 1.1: 73.676; 1.2: 0.098801; 1.3: 330.21; 1.4: 2.1317; 1.5: 73.676; 1.6: 330.21; 1.7: 198.126; 1.8: 8.4594; 1.9: 1651.05; 2: 52.5812; 2.1: 94.8513; 2.2: 1915.9569; 2.3: 55.4354; 2.4: -1842.2808; 2.5: -53.3037
| 2 | 61.2 | 1: 11.5757; 1.1: 74.1491; 1.2: 0.099436; 1.3: 330.48; 1.4: 2.1436; 1.5: 74.1491; 1.6: 330.48; 1.7: 198.288; 1.8: 8.4594; 1.9: 1652.4; 2: 52.6242; 2.1: 94.8526; 2.2: 1919.0659; 2.3: 55.48; 2.4: -1844.9168; 2.5: -53.3363
| 2 | 61.25 | 1: 11.6403; 1.1: 74.624; 1.2: 0.10007; 1.3: 330.75; 1.4: 2.1556; 1.5: 74.624; 1.6: 330.75; 1.7: 198.45; 1.8: 8.4594; 1.9: 1653.75; 2: 52.6672; 2.1: 94.8538; 2.2: 1922.1776; 2.3: 55.5246; 2.4: -1847.5535; 2.5: -53.369
| 2 | 61.3 | 1: 11.7051; 1.1: 75.1009; 1.2: 0.10071; 1.3: 331.02; 1.4: 2.1676; 1.5: 75.1009; 1.6: 331.02; 1.7: 198.612; 1.8: 8.4594; 1.9: 1655.1; 2: 52.7102; 2.1: 94.8551; 2.2: 1925.2917; 2.3: 55.5692; 2.4: -1850.1908; 2.5: -53.4016
| 2 | 61.35 | 1: 11.7701; 1.1: 75.5795; 1.2: 0.10135; 1.3: 331.29; 1.4: 2.1797; 1.5: 75.5795; 1.6: 331.29; 1.7: 198.774; 1.8: 8.4594; 1.9: 1656.45; 2: 52.7532; 2.1: 94.8563; 2.2: 1928.4083; 2.3: 55.6138; 2.4: -1852.8288; 2.5: -53.4341
| 2 | 61.4 | 1: 11.8353; 1.1: 76.06; 1.2: 0.102; 1.3: 331.56; 1.4: 2.1917; 1.5: 76.06; 1.6: 331.56; 1.7: 198.936; 1.8: 8.4594; 1.9: 1657.8; 2: 52.7962; 2.1: 94.8576; 2.2: 1931.5275; 2.3: 55.6584; 2.4: -1855.4675; 2.5: -53.4666
| 2 | 61.45 | 1: 11.9007; 1.1: 76.5424; 1.2: 0.10265; 1.3: 331.83; 1.4: 2.2038; 1.5: 76.5424; 1.6: 331.83; 1.7: 199.098; 1.8: 8.4594; 1.9: 1659.15; 2: 52.8392; 2.1: 94.8588; 2.2: 1934.6492; 2.3: 55.7029; 2.4: -1858.1068; 2.5: -53.4991
| 2 | 61.5 | 1: 11.9662; 1.1: 77.0267; 1.2: 0.10329; 1.3: 332.1; 1.4: 2.216; 1.5: 77.0267; 1.6: 332.1; 1.7: 199.26; 1.8: 8.4594; 1.9: 1660.5; 2: 52.8822; 2.1: 94.8601; 2.2: 1937.7734; 2.3: 55.7475; 2.4: -1860.7467; 2.5: -53.5316
| 2 | 61.55 | 1: 12.032; 1.1: 77.5129; 1.2: 0.10395; 1.3: 332.37; 1.4: 2.2281; 1.5: 77.5129; 1.6: 332.37; 1.7: 199.422; 1.8: 8.4594; 1.9: 1661.85; 2: 52.9252; 2.1: 94.8613; 2.2: 1940.9002; 2.3: 55.7921; 2.4: -1863.3873; 2.5: -53.564
| 2 | 61.6 | 1: 12.0979; 1.1: 78.0009; 1.2: 0.1046; 1.3: 332.64; 1.4: 2.2404; 1.5: 78.0009; 1.6: 332.64; 1.7: 199.584; 1.8: 8.4594; 1.9: 1663.2; 2: 52.9682; 2.1: 94.8626; 2.2: 1944.0295; 2.3: 55.8367; 2.4: -1866.0286; 2.5: -53.5964
| 2 | 61.65 | 1: 12.164; 1.1: 78.4908; 1.2: 0.10526; 1.3: 332.91; 1.4: 2.2526; 1.5: 78.4908; 1.6: 332.91; 1.7: 199.746; 1.8: 8.4594; 1.9: 1664.55; 2: 53.0111; 2.1: 94.8638; 2.2: 1947.1613; 2.3: 55.8813; 2.4: -1868.6705; 2.5: -53.6287
| 2 | 61.7 | 1: 12.2303; 1.1: 78.9826; 1.2: 0.10592; 1.3: 333.18; 1.4: 2.2649; 1.5: 78.9826; 1.6: 333.18; 1.7: 199.908; 1.8: 8.4594; 1.9: 1665.9; 2: 53.0541; 2.1: 94.865; 2.2: 1950.2956; 2.3: 55.9259; 2.4: -1871.313; 2.5: -53.661
| 2 | 61.75 | 1: 12.2968; 1.1: 79.4763; 1.2: 0.10658; 1.3: 333.45; 1.4: 2.2772; 1.5: 79.4763; 1.6: 333.45; 1.7: 200.07; 1.8: 8.4594; 1.9: 1667.25; 2: 53.0971; 2.1: 94.8663; 2.2: 1953.4325; 2.3: 55.9705; 2.4: -1873.9562; 2.5: -53.6933
| 2 | 61.8 | 1: 12.3635; 1.1: 79.9718; 1.2: 0.10724; 1.3: 333.72; 1.4: 2.2895; 1.5: 79.9718; 1.6: 333.72; 1.7: 200.232; 1.8: 8.4594; 1.9: 1668.6; 2: 53.1401; 2.1: 94.8675; 2.2: 1956.5719; 2.3: 56.0151; 2.4: -1876.6; 2.5: -53.7256
| 2 | 61.85 | 1: 12.4303; 1.1: 80.4693; 1.2: 0.10791; 1.3: 333.99; 1.4: 2.3019; 1.5: 80.4693; 1.6: 333.99; 1.7: 200.394; 1.8: 8.4594; 1.9: 1669.95; 2: 53.1831; 2.1: 94.8687; 2.2: 1959.7138; 2.3: 56.0597; 2.4: -1879.2445; 2.5: -53.7578
| 2 | 61.9 | 1: 12.4973; 1.1: 80.9686; 1.2: 0.10858; 1.3: 334.26; 1.4: 2.3143; 1.5: 80.9686; 1.6: 334.26; 1.7: 200.556; 1.8: 8.4594; 1.9: 1671.3; 2: 53.2261; 2.1: 94.8699; 2.2: 1962.8582; 2.3: 56.1043; 2.4: -1881.8896; 2.5: -53.79
| 2 | 61.95 | 1: 12.5646; 1.1: 81.4699; 1.2: 0.10925; 1.3: 334.53; 1.4: 2.3268; 1.5: 81.4699; 1.6: 334.53; 1.7: 200.718; 1.8: 8.4594; 1.9: 1672.65; 2: 53.2691; 2.1: 94.8712; 2.2: 1966.0052; 2.3: 56.1489; 2.4: -1884.5353; 2.5: -53.8221
| 2 | 62 | 1: 12.632; 1.1: 81.9731; 1.2: 0.10993; 1.3: 334.8; 1.4: 2.3393; 1.5: 81.9731; 1.6: 334.8; 1.7: 200.88; 1.8: 8.4594; 1.9: 1674; 2: 53.3121; 2.1: 94.8724; 2.2: 1969.1547; 2.3: 56.1935; 2.4: -1887.1816; 2.5: -53.8542
| 2 | 62.05 | 1: 12.6996; 1.1: 82.4781; 1.2: 0.11061; 1.3: 335.07; 1.4: 2.3518; 1.5: 82.4781; 1.6: 335.07; 1.7: 201.042; 1.8: 8.4594; 1.9: 1675.35; 2: 53.3551; 2.1: 94.8736; 2.2: 1972.3067; 2.3: 56.2381; 2.4: -1889.8286; 2.5: -53.8863
| 2 | 62.1 | 1: 12.7673; 1.1: 82.9851; 1.2: 0.11128; 1.3: 335.34; 1.4: 2.3643; 1.5: 82.9851; 1.6: 335.34; 1.7: 201.204; 1.8: 8.4594; 1.9: 1676.7; 2: 53.3981; 2.1: 94.8748; 2.2: 1975.4613; 2.3: 56.2827; 2.4: -1892.4761; 2.5: -53.9184
| 2 | 62.15 | 1: 12.8353; 1.1: 83.494; 1.2: 0.11197; 1.3: 335.61; 1.4: 2.3769; 1.5: 83.494; 1.6: 335.61; 1.7: 201.366; 1.8: 8.4594; 1.9: 1678.05; 2: 53.4411; 2.1: 94.876; 2.2: 1978.6183; 2.3: 56.3273; 2.4: -1895.1243; 2.5: -53.9504
| 2 | 62.2 | 1: 12.9034; 1.1: 84.0048; 1.2: 0.11265; 1.3: 335.88; 1.4: 2.3895; 1.5: 84.0048; 1.6: 335.88; 1.7: 201.528; 1.8: 8.4594; 1.9: 1679.4; 2: 53.4841; 2.1: 94.8772; 2.2: 1981.7779; 2.3: 56.3719; 2.4: -1897.7731; 2.5: -53.9823
| 2 | 62.25 | 1: 12.9718; 1.1: 84.5175; 1.2: 0.11334; 1.3: 336.15; 1.4: 2.4022; 1.5: 84.5175; 1.6: 336.15; 1.7: 201.69; 1.8: 8.4594; 1.9: 1680.75; 2: 53.5271; 2.1: 94.8784; 2.2: 1984.9401; 2.3: 56.4165; 2.4: -1900.4225; 2.5: -54.0143
| 2 | 62.3 | 1: 13.0403; 1.1: 85.0322; 1.2: 0.11403; 1.3: 336.42; 1.4: 2.4149; 1.5: 85.0322; 1.6: 336.42; 1.7: 201.852; 1.8: 8.4594; 1.9: 1682.1; 2: 53.5701; 2.1: 94.8797; 2.2: 1988.1047; 2.3: 56.4611; 2.4: -1903.0726; 2.5: -54.0462
| 2 | 62.35 | 1: 13.109; 1.1: 85.5488; 1.2: 0.11472; 1.3: 336.69; 1.4: 2.4276; 1.5: 85.5488; 1.6: 336.69; 1.7: 202.014; 1.8: 8.4594; 1.9: 1683.45; 2: 53.6131; 2.1: 94.8809; 2.2: 1991.2719; 2.3: 56.5057; 2.4: -1905.7232; 2.5: -54.0781
| 2 | 62.4 | 1: 13.1779; 1.1: 86.0673; 1.2: 0.11542; 1.3: 336.96; 1.4: 2.4403; 1.5: 86.0673; 1.6: 336.96; 1.7: 202.176; 1.8: 8.4594; 1.9: 1684.8; 2: 53.6561; 2.1: 94.8821; 2.2: 1994.4417; 2.3: 56.5503; 2.4: -1908.3744; 2.5: -54.1099
| 2 | 62.45 | 1: 13.2469; 1.1: 86.5877; 1.2: 0.11612; 1.3: 337.23; 1.4: 2.4531; 1.5: 86.5877; 1.6: 337.23; 1.7: 202.338; 1.8: 8.4594; 1.9: 1686.15; 2: 53.699; 2.1: 94.8833; 2.2: 1997.6139; 2.3: 56.5949; 2.4: -1911.0262; 2.5: -54.1417
| 2 | 62.5 | 1: 13.3162; 1.1: 87.1101; 1.2: 0.11682; 1.3: 337.5; 1.4: 2.466; 1.5: 87.1101; 1.6: 337.5; 1.7: 202.5; 1.8: 8.4594; 1.9: 1687.5; 2: 53.742; 2.1: 94.8845; 2.2: 2000.7887; 2.3: 56.6395; 2.4: -1913.6786; 2.5: -54.1735
| 2 | 62.55 | 1: 13.3856; 1.1: 87.6344; 1.2: 0.11752; 1.3: 337.77; 1.4: 2.4788; 1.5: 87.6344; 1.6: 337.77; 1.7: 202.662; 1.8: 8.4594; 1.9: 1688.85; 2: 53.785; 2.1: 94.8857; 2.2: 2003.966; 2.3: 56.6841; 2.4: -1916.3316; 2.5: -54.2052
| 2 | 62.6 | 1: 13.4553; 1.1: 88.1606; 1.2: 0.11823; 1.3: 338.04; 1.4: 2.4917; 1.5: 88.1606; 1.6: 338.04; 1.7: 202.824; 1.8: 8.4594; 1.9: 1690.2; 2: 53.828; 2.1: 94.8868; 2.2: 2007.1459; 2.3: 56.7286; 2.4: -1918.9852; 2.5: -54.2369
| 2 | 62.65 | 1: 13.5251; 1.1: 88.6888; 1.2: 0.11893; 1.3: 338.31; 1.4: 2.5046; 1.5: 88.6888; 1.6: 338.31; 1.7: 202.986; 1.8: 8.4594; 1.9: 1691.55; 2: 53.871; 2.1: 94.888; 2.2: 2010.3282; 2.3: 56.7732; 2.4: -1921.6394; 2.5: -54.2686
| 2 | 62.7 | 1: 13.5951; 1.1: 89.219; 1.2: 0.11964; 1.3: 338.58; 1.4: 2.5176; 1.5: 89.219; 1.6: 338.58; 1.7: 203.148; 1.8: 8.4594; 1.9: 1692.9; 2: 53.914; 2.1: 94.8892; 2.2: 2013.5131; 2.3: 56.8178; 2.4: -1924.2942; 2.5: -54.3002
| 2 | 62.75 | 1: 13.6652; 1.1: 89.751; 1.2: 0.12036; 1.3: 338.85; 1.4: 2.5306; 1.5: 89.751; 1.6: 338.85; 1.7: 203.31; 1.8: 8.4594; 1.9: 1694.25; 2: 53.957; 2.1: 94.8904; 2.2: 2016.7006; 2.3: 56.8624; 2.4: -1926.9495; 2.5: -54.3318
| 2 | 62.8 | 1: 13.7356; 1.1: 90.2851; 1.2: 0.12107; 1.3: 339.12; 1.4: 2.5436; 1.5: 90.2851; 1.6: 339.12; 1.7: 203.472; 1.8: 8.4594; 1.9: 1695.6; 2: 54; 2.1: 94.8916; 2.2: 2019.8905; 2.3: 56.907; 2.4: -1929.6054; 2.5: -54.3634
| 2 | 62.85 | 1: 13.8062; 1.1: 90.8211; 1.2: 0.12179; 1.3: 339.39; 1.4: 2.5567; 1.5: 90.8211; 1.6: 339.39; 1.7: 203.634; 1.8: 8.4594; 1.9: 1696.95; 2: 54.043; 2.1: 94.8928; 2.2: 2023.083; 2.3: 56.9516; 2.4: -1932.2619; 2.5: -54.3949
| 2 | 62.9 | 1: 13.8769; 1.1: 91.3591; 1.2: 0.12251; 1.3: 339.66; 1.4: 2.5698; 1.5: 91.3591; 1.6: 339.66; 1.7: 203.796; 1.8: 8.4594; 1.9: 1698.3; 2: 54.086; 2.1: 94.8939; 2.2: 2026.278; 2.3: 56.9962; 2.4: -1934.919; 2.5: -54.4264
| 2 | 62.95 | 1: 13.9478; 1.1: 91.899; 1.2: 0.12324; 1.3: 339.93; 1.4: 2.5829; 1.5: 91.899; 1.6: 339.93; 1.7: 203.958; 1.8: 8.4594; 1.9: 1699.65; 2: 54.129; 2.1: 94.8951; 2.2: 2029.4756; 2.3: 57.0408; 2.4: -1937.5766; 2.5: -54.4579
| 2 | 63 | 1: 14.0189; 1.1: 92.4409; 1.2: 0.12397; 1.3: 340.2; 1.4: 2.5961; 1.5: 92.4409; 1.6: 340.2; 1.7: 204.12; 1.8: 8.4594; 1.9: 1701; 2: 54.172; 2.1: 94.8963; 2.2: 2032.6757; 2.3: 57.0854; 2.4: -1940.2348; 2.5: -54.4893
| 2 | 63.05 | 1: 14.0902; 1.1: 92.9847; 1.2: 0.12469; 1.3: 340.47; 1.4: 2.6093; 1.5: 92.9847; 1.6: 340.47; 1.7: 204.282; 1.8: 8.4594; 1.9: 1702.35; 2: 54.215; 2.1: 94.8975; 2.2: 2035.8783; 2.3: 57.13; 2.4: -1942.8936; 2.5: -54.5207
| 2 | 63.1 | 1: 14.1617; 1.1: 93.5306; 1.2: 0.12543; 1.3: 340.74; 1.4: 2.6225; 1.5: 93.5306; 1.6: 340.74; 1.7: 204.444; 1.8: 8.4594; 1.9: 1703.7; 2: 54.258; 2.1: 94.8986; 2.2: 2039.0835; 2.3: 57.1746; 2.4: -1945.5529; 2.5: -54.5521
| 2 | 63.15 | 1: 14.2334; 1.1: 94.0784; 1.2: 0.12616; 1.3: 341.01; 1.4: 2.6358; 1.5: 94.0784; 1.6: 341.01; 1.7: 204.606; 1.8: 8.4594; 1.9: 1705.05; 2: 54.301; 2.1: 94.8998; 2.2: 2042.2912; 2.3: 57.2192; 2.4: -1948.2128; 2.5: -54.5834
| 2 | 63.2 | 1: 14.3052; 1.1: 94.6282; 1.2: 0.1269; 1.3: 341.28; 1.4: 2.6491; 1.5: 94.6282; 1.6: 341.28; 1.7: 204.768; 1.8: 8.4594; 1.9: 1706.4; 2: 54.3439; 2.1: 94.901; 2.2: 2045.5014; 2.3: 57.2639; 2.4: -1950.8732; 2.5: -54.6147
| 2 | 63.25 | 1: 14.3773; 1.1: 95.18; 1.2: 0.12764; 1.3: 341.55; 1.4: 2.6625; 1.5: 95.18; 1.6: 341.55; 1.7: 204.93; 1.8: 8.4594; 1.9: 1707.75; 2: 54.3869; 2.1: 94.9021; 2.2: 2048.7142; 2.3: 57.3085; 2.4: -1953.5342; 2.5: -54.646
| 2 | 63.3 | 1: 14.4495; 1.1: 95.7337; 1.2: 0.12838; 1.3: 341.82; 1.4: 2.6758; 1.5: 95.7337; 1.6: 341.82; 1.7: 205.092; 1.8: 8.4594; 1.9: 1709.1; 2: 54.4299; 2.1: 94.9033; 2.2: 2051.9294; 2.3: 57.3531; 2.4: -1956.1957; 2.5: -54.6772
| 2 | 63.35 | 1: 14.5219; 1.1: 96.2895; 1.2: 0.12913; 1.3: 342.09; 1.4: 2.6892; 1.5: 96.2895; 1.6: 342.09; 1.7: 205.254; 1.8: 8.4594; 1.9: 1710.45; 2: 54.4729; 2.1: 94.9044; 2.2: 2055.1473; 2.3: 57.3977; 2.4: -1958.8578; 2.5: -54.7084
| 2 | 63.4 | 1: 14.5945; 1.1: 96.8472; 1.2: 0.12987; 1.3: 342.36; 1.4: 2.7027; 1.5: 96.8472; 1.6: 342.36; 1.7: 205.416; 1.8: 8.4594; 1.9: 1711.8; 2: 54.5159; 2.1: 94.9056; 2.2: 2058.3676; 2.3: 57.4423; 2.4: -1961.5204; 2.5: -54.7396
| 2 | 63.45 | 1: 14.6673; 1.1: 97.4069; 1.2: 0.13062; 1.3: 342.63; 1.4: 2.7162; 1.5: 97.4069; 1.6: 342.63; 1.7: 205.578; 1.8: 8.4594; 1.9: 1713.15; 2: 54.5589; 2.1: 94.9068; 2.2: 2061.5905; 2.3: 57.4869; 2.4: -1964.1836; 2.5: -54.7707
| 2 | 63.5 | 1: 14.7403; 1.1: 97.9687; 1.2: 0.13138; 1.3: 342.9; 1.4: 2.7297; 1.5: 97.9687; 1.6: 342.9; 1.7: 205.74; 1.8: 8.4594; 1.9: 1714.5; 2: 54.6019; 2.1: 94.9079; 2.2: 2064.8159; 2.3: 57.5315; 2.4: -1966.8473; 2.5: -54.8018
| 2 | 63.55 | 1: 14.8134; 1.1: 98.5324; 1.2: 0.13213; 1.3: 343.17; 1.4: 2.7432; 1.5: 98.5324; 1.6: 343.17; 1.7: 205.902; 1.8: 8.4594; 1.9: 1715.85; 2: 54.6449; 2.1: 94.909; 2.2: 2068.0439; 2.3: 57.5761; 2.4: -1969.5115; 2.5: -54.8328
| 2 | 63.6 | 1: 14.8868; 1.1: 99.0981; 1.2: 0.13289; 1.3: 343.44; 1.4: 2.7568; 1.5: 99.0981; 1.6: 343.44; 1.7: 206.064; 1.8: 8.4594; 1.9: 1717.2; 2: 54.6879; 2.1: 94.9102; 2.2: 2071.2744; 2.3: 57.6207; 2.4: -1972.1763; 2.5: -54.8639
| 2 | 63.65 | 1: 14.9603; 1.1: 99.6659; 1.2: 0.13365; 1.3: 343.71; 1.4: 2.7704; 1.5: 99.6659; 1.6: 343.71; 1.7: 206.226; 1.8: 8.4594; 1.9: 1718.55; 2: 54.7309; 2.1: 94.9113; 2.2: 2074.5074; 2.3: 57.6653; 2.4: -1974.8415; 2.5: -54.8949
| 2 | 63.7 | 1: 15.034; 1.1: 100.2357; 1.2: 0.13442; 1.3: 343.98; 1.4: 2.7841; 1.5: 100.2357; 1.6: 343.98; 1.7: 206.388; 1.8: 8.4594; 1.9: 1719.9; 2: 54.7739; 2.1: 94.9125; 2.2: 2077.743; 2.3: 57.7099; 2.4: -1977.5074; 2.5: -54.9258
| 2 | 63.75 | 1: 15.1079; 1.1: 100.8074; 1.2: 0.13518; 1.3: 344.25; 1.4: 2.7978; 1.5: 100.8074; 1.6: 344.25; 1.7: 206.55; 1.8: 8.4594; 1.9: 1721.25; 2: 54.8169; 2.1: 94.9136; 2.2: 2080.9811; 2.3: 57.7545; 2.4: -1980.1737; 2.5: -54.9567
| 2 | 63.8 | 1: 15.182; 1.1: 101.3812; 1.2: 0.13595; 1.3: 344.52; 1.4: 2.8115; 1.5: 101.3812; 1.6: 344.52; 1.7: 206.712; 1.8: 8.4594; 1.9: 1722.6; 2: 54.8599; 2.1: 94.9147; 2.2: 2084.2217; 2.3: 57.7991; 2.4: -1982.8405; 2.5: -54.9876
| 2 | 63.85 | 1: 15.2563; 1.1: 101.957; 1.2: 0.13673; 1.3: 344.79; 1.4: 2.8252; 1.5: 101.957; 1.6: 344.79; 1.7: 206.874; 1.8: 8.4594; 1.9: 1723.95; 2: 54.9029; 2.1: 94.9159; 2.2: 2087.4649; 2.3: 57.8437; 2.4: -1985.5079; 2.5: -55.0185
| 2 | 63.9 | 1: 15.3307; 1.1: 102.5349; 1.2: 0.1375; 1.3: 345.06; 1.4: 2.839; 1.5: 102.5349; 1.6: 345.06; 1.7: 207.036; 1.8: 8.4594; 1.9: 1725.3; 2: 54.9459; 2.1: 94.917; 2.2: 2090.7106; 2.3: 57.8883; 2.4: -1988.1758; 2.5: -55.0493
| 2 | 63.95 | 1: 15.4054; 1.1: 103.1147; 1.2: 0.13828; 1.3: 345.33; 1.4: 2.8528; 1.5: 103.1147; 1.6: 345.33; 1.7: 207.198; 1.8: 8.4594; 1.9: 1726.65; 2: 54.9889; 2.1: 94.9181; 2.2: 2093.9589; 2.3: 57.9329; 2.4: -1990.8442; 2.5: -55.0801
| 2 | 64 | 1: 15.4802; 1.1: 103.6966; 1.2: 0.13906; 1.3: 345.6; 1.4: 2.8667; 1.5: 103.6966; 1.6: 345.6; 1.7: 207.36; 1.8: 8.4594; 1.9: 1728; 2: 55.0318; 2.1: 94.9193; 2.2: 2097.2097; 2.3: 57.9775; 2.4: -1993.5131; 2.5: -55.1108
| 2 | 64.05 | 1: 15.5552; 1.1: 104.2806; 1.2: 0.13984; 1.3: 345.87; 1.4: 2.8806; 1.5: 104.2806; 1.6: 345.87; 1.7: 207.522; 1.8: 8.4594; 1.9: 1729.35; 2: 55.0748; 2.1: 94.9204; 2.2: 2100.463; 2.3: 58.0221; 2.4: -1996.1825; 2.5: -55.1415
| 2 | 64.1 | 1: 15.6304; 1.1: 104.8665; 1.2: 0.14063; 1.3: 346.14; 1.4: 2.8945; 1.5: 104.8665; 1.6: 346.14; 1.7: 207.684; 1.8: 8.4594; 1.9: 1730.7; 2: 55.1178; 2.1: 94.9215; 2.2: 2103.7189; 2.3: 58.0668; 2.4: -1998.8524; 2.5: -55.1722
| 2 | 64.15 | 1: 15.7058; 1.1: 105.4545; 1.2: 0.14142; 1.3: 346.41; 1.4: 2.9085; 1.5: 105.4545; 1.6: 346.41; 1.7: 207.846; 1.8: 8.4594; 1.9: 1732.05; 2: 55.1608; 2.1: 94.9226; 2.2: 2106.9773; 2.3: 58.1114; 2.4: -2001.5227; 2.5: -55.2029
| 2 | 64.2 | 1: 15.7814; 1.1: 106.0446; 1.2: 0.14221; 1.3: 346.68; 1.4: 2.9225; 1.5: 106.0446; 1.6: 346.68; 1.7: 208.008; 1.8: 8.4594; 1.9: 1733.4; 2: 55.2038; 2.1: 94.9237; 2.2: 2110.2382; 2.3: 58.156; 2.4: -2004.1936; 2.5: -55.2335
| 2 | 64.25 | 1: 15.8571; 1.1: 106.6367; 1.2: 0.143; 1.3: 346.95; 1.4: 2.9365; 1.5: 106.6367; 1.6: 346.95; 1.7: 208.17; 1.8: 8.4594; 1.9: 1734.75; 2: 55.2468; 2.1: 94.9249; 2.2: 2113.5017; 2.3: 58.2006; 2.4: -2006.865; 2.5: -55.2641
| 2 | 64.3 | 1: 15.9331; 1.1: 107.2308; 1.2: 0.1438; 1.3: 347.22; 1.4: 2.9506; 1.5: 107.2308; 1.6: 347.22; 1.7: 208.332; 1.8: 8.4594; 1.9: 1736.1; 2: 55.2898; 2.1: 94.926; 2.2: 2116.7677; 2.3: 58.2452; 2.4: -2009.5369; 2.5: -55.2946
| 2 | 64.35 | 1: 16.0092; 1.1: 107.827; 1.2: 0.1446; 1.3: 347.49; 1.4: 2.9647; 1.5: 107.827; 1.6: 347.49; 1.7: 208.494; 1.8: 8.4594; 1.9: 1737.45; 2: 55.3328; 2.1: 94.9271; 2.2: 2120.0363; 2.3: 58.2898; 2.4: -2012.2093; 2.5: -55.3251
| 2 | 64.4 | 1: 16.0856; 1.1: 108.4253; 1.2: 0.1454; 1.3: 347.76; 1.4: 2.9788; 1.5: 108.4253; 1.6: 347.76; 1.7: 208.656; 1.8: 8.4594; 1.9: 1738.8; 2: 55.3758; 2.1: 94.9282; 2.2: 2123.3074; 2.3: 58.3344; 2.4: -2014.8821; 2.5: -55.3556
| 2 | 64.45 | 1: 16.1621; 1.1: 109.0256; 1.2: 0.14621; 1.3: 348.03; 1.4: 2.993; 1.5: 109.0256; 1.6: 348.03; 1.7: 208.818; 1.8: 8.4594; 1.9: 1740.15; 2: 55.4188; 2.1: 94.9293; 2.2: 2126.581; 2.3: 58.379; 2.4: -2017.5554; 2.5: -55.3861
| 2 | 64.5 | 1: 16.2388; 1.1: 109.6279; 1.2: 0.14701; 1.3: 348.3; 1.4: 3.0072; 1.5: 109.6279; 1.6: 348.3; 1.7: 208.98; 1.8: 8.4594; 1.9: 1741.5; 2: 55.4618; 2.1: 94.9304; 2.2: 2129.8572; 2.3: 58.4236; 2.4: -2020.2292; 2.5: -55.4165
| 2 | 64.55 | 1: 16.3157; 1.1: 110.2324; 1.2: 0.14782; 1.3: 348.57; 1.4: 3.0214; 1.5: 110.2324; 1.6: 348.57; 1.7: 209.142; 1.8: 8.4594; 1.9: 1742.85; 2: 55.5048; 2.1: 94.9315; 2.2: 2133.1359; 2.3: 58.4683; 2.4: -2022.9035; 2.5: -55.4468
| 2 | 64.6 | 1: 16.3927; 1.1: 110.8389; 1.2: 0.14864; 1.3: 348.84; 1.4: 3.0357; 1.5: 110.8389; 1.6: 348.84; 1.7: 209.304; 1.8: 8.4594; 1.9: 1744.2; 2: 55.5478; 2.1: 94.9326; 2.2: 2136.4172; 2.3: 58.5129; 2.4: -2025.5783; 2.5: -55.4772
| 2 | 64.65 | 1: 16.47; 1.1: 111.4475; 1.2: 0.14945; 1.3: 349.11; 1.4: 3.05; 1.5: 111.4475; 1.6: 349.11; 1.7: 209.466; 1.8: 8.4594; 1.9: 1745.55; 2: 55.5908; 2.1: 94.9337; 2.2: 2139.7009; 2.3: 58.5575; 2.4: -2028.2535; 2.5: -55.5075
| 2 | 64.7 | 1: 16.5474; 1.1: 112.0581; 1.2: 0.15027; 1.3: 349.38; 1.4: 3.0643; 1.5: 112.0581; 1.6: 349.38; 1.7: 209.628; 1.8: 8.4594; 1.9: 1746.9; 2: 55.6338; 2.1: 94.9348; 2.2: 2142.9873; 2.3: 58.6021; 2.4: -2030.9292; 2.5: -55.5378
| 2 | 64.75 | 1: 16.6251; 1.1: 112.6709; 1.2: 0.15109; 1.3: 349.65; 1.4: 3.0787; 1.5: 112.6709; 1.6: 349.65; 1.7: 209.79; 1.8: 8.4594; 1.9: 1748.25; 2: 55.6768; 2.1: 94.9358; 2.2: 2146.2762; 2.3: 58.6467; 2.4: -2033.6053; 2.5: -55.568
| 2 | 64.8 | 1: 16.7029; 1.1: 113.2857; 1.2: 0.15192; 1.3: 349.92; 1.4: 3.0931; 1.5: 113.2857; 1.6: 349.92; 1.7: 209.952; 1.8: 8.4594; 1.9: 1749.6; 2: 55.7197; 2.1: 94.9369; 2.2: 2149.5676; 2.3: 58.6913; 2.4: -2036.2819; 2.5: -55.5982
| 2 | 64.85 | 1: 16.7809; 1.1: 113.9026; 1.2: 0.15275; 1.3: 350.19; 1.4: 3.1076; 1.5: 113.9026; 1.6: 350.19; 1.7: 210.114; 1.8: 8.4594; 1.9: 1750.95; 2: 55.7627; 2.1: 94.938; 2.2: 2152.8616; 2.3: 58.7359; 2.4: -2038.959; 2.5: -55.6284
| 2 | 64.9 | 1: 16.8591; 1.1: 114.5216; 1.2: 0.15358; 1.3: 350.46; 1.4: 3.1221; 1.5: 114.5216; 1.6: 350.46; 1.7: 210.276; 1.8: 8.4594; 1.9: 1752.3; 2: 55.8057; 2.1: 94.9391; 2.2: 2156.1581; 2.3: 58.7806; 2.4: -2041.6365; 2.5: -55.6585
| 2 | 64.95 | 1: 16.9375; 1.1: 115.1427; 1.2: 0.15441; 1.3: 350.73; 1.4: 3.1366; 1.5: 115.1427; 1.6: 350.73; 1.7: 210.438; 1.8: 8.4594; 1.9: 1753.65; 2: 55.8487; 2.1: 94.9402; 2.2: 2159.4571; 2.3: 58.8252; 2.4: -2044.3145; 2.5: -55.6886
| 2 | 65 | 1: 17.016; 1.1: 115.7658; 1.2: 0.15524; 1.3: 351; 1.4: 3.1511; 1.5: 115.7658; 1.6: 351; 1.7: 210.6; 1.8: 8.4594; 1.9: 1755; 2: 55.8917; 2.1: 94.9412; 2.2: 2162.7587; 2.3: 58.8698; 2.4: -2046.9929; 2.5: -55.7187
| 2 | 65.05 | 1: 17.0948; 1.1: 116.3911; 1.2: 0.15608; 1.3: 351.27; 1.4: 3.1657; 1.5: 116.3911; 1.6: 351.27; 1.7: 210.762; 1.8: 8.4594; 1.9: 1756.35; 2: 55.9347; 2.1: 94.9423; 2.2: 2166.0629; 2.3: 58.9144; 2.4: -2049.6717; 2.5: -55.7487
| 2 | 65.1 | 1: 17.1737; 1.1: 117.0185; 1.2: 0.15692; 1.3: 351.54; 1.4: 3.1803; 1.5: 117.0185; 1.6: 351.54; 1.7: 210.924; 1.8: 8.4594; 1.9: 1757.7; 2: 55.9777; 2.1: 94.9434; 2.2: 2169.3695; 2.3: 58.959; 2.4: -2052.351; 2.5: -55.7787
| 2 | 65.15 | 1: 17.2529; 1.1: 117.648; 1.2: 0.15777; 1.3: 351.81; 1.4: 3.195; 1.5: 117.648; 1.6: 351.81; 1.7: 211.086; 1.8: 8.4594; 1.9: 1759.05; 2: 56.0207; 2.1: 94.9445; 2.2: 2172.6788; 2.3: 59.0037; 2.4: -2055.0308; 2.5: -55.8087
| 2 | 65.2 | 1: 17.3322; 1.1: 118.2796; 1.2: 0.15862; 1.3: 352.08; 1.4: 3.2097; 1.5: 118.2796; 1.6: 352.08; 1.7: 211.248; 1.8: 8.4594; 1.9: 1760.4; 2: 56.0637; 2.1: 94.9455; 2.2: 2175.9905; 2.3: 59.0483; 2.4: -2057.711; 2.5: -55.8386
| 2 | 65.25 | 1: 17.4117; 1.1: 118.9133; 1.2: 0.15947; 1.3: 352.35; 1.4: 3.2244; 1.5: 118.9133; 1.6: 352.35; 1.7: 211.41; 1.8: 8.4594; 1.9: 1761.75; 2: 56.1067; 2.1: 94.9466; 2.2: 2179.3048; 2.3: 59.0929; 2.4: -2060.3916; 2.5: -55.8685
| 2 | 65.3 | 1: 17.4914; 1.1: 119.5491; 1.2: 0.16032; 1.3: 352.62; 1.4: 3.2391; 1.5: 119.5491; 1.6: 352.62; 1.7: 211.572; 1.8: 8.4594; 1.9: 1763.1; 2: 56.1497; 2.1: 94.9476; 2.2: 2182.6217; 2.3: 59.1375; 2.4: -2063.0726; 2.5: -55.8984
| 2 | 65.35 | 1: 17.5713; 1.1: 120.187; 1.2: 0.16117; 1.3: 352.89; 1.4: 3.2539; 1.5: 120.187; 1.6: 352.89; 1.7: 211.734; 1.8: 8.4594; 1.9: 1764.45; 2: 56.1927; 2.1: 94.9487; 2.2: 2185.9411; 2.3: 59.1821; 2.4: -2065.7541; 2.5: -55.9282
| 2 | 65.4 | 1: 17.6514; 1.1: 120.8271; 1.2: 0.16203; 1.3: 353.16; 1.4: 3.2688; 1.5: 120.8271; 1.6: 353.16; 1.7: 211.896; 1.8: 8.4594; 1.9: 1765.8; 2: 56.2357; 2.1: 94.9497; 2.2: 2189.263; 2.3: 59.2268; 2.4: -2068.436; 2.5: -55.958
| 2 | 65.45 | 1: 17.7316; 1.1: 121.4692; 1.2: 0.16289; 1.3: 353.43; 1.4: 3.2836; 1.5: 121.4692; 1.6: 353.43; 1.7: 212.058; 1.8: 8.4594; 1.9: 1767.15; 2: 56.2787; 2.1: 94.9508; 2.2: 2192.5875; 2.3: 59.2714; 2.4: -2071.1183; 2.5: -55.9878
| 2 | 65.5 | 1: 17.8121; 1.1: 122.1135; 1.2: 0.16376; 1.3: 353.7; 1.4: 3.2985; 1.5: 122.1135; 1.6: 353.7; 1.7: 212.22; 1.8: 8.4594; 1.9: 1768.5; 2: 56.3217; 2.1: 94.9518; 2.2: 2195.9146; 2.3: 59.316; 2.4: -2073.801; 2.5: -56.0175
| 2 | 65.55 | 1: 17.8927; 1.1: 122.76; 1.2: 0.16462; 1.3: 353.97; 1.4: 3.3135; 1.5: 122.76; 1.6: 353.97; 1.7: 212.382; 1.8: 8.4594; 1.9: 1769.85; 2: 56.3646; 2.1: 94.9529; 2.2: 2199.2442; 2.3: 59.3606; 2.4: -2076.4842; 2.5: -56.0472
| 2 | 65.6 | 1: 17.9735; 1.1: 123.4085; 1.2: 0.16549; 1.3: 354.24; 1.4: 3.3284; 1.5: 123.4085; 1.6: 354.24; 1.7: 212.544; 1.8: 8.4594; 1.9: 1771.2; 2: 56.4076; 2.1: 94.9539; 2.2: 2202.5763; 2.3: 59.4053; 2.4: -2079.1678; 2.5: -56.0768
| 2 | 65.65 | 1: 18.0545; 1.1: 124.0592; 1.2: 0.16637; 1.3: 354.51; 1.4: 3.3434; 1.5: 124.0592; 1.6: 354.51; 1.7: 212.706; 1.8: 8.4594; 1.9: 1772.55; 2: 56.4506; 2.1: 94.955; 2.2: 2205.911; 2.3: 59.4499; 2.4: -2081.8517; 2.5: -56.1065
| 2 | 65.7 | 1: 18.1357; 1.1: 124.7121; 1.2: 0.16724; 1.3: 354.78; 1.4: 3.3585; 1.5: 124.7121; 1.6: 354.78; 1.7: 212.868; 1.8: 8.4594; 1.9: 1773.9; 2: 56.4936; 2.1: 94.956; 2.2: 2209.2482; 2.3: 59.4945; 2.4: -2084.5361; 2.5: -56.1361
| 2 | 65.75 | 1: 18.2171; 1.1: 125.3671; 1.2: 0.16812; 1.3: 355.05; 1.4: 3.3735; 1.5: 125.3671; 1.6: 355.05; 1.7: 213.03; 1.8: 8.4594; 1.9: 1775.25; 2: 56.5366; 2.1: 94.9571; 2.2: 2212.588; 2.3: 59.5392; 2.4: -2087.2209; 2.5: -56.1656
| 2 | 65.8 | 1: 18.2987; 1.1: 126.0242; 1.2: 0.169; 1.3: 355.32; 1.4: 3.3886; 1.5: 126.0242; 1.6: 355.32; 1.7: 213.192; 1.8: 8.4594; 1.9: 1776.6; 2: 56.5796; 2.1: 94.9581; 2.2: 2215.9303; 2.3: 59.5838; 2.4: -2089.9061; 2.5: -56.1951
| 2 | 65.85 | 1: 18.3804; 1.1: 126.6835; 1.2: 0.16989; 1.3: 355.59; 1.4: 3.4038; 1.5: 126.6835; 1.6: 355.59; 1.7: 213.354; 1.8: 8.4594; 1.9: 1777.95; 2: 56.6226; 2.1: 94.9591; 2.2: 2219.2752; 2.3: 59.6284; 2.4: -2092.5917; 2.5: -56.2246
| 2 | 65.9 | 1: 18.4624; 1.1: 127.3449; 1.2: 0.17077; 1.3: 355.86; 1.4: 3.419; 1.5: 127.3449; 1.6: 355.86; 1.7: 213.516; 1.8: 8.4594; 1.9: 1779.3; 2: 56.6656; 2.1: 94.9601; 2.2: 2222.6226; 2.3: 59.673; 2.4: -2095.2777; 2.5: -56.2541
| 2 | 65.95 | 1: 18.5445; 1.1: 128.0085; 1.2: 0.17166; 1.3: 356.13; 1.4: 3.4342; 1.5: 128.0085; 1.6: 356.13; 1.7: 213.678; 1.8: 8.4594; 1.9: 1780.65; 2: 56.7086; 2.1: 94.9612; 2.2: 2225.9726; 2.3: 59.7177; 2.4: -2097.9641; 2.5: -56.2835
| 2 | 66 | 1: 18.6268; 1.1: 128.6743; 1.2: 0.17256; 1.3: 356.4; 1.4: 3.4494; 1.5: 128.6743; 1.6: 356.4; 1.7: 213.84; 1.8: 8.4594; 1.9: 1782; 2: 56.7516; 2.1: 94.9622; 2.2: 2229.3251; 2.3: 59.7623; 2.4: -2100.6508; 2.5: -56.3129
| 2 | 66.05 | 1: 18.7094; 1.1: 129.3422; 1.2: 0.17345; 1.3: 356.67; 1.4: 3.4647; 1.5: 129.3422; 1.6: 356.67; 1.7: 214.002; 1.8: 8.4594; 1.9: 1783.35; 2: 56.7946; 2.1: 94.9632; 2.2: 2232.6802; 2.3: 59.8069; 2.4: -2103.338; 2.5: -56.3422
| 2 | 66.1 | 1: 18.7921; 1.1: 130.0123; 1.2: 0.17435; 1.3: 356.94; 1.4: 3.48; 1.5: 130.0123; 1.6: 356.94; 1.7: 214.164; 1.8: 8.4594; 1.9: 1784.7; 2: 56.8376; 2.1: 94.9642; 2.2: 2236.0378; 2.3: 59.8516; 2.4: -2106.0255; 2.5: -56.3716
| 2 | 66.15 | 1: 18.875; 1.1: 130.6845; 1.2: 0.17525; 1.3: 357.21; 1.4: 3.4954; 1.5: 130.6845; 1.6: 357.21; 1.7: 214.326; 1.8: 8.4594; 1.9: 1786.05; 2: 56.8806; 2.1: 94.9652; 2.2: 2239.3979; 2.3: 59.8962; 2.4: -2108.7134; 2.5: -56.4008
| 2 | 66.2 | 1: 18.958; 1.1: 131.3589; 1.2: 0.17616; 1.3: 357.48; 1.4: 3.5107; 1.5: 131.3589; 1.6: 357.48; 1.7: 214.488; 1.8: 8.4594; 1.9: 1787.4; 2: 56.9236; 2.1: 94.9663; 2.2: 2242.7607; 2.3: 59.9408; 2.4: -2111.4017; 2.5: -56.4301
| 2 | 66.25 | 1: 19.0413; 1.1: 132.0355; 1.2: 0.17706; 1.3: 357.75; 1.4: 3.5262; 1.5: 132.0355; 1.6: 357.75; 1.7: 214.65; 1.8: 8.4594; 1.9: 1788.75; 2: 56.9666; 2.1: 94.9673; 2.2: 2246.1259; 2.3: 59.9855; 2.4: -2114.0904; 2.5: -56.4593
| 2 | 66.3 | 1: 19.1248; 1.1: 132.7143; 1.2: 0.17797; 1.3: 358.02; 1.4: 3.5416; 1.5: 132.7143; 1.6: 358.02; 1.7: 214.812; 1.8: 8.4594; 1.9: 1790.1; 2: 57.0096; 2.1: 94.9683; 2.2: 2249.4937; 2.3: 60.0301; 2.4: -2116.7794; 2.5: -56.4885
| 2 | 66.35 | 1: 19.2084; 1.1: 133.3953; 1.2: 0.17889; 1.3: 358.29; 1.4: 3.5571; 1.5: 133.3953; 1.6: 358.29; 1.7: 214.974; 1.8: 8.4594; 1.9: 1791.45; 2: 57.0525; 2.1: 94.9693; 2.2: 2252.8641; 2.3: 60.0747; 2.4: -2119.4689; 2.5: -56.5176
| 2 | 66.4 | 1: 19.2922; 1.1: 134.0784; 1.2: 0.1798; 1.3: 358.56; 1.4: 3.5726; 1.5: 134.0784; 1.6: 358.56; 1.7: 215.136; 1.8: 8.4594; 1.9: 1792.8; 2: 57.0955; 2.1: 94.9703; 2.2: 2256.237; 2.3: 60.1194; 2.4: -2122.1586; 2.5: -56.5467
| 2 | 66.45 | 1: 19.3762; 1.1: 134.7637; 1.2: 0.18072; 1.3: 358.83; 1.4: 3.5882; 1.5: 134.7637; 1.6: 358.83; 1.7: 215.298; 1.8: 8.4594; 1.9: 1794.15; 2: 57.1385; 2.1: 94.9713; 2.2: 2259.6125; 2.3: 60.164; 2.4: -2124.8488; 2.5: -56.5758
| 2 | 66.5 | 1: 19.4605; 1.1: 135.4513; 1.2: 0.18164; 1.3: 359.1; 1.4: 3.6038; 1.5: 135.4513; 1.6: 359.1; 1.7: 215.46; 1.8: 8.4594; 1.9: 1795.5; 2: 57.1815; 2.1: 94.9723; 2.2: 2262.9905; 2.3: 60.2087; 2.4: -2127.5393; 2.5: -56.6049
| 2 | 66.55 | 1: 19.5449; 1.1: 136.141; 1.2: 0.18257; 1.3: 359.37; 1.4: 3.6194; 1.5: 136.141; 1.6: 359.37; 1.7: 215.622; 1.8: 8.4594; 1.9: 1796.85; 2: 57.2245; 2.1: 94.9733; 2.2: 2266.3711; 2.3: 60.2533; 2.4: -2130.2301; 2.5: -56.6339
| 2 | 66.6 | 1: 19.6294; 1.1: 136.8329; 1.2: 0.1835; 1.3: 359.64; 1.4: 3.6351; 1.5: 136.8329; 1.6: 359.64; 1.7: 215.784; 1.8: 8.4594; 1.9: 1798.2; 2: 57.2675; 2.1: 94.9743; 2.2: 2269.7542; 2.3: 60.2979; 2.4: -2132.9213; 2.5: -56.6629
| 2 | 66.65 | 1: 19.7142; 1.1: 137.527; 1.2: 0.18443; 1.3: 359.91; 1.4: 3.6508; 1.5: 137.527; 1.6: 359.91; 1.7: 215.946; 1.8: 8.4594; 1.9: 1799.55; 2: 57.3105; 2.1: 94.9752; 2.2: 2273.1399; 2.3: 60.3426; 2.4: -2135.6129; 2.5: -56.6918
| 2 | 66.7 | 1: 19.7992; 1.1: 138.2234; 1.2: 0.18536; 1.3: 360.18; 1.4: 3.6665; 1.5: 138.2234; 1.6: 360.18; 1.7: 216.108; 1.8: 8.4594; 1.9: 1800.9; 2: 57.3535; 2.1: 94.9762; 2.2: 2276.5282; 2.3: 60.3872; 2.4: -2138.3048; 2.5: -56.7207
| 2 | 66.75 | 1: 19.8843; 1.1: 138.9219; 1.2: 0.1863; 1.3: 360.45; 1.4: 3.6823; 1.5: 138.9219; 1.6: 360.45; 1.7: 216.27; 1.8: 8.4594; 1.9: 1802.25; 2: 57.3965; 2.1: 94.9772; 2.2: 2279.9189; 2.3: 60.4319; 2.4: -2140.9971; 2.5: -56.7496
| 2 | 66.8 | 1: 19.9697; 1.1: 139.6226; 1.2: 0.18724; 1.3: 360.72; 1.4: 3.6981; 1.5: 139.6226; 1.6: 360.72; 1.7: 216.432; 1.8: 8.4594; 1.9: 1803.6; 2: 57.4395; 2.1: 94.9782; 2.2: 2283.3123; 2.3: 60.4765; 2.4: -2143.6897; 2.5: -56.7784
| 2 | 66.85 | 1: 20.0552; 1.1: 140.3256; 1.2: 0.18818; 1.3: 360.99; 1.4: 3.7139; 1.5: 140.3256; 1.6: 360.99; 1.7: 216.594; 1.8: 8.4594; 1.9: 1804.95; 2: 57.4825; 2.1: 94.9792; 2.2: 2286.7082; 2.3: 60.5212; 2.4: -2146.3826; 2.5: -56.8072
| 2 | 66.9 | 1: 20.1409; 1.1: 141.0308; 1.2: 0.18913; 1.3: 361.26; 1.4: 3.7298; 1.5: 141.0308; 1.6: 361.26; 1.7: 216.756; 1.8: 8.4594; 1.9: 1806.3; 2: 57.5255; 2.1: 94.9801; 2.2: 2290.1066; 2.3: 60.5658; 2.4: -2149.0759; 2.5: -56.836
| 2 | 66.95 | 1: 20.2268; 1.1: 141.7382; 1.2: 0.19007; 1.3: 361.53; 1.4: 3.7457; 1.5: 141.7382; 1.6: 361.53; 1.7: 216.918; 1.8: 8.4594; 1.9: 1807.65; 2: 57.5685; 2.1: 94.9811; 2.2: 2293.5077; 2.3: 60.6104; 2.4: -2151.7695; 2.5: -56.8647
| 2 | 67 | 1: 20.3129; 1.1: 142.4478; 1.2: 0.19103; 1.3: 361.8; 1.4: 3.7617; 1.5: 142.4478; 1.6: 361.8; 1.7: 217.08; 1.8: 8.4594; 1.9: 1809; 2: 57.6115; 2.1: 94.9821; 2.2: 2296.9112; 2.3: 60.6551; 2.4: -2154.4634; 2.5: -56.8934
| 2 | 67.05 | 1: 20.3992; 1.1: 143.1597; 1.2: 0.19198; 1.3: 362.07; 1.4: 3.7776; 1.5: 143.1597; 1.6: 362.07; 1.7: 217.242; 1.8: 8.4594; 1.9: 1810.35; 2: 57.6545; 2.1: 94.983; 2.2: 2300.3173; 2.3: 60.6997; 2.4: -2157.1577; 2.5: -56.9221
| 2 | 67.1 | 1: 20.4857; 1.1: 143.8737; 1.2: 0.19294; 1.3: 362.34; 1.4: 3.7936; 1.5: 143.8737; 1.6: 362.34; 1.7: 217.404; 1.8: 8.4594; 1.9: 1811.7; 2: 57.6975; 2.1: 94.984; 2.2: 2303.726; 2.3: 60.7444; 2.4: -2159.8523; 2.5: -56.9507
| 2 | 67.15 | 1: 20.5724; 1.1: 144.5901; 1.2: 0.1939; 1.3: 362.61; 1.4: 3.8097; 1.5: 144.5901; 1.6: 362.61; 1.7: 217.566; 1.8: 8.4594; 1.9: 1813.05; 2: 57.7404; 2.1: 94.985; 2.2: 2307.1372; 2.3: 60.789; 2.4: -2162.5472; 2.5: -56.9793
| 2 | 67.2 | 1: 20.6592; 1.1: 145.3086; 1.2: 0.19486; 1.3: 362.88; 1.4: 3.8258; 1.5: 145.3086; 1.6: 362.88; 1.7: 217.728; 1.8: 8.4594; 1.9: 1814.4; 2: 57.7834; 2.1: 94.9859; 2.2: 2310.551; 2.3: 60.8337; 2.4: -2165.2424; 2.5: -57.0079
| 2 | 67.25 | 1: 20.7463; 1.1: 146.0294; 1.2: 0.19583; 1.3: 363.15; 1.4: 3.8419; 1.5: 146.0294; 1.6: 363.15; 1.7: 217.89; 1.8: 8.4594; 1.9: 1815.75; 2: 57.8264; 2.1: 94.9869; 2.2: 2313.9674; 2.3: 60.8783; 2.4: -2167.938; 2.5: -57.0364
| 2 | 67.3 | 1: 20.8335; 1.1: 146.7525; 1.2: 0.1968; 1.3: 363.42; 1.4: 3.8581; 1.5: 146.7525; 1.6: 363.42; 1.7: 218.052; 1.8: 8.4594; 1.9: 1817.1; 2: 57.8694; 2.1: 94.9878; 2.2: 2317.3863; 2.3: 60.923; 2.4: -2170.6338; 2.5: -57.0649
| 2 | 67.35 | 1: 20.9209; 1.1: 147.4778; 1.2: 0.19777; 1.3: 363.69; 1.4: 3.8742; 1.5: 147.4778; 1.6: 363.69; 1.7: 218.214; 1.8: 8.4594; 1.9: 1818.45; 2: 57.9124; 2.1: 94.9888; 2.2: 2320.8077; 2.3: 60.9676; 2.4: -2173.33; 2.5: -57.0934
| 2 | 67.4 | 1: 21.0085; 1.1: 148.2053; 1.2: 0.19875; 1.3: 363.96; 1.4: 3.8905; 1.5: 148.2053; 1.6: 363.96; 1.7: 218.376; 1.8: 8.4594; 1.9: 1819.8; 2: 57.9554; 2.1: 94.9897; 2.2: 2324.2318; 2.3: 61.0123; 2.4: -2176.0265; 2.5: -57.1218
| 2 | 67.45 | 1: 21.0963; 1.1: 148.9351; 1.2: 0.19973; 1.3: 364.23; 1.4: 3.9067; 1.5: 148.9351; 1.6: 364.23; 1.7: 218.538; 1.8: 8.4594; 1.9: 1821.15; 2: 57.9984; 2.1: 94.9907; 2.2: 2327.6583; 2.3: 61.057; 2.4: -2178.7232; 2.5: -57.1502
| 2 | 67.5 | 1: 21.1843; 1.1: 149.6672; 1.2: 0.20071; 1.3: 364.5; 1.4: 3.923; 1.5: 149.6672; 1.6: 364.5; 1.7: 218.7; 1.8: 8.4594; 1.9: 1822.5; 2: 58.0414; 2.1: 94.9916; 2.2: 2331.0875; 2.3: 61.1016; 2.4: -2181.4203; 2.5: -57.1786
| 2 | 67.55 | 1: 21.2725; 1.1: 150.4015; 1.2: 0.20169; 1.3: 364.77; 1.4: 3.9394; 1.5: 150.4015; 1.6: 364.77; 1.7: 218.862; 1.8: 8.4594; 1.9: 1823.85; 2: 58.0844; 2.1: 94.9925; 2.2: 2334.5192; 2.3: 61.1463; 2.4: -2184.1177; 2.5: -57.2069
| 2 | 67.6 | 1: 21.3609; 1.1: 151.1381; 1.2: 0.20268; 1.3: 365.04; 1.4: 3.9557; 1.5: 151.1381; 1.6: 365.04; 1.7: 219.024; 1.8: 8.4594; 1.9: 1825.2; 2: 58.1274; 2.1: 94.9935; 2.2: 2337.9534; 2.3: 61.1909; 2.4: -2186.8154; 2.5: -57.2352
| 2 | 67.65 | 1: 21.4494; 1.1: 151.8769; 1.2: 0.20367; 1.3: 365.31; 1.4: 3.9721; 1.5: 151.8769; 1.6: 365.31; 1.7: 219.186; 1.8: 8.4594; 1.9: 1826.55; 2: 58.1704; 2.1: 94.9944; 2.2: 2341.3902; 2.3: 61.2356; 2.4: -2189.5133; 2.5: -57.2635
| 2 | 67.7 | 1: 21.5382; 1.1: 152.618; 1.2: 0.20466; 1.3: 365.58; 1.4: 3.9885; 1.5: 152.618; 1.6: 365.58; 1.7: 219.348; 1.8: 8.4594; 1.9: 1827.9; 2: 58.2134; 2.1: 94.9953; 2.2: 2344.8296; 2.3: 61.2802; 2.4: -2192.2116; 2.5: -57.2917
| 2 | 67.75 | 1: 21.6271; 1.1: 153.3614; 1.2: 0.20566; 1.3: 365.85; 1.4: 4.005; 1.5: 153.3614; 1.6: 365.85; 1.7: 219.51; 1.8: 8.4594; 1.9: 1829.25; 2: 58.2564; 2.1: 94.9963; 2.2: 2348.2715; 2.3: 61.3249; 2.4: -2194.9101; 2.5: -57.3199
| 2 | 67.8 | 1: 21.7162; 1.1: 154.1071; 1.2: 0.20666; 1.3: 366.12; 1.4: 4.0215; 1.5: 154.1071; 1.6: 366.12; 1.7: 219.672; 1.8: 8.4594; 1.9: 1830.6; 2: 58.2994; 2.1: 94.9972; 2.2: 2351.716; 2.3: 61.3696; 2.4: -2197.6089; 2.5: -57.348
| 2 | 67.85 | 1: 21.8056; 1.1: 154.855; 1.2: 0.20766; 1.3: 366.39; 1.4: 4.0381; 1.5: 154.855; 1.6: 366.39; 1.7: 219.834; 1.8: 8.4594; 1.9: 1831.95; 2: 58.3424; 2.1: 94.9981; 2.2: 2355.1631; 2.3: 61.4142; 2.4: -2200.308; 2.5: -57.3762
| 2 | 67.9 | 1: 21.8951; 1.1: 155.6053; 1.2: 0.20867; 1.3: 366.66; 1.4: 4.0546; 1.5: 155.6053; 1.6: 366.66; 1.7: 219.996; 1.8: 8.4594; 1.9: 1833.3; 2: 58.3854; 2.1: 94.999; 2.2: 2358.6127; 2.3: 61.4589; 2.4: -2203.0074; 2.5: -57.4042
| 2 | 67.95 | 1: 21.9848; 1.1: 156.3578; 1.2: 0.20968; 1.3: 366.93; 1.4: 4.0713; 1.5: 156.3578; 1.6: 366.93; 1.7: 220.158; 1.8: 8.4594; 1.9: 1834.65; 2: 58.4283; 2.1: 94.9999; 2.2: 2362.0649; 2.3: 61.5036; 2.4: -2205.7071; 2.5: -57.4323
| 2 | 68 | 1: 22.0746; 1.1: 157.1126; 1.2: 0.21069; 1.3: 367.2; 1.4: 4.0879; 1.5: 157.1126; 1.6: 367.2; 1.7: 220.32; 1.8: 8.4594; 1.9: 1836; 2: 58.4713; 2.1: 95.0009; 2.2: 2365.5196; 2.3: 61.5482; 2.4: -2208.407; 2.5: -57.4603
| 2 | 68.05 | 1: 22.1647; 1.1: 157.8697; 1.2: 0.21171; 1.3: 367.47; 1.4: 4.1046; 1.5: 157.8697; 1.6: 367.47; 1.7: 220.482; 1.8: 8.4594; 1.9: 1837.35; 2: 58.5143; 2.1: 95.0018; 2.2: 2368.9769; 2.3: 61.5929; 2.4: -2211.1072; 2.5: -57.4883
| 2 | 68.1 | 1: 22.255; 1.1: 158.6291; 1.2: 0.21273; 1.3: 367.74; 1.4: 4.1213; 1.5: 158.6291; 1.6: 367.74; 1.7: 220.644; 1.8: 8.4594; 1.9: 1838.7; 2: 58.5573; 2.1: 95.0027; 2.2: 2372.4367; 2.3: 61.6376; 2.4: -2213.8076; 2.5: -57.5163
| 2 | 68.15 | 1: 22.3454; 1.1: 159.3908; 1.2: 0.21375; 1.3: 368.01; 1.4: 4.138; 1.5: 159.3908; 1.6: 368.01; 1.7: 220.806; 1.8: 8.4594; 1.9: 1840.05; 2: 58.6003; 2.1: 95.0036; 2.2: 2375.8992; 2.3: 61.6822; 2.4: -2216.5083; 2.5: -57.5442
| 2 | 68.2 | 1: 22.4361; 1.1: 160.1548; 1.2: 0.21477; 1.3: 368.28; 1.4: 4.1548; 1.5: 160.1548; 1.6: 368.28; 1.7: 220.968; 1.8: 8.4594; 1.9: 1841.4; 2: 58.6433; 2.1: 95.0045; 2.2: 2379.3642; 2.3: 61.7269; 2.4: -2219.2093; 2.5: -57.5721
| 2 | 68.25 | 1: 22.5269; 1.1: 160.9212; 1.2: 0.2158; 1.3: 368.55; 1.4: 4.1717; 1.5: 160.9212; 1.6: 368.55; 1.7: 221.13; 1.8: 8.4594; 1.9: 1842.75; 2: 58.6863; 2.1: 95.0054; 2.2: 2382.8317; 2.3: 61.7716; 2.4: -2221.9105; 2.5: -57.5999
| 2 | 68.3 | 1: 22.618; 1.1: 161.6898; 1.2: 0.21683; 1.3: 368.82; 1.4: 4.1885; 1.5: 161.6898; 1.6: 368.82; 1.7: 221.292; 1.8: 8.4594; 1.9: 1844.1; 2: 58.7293; 2.1: 95.0063; 2.2: 2386.3018; 2.3: 61.8162; 2.4: -2224.612; 2.5: -57.6277
| 2 | 68.35 | 1: 22.7092; 1.1: 162.4607; 1.2: 0.21786; 1.3: 369.09; 1.4: 4.2054; 1.5: 162.4607; 1.6: 369.09; 1.7: 221.454; 1.8: 8.4594; 1.9: 1845.45; 2: 58.7723; 2.1: 95.0072; 2.2: 2389.7745; 2.3: 61.8609; 2.4: -2227.3138; 2.5: -57.6555
| 2 | 68.4 | 1: 22.8006; 1.1: 163.234; 1.2: 0.2189; 1.3: 369.36; 1.4: 4.2223; 1.5: 163.234; 1.6: 369.36; 1.7: 221.616; 1.8: 8.4594; 1.9: 1846.8; 2: 58.8153; 2.1: 95.0081; 2.2: 2393.2497; 2.3: 61.9056; 2.4: -2230.0157; 2.5: -57.6832
| 2 | 68.45 | 1: 22.8922; 1.1: 164.0096; 1.2: 0.21994; 1.3: 369.63; 1.4: 4.2393; 1.5: 164.0096; 1.6: 369.63; 1.7: 221.778; 1.8: 8.4594; 1.9: 1848.15; 2: 58.8583; 2.1: 95.0089; 2.2: 2396.7275; 2.3: 61.9502; 2.4: -2232.718; 2.5: -57.711
| 2 | 68.5 | 1: 22.984; 1.1: 164.7875; 1.2: 0.22098; 1.3: 369.9; 1.4: 4.2563; 1.5: 164.7875; 1.6: 369.9; 1.7: 221.94; 1.8: 8.4594; 1.9: 1849.5; 2: 58.9013; 2.1: 95.0098; 2.2: 2400.2079; 2.3: 61.9949; 2.4: -2235.4204; 2.5: -57.7386
| 2 | 68.55 | 1: 23.076; 1.1: 165.5677; 1.2: 0.22203; 1.3: 370.17; 1.4: 4.2733; 1.5: 165.5677; 1.6: 370.17; 1.7: 222.102; 1.8: 8.4594; 1.9: 1850.85; 2: 58.9443; 2.1: 95.0107; 2.2: 2403.6908; 2.3: 62.0396; 2.4: -2238.1231; 2.5: -57.7663
| 2 | 68.6 | 1: 23.1681; 1.1: 166.3503; 1.2: 0.22308; 1.3: 370.44; 1.4: 4.2904; 1.5: 166.3503; 1.6: 370.44; 1.7: 222.264; 1.8: 8.4594; 1.9: 1852.2; 2: 58.9873; 2.1: 95.0116; 2.2: 2407.1763; 2.3: 62.0843; 2.4: -2240.8261; 2.5: -57.7939
| 2 | 68.65 | 1: 23.2605; 1.1: 167.1352; 1.2: 0.22413; 1.3: 370.71; 1.4: 4.3075; 1.5: 167.1352; 1.6: 370.71; 1.7: 222.426; 1.8: 8.4594; 1.9: 1853.55; 2: 59.0303; 2.1: 95.0125; 2.2: 2410.6644; 2.3: 62.129; 2.4: -2243.5292; 2.5: -57.8215
| 2 | 68.7 | 1: 23.353; 1.1: 167.9224; 1.2: 0.22519; 1.3: 370.98; 1.4: 4.3246; 1.5: 167.9224; 1.6: 370.98; 1.7: 222.588; 1.8: 8.4594; 1.9: 1854.9; 2: 59.0732; 2.1: 95.0133; 2.2: 2414.155; 2.3: 62.1736; 2.4: -2246.2326; 2.5: -57.849
| 2 | 68.75 | 1: 23.4458; 1.1: 168.712; 1.2: 0.22625; 1.3: 371.25; 1.4: 4.3418; 1.5: 168.712; 1.6: 371.25; 1.7: 222.75; 1.8: 8.4594; 1.9: 1856.25; 2: 59.1162; 2.1: 95.0142; 2.2: 2417.6482; 2.3: 62.2183; 2.4: -2248.9362; 2.5: -57.8765
| 2 | 68.8 | 1: 23.5387; 1.1: 169.5039; 1.2: 0.22731; 1.3: 371.52; 1.4: 4.359; 1.5: 169.5039; 1.6: 371.52; 1.7: 222.912; 1.8: 8.4594; 1.9: 1857.6; 2: 59.1592; 2.1: 95.0151; 2.2: 2421.144; 2.3: 62.263; 2.4: -2251.6401; 2.5: -57.904
| 2 | 68.85 | 1: 23.6318; 1.1: 170.2981; 1.2: 0.22837; 1.3: 371.79; 1.4: 4.3763; 1.5: 170.2981; 1.6: 371.79; 1.7: 223.074; 1.8: 8.4594; 1.9: 1858.95; 2: 59.2022; 2.1: 95.0159; 2.2: 2424.6423; 2.3: 62.3077; 2.4: -2254.3442; 2.5: -57.9314
| 2 | 68.9 | 1: 23.7252; 1.1: 171.0948; 1.2: 0.22944; 1.3: 372.06; 1.4: 4.3935; 1.5: 171.0948; 1.6: 372.06; 1.7: 223.236; 1.8: 8.4594; 1.9: 1860.3; 2: 59.2452; 2.1: 95.0168; 2.2: 2428.1432; 2.3: 62.3524; 2.4: -2257.0484; 2.5: -57.9588
| 2 | 68.95 | 1: 23.8187; 1.1: 171.8937; 1.2: 0.23051; 1.3: 372.33; 1.4: 4.4109; 1.5: 171.8937; 1.6: 372.33; 1.7: 223.398; 1.8: 8.4594; 1.9: 1861.65; 2: 59.2882; 2.1: 95.0177; 2.2: 2431.6467; 2.3: 62.397; 2.4: -2259.7529; 2.5: -57.9862
| 2 | 69 | 1: 23.9124; 1.1: 172.6951; 1.2: 0.23159; 1.3: 372.6; 1.4: 4.4282; 1.5: 172.6951; 1.6: 372.6; 1.7: 223.56; 1.8: 8.4594; 1.9: 1863; 2: 59.3312; 2.1: 95.0185; 2.2: 2435.1527; 2.3: 62.4417; 2.4: -2262.4576; 2.5: -58.0135
| 2 | 69.05 | 1: 24.0062; 1.1: 173.4987; 1.2: 0.23267; 1.3: 372.87; 1.4: 4.4456; 1.5: 173.4987; 1.6: 372.87; 1.7: 223.722; 1.8: 8.4594; 1.9: 1864.35; 2: 59.3742; 2.1: 95.0194; 2.2: 2438.6613; 2.3: 62.4864; 2.4: -2265.1626; 2.5: -58.0408
| 2 | 69.1 | 1: 24.1003; 1.1: 174.3048; 1.2: 0.23375; 1.3: 373.14; 1.4: 4.463; 1.5: 174.3048; 1.6: 373.14; 1.7: 223.884; 1.8: 8.4594; 1.9: 1865.7; 2: 59.4172; 2.1: 95.0202; 2.2: 2442.1725; 2.3: 62.5311; 2.4: -2267.8677; 2.5: -58.0681
| 2 | 69.15 | 1: 24.1946; 1.1: 175.1132; 1.2: 0.23483; 1.3: 373.41; 1.4: 4.4805; 1.5: 175.1132; 1.6: 373.41; 1.7: 224.046; 1.8: 8.4594; 1.9: 1867.05; 2: 59.4602; 2.1: 95.0211; 2.2: 2445.6862; 2.3: 62.5758; 2.4: -2270.573; 2.5: -58.0953
| 2 | 69.2 | 1: 24.2891; 1.1: 175.924; 1.2: 0.23592; 1.3: 373.68; 1.4: 4.498; 1.5: 175.924; 1.6: 373.68; 1.7: 224.208; 1.8: 8.4594; 1.9: 1868.4; 2: 59.5032; 2.1: 95.0219; 2.2: 2449.2025; 2.3: 62.6205; 2.4: -2273.2785; 2.5: -58.1225
| 2 | 69.25 | 1: 24.3837; 1.1: 176.7371; 1.2: 0.23701; 1.3: 373.95; 1.4: 4.5155; 1.5: 176.7371; 1.6: 373.95; 1.7: 224.37; 1.8: 8.4594; 1.9: 1869.75; 2: 59.5462; 2.1: 95.0228; 2.2: 2452.7214; 2.3: 62.6652; 2.4: -2275.9842; 2.5: -58.1497
| 2 | 69.3 | 1: 24.4785; 1.1: 177.5527; 1.2: 0.2381; 1.3: 374.22; 1.4: 4.5331; 1.5: 177.5527; 1.6: 374.22; 1.7: 224.532; 1.8: 8.4594; 1.9: 1871.1; 2: 59.5892; 2.1: 95.0236; 2.2: 2456.2428; 2.3: 62.7099; 2.4: -2278.6901; 2.5: -58.1768
| 2 | 69.35 | 1: 24.5736; 1.1: 178.3706; 1.2: 0.2392; 1.3: 374.49; 1.4: 4.5507; 1.5: 178.3706; 1.6: 374.49; 1.7: 224.694; 1.8: 8.4594; 1.9: 1872.45; 2: 59.6322; 2.1: 95.0244; 2.2: 2459.7668; 2.3: 62.7546; 2.4: -2281.3962; 2.5: -58.2039
| 2 | 69.4 | 1: 24.6688; 1.1: 179.1909; 1.2: 0.2403; 1.3: 374.76; 1.4: 4.5683; 1.5: 179.1909; 1.6: 374.76; 1.7: 224.856; 1.8: 8.4594; 1.9: 1873.8; 2: 59.6752; 2.1: 95.0253; 2.2: 2463.2934; 2.3: 62.7993; 2.4: -2284.1025; 2.5: -58.231
| 2 | 69.45 | 1: 24.7642; 1.1: 180.0136; 1.2: 0.2414; 1.3: 375.03; 1.4: 4.586; 1.5: 180.0136; 1.6: 375.03; 1.7: 225.018; 1.8: 8.4594; 1.9: 1875.15; 2: 59.7182; 2.1: 95.0261; 2.2: 2466.8225; 2.3: 62.844; 2.4: -2286.809; 2.5: -58.258
| 2 | 69.5 | 1: 24.8598; 1.1: 180.8387; 1.2: 0.24251; 1.3: 375.3; 1.4: 4.6037; 1.5: 180.8387; 1.6: 375.3; 1.7: 225.18; 1.8: 8.4594; 1.9: 1876.5; 2: 59.7611; 2.1: 95.0269; 2.2: 2470.3543; 2.3: 62.8887; 2.4: -2289.5156; 2.5: -58.285
| 2 | 69.55 | 1: 24.9556; 1.1: 181.6661; 1.2: 0.24362; 1.3: 375.57; 1.4: 4.6214; 1.5: 181.6661; 1.6: 375.57; 1.7: 225.342; 1.8: 8.4594; 1.9: 1877.85; 2: 59.8041; 2.1: 95.0277; 2.2: 2473.8886; 2.3: 62.9333; 2.4: -2292.2224; 2.5: -58.3119
| 2 | 69.6 | 1: 25.0516; 1.1: 182.496; 1.2: 0.24473; 1.3: 375.84; 1.4: 4.6392; 1.5: 182.496; 1.6: 375.84; 1.7: 225.504; 1.8: 8.4594; 1.9: 1879.2; 2: 59.8471; 2.1: 95.0286; 2.2: 2477.4254; 2.3: 62.978; 2.4: -2294.9294; 2.5: -58.3389
| 2 | 69.65 | 1: 25.1478; 1.1: 183.3283; 1.2: 0.24585; 1.3: 376.11; 1.4: 4.657; 1.5: 183.3283; 1.6: 376.11; 1.7: 225.666; 1.8: 8.4594; 1.9: 1880.55; 2: 59.8901; 2.1: 95.0294; 2.2: 2480.9649; 2.3: 63.0227; 2.4: -2297.6366; 2.5: -58.3657
| 2 | 69.7 | 1: 25.2442; 1.1: 184.163; 1.2: 0.24697; 1.3: 376.38; 1.4: 4.6748; 1.5: 184.163; 1.6: 376.38; 1.7: 225.828; 1.8: 8.4594; 1.9: 1881.9; 2: 59.9331; 2.1: 95.0302; 2.2: 2484.5069; 2.3: 63.0674; 2.4: -2300.3439; 2.5: -58.3926
| 2 | 69.75 | 1: 25.3407; 1.1: 185; 1.2: 0.24809; 1.3: 376.65; 1.4: 4.6927; 1.5: 185; 1.6: 376.65; 1.7: 225.99; 1.8: 8.4594; 1.9: 1883.25; 2: 59.9761; 2.1: 95.031; 2.2: 2488.0514; 2.3: 63.1122; 2.4: -2303.0514; 2.5: -58.4194
| 2 | 69.8 | 1: 25.4375; 1.1: 185.8395; 1.2: 0.24921; 1.3: 376.92; 1.4: 4.7106; 1.5: 185.8395; 1.6: 376.92; 1.7: 226.152; 1.8: 8.4594; 1.9: 1884.6; 2: 60.0191; 2.1: 95.0318; 2.2: 2491.5986; 2.3: 63.1569; 2.4: -2305.7591; 2.5: -58.4462
| 2 | 69.85 | 1: 25.5344; 1.1: 186.6814; 1.2: 0.25034; 1.3: 377.19; 1.4: 4.7286; 1.5: 186.6814; 1.6: 377.19; 1.7: 226.314; 1.8: 8.4594; 1.9: 1885.95; 2: 60.0621; 2.1: 95.0326; 2.2: 2495.1483; 2.3: 63.2016; 2.4: -2308.4669; 2.5: -58.473
| 2 | 69.9 | 1: 25.6316; 1.1: 187.5258; 1.2: 0.25148; 1.3: 377.46; 1.4: 4.7466; 1.5: 187.5258; 1.6: 377.46; 1.7: 226.476; 1.8: 8.4594; 1.9: 1887.3; 2: 60.1051; 2.1: 95.0334; 2.2: 2498.7006; 2.3: 63.2463; 2.4: -2311.1748; 2.5: -58.4997
| 2 | 69.95 | 1: 25.7289; 1.1: 188.3725; 1.2: 0.25261; 1.3: 377.73; 1.4: 4.7646; 1.5: 188.3725; 1.6: 377.73; 1.7: 226.638; 1.8: 8.4594; 1.9: 1888.65; 2: 60.1481; 2.1: 95.0342; 2.2: 2502.2555; 2.3: 63.291; 2.4: -2313.883; 2.5: -58.5264
| 2 | 70 | 1: 25.8264; 1.1: 189.2217; 1.2: 0.25375; 1.3: 378; 1.4: 4.7827; 1.5: 189.2217; 1.6: 378; 1.7: 226.8; 1.8: 8.4594; 1.9: 1890; 2: 60.1911; 2.1: 95.035; 2.2: 2505.8129; 2.3: 63.3357; 2.4: -2316.5912; 2.5: -58.553
| 2 | 70.05 | 1: 25.9241; 1.1: 190.0733; 1.2: 0.25489; 1.3: 378.27; 1.4: 4.8008; 1.5: 190.0733; 1.6: 378.27; 1.7: 226.962; 1.8: 8.4594; 1.9: 1891.35; 2: 60.2341; 2.1: 95.0358; 2.2: 2509.3729; 2.3: 63.3804; 2.4: -2319.2996; 2.5: -58.5796
| 2 | 70.1 | 1: 26.0221; 1.1: 190.9273; 1.2: 0.25604; 1.3: 378.54; 1.4: 4.8189; 1.5: 190.9273; 1.6: 378.54; 1.7: 227.124; 1.8: 8.4594; 1.9: 1892.7; 2: 60.2771; 2.1: 95.0366; 2.2: 2512.9355; 2.3: 63.4251; 2.4: -2322.0082; 2.5: -58.6062
| 2 | 70.15 | 1: 26.1202; 1.1: 191.7838; 1.2: 0.25719; 1.3: 378.81; 1.4: 4.8371; 1.5: 191.7838; 1.6: 378.81; 1.7: 227.286; 1.8: 8.4594; 1.9: 1894.05; 2: 60.3201; 2.1: 95.0374; 2.2: 2516.5007; 2.3: 63.4698; 2.4: -2324.7169; 2.5: -58.6327
| 2 | 70.2 | 1: 26.2184; 1.1: 192.6427; 1.2: 0.25834; 1.3: 379.08; 1.4: 4.8553; 1.5: 192.6427; 1.6: 379.08; 1.7: 227.448; 1.8: 8.4594; 1.9: 1895.4; 2: 60.3631; 2.1: 95.0382; 2.2: 2520.0684; 2.3: 63.5145; 2.4: -2327.4257; 2.5: -58.6593
| 2 | 70.25 | 1: 26.3169; 1.1: 193.504; 1.2: 0.25949; 1.3: 379.35; 1.4: 4.8735; 1.5: 193.504; 1.6: 379.35; 1.7: 227.61; 1.8: 8.4594; 1.9: 1896.75; 2: 60.4061; 2.1: 95.039; 2.2: 2523.6387; 2.3: 63.5592; 2.4: -2330.1347; 2.5: -58.6857
| 2 | 70.3 | 1: 26.4156; 1.1: 194.3678; 1.2: 0.26065; 1.3: 379.62; 1.4: 4.8918; 1.5: 194.3678; 1.6: 379.62; 1.7: 227.772; 1.8: 8.4594; 1.9: 1898.1; 2: 60.449; 2.1: 95.0398; 2.2: 2527.2116; 2.3: 63.604; 2.4: -2332.8438; 2.5: -58.7122
| 2 | 70.35 | 1: 26.5145; 1.1: 195.234; 1.2: 0.26181; 1.3: 379.89; 1.4: 4.9101; 1.5: 195.234; 1.6: 379.89; 1.7: 227.934; 1.8: 8.4594; 1.9: 1899.45; 2: 60.492; 2.1: 95.0405; 2.2: 2530.7871; 2.3: 63.6487; 2.4: -2335.553; 2.5: -58.7386
| 2 | 70.4 | 1: 26.6135; 1.1: 196.1027; 1.2: 0.26298; 1.3: 380.16; 1.4: 4.9284; 1.5: 196.1027; 1.6: 380.16; 1.7: 228.096; 1.8: 8.4594; 1.9: 1900.8; 2: 60.535; 2.1: 95.0413; 2.2: 2534.3651; 2.3: 63.6934; 2.4: -2338.2624; 2.5: -58.765
| 2 | 70.45 | 1: 26.7128; 1.1: 196.9738; 1.2: 0.26415; 1.3: 380.43; 1.4: 4.9468; 1.5: 196.9738; 1.6: 380.43; 1.7: 228.258; 1.8: 8.4594; 1.9: 1902.15; 2: 60.578; 2.1: 95.0421; 2.2: 2537.9457; 2.3: 63.7381; 2.4: -2340.9719; 2.5: -58.7913
| 2 | 70.5 | 1: 26.8122; 1.1: 197.8474; 1.2: 0.26532; 1.3: 380.7; 1.4: 4.9652; 1.5: 197.8474; 1.6: 380.7; 1.7: 228.42; 1.8: 8.4594; 1.9: 1903.5; 2: 60.621; 2.1: 95.0429; 2.2: 2541.5289; 2.3: 63.7828; 2.4: -2343.6814; 2.5: -58.8176
| 2 | 70.55 | 1: 26.9119; 1.1: 198.7235; 1.2: 0.26649; 1.3: 380.97; 1.4: 4.9837; 1.5: 198.7235; 1.6: 380.97; 1.7: 228.582; 1.8: 8.4594; 1.9: 1904.85; 2: 60.664; 2.1: 95.0436; 2.2: 2545.1146; 2.3: 63.8276; 2.4: -2346.3912; 2.5: -58.8439
| 2 | 70.6 | 1: 27.0117; 1.1: 199.602; 1.2: 0.26767; 1.3: 381.24; 1.4: 5.0022; 1.5: 199.602; 1.6: 381.24; 1.7: 228.744; 1.8: 8.4594; 1.9: 1906.2; 2: 60.707; 2.1: 95.0444; 2.2: 2548.703; 2.3: 63.8723; 2.4: -2349.101; 2.5: -58.8701
| 2 | 70.65 | 1: 27.1117; 1.1: 200.483; 1.2: 0.26885; 1.3: 381.51; 1.4: 5.0207; 1.5: 200.483; 1.6: 381.51; 1.7: 228.906; 1.8: 8.4594; 1.9: 1907.55; 2: 60.75; 2.1: 95.0451; 2.2: 2552.2939; 2.3: 63.917; 2.4: -2351.8109; 2.5: -58.8963
| 2 | 70.7 | 1: 27.2119; 1.1: 201.3664; 1.2: 0.27004; 1.3: 381.78; 1.4: 5.0392; 1.5: 201.3664; 1.6: 381.78; 1.7: 229.068; 1.8: 8.4594; 1.9: 1908.9; 2: 60.793; 2.1: 95.0459; 2.2: 2555.8874; 2.3: 63.9617; 2.4: -2354.5209; 2.5: -58.9225
| 2 | 70.75 | 1: 27.3123; 1.1: 202.2524; 1.2: 0.27122; 1.3: 382.05; 1.4: 5.0578; 1.5: 202.2524; 1.6: 382.05; 1.7: 229.23; 1.8: 8.4594; 1.9: 1910.25; 2: 60.836; 2.1: 95.0467; 2.2: 2559.4834; 2.3: 64.0064; 2.4: -2357.2311; 2.5: -58.9486
| 2 | 70.8 | 1: 27.4129; 1.1: 203.1408; 1.2: 0.27242; 1.3: 382.32; 1.4: 5.0765; 1.5: 203.1408; 1.6: 382.32; 1.7: 229.392; 1.8: 8.4594; 1.9: 1911.6; 2: 60.879; 2.1: 95.0474; 2.2: 2563.0821; 2.3: 64.0512; 2.4: -2359.9413; 2.5: -58.9747
| 2 | 70.85 | 1: 27.5137; 1.1: 204.0317; 1.2: 0.27361; 1.3: 382.59; 1.4: 5.0951; 1.5: 204.0317; 1.6: 382.59; 1.7: 229.554; 1.8: 8.4594; 1.9: 1912.95; 2: 60.922; 2.1: 95.0482; 2.2: 2566.6833; 2.3: 64.0959; 2.4: -2362.6516; 2.5: -59.0008
| 2 | 70.9 | 1: 27.6147; 1.1: 204.9251; 1.2: 0.27481; 1.3: 382.86; 1.4: 5.1138; 1.5: 204.9251; 1.6: 382.86; 1.7: 229.716; 1.8: 8.4594; 1.9: 1914.3; 2: 60.965; 2.1: 95.0489; 2.2: 2570.2871; 2.3: 64.1406; 2.4: -2365.362; 2.5: -59.0268
| 2 | 70.95 | 1: 27.7159; 1.1: 205.8209; 1.2: 0.27601; 1.3: 383.13; 1.4: 5.1326; 1.5: 205.8209; 1.6: 383.13; 1.7: 229.878; 1.8: 8.4594; 1.9: 1915.65; 2: 61.008; 2.1: 95.0496; 2.2: 2573.8935; 2.3: 64.1854; 2.4: -2368.0725; 2.5: -59.0528
| 2 | 71 | 1: 27.8173; 1.1: 206.7193; 1.2: 0.27722; 1.3: 383.4; 1.4: 5.1513; 1.5: 206.7193; 1.6: 383.4; 1.7: 230.04; 1.8: 8.4594; 1.9: 1917; 2: 61.051; 2.1: 95.0504; 2.2: 2577.5024; 2.3: 64.2301; 2.4: -2370.7831; 2.5: -59.0788
| 2 | 71.05 | 1: 27.9188; 1.1: 207.6201; 1.2: 0.27842; 1.3: 383.67; 1.4: 5.1702; 1.5: 207.6201; 1.6: 383.67; 1.7: 230.202; 1.8: 8.4594; 1.9: 1918.35; 2: 61.0939; 2.1: 95.0511; 2.2: 2581.1139; 2.3: 64.2748; 2.4: -2373.4938; 2.5: -59.1047
| 2 | 71.1 | 1: 28.0206; 1.1: 208.5235; 1.2: 0.27963; 1.3: 383.94; 1.4: 5.189; 1.5: 208.5235; 1.6: 383.94; 1.7: 230.364; 1.8: 8.4594; 1.9: 1919.7; 2: 61.1369; 2.1: 95.0519; 2.2: 2584.7281; 2.3: 64.3196; 2.4: -2376.2046; 2.5: -59.1306
| 2 | 71.15 | 1: 28.1225; 1.1: 209.4293; 1.2: 0.28085; 1.3: 384.21; 1.4: 5.2079; 1.5: 209.4293; 1.6: 384.21; 1.7: 230.526; 1.8: 8.4594; 1.9: 1921.05; 2: 61.1799; 2.1: 95.0526; 2.2: 2588.3447; 2.3: 64.3643; 2.4: -2378.9154; 2.5: -59.1564
| 2 | 71.2 | 1: 28.2247; 1.1: 210.3377; 1.2: 0.28207; 1.3: 384.48; 1.4: 5.2268; 1.5: 210.3377; 1.6: 384.48; 1.7: 230.688; 1.8: 8.4594; 1.9: 1922.4; 2: 61.2229; 2.1: 95.0533; 2.2: 2591.964; 2.3: 64.409; 2.4: -2381.6263; 2.5: -59.1822
| 2 | 71.25 | 1: 28.327; 1.1: 211.2486; 1.2: 0.28329; 1.3: 384.75; 1.4: 5.2457; 1.5: 211.2486; 1.6: 384.75; 1.7: 230.85; 1.8: 8.4594; 1.9: 1923.75; 2: 61.2659; 2.1: 95.054; 2.2: 2595.5859; 2.3: 64.4538; 2.4: -2384.3373; 2.5: -59.208
| 2 | 71.3 | 1: 28.4295; 1.1: 212.1619; 1.2: 0.28451; 1.3: 385.02; 1.4: 5.2647; 1.5: 212.1619; 1.6: 385.02; 1.7: 231.012; 1.8: 8.4594; 1.9: 1925.1; 2: 61.3089; 2.1: 95.0548; 2.2: 2599.2103; 2.3: 64.4985; 2.4: -2387.0483; 2.5: -59.2338
| 2 | 71.35 | 1: 28.5322; 1.1: 213.0778; 1.2: 0.28574; 1.3: 385.29; 1.4: 5.2837; 1.5: 213.0778; 1.6: 385.29; 1.7: 231.174; 1.8: 8.4594; 1.9: 1926.45; 2: 61.3519; 2.1: 95.0555; 2.2: 2602.8373; 2.3: 64.5433; 2.4: -2389.7594; 2.5: -59.2595
| 2 | 71.4 | 1: 28.6352; 1.1: 213.9963; 1.2: 0.28697; 1.3: 385.56; 1.4: 5.3028; 1.5: 213.9963; 1.6: 385.56; 1.7: 231.336; 1.8: 8.4594; 1.9: 1927.8; 2: 61.3949; 2.1: 95.0562; 2.2: 2606.4669; 2.3: 64.588; 2.4: -2392.4706; 2.5: -59.2852
| 2 | 71.45 | 1: 28.7383; 1.1: 214.9172; 1.2: 0.28821; 1.3: 385.83; 1.4: 5.3219; 1.5: 214.9172; 1.6: 385.83; 1.7: 231.498; 1.8: 8.4594; 1.9: 1929.15; 2: 61.4379; 2.1: 95.0569; 2.2: 2610.099; 2.3: 64.6327; 2.4: -2395.1818; 2.5: -59.3108
| 2 | 71.5 | 1: 28.8416; 1.1: 215.8406; 1.2: 0.28945; 1.3: 386.1; 1.4: 5.341; 1.5: 215.8406; 1.6: 386.1; 1.7: 231.66; 1.8: 8.4594; 1.9: 1930.5; 2: 61.4809; 2.1: 95.0576; 2.2: 2613.7338; 2.3: 64.6775; 2.4: -2397.8931; 2.5: -59.3365
| 2 | 71.55 | 1: 28.9451; 1.1: 216.7666; 1.2: 0.29069; 1.3: 386.37; 1.4: 5.3602; 1.5: 216.7666; 1.6: 386.37; 1.7: 231.822; 1.8: 8.4594; 1.9: 1931.85; 2: 61.5239; 2.1: 95.0583; 2.2: 2617.3711; 2.3: 64.7222; 2.4: -2400.6044; 2.5: -59.362
| 2 | 71.6 | 1: 29.0487; 1.1: 217.6952; 1.2: 0.29193; 1.3: 386.64; 1.4: 5.3794; 1.5: 217.6952; 1.6: 386.64; 1.7: 231.984; 1.8: 8.4594; 1.9: 1933.2; 2: 61.5669; 2.1: 95.0591; 2.2: 2621.011; 2.3: 64.767; 2.4: -2403.3158; 2.5: -59.3876
| 2 | 71.65 | 1: 29.1526; 1.1: 218.6262; 1.2: 0.29318; 1.3: 386.91; 1.4: 5.3986; 1.5: 218.6262; 1.6: 386.91; 1.7: 232.146; 1.8: 8.4594; 1.9: 1934.55; 2: 61.6099; 2.1: 95.0598; 2.2: 2624.6535; 2.3: 64.8117; 2.4: -2406.0273; 2.5: -59.4131
| 2 | 71.7 | 1: 29.2567; 1.1: 219.5598; 1.2: 0.29443; 1.3: 387.18; 1.4: 5.4179; 1.5: 219.5598; 1.6: 387.18; 1.7: 232.308; 1.8: 8.4594; 1.9: 1935.9; 2: 61.6529; 2.1: 95.0605; 2.2: 2628.2985; 2.3: 64.8565; 2.4: -2408.7387; 2.5: -59.4386
| 2 | 71.75 | 1: 29.361; 1.1: 220.4959; 1.2: 0.29569; 1.3: 387.45; 1.4: 5.4372; 1.5: 220.4959; 1.6: 387.45; 1.7: 232.47; 1.8: 8.4594; 1.9: 1937.25; 2: 61.6959; 2.1: 95.0612; 2.2: 2631.9462; 2.3: 64.9012; 2.4: -2411.4502; 2.5: -59.464
| 2 | 71.8 | 1: 29.4654; 1.1: 221.4346; 1.2: 0.29695; 1.3: 387.72; 1.4: 5.4566; 1.5: 221.4346; 1.6: 387.72; 1.7: 232.632; 1.8: 8.4594; 1.9: 1938.6; 2: 61.7389; 2.1: 95.0618; 2.2: 2635.5964; 2.3: 64.946; 2.4: -2414.1618; 2.5: -59.4894
| 2 | 71.85 | 1: 29.5701; 1.1: 222.3759; 1.2: 0.29821; 1.3: 387.99; 1.4: 5.4759; 1.5: 222.3759; 1.6: 387.99; 1.7: 232.794; 1.8: 8.4594; 1.9: 1939.95; 2: 61.7818; 2.1: 95.0625; 2.2: 2639.2492; 2.3: 64.9907; 2.4: -2416.8733; 2.5: -59.5148
| 2 | 71.9 | 1: 29.6749; 1.1: 223.3197; 1.2: 0.29948; 1.3: 388.26; 1.4: 5.4954; 1.5: 223.3197; 1.6: 388.26; 1.7: 232.956; 1.8: 8.4594; 1.9: 1941.3; 2: 61.8248; 2.1: 95.0632; 2.2: 2642.9046; 2.3: 65.0355; 2.4: -2419.5849; 2.5: -59.5401
| 2 | 71.95 | 1: 29.78; 1.1: 224.266; 1.2: 0.30075; 1.3: 388.53; 1.4: 5.5148; 1.5: 224.266; 1.6: 388.53; 1.7: 233.118; 1.8: 8.4594; 1.9: 1942.65; 2: 61.8678; 2.1: 95.0639; 2.2: 2646.5625; 2.3: 65.0802; 2.4: -2422.2965; 2.5: -59.5654
| 2 | 72 | 1: 29.8852; 1.1: 225.2149; 1.2: 0.30202; 1.3: 388.8; 1.4: 5.5343; 1.5: 225.2149; 1.6: 388.8; 1.7: 233.28; 1.8: 8.4594; 1.9: 1944; 2: 61.9108; 2.1: 95.0646; 2.2: 2650.2231; 2.3: 65.125; 2.4: -2425.0082; 2.5: -59.5907
| 2 | 72.05 | 1: 29.9906; 1.1: 226.1664; 1.2: 0.30329; 1.3: 389.07; 1.4: 5.5538; 1.5: 226.1664; 1.6: 389.07; 1.7: 233.442; 1.8: 8.4594; 1.9: 1945.35; 2: 61.9538; 2.1: 95.0653; 2.2: 2653.8862; 2.3: 65.1698; 2.4: -2427.7199; 2.5: -59.6159
| 2 | 72.1 | 1: 30.0963; 1.1: 227.1204; 1.2: 0.30457; 1.3: 389.34; 1.4: 5.5734; 1.5: 227.1204; 1.6: 389.34; 1.7: 233.604; 1.8: 8.4594; 1.9: 1946.7; 2: 61.9968; 2.1: 95.066; 2.2: 2657.5519; 2.3: 65.2145; 2.4: -2430.4315; 2.5: -59.6411
| 2 | 72.15 | 1: 30.2021; 1.1: 228.077; 1.2: 0.30586; 1.3: 389.61; 1.4: 5.593; 1.5: 228.077; 1.6: 389.61; 1.7: 233.766; 1.8: 8.4594; 1.9: 1948.05; 2: 62.0398; 2.1: 95.0666; 2.2: 2661.2202; 2.3: 65.2593; 2.4: -2433.1432; 2.5: -59.6663
| 2 | 72.2 | 1: 30.3081; 1.1: 229.0362; 1.2: 0.30714; 1.3: 389.88; 1.4: 5.6126; 1.5: 229.0362; 1.6: 389.88; 1.7: 233.928; 1.8: 8.4594; 1.9: 1949.4; 2: 62.0828; 2.1: 95.0673; 2.2: 2664.8911; 2.3: 65.3041; 2.4: -2435.8549; 2.5: -59.6914
| 2 | 72.25 | 1: 30.4143; 1.1: 229.9979; 1.2: 0.30843; 1.3: 390.15; 1.4: 5.6323; 1.5: 229.9979; 1.6: 390.15; 1.7: 234.09; 1.8: 8.4594; 1.9: 1950.75; 2: 62.1258; 2.1: 95.068; 2.2: 2668.5646; 2.3: 65.3488; 2.4: -2438.5666; 2.5: -59.7165
| 2 | 72.3 | 1: 30.5207; 1.1: 230.9623; 1.2: 0.30973; 1.3: 390.42; 1.4: 5.652; 1.5: 230.9623; 1.6: 390.42; 1.7: 234.252; 1.8: 8.4594; 1.9: 1952.1; 2: 62.1688; 2.1: 95.0686; 2.2: 2672.2406; 2.3: 65.3936; 2.4: -2441.2783; 2.5: -59.7416
| 2 | 72.35 | 1: 30.6273; 1.1: 231.9292; 1.2: 0.31102; 1.3: 390.69; 1.4: 5.6717; 1.5: 231.9292; 1.6: 390.69; 1.7: 234.414; 1.8: 8.4594; 1.9: 1953.45; 2: 62.2118; 2.1: 95.0693; 2.2: 2675.9192; 2.3: 65.4383; 2.4: -2443.99; 2.5: -59.7666
| 2 | 72.4 | 1: 30.7341; 1.1: 232.8987; 1.2: 0.31232; 1.3: 390.96; 1.4: 5.6915; 1.5: 232.8987; 1.6: 390.96; 1.7: 234.576; 1.8: 8.4594; 1.9: 1954.8; 2: 62.2548; 2.1: 95.07; 2.2: 2679.6004; 2.3: 65.4831; 2.4: -2446.7017; 2.5: -59.7916
| 2 | 72.45 | 1: 30.8411; 1.1: 233.8708; 1.2: 0.31363; 1.3: 391.23; 1.4: 5.7113; 1.5: 233.8708; 1.6: 391.23; 1.7: 234.738; 1.8: 8.4594; 1.9: 1956.15; 2: 62.2978; 2.1: 95.0706; 2.2: 2683.2842; 2.3: 65.5279; 2.4: -2449.4134; 2.5: -59.8166
| 2 | 72.5 | 1: 30.9482; 1.1: 234.8455; 1.2: 0.31493; 1.3: 391.5; 1.4: 5.7312; 1.5: 234.8455; 1.6: 391.5; 1.7: 234.9; 1.8: 8.4594; 1.9: 1957.5; 2: 62.3408; 2.1: 95.0713; 2.2: 2686.9706; 2.3: 65.5727; 2.4: -2452.1251; 2.5: -59.8415
| 2 | 72.55 | 1: 31.0556; 1.1: 235.8228; 1.2: 0.31624; 1.3: 391.77; 1.4: 5.751; 1.5: 235.8228; 1.6: 391.77; 1.7: 235.062; 1.8: 8.4594; 1.9: 1958.85; 2: 62.3838; 2.1: 95.0719; 2.2: 2690.6595; 2.3: 65.6174; 2.4: -2454.8368; 2.5: -59.8664
| 2 | 72.6 | 1: 31.1632; 1.1: 236.8026; 1.2: 0.31756; 1.3: 392.04; 1.4: 5.771; 1.5: 236.8026; 1.6: 392.04; 1.7: 235.224; 1.8: 8.4594; 1.9: 1960.2; 2: 62.4268; 2.1: 95.0726; 2.2: 2694.3511; 2.3: 65.6622; 2.4: -2457.5484; 2.5: -59.8912
| 2 | 72.65 | 1: 31.2709; 1.1: 237.7851; 1.2: 0.31888; 1.3: 392.31; 1.4: 5.7909; 1.5: 237.7851; 1.6: 392.31; 1.7: 235.386; 1.8: 8.4594; 1.9: 1961.55; 2: 62.4697; 2.1: 95.0732; 2.2: 2698.0452; 2.3: 65.707; 2.4: -2460.2601; 2.5: -59.9161
| 2 | 72.7 | 1: 31.3789; 1.1: 238.7702; 1.2: 0.3202; 1.3: 392.58; 1.4: 5.8109; 1.5: 238.7702; 1.6: 392.58; 1.7: 235.548; 1.8: 8.4594; 1.9: 1962.9; 2: 62.5127; 2.1: 95.0739; 2.2: 2701.7419; 2.3: 65.7517; 2.4: -2462.9717; 2.5: -59.9408
| 2 | 72.75 | 1: 31.487; 1.1: 239.7579; 1.2: 0.32152; 1.3: 392.85; 1.4: 5.8309; 1.5: 239.7579; 1.6: 392.85; 1.7: 235.71; 1.8: 8.4594; 1.9: 1964.25; 2: 62.5557; 2.1: 95.0745; 2.2: 2705.4412; 2.3: 65.7965; 2.4: -2465.6832; 2.5: -59.9656
| 2 | 72.8 | 1: 31.5954; 1.1: 240.7483; 1.2: 0.32285; 1.3: 393.12; 1.4: 5.851; 1.5: 240.7483; 1.6: 393.12; 1.7: 235.872; 1.8: 8.4594; 1.9: 1965.6; 2: 62.5987; 2.1: 95.0752; 2.2: 2709.143; 2.3: 65.8413; 2.4: -2468.3948; 2.5: -59.9903
| 2 | 72.85 | 1: 31.7039; 1.1: 241.7412; 1.2: 0.32418; 1.3: 393.39; 1.4: 5.8711; 1.5: 241.7412; 1.6: 393.39; 1.7: 236.034; 1.8: 8.4594; 1.9: 1966.95; 2: 62.6417; 2.1: 95.0758; 2.2: 2712.8475; 2.3: 65.8861; 2.4: -2471.1063; 2.5: -60.015
| 2 | 72.9 | 1: 31.8126; 1.1: 242.7368; 1.2: 0.32552; 1.3: 393.66; 1.4: 5.8912; 1.5: 242.7368; 1.6: 393.66; 1.7: 236.196; 1.8: 8.4594; 1.9: 1968.3; 2: 62.6847; 2.1: 95.0764; 2.2: 2716.5545; 2.3: 65.9309; 2.4: -2473.8178; 2.5: -60.0396
| 2 | 72.95 | 1: 31.9216; 1.1: 243.735; 1.2: 0.32685; 1.3: 393.93; 1.4: 5.9114; 1.5: 243.735; 1.6: 393.93; 1.7: 236.358; 1.8: 8.4594; 1.9: 1969.65; 2: 62.7277; 2.1: 95.0771; 2.2: 2720.2641; 2.3: 65.9756; 2.4: -2476.5292; 2.5: -60.0642
| 2 | 73 | 1: 32.0307; 1.1: 244.7358; 1.2: 0.3282; 1.3: 394.2; 1.4: 5.9316; 1.5: 244.7358; 1.6: 394.2; 1.7: 236.52; 1.8: 8.4594; 1.9: 1971; 2: 62.7707; 2.1: 95.0777; 2.2: 2723.9763; 2.3: 66.0204; 2.4: -2479.2406; 2.5: -60.0888
| 2 | 73.05 | 1: 32.14; 1.1: 245.7392; 1.2: 0.32954; 1.3: 394.47; 1.4: 5.9519; 1.5: 245.7392; 1.6: 394.47; 1.7: 236.682; 1.8: 8.4594; 1.9: 1972.35; 2: 62.8137; 2.1: 95.0783; 2.2: 2727.6911; 2.3: 66.0652; 2.4: -2481.9519; 2.5: -60.1134
| 2 | 73.1 | 1: 32.2495; 1.1: 246.7453; 1.2: 0.33089; 1.3: 394.74; 1.4: 5.9721; 1.5: 246.7453; 1.6: 394.74; 1.7: 236.844; 1.8: 8.4594; 1.9: 1973.7; 2: 62.8567; 2.1: 95.0789; 2.2: 2731.4085; 2.3: 66.11; 2.4: -2484.6632; 2.5: -60.1379
| 2 | 73.15 | 1: 32.3592; 1.1: 247.754; 1.2: 0.33224; 1.3: 395.01; 1.4: 5.9924; 1.5: 247.754; 1.6: 395.01; 1.7: 237.006; 1.8: 8.4594; 1.9: 1975.05; 2: 62.8997; 2.1: 95.0796; 2.2: 2735.1284; 2.3: 66.1548; 2.4: -2487.3744; 2.5: -60.1623
| 2 | 73.2 | 1: 32.4691; 1.1: 248.7654; 1.2: 0.3336; 1.3: 395.28; 1.4: 6.0128; 1.5: 248.7654; 1.6: 395.28; 1.7: 237.168; 1.8: 8.4594; 1.9: 1976.4; 2: 62.9427; 2.1: 95.0802; 2.2: 2738.851; 2.3: 66.1996; 2.4: -2490.0856; 2.5: -60.1868
| 2 | 73.25 | 1: 32.5792; 1.1: 249.7794; 1.2: 0.33496; 1.3: 395.55; 1.4: 6.0332; 1.5: 249.7794; 1.6: 395.55; 1.7: 237.33; 1.8: 8.4594; 1.9: 1977.75; 2: 62.9857; 2.1: 95.0808; 2.2: 2742.5761; 2.3: 66.2444; 2.4: -2492.7967; 2.5: -60.2112
| 2 | 73.3 | 1: 32.6895; 1.1: 250.7961; 1.2: 0.33632; 1.3: 395.82; 1.4: 6.0536; 1.5: 250.7961; 1.6: 395.82; 1.7: 237.492; 1.8: 8.4594; 1.9: 1979.1; 2: 63.0287; 2.1: 95.0814; 2.2: 2746.3038; 2.3: 66.2892; 2.4: -2495.5078; 2.5: -60.2355
| 2 | 73.35 | 1: 32.8; 1.1: 251.8154; 1.2: 0.33769; 1.3: 396.09; 1.4: 6.0741; 1.5: 251.8154; 1.6: 396.09; 1.7: 237.654; 1.8: 8.4594; 1.9: 1980.45; 2: 63.0717; 2.1: 95.082; 2.2: 2750.0341; 2.3: 66.3339; 2.4: -2498.2187; 2.5: -60.2599
| 2 | 73.4 | 1: 32.9107; 1.1: 252.8373; 1.2: 0.33906; 1.3: 396.36; 1.4: 6.0946; 1.5: 252.8373; 1.6: 396.36; 1.7: 237.816; 1.8: 8.4594; 1.9: 1981.8; 2: 63.1146; 2.1: 95.0826; 2.2: 2753.767; 2.3: 66.3787; 2.4: -2500.9296; 2.5: -60.2842
| 2 | 73.45 | 1: 33.0215; 1.1: 253.862; 1.2: 0.34043; 1.3: 396.63; 1.4: 6.1151; 1.5: 253.862; 1.6: 396.63; 1.7: 237.978; 1.8: 8.4594; 1.9: 1983.15; 2: 63.1576; 2.1: 95.0832; 2.2: 2757.5024; 2.3: 66.4235; 2.4: -2503.6405; 2.5: -60.3084
| 2 | 73.5 | 1: 33.1326; 1.1: 254.8893; 1.2: 0.34181; 1.3: 396.9; 1.4: 6.1357; 1.5: 254.8893; 1.6: 396.9; 1.7: 238.14; 1.8: 8.4594; 1.9: 1984.5; 2: 63.2006; 2.1: 95.0838; 2.2: 2761.2405; 2.3: 66.4683; 2.4: -2506.3512; 2.5: -60.3327
| 2 | 73.55 | 1: 33.2439; 1.1: 255.9192; 1.2: 0.34319; 1.3: 397.17; 1.4: 6.1563; 1.5: 255.9192; 1.6: 397.17; 1.7: 238.302; 1.8: 8.4594; 1.9: 1985.85; 2: 63.2436; 2.1: 95.0844; 2.2: 2764.9811; 2.3: 66.5131; 2.4: -2509.0619; 2.5: -60.3568
| 2 | 73.6 | 1: 33.3554; 1.1: 256.9518; 1.2: 0.34458; 1.3: 397.44; 1.4: 6.1769; 1.5: 256.9518; 1.6: 397.44; 1.7: 238.464; 1.8: 8.4594; 1.9: 1987.2; 2: 63.2866; 2.1: 95.085; 2.2: 2768.7243; 2.3: 66.5579; 2.4: -2511.7725; 2.5: -60.381
| 2 | 73.65 | 1: 33.467; 1.1: 257.9871; 1.2: 0.34597; 1.3: 397.71; 1.4: 6.1976; 1.5: 257.9871; 1.6: 397.71; 1.7: 238.626; 1.8: 8.4594; 1.9: 1988.55; 2: 63.3296; 2.1: 95.0856; 2.2: 2772.4701; 2.3: 66.6027; 2.4: -2514.4829; 2.5: -60.4051
| 2 | 73.7 | 1: 33.5789; 1.1: 259.0251; 1.2: 0.34736; 1.3: 397.98; 1.4: 6.2183; 1.5: 259.0251; 1.6: 397.98; 1.7: 238.788; 1.8: 8.4594; 1.9: 1989.9; 2: 63.3726; 2.1: 95.0862; 2.2: 2776.2185; 2.3: 66.6475; 2.4: -2517.1933; 2.5: -60.4292
| 2 | 73.75 | 1: 33.6909; 1.1: 260.0658; 1.2: 0.34875; 1.3: 398.25; 1.4: 6.2391; 1.5: 260.0658; 1.6: 398.25; 1.7: 238.95; 1.8: 8.4594; 1.9: 1991.25; 2: 63.4156; 2.1: 95.0868; 2.2: 2779.9694; 2.3: 66.6923; 2.4: -2519.9036; 2.5: -60.4533
| 2 | 73.8 | 1: 33.8032; 1.1: 261.1091; 1.2: 0.35015; 1.3: 398.52; 1.4: 6.2598; 1.5: 261.1091; 1.6: 398.52; 1.7: 239.112; 1.8: 8.4594; 1.9: 1992.6; 2: 63.4586; 2.1: 95.0874; 2.2: 2783.723; 2.3: 66.7371; 2.4: -2522.6138; 2.5: -60.4773
| 2 | 73.85 | 1: 33.9156; 1.1: 262.1551; 1.2: 0.35156; 1.3: 398.79; 1.4: 6.2807; 1.5: 262.1551; 1.6: 398.79; 1.7: 239.274; 1.8: 8.4594; 1.9: 1993.95; 2: 63.5016; 2.1: 95.088; 2.2: 2787.4791; 2.3: 66.7819; 2.4: -2525.3239; 2.5: -60.5013
| 2 | 73.9 | 1: 34.0282; 1.1: 263.2039; 1.2: 0.35296; 1.3: 399.06; 1.4: 6.3015; 1.5: 263.2039; 1.6: 399.06; 1.7: 239.436; 1.8: 8.4594; 1.9: 1995.3; 2: 63.5446; 2.1: 95.0886; 2.2: 2791.2378; 2.3: 66.8267; 2.4: -2528.0339; 2.5: -60.5252
| 2 | 73.95 | 1: 34.1411; 1.1: 264.2553; 1.2: 0.35437; 1.3: 399.33; 1.4: 6.3224; 1.5: 264.2553; 1.6: 399.33; 1.7: 239.598; 1.8: 8.4594; 1.9: 1996.65; 2: 63.5876; 2.1: 95.0891; 2.2: 2794.9991; 2.3: 66.8715; 2.4: -2530.7438; 2.5: -60.5491
| 2 | 74 | 1: 34.2541; 1.1: 265.3094; 1.2: 0.35579; 1.3: 399.6; 1.4: 6.3434; 1.5: 265.3094; 1.6: 399.6; 1.7: 239.76; 1.8: 8.4594; 1.9: 1998; 2: 63.6306; 2.1: 95.0897; 2.2: 2798.763; 2.3: 66.9164; 2.4: -2533.4536; 2.5: -60.573
| 2 | 74.05 | 1: 34.3673; 1.1: 266.3662; 1.2: 0.3572; 1.3: 399.87; 1.4: 6.3643; 1.5: 266.3662; 1.6: 399.87; 1.7: 239.922; 1.8: 8.4594; 1.9: 1999.35; 2: 63.6736; 2.1: 95.0903; 2.2: 2802.5294; 2.3: 66.9612; 2.4: -2536.1632; 2.5: -60.5968
| 2 | 74.1 | 1: 34.4807; 1.1: 267.4257; 1.2: 0.35862; 1.3: 400.14; 1.4: 6.3853; 1.5: 267.4257; 1.6: 400.14; 1.7: 240.084; 1.8: 8.4594; 1.9: 2000.7; 2: 63.7166; 2.1: 95.0909; 2.2: 2806.2985; 2.3: 67.006; 2.4: -2538.8728; 2.5: -60.6206
| 2 | 74.15 | 1: 34.5944; 1.1: 268.4879; 1.2: 0.36005; 1.3: 400.41; 1.4: 6.4064; 1.5: 268.4879; 1.6: 400.41; 1.7: 240.246; 1.8: 8.4594; 1.9: 2002.05; 2: 63.7596; 2.1: 95.0914; 2.2: 2810.0701; 2.3: 67.0508; 2.4: -2541.5822; 2.5: -60.6444
| 2 | 74.2 | 1: 34.7082; 1.1: 269.5529; 1.2: 0.36148; 1.3: 400.68; 1.4: 6.4274; 1.5: 269.5529; 1.6: 400.68; 1.7: 240.408; 1.8: 8.4594; 1.9: 2003.4; 2: 63.8025; 2.1: 95.092; 2.2: 2813.8443; 2.3: 67.0956; 2.4: -2544.2914; 2.5: -60.6682
| 2 | 74.25 | 1: 34.8222; 1.1: 270.6205; 1.2: 0.36291; 1.3: 400.95; 1.4: 6.4486; 1.5: 270.6205; 1.6: 400.95; 1.7: 240.57; 1.8: 8.4594; 1.9: 2004.75; 2: 63.8455; 2.1: 95.0926; 2.2: 2817.6211; 2.3: 67.1404; 2.4: -2547.0006; 2.5: -60.6919
| 2 | 74.3 | 1: 34.9364; 1.1: 271.6909; 1.2: 0.36434; 1.3: 401.22; 1.4: 6.4697; 1.5: 271.6909; 1.6: 401.22; 1.7: 240.732; 1.8: 8.4594; 1.9: 2006.1; 2: 63.8885; 2.1: 95.0931; 2.2: 2821.4005; 2.3: 67.1852; 2.4: -2549.7096; 2.5: -60.7155
| 2 | 74.35 | 1: 35.0508; 1.1: 272.764; 1.2: 0.36578; 1.3: 401.49; 1.4: 6.4909; 1.5: 272.764; 1.6: 401.49; 1.7: 240.894; 1.8: 8.4594; 1.9: 2007.45; 2: 63.9315; 2.1: 95.0937; 2.2: 2825.1825; 2.3: 67.23; 2.4: -2552.4185; 2.5: -60.7392
| 2 | 74.4 | 1: 35.1654; 1.1: 273.8398; 1.2: 0.36723; 1.3: 401.76; 1.4: 6.5121; 1.5: 273.8398; 1.6: 401.76; 1.7: 241.056; 1.8: 8.4594; 1.9: 2008.8; 2: 63.9745; 2.1: 95.0943; 2.2: 2828.967; 2.3: 67.2749; 2.4: -2555.1272; 2.5: -60.7628
| 2 | 74.45 | 1: 35.2802; 1.1: 274.9183; 1.2: 0.36867; 1.3: 402.03; 1.4: 6.5334; 1.5: 274.9183; 1.6: 402.03; 1.7: 241.218; 1.8: 8.4594; 1.9: 2010.15; 2: 64.0175; 2.1: 95.0948; 2.2: 2832.7541; 2.3: 67.3197; 2.4: -2557.8358; 2.5: -60.7863
| 2 | 74.5 | 1: 35.3952; 1.1: 275.9996; 1.2: 0.37012; 1.3: 402.3; 1.4: 6.5547; 1.5: 275.9996; 1.6: 402.3; 1.7: 241.38; 1.8: 8.4594; 1.9: 2011.5; 2: 64.0605; 2.1: 95.0954; 2.2: 2836.5438; 2.3: 67.3645; 2.4: -2560.5442; 2.5: -60.8098
| 2 | 74.55 | 1: 35.5103; 1.1: 277.0836; 1.2: 0.37158; 1.3: 402.57; 1.4: 6.576; 1.5: 277.0836; 1.6: 402.57; 1.7: 241.542; 1.8: 8.4594; 1.9: 2012.85; 2: 64.1035; 2.1: 95.0959; 2.2: 2840.3361; 2.3: 67.4093; 2.4: -2563.2525; 2.5: -60.8333
| 2 | 74.6 | 1: 35.6257; 1.1: 278.1704; 1.2: 0.37303; 1.3: 402.84; 1.4: 6.5974; 1.5: 278.1704; 1.6: 402.84; 1.7: 241.704; 1.8: 8.4594; 1.9: 2014.2; 2: 64.1465; 2.1: 95.0965; 2.2: 2844.131; 2.3: 67.4541; 2.4: -2565.9606; 2.5: -60.8568
| 2 | 74.65 | 1: 35.7413; 1.1: 279.2599; 1.2: 0.37449; 1.3: 403.11; 1.4: 6.6188; 1.5: 279.2599; 1.6: 403.11; 1.7: 241.866; 1.8: 8.4594; 1.9: 2015.55; 2: 64.1895; 2.1: 95.097; 2.2: 2847.9285; 2.3: 67.499; 2.4: -2568.6686; 2.5: -60.8802
| 2 | 74.7 | 1: 35.8571; 1.1: 280.3521; 1.2: 0.37596; 1.3: 403.38; 1.4: 6.6402; 1.5: 280.3521; 1.6: 403.38; 1.7: 242.028; 1.8: 8.4594; 1.9: 2016.9; 2: 64.2325; 2.1: 95.0975; 2.2: 2851.7285; 2.3: 67.5438; 2.4: -2571.3764; 2.5: -60.9036
| 2 | 74.75 | 1: 35.973; 1.1: 281.4471; 1.2: 0.37743; 1.3: 403.65; 1.4: 6.6617; 1.5: 281.4471; 1.6: 403.65; 1.7: 242.19; 1.8: 8.4594; 1.9: 2018.25; 2: 64.2755; 2.1: 95.0981; 2.2: 2855.5311; 2.3: 67.5886; 2.4: -2574.084; 2.5: -60.9269
| 2 | 74.8 | 1: 36.0892; 1.1: 282.5449; 1.2: 0.3789; 1.3: 403.92; 1.4: 6.6832; 1.5: 282.5449; 1.6: 403.92; 1.7: 242.352; 1.8: 8.4594; 1.9: 2019.6; 2: 64.3185; 2.1: 95.0986; 2.2: 2859.3363; 2.3: 67.6334; 2.4: -2576.7915; 2.5: -60.9503
| 2 | 74.85 | 1: 36.2056; 1.1: 283.6454; 1.2: 0.38037; 1.3: 404.19; 1.4: 6.7047; 1.5: 283.6454; 1.6: 404.19; 1.7: 242.514; 1.8: 8.4594; 1.9: 2020.95; 2: 64.3615; 2.1: 95.0992; 2.2: 2863.1441; 2.3: 67.6783; 2.4: -2579.4988; 2.5: -60.9735
| 2 | 74.9 | 1: 36.3221; 1.1: 284.7486; 1.2: 0.38185; 1.3: 404.46; 1.4: 6.7263; 1.5: 284.7486; 1.6: 404.46; 1.7: 242.676; 1.8: 8.4594; 1.9: 2022.3; 2: 64.4045; 2.1: 95.0997; 2.2: 2866.9545; 2.3: 67.7231; 2.4: -2582.2059; 2.5: -60.9968
| 2 | 74.95 | 1: 36.4389; 1.1: 285.8547; 1.2: 0.38334; 1.3: 404.73; 1.4: 6.7479; 1.5: 285.8547; 1.6: 404.73; 1.7: 242.838; 1.8: 8.4594; 1.9: 2023.65; 2: 64.4475; 2.1: 95.1002; 2.2: 2870.7675; 2.3: 67.7679; 2.4: -2584.9128; 2.5: -61.02
| 2 | 75 | 1: 36.5559; 1.1: 286.9635; 1.2: 0.38482; 1.3: 405; 1.4: 6.7696; 1.5: 286.9635; 1.6: 405; 1.7: 243; 1.8: 8.4594; 1.9: 2025; 2: 64.4904; 2.1: 95.1008; 2.2: 2874.583; 2.3: 67.8128; 2.4: -2587.6195; 2.5: -61.0432
| 2 | 75.05 | 1: 36.673; 1.1: 288.075; 1.2: 0.38631; 1.3: 405.27; 1.4: 6.7913; 1.5: 288.075; 1.6: 405.27; 1.7: 243.162; 1.8: 8.4594; 1.9: 2026.35; 2: 64.5334; 2.1: 95.1013; 2.2: 2878.4011; 2.3: 67.8576; 2.4: -2590.3261; 2.5: -61.0663
| 2 | 75.1 | 1: 36.7904; 1.1: 289.1894; 1.2: 0.38781; 1.3: 405.54; 1.4: 6.813; 1.5: 289.1894; 1.6: 405.54; 1.7: 243.324; 1.8: 8.4594; 1.9: 2027.7; 2: 64.5764; 2.1: 95.1018; 2.2: 2882.2218; 2.3: 67.9024; 2.4: -2593.0324; 2.5: -61.0894
| 2 | 75.15 | 1: 36.9079; 1.1: 290.3065; 1.2: 0.38931; 1.3: 405.81; 1.4: 6.8348; 1.5: 290.3065; 1.6: 405.81; 1.7: 243.486; 1.8: 8.4594; 1.9: 2029.05; 2: 64.6194; 2.1: 95.1023; 2.2: 2886.0451; 2.3: 67.9473; 2.4: -2595.7386; 2.5: -61.1125
| 2 | 75.2 | 1: 37.0256; 1.1: 291.4264; 1.2: 0.39081; 1.3: 406.08; 1.4: 6.8566; 1.5: 291.4264; 1.6: 406.08; 1.7: 243.648; 1.8: 8.4594; 1.9: 2030.4; 2: 64.6624; 2.1: 95.1028; 2.2: 2889.8709; 2.3: 67.9921; 2.4: -2598.4446; 2.5: -61.1355
| 2 | 75.25 | 1: 37.1436; 1.1: 292.5491; 1.2: 0.39231; 1.3: 406.35; 1.4: 6.8784; 1.5: 292.5491; 1.6: 406.35; 1.7: 243.81; 1.8: 8.4594; 1.9: 2031.75; 2: 64.7054; 2.1: 95.1034; 2.2: 2893.6994; 2.3: 68.0369; 2.4: -2601.1503; 2.5: -61.1585
| 2 | 75.3 | 1: 37.2617; 1.1: 293.6746; 1.2: 0.39382; 1.3: 406.62; 1.4: 6.9003; 1.5: 293.6746; 1.6: 406.62; 1.7: 243.972; 1.8: 8.4594; 1.9: 2033.1; 2: 64.7484; 2.1: 95.1039; 2.2: 2897.5304; 2.3: 68.0818; 2.4: -2603.8559; 2.5: -61.1815
| 2 | 75.35 | 1: 37.3801; 1.1: 294.8028; 1.2: 0.39534; 1.3: 406.89; 1.4: 6.9222; 1.5: 294.8028; 1.6: 406.89; 1.7: 244.134; 1.8: 8.4594; 1.9: 2034.45; 2: 64.7914; 2.1: 95.1044; 2.2: 2901.364; 2.3: 68.1266; 2.4: -2606.5612; 2.5: -61.2044
| 2 | 75.4 | 1: 37.4986; 1.1: 295.9339; 1.2: 0.39685; 1.3: 407.16; 1.4: 6.9442; 1.5: 295.9339; 1.6: 407.16; 1.7: 244.296; 1.8: 8.4594; 1.9: 2035.8; 2: 64.8344; 2.1: 95.1049; 2.2: 2905.2002; 2.3: 68.1715; 2.4: -2609.2663; 2.5: -61.2273
| 2 | 75.45 | 1: 37.6173; 1.1: 297.0677; 1.2: 0.39837; 1.3: 407.43; 1.4: 6.9662; 1.5: 297.0677; 1.6: 407.43; 1.7: 244.458; 1.8: 8.4594; 1.9: 2037.15; 2: 64.8774; 2.1: 95.1054; 2.2: 2909.0389; 2.3: 68.2163; 2.4: -2611.9712; 2.5: -61.2501
| 2 | 75.5 | 1: 37.7362; 1.1: 298.2044; 1.2: 0.3999; 1.3: 407.7; 1.4: 6.9882; 1.5: 298.2044; 1.6: 407.7; 1.7: 244.62; 1.8: 8.4594; 1.9: 2038.5; 2: 64.9204; 2.1: 95.1059; 2.2: 2912.8803; 2.3: 68.2611; 2.4: -2614.6759; 2.5: -61.2729
| 2 | 75.55 | 1: 37.8554; 1.1: 299.3439; 1.2: 0.40143; 1.3: 407.97; 1.4: 7.0103; 1.5: 299.3439; 1.6: 407.97; 1.7: 244.782; 1.8: 8.4594; 1.9: 2039.85; 2: 64.9634; 2.1: 95.1064; 2.2: 2916.7242; 2.3: 68.306; 2.4: -2617.3803; 2.5: -61.2957
| 2 | 75.6 | 1: 37.9747; 1.1: 300.4862; 1.2: 0.40296; 1.3: 408.24; 1.4: 7.0324; 1.5: 300.4862; 1.6: 408.24; 1.7: 244.944; 1.8: 8.4594; 1.9: 2041.2; 2: 65.0064; 2.1: 95.1069; 2.2: 2920.5707; 2.3: 68.3508; 2.4: -2620.0845; 2.5: -61.3185
| 2 | 75.65 | 1: 38.0942; 1.1: 301.6313; 1.2: 0.40449; 1.3: 408.51; 1.4: 7.0545; 1.5: 301.6313; 1.6: 408.51; 1.7: 245.106; 1.8: 8.4594; 1.9: 2042.55; 2: 65.0494; 2.1: 95.1074; 2.2: 2924.4198; 2.3: 68.3957; 2.4: -2622.7885; 2.5: -61.3412
| 2 | 75.7 | 1: 38.2139; 1.1: 302.7792; 1.2: 0.40603; 1.3: 408.78; 1.4: 7.0767; 1.5: 302.7792; 1.6: 408.78; 1.7: 245.268; 1.8: 8.4594; 1.9: 2043.9; 2: 65.0924; 2.1: 95.1079; 2.2: 2928.2714; 2.3: 68.4405; 2.4: -2625.4923; 2.5: -61.3639
| 2 | 75.75 | 1: 38.3338; 1.1: 303.9299; 1.2: 0.40758; 1.3: 409.05; 1.4: 7.0989; 1.5: 303.9299; 1.6: 409.05; 1.7: 245.43; 1.8: 8.4594; 1.9: 2045.25; 2: 65.1354; 2.1: 95.1084; 2.2: 2932.1257; 2.3: 68.4854; 2.4: -2628.1958; 2.5: -61.3865
| 2 | 75.8 | 1: 38.454; 1.1: 305.0835; 1.2: 0.40912; 1.3: 409.32; 1.4: 7.1211; 1.5: 305.0835; 1.6: 409.32; 1.7: 245.592; 1.8: 8.4594; 1.9: 2046.6; 2: 65.1783; 2.1: 95.1089; 2.2: 2935.9825; 2.3: 68.5302; 2.4: -2630.899; 2.5: -61.4091
| 2 | 75.85 | 1: 38.5743; 1.1: 306.2398; 1.2: 0.41067; 1.3: 409.59; 1.4: 7.1434; 1.5: 306.2398; 1.6: 409.59; 1.7: 245.754; 1.8: 8.4594; 1.9: 2047.95; 2: 65.2213; 2.1: 95.1094; 2.2: 2939.8419; 2.3: 68.5751; 2.4: -2633.602; 2.5: -61.4317
| 2 | 75.9 | 1: 38.6948; 1.1: 307.3991; 1.2: 0.41223; 1.3: 409.86; 1.4: 7.1657; 1.5: 307.3991; 1.6: 409.86; 1.7: 245.916; 1.8: 8.4594; 1.9: 2049.3; 2: 65.2643; 2.1: 95.1099; 2.2: 2943.7038; 2.3: 68.6199; 2.4: -2636.3048; 2.5: -61.4542
| 2 | 75.95 | 1: 38.8155; 1.1: 308.5611; 1.2: 0.41379; 1.3: 410.13; 1.4: 7.1881; 1.5: 308.5611; 1.6: 410.13; 1.7: 246.078; 1.8: 8.4594; 1.9: 2050.65; 2: 65.3073; 2.1: 95.1104; 2.2: 2947.5684; 2.3: 68.6648; 2.4: -2639.0073; 2.5: -61.4767
| 2 | 76 | 1: 38.9364; 1.1: 309.726; 1.2: 0.41535; 1.3: 410.4; 1.4: 7.2104; 1.5: 309.726; 1.6: 410.4; 1.7: 246.24; 1.8: 8.4594; 1.9: 2052; 2: 65.3503; 2.1: 95.1109; 2.2: 2951.4355; 2.3: 68.7096; 2.4: -2641.7095; 2.5: -61.4992
| 2 | 76.05 | 1: 39.0575; 1.1: 310.8937; 1.2: 0.41692; 1.3: 410.67; 1.4: 7.2329; 1.5: 310.8937; 1.6: 410.67; 1.7: 246.402; 1.8: 8.4594; 1.9: 2053.35; 2: 65.3933; 2.1: 95.1114; 2.2: 2955.3052; 2.3: 68.7545; 2.4: -2644.4115; 2.5: -61.5216
| 2 | 76.1 | 1: 39.1788; 1.1: 312.0643; 1.2: 0.41849; 1.3: 410.94; 1.4: 7.2553; 1.5: 312.0643; 1.6: 410.94; 1.7: 246.564; 1.8: 8.4594; 1.9: 2054.7; 2: 65.4363; 2.1: 95.1118; 2.2: 2959.1775; 2.3: 68.7993; 2.4: -2647.1132; 2.5: -61.544
| 2 | 76.15 | 1: 39.3003; 1.1: 313.2377; 1.2: 0.42006; 1.3: 411.21; 1.4: 7.2778; 1.5: 313.2377; 1.6: 411.21; 1.7: 246.726; 1.8: 8.4594; 1.9: 2056.05; 2: 65.4793; 2.1: 95.1123; 2.2: 2963.0523; 2.3: 68.8442; 2.4: -2649.8146; 2.5: -61.5664
| 2 | 76.2 | 1: 39.422; 1.1: 314.414; 1.2: 0.42164; 1.3: 411.48; 1.4: 7.3004; 1.5: 314.414; 1.6: 411.48; 1.7: 246.888; 1.8: 8.4594; 1.9: 2057.4; 2: 65.5223; 2.1: 95.1128; 2.2: 2966.9297; 2.3: 68.889; 2.4: -2652.5157; 2.5: -61.5887
| 2 | 76.25 | 1: 39.5439; 1.1: 315.5931; 1.2: 0.42322; 1.3: 411.75; 1.4: 7.3229; 1.5: 315.5931; 1.6: 411.75; 1.7: 247.05; 1.8: 8.4594; 1.9: 2058.75; 2: 65.5653; 2.1: 95.1133; 2.2: 2970.8097; 2.3: 68.9339; 2.4: -2655.2166; 2.5: -61.611
| 2 | 76.3 | 1: 39.666; 1.1: 316.7751; 1.2: 0.4248; 1.3: 412.02; 1.4: 7.3456; 1.5: 316.7751; 1.6: 412.02; 1.7: 247.212; 1.8: 8.4594; 1.9: 2060.1; 2: 65.6083; 2.1: 95.1137; 2.2: 2974.6923; 2.3: 68.9788; 2.4: -2657.9172; 2.5: -61.6332
| 2 | 76.35 | 1: 39.7883; 1.1: 317.96; 1.2: 0.42639; 1.3: 412.29; 1.4: 7.3682; 1.5: 317.96; 1.6: 412.29; 1.7: 247.374; 1.8: 8.4594; 1.9: 2061.45; 2: 65.6513; 2.1: 95.1142; 2.2: 2978.5774; 2.3: 69.0236; 2.4: -2660.6175; 2.5: -61.6554
| 2 | 76.4 | 1: 39.9108; 1.1: 319.1477; 1.2: 0.42798; 1.3: 412.56; 1.4: 7.3909; 1.5: 319.1477; 1.6: 412.56; 1.7: 247.536; 1.8: 8.4594; 1.9: 2062.8; 2: 65.6943; 2.1: 95.1147; 2.2: 2982.4652; 2.3: 69.0685; 2.4: -2663.3175; 2.5: -61.6776
| 2 | 76.45 | 1: 40.0334; 1.1: 320.3383; 1.2: 0.42958; 1.3: 412.83; 1.4: 7.4136; 1.5: 320.3383; 1.6: 412.83; 1.7: 247.698; 1.8: 8.4594; 1.9: 2064.15; 2: 65.7373; 2.1: 95.1152; 2.2: 2986.3555; 2.3: 69.1133; 2.4: -2666.0172; 2.5: -61.6997
| 2 | 76.5 | 1: 40.1563; 1.1: 321.5317; 1.2: 0.43118; 1.3: 413.1; 1.4: 7.4364; 1.5: 321.5317; 1.6: 413.1; 1.7: 247.86; 1.8: 8.4594; 1.9: 2065.5; 2: 65.7803; 2.1: 95.1156; 2.2: 2990.2483; 2.3: 69.1582; 2.4: -2668.7166; 2.5: -61.7218
| 2 | 76.55 | 1: 40.2794; 1.1: 322.7281; 1.2: 0.43279; 1.3: 413.37; 1.4: 7.4592; 1.5: 322.7281; 1.6: 413.37; 1.7: 248.022; 1.8: 8.4594; 1.9: 2066.85; 2: 65.8232; 2.1: 95.1161; 2.2: 2994.1438; 2.3: 69.2031; 2.4: -2671.4157; 2.5: -61.7439
| 2 | 76.6 | 1: 40.4027; 1.1: 323.9273; 1.2: 0.43439; 1.3: 413.64; 1.4: 7.482; 1.5: 323.9273; 1.6: 413.64; 1.7: 248.184; 1.8: 8.4594; 1.9: 2068.2; 2: 65.8662; 2.1: 95.1166; 2.2: 2998.0418; 2.3: 69.2479; 2.4: -2674.1145; 2.5: -61.7659
| 2 | 76.65 | 1: 40.5262; 1.1: 325.1294; 1.2: 0.43601; 1.3: 413.91; 1.4: 7.5048; 1.5: 325.1294; 1.6: 413.91; 1.7: 248.346; 1.8: 8.4594; 1.9: 2069.55; 2: 65.9092; 2.1: 95.117; 2.2: 3001.9423; 2.3: 69.2928; 2.4: -2676.8129; 2.5: -61.7879
| 2 | 76.7 | 1: 40.6499; 1.1: 326.3344; 1.2: 0.43762; 1.3: 414.18; 1.4: 7.5278; 1.5: 326.3344; 1.6: 414.18; 1.7: 248.508; 1.8: 8.4594; 1.9: 2070.9; 2: 65.9522; 2.1: 95.1175; 2.2: 3005.8455; 2.3: 69.3377; 2.4: -2679.5111; 2.5: -61.8099
| 2 | 76.75 | 1: 40.7737; 1.1: 327.5423; 1.2: 0.43924; 1.3: 414.45; 1.4: 7.5507; 1.5: 327.5423; 1.6: 414.45; 1.7: 248.67; 1.8: 8.4594; 1.9: 2072.25; 2: 65.9952; 2.1: 95.1179; 2.2: 3009.7512; 2.3: 69.3825; 2.4: -2682.2089; 2.5: -61.8318
| 2 | 76.8 | 1: 40.8978; 1.1: 328.7531; 1.2: 0.44087; 1.3: 414.72; 1.4: 7.5737; 1.5: 328.7531; 1.6: 414.72; 1.7: 248.832; 1.8: 8.4594; 1.9: 2073.6; 2: 66.0382; 2.1: 95.1184; 2.2: 3013.6595; 2.3: 69.4274; 2.4: -2684.9065; 2.5: -61.8537
| 2 | 76.85 | 1: 41.0221; 1.1: 329.9667; 1.2: 0.44249; 1.3: 414.99; 1.4: 7.5967; 1.5: 329.9667; 1.6: 414.99; 1.7: 248.994; 1.8: 8.4594; 1.9: 2074.95; 2: 66.0812; 2.1: 95.1189; 2.2: 3017.5704; 2.3: 69.4723; 2.4: -2687.6036; 2.5: -61.8756
| 2 | 76.9 | 1: 41.1466; 1.1: 331.1833; 1.2: 0.44412; 1.3: 415.26; 1.4: 7.6197; 1.5: 331.1833; 1.6: 415.26; 1.7: 249.156; 1.8: 8.4594; 1.9: 2076.3; 2: 66.1242; 2.1: 95.1193; 2.2: 3021.4838; 2.3: 69.5171; 2.4: -2690.3005; 2.5: -61.8974
| 2 | 76.95 | 1: 41.2713; 1.1: 332.4028; 1.2: 0.44576; 1.3: 415.53; 1.4: 7.6428; 1.5: 332.4028; 1.6: 415.53; 1.7: 249.318; 1.8: 8.4594; 1.9: 2077.65; 2: 66.1672; 2.1: 95.1198; 2.2: 3025.3998; 2.3: 69.562; 2.4: -2692.997; 2.5: -61.9192
| 2 | 77 | 1: 41.3961; 1.1: 333.6252; 1.2: 0.4474; 1.3: 415.8; 1.4: 7.6659; 1.5: 333.6252; 1.6: 415.8; 1.7: 249.48; 1.8: 8.4594; 1.9: 2079; 2: 66.2102; 2.1: 95.1202; 2.2: 3029.3184; 2.3: 69.6069; 2.4: -2695.6932; 2.5: -61.9409
| 2 | 77.05 | 1: 41.5212; 1.1: 334.8505; 1.2: 0.44904; 1.3: 416.07; 1.4: 7.6891; 1.5: 334.8505; 1.6: 416.07; 1.7: 249.642; 1.8: 8.4594; 1.9: 2080.35; 2: 66.2532; 2.1: 95.1207; 2.2: 3033.2395; 2.3: 69.6517; 2.4: -2698.389; 2.5: -61.9626
| 2 | 77.1 | 1: 41.6465; 1.1: 336.0787; 1.2: 0.45069; 1.3: 416.34; 1.4: 7.7123; 1.5: 336.0787; 1.6: 416.34; 1.7: 249.804; 1.8: 8.4594; 1.9: 2081.7; 2: 66.2962; 2.1: 95.1211; 2.2: 3037.1632; 2.3: 69.6966; 2.4: -2701.0845; 2.5: -61.9843
| 2 | 77.15 | 1: 41.7719; 1.1: 337.3099; 1.2: 0.45234; 1.3: 416.61; 1.4: 7.7355; 1.5: 337.3099; 1.6: 416.61; 1.7: 249.966; 1.8: 8.4594; 1.9: 2083.05; 2: 66.3392; 2.1: 95.1216; 2.2: 3041.0895; 2.3: 69.7415; 2.4: -2703.7796; 2.5: -62.0059
| 2 | 77.2 | 1: 41.8976; 1.1: 338.5439; 1.2: 0.45399; 1.3: 416.88; 1.4: 7.7588; 1.5: 338.5439; 1.6: 416.88; 1.7: 250.128; 1.8: 8.4594; 1.9: 2084.4; 2: 66.3822; 2.1: 95.122; 2.2: 3045.0183; 2.3: 69.7863; 2.4: -2706.4744; 2.5: -62.0275
| 2 | 77.25 | 1: 42.0235; 1.1: 339.7809; 1.2: 0.45565; 1.3: 417.15; 1.4: 7.7821; 1.5: 339.7809; 1.6: 417.15; 1.7: 250.29; 1.8: 8.4594; 1.9: 2085.75; 2: 66.4252; 2.1: 95.1224; 2.2: 3048.9497; 2.3: 69.8312; 2.4: -2709.1688; 2.5: -62.0491
| 2 | 77.3 | 1: 42.1496; 1.1: 341.0209; 1.2: 0.45732; 1.3: 417.42; 1.4: 7.8055; 1.5: 341.0209; 1.6: 417.42; 1.7: 250.452; 1.8: 8.4594; 1.9: 2087.1; 2: 66.4682; 2.1: 95.1229; 2.2: 3052.8837; 2.3: 69.8761; 2.4: -2711.8628; 2.5: -62.0706
| 2 | 77.35 | 1: 42.2758; 1.1: 342.2637; 1.2: 0.45898; 1.3: 417.69; 1.4: 7.8289; 1.5: 342.2637; 1.6: 417.69; 1.7: 250.614; 1.8: 8.4594; 1.9: 2088.45; 2: 66.5111; 2.1: 95.1233; 2.2: 3056.8202; 2.3: 69.921; 2.4: -2714.5565; 2.5: -62.0921
| 2 | 77.4 | 1: 42.4023; 1.1: 343.5095; 1.2: 0.46065; 1.3: 417.96; 1.4: 7.8523; 1.5: 343.5095; 1.6: 417.96; 1.7: 250.776; 1.8: 8.4594; 1.9: 2089.8; 2: 66.5541; 2.1: 95.1238; 2.2: 3060.7593; 2.3: 69.9658; 2.4: -2717.2498; 2.5: -62.1136
| 2 | 77.45 | 1: 42.529; 1.1: 344.7583; 1.2: 0.46233; 1.3: 418.23; 1.4: 7.8757; 1.5: 344.7583; 1.6: 418.23; 1.7: 250.938; 1.8: 8.4594; 1.9: 2091.15; 2: 66.5971; 2.1: 95.1242; 2.2: 3064.7009; 2.3: 70.0107; 2.4: -2719.9427; 2.5: -62.135
| 2 | 77.5 | 1: 42.6558; 1.1: 346.0099; 1.2: 0.46401; 1.3: 418.5; 1.4: 7.8992; 1.5: 346.0099; 1.6: 418.5; 1.7: 251.1; 1.8: 8.4594; 1.9: 2092.5; 2: 66.6401; 2.1: 95.1246; 2.2: 3068.6452; 2.3: 70.0556; 2.4: -2722.6352; 2.5: -62.1564
| 2 | 77.55 | 1: 42.7829; 1.1: 347.2646; 1.2: 0.46569; 1.3: 418.77; 1.4: 7.9228; 1.5: 347.2646; 1.6: 418.77; 1.7: 251.262; 1.8: 8.4594; 1.9: 2093.85; 2: 66.6831; 2.1: 95.1251; 2.2: 3072.5919; 2.3: 70.1005; 2.4: -2725.3274; 2.5: -62.1777
| 2 | 77.6 | 1: 42.9102; 1.1: 348.5222; 1.2: 0.46738; 1.3: 419.04; 1.4: 7.9463; 1.5: 348.5222; 1.6: 419.04; 1.7: 251.424; 1.8: 8.4594; 1.9: 2095.2; 2: 66.7261; 2.1: 95.1255; 2.2: 3076.5413; 2.3: 70.1453; 2.4: -2728.0191; 2.5: -62.199
| 2 | 77.65 | 1: 43.0376; 1.1: 349.7827; 1.2: 0.46907; 1.3: 419.31; 1.4: 7.9699; 1.5: 349.7827; 1.6: 419.31; 1.7: 251.586; 1.8: 8.4594; 1.9: 2096.55; 2: 66.7691; 2.1: 95.1259; 2.2: 3080.4932; 2.3: 70.1902; 2.4: -2730.7105; 2.5: -62.2203
| 2 | 77.7 | 1: 43.1653; 1.1: 351.0462; 1.2: 0.47076; 1.3: 419.58; 1.4: 7.9936; 1.5: 351.0462; 1.6: 419.58; 1.7: 251.748; 1.8: 8.4594; 1.9: 2097.9; 2: 66.8121; 2.1: 95.1264; 2.2: 3084.4476; 2.3: 70.2351; 2.4: -2733.4014; 2.5: -62.2415
| 2 | 77.75 | 1: 43.2932; 1.1: 352.3127; 1.2: 0.47246; 1.3: 419.85; 1.4: 8.0173; 1.5: 352.3127; 1.6: 419.85; 1.7: 251.91; 1.8: 8.4594; 1.9: 2099.25; 2: 66.8551; 2.1: 95.1268; 2.2: 3088.4047; 2.3: 70.28; 2.4: -2736.092; 2.5: -62.2627
| 2 | 77.8 | 1: 43.4212; 1.1: 353.5821; 1.2: 0.47416; 1.3: 420.12; 1.4: 8.041; 1.5: 353.5821; 1.6: 420.12; 1.7: 252.072; 1.8: 8.4594; 1.9: 2100.6; 2: 66.8981; 2.1: 95.1272; 2.2: 3092.3642; 2.3: 70.3249; 2.4: -2738.7821; 2.5: -62.2839
| 2 | 77.85 | 1: 43.5495; 1.1: 354.8545; 1.2: 0.47587; 1.3: 420.39; 1.4: 8.0647; 1.5: 354.8545; 1.6: 420.39; 1.7: 252.234; 1.8: 8.4594; 1.9: 2101.95; 2: 66.9411; 2.1: 95.1277; 2.2: 3096.3264; 2.3: 70.3697; 2.4: -2741.4719; 2.5: -62.305
| 2 | 77.9 | 1: 43.678; 1.1: 356.1299; 1.2: 0.47758; 1.3: 420.66; 1.4: 8.0885; 1.5: 356.1299; 1.6: 420.66; 1.7: 252.396; 1.8: 8.4594; 1.9: 2103.3; 2: 66.9841; 2.1: 95.1281; 2.2: 3100.2911; 2.3: 70.4146; 2.4: -2744.1612; 2.5: -62.3261
| 2 | 77.95 | 1: 43.8066; 1.1: 357.4082; 1.2: 0.47929; 1.3: 420.93; 1.4: 8.1123; 1.5: 357.4082; 1.6: 420.93; 1.7: 252.558; 1.8: 8.4594; 1.9: 2104.65; 2: 67.0271; 2.1: 95.1285; 2.2: 3104.2583; 2.3: 70.4595; 2.4: -2746.8501; 2.5: -62.3472
| 2 | 78 | 1: 43.9355; 1.1: 358.6896; 1.2: 0.48101; 1.3: 421.2; 1.4: 8.1362; 1.5: 358.6896; 1.6: 421.2; 1.7: 252.72; 1.8: 8.4594; 1.9: 2106; 2: 67.0701; 2.1: 95.1289; 2.2: 3108.2281; 2.3: 70.5044; 2.4: -2749.5386; 2.5: -62.3682
| 2 | 78.05 | 1: 44.0646; 1.1: 359.9739; 1.2: 0.48273; 1.3: 421.47; 1.4: 8.1601; 1.5: 359.9739; 1.6: 421.47; 1.7: 252.882; 1.8: 8.4594; 1.9: 2107.35; 2: 67.1131; 2.1: 95.1293; 2.2: 3112.2005; 2.3: 70.5493; 2.4: -2752.2266; 2.5: -62.3892
| 2 | 78.1 | 1: 44.1939; 1.1: 361.2612; 1.2: 0.48446; 1.3: 421.74; 1.4: 8.184; 1.5: 361.2612; 1.6: 421.74; 1.7: 253.044; 1.8: 8.4594; 1.9: 2108.7; 2: 67.1561; 2.1: 95.1298; 2.2: 3116.1754; 2.3: 70.5941; 2.4: -2754.9142; 2.5: -62.4101
| 2 | 78.15 | 1: 44.3233; 1.1: 362.5515; 1.2: 0.48619; 1.3: 422.01; 1.4: 8.208; 1.5: 362.5515; 1.6: 422.01; 1.7: 253.206; 1.8: 8.4594; 1.9: 2110.05; 2: 67.199; 2.1: 95.1302; 2.2: 3120.1528; 2.3: 70.639; 2.4: -2757.6014; 2.5: -62.431
| 2 | 78.2 | 1: 44.453; 1.1: 363.8448; 1.2: 0.48792; 1.3: 422.28; 1.4: 8.232; 1.5: 363.8448; 1.6: 422.28; 1.7: 253.368; 1.8: 8.4594; 1.9: 2111.4; 2: 67.242; 2.1: 95.1306; 2.2: 3124.1329; 2.3: 70.6839; 2.4: -2760.2881; 2.5: -62.4519
| 2 | 78.25 | 1: 44.5829; 1.1: 365.1411; 1.2: 0.48966; 1.3: 422.55; 1.4: 8.2561; 1.5: 365.1411; 1.6: 422.55; 1.7: 253.53; 1.8: 8.4594; 1.9: 2112.75; 2: 67.285; 2.1: 95.131; 2.2: 3128.1154; 2.3: 70.7288; 2.4: -2762.9744; 2.5: -62.4727
| 2 | 78.3 | 1: 44.7129; 1.1: 366.4404; 1.2: 0.4914; 1.3: 422.82; 1.4: 8.2802; 1.5: 366.4404; 1.6: 422.82; 1.7: 253.692; 1.8: 8.4594; 1.9: 2114.1; 2: 67.328; 2.1: 95.1314; 2.2: 3132.1005; 2.3: 70.7737; 2.4: -2765.6602; 2.5: -62.4935
| 2 | 78.35 | 1: 44.8432; 1.1: 367.7427; 1.2: 0.49315; 1.3: 423.09; 1.4: 8.3043; 1.5: 367.7427; 1.6: 423.09; 1.7: 253.854; 1.8: 8.4594; 1.9: 2115.45; 2: 67.371; 2.1: 95.1319; 2.2: 3136.0882; 2.3: 70.8186; 2.4: -2768.3456; 2.5: -62.5143
| 2 | 78.4 | 1: 44.9737; 1.1: 369.048; 1.2: 0.4949; 1.3: 423.36; 1.4: 8.3285; 1.5: 369.048; 1.6: 423.36; 1.7: 254.016; 1.8: 8.4594; 1.9: 2116.8; 2: 67.414; 2.1: 95.1323; 2.2: 3140.0784; 2.3: 70.8634; 2.4: -2771.0305; 2.5: -62.535
| 2 | 78.45 | 1: 45.1043; 1.1: 370.3563; 1.2: 0.49666; 1.3: 423.63; 1.4: 8.3527; 1.5: 370.3563; 1.6: 423.63; 1.7: 254.178; 1.8: 8.4594; 1.9: 2118.15; 2: 67.457; 2.1: 95.1327; 2.2: 3144.0712; 2.3: 70.9083; 2.4: -2773.7149; 2.5: -62.5557
| 2 | 78.5 | 1: 45.2352; 1.1: 371.6676; 1.2: 0.49841; 1.3: 423.9; 1.4: 8.3769; 1.5: 371.6676; 1.6: 423.9; 1.7: 254.34; 1.8: 8.4594; 1.9: 2119.5; 2: 67.5; 2.1: 95.1331; 2.2: 3148.0665; 2.3: 70.9532; 2.4: -2776.3989; 2.5: -62.5763
| 2 | 78.55 | 1: 45.3663; 1.1: 372.982; 1.2: 0.50018; 1.3: 424.17; 1.4: 8.4012; 1.5: 372.982; 1.6: 424.17; 1.7: 254.502; 1.8: 8.4594; 1.9: 2120.85; 2: 67.543; 2.1: 95.1335; 2.2: 3152.0644; 2.3: 70.9981; 2.4: -2779.0824; 2.5: -62.5969
| 2 | 78.6 | 1: 45.4976; 1.1: 374.2994; 1.2: 0.50194; 1.3: 424.44; 1.4: 8.4255; 1.5: 374.2994; 1.6: 424.44; 1.7: 254.664; 1.8: 8.4594; 1.9: 2122.2; 2: 67.586; 2.1: 95.1339; 2.2: 3156.0648; 2.3: 71.043; 2.4: -2781.7654; 2.5: -62.6175
| 2 | 78.65 | 1: 45.629; 1.1: 375.6198; 1.2: 0.50371; 1.3: 424.71; 1.4: 8.4498; 1.5: 375.6198; 1.6: 424.71; 1.7: 254.826; 1.8: 8.4594; 1.9: 2123.55; 2: 67.629; 2.1: 95.1343; 2.2: 3160.0677; 2.3: 71.0879; 2.4: -2784.4479; 2.5: -62.638
| 2 | 78.7 | 1: 45.7607; 1.1: 376.9433; 1.2: 0.50549; 1.3: 424.98; 1.4: 8.4742; 1.5: 376.9433; 1.6: 424.98; 1.7: 254.988; 1.8: 8.4594; 1.9: 2124.9; 2: 67.672; 2.1: 95.1348; 2.2: 3164.0732; 2.3: 71.1328; 2.4: -2787.13; 2.5: -62.6585
| 2 | 78.75 | 1: 45.8926; 1.1: 378.2697; 1.2: 0.50727; 1.3: 425.25; 1.4: 8.4986; 1.5: 378.2697; 1.6: 425.25; 1.7: 255.15; 1.8: 8.4594; 1.9: 2126.25; 2: 67.715; 2.1: 95.1352; 2.2: 3168.0813; 2.3: 71.1776; 2.4: -2789.8115; 2.5: -62.679
| 2 | 78.8 | 1: 46.0247; 1.1: 379.5993; 1.2: 0.50905; 1.3: 425.52; 1.4: 8.5231; 1.5: 379.5993; 1.6: 425.52; 1.7: 255.312; 1.8: 8.4594; 1.9: 2127.6; 2: 67.758; 2.1: 95.1356; 2.2: 3172.0919; 2.3: 71.2225; 2.4: -2792.4926; 2.5: -62.6994
| 2 | 78.85 | 1: 46.157; 1.1: 380.9318; 1.2: 0.51084; 1.3: 425.79; 1.4: 8.5476; 1.5: 380.9318; 1.6: 425.79; 1.7: 255.474; 1.8: 8.4594; 1.9: 2128.95; 2: 67.801; 2.1: 95.136; 2.2: 3176.105; 2.3: 71.2674; 2.4: -2795.1732; 2.5: -62.7198
| 2 | 78.9 | 1: 46.2894; 1.1: 382.2674; 1.2: 0.51263; 1.3: 426.06; 1.4: 8.5721; 1.5: 382.2674; 1.6: 426.06; 1.7: 255.636; 1.8: 8.4594; 1.9: 2130.3; 2: 67.8439; 2.1: 95.1364; 2.2: 3180.1206; 2.3: 71.3123; 2.4: -2797.8532; 2.5: -62.7402
| 2 | 78.95 | 1: 46.4221; 1.1: 383.6061; 1.2: 0.51442; 1.3: 426.33; 1.4: 8.5967; 1.5: 383.6061; 1.6: 426.33; 1.7: 255.798; 1.8: 8.4594; 1.9: 2131.65; 2: 67.8869; 2.1: 95.1368; 2.2: 3184.1388; 2.3: 71.3572; 2.4: -2800.5327; 2.5: -62.7605
| 2 | 79 | 1: 46.555; 1.1: 384.9478; 1.2: 0.51622; 1.3: 426.6; 1.4: 8.6213; 1.5: 384.9478; 1.6: 426.6; 1.7: 255.96; 1.8: 8.4594; 1.9: 2133; 2: 67.9299; 2.1: 95.1372; 2.2: 3188.1596; 2.3: 71.4021; 2.4: -2803.2118; 2.5: -62.7808
| 2 | 79.05 | 1: 46.6881; 1.1: 386.2926; 1.2: 0.51803; 1.3: 426.87; 1.4: 8.6459; 1.5: 386.2926; 1.6: 426.87; 1.7: 256.122; 1.8: 8.4594; 1.9: 2134.35; 2: 67.9729; 2.1: 95.1376; 2.2: 3192.1829; 2.3: 71.447; 2.4: -2805.8903; 2.5: -62.801
| 2 | 79.1 | 1: 46.8214; 1.1: 387.6404; 1.2: 0.51983; 1.3: 427.14; 1.4: 8.6706; 1.5: 387.6404; 1.6: 427.14; 1.7: 256.284; 1.8: 8.4594; 1.9: 2135.7; 2: 68.0159; 2.1: 95.138; 2.2: 3196.2087; 2.3: 71.4918; 2.4: -2808.5683; 2.5: -62.8212
| 2 | 79.15 | 1: 46.9549; 1.1: 388.9913; 1.2: 0.52165; 1.3: 427.41; 1.4: 8.6953; 1.5: 388.9913; 1.6: 427.41; 1.7: 256.446; 1.8: 8.4594; 1.9: 2137.05; 2: 68.0589; 2.1: 95.1384; 2.2: 3200.237; 2.3: 71.5367; 2.4: -2811.2457; 2.5: -62.8414
| 2 | 79.2 | 1: 47.0886; 1.1: 390.3453; 1.2: 0.52346; 1.3: 427.68; 1.4: 8.7201; 1.5: 390.3453; 1.6: 427.68; 1.7: 256.608; 1.8: 8.4594; 1.9: 2138.4; 2: 68.1019; 2.1: 95.1388; 2.2: 3204.2679; 2.3: 71.5816; 2.4: -2813.9226; 2.5: -62.8615
| 2 | 79.25 | 1: 47.2224; 1.1: 391.7023; 1.2: 0.52528; 1.3: 427.95; 1.4: 8.7449; 1.5: 391.7023; 1.6: 427.95; 1.7: 256.77; 1.8: 8.4594; 1.9: 2139.75; 2: 68.1449; 2.1: 95.1392; 2.2: 3208.3013; 2.3: 71.6265; 2.4: -2816.599; 2.5: -62.8816
| 2 | 79.3 | 1: 47.3565; 1.1: 393.0624; 1.2: 0.52711; 1.3: 428.22; 1.4: 8.7697; 1.5: 393.0624; 1.6: 428.22; 1.7: 256.932; 1.8: 8.4594; 1.9: 2141.1; 2: 68.1879; 2.1: 95.1396; 2.2: 3212.3373; 2.3: 71.6714; 2.4: -2819.2748; 2.5: -62.9017
| 2 | 79.35 | 1: 47.4908; 1.1: 394.4256; 1.2: 0.52893; 1.3: 428.49; 1.4: 8.7946; 1.5: 394.4256; 1.6: 428.49; 1.7: 257.094; 1.8: 8.4594; 1.9: 2142.45; 2: 68.2309; 2.1: 95.14; 2.2: 3216.3757; 2.3: 71.7163; 2.4: -2821.9501; 2.5: -62.9217
| 2 | 79.4 | 1: 47.6253; 1.1: 395.7919; 1.2: 0.53077; 1.3: 428.76; 1.4: 8.8195; 1.5: 395.7919; 1.6: 428.76; 1.7: 257.256; 1.8: 8.4594; 1.9: 2143.8; 2: 68.2739; 2.1: 95.1404; 2.2: 3220.4168; 2.3: 71.7612; 2.4: -2824.6249; 2.5: -62.9416
| 2 | 79.45 | 1: 47.76; 1.1: 397.1613; 1.2: 0.5326; 1.3: 429.03; 1.4: 8.8444; 1.5: 397.1613; 1.6: 429.03; 1.7: 257.418; 1.8: 8.4594; 1.9: 2145.15; 2: 68.3169; 2.1: 95.1409; 2.2: 3224.4603; 2.3: 71.806; 2.4: -2827.299; 2.5: -62.9616
| 2 | 79.5 | 1: 47.8949; 1.1: 398.5337; 1.2: 0.53444; 1.3: 429.3; 1.4: 8.8694; 1.5: 398.5337; 1.6: 429.3; 1.7: 257.58; 1.8: 8.4594; 1.9: 2146.5; 2: 68.3599; 2.1: 95.1413; 2.2: 3228.5064; 2.3: 71.8509; 2.4: -2829.9726; 2.5: -62.9815
| 2 | 79.55 | 1: 48.03; 1.1: 399.9093; 1.2: 0.53629; 1.3: 429.57; 1.4: 8.8945; 1.5: 399.9093; 1.6: 429.57; 1.7: 257.742; 1.8: 8.4594; 1.9: 2147.85; 2: 68.4029; 2.1: 95.1417; 2.2: 3232.5549; 2.3: 71.8958; 2.4: -2832.6457; 2.5: -63.0014
| 2 | 79.6 | 1: 48.1653; 1.1: 401.2879; 1.2: 0.53814; 1.3: 429.84; 1.4: 8.9195; 1.5: 401.2879; 1.6: 429.84; 1.7: 257.904; 1.8: 8.4594; 1.9: 2149.2; 2: 68.4459; 2.1: 95.1421; 2.2: 3236.6061; 2.3: 71.9407; 2.4: -2835.3182; 2.5: -63.0212
| 2 | 79.65 | 1: 48.3008; 1.1: 402.6696; 1.2: 0.53999; 1.3: 430.11; 1.4: 8.9446; 1.5: 402.6696; 1.6: 430.11; 1.7: 258.066; 1.8: 8.4594; 1.9: 2150.55; 2: 68.4889; 2.1: 95.1425; 2.2: 3240.6597; 2.3: 71.9856; 2.4: -2837.9901; 2.5: -63.041
| 2 | 79.7 | 1: 48.4366; 1.1: 404.0545; 1.2: 0.54185; 1.3: 430.38; 1.4: 8.9697; 1.5: 404.0545; 1.6: 430.38; 1.7: 258.228; 1.8: 8.4594; 1.9: 2151.9; 2: 68.5318; 2.1: 95.1429; 2.2: 3244.7159; 2.3: 72.0305; 2.4: -2840.6614; 2.5: -63.0607
| 2 | 79.75 | 1: 48.5725; 1.1: 405.4424; 1.2: 0.54371; 1.3: 430.65; 1.4: 8.9949; 1.5: 405.4424; 1.6: 430.65; 1.7: 258.39; 1.8: 8.4594; 1.9: 2153.25; 2: 68.5748; 2.1: 95.1433; 2.2: 3248.7745; 2.3: 72.0753; 2.4: -2843.3321; 2.5: -63.0804
| 2 | 79.8 | 1: 48.7086; 1.1: 406.8335; 1.2: 0.54557; 1.3: 430.92; 1.4: 9.0201; 1.5: 406.8335; 1.6: 430.92; 1.7: 258.552; 1.8: 8.4594; 1.9: 2154.6; 2: 68.6178; 2.1: 95.1437; 2.2: 3252.8357; 2.3: 72.1202; 2.4: -2846.0022; 2.5: -63.1001
| 2 | 79.85 | 1: 48.8449; 1.1: 408.2277; 1.2: 0.54744; 1.3: 431.19; 1.4: 9.0454; 1.5: 408.2277; 1.6: 431.19; 1.7: 258.714; 1.8: 8.4594; 1.9: 2155.95; 2: 68.6608; 2.1: 95.1441; 2.2: 3256.8995; 2.3: 72.1651; 2.4: -2848.6718; 2.5: -63.1198
| 2 | 79.9 | 1: 48.9814; 1.1: 409.625; 1.2: 0.54932; 1.3: 431.46; 1.4: 9.0706; 1.5: 409.625; 1.6: 431.46; 1.7: 258.876; 1.8: 8.4594; 1.9: 2157.3; 2: 68.7038; 2.1: 95.1445; 2.2: 3260.9657; 2.3: 72.21; 2.4: -2851.3407; 2.5: -63.1394
| 2 | 79.95 | 1: 49.1181; 1.1: 411.0254; 1.2: 0.55119; 1.3: 431.73; 1.4: 9.0959; 1.5: 411.0254; 1.6: 431.73; 1.7: 259.038; 1.8: 8.4594; 1.9: 2158.65; 2: 68.7468; 2.1: 95.1449; 2.2: 3265.0345; 2.3: 72.2549; 2.4: -2854.009; 2.5: -63.1589
| 2 | 80 | 1: 49.2551; 1.1: 412.429; 1.2: 0.55308; 1.3: 432; 1.4: 9.1213; 1.5: 412.429; 1.6: 432; 1.7: 259.2; 1.8: 8.4594; 1.9: 2160; 2: 68.7898; 2.1: 95.1453; 2.2: 3269.1057; 2.3: 72.2998; 2.4: -2856.6768; 2.5: -63.1784
| 2 | 80.05 | 1: 49.3922; 1.1: 413.8357; 1.2: 0.55496; 1.3: 432.27; 1.4: 9.1467; 1.5: 413.8357; 1.6: 432.27; 1.7: 259.362; 1.8: 8.4594; 1.9: 2161.35; 2: 68.8328; 2.1: 95.1457; 2.2: 3273.1795; 2.3: 72.3446; 2.4: -2859.3439; 2.5: -63.1979
| 2 | 80.1 | 1: 49.5295; 1.1: 415.2455; 1.2: 0.55685; 1.3: 432.54; 1.4: 9.1721; 1.5: 415.2455; 1.6: 432.54; 1.7: 259.524; 1.8: 8.4594; 1.9: 2162.7; 2: 68.8758; 2.1: 95.1461; 2.2: 3277.2558; 2.3: 72.3895; 2.4: -2862.0104; 2.5: -63.2174
| 2 | 80.15 | 1: 49.667; 1.1: 416.6584; 1.2: 0.55875; 1.3: 432.81; 1.4: 9.1976; 1.5: 416.6584; 1.6: 432.81; 1.7: 259.686; 1.8: 8.4594; 1.9: 2164.05; 2: 68.9188; 2.1: 95.1465; 2.2: 3281.3346; 2.3: 72.4344; 2.4: -2864.6762; 2.5: -63.2368
| 2 | 80.2 | 1: 49.8048; 1.1: 418.0745; 1.2: 0.56065; 1.3: 433.08; 1.4: 9.2231; 1.5: 418.0745; 1.6: 433.08; 1.7: 259.848; 1.8: 8.4594; 1.9: 2165.4; 2: 68.9618; 2.1: 95.1469; 2.2: 3285.416; 2.3: 72.4793; 2.4: -2867.3414; 2.5: -63.2562
| 2 | 80.25 | 1: 49.9427; 1.1: 419.4938; 1.2: 0.56255; 1.3: 433.35; 1.4: 9.2486; 1.5: 419.4938; 1.6: 433.35; 1.7: 260.01; 1.8: 8.4594; 1.9: 2166.75; 2: 69.0048; 2.1: 95.1473; 2.2: 3289.4998; 2.3: 72.5242; 2.4: -2870.006; 2.5: -63.2755
| 2 | 80.3 | 1: 50.0808; 1.1: 420.9162; 1.2: 0.56446; 1.3: 433.62; 1.4: 9.2742; 1.5: 420.9162; 1.6: 433.62; 1.7: 260.172; 1.8: 8.4594; 1.9: 2168.1; 2: 69.0478; 2.1: 95.1477; 2.2: 3293.5861; 2.3: 72.569; 2.4: -2872.67; 2.5: -63.2948
| 2 | 80.35 | 1: 50.2192; 1.1: 422.3417; 1.2: 0.56637; 1.3: 433.89; 1.4: 9.2998; 1.5: 422.3417; 1.6: 433.89; 1.7: 260.334; 1.8: 8.4594; 1.9: 2169.45; 2: 69.0908; 2.1: 95.1481; 2.2: 3297.675; 2.3: 72.6139; 2.4: -2875.3333; 2.5: -63.3141
| 2 | 80.4 | 1: 50.3577; 1.1: 423.7704; 1.2: 0.56829; 1.3: 434.16; 1.4: 9.3255; 1.5: 423.7704; 1.6: 434.16; 1.7: 260.496; 1.8: 8.4594; 1.9: 2170.8; 2: 69.1338; 2.1: 95.1485; 2.2: 3301.7663; 2.3: 72.6588; 2.4: -2877.9959; 2.5: -63.3333
| 2 | 80.45 | 1: 50.4965; 1.1: 425.2023; 1.2: 0.57021; 1.3: 434.43; 1.4: 9.3512; 1.5: 425.2023; 1.6: 434.43; 1.7: 260.658; 1.8: 8.4594; 1.9: 2172.15; 2: 69.1768; 2.1: 95.1489; 2.2: 3305.8602; 2.3: 72.7037; 2.4: -2880.6579; 2.5: -63.3525
| 2 | 80.5 | 1: 50.6354; 1.1: 426.6373; 1.2: 0.57213; 1.3: 434.7; 1.4: 9.3769; 1.5: 426.6373; 1.6: 434.7; 1.7: 260.82; 1.8: 8.4594; 1.9: 2173.5; 2: 69.2197; 2.1: 95.1493; 2.2: 3309.9565; 2.3: 72.7485; 2.4: -2883.3192; 2.5: -63.3716
| 2 | 80.55 | 1: 50.7746; 1.1: 428.0755; 1.2: 0.57406; 1.3: 434.97; 1.4: 9.4027; 1.5: 428.0755; 1.6: 434.97; 1.7: 260.982; 1.8: 8.4594; 1.9: 2174.85; 2: 69.2627; 2.1: 95.1497; 2.2: 3314.0554; 2.3: 72.7934; 2.4: -2885.9799; 2.5: -63.3907
| 2 | 80.6 | 1: 50.9139; 1.1: 429.5168; 1.2: 0.57599; 1.3: 435.24; 1.4: 9.4285; 1.5: 429.5168; 1.6: 435.24; 1.7: 261.144; 1.8: 8.4594; 1.9: 2176.2; 2: 69.3057; 2.1: 95.1501; 2.2: 3318.1567; 2.3: 72.8383; 2.4: -2888.6399; 2.5: -63.4098
| 2 | 80.65 | 1: 51.0535; 1.1: 430.9614; 1.2: 0.57793; 1.3: 435.51; 1.4: 9.4544; 1.5: 430.9614; 1.6: 435.51; 1.7: 261.306; 1.8: 8.4594; 1.9: 2177.55; 2: 69.3487; 2.1: 95.1506; 2.2: 3322.2606; 2.3: 72.8832; 2.4: -2891.2992; 2.5: -63.4288
| 2 | 80.7 | 1: 51.1933; 1.1: 432.4091; 1.2: 0.57987; 1.3: 435.78; 1.4: 9.4802; 1.5: 432.4091; 1.6: 435.78; 1.7: 261.468; 1.8: 8.4594; 1.9: 2178.9; 2: 69.3917; 2.1: 95.151; 2.2: 3326.3669; 2.3: 72.928; 2.4: -2893.9578; 2.5: -63.4478
| 2 | 80.75 | 1: 51.3332; 1.1: 433.86; 1.2: 0.58182; 1.3: 436.05; 1.4: 9.5062; 1.5: 433.86; 1.6: 436.05; 1.7: 261.63; 1.8: 8.4594; 1.9: 2180.25; 2: 69.4347; 2.1: 95.1514; 2.2: 3330.4758; 2.3: 72.9729; 2.4: -2896.6158; 2.5: -63.4667
| 2 | 80.8 | 1: 51.4734; 1.1: 435.3141; 1.2: 0.58377; 1.3: 436.32; 1.4: 9.5321; 1.5: 435.3141; 1.6: 436.32; 1.7: 261.792; 1.8: 8.4594; 1.9: 2181.6; 2: 69.4777; 2.1: 95.1518; 2.2: 3334.5871; 2.3: 73.0178; 2.4: -2899.273; 2.5: -63.4857
| 2 | 80.85 | 1: 51.6138; 1.1: 436.7713; 1.2: 0.58572; 1.3: 436.59; 1.4: 9.5581; 1.5: 436.7713; 1.6: 436.59; 1.7: 261.954; 1.8: 8.4594; 1.9: 2182.95; 2: 69.5207; 2.1: 95.1522; 2.2: 3338.7009; 2.3: 73.0626; 2.4: -2901.9296; 2.5: -63.5045
| 2 | 80.9 | 1: 51.7544; 1.1: 438.2318; 1.2: 0.58768; 1.3: 436.86; 1.4: 9.5841; 1.5: 438.2318; 1.6: 436.86; 1.7: 262.116; 1.8: 8.4594; 1.9: 2184.3; 2: 69.5637; 2.1: 95.1526; 2.2: 3342.8172; 2.3: 73.1075; 2.4: -2904.5854; 2.5: -63.5234
| 2 | 80.95 | 1: 51.8951; 1.1: 439.6955; 1.2: 0.58964; 1.3: 437.13; 1.4: 9.6102; 1.5: 439.6955; 1.6: 437.13; 1.7: 262.278; 1.8: 8.4594; 1.9: 2185.65; 2: 69.6067; 2.1: 95.153; 2.2: 3346.936; 2.3: 73.1524; 2.4: -2907.2406; 2.5: -63.5422
| 2 | 81 | 1: 52.0361; 1.1: 441.1623; 1.2: 0.59161; 1.3: 437.4; 1.4: 9.6363; 1.5: 441.1623; 1.6: 437.4; 1.7: 262.44; 1.8: 8.4594; 1.9: 2187; 2: 69.6497; 2.1: 95.1534; 2.2: 3351.0573; 2.3: 73.1972; 2.4: -2909.895; 2.5: -63.5609
| 2 | 81.05 | 1: 52.1773; 1.1: 442.6324; 1.2: 0.59358; 1.3: 437.67; 1.4: 9.6625; 1.5: 442.6324; 1.6: 437.67; 1.7: 262.602; 1.8: 8.4594; 1.9: 2188.35; 2: 69.6927; 2.1: 95.1538; 2.2: 3355.1811; 2.3: 73.2421; 2.4: -2912.5487; 2.5: -63.5796
| 2 | 81.1 | 1: 52.3187; 1.1: 444.1057; 1.2: 0.59556; 1.3: 437.94; 1.4: 9.6887; 1.5: 444.1057; 1.6: 437.94; 1.7: 262.764; 1.8: 8.4594; 1.9: 2189.7; 2: 69.7357; 2.1: 95.1543; 2.2: 3359.3074; 2.3: 73.287; 2.4: -2915.2017; 2.5: -63.5983
| 2 | 81.15 | 1: 52.4603; 1.1: 445.5822; 1.2: 0.59754; 1.3: 438.21; 1.4: 9.7149; 1.5: 445.5822; 1.6: 438.21; 1.7: 262.926; 1.8: 8.4594; 1.9: 2191.05; 2: 69.7787; 2.1: 95.1547; 2.2: 3363.4361; 2.3: 73.3318; 2.4: -2917.8539; 2.5: -63.617
| 2 | 81.2 | 1: 52.6021; 1.1: 447.0619; 1.2: 0.59952; 1.3: 438.48; 1.4: 9.7411; 1.5: 447.0619; 1.6: 438.48; 1.7: 263.088; 1.8: 8.4594; 1.9: 2192.4; 2: 69.8217; 2.1: 95.1551; 2.2: 3367.5673; 2.3: 73.3767; 2.4: -2920.5055; 2.5: -63.6356
| 2 | 81.25 | 1: 52.7441; 1.1: 448.5448; 1.2: 0.60151; 1.3: 438.75; 1.4: 9.7674; 1.5: 448.5448; 1.6: 438.75; 1.7: 263.25; 1.8: 8.4594; 1.9: 2193.75; 2: 69.8646; 2.1: 95.1555; 2.2: 3371.701; 2.3: 73.4215; 2.4: -2923.1562; 2.5: -63.6541
| 2 | 81.3 | 1: 52.8863; 1.1: 450.0309; 1.2: 0.6035; 1.3: 439.02; 1.4: 9.7938; 1.5: 450.0309; 1.6: 439.02; 1.7: 263.412; 1.8: 8.4594; 1.9: 2195.1; 2: 69.9076; 2.1: 95.1559; 2.2: 3375.8372; 2.3: 73.4664; 2.4: -2925.8063; 2.5: -63.6726
| 2 | 81.35 | 1: 53.0287; 1.1: 451.5203; 1.2: 0.6055; 1.3: 439.29; 1.4: 9.8201; 1.5: 451.5203; 1.6: 439.29; 1.7: 263.574; 1.8: 8.4594; 1.9: 2196.45; 2: 69.9506; 2.1: 95.1564; 2.2: 3379.9758; 2.3: 73.5113; 2.4: -2928.4555; 2.5: -63.6911
| 2 | 81.4 | 1: 53.1714; 1.1: 453.0129; 1.2: 0.6075; 1.3: 439.56; 1.4: 9.8465; 1.5: 453.0129; 1.6: 439.56; 1.7: 263.736; 1.8: 8.4594; 1.9: 2197.8; 2: 69.9936; 2.1: 95.1568; 2.2: 3384.1169; 2.3: 73.5561; 2.4: -2931.104; 2.5: -63.7096
| 2 | 81.45 | 1: 53.3142; 1.1: 454.5087; 1.2: 0.60951; 1.3: 439.83; 1.4: 9.873; 1.5: 454.5087; 1.6: 439.83; 1.7: 263.898; 1.8: 8.4594; 1.9: 2199.15; 2: 70.0366; 2.1: 95.1572; 2.2: 3388.2605; 2.3: 73.601; 2.4: -2933.7518; 2.5: -63.728
| 2 | 81.5 | 1: 53.4572; 1.1: 456.0078; 1.2: 0.61152; 1.3: 440.1; 1.4: 9.8995; 1.5: 456.0078; 1.6: 440.1; 1.7: 264.06; 1.8: 8.4594; 1.9: 2200.5; 2: 70.0796; 2.1: 95.1576; 2.2: 3392.4066; 2.3: 73.6458; 2.4: -2936.3988; 2.5: -63.7463
| 2 | 81.55 | 1: 53.6004; 1.1: 457.5101; 1.2: 0.61353; 1.3: 440.37; 1.4: 9.926; 1.5: 457.5101; 1.6: 440.37; 1.7: 264.222; 1.8: 8.4594; 1.9: 2201.85; 2: 70.1226; 2.1: 95.1581; 2.2: 3396.5551; 2.3: 73.6907; 2.4: -2939.045; 2.5: -63.7647
| 2 | 81.6 | 1: 53.7439; 1.1: 459.0157; 1.2: 0.61555; 1.3: 440.64; 1.4: 9.9526; 1.5: 459.0157; 1.6: 440.64; 1.7: 264.384; 1.8: 8.4594; 1.9: 2203.2; 2: 70.1656; 2.1: 95.1585; 2.2: 3400.7061; 2.3: 73.7355; 2.4: -2941.6904; 2.5: -63.783
| 2 | 81.65 | 1: 53.8875; 1.1: 460.5245; 1.2: 0.61757; 1.3: 440.91; 1.4: 9.9792; 1.5: 460.5245; 1.6: 440.91; 1.7: 264.546; 1.8: 8.4594; 1.9: 2204.55; 2: 70.2086; 2.1: 95.1589; 2.2: 3404.8596; 2.3: 73.7804; 2.4: -2944.3351; 2.5: -63.8012
| 2 | 81.7 | 1: 54.0314; 1.1: 462.0365; 1.2: 0.6196; 1.3: 441.18; 1.4: 10.0058; 1.5: 462.0365; 1.6: 441.18; 1.7: 264.708; 1.8: 8.4594; 1.9: 2205.9; 2: 70.2516; 2.1: 95.1593; 2.2: 3409.0155; 2.3: 73.8252; 2.4: -2946.9789; 2.5: -63.8194
| 2 | 81.75 | 1: 54.1754; 1.1: 463.5519; 1.2: 0.62163; 1.3: 441.45; 1.4: 10.0325; 1.5: 463.5519; 1.6: 441.45; 1.7: 264.87; 1.8: 8.4594; 1.9: 2207.25; 2: 70.2946; 2.1: 95.1598; 2.2: 3413.1739; 2.3: 73.8701; 2.4: -2949.622; 2.5: -63.8376
| 2 | 81.8 | 1: 54.3197; 1.1: 465.0704; 1.2: 0.62367; 1.3: 441.72; 1.4: 10.0592; 1.5: 465.0704; 1.6: 441.72; 1.7: 265.032; 1.8: 8.4594; 1.9: 2208.6; 2: 70.3376; 2.1: 95.1602; 2.2: 3417.3347; 2.3: 73.9149; 2.4: -2952.2643; 2.5: -63.8557
| 2 | 81.85 | 1: 54.4641; 1.1: 466.5923; 1.2: 0.62571; 1.3: 441.99; 1.4: 10.0859; 1.5: 466.5923; 1.6: 441.99; 1.7: 265.194; 1.8: 8.4594; 1.9: 2209.95; 2: 70.3806; 2.1: 95.1606; 2.2: 3421.498; 2.3: 73.9598; 2.4: -2954.9057; 2.5: -63.8738
| 2 | 81.9 | 1: 54.6088; 1.1: 468.1174; 1.2: 0.62776; 1.3: 442.26; 1.4: 10.1127; 1.5: 468.1174; 1.6: 442.26; 1.7: 265.356; 1.8: 8.4594; 1.9: 2211.3; 2: 70.4236; 2.1: 95.1611; 2.2: 3425.6637; 2.3: 74.0046; 2.4: -2957.5463; 2.5: -63.8919
| 2 | 81.95 | 1: 54.7536; 1.1: 469.6458; 1.2: 0.62981; 1.3: 442.53; 1.4: 10.1396; 1.5: 469.6458; 1.6: 442.53; 1.7: 265.518; 1.8: 8.4594; 1.9: 2212.65; 2: 70.4666; 2.1: 95.1615; 2.2: 3429.8319; 2.3: 74.0494; 2.4: -2960.1862; 2.5: -63.9099
| 2 | 82 | 1: 54.8987; 1.1: 471.1774; 1.2: 0.63186; 1.3: 442.8; 1.4: 10.1664; 1.5: 471.1774; 1.6: 442.8; 1.7: 265.68; 1.8: 8.4594; 1.9: 2214; 2: 70.5096; 2.1: 95.162; 2.2: 3434.0026; 2.3: 74.0943; 2.4: -2962.8252; 2.5: -63.9278
| 2 | 82.05 | 1: 55.044; 1.1: 472.7123; 1.2: 0.63392; 1.3: 443.07; 1.4: 10.1933; 1.5: 472.7123; 1.6: 443.07; 1.7: 265.842; 1.8: 8.4594; 1.9: 2215.35; 2: 70.5525; 2.1: 95.1624; 2.2: 3438.1757; 2.3: 74.1391; 2.4: -2965.4633; 2.5: -63.9458
| 2 | 82.1 | 1: 55.1895; 1.1: 474.2506; 1.2: 0.63598; 1.3: 443.34; 1.4: 10.2203; 1.5: 474.2506; 1.6: 443.34; 1.7: 266.004; 1.8: 8.4594; 1.9: 2216.7; 2: 70.5955; 2.1: 95.1628; 2.2: 3442.3512; 2.3: 74.1839; 2.4: -2968.1006; 2.5: -63.9637
| 2 | 82.15 | 1: 55.3352; 1.1: 475.7921; 1.2: 0.63805; 1.3: 443.61; 1.4: 10.2473; 1.5: 475.7921; 1.6: 443.61; 1.7: 266.166; 1.8: 8.4594; 1.9: 2218.05; 2: 70.6385; 2.1: 95.1633; 2.2: 3446.5292; 2.3: 74.2288; 2.4: -2970.7371; 2.5: -63.9815
| 2 | 82.2 | 1: 55.4811; 1.1: 477.3369; 1.2: 0.64012; 1.3: 443.88; 1.4: 10.2743; 1.5: 477.3369; 1.6: 443.88; 1.7: 266.328; 1.8: 8.4594; 1.9: 2219.4; 2: 70.6815; 2.1: 95.1637; 2.2: 3450.7096; 2.3: 74.2736; 2.4: -2973.3728; 2.5: -63.9993
| 2 | 82.25 | 1: 55.6272; 1.1: 478.8849; 1.2: 0.6422; 1.3: 444.15; 1.4: 10.3013; 1.5: 478.8849; 1.6: 444.15; 1.7: 266.49; 1.8: 8.4594; 1.9: 2220.75; 2: 70.7245; 2.1: 95.1642; 2.2: 3454.8925; 2.3: 74.3184; 2.4: -2976.0075; 2.5: -64.0171
| 2 | 82.3 | 1: 55.7735; 1.1: 480.4363; 1.2: 0.64428; 1.3: 444.42; 1.4: 10.3284; 1.5: 480.4363; 1.6: 444.42; 1.7: 266.652; 1.8: 8.4594; 1.9: 2222.1; 2: 70.7675; 2.1: 95.1646; 2.2: 3459.0778; 2.3: 74.3632; 2.4: -2978.6415; 2.5: -64.0348
| 2 | 82.35 | 1: 55.92; 1.1: 481.991; 1.2: 0.64636; 1.3: 444.69; 1.4: 10.3556; 1.5: 481.991; 1.6: 444.69; 1.7: 266.814; 1.8: 8.4594; 1.9: 2223.45; 2: 70.8105; 2.1: 95.1651; 2.2: 3463.2655; 2.3: 74.4081; 2.4: -2981.2745; 2.5: -64.0525
| 2 | 82.4 | 1: 56.0667; 1.1: 483.549; 1.2: 0.64845; 1.3: 444.96; 1.4: 10.3827; 1.5: 483.549; 1.6: 444.96; 1.7: 266.976; 1.8: 8.4594; 1.9: 2224.8; 2: 70.8535; 2.1: 95.1656; 2.2: 3467.4557; 2.3: 74.4529; 2.4: -2983.9067; 2.5: -64.0702
| 2 | 82.45 | 1: 56.2136; 1.1: 485.1103; 1.2: 0.65054; 1.3: 445.23; 1.4: 10.4099; 1.5: 485.1103; 1.6: 445.23; 1.7: 267.138; 1.8: 8.4594; 1.9: 2226.15; 2: 70.8965; 2.1: 95.166; 2.2: 3471.6483; 2.3: 74.4977; 2.4: -2986.538; 2.5: -64.0878
| 2 | 82.5 | 1: 56.3607; 1.1: 486.6749; 1.2: 0.65264; 1.3: 445.5; 1.4: 10.4372; 1.5: 486.6749; 1.6: 445.5; 1.7: 267.3; 1.8: 8.4594; 1.9: 2227.5; 2: 70.9395; 2.1: 95.1665; 2.2: 3475.8434; 2.3: 74.5425; 2.4: -2989.1684; 2.5: -64.1054
| 2 | 82.55 | 1: 56.5081; 1.1: 488.2429; 1.2: 0.65474; 1.3: 445.77; 1.4: 10.4645; 1.5: 488.2429; 1.6: 445.77; 1.7: 267.462; 1.8: 8.4594; 1.9: 2228.85; 2: 70.9825; 2.1: 95.1669; 2.2: 3480.0408; 2.3: 74.5873; 2.4: -2991.798; 2.5: -64.1229
| 2 | 82.6 | 1: 56.6556; 1.1: 489.8141; 1.2: 0.65685; 1.3: 446.04; 1.4: 10.4918; 1.5: 489.8141; 1.6: 446.04; 1.7: 267.624; 1.8: 8.4594; 1.9: 2230.2; 2: 71.0255; 2.1: 95.1674; 2.2: 3484.2407; 2.3: 74.6321; 2.4: -2994.4266; 2.5: -64.1404
| 2 | 82.65 | 1: 56.8033; 1.1: 491.3887; 1.2: 0.65896; 1.3: 446.31; 1.4: 10.5191; 1.5: 491.3887; 1.6: 446.31; 1.7: 267.786; 1.8: 8.4594; 1.9: 2231.55; 2: 71.0685; 2.1: 95.1679; 2.2: 3488.443; 2.3: 74.677; 2.4: -2997.0544; 2.5: -64.1578
| 2 | 82.7 | 1: 56.9513; 1.1: 492.9666; 1.2: 0.66108; 1.3: 446.58; 1.4: 10.5465; 1.5: 492.9666; 1.6: 446.58; 1.7: 267.948; 1.8: 8.4594; 1.9: 2232.9; 2: 71.1115; 2.1: 95.1683; 2.2: 3492.6478; 2.3: 74.7218; 2.4: -2999.6812; 2.5: -64.1752
| 2 | 82.75 | 1: 57.0994; 1.1: 494.5478; 1.2: 0.6632; 1.3: 446.85; 1.4: 10.574; 1.5: 494.5478; 1.6: 446.85; 1.7: 268.11; 1.8: 8.4594; 1.9: 2234.25; 2: 71.1545; 2.1: 95.1688; 2.2: 3496.8549; 2.3: 74.7666; 2.4: -3002.3071; 2.5: -64.1926
| 2 | 82.8 | 1: 57.2478; 1.1: 496.1324; 1.2: 0.66532; 1.3: 447.12; 1.4: 10.6014; 1.5: 496.1324; 1.6: 447.12; 1.7: 268.272; 1.8: 8.4594; 1.9: 2235.6; 2: 71.1975; 2.1: 95.1693; 2.2: 3501.0645; 2.3: 74.8114; 2.4: -3004.9321; 2.5: -64.2099
| 2 | 82.85 | 1: 57.3964; 1.1: 497.7203; 1.2: 0.66745; 1.3: 447.39; 1.4: 10.629; 1.5: 497.7203; 1.6: 447.39; 1.7: 268.434; 1.8: 8.4594; 1.9: 2236.95; 2: 71.2404; 2.1: 95.1698; 2.2: 3505.2764; 2.3: 74.8562; 2.4: -3007.5562; 2.5: -64.2272
| 2 | 82.9 | 1: 57.5451; 1.1: 499.3115; 1.2: 0.66959; 1.3: 447.66; 1.4: 10.6565; 1.5: 499.3115; 1.6: 447.66; 1.7: 268.596; 1.8: 8.4594; 1.9: 2238.3; 2: 71.2834; 2.1: 95.1703; 2.2: 3509.4908; 2.3: 74.901; 2.4: -3010.1793; 2.5: -64.2445
| 2 | 82.95 | 1: 57.6941; 1.1: 500.9061; 1.2: 0.67173; 1.3: 447.93; 1.4: 10.6841; 1.5: 500.9061; 1.6: 447.93; 1.7: 268.758; 1.8: 8.4594; 1.9: 2239.65; 2: 71.3264; 2.1: 95.1707; 2.2: 3513.7076; 2.3: 74.9458; 2.4: -3012.8015; 2.5: -64.2617
| 2 | 83 | 1: 57.8433; 1.1: 502.5041; 1.2: 0.67387; 1.3: 448.2; 1.4: 10.7117; 1.5: 502.5041; 1.6: 448.2; 1.7: 268.92; 1.8: 8.4594; 1.9: 2241; 2: 71.3694; 2.1: 95.1712; 2.2: 3517.9268; 2.3: 74.9906; 2.4: -3015.4228; 2.5: -64.2788
| 2 | 83.05 | 1: 57.9927; 1.1: 504.1054; 1.2: 0.67602; 1.3: 448.47; 1.4: 10.7394; 1.5: 504.1054; 1.6: 448.47; 1.7: 269.082; 1.8: 8.4594; 1.9: 2242.35; 2: 71.4124; 2.1: 95.1717; 2.2: 3522.1484; 2.3: 75.0353; 2.4: -3018.0431; 2.5: -64.296
| 2 | 83.1 | 1: 58.1423; 1.1: 505.71; 1.2: 0.67817; 1.3: 448.74; 1.4: 10.7671; 1.5: 505.71; 1.6: 448.74; 1.7: 269.244; 1.8: 8.4594; 1.9: 2243.7; 2: 71.4554; 2.1: 95.1722; 2.2: 3526.3725; 2.3: 75.0801; 2.4: -3020.6624; 2.5: -64.313
| 2 | 83.15 | 1: 58.2921; 1.1: 507.3181; 1.2: 0.68032; 1.3: 449.01; 1.4: 10.7948; 1.5: 507.3181; 1.6: 449.01; 1.7: 269.406; 1.8: 8.4594; 1.9: 2245.05; 2: 71.4984; 2.1: 95.1727; 2.2: 3530.5989; 2.3: 75.1249; 2.4: -3023.2808; 2.5: -64.3301
| 2 | 83.2 | 1: 58.4421; 1.1: 508.9294; 1.2: 0.68249; 1.3: 449.28; 1.4: 10.8226; 1.5: 508.9294; 1.6: 449.28; 1.7: 269.568; 1.8: 8.4594; 1.9: 2246.4; 2: 71.5414; 2.1: 95.1732; 2.2: 3534.8277; 2.3: 75.1697; 2.4: -3025.8982; 2.5: -64.3471
| 2 | 83.25 | 1: 58.5923; 1.1: 510.5442; 1.2: 0.68465; 1.3: 449.55; 1.4: 10.8504; 1.5: 510.5442; 1.6: 449.55; 1.7: 269.73; 1.8: 8.4594; 1.9: 2247.75; 2: 71.5844; 2.1: 95.1737; 2.2: 3539.0589; 2.3: 75.2145; 2.4: -3028.5147; 2.5: -64.364
| 2 | 83.3 | 1: 58.7427; 1.1: 512.1623; 1.2: 0.68682; 1.3: 449.82; 1.4: 10.8783; 1.5: 512.1623; 1.6: 449.82; 1.7: 269.892; 1.8: 8.4594; 1.9: 2249.1; 2: 71.6274; 2.1: 95.1742; 2.2: 3543.2925; 2.3: 75.2592; 2.4: -3031.1301; 2.5: -64.381
| 2 | 83.35 | 1: 58.8934; 1.1: 513.7838; 1.2: 0.689; 1.3: 450.09; 1.4: 10.9062; 1.5: 513.7838; 1.6: 450.09; 1.7: 270.054; 1.8: 8.4594; 1.9: 2250.45; 2: 71.6704; 2.1: 95.1747; 2.2: 3547.5284; 2.3: 75.304; 2.4: -3033.7446; 2.5: -64.3978
| 2 | 83.4 | 1: 59.0442; 1.1: 515.4087; 1.2: 0.69117; 1.3: 450.36; 1.4: 10.9341; 1.5: 515.4087; 1.6: 450.36; 1.7: 270.216; 1.8: 8.4594; 1.9: 2251.8; 2: 71.7134; 2.1: 95.1752; 2.2: 3551.7668; 2.3: 75.3488; 2.4: -3036.3581; 2.5: -64.4147
| 2 | 83.45 | 1: 59.1953; 1.1: 517.037; 1.2: 0.69336; 1.3: 450.63; 1.4: 10.9621; 1.5: 517.037; 1.6: 450.63; 1.7: 270.378; 1.8: 8.4594; 1.9: 2253.15; 2: 71.7564; 2.1: 95.1757; 2.2: 3556.0075; 2.3: 75.3935; 2.4: -3038.9706; 2.5: -64.4315
| 2 | 83.5 | 1: 59.3465; 1.1: 518.6686; 1.2: 0.69555; 1.3: 450.9; 1.4: 10.9901; 1.5: 518.6686; 1.6: 450.9; 1.7: 270.54; 1.8: 8.4594; 1.9: 2254.5; 2: 71.7994; 2.1: 95.1763; 2.2: 3560.2507; 2.3: 75.4383; 2.4: -3041.582; 2.5: -64.4482
| 2 | 83.55 | 1: 59.498; 1.1: 520.3037; 1.2: 0.69774; 1.3: 451.17; 1.4: 11.0181; 1.5: 520.3037; 1.6: 451.17; 1.7: 270.702; 1.8: 8.4594; 1.9: 2255.85; 2: 71.8424; 2.1: 95.1768; 2.2: 3564.4962; 2.3: 75.4831; 2.4: -3044.1925; 2.5: -64.4649
| 2 | 83.6 | 1: 59.6496; 1.1: 521.9421; 1.2: 0.69994; 1.3: 451.44; 1.4: 11.0462; 1.5: 521.9421; 1.6: 451.44; 1.7: 270.864; 1.8: 8.4594; 1.9: 2257.2; 2: 71.8854; 2.1: 95.1773; 2.2: 3568.7441; 2.3: 75.5278; 2.4: -3046.8019; 2.5: -64.4816
| 2 | 83.65 | 1: 59.8015; 1.1: 523.584; 1.2: 0.70214; 1.3: 451.71; 1.4: 11.0744; 1.5: 523.584; 1.6: 451.71; 1.7: 271.026; 1.8: 8.4594; 1.9: 2258.55; 2: 71.9283; 2.1: 95.1778; 2.2: 3572.9943; 2.3: 75.5726; 2.4: -3049.4103; 2.5: -64.4982
| 2 | 83.7 | 1: 59.9536; 1.1: 525.2292; 1.2: 0.70434; 1.3: 451.98; 1.4: 11.1025; 1.5: 525.2292; 1.6: 451.98; 1.7: 271.188; 1.8: 8.4594; 1.9: 2259.9; 2: 71.9713; 2.1: 95.1784; 2.2: 3577.2469; 2.3: 75.6173; 2.4: -3052.0177; 2.5: -64.5148
| 2 | 83.75 | 1: 60.1059; 1.1: 526.8779; 1.2: 0.70655; 1.3: 452.25; 1.4: 11.1307; 1.5: 526.8779; 1.6: 452.25; 1.7: 271.35; 1.8: 8.4594; 1.9: 2261.25; 2: 72.0143; 2.1: 95.1789; 2.2: 3581.5019; 2.3: 75.6621; 2.4: -3054.624; 2.5: -64.5314
| 2 | 83.8 | 1: 60.2583; 1.1: 528.53; 1.2: 0.70877; 1.3: 452.52; 1.4: 11.159; 1.5: 528.53; 1.6: 452.52; 1.7: 271.512; 1.8: 8.4594; 1.9: 2262.6; 2: 72.0573; 2.1: 95.1794; 2.2: 3585.7593; 2.3: 75.7068; 2.4: -3057.2293; 2.5: -64.5479
| 2 | 83.85 | 1: 60.411; 1.1: 530.1854; 1.2: 0.71099; 1.3: 452.79; 1.4: 11.1872; 1.5: 530.1854; 1.6: 452.79; 1.7: 271.674; 1.8: 8.4594; 1.9: 2263.95; 2: 72.1003; 2.1: 95.18; 2.2: 3590.019; 2.3: 75.7516; 2.4: -3059.8335; 2.5: -64.5643
| 2 | 83.9 | 1: 60.5639; 1.1: 531.8443; 1.2: 0.71322; 1.3: 453.06; 1.4: 11.2155; 1.5: 531.8443; 1.6: 453.06; 1.7: 271.836; 1.8: 8.4594; 1.9: 2265.3; 2: 72.1433; 2.1: 95.1805; 2.2: 3594.2811; 2.3: 75.7963; 2.4: -3062.4367; 2.5: -64.5807
| 2 | 83.95 | 1: 60.7171; 1.1: 533.5067; 1.2: 0.71544; 1.3: 453.33; 1.4: 11.2439; 1.5: 533.5067; 1.6: 453.33; 1.7: 271.998; 1.8: 8.4594; 1.9: 2266.65; 2: 72.1863; 2.1: 95.1811; 2.2: 3598.5455; 2.3: 75.841; 2.4: -3065.0388; 2.5: -64.5971
| 2 | 84 | 1: 60.8704; 1.1: 535.1724; 1.2: 0.71768; 1.3: 453.6; 1.4: 11.2723; 1.5: 535.1724; 1.6: 453.6; 1.7: 272.16; 1.8: 8.4594; 1.9: 2268; 2: 72.2293; 2.1: 95.1816; 2.2: 3602.8123; 2.3: 75.8857; 2.4: -3067.6399; 2.5: -64.6135
| 2 | 84.05 | 1: 61.0239; 1.1: 536.8416; 1.2: 0.71992; 1.3: 453.87; 1.4: 11.3007; 1.5: 536.8416; 1.6: 453.87; 1.7: 272.322; 1.8: 8.4594; 1.9: 2269.35; 2: 72.2723; 2.1: 95.1822; 2.2: 3607.0814; 2.3: 75.9305; 2.4: -3070.2398; 2.5: -64.6297
| 2 | 84.1 | 1: 61.1776; 1.1: 538.5142; 1.2: 0.72216; 1.3: 454.14; 1.4: 11.3292; 1.5: 538.5142; 1.6: 454.14; 1.7: 272.484; 1.8: 8.4594; 1.9: 2270.7; 2: 72.3153; 2.1: 95.1828; 2.2: 3611.3529; 2.3: 75.9752; 2.4: -3072.8387; 2.5: -64.646
| 2 | 84.15 | 1: 61.3316; 1.1: 540.1903; 1.2: 0.72441; 1.3: 454.41; 1.4: 11.3577; 1.5: 540.1903; 1.6: 454.41; 1.7: 272.646; 1.8: 8.4594; 1.9: 2272.05; 2: 72.3583; 2.1: 95.1833; 2.2: 3615.6267; 2.3: 76.0199; 2.4: -3075.4365; 2.5: -64.6622
| 2 | 84.2 | 1: 61.4857; 1.1: 541.8698; 1.2: 0.72666; 1.3: 454.68; 1.4: 11.3862; 1.5: 541.8698; 1.6: 454.68; 1.7: 272.808; 1.8: 8.4594; 1.9: 2273.4; 2: 72.4013; 2.1: 95.1839; 2.2: 3619.9029; 2.3: 76.0646; 2.4: -3078.0331; 2.5: -64.6784
| 2 | 84.25 | 1: 61.6401; 1.1: 543.5527; 1.2: 0.72892; 1.3: 454.95; 1.4: 11.4148; 1.5: 543.5527; 1.6: 454.95; 1.7: 272.97; 1.8: 8.4594; 1.9: 2274.75; 2: 72.4443; 2.1: 95.1845; 2.2: 3624.1814; 2.3: 76.1093; 2.4: -3080.6287; 2.5: -64.6945
| 2 | 84.3 | 1: 61.7947; 1.1: 545.2391; 1.2: 0.73118; 1.3: 455.22; 1.4: 11.4435; 1.5: 545.2391; 1.6: 455.22; 1.7: 273.132; 1.8: 8.4594; 1.9: 2276.1; 2: 72.4873; 2.1: 95.1851; 2.2: 3628.4622; 2.3: 76.154; 2.4: -3083.2232; 2.5: -64.7106
| 2 | 84.35 | 1: 61.9494; 1.1: 546.9289; 1.2: 0.73344; 1.3: 455.49; 1.4: 11.4721; 1.5: 546.9289; 1.6: 455.49; 1.7: 273.294; 1.8: 8.4594; 1.9: 2277.45; 2: 72.5303; 2.1: 95.1857; 2.2: 3632.7454; 2.3: 76.1987; 2.4: -3085.8165; 2.5: -64.7266
| 2 | 84.4 | 1: 62.1044; 1.1: 548.6222; 1.2: 0.73571; 1.3: 455.76; 1.4: 11.5008; 1.5: 548.6222; 1.6: 455.76; 1.7: 273.456; 1.8: 8.4594; 1.9: 2278.8; 2: 72.5732; 2.1: 95.1862; 2.2: 3637.0309; 2.3: 76.2434; 2.4: -3088.4087; 2.5: -64.7426
| 2 | 84.45 | 1: 62.2596; 1.1: 550.319; 1.2: 0.73799; 1.3: 456.03; 1.4: 11.5296; 1.5: 550.319; 1.6: 456.03; 1.7: 273.618; 1.8: 8.4594; 1.9: 2280.15; 2: 72.6162; 2.1: 95.1868; 2.2: 3641.3187; 2.3: 76.2881; 2.4: -3090.9998; 2.5: -64.7586
| 2 | 84.5 | 1: 62.415; 1.1: 552.0192; 1.2: 0.74027; 1.3: 456.3; 1.4: 11.5583; 1.5: 552.0192; 1.6: 456.3; 1.7: 273.78; 1.8: 8.4594; 1.9: 2281.5; 2: 72.6592; 2.1: 95.1874; 2.2: 3645.6089; 2.3: 76.3328; 2.4: -3093.5897; 2.5: -64.7745
| 2 | 84.55 | 1: 62.5706; 1.1: 553.7229; 1.2: 0.74255; 1.3: 456.57; 1.4: 11.5872; 1.5: 553.7229; 1.6: 456.57; 1.7: 273.942; 1.8: 8.4594; 1.9: 2282.85; 2: 72.7022; 2.1: 95.188; 2.2: 3649.9014; 2.3: 76.3775; 2.4: -3096.1785; 2.5: -64.7903
| 2 | 84.6 | 1: 62.7264; 1.1: 555.4301; 1.2: 0.74484; 1.3: 456.84; 1.4: 11.616; 1.5: 555.4301; 1.6: 456.84; 1.7: 274.104; 1.8: 8.4594; 1.9: 2284.2; 2: 72.7452; 2.1: 95.1886; 2.2: 3654.1962; 2.3: 76.4222; 2.4: -3098.7661; 2.5: -64.8062
| 2 | 84.65 | 1: 62.8825; 1.1: 557.1407; 1.2: 0.74714; 1.3: 457.11; 1.4: 11.6449; 1.5: 557.1407; 1.6: 457.11; 1.7: 274.266; 1.8: 8.4594; 1.9: 2285.55; 2: 72.7882; 2.1: 95.1893; 2.2: 3658.4933; 2.3: 76.4668; 2.4: -3101.3525; 2.5: -64.8219
| 2 | 84.7 | 1: 63.0387; 1.1: 558.8548; 1.2: 0.74944; 1.3: 457.38; 1.4: 11.6738; 1.5: 558.8548; 1.6: 457.38; 1.7: 274.428; 1.8: 8.4594; 1.9: 2286.9; 2: 72.8312; 2.1: 95.1899; 2.2: 3662.7927; 2.3: 76.5115; 2.4: -3103.9378; 2.5: -64.8377
| 2 | 84.75 | 1: 63.1951; 1.1: 560.5724; 1.2: 0.75174; 1.3: 457.65; 1.4: 11.7028; 1.5: 560.5724; 1.6: 457.65; 1.7: 274.59; 1.8: 8.4594; 1.9: 2288.25; 2: 72.8742; 2.1: 95.1905; 2.2: 3667.0944; 2.3: 76.5562; 2.4: -3106.5219; 2.5: -64.8534
| 2 | 84.8 | 1: 63.3518; 1.1: 562.2935; 1.2: 0.75405; 1.3: 457.92; 1.4: 11.7318; 1.5: 562.2935; 1.6: 457.92; 1.7: 274.752; 1.8: 8.4594; 1.9: 2289.6; 2: 72.9172; 2.1: 95.1911; 2.2: 3671.3984; 2.3: 76.6008; 2.4: -3109.1049; 2.5: -64.869
| 2 | 84.85 | 1: 63.5086; 1.1: 564.0181; 1.2: 0.75636; 1.3: 458.19; 1.4: 11.7609; 1.5: 564.0181; 1.6: 458.19; 1.7: 274.914; 1.8: 8.4594; 1.9: 2290.95; 2: 72.9602; 2.1: 95.1918; 2.2: 3675.7047; 2.3: 76.6455; 2.4: -3111.6866; 2.5: -64.8846
| 2 | 84.9 | 1: 63.6657; 1.1: 565.7462; 1.2: 0.75868; 1.3: 458.46; 1.4: 11.7899; 1.5: 565.7462; 1.6: 458.46; 1.7: 275.076; 1.8: 8.4594; 1.9: 2292.3; 2: 73.0032; 2.1: 95.1924; 2.2: 3680.0133; 2.3: 76.6901; 2.4: -3114.2671; 2.5: -64.9002
| 2 | 84.95 | 1: 63.823; 1.1: 567.4778; 1.2: 0.761; 1.3: 458.73; 1.4: 11.8191; 1.5: 567.4778; 1.6: 458.73; 1.7: 275.238; 1.8: 8.4594; 1.9: 2293.65; 2: 73.0462; 2.1: 95.193; 2.2: 3684.3242; 2.3: 76.7348; 2.4: -3116.8465; 2.5: -64.9157
| 2 | 85 | 1: 63.9805; 1.1: 569.2129; 1.2: 0.76333; 1.3: 459; 1.4: 11.8482; 1.5: 569.2129; 1.6: 459; 1.7: 275.4; 1.8: 8.4594; 1.9: 2295; 2: 73.0892; 2.1: 95.1937; 2.2: 3688.6374; 2.3: 76.7794; 2.4: -3119.4246; 2.5: -64.9312
| 2 | 85.05 | 1: 64.1382; 1.1: 570.9514; 1.2: 0.76566; 1.3: 459.27; 1.4: 11.8774; 1.5: 570.9514; 1.6: 459.27; 1.7: 275.562; 1.8: 8.4594; 1.9: 2296.35; 2: 73.1322; 2.1: 95.1943; 2.2: 3692.9529; 2.3: 76.8241; 2.4: -3122.0015; 2.5: -64.9466
| 2 | 85.1 | 1: 64.2961; 1.1: 572.6935; 1.2: 0.76799; 1.3: 459.54; 1.4: 11.9067; 1.5: 572.6935; 1.6: 459.54; 1.7: 275.724; 1.8: 8.4594; 1.9: 2297.7; 2: 73.1752; 2.1: 95.195; 2.2: 3697.2707; 2.3: 76.8687; 2.4: -3124.5772; 2.5: -64.962
| 2 | 85.15 | 1: 64.4542; 1.1: 574.4392; 1.2: 0.77034; 1.3: 459.81; 1.4: 11.936; 1.5: 574.4392; 1.6: 459.81; 1.7: 275.886; 1.8: 8.4594; 1.9: 2299.05; 2: 73.2182; 2.1: 95.1957; 2.2: 3701.5908; 2.3: 76.9133; 2.4: -3127.1516; 2.5: -64.9774
| 2 | 85.2 | 1: 64.6125; 1.1: 576.1883; 1.2: 0.77268; 1.3: 460.08; 1.4: 11.9653; 1.5: 576.1883; 1.6: 460.08; 1.7: 276.048; 1.8: 8.4594; 1.9: 2300.4; 2: 73.2611; 2.1: 95.1963; 2.2: 3705.9131; 2.3: 76.9579; 2.4: -3129.7248; 2.5: -64.9927
| 2 | 85.25 | 1: 64.771; 1.1: 577.9409; 1.2: 0.77503; 1.3: 460.35; 1.4: 11.9946; 1.5: 577.9409; 1.6: 460.35; 1.7: 276.21; 1.8: 8.4594; 1.9: 2301.75; 2: 73.3041; 2.1: 95.197; 2.2: 3710.2377; 2.3: 77.0026; 2.4: -3132.2967; 2.5: -65.0079
| 2 | 85.3 | 1: 64.9297; 1.1: 579.6971; 1.2: 0.77739; 1.3: 460.62; 1.4: 12.024; 1.5: 579.6971; 1.6: 460.62; 1.7: 276.372; 1.8: 8.4594; 1.9: 2303.1; 2: 73.3471; 2.1: 95.1977; 2.2: 3714.5645; 2.3: 77.0472; 2.4: -3134.8674; 2.5: -65.0231
| 2 | 85.35 | 1: 65.0887; 1.1: 581.4568; 1.2: 0.77975; 1.3: 460.89; 1.4: 12.0535; 1.5: 581.4568; 1.6: 460.89; 1.7: 276.534; 1.8: 8.4594; 1.9: 2304.45; 2: 73.3901; 2.1: 95.1984; 2.2: 3718.8937; 2.3: 77.0918; 2.4: -3137.4368; 2.5: -65.0383
| 2 | 85.4 | 1: 65.2479; 1.1: 583.2201; 1.2: 0.78211; 1.3: 461.16; 1.4: 12.0829; 1.5: 583.2201; 1.6: 461.16; 1.7: 276.696; 1.8: 8.4594; 1.9: 2305.8; 2: 73.4331; 2.1: 95.1991; 2.2: 3723.2251; 2.3: 77.1364; 2.4: -3140.005; 2.5: -65.0534
| 2 | 85.45 | 1: 65.4072; 1.1: 584.9869; 1.2: 0.78448; 1.3: 461.43; 1.4: 12.1124; 1.5: 584.9869; 1.6: 461.43; 1.7: 276.858; 1.8: 8.4594; 1.9: 2307.15; 2: 73.4761; 2.1: 95.1998; 2.2: 3727.5587; 2.3: 77.181; 2.4: -3142.5719; 2.5: -65.0685
| 2 | 85.5 | 1: 65.5668; 1.1: 586.7572; 1.2: 0.78685; 1.3: 461.7; 1.4: 12.142; 1.5: 586.7572; 1.6: 461.7; 1.7: 277.02; 1.8: 8.4594; 1.9: 2308.5; 2: 73.5191; 2.1: 95.2005; 2.2: 3731.8946; 2.3: 77.2256; 2.4: -3145.1374; 2.5: -65.0836
| 2 | 85.55 | 1: 65.7266; 1.1: 588.5311; 1.2: 0.78923; 1.3: 461.97; 1.4: 12.1716; 1.5: 588.5311; 1.6: 461.97; 1.7: 277.182; 1.8: 8.4594; 1.9: 2309.85; 2: 73.5621; 2.1: 95.2012; 2.2: 3736.2328; 2.3: 77.2702; 2.4: -3147.7017; 2.5: -65.0986
| 2 | 85.6 | 1: 65.8866; 1.1: 590.3085; 1.2: 0.79162; 1.3: 462.24; 1.4: 12.2012; 1.5: 590.3085; 1.6: 462.24; 1.7: 277.344; 1.8: 8.4594; 1.9: 2311.2; 2: 73.6051; 2.1: 95.2019; 2.2: 3740.5732; 2.3: 77.3147; 2.4: -3150.2647; 2.5: -65.1135
| 2 | 85.65 | 1: 66.0468; 1.1: 592.0895; 1.2: 0.79401; 1.3: 462.51; 1.4: 12.2309; 1.5: 592.0895; 1.6: 462.51; 1.7: 277.506; 1.8: 8.4594; 1.9: 2312.55; 2: 73.6481; 2.1: 95.2026; 2.2: 3744.9158; 2.3: 77.3593; 2.4: -3152.8264; 2.5: -65.1284
| 2 | 85.7 | 1: 66.2072; 1.1: 593.874; 1.2: 0.7964; 1.3: 462.78; 1.4: 12.2606; 1.5: 593.874; 1.6: 462.78; 1.7: 277.668; 1.8: 8.4594; 1.9: 2313.9; 2: 73.6911; 2.1: 95.2034; 2.2: 3749.2607; 2.3: 77.4039; 2.4: -3155.3867; 2.5: -65.1433
| 2 | 85.75 | 1: 66.3678; 1.1: 595.6621; 1.2: 0.7988; 1.3: 463.05; 1.4: 12.2903; 1.5: 595.6621; 1.6: 463.05; 1.7: 277.83; 1.8: 8.4594; 1.9: 2315.25; 2: 73.7341; 2.1: 95.2041; 2.2: 3753.6078; 2.3: 77.4484; 2.4: -3157.9458; 2.5: -65.1581
| 2 | 85.8 | 1: 66.5286; 1.1: 597.4537; 1.2: 0.8012; 1.3: 463.32; 1.4: 12.3201; 1.5: 597.4537; 1.6: 463.32; 1.7: 277.992; 1.8: 8.4594; 1.9: 2316.6; 2: 73.7771; 2.1: 95.2048; 2.2: 3757.9572; 2.3: 77.493; 2.4: -3160.5035; 2.5: -65.1729
| 2 | 85.85 | 1: 66.6897; 1.1: 599.249; 1.2: 0.80361; 1.3: 463.59; 1.4: 12.3499; 1.5: 599.249; 1.6: 463.59; 1.7: 278.154; 1.8: 8.4594; 1.9: 2317.95; 2: 73.8201; 2.1: 95.2056; 2.2: 3762.3088; 2.3: 77.5375; 2.4: -3163.0598; 2.5: -65.1876
| 2 | 85.9 | 1: 66.8509; 1.1: 601.0478; 1.2: 0.80602; 1.3: 463.86; 1.4: 12.3798; 1.5: 601.0478; 1.6: 463.86; 1.7: 278.316; 1.8: 8.4594; 1.9: 2319.3; 2: 73.8631; 2.1: 95.2063; 2.2: 3766.6626; 2.3: 77.5821; 2.4: -3165.6148; 2.5: -65.2023
| 2 | 85.95 | 1: 67.0124; 1.1: 602.8501; 1.2: 0.80844; 1.3: 464.13; 1.4: 12.4097; 1.5: 602.8501; 1.6: 464.13; 1.7: 278.478; 1.8: 8.4594; 1.9: 2320.65; 2: 73.9061; 2.1: 95.2071; 2.2: 3771.0186; 2.3: 77.6266; 2.4: -3168.1685; 2.5: -65.2169
| 2 | 86 | 1: 67.1741; 1.1: 604.6561; 1.2: 0.81086; 1.3: 464.4; 1.4: 12.4396; 1.5: 604.6561; 1.6: 464.4; 1.7: 278.64; 1.8: 8.4594; 1.9: 2322; 2: 73.949; 2.1: 95.2079; 2.2: 3775.3769; 2.3: 77.6711; 2.4: -3170.7208; 2.5: -65.2315
| 2 | 86.05 | 1: 67.3359; 1.1: 606.4656; 1.2: 0.81328; 1.3: 464.67; 1.4: 12.4696; 1.5: 606.4656; 1.6: 464.67; 1.7: 278.802; 1.8: 8.4594; 1.9: 2323.35; 2: 73.992; 2.1: 95.2086; 2.2: 3779.7373; 2.3: 77.7157; 2.4: -3173.2717; 2.5: -65.2461
| 2 | 86.1 | 1: 67.498; 1.1: 608.2788; 1.2: 0.81572; 1.3: 464.94; 1.4: 12.4996; 1.5: 608.2788; 1.6: 464.94; 1.7: 278.964; 1.8: 8.4594; 1.9: 2324.7; 2: 74.035; 2.1: 95.2094; 2.2: 3784.1; 2.3: 77.7602; 2.4: -3175.8212; 2.5: -65.2606
| 2 | 86.15 | 1: 67.6603; 1.1: 610.0955; 1.2: 0.81815; 1.3: 465.21; 1.4: 12.5297; 1.5: 610.0955; 1.6: 465.21; 1.7: 279.126; 1.8: 8.4594; 1.9: 2326.05; 2: 74.078; 2.1: 95.2102; 2.2: 3788.4648; 2.3: 77.8047; 2.4: -3178.3694; 2.5: -65.275
| 2 | 86.2 | 1: 67.8228; 1.1: 611.9158; 1.2: 0.82059; 1.3: 465.48; 1.4: 12.5598; 1.5: 611.9158; 1.6: 465.48; 1.7: 279.288; 1.8: 8.4594; 1.9: 2327.4; 2: 74.121; 2.1: 95.211; 2.2: 3792.8319; 2.3: 77.8492; 2.4: -3180.9161; 2.5: -65.2894
| 2 | 86.25 | 1: 67.9856; 1.1: 613.7397; 1.2: 0.82304; 1.3: 465.75; 1.4: 12.5899; 1.5: 613.7397; 1.6: 465.75; 1.7: 279.45; 1.8: 8.4594; 1.9: 2328.75; 2: 74.164; 2.1: 95.2118; 2.2: 3797.2012; 2.3: 77.8937; 2.4: -3183.4615; 2.5: -65.3038
| 2 | 86.3 | 1: 68.1485; 1.1: 615.5672; 1.2: 0.82549; 1.3: 466.02; 1.4: 12.6201; 1.5: 615.5672; 1.6: 466.02; 1.7: 279.612; 1.8: 8.4594; 1.9: 2330.1; 2: 74.207; 2.1: 95.2126; 2.2: 3801.5726; 2.3: 77.9382; 2.4: -3186.0054; 2.5: -65.3181
| 2 | 86.35 | 1: 68.3116; 1.1: 617.3984; 1.2: 0.82794; 1.3: 466.29; 1.4: 12.6503; 1.5: 617.3984; 1.6: 466.29; 1.7: 279.774; 1.8: 8.4594; 1.9: 2331.45; 2: 74.25; 2.1: 95.2135; 2.2: 3805.9462; 2.3: 77.9827; 2.4: -3188.5479; 2.5: -65.3324
| 2 | 86.4 | 1: 68.475; 1.1: 619.2331; 1.2: 0.83041; 1.3: 466.56; 1.4: 12.6806; 1.5: 619.2331; 1.6: 466.56; 1.7: 279.936; 1.8: 8.4594; 1.9: 2332.8; 2: 74.293; 2.1: 95.2143; 2.2: 3810.3221; 2.3: 78.0272; 2.4: -3191.089; 2.5: -65.3466
| 2 | 86.45 | 1: 68.6386; 1.1: 621.0714; 1.2: 0.83287; 1.3: 466.83; 1.4: 12.7108; 1.5: 621.0714; 1.6: 466.83; 1.7: 280.098; 1.8: 8.4594; 1.9: 2334.15; 2: 74.336; 2.1: 95.2151; 2.2: 3814.7001; 2.3: 78.0716; 2.4: -3193.6286; 2.5: -65.3608
| 2 | 86.5 | 1: 68.8023; 1.1: 622.9134; 1.2: 0.83534; 1.3: 467.1; 1.4: 12.7412; 1.5: 622.9134; 1.6: 467.1; 1.7: 280.26; 1.8: 8.4594; 1.9: 2335.5; 2: 74.379; 2.1: 95.2159; 2.2: 3819.0802; 2.3: 78.1161; 2.4: -3196.1668; 2.5: -65.3749
| 2 | 86.55 | 1: 68.9663; 1.1: 624.759; 1.2: 0.83782; 1.3: 467.37; 1.4: 12.7715; 1.5: 624.759; 1.6: 467.37; 1.7: 280.422; 1.8: 8.4594; 1.9: 2336.85; 2: 74.422; 2.1: 95.2168; 2.2: 3823.4626; 2.3: 78.1606; 2.4: -3198.7036; 2.5: -65.389
| 2 | 86.6 | 1: 69.1305; 1.1: 626.6082; 1.2: 0.8403; 1.3: 467.64; 1.4: 12.8019; 1.5: 626.6082; 1.6: 467.64; 1.7: 280.584; 1.8: 8.4594; 1.9: 2338.2; 2: 74.465; 2.1: 95.2177; 2.2: 3827.8471; 2.3: 78.205; 2.4: -3201.2388; 2.5: -65.4031
| 2 | 86.65 | 1: 69.2949; 1.1: 628.4611; 1.2: 0.84278; 1.3: 467.91; 1.4: 12.8324; 1.5: 628.4611; 1.6: 467.91; 1.7: 280.746; 1.8: 8.4594; 1.9: 2339.55; 2: 74.508; 2.1: 95.2185; 2.2: 3832.2338; 2.3: 78.2494; 2.4: -3203.7727; 2.5: -65.4171
| 2 | 86.7 | 1: 69.4595; 1.1: 630.3176; 1.2: 0.84527; 1.3: 468.18; 1.4: 12.8629; 1.5: 630.3176; 1.6: 468.18; 1.7: 280.908; 1.8: 8.4594; 1.9: 2340.9; 2: 74.551; 2.1: 95.2194; 2.2: 3836.6226; 2.3: 78.2939; 2.4: -3206.305; 2.5: -65.431
| 2 | 86.75 | 1: 69.6244; 1.1: 632.1777; 1.2: 0.84776; 1.3: 468.45; 1.4: 12.8934; 1.5: 632.1777; 1.6: 468.45; 1.7: 281.07; 1.8: 8.4594; 1.9: 2342.25; 2: 74.5939; 2.1: 95.2203; 2.2: 3841.0136; 2.3: 78.3383; 2.4: -3208.8358; 2.5: -65.4449
| 2 | 86.8 | 1: 69.7894; 1.1: 634.0415; 1.2: 0.85026; 1.3: 468.72; 1.4: 12.924; 1.5: 634.0415; 1.6: 468.72; 1.7: 281.232; 1.8: 8.4594; 1.9: 2343.6; 2: 74.6369; 2.1: 95.2212; 2.2: 3845.4067; 2.3: 78.3827; 2.4: -3211.3652; 2.5: -65.4588
| 2 | 86.85 | 1: 69.9547; 1.1: 635.9089; 1.2: 0.85277; 1.3: 468.99; 1.4: 12.9546; 1.5: 635.9089; 1.6: 468.99; 1.7: 281.394; 1.8: 8.4594; 1.9: 2344.95; 2: 74.6799; 2.1: 95.222; 2.2: 3849.802; 2.3: 78.4271; 2.4: -3213.893; 2.5: -65.4726
| 2 | 86.9 | 1: 70.1201; 1.1: 637.78; 1.2: 0.85528; 1.3: 469.26; 1.4: 12.9852; 1.5: 637.78; 1.6: 469.26; 1.7: 281.556; 1.8: 8.4594; 1.9: 2346.3; 2: 74.7229; 2.1: 95.223; 2.2: 3854.1994; 2.3: 78.4716; 2.4: -3216.4194; 2.5: -65.4863
| 2 | 86.95 | 1: 70.2858; 1.1: 639.6547; 1.2: 0.85779; 1.3: 469.53; 1.4: 13.0159; 1.5: 639.6547; 1.6: 469.53; 1.7: 281.718; 1.8: 8.4594; 1.9: 2347.65; 2: 74.7659; 2.1: 95.2239; 2.2: 3858.5989; 2.3: 78.516; 2.4: -3218.9442; 2.5: -65.5001
| 2 | 87 | 1: 70.4517; 1.1: 641.5331; 1.2: 0.86031; 1.3: 469.8; 1.4: 13.0466; 1.5: 641.5331; 1.6: 469.8; 1.7: 281.88; 1.8: 8.4594; 1.9: 2349; 2: 74.8089; 2.1: 95.2248; 2.2: 3863.0006; 2.3: 78.5603; 2.4: -3221.4675; 2.5: -65.5137
| 2 | 87.05 | 1: 70.6178; 1.1: 643.4152; 1.2: 0.86283; 1.3: 470.07; 1.4: 13.0774; 1.5: 643.4152; 1.6: 470.07; 1.7: 282.042; 1.8: 8.4594; 1.9: 2350.35; 2: 74.8519; 2.1: 95.2257; 2.2: 3867.4044; 2.3: 78.6047; 2.4: -3223.9892; 2.5: -65.5274
| 2 | 87.1 | 1: 70.7841; 1.1: 645.3009; 1.2: 0.86536; 1.3: 470.34; 1.4: 13.1082; 1.5: 645.3009; 1.6: 470.34; 1.7: 282.204; 1.8: 8.4594; 1.9: 2351.7; 2: 74.8949; 2.1: 95.2267; 2.2: 3871.8103; 2.3: 78.6491; 2.4: -3226.5094; 2.5: -65.5409
| 2 | 87.15 | 1: 70.9506; 1.1: 647.1902; 1.2: 0.8679; 1.3: 470.61; 1.4: 13.139; 1.5: 647.1902; 1.6: 470.61; 1.7: 282.366; 1.8: 8.4594; 1.9: 2353.05; 2: 74.9379; 2.1: 95.2276; 2.2: 3876.2183; 2.3: 78.6935; 2.4: -3229.0281; 2.5: -65.5545
| 2 | 87.2 | 1: 71.1173; 1.1: 649.0833; 1.2: 0.87044; 1.3: 470.88; 1.4: 13.1699; 1.5: 649.0833; 1.6: 470.88; 1.7: 282.528; 1.8: 8.4594; 1.9: 2354.4; 2: 74.9809; 2.1: 95.2286; 2.2: 3880.6285; 2.3: 78.7378; 2.4: -3231.5452; 2.5: -65.5679
| 2 | 87.25 | 1: 71.2843; 1.1: 650.98; 1.2: 0.87298; 1.3: 471.15; 1.4: 13.2008; 1.5: 650.98; 1.6: 471.15; 1.7: 282.69; 1.8: 8.4594; 1.9: 2355.75; 2: 75.0239; 2.1: 95.2295; 2.2: 3885.0407; 2.3: 78.7822; 2.4: -3234.0607; 2.5: -65.5814
| 2 | 87.3 | 1: 71.4514; 1.1: 652.8805; 1.2: 0.87553; 1.3: 471.42; 1.4: 13.2317; 1.5: 652.8805; 1.6: 471.42; 1.7: 282.852; 1.8: 8.4594; 1.9: 2357.1; 2: 75.0669; 2.1: 95.2305; 2.2: 3889.4551; 2.3: 78.8265; 2.4: -3236.5746; 2.5: -65.5948
| 2 | 87.35 | 1: 71.6188; 1.1: 654.7846; 1.2: 0.87808; 1.3: 471.69; 1.4: 13.2627; 1.5: 654.7846; 1.6: 471.69; 1.7: 283.014; 1.8: 8.4594; 1.9: 2358.45; 2: 75.1099; 2.1: 95.2315; 2.2: 3893.8715; 2.3: 78.8709; 2.4: -3239.0869; 2.5: -65.6081
| 2 | 87.4 | 1: 71.7864; 1.1: 656.6924; 1.2: 0.88064; 1.3: 471.96; 1.4: 13.2938; 1.5: 656.6924; 1.6: 471.96; 1.7: 283.176; 1.8: 8.4594; 1.9: 2359.8; 2: 75.1529; 2.1: 95.2325; 2.2: 3898.2901; 2.3: 78.9152; 2.4: -3241.5977; 2.5: -65.6214
| 2 | 87.45 | 1: 71.9542; 1.1: 658.6039; 1.2: 0.8832; 1.3: 472.23; 1.4: 13.3248; 1.5: 658.6039; 1.6: 472.23; 1.7: 283.338; 1.8: 8.4594; 1.9: 2361.15; 2: 75.1959; 2.1: 95.2335; 2.2: 3902.7107; 2.3: 78.9595; 2.4: -3244.1068; 2.5: -65.6347
| 2 | 87.5 | 1: 72.1222; 1.1: 660.5191; 1.2: 0.88577; 1.3: 472.5; 1.4: 13.356; 1.5: 660.5191; 1.6: 472.5; 1.7: 283.5; 1.8: 8.4594; 1.9: 2362.5; 2: 75.2389; 2.1: 95.2345; 2.2: 3907.1334; 2.3: 79.0038; 2.4: -3246.6143; 2.5: -65.6478
| 2 | 87.55 | 1: 72.2904; 1.1: 662.4379; 1.2: 0.88834; 1.3: 472.77; 1.4: 13.3871; 1.5: 662.4379; 1.6: 472.77; 1.7: 283.662; 1.8: 8.4594; 1.9: 2363.85; 2: 75.2818; 2.1: 95.2355; 2.2: 3911.5582; 2.3: 79.0481; 2.4: -3249.1202; 2.5: -65.661
| 2 | 87.6 | 1: 72.4588; 1.1: 664.3605; 1.2: 0.89092; 1.3: 473.04; 1.4: 13.4183; 1.5: 664.3605; 1.6: 473.04; 1.7: 283.824; 1.8: 8.4594; 1.9: 2365.2; 2: 75.3248; 2.1: 95.2365; 2.2: 3915.985; 2.3: 79.0924; 2.4: -3251.6245; 2.5: -65.6741
| 2 | 87.65 | 1: 72.6275; 1.1: 666.2868; 1.2: 0.89351; 1.3: 473.31; 1.4: 13.4495; 1.5: 666.2868; 1.6: 473.31; 1.7: 283.986; 1.8: 8.4594; 1.9: 2366.55; 2: 75.3678; 2.1: 95.2375; 2.2: 3920.4139; 2.3: 79.1367; 2.4: -3254.1271; 2.5: -65.6872
| 2 | 87.7 | 1: 72.7963; 1.1: 668.2169; 1.2: 0.89609; 1.3: 473.58; 1.4: 13.4808; 1.5: 668.2169; 1.6: 473.58; 1.7: 284.148; 1.8: 8.4594; 1.9: 2367.9; 2: 75.4108; 2.1: 95.2386; 2.2: 3924.8449; 2.3: 79.181; 2.4: -3256.628; 2.5: -65.7002
| 2 | 87.75 | 1: 72.9654; 1.1: 670.1506; 1.2: 0.89869; 1.3: 473.85; 1.4: 13.5121; 1.5: 670.1506; 1.6: 473.85; 1.7: 284.31; 1.8: 8.4594; 1.9: 2369.25; 2: 75.4538; 2.1: 95.2396; 2.2: 3929.2779; 2.3: 79.2252; 2.4: -3259.1273; 2.5: -65.7131
| 2 | 87.8 | 1: 73.1347; 1.1: 672.0881; 1.2: 0.90128; 1.3: 474.12; 1.4: 13.5435; 1.5: 672.0881; 1.6: 474.12; 1.7: 284.472; 1.8: 8.4594; 1.9: 2370.6; 2: 75.4968; 2.1: 95.2407; 2.2: 3933.713; 2.3: 79.2695; 2.4: -3261.625; 2.5: -65.726
| 2 | 87.85 | 1: 73.3042; 1.1: 674.0293; 1.2: 0.90389; 1.3: 474.39; 1.4: 13.5748; 1.5: 674.0293; 1.6: 474.39; 1.7: 284.634; 1.8: 8.4594; 1.9: 2371.95; 2: 75.5398; 2.1: 95.2418; 2.2: 3938.1502; 2.3: 79.3137; 2.4: -3264.1209; 2.5: -65.7389
| 2 | 87.9 | 1: 73.4739; 1.1: 675.9742; 1.2: 0.9065; 1.3: 474.66; 1.4: 13.6063; 1.5: 675.9742; 1.6: 474.66; 1.7: 284.796; 1.8: 8.4594; 1.9: 2373.3; 2: 75.5828; 2.1: 95.2429; 2.2: 3942.5893; 2.3: 79.358; 2.4: -3266.6152; 2.5: -65.7517
| 2 | 87.95 | 1: 73.6438; 1.1: 677.9228; 1.2: 0.90911; 1.3: 474.93; 1.4: 13.6377; 1.5: 677.9228; 1.6: 474.93; 1.7: 284.958; 1.8: 8.4594; 1.9: 2374.65; 2: 75.6258; 2.1: 95.244; 2.2: 3947.0305; 2.3: 79.4022; 2.4: -3269.1077; 2.5: -65.7645
| 2 | 88 | 1: 73.8139; 1.1: 679.8752; 1.2: 0.91173; 1.3: 475.2; 1.4: 13.6692; 1.5: 679.8752; 1.6: 475.2; 1.7: 285.12; 1.8: 8.4594; 1.9: 2376; 2: 75.6688; 2.1: 95.2451; 2.2: 3951.4738; 2.3: 79.4464; 2.4: -3271.5986; 2.5: -65.7772
| 2 | 88.05 | 1: 73.9842; 1.1: 681.8313; 1.2: 0.91435; 1.3: 475.47; 1.4: 13.7008; 1.5: 681.8313; 1.6: 475.47; 1.7: 285.282; 1.8: 8.4594; 1.9: 2377.35; 2: 75.7118; 2.1: 95.2462; 2.2: 3955.919; 2.3: 79.4906; 2.4: -3274.0877; 2.5: -65.7898
| 2 | 88.1 | 1: 74.1548; 1.1: 683.7912; 1.2: 0.91698; 1.3: 475.74; 1.4: 13.7324; 1.5: 683.7912; 1.6: 475.74; 1.7: 285.444; 1.8: 8.4594; 1.9: 2378.7; 2: 75.7548; 2.1: 95.2473; 2.2: 3960.3663; 2.3: 79.5348; 2.4: -3276.5751; 2.5: -65.8025
| 2 | 88.15 | 1: 74.3256; 1.1: 685.7548; 1.2: 0.91961; 1.3: 476.01; 1.4: 13.764; 1.5: 685.7548; 1.6: 476.01; 1.7: 285.606; 1.8: 8.4594; 1.9: 2380.05; 2: 75.7978; 2.1: 95.2484; 2.2: 3964.8156; 2.3: 79.579; 2.4: -3279.0608; 2.5: -65.815
| 2 | 88.2 | 1: 74.4965; 1.1: 687.7222; 1.2: 0.92225; 1.3: 476.28; 1.4: 13.7957; 1.5: 687.7222; 1.6: 476.28; 1.7: 285.768; 1.8: 8.4594; 1.9: 2381.4; 2: 75.8408; 2.1: 95.2496; 2.2: 3969.2669; 2.3: 79.6232; 2.4: -3281.5447; 2.5: -65.8275
| 2 | 88.25 | 1: 74.6677; 1.1: 689.6934; 1.2: 0.92489; 1.3: 476.55; 1.4: 13.8274; 1.5: 689.6934; 1.6: 476.55; 1.7: 285.93; 1.8: 8.4594; 1.9: 2382.75; 2: 75.8838; 2.1: 95.2508; 2.2: 3973.7202; 2.3: 79.6674; 2.4: -3284.0269; 2.5: -65.84
| 2 | 88.3 | 1: 74.8391; 1.1: 691.6683; 1.2: 0.92754; 1.3: 476.82; 1.4: 13.8591; 1.5: 691.6683; 1.6: 476.82; 1.7: 286.092; 1.8: 8.4594; 1.9: 2384.1; 2: 75.9268; 2.1: 95.2519; 2.2: 3978.1755; 2.3: 79.7115; 2.4: -3286.5073; 2.5: -65.8524
| 2 | 88.35 | 1: 75.0108; 1.1: 693.6469; 1.2: 0.9302; 1.3: 477.09; 1.4: 13.8909; 1.5: 693.6469; 1.6: 477.09; 1.7: 286.254; 1.8: 8.4594; 1.9: 2385.45; 2: 75.9697; 2.1: 95.2531; 2.2: 3982.6328; 2.3: 79.7557; 2.4: -3288.9859; 2.5: -65.8648
| 2 | 88.4 | 1: 75.1826; 1.1: 695.6293; 1.2: 0.93285; 1.3: 477.36; 1.4: 13.9227; 1.5: 695.6293; 1.6: 477.36; 1.7: 286.416; 1.8: 8.4594; 1.9: 2386.8; 2: 76.0127; 2.1: 95.2543; 2.2: 3987.0921; 2.3: 79.7998; 2.4: -3291.4627; 2.5: -65.8771
| 2 | 88.45 | 1: 75.3546; 1.1: 697.6156; 1.2: 0.93552; 1.3: 477.63; 1.4: 13.9546; 1.5: 697.6156; 1.6: 477.63; 1.7: 286.578; 1.8: 8.4594; 1.9: 2388.15; 2: 76.0557; 2.1: 95.2555; 2.2: 3991.5534; 2.3: 79.8439; 2.4: -3293.9378; 2.5: -65.8894
| 2 | 88.5 | 1: 75.5269; 1.1: 699.6055; 1.2: 0.93819; 1.3: 477.9; 1.4: 13.9865; 1.5: 699.6055; 1.6: 477.9; 1.7: 286.74; 1.8: 8.4594; 1.9: 2389.5; 2: 76.0987; 2.1: 95.2567; 2.2: 3996.0166; 2.3: 79.8881; 2.4: -3296.411; 2.5: -65.9016
| 2 | 88.55 | 1: 75.6994; 1.1: 701.5993; 1.2: 0.94086; 1.3: 478.17; 1.4: 14.0184; 1.5: 701.5993; 1.6: 478.17; 1.7: 286.902; 1.8: 8.4594; 1.9: 2390.85; 2: 76.1417; 2.1: 95.2579; 2.2: 4000.4818; 2.3: 79.9322; 2.4: -3298.8825; 2.5: -65.9138
| 2 | 88.6 | 1: 75.872; 1.1: 703.5969; 1.2: 0.94354; 1.3: 478.44; 1.4: 14.0504; 1.5: 703.5969; 1.6: 478.44; 1.7: 287.064; 1.8: 8.4594; 1.9: 2392.2; 2: 76.1847; 2.1: 95.2592; 2.2: 4004.949; 2.3: 79.9763; 2.4: -3301.3521; 2.5: -65.9259
| 2 | 88.65 | 1: 76.0449; 1.1: 705.5982; 1.2: 0.94622; 1.3: 478.71; 1.4: 14.0824; 1.5: 705.5982; 1.6: 478.71; 1.7: 287.226; 1.8: 8.4594; 1.9: 2393.55; 2: 76.2277; 2.1: 95.2604; 2.2: 4009.4181; 2.3: 80.0204; 2.4: -3303.8199; 2.5: -65.938
| 2 | 88.7 | 1: 76.2181; 1.1: 707.6033; 1.2: 0.94891; 1.3: 478.98; 1.4: 14.1145; 1.5: 707.6033; 1.6: 478.98; 1.7: 287.388; 1.8: 8.4594; 1.9: 2394.9; 2: 76.2707; 2.1: 95.2617; 2.2: 4013.8891; 2.3: 80.0644; 2.4: -3306.2858; 2.5: -65.95
| 2 | 88.75 | 1: 76.3914; 1.1: 709.6123; 1.2: 0.95161; 1.3: 479.25; 1.4: 14.1466; 1.5: 709.6123; 1.6: 479.25; 1.7: 287.55; 1.8: 8.4594; 1.9: 2396.25; 2: 76.3137; 2.1: 95.2629; 2.2: 4018.3622; 2.3: 80.1085; 2.4: -3308.7499; 2.5: -65.9619
| 2 | 88.8 | 1: 76.5649; 1.1: 711.625; 1.2: 0.9543; 1.3: 479.52; 1.4: 14.1787; 1.5: 711.625; 1.6: 479.52; 1.7: 287.712; 1.8: 8.4594; 1.9: 2397.6; 2: 76.3567; 2.1: 95.2642; 2.2: 4022.8371; 2.3: 80.1525; 2.4: -3311.2121; 2.5: -65.9739
| 2 | 88.85 | 1: 76.7387; 1.1: 713.6415; 1.2: 0.95701; 1.3: 479.79; 1.4: 14.2109; 1.5: 713.6415; 1.6: 479.79; 1.7: 287.874; 1.8: 8.4594; 1.9: 2398.95; 2: 76.3997; 2.1: 95.2655; 2.2: 4027.314; 2.3: 80.1966; 2.4: -3313.6725; 2.5: -65.9857
| 2 | 88.9 | 1: 76.9126; 1.1: 715.6619; 1.2: 0.95972; 1.3: 480.06; 1.4: 14.2431; 1.5: 715.6619; 1.6: 480.06; 1.7: 288.036; 1.8: 8.4594; 1.9: 2400.3; 2: 76.4427; 2.1: 95.2668; 2.2: 4031.7928; 2.3: 80.2406; 2.4: -3316.131; 2.5: -65.9975
| 2 | 88.95 | 1: 77.0868; 1.1: 717.686; 1.2: 0.96243; 1.3: 480.33; 1.4: 14.2753; 1.5: 717.686; 1.6: 480.33; 1.7: 288.198; 1.8: 8.4594; 1.9: 2401.65; 2: 76.4857; 2.1: 95.2681; 2.2: 4036.2736; 2.3: 80.2846; 2.4: -3318.5875; 2.5: -66.0093
| 2 | 89 | 1: 77.2612; 1.1: 719.714; 1.2: 0.96515; 1.3: 480.6; 1.4: 14.3076; 1.5: 719.714; 1.6: 480.6; 1.7: 288.36; 1.8: 8.4594; 1.9: 2403; 2: 76.5287; 2.1: 95.2694; 2.2: 4040.7562; 2.3: 80.3287; 2.4: -3321.0422; 2.5: -66.021
| 2 | 89.05 | 1: 77.4358; 1.1: 721.7458; 1.2: 0.96788; 1.3: 480.87; 1.4: 14.34; 1.5: 721.7458; 1.6: 480.87; 1.7: 288.522; 1.8: 8.4594; 1.9: 2404.35; 2: 76.5717; 2.1: 95.2708; 2.2: 4045.2408; 2.3: 80.3727; 2.4: -3323.495; 2.5: -66.0327
| 2 | 89.1 | 1: 77.6107; 1.1: 723.7814; 1.2: 0.97061; 1.3: 481.14; 1.4: 14.3723; 1.5: 723.7814; 1.6: 481.14; 1.7: 288.684; 1.8: 8.4594; 1.9: 2405.7; 2: 76.6146; 2.1: 95.2721; 2.2: 4049.7273; 2.3: 80.4166; 2.4: -3325.9458; 2.5: -66.0443
| 2 | 89.15 | 1: 77.7857; 1.1: 725.8209; 1.2: 0.97334; 1.3: 481.41; 1.4: 14.4048; 1.5: 725.8209; 1.6: 481.41; 1.7: 288.846; 1.8: 8.4594; 1.9: 2407.05; 2: 76.6576; 2.1: 95.2735; 2.2: 4054.2156; 2.3: 80.4606; 2.4: -3328.3947; 2.5: -66.0559
| 2 | 89.2 | 1: 77.9609; 1.1: 727.8642; 1.2: 0.97608; 1.3: 481.68; 1.4: 14.4372; 1.5: 727.8642; 1.6: 481.68; 1.7: 289.008; 1.8: 8.4594; 1.9: 2408.4; 2: 76.7006; 2.1: 95.2749; 2.2: 4058.7059; 2.3: 80.5046; 2.4: -3330.8417; 2.5: -66.0674
| 2 | 89.25 | 1: 78.1364; 1.1: 729.9113; 1.2: 0.97883; 1.3: 481.95; 1.4: 14.4697; 1.5: 729.9113; 1.6: 481.95; 1.7: 289.17; 1.8: 8.4594; 1.9: 2409.75; 2: 76.7436; 2.1: 95.2763; 2.2: 4063.198; 2.3: 80.5485; 2.4: -3333.2867; 2.5: -66.0788
| 2 | 89.3 | 1: 78.3121; 1.1: 731.9623; 1.2: 0.98158; 1.3: 482.22; 1.4: 14.5022; 1.5: 731.9623; 1.6: 482.22; 1.7: 289.332; 1.8: 8.4594; 1.9: 2411.1; 2: 76.7866; 2.1: 95.2777; 2.2: 4067.692; 2.3: 80.5925; 2.4: -3335.7297; 2.5: -66.0902
| 2 | 89.35 | 1: 78.488; 1.1: 734.0171; 1.2: 0.98433; 1.3: 482.49; 1.4: 14.5348; 1.5: 734.0171; 1.6: 482.49; 1.7: 289.494; 1.8: 8.4594; 1.9: 2412.45; 2: 76.8296; 2.1: 95.2791; 2.2: 4072.1879; 2.3: 80.6364; 2.4: -3338.1708; 2.5: -66.1016
| 2 | 89.4 | 1: 78.6641; 1.1: 736.0758; 1.2: 0.98709; 1.3: 482.76; 1.4: 14.5674; 1.5: 736.0758; 1.6: 482.76; 1.7: 289.656; 1.8: 8.4594; 1.9: 2413.8; 2: 76.8726; 2.1: 95.2805; 2.2: 4076.6857; 2.3: 80.6803; 2.4: -3340.6099; 2.5: -66.1129
| 2 | 89.45 | 1: 78.8404; 1.1: 738.1383; 1.2: 0.98986; 1.3: 483.03; 1.4: 14.6001; 1.5: 738.1383; 1.6: 483.03; 1.7: 289.818; 1.8: 8.4594; 1.9: 2415.15; 2: 76.9156; 2.1: 95.282; 2.2: 4081.1853; 2.3: 80.7242; 2.4: -3343.047; 2.5: -66.1241
| 2 | 89.5 | 1: 79.017; 1.1: 740.2046; 1.2: 0.99263; 1.3: 483.3; 1.4: 14.6328; 1.5: 740.2046; 1.6: 483.3; 1.7: 289.98; 1.8: 8.4594; 1.9: 2416.5; 2: 76.9586; 2.1: 95.2834; 2.2: 4085.6867; 2.3: 80.7681; 2.4: -3345.4821; 2.5: -66.1353
| 2 | 89.55 | 1: 79.1937; 1.1: 742.2749; 1.2: 0.99541; 1.3: 483.57; 1.4: 14.6655; 1.5: 742.2749; 1.6: 483.57; 1.7: 290.142; 1.8: 8.4594; 1.9: 2417.85; 2: 77.0016; 2.1: 95.2849; 2.2: 4090.19; 2.3: 80.812; 2.4: -3347.9152; 2.5: -66.1465
| 2 | 89.6 | 1: 79.3707; 1.1: 744.349; 1.2: 0.99819; 1.3: 483.84; 1.4: 14.6983; 1.5: 744.349; 1.6: 483.84; 1.7: 290.304; 1.8: 8.4594; 1.9: 2419.2; 2: 77.0446; 2.1: 95.2864; 2.2: 4094.6952; 2.3: 80.8558; 2.4: -3350.3462; 2.5: -66.1576
| 2 | 89.65 | 1: 79.5479; 1.1: 746.427; 1.2: 1.001; 1.3: 484.11; 1.4: 14.7311; 1.5: 746.427; 1.6: 484.11; 1.7: 290.466; 1.8: 8.4594; 1.9: 2420.55; 2: 77.0876; 2.1: 95.2878; 2.2: 4099.2022; 2.3: 80.8997; 2.4: -3352.7752; 2.5: -66.1686
| 2 | 89.7 | 1: 79.7253; 1.1: 748.5088; 1.2: 1.0038; 1.3: 484.38; 1.4: 14.7639; 1.5: 748.5088; 1.6: 484.38; 1.7: 290.628; 1.8: 8.4594; 1.9: 2421.9; 2: 77.1306; 2.1: 95.2894; 2.2: 4103.711; 2.3: 80.9435; 2.4: -3355.2022; 2.5: -66.1796
| 2 | 89.75 | 1: 79.9029; 1.1: 750.5945; 1.2: 1.0066; 1.3: 484.65; 1.4: 14.7968; 1.5: 750.5945; 1.6: 484.65; 1.7: 290.79; 1.8: 8.4594; 1.9: 2423.25; 2: 77.1736; 2.1: 95.2909; 2.2: 4108.2216; 2.3: 80.9874; 2.4: -3357.6271; 2.5: -66.1905
| 2 | 89.8 | 1: 80.0807; 1.1: 752.6841; 1.2: 1.0094; 1.3: 484.92; 1.4: 14.8298; 1.5: 752.6841; 1.6: 484.92; 1.7: 290.952; 1.8: 8.4594; 1.9: 2424.6; 2: 77.2166; 2.1: 95.2924; 2.2: 4112.734; 2.3: 81.0312; 2.4: -3360.0499; 2.5: -66.2014
| 2 | 89.85 | 1: 80.2588; 1.1: 754.7776; 1.2: 1.0122; 1.3: 485.19; 1.4: 14.8627; 1.5: 754.7776; 1.6: 485.19; 1.7: 291.114; 1.8: 8.4594; 1.9: 2425.95; 2: 77.2596; 2.1: 95.294; 2.2: 4117.2483; 2.3: 81.075; 2.4: -3362.4707; 2.5: -66.2122
| 2 | 89.9 | 1: 80.437; 1.1: 756.875; 1.2: 1.015; 1.3: 485.46; 1.4: 14.8957; 1.5: 756.875; 1.6: 485.46; 1.7: 291.276; 1.8: 8.4594; 1.9: 2427.3; 2: 77.3025; 2.1: 95.2955; 2.2: 4121.7643; 2.3: 81.1188; 2.4: -3364.8893; 2.5: -66.223
| 2 | 89.95 | 1: 80.6155; 1.1: 758.9763; 1.2: 1.0178; 1.3: 485.73; 1.4: 14.9288; 1.5: 758.9763; 1.6: 485.73; 1.7: 291.438; 1.8: 8.4594; 1.9: 2428.65; 2: 77.3455; 2.1: 95.2971; 2.2: 4126.2822; 2.3: 81.1625; 2.4: -3367.3059; 2.5: -66.2337
| 2 | 90 | 1: 80.7942; 1.1: 761.0814; 1.2: 1.0206; 1.3: 486; 1.4: 14.9619; 1.5: 761.0814; 1.6: 486; 1.7: 291.6; 1.8: 8.4594; 1.9: 2430; 2: 77.3885; 2.1: 95.2987; 2.2: 4130.8018; 2.3: 81.2063; 2.4: -3369.7203; 2.5: -66.2444
| 2 | 90.05 | 1: 80.9731; 1.1: 763.1905; 1.2: 1.0235; 1.3: 486.27; 1.4: 14.995; 1.5: 763.1905; 1.6: 486.27; 1.7: 291.762; 1.8: 8.4594; 1.9: 2431.35; 2: 77.4315; 2.1: 95.3003; 2.2: 4135.3232; 2.3: 81.25; 2.4: -3372.1326; 2.5: -66.255
| 2 | 90.1 | 1: 81.1522; 1.1: 765.3035; 1.2: 1.0263; 1.3: 486.54; 1.4: 15.0282; 1.5: 765.3035; 1.6: 486.54; 1.7: 291.924; 1.8: 8.4594; 1.9: 2432.7; 2: 77.4745; 2.1: 95.3019; 2.2: 4139.8463; 2.3: 81.2938; 2.4: -3374.5428; 2.5: -66.2656
| 2 | 90.15 | 1: 81.3316; 1.1: 767.4204; 1.2: 1.0291; 1.3: 486.81; 1.4: 15.0614; 1.5: 767.4204; 1.6: 486.81; 1.7: 292.086; 1.8: 8.4594; 1.9: 2434.05; 2: 77.5175; 2.1: 95.3035; 2.2: 4144.3713; 2.3: 81.3375; 2.4: -3376.9509; 2.5: -66.2761
| 2 | 90.2 | 1: 81.5111; 1.1: 769.5412; 1.2: 1.032; 1.3: 487.08; 1.4: 15.0947; 1.5: 769.5412; 1.6: 487.08; 1.7: 292.248; 1.8: 8.4594; 1.9: 2435.4; 2: 77.5605; 2.1: 95.3052; 2.2: 4148.898; 2.3: 81.3812; 2.4: -3379.3568; 2.5: -66.2865
| 2 | 90.25 | 1: 81.6909; 1.1: 771.6659; 1.2: 1.0348; 1.3: 487.35; 1.4: 15.1279; 1.5: 771.6659; 1.6: 487.35; 1.7: 292.41; 1.8: 8.4594; 1.9: 2436.75; 2: 77.6035; 2.1: 95.3069; 2.2: 4153.4264; 2.3: 81.4249; 2.4: -3381.7605; 2.5: -66.2969
| 2 | 90.3 | 1: 81.8709; 1.1: 773.7946; 1.2: 1.0377; 1.3: 487.62; 1.4: 15.1613; 1.5: 773.7946; 1.6: 487.62; 1.7: 292.572; 1.8: 8.4594; 1.9: 2438.1; 2: 77.6465; 2.1: 95.3085; 2.2: 4157.9566; 2.3: 81.4686; 2.4: -3384.162; 2.5: -66.3073
| 2 | 90.35 | 1: 82.0511; 1.1: 775.9271; 1.2: 1.0405; 1.3: 487.89; 1.4: 15.1946; 1.5: 775.9271; 1.6: 487.89; 1.7: 292.734; 1.8: 8.4594; 1.9: 2439.45; 2: 77.6895; 2.1: 95.3102; 2.2: 4162.4885; 2.3: 81.5122; 2.4: -3386.5613; 2.5: -66.3176
| 2 | 90.4 | 1: 82.2315; 1.1: 778.0636; 1.2: 1.0434; 1.3: 488.16; 1.4: 15.2281; 1.5: 778.0636; 1.6: 488.16; 1.7: 292.896; 1.8: 8.4594; 1.9: 2440.8; 2: 77.7325; 2.1: 95.3119; 2.2: 4167.0221; 2.3: 81.5559; 2.4: -3388.9585; 2.5: -66.3278
| 2 | 90.45 | 1: 82.4122; 1.1: 780.2041; 1.2: 1.0463; 1.3: 488.43; 1.4: 15.2615; 1.5: 780.2041; 1.6: 488.43; 1.7: 293.058; 1.8: 8.4594; 1.9: 2442.15; 2: 77.7755; 2.1: 95.3137; 2.2: 4171.5575; 2.3: 81.5995; 2.4: -3391.3534; 2.5: -66.338
| 2 | 90.5 | 1: 82.593; 1.1: 782.3485; 1.2: 1.0491; 1.3: 488.7; 1.4: 15.295; 1.5: 782.3485; 1.6: 488.7; 1.7: 293.22; 1.8: 8.4594; 1.9: 2443.5; 2: 77.8185; 2.1: 95.3154; 2.2: 4176.0946; 2.3: 81.6431; 2.4: -3393.7461; 2.5: -66.3481
| 2 | 90.55 | 1: 82.7741; 1.1: 784.4968; 1.2: 1.052; 1.3: 488.97; 1.4: 15.3285; 1.5: 784.4968; 1.6: 488.97; 1.7: 293.382; 1.8: 8.4594; 1.9: 2444.85; 2: 77.8615; 2.1: 95.3172; 2.2: 4180.6333; 2.3: 81.6867; 2.4: -3396.1366; 2.5: -66.3582
| 2 | 90.6 | 1: 82.9554; 1.1: 786.649; 1.2: 1.0549; 1.3: 489.24; 1.4: 15.3621; 1.5: 786.649; 1.6: 489.24; 1.7: 293.544; 1.8: 8.4594; 1.9: 2446.2; 2: 77.9045; 2.1: 95.3189; 2.2: 4185.1738; 2.3: 81.7303; 2.4: -3398.5248; 2.5: -66.3682
| 2 | 90.65 | 1: 83.1369; 1.1: 788.8053; 1.2: 1.0578; 1.3: 489.51; 1.4: 15.3957; 1.5: 788.8053; 1.6: 489.51; 1.7: 293.706; 1.8: 8.4594; 1.9: 2447.55; 2: 77.9475; 2.1: 95.3207; 2.2: 4189.716; 2.3: 81.7739; 2.4: -3400.9107; 2.5: -66.3782
| 2 | 90.7 | 1: 83.3186; 1.1: 790.9654; 1.2: 1.0607; 1.3: 489.78; 1.4: 15.4294; 1.5: 790.9654; 1.6: 489.78; 1.7: 293.868; 1.8: 8.4594; 1.9: 2448.9; 2: 77.9904; 2.1: 95.3225; 2.2: 4194.2598; 2.3: 81.8174; 2.4: -3403.2944; 2.5: -66.3881
| 2 | 90.75 | 1: 83.5005; 1.1: 793.1296; 1.2: 1.0636; 1.3: 490.05; 1.4: 15.4631; 1.5: 793.1296; 1.6: 490.05; 1.7: 294.03; 1.8: 8.4594; 1.9: 2450.25; 2: 78.0334; 2.1: 95.3243; 2.2: 4198.8054; 2.3: 81.861; 2.4: -3405.6758; 2.5: -66.3979
| 2 | 90.8 | 1: 83.6827; 1.1: 795.2977; 1.2: 1.0665; 1.3: 490.32; 1.4: 15.4968; 1.5: 795.2977; 1.6: 490.32; 1.7: 294.192; 1.8: 8.4594; 1.9: 2451.6; 2: 78.0764; 2.1: 95.3262; 2.2: 4203.3526; 2.3: 81.9045; 2.4: -3408.0549; 2.5: -66.4077
| 2 | 90.85 | 1: 83.865; 1.1: 797.4697; 1.2: 1.0694; 1.3: 490.59; 1.4: 15.5306; 1.5: 797.4697; 1.6: 490.59; 1.7: 294.354; 1.8: 8.4594; 1.9: 2452.95; 2: 78.1194; 2.1: 95.328; 2.2: 4207.9014; 2.3: 81.948; 2.4: -3410.4317; 2.5: -66.4175
| 2 | 90.9 | 1: 84.0476; 1.1: 799.6457; 1.2: 1.0723; 1.3: 490.86; 1.4: 15.5644; 1.5: 799.6457; 1.6: 490.86; 1.7: 294.516; 1.8: 8.4594; 1.9: 2454.3; 2: 78.1624; 2.1: 95.3299; 2.2: 4212.4519; 2.3: 81.9915; 2.4: -3412.8062; 2.5: -66.4271
| 2 | 90.95 | 1: 84.2304; 1.1: 801.8258; 1.2: 1.0753; 1.3: 491.13; 1.4: 15.5982; 1.5: 801.8258; 1.6: 491.13; 1.7: 294.678; 1.8: 8.4594; 1.9: 2455.65; 2: 78.2054; 2.1: 95.3318; 2.2: 4217.0041; 2.3: 82.035; 2.4: -3415.1783; 2.5: -66.4368
| 2 | 91 | 1: 84.4134; 1.1: 804.0097; 1.2: 1.0782; 1.3: 491.4; 1.4: 15.6321; 1.5: 804.0097; 1.6: 491.4; 1.7: 294.84; 1.8: 8.4594; 1.9: 2457; 2: 78.2484; 2.1: 95.3337; 2.2: 4221.5579; 2.3: 82.0785; 2.4: -3417.5481; 2.5: -66.4463
| 2 | 91.05 | 1: 84.5967; 1.1: 806.1977; 1.2: 1.0811; 1.3: 491.67; 1.4: 15.666; 1.5: 806.1977; 1.6: 491.67; 1.7: 295.002; 1.8: 8.4594; 1.9: 2458.35; 2: 78.2914; 2.1: 95.3356; 2.2: 4226.1133; 2.3: 82.1219; 2.4: -3419.9156; 2.5: -66.4559
| 2 | 91.1 | 1: 84.7801; 1.1: 808.3897; 1.2: 1.0841; 1.3: 491.94; 1.4: 15.7; 1.5: 808.3897; 1.6: 491.94; 1.7: 295.164; 1.8: 8.4594; 1.9: 2459.7; 2: 78.3344; 2.1: 95.3375; 2.2: 4230.6703; 2.3: 82.1653; 2.4: -3422.2807; 2.5: -66.4653
| 2 | 91.15 | 1: 84.9638; 1.1: 810.5856; 1.2: 1.087; 1.3: 492.21; 1.4: 15.734; 1.5: 810.5856; 1.6: 492.21; 1.7: 295.326; 1.8: 8.4594; 1.9: 2461.05; 2: 78.3774; 2.1: 95.3395; 2.2: 4235.229; 2.3: 82.2088; 2.4: -3424.6434; 2.5: -66.4747
| 2 | 91.2 | 1: 85.1477; 1.1: 812.7856; 1.2: 1.09; 1.3: 492.48; 1.4: 15.7681; 1.5: 812.7856; 1.6: 492.48; 1.7: 295.488; 1.8: 8.4594; 1.9: 2462.4; 2: 78.4204; 2.1: 95.3414; 2.2: 4239.7893; 2.3: 82.2522; 2.4: -3427.0037; 2.5: -66.4841
| 2 | 91.25 | 1: 85.3318; 1.1: 814.9895; 1.2: 1.0929; 1.3: 492.75; 1.4: 15.8022; 1.5: 814.9895; 1.6: 492.75; 1.7: 295.65; 1.8: 8.4594; 1.9: 2463.75; 2: 78.4634; 2.1: 95.3434; 2.2: 4244.3511; 2.3: 82.2955; 2.4: -3429.3616; 2.5: -66.4934
| 2 | 91.3 | 1: 85.5161; 1.1: 817.1975; 1.2: 1.0959; 1.3: 493.02; 1.4: 15.8363; 1.5: 817.1975; 1.6: 493.02; 1.7: 295.812; 1.8: 8.4594; 1.9: 2465.1; 2: 78.5064; 2.1: 95.3454; 2.2: 4248.9146; 2.3: 82.3389; 2.4: -3431.7171; 2.5: -66.5026
| 2 | 91.35 | 1: 85.7006; 1.1: 819.4094; 1.2: 1.0988; 1.3: 493.29; 1.4: 15.8705; 1.5: 819.4094; 1.6: 493.29; 1.7: 295.974; 1.8: 8.4594; 1.9: 2466.45; 2: 78.5494; 2.1: 95.3474; 2.2: 4253.4796; 2.3: 82.3823; 2.4: -3434.0702; 2.5: -66.5118
| 2 | 91.4 | 1: 85.8854; 1.1: 821.6254; 1.2: 1.1018; 1.3: 493.56; 1.4: 15.9047; 1.5: 821.6254; 1.6: 493.56; 1.7: 296.136; 1.8: 8.4594; 1.9: 2467.8; 2: 78.5924; 2.1: 95.3495; 2.2: 4258.0462; 2.3: 82.4256; 2.4: -3436.4208; 2.5: -66.5209
| 2 | 91.45 | 1: 86.0704; 1.1: 823.8454; 1.2: 1.1048; 1.3: 493.83; 1.4: 15.939; 1.5: 823.8454; 1.6: 493.83; 1.7: 296.298; 1.8: 8.4594; 1.9: 2469.15; 2: 78.6354; 2.1: 95.3515; 2.2: 4262.6144; 2.3: 82.4689; 2.4: -3438.769; 2.5: -66.5299
| 2 | 91.5 | 1: 86.2555; 1.1: 826.0694; 1.2: 1.1078; 1.3: 494.1; 1.4: 15.9732; 1.5: 826.0694; 1.6: 494.1; 1.7: 296.46; 1.8: 8.4594; 1.9: 2470.5; 2: 78.6783; 2.1: 95.3536; 2.2: 4267.1841; 2.3: 82.5122; 2.4: -3441.1147; 2.5: -66.5389
| 2 | 91.55 | 1: 86.441; 1.1: 828.2974; 1.2: 1.1108; 1.3: 494.37; 1.4: 16.0076; 1.5: 828.2974; 1.6: 494.37; 1.7: 296.622; 1.8: 8.4594; 1.9: 2471.85; 2: 78.7213; 2.1: 95.3557; 2.2: 4271.7554; 2.3: 82.5555; 2.4: -3443.458; 2.5: -66.5479
| 2 | 91.6 | 1: 86.6266; 1.1: 830.5295; 1.2: 1.1138; 1.3: 494.64; 1.4: 16.042; 1.5: 830.5295; 1.6: 494.64; 1.7: 296.784; 1.8: 8.4594; 1.9: 2473.2; 2: 78.7643; 2.1: 95.3578; 2.2: 4276.3282; 2.3: 82.5987; 2.4: -3445.7987; 2.5: -66.5568
| 2 | 91.65 | 1: 86.8124; 1.1: 832.7656; 1.2: 1.1168; 1.3: 494.91; 1.4: 16.0764; 1.5: 832.7656; 1.6: 494.91; 1.7: 296.946; 1.8: 8.4594; 1.9: 2474.55; 2: 78.8073; 2.1: 95.3599; 2.2: 4280.9025; 2.3: 82.642; 2.4: -3448.137; 2.5: -66.5656
| 2 | 91.7 | 1: 86.9985; 1.1: 835.0057; 1.2: 1.1198; 1.3: 495.18; 1.4: 16.1108; 1.5: 835.0057; 1.6: 495.18; 1.7: 297.108; 1.8: 8.4594; 1.9: 2475.9; 2: 78.8503; 2.1: 95.3621; 2.2: 4285.4784; 2.3: 82.6852; 2.4: -3450.4727; 2.5: -66.5744
| 2 | 91.75 | 1: 87.1848; 1.1: 837.2499; 1.2: 1.1228; 1.3: 495.45; 1.4: 16.1453; 1.5: 837.2499; 1.6: 495.45; 1.7: 297.27; 1.8: 8.4594; 1.9: 2477.25; 2: 78.8933; 2.1: 95.3642; 2.2: 4290.0558; 2.3: 82.7284; 2.4: -3452.8059; 2.5: -66.5831
| 2 | 91.8 | 1: 87.3713; 1.1: 839.4981; 1.2: 1.1258; 1.3: 495.72; 1.4: 16.1799; 1.5: 839.4981; 1.6: 495.72; 1.7: 297.432; 1.8: 8.4594; 1.9: 2478.6; 2: 78.9363; 2.1: 95.3664; 2.2: 4294.6346; 2.3: 82.7716; 2.4: -3455.1366; 2.5: -66.5917
| 2 | 91.85 | 1: 87.558; 1.1: 841.7503; 1.2: 1.1288; 1.3: 495.99; 1.4: 16.2144; 1.5: 841.7503; 1.6: 495.99; 1.7: 297.594; 1.8: 8.4594; 1.9: 2479.95; 2: 78.9793; 2.1: 95.3686; 2.2: 4299.215; 2.3: 82.8148; 2.4: -3457.4647; 2.5: -66.6003
| 2 | 91.9 | 1: 87.7449; 1.1: 844.0066; 1.2: 1.1318; 1.3: 496.26; 1.4: 16.2491; 1.5: 844.0066; 1.6: 496.26; 1.7: 297.756; 1.8: 8.4594; 1.9: 2481.3; 2: 79.0223; 2.1: 95.3708; 2.2: 4303.7969; 2.3: 82.8579; 2.4: -3459.7902; 2.5: -66.6089
| 2 | 91.95 | 1: 87.9321; 1.1: 846.267; 1.2: 1.1349; 1.3: 496.53; 1.4: 16.2837; 1.5: 846.267; 1.6: 496.53; 1.7: 297.918; 1.8: 8.4594; 1.9: 2482.65; 2: 79.0653; 2.1: 95.3731; 2.2: 4308.3802; 2.3: 82.9011; 2.4: -3462.1132; 2.5: -66.6174
| 2 | 92 | 1: 88.1194; 1.1: 848.5315; 1.2: 1.1379; 1.3: 496.8; 1.4: 16.3184; 1.5: 848.5315; 1.6: 496.8; 1.7: 298.08; 1.8: 8.4594; 1.9: 2484; 2: 79.1083; 2.1: 95.3753; 2.2: 4312.9651; 2.3: 82.9442; 2.4: -3464.4336; 2.5: -66.6258
| 2 | 92.05 | 1: 88.307; 1.1: 850.8; 1.2: 1.1409; 1.3: 497.07; 1.4: 16.3532; 1.5: 850.8; 1.6: 497.07; 1.7: 298.242; 1.8: 8.4594; 1.9: 2485.35; 2: 79.1513; 2.1: 95.3776; 2.2: 4317.5513; 2.3: 82.9873; 2.4: -3466.7514; 2.5: -66.6341
| 2 | 92.1 | 1: 88.4948; 1.1: 853.0725; 1.2: 1.144; 1.3: 497.34; 1.4: 16.3879; 1.5: 853.0725; 1.6: 497.34; 1.7: 298.404; 1.8: 8.4594; 1.9: 2486.7; 2: 79.1943; 2.1: 95.3799; 2.2: 4322.1391; 2.3: 83.0304; 2.4: -3469.0665; 2.5: -66.6424
| 2 | 92.15 | 1: 88.6829; 1.1: 855.3492; 1.2: 1.147; 1.3: 497.61; 1.4: 16.4228; 1.5: 855.3492; 1.6: 497.61; 1.7: 298.566; 1.8: 8.4594; 1.9: 2488.05; 2: 79.2373; 2.1: 95.3822; 2.2: 4326.7282; 2.3: 83.0734; 2.4: -3471.3791; 2.5: -66.6507
| 2 | 92.2 | 1: 88.8711; 1.1: 857.6299; 1.2: 1.1501; 1.3: 497.88; 1.4: 16.4576; 1.5: 857.6299; 1.6: 497.88; 1.7: 298.728; 1.8: 8.4594; 1.9: 2489.4; 2: 79.2803; 2.1: 95.3845; 2.2: 4331.3189; 2.3: 83.1165; 2.4: -3473.689; 2.5: -66.6589
| 2 | 92.25 | 1: 89.0596; 1.1: 859.9147; 1.2: 1.1532; 1.3: 498.15; 1.4: 16.4925; 1.5: 859.9147; 1.6: 498.15; 1.7: 298.89; 1.8: 8.4594; 1.9: 2490.75; 2: 79.3232; 2.1: 95.3869; 2.2: 4335.9109; 2.3: 83.1595; 2.4: -3475.9962; 2.5: -66.667
| 2 | 92.3 | 1: 89.2483; 1.1: 862.2036; 1.2: 1.1562; 1.3: 498.42; 1.4: 16.5275; 1.5: 862.2036; 1.6: 498.42; 1.7: 299.052; 1.8: 8.4594; 1.9: 2492.1; 2: 79.3662; 2.1: 95.3893; 2.2: 4340.5043; 2.3: 83.2025; 2.4: -3478.3007; 2.5: -66.675
| 2 | 92.35 | 1: 89.4372; 1.1: 864.4966; 1.2: 1.1593; 1.3: 498.69; 1.4: 16.5624; 1.5: 864.4966; 1.6: 498.69; 1.7: 299.214; 1.8: 8.4594; 1.9: 2493.45; 2: 79.4092; 2.1: 95.3917; 2.2: 4345.0992; 2.3: 83.2455; 2.4: -3480.6026; 2.5: -66.683
| 2 | 92.4 | 1: 89.6263; 1.1: 866.7937; 1.2: 1.1624; 1.3: 498.96; 1.4: 16.5975; 1.5: 866.7937; 1.6: 498.96; 1.7: 299.376; 1.8: 8.4594; 1.9: 2494.8; 2: 79.4522; 2.1: 95.3941; 2.2: 4349.6955; 2.3: 83.2884; 2.4: -3482.9018; 2.5: -66.691
| 2 | 92.45 | 1: 89.8156; 1.1: 869.0948; 1.2: 1.1655; 1.3: 499.23; 1.4: 16.6325; 1.5: 869.0948; 1.6: 499.23; 1.7: 299.538; 1.8: 8.4594; 1.9: 2496.15; 2: 79.4952; 2.1: 95.3965; 2.2: 4354.2931; 2.3: 83.3314; 2.4: -3485.1983; 2.5: -66.6989
| 2 | 92.5 | 1: 90.0052; 1.1: 871.4001; 1.2: 1.1686; 1.3: 499.5; 1.4: 16.6676; 1.5: 871.4001; 1.6: 499.5; 1.7: 299.7; 1.8: 8.4594; 1.9: 2497.5; 2: 79.5382; 2.1: 95.399; 2.2: 4358.8921; 2.3: 83.3743; 2.4: -3487.492; 2.5: -66.7067
| 2 | 92.55 | 1: 90.195; 1.1: 873.7095; 1.2: 1.1717; 1.3: 499.77; 1.4: 16.7028; 1.5: 873.7095; 1.6: 499.77; 1.7: 299.862; 1.8: 8.4594; 1.9: 2498.85; 2: 79.5812; 2.1: 95.4014; 2.2: 4363.4925; 2.3: 83.4172; 2.4: -3489.783; 2.5: -66.7144
| 2 | 92.6 | 1: 90.385; 1.1: 876.023; 1.2: 1.1748; 1.3: 500.04; 1.4: 16.738; 1.5: 876.023; 1.6: 500.04; 1.7: 300.024; 1.8: 8.4594; 1.9: 2500.2; 2: 79.6242; 2.1: 95.4039; 2.2: 4368.0943; 2.3: 83.4601; 2.4: -3492.0713; 2.5: -66.7221
| 2 | 92.65 | 1: 90.5752; 1.1: 878.3406; 1.2: 1.1779; 1.3: 500.31; 1.4: 16.7732; 1.5: 878.3406; 1.6: 500.31; 1.7: 300.186; 1.8: 8.4594; 1.9: 2501.55; 2: 79.6672; 2.1: 95.4064; 2.2: 4372.6974; 2.3: 83.503; 2.4: -3494.3568; 2.5: -66.7298
| 2 | 92.7 | 1: 90.7656; 1.1: 880.6623; 1.2: 1.181; 1.3: 500.58; 1.4: 16.8084; 1.5: 880.6623; 1.6: 500.58; 1.7: 300.348; 1.8: 8.4594; 1.9: 2502.9; 2: 79.7102; 2.1: 95.409; 2.2: 4377.3019; 2.3: 83.5458; 2.4: -3496.6395; 2.5: -66.7374
| 2 | 92.75 | 1: 90.9563; 1.1: 882.9882; 1.2: 1.1841; 1.3: 500.85; 1.4: 16.8438; 1.5: 882.9882; 1.6: 500.85; 1.7: 300.51; 1.8: 8.4594; 1.9: 2504.25; 2: 79.7532; 2.1: 95.4115; 2.2: 4381.9077; 2.3: 83.5886; 2.4: -3498.9195; 2.5: -66.7449
| 2 | 92.8 | 1: 91.1471; 1.1: 885.3182; 1.2: 1.1872; 1.3: 501.12; 1.4: 16.8791; 1.5: 885.3182; 1.6: 501.12; 1.7: 300.672; 1.8: 8.4594; 1.9: 2505.6; 2: 79.7962; 2.1: 95.4141; 2.2: 4386.5148; 2.3: 83.6314; 2.4: -3501.1966; 2.5: -66.7523
| 2 | 92.85 | 1: 91.3382; 1.1: 887.6523; 1.2: 1.1904; 1.3: 501.39; 1.4: 16.9145; 1.5: 887.6523; 1.6: 501.39; 1.7: 300.834; 1.8: 8.4594; 1.9: 2506.95; 2: 79.8392; 2.1: 95.4167; 2.2: 4391.1232; 2.3: 83.6742; 2.4: -3503.4709; 2.5: -66.7597
| 2 | 92.9 | 1: 91.5295; 1.1: 889.9906; 1.2: 1.1935; 1.3: 501.66; 1.4: 16.9499; 1.5: 889.9906; 1.6: 501.66; 1.7: 300.996; 1.8: 8.4594; 1.9: 2508.3; 2: 79.8822; 2.1: 95.4193; 2.2: 4395.7329; 2.3: 83.717; 2.4: -3505.7424; 2.5: -66.767
| 2 | 92.95 | 1: 91.7211; 1.1: 892.333; 1.2: 1.1966; 1.3: 501.93; 1.4: 16.9854; 1.5: 892.333; 1.6: 501.93; 1.7: 301.158; 1.8: 8.4594; 1.9: 2509.65; 2: 79.9252; 2.1: 95.422; 2.2: 4400.344; 2.3: 83.7597; 2.4: -3508.011; 2.5: -66.7743
| 2 | 93 | 1: 91.9128; 1.1: 894.6795; 1.2: 1.1998; 1.3: 502.2; 1.4: 17.0209; 1.5: 894.6795; 1.6: 502.2; 1.7: 301.32; 1.8: 8.4594; 1.9: 2511; 2: 79.9682; 2.1: 95.4246; 2.2: 4404.9563; 2.3: 83.8024; 2.4: -3510.2768; 2.5: -66.7815
| 2 | 93.05 | 1: 92.1048; 1.1: 897.0302; 1.2: 1.2029; 1.3: 502.47; 1.4: 17.0564; 1.5: 897.0302; 1.6: 502.47; 1.7: 301.482; 1.8: 8.4594; 1.9: 2512.35; 2: 80.0111; 2.1: 95.4273; 2.2: 4409.5698; 2.3: 83.8451; 2.4: -3512.5397; 2.5: -66.7887
| 2 | 93.1 | 1: 92.297; 1.1: 899.385; 1.2: 1.2061; 1.3: 502.74; 1.4: 17.092; 1.5: 899.385; 1.6: 502.74; 1.7: 301.644; 1.8: 8.4594; 1.9: 2513.7; 2: 80.0541; 2.1: 95.43; 2.2: 4414.1847; 2.3: 83.8878; 2.4: -3514.7997; 2.5: -66.7957
| 2 | 93.15 | 1: 92.4894; 1.1: 901.744; 1.2: 1.2093; 1.3: 503.01; 1.4: 17.1277; 1.5: 901.744; 1.6: 503.01; 1.7: 301.806; 1.8: 8.4594; 1.9: 2515.05; 2: 80.0971; 2.1: 95.4328; 2.2: 4418.8008; 2.3: 83.9304; 2.4: -3517.0568; 2.5: -66.8028
| 2 | 93.2 | 1: 92.682; 1.1: 904.1072; 1.2: 1.2124; 1.3: 503.28; 1.4: 17.1633; 1.5: 904.1072; 1.6: 503.28; 1.7: 301.968; 1.8: 8.4594; 1.9: 2516.4; 2: 80.1401; 2.1: 95.4355; 2.2: 4423.4181; 2.3: 83.9731; 2.4: -3519.311; 2.5: -66.8097
| 2 | 93.25 | 1: 92.8749; 1.1: 906.4745; 1.2: 1.2156; 1.3: 503.55; 1.4: 17.1991; 1.5: 906.4745; 1.6: 503.55; 1.7: 302.13; 1.8: 8.4594; 1.9: 2517.75; 2: 80.1831; 2.1: 95.4383; 2.2: 4428.0367; 2.3: 84.0157; 2.4: -3521.5622; 2.5: -66.8166
| 2 | 93.3 | 1: 93.068; 1.1: 908.846; 1.2: 1.2188; 1.3: 503.82; 1.4: 17.2348; 1.5: 908.846; 1.6: 503.82; 1.7: 302.292; 1.8: 8.4594; 1.9: 2519.1; 2: 80.2261; 2.1: 95.4411; 2.2: 4432.6565; 2.3: 84.0582; 2.4: -3523.8105; 2.5: -66.8234
| 2 | 93.35 | 1: 93.2613; 1.1: 911.2217; 1.2: 1.222; 1.3: 504.09; 1.4: 17.2706; 1.5: 911.2217; 1.6: 504.09; 1.7: 302.454; 1.8: 8.4594; 1.9: 2520.45; 2: 80.2691; 2.1: 95.4439; 2.2: 4437.2775; 2.3: 84.1008; 2.4: -3526.0559; 2.5: -66.8302
| 2 | 93.4 | 1: 93.4548; 1.1: 913.6015; 1.2: 1.2252; 1.3: 504.36; 1.4: 17.3064; 1.5: 913.6015; 1.6: 504.36; 1.7: 302.616; 1.8: 8.4594; 1.9: 2521.8; 2: 80.3121; 2.1: 95.4468; 2.2: 4441.8998; 2.3: 84.1433; 2.4: -3528.2983; 2.5: -66.8369
| 2 | 93.45 | 1: 93.6485; 1.1: 915.9855; 1.2: 1.2284; 1.3: 504.63; 1.4: 17.3423; 1.5: 915.9855; 1.6: 504.63; 1.7: 302.778; 1.8: 8.4594; 1.9: 2523.15; 2: 80.3551; 2.1: 95.4496; 2.2: 4446.5232; 2.3: 84.1858; 2.4: -3530.5376; 2.5: -66.8435
| 2 | 93.5 | 1: 93.8425; 1.1: 918.3737; 1.2: 1.2316; 1.3: 504.9; 1.4: 17.3782; 1.5: 918.3737; 1.6: 504.9; 1.7: 302.94; 1.8: 8.4594; 1.9: 2524.5; 2: 80.3981; 2.1: 95.4525; 2.2: 4451.1478; 2.3: 84.2283; 2.4: -3532.774; 2.5: -66.8501
| 2 | 93.55 | 1: 94.0367; 1.1: 920.7661; 1.2: 1.2348; 1.3: 505.17; 1.4: 17.4142; 1.5: 920.7661; 1.6: 505.17; 1.7: 303.102; 1.8: 8.4594; 1.9: 2525.85; 2: 80.4411; 2.1: 95.4555; 2.2: 4455.7735; 2.3: 84.2708; 2.4: -3535.0074; 2.5: -66.8566
| 2 | 93.6 | 1: 94.231; 1.1: 923.1627; 1.2: 1.238; 1.3: 505.44; 1.4: 17.4502; 1.5: 923.1627; 1.6: 505.44; 1.7: 303.264; 1.8: 8.4594; 1.9: 2527.2; 2: 80.4841; 2.1: 95.4584; 2.2: 4460.4005; 2.3: 84.3133; 2.4: -3537.2377; 2.5: -66.8631
| 2 | 93.65 | 1: 94.4257; 1.1: 925.5635; 1.2: 1.2412; 1.3: 505.71; 1.4: 17.4862; 1.5: 925.5635; 1.6: 505.71; 1.7: 303.426; 1.8: 8.4594; 1.9: 2528.55; 2: 80.5271; 2.1: 95.4614; 2.2: 4465.0285; 2.3: 84.3557; 2.4: -3539.465; 2.5: -66.8694
| 2 | 93.7 | 1: 94.6205; 1.1: 927.9685; 1.2: 1.2444; 1.3: 505.98; 1.4: 17.5223; 1.5: 927.9685; 1.6: 505.98; 1.7: 303.588; 1.8: 8.4594; 1.9: 2529.9; 2: 80.5701; 2.1: 95.4643; 2.2: 4469.6578; 2.3: 84.3981; 2.4: -3541.6892; 2.5: -66.8758
| 2 | 93.75 | 1: 94.8156; 1.1: 930.3778; 1.2: 1.2477; 1.3: 506.25; 1.4: 17.5584; 1.5: 930.3778; 1.6: 506.25; 1.7: 303.75; 1.8: 8.4594; 1.9: 2531.25; 2: 80.6131; 2.1: 95.4674; 2.2: 4474.2881; 2.3: 84.4404; 2.4: -3543.9104; 2.5: -66.882
| 2 | 93.8 | 1: 95.0108; 1.1: 932.7912; 1.2: 1.2509; 1.3: 506.52; 1.4: 17.5946; 1.5: 932.7912; 1.6: 506.52; 1.7: 303.912; 1.8: 8.4594; 1.9: 2532.6; 2: 80.6561; 2.1: 95.4704; 2.2: 4478.9196; 2.3: 84.4828; 2.4: -3546.1284; 2.5: -66.8882
| 2 | 93.85 | 1: 95.2064; 1.1: 935.2088; 1.2: 1.2541; 1.3: 506.79; 1.4: 17.6308; 1.5: 935.2088; 1.6: 506.79; 1.7: 304.074; 1.8: 8.4594; 1.9: 2533.95; 2: 80.699; 2.1: 95.4734; 2.2: 4483.5522; 2.3: 84.5251; 2.4: -3548.3434; 2.5: -66.8943
| 2 | 93.9 | 1: 95.4021; 1.1: 937.6307; 1.2: 1.2574; 1.3: 507.06; 1.4: 17.6671; 1.5: 937.6307; 1.6: 507.06; 1.7: 304.236; 1.8: 8.4594; 1.9: 2535.3; 2: 80.742; 2.1: 95.4765; 2.2: 4488.1859; 2.3: 84.5674; 2.4: -3550.5552; 2.5: -66.9004
| 2 | 93.95 | 1: 95.598; 1.1: 940.0567; 1.2: 1.2606; 1.3: 507.33; 1.4: 17.7033; 1.5: 940.0567; 1.6: 507.33; 1.7: 304.398; 1.8: 8.4594; 1.9: 2536.65; 2: 80.785; 2.1: 95.4796; 2.2: 4492.8206; 2.3: 84.6097; 2.4: -3552.7639; 2.5: -66.9064
| 2 | 94 | 1: 95.7942; 1.1: 942.4871; 1.2: 1.2639; 1.3: 507.6; 1.4: 17.7397; 1.5: 942.4871; 1.6: 507.6; 1.7: 304.56; 1.8: 8.4594; 1.9: 2538; 2: 80.828; 2.1: 95.4828; 2.2: 4497.4565; 2.3: 84.6519; 2.4: -3554.9694; 2.5: -66.9123
| 2 | 94.05 | 1: 95.9906; 1.1: 944.9216; 1.2: 1.2672; 1.3: 507.87; 1.4: 17.776; 1.5: 944.9216; 1.6: 507.87; 1.7: 304.722; 1.8: 8.4594; 1.9: 2539.35; 2: 80.871; 2.1: 95.4859; 2.2: 4502.0934; 2.3: 84.6942; 2.4: -3557.1718; 2.5: -66.9181
| 2 | 94.1 | 1: 96.1872; 1.1: 947.3604; 1.2: 1.2704; 1.3: 508.14; 1.4: 17.8124; 1.5: 947.3604; 1.6: 508.14; 1.7: 304.884; 1.8: 8.4594; 1.9: 2540.7; 2: 80.914; 2.1: 95.4891; 2.2: 4506.7313; 2.3: 84.7364; 2.4: -3559.371; 2.5: -66.9239
| 2 | 94.15 | 1: 96.384; 1.1: 949.8034; 1.2: 1.2737; 1.3: 508.41; 1.4: 17.8489; 1.5: 949.8034; 1.6: 508.41; 1.7: 305.046; 1.8: 8.4594; 1.9: 2542.05; 2: 80.957; 2.1: 95.4923; 2.2: 4511.3703; 2.3: 84.7786; 2.4: -3561.5669; 2.5: -66.9297
| 2 | 94.2 | 1: 96.5811; 1.1: 952.2507; 1.2: 1.277; 1.3: 508.68; 1.4: 17.8854; 1.5: 952.2507; 1.6: 508.68; 1.7: 305.208; 1.8: 8.4594; 1.9: 2543.4; 2: 81; 2.1: 95.4956; 2.2: 4516.0104; 2.3: 84.8207; 2.4: -3563.7597; 2.5: -66.9353
| 2 | 94.25 | 1: 96.7783; 1.1: 954.7022; 1.2: 1.2803; 1.3: 508.95; 1.4: 17.9219; 1.5: 954.7022; 1.6: 508.95; 1.7: 305.37; 1.8: 8.4594; 1.9: 2544.75; 2: 81.043; 2.1: 95.4988; 2.2: 4520.6514; 2.3: 84.8628; 2.4: -3565.9493; 2.5: -66.9409
| 2 | 94.3 | 1: 96.9758; 1.1: 957.1579; 1.2: 1.2836; 1.3: 509.22; 1.4: 17.9585; 1.5: 957.1579; 1.6: 509.22; 1.7: 305.532; 1.8: 8.4594; 1.9: 2546.1; 2: 81.086; 2.1: 95.5021; 2.2: 4525.2935; 2.3: 84.9049; 2.4: -3568.1355; 2.5: -66.9464
| 2 | 94.35 | 1: 97.1736; 1.1: 959.618; 1.2: 1.2869; 1.3: 509.49; 1.4: 17.9951; 1.5: 959.618; 1.6: 509.49; 1.7: 305.694; 1.8: 8.4594; 1.9: 2547.45; 2: 81.129; 2.1: 95.5054; 2.2: 4529.9366; 2.3: 84.947; 2.4: -3570.3186; 2.5: -66.9519
| 2 | 94.4 | 1: 97.3715; 1.1: 962.0823; 1.2: 1.2902; 1.3: 509.76; 1.4: 18.0318; 1.5: 962.0823; 1.6: 509.76; 1.7: 305.856; 1.8: 8.4594; 1.9: 2548.8; 2: 81.172; 2.1: 95.5087; 2.2: 4534.5806; 2.3: 84.9891; 2.4: -3572.4983; 2.5: -66.9573
| 2 | 94.45 | 1: 97.5697; 1.1: 964.5508; 1.2: 1.2935; 1.3: 510.03; 1.4: 18.0685; 1.5: 964.5508; 1.6: 510.03; 1.7: 306.018; 1.8: 8.4594; 1.9: 2550.15; 2: 81.215; 2.1: 95.5121; 2.2: 4539.2256; 2.3: 85.0311; 2.4: -3574.6748; 2.5: -66.9626
| 2 | 94.5 | 1: 97.768; 1.1: 967.0236; 1.2: 1.2968; 1.3: 510.3; 1.4: 18.1052; 1.5: 967.0236; 1.6: 510.3; 1.7: 306.18; 1.8: 8.4594; 1.9: 2551.5; 2: 81.258; 2.1: 95.5155; 2.2: 4543.8716; 2.3: 85.0731; 2.4: -3576.848; 2.5: -66.9679
| 2 | 94.55 | 1: 97.9666; 1.1: 969.5007; 1.2: 1.3001; 1.3: 510.57; 1.4: 18.142; 1.5: 969.5007; 1.6: 510.57; 1.7: 306.342; 1.8: 8.4594; 1.9: 2552.85; 2: 81.301; 2.1: 95.5189; 2.2: 4548.5186; 2.3: 85.115; 2.4: -3579.0178; 2.5: -66.9731
| 2 | 94.6 | 1: 98.1655; 1.1: 971.9821; 1.2: 1.3034; 1.3: 510.84; 1.4: 18.1788; 1.5: 971.9821; 1.6: 510.84; 1.7: 306.504; 1.8: 8.4594; 1.9: 2554.2; 2: 81.3439; 2.1: 95.5224; 2.2: 4553.1664; 2.3: 85.157; 2.4: -3581.1843; 2.5: -66.9782
| 2 | 94.65 | 1: 98.3645; 1.1: 974.4678; 1.2: 1.3068; 1.3: 511.11; 1.4: 18.2157; 1.5: 974.4678; 1.6: 511.11; 1.7: 306.666; 1.8: 8.4594; 1.9: 2555.55; 2: 81.3869; 2.1: 95.5258; 2.2: 4557.8153; 2.3: 85.1989; 2.4: -3583.3475; 2.5: -66.9832
| 2 | 94.7 | 1: 98.5638; 1.1: 976.9577; 1.2: 1.3101; 1.3: 511.38; 1.4: 18.2526; 1.5: 976.9577; 1.6: 511.38; 1.7: 306.828; 1.8: 8.4594; 1.9: 2556.9; 2: 81.4299; 2.1: 95.5293; 2.2: 4562.465; 2.3: 85.2408; 2.4: -3585.5072; 2.5: -66.9882
| 2 | 94.75 | 1: 98.7633; 1.1: 979.452; 1.2: 1.3135; 1.3: 511.65; 1.4: 18.2895; 1.5: 979.452; 1.6: 511.65; 1.7: 306.99; 1.8: 8.4594; 1.9: 2558.25; 2: 81.4729; 2.1: 95.5328; 2.2: 4567.1156; 2.3: 85.2826; 2.4: -3587.6636; 2.5: -66.9931
| 2 | 94.8 | 1: 98.963; 1.1: 981.9505; 1.2: 1.3168; 1.3: 511.92; 1.4: 18.3265; 1.5: 981.9505; 1.6: 511.92; 1.7: 307.152; 1.8: 8.4594; 1.9: 2559.6; 2: 81.5159; 2.1: 95.5364; 2.2: 4571.7671; 2.3: 85.3245; 2.4: -3589.8166; 2.5: -66.998
| 2 | 94.85 | 1: 99.1629; 1.1: 984.4534; 1.2: 1.3202; 1.3: 512.19; 1.4: 18.3635; 1.5: 984.4534; 1.6: 512.19; 1.7: 307.314; 1.8: 8.4594; 1.9: 2560.95; 2: 81.5589; 2.1: 95.54; 2.2: 4576.4195; 2.3: 85.3663; 2.4: -3591.9662; 2.5: -67.0028
| 2 | 94.9 | 1: 99.3631; 1.1: 986.9605; 1.2: 1.3235; 1.3: 512.46; 1.4: 18.4006; 1.5: 986.9605; 1.6: 512.46; 1.7: 307.476; 1.8: 8.4594; 1.9: 2562.3; 2: 81.6019; 2.1: 95.5436; 2.2: 4581.0728; 2.3: 85.4081; 2.4: -3594.1123; 2.5: -67.0075
| 2 | 94.95 | 1: 99.5635; 1.1: 989.4719; 1.2: 1.3269; 1.3: 512.73; 1.4: 18.4377; 1.5: 989.4719; 1.6: 512.73; 1.7: 307.638; 1.8: 8.4594; 1.9: 2563.65; 2: 81.6449; 2.1: 95.5472; 2.2: 4585.727; 2.3: 85.4498; 2.4: -3596.255; 2.5: -67.0121
| 2 | 95 | 1: 99.7641; 1.1: 991.9877; 1.2: 1.3303; 1.3: 513; 1.4: 18.4748; 1.5: 991.9877; 1.6: 513; 1.7: 307.8; 1.8: 8.4594; 1.9: 2565; 2: 81.6879; 2.1: 95.5509; 2.2: 4590.3819; 2.3: 85.4915; 2.4: -3598.3942; 2.5: -67.0167
| 2 | 95.05 | 1: 99.9649; 1.1: 994.5078; 1.2: 1.3337; 1.3: 513.27; 1.4: 18.512; 1.5: 994.5078; 1.6: 513.27; 1.7: 307.962; 1.8: 8.4594; 1.9: 2566.35; 2: 81.7309; 2.1: 95.5546; 2.2: 4595.0377; 2.3: 85.5332; 2.4: -3600.53; 2.5: -67.0212
| 2 | 95.1 | 1: 100.166; 1.1: 997.0322; 1.2: 1.337; 1.3: 513.54; 1.4: 18.5493; 1.5: 997.0322; 1.6: 513.54; 1.7: 308.124; 1.8: 8.4594; 1.9: 2567.7; 2: 81.7739; 2.1: 95.5583; 2.2: 4599.6944; 2.3: 85.5749; 2.4: -3602.6622; 2.5: -67.0256
| 2 | 95.15 | 1: 100.3673; 1.1: 999.5609; 1.2: 1.3404; 1.3: 513.81; 1.4: 18.5865; 1.5: 999.5609; 1.6: 513.81; 1.7: 308.286; 1.8: 8.4594; 1.9: 2569.05; 2: 81.8169; 2.1: 95.562; 2.2: 4604.3518; 2.3: 85.6165; 2.4: -3604.7909; 2.5: -67.03
| 2 | 95.2 | 1: 100.5688; 1.1: 1002.094; 1.2: 1.3438; 1.3: 514.08; 1.4: 18.6238; 1.5: 1002.094; 1.6: 514.08; 1.7: 308.448; 1.8: 8.4594; 1.9: 2570.4; 2: 81.8599; 2.1: 95.5658; 2.2: 4609.0101; 2.3: 85.6581; 2.4: -3606.9161; 2.5: -67.0343
| 2 | 95.25 | 1: 100.7705; 1.1: 1004.6314; 1.2: 1.3472; 1.3: 514.35; 1.4: 18.6612; 1.5: 1004.6314; 1.6: 514.35; 1.7: 308.61; 1.8: 8.4594; 1.9: 2571.75; 2: 81.9029; 2.1: 95.5696; 2.2: 4613.6691; 2.3: 85.6997; 2.4: -3609.0377; 2.5: -67.0385
| 2 | 95.3 | 1: 100.9724; 1.1: 1007.1731; 1.2: 1.3506; 1.3: 514.62; 1.4: 18.6986; 1.5: 1007.1731; 1.6: 514.62; 1.7: 308.772; 1.8: 8.4594; 1.9: 2573.1; 2: 81.9459; 2.1: 95.5734; 2.2: 4618.3289; 2.3: 85.7412; 2.4: -3611.1557; 2.5: -67.0426
| 2 | 95.35 | 1: 101.1746; 1.1: 1009.7192; 1.2: 1.3541; 1.3: 514.89; 1.4: 18.736; 1.5: 1009.7192; 1.6: 514.89; 1.7: 308.934; 1.8: 8.4594; 1.9: 2574.45; 2: 81.9889; 2.1: 95.5773; 2.2: 4622.9894; 2.3: 85.7828; 2.4: -3613.2702; 2.5: -67.0467
| 2 | 95.4 | 1: 101.377; 1.1: 1012.2696; 1.2: 1.3575; 1.3: 515.16; 1.4: 18.7735; 1.5: 1012.2696; 1.6: 515.16; 1.7: 309.096; 1.8: 8.4594; 1.9: 2575.8; 2: 82.0318; 2.1: 95.5812; 2.2: 4627.6507; 2.3: 85.8243; 2.4: -3615.3811; 2.5: -67.0507
| 2 | 95.45 | 1: 101.5796; 1.1: 1014.8244; 1.2: 1.3609; 1.3: 515.43; 1.4: 18.811; 1.5: 1014.8244; 1.6: 515.43; 1.7: 309.258; 1.8: 8.4594; 1.9: 2577.15; 2: 82.0748; 2.1: 95.5851; 2.2: 4632.3128; 2.3: 85.8657; 2.4: -3617.4884; 2.5: -67.0547
| 2 | 95.5 | 1: 101.7825; 1.1: 1017.3835; 1.2: 1.3643; 1.3: 515.7; 1.4: 18.8486; 1.5: 1017.3835; 1.6: 515.7; 1.7: 309.42; 1.8: 8.4594; 1.9: 2578.5; 2: 82.1178; 2.1: 95.5891; 2.2: 4636.9755; 2.3: 85.9071; 2.4: -3619.592; 2.5: -67.0585
| 2 | 95.55 | 1: 101.9855; 1.1: 1019.947; 1.2: 1.3678; 1.3: 515.97; 1.4: 18.8862; 1.5: 1019.947; 1.6: 515.97; 1.7: 309.582; 1.8: 8.4594; 1.9: 2579.85; 2: 82.1608; 2.1: 95.593; 2.2: 4641.639; 2.3: 85.9485; 2.4: -3621.6919; 2.5: -67.0623
| 2 | 95.6 | 1: 102.1888; 1.1: 1022.5149; 1.2: 1.3712; 1.3: 516.24; 1.4: 18.9239; 1.5: 1022.5149; 1.6: 516.24; 1.7: 309.744; 1.8: 8.4594; 1.9: 2581.2; 2: 82.2038; 2.1: 95.5971; 2.2: 4646.3031; 2.3: 85.9899; 2.4: -3623.7882; 2.5: -67.0661
| 2 | 95.65 | 1: 102.3923; 1.1: 1025.0871; 1.2: 1.3747; 1.3: 516.51; 1.4: 18.9615; 1.5: 1025.0871; 1.6: 516.51; 1.7: 309.906; 1.8: 8.4594; 1.9: 2582.55; 2: 82.2468; 2.1: 95.6011; 2.2: 4650.968; 2.3: 86.0312; 2.4: -3625.8808; 2.5: -67.0697
| 2 | 95.7 | 1: 102.5961; 1.1: 1027.6637; 1.2: 1.3781; 1.3: 516.78; 1.4: 18.9993; 1.5: 1027.6637; 1.6: 516.78; 1.7: 310.068; 1.8: 8.4594; 1.9: 2583.9; 2: 82.2898; 2.1: 95.6052; 2.2: 4655.6335; 2.3: 86.0726; 2.4: -3627.9698; 2.5: -67.0733
| 2 | 95.75 | 1: 102.8; 1.1: 1030.2447; 1.2: 1.3816; 1.3: 517.05; 1.4: 19.037; 1.5: 1030.2447; 1.6: 517.05; 1.7: 310.23; 1.8: 8.4594; 1.9: 2585.25; 2: 82.3328; 2.1: 95.6093; 2.2: 4660.2996; 2.3: 86.1138; 2.4: -3630.0549; 2.5: -67.0768
| 2 | 95.8 | 1: 103.0042; 1.1: 1032.83; 1.2: 1.385; 1.3: 517.32; 1.4: 19.0749; 1.5: 1032.83; 1.6: 517.32; 1.7: 310.392; 1.8: 8.4594; 1.9: 2586.6; 2: 82.3758; 2.1: 95.6134; 2.2: 4664.9664; 2.3: 86.1551; 2.4: -3632.1364; 2.5: -67.0802
| 2 | 95.85 | 1: 103.2086; 1.1: 1035.4198; 1.2: 1.3885; 1.3: 517.59; 1.4: 19.1127; 1.5: 1035.4198; 1.6: 517.59; 1.7: 310.554; 1.8: 8.4594; 1.9: 2587.95; 2: 82.4188; 2.1: 95.6176; 2.2: 4669.6339; 2.3: 86.1963; 2.4: -3634.2141; 2.5: -67.0836
| 2 | 95.9 | 1: 103.4132; 1.1: 1038.0139; 1.2: 1.392; 1.3: 517.86; 1.4: 19.1506; 1.5: 1038.0139; 1.6: 517.86; 1.7: 310.716; 1.8: 8.4594; 1.9: 2589.3; 2: 82.4618; 2.1: 95.6218; 2.2: 4674.3019; 2.3: 86.2375; 2.4: -3636.288; 2.5: -67.0869
| 2 | 95.95 | 1: 103.6181; 1.1: 1040.6124; 1.2: 1.3955; 1.3: 518.13; 1.4: 19.1885; 1.5: 1040.6124; 1.6: 518.13; 1.7: 310.878; 1.8: 8.4594; 1.9: 2590.65; 2: 82.5048; 2.1: 95.626; 2.2: 4678.9706; 2.3: 86.2786; 2.4: -3638.3581; 2.5: -67.0901
| 2 | 96 | 1: 103.8232; 1.1: 1043.2154; 1.2: 1.399; 1.3: 518.4; 1.4: 19.2265; 1.5: 1043.2154; 1.6: 518.4; 1.7: 311.04; 1.8: 8.4594; 1.9: 2592; 2: 82.5478; 2.1: 95.6302; 2.2: 4683.6398; 2.3: 86.3197; 2.4: -3640.4245; 2.5: -67.0932
| 2 | 96.05 | 1: 104.0285; 1.1: 1045.8227; 1.2: 1.4025; 1.3: 518.67; 1.4: 19.2645; 1.5: 1045.8227; 1.6: 518.67; 1.7: 311.202; 1.8: 8.4594; 1.9: 2593.35; 2: 82.5908; 2.1: 95.6345; 2.2: 4688.3096; 2.3: 86.3608; 2.4: -3642.4869; 2.5: -67.0963
| 2 | 96.1 | 1: 104.234; 1.1: 1048.4344; 1.2: 1.406; 1.3: 518.94; 1.4: 19.3026; 1.5: 1048.4344; 1.6: 518.94; 1.7: 311.364; 1.8: 8.4594; 1.9: 2594.7; 2: 82.6338; 2.1: 95.6388; 2.2: 4692.98; 2.3: 86.4019; 2.4: -3644.5456; 2.5: -67.0993
| 2 | 96.15 | 1: 104.4398; 1.1: 1051.0506; 1.2: 1.4095; 1.3: 519.21; 1.4: 19.3407; 1.5: 1051.0506; 1.6: 519.21; 1.7: 311.526; 1.8: 8.4594; 1.9: 2596.05; 2: 82.6768; 2.1: 95.6432; 2.2: 4697.651; 2.3: 86.4429; 2.4: -3646.6004; 2.5: -67.1022
| 2 | 96.2 | 1: 104.6458; 1.1: 1053.6711; 1.2: 1.413; 1.3: 519.48; 1.4: 19.3788; 1.5: 1053.6711; 1.6: 519.48; 1.7: 311.688; 1.8: 8.4594; 1.9: 2597.4; 2: 82.7197; 2.1: 95.6476; 2.2: 4702.3224; 2.3: 86.4839; 2.4: -3648.6513; 2.5: -67.105
| 2 | 96.25 | 1: 104.852; 1.1: 1056.2961; 1.2: 1.4165; 1.3: 519.75; 1.4: 19.417; 1.5: 1056.2961; 1.6: 519.75; 1.7: 311.85; 1.8: 8.4594; 1.9: 2598.75; 2: 82.7627; 2.1: 95.652; 2.2: 4706.9944; 2.3: 86.5248; 2.4: -3650.6983; 2.5: -67.1078
| 2 | 96.3 | 1: 105.0584; 1.1: 1058.9255; 1.2: 1.42; 1.3: 520.02; 1.4: 19.4553; 1.5: 1058.9255; 1.6: 520.02; 1.7: 312.012; 1.8: 8.4594; 1.9: 2600.1; 2: 82.8057; 2.1: 95.6565; 2.2: 4711.6669; 2.3: 86.5658; 2.4: -3652.7414; 2.5: -67.1105
| 2 | 96.35 | 1: 105.265; 1.1: 1061.5594; 1.2: 1.4236; 1.3: 520.29; 1.4: 19.4935; 1.5: 1061.5594; 1.6: 520.29; 1.7: 312.174; 1.8: 8.4594; 1.9: 2601.45; 2: 82.8487; 2.1: 95.6609; 2.2: 4716.3399; 2.3: 86.6066; 2.4: -3654.7805; 2.5: -67.1131
| 2 | 96.4 | 1: 105.4719; 1.1: 1064.1976; 1.2: 1.4271; 1.3: 520.56; 1.4: 19.5318; 1.5: 1064.1976; 1.6: 520.56; 1.7: 312.336; 1.8: 8.4594; 1.9: 2602.8; 2: 82.8917; 2.1: 95.6654; 2.2: 4721.0134; 2.3: 86.6475; 2.4: -3656.8158; 2.5: -67.1157
| 2 | 96.45 | 1: 105.679; 1.1: 1066.8403; 1.2: 1.4307; 1.3: 520.83; 1.4: 19.5702; 1.5: 1066.8403; 1.6: 520.83; 1.7: 312.498; 1.8: 8.4594; 1.9: 2604.15; 2: 82.9347; 2.1: 95.67; 2.2: 4725.6873; 2.3: 86.6883; 2.4: -3658.847; 2.5: -67.1181
| 2 | 96.5 | 1: 105.8864; 1.1: 1069.4875; 1.2: 1.4342; 1.3: 521.1; 1.4: 19.6086; 1.5: 1069.4875; 1.6: 521.1; 1.7: 312.66; 1.8: 8.4594; 1.9: 2605.5; 2: 82.9777; 2.1: 95.6746; 2.2: 4730.3617; 2.3: 86.7291; 2.4: -3660.8742; 2.5: -67.1205
| 2 | 96.55 | 1: 106.0939; 1.1: 1072.1391; 1.2: 1.4378; 1.3: 521.37; 1.4: 19.647; 1.5: 1072.1391; 1.6: 521.37; 1.7: 312.822; 1.8: 8.4594; 1.9: 2606.85; 2: 83.0207; 2.1: 95.6792; 2.2: 4735.0366; 2.3: 86.7699; 2.4: -3662.8975; 2.5: -67.1228
| 2 | 96.6 | 1: 106.3017; 1.1: 1074.7951; 1.2: 1.4413; 1.3: 521.64; 1.4: 19.6855; 1.5: 1074.7951; 1.6: 521.64; 1.7: 312.984; 1.8: 8.4594; 1.9: 2608.2; 2: 83.0637; 2.1: 95.6838; 2.2: 4739.7118; 2.3: 86.8106; 2.4: -3664.9167; 2.5: -67.1251
| 2 | 96.65 | 1: 106.5097; 1.1: 1077.4556; 1.2: 1.4449; 1.3: 521.91; 1.4: 19.724; 1.5: 1077.4556; 1.6: 521.91; 1.7: 313.146; 1.8: 8.4594; 1.9: 2609.55; 2: 83.1067; 2.1: 95.6885; 2.2: 4744.3875; 2.3: 86.8513; 2.4: -3666.9319; 2.5: -67.1272
| 2 | 96.7 | 1: 106.7179; 1.1: 1080.1206; 1.2: 1.4485; 1.3: 522.18; 1.4: 19.7626; 1.5: 1080.1206; 1.6: 522.18; 1.7: 313.308; 1.8: 8.4594; 1.9: 2610.9; 2: 83.1497; 2.1: 95.6932; 2.2: 4749.0636; 2.3: 86.8919; 2.4: -3668.943; 2.5: -67.1293
| 2 | 96.75 | 1: 106.9264; 1.1: 1082.79; 1.2: 1.452; 1.3: 522.45; 1.4: 19.8012; 1.5: 1082.79; 1.6: 522.45; 1.7: 313.47; 1.8: 8.4594; 1.9: 2612.25; 2: 83.1927; 2.1: 95.698; 2.2: 4753.74; 2.3: 86.9325; 2.4: -3670.95; 2.5: -67.1313
| 2 | 96.8 | 1: 107.1351; 1.1: 1085.4639; 1.2: 1.4556; 1.3: 522.72; 1.4: 19.8398; 1.5: 1085.4639; 1.6: 522.72; 1.7: 313.632; 1.8: 8.4594; 1.9: 2613.6; 2: 83.2357; 2.1: 95.7028; 2.2: 4758.4168; 2.3: 86.9731; 2.4: -3672.9529; 2.5: -67.1333
| 2 | 96.85 | 1: 107.344; 1.1: 1088.1423; 1.2: 1.4592; 1.3: 522.99; 1.4: 19.8785; 1.5: 1088.1423; 1.6: 522.99; 1.7: 313.794; 1.8: 8.4594; 1.9: 2614.95; 2: 83.2787; 2.1: 95.7076; 2.2: 4763.094; 2.3: 87.0136; 2.4: -3674.9517; 2.5: -67.1351
| 2 | 96.9 | 1: 107.5531; 1.1: 1090.8251; 1.2: 1.4628; 1.3: 523.26; 1.4: 19.9172; 1.5: 1090.8251; 1.6: 523.26; 1.7: 313.956; 1.8: 8.4594; 1.9: 2616.3; 2: 83.3217; 2.1: 95.7124; 2.2: 4767.7715; 2.3: 87.0542; 2.4: -3676.9464; 2.5: -67.1369
| 2 | 96.95 | 1: 107.7625; 1.1: 1093.5124; 1.2: 1.4664; 1.3: 523.53; 1.4: 19.956; 1.5: 1093.5124; 1.6: 523.53; 1.7: 314.118; 1.8: 8.4594; 1.9: 2617.65; 2: 83.3646; 2.1: 95.7173; 2.2: 4772.4493; 2.3: 87.0946; 2.4: -3678.9369; 2.5: -67.1386
| 2 | 97 | 1: 107.9721; 1.1: 1096.2043; 1.2: 1.47; 1.3: 523.8; 1.4: 19.9948; 1.5: 1096.2043; 1.6: 523.8; 1.7: 314.28; 1.8: 8.4594; 1.9: 2619; 2: 83.4076; 2.1: 95.7223; 2.2: 4777.1275; 2.3: 87.1351; 2.4: -3680.9232; 2.5: -67.1402
| 2 | 97.05 | 1: 108.1819; 1.1: 1098.9005; 1.2: 1.4736; 1.3: 524.07; 1.4: 20.0337; 1.5: 1098.9005; 1.6: 524.07; 1.7: 314.442; 1.8: 8.4594; 1.9: 2620.35; 2: 83.4506; 2.1: 95.7272; 2.2: 4781.8059; 2.3: 87.1755; 2.4: -3682.9054; 2.5: -67.1418
| 2 | 97.1 | 1: 108.3919; 1.1: 1101.6013; 1.2: 1.4773; 1.3: 524.34; 1.4: 20.0726; 1.5: 1101.6013; 1.6: 524.34; 1.7: 314.604; 1.8: 8.4594; 1.9: 2621.7; 2: 83.4936; 2.1: 95.7322; 2.2: 4786.4846; 2.3: 87.2158; 2.4: -3684.8833; 2.5: -67.1432
| 2 | 97.15 | 1: 108.6022; 1.1: 1104.3066; 1.2: 1.4809; 1.3: 524.61; 1.4: 20.1115; 1.5: 1104.3066; 1.6: 524.61; 1.7: 314.766; 1.8: 8.4594; 1.9: 2623.05; 2: 83.5366; 2.1: 95.7372; 2.2: 4791.1636; 2.3: 87.2561; 2.4: -3686.857; 2.5: -67.1446
| 2 | 97.2 | 1: 108.8127; 1.1: 1107.0164; 1.2: 1.4845; 1.3: 524.88; 1.4: 20.1505; 1.5: 1107.0164; 1.6: 524.88; 1.7: 314.928; 1.8: 8.4594; 1.9: 2624.4; 2: 83.5796; 2.1: 95.7423; 2.2: 4795.8428; 2.3: 87.2964; 2.4: -3688.8264; 2.5: -67.1459
| 2 | 97.25 | 1: 109.0234; 1.1: 1109.7307; 1.2: 1.4882; 1.3: 525.15; 1.4: 20.1895; 1.5: 1109.7307; 1.6: 525.15; 1.7: 315.09; 1.8: 8.4594; 1.9: 2625.75; 2: 83.6226; 2.1: 95.7474; 2.2: 4800.5223; 2.3: 87.3367; 2.4: -3690.7916; 2.5: -67.1472
| 2 | 97.3 | 1: 109.2343; 1.1: 1112.4495; 1.2: 1.4918; 1.3: 525.42; 1.4: 20.2286; 1.5: 1112.4495; 1.6: 525.42; 1.7: 315.252; 1.8: 8.4594; 1.9: 2627.1; 2: 83.6656; 2.1: 95.7525; 2.2: 4805.202; 2.3: 87.3769; 2.4: -3692.7525; 2.5: -67.1483
| 2 | 97.35 | 1: 109.4455; 1.1: 1115.1728; 1.2: 1.4955; 1.3: 525.69; 1.4: 20.2677; 1.5: 1115.1728; 1.6: 525.69; 1.7: 315.414; 1.8: 8.4594; 1.9: 2628.45; 2: 83.7086; 2.1: 95.7577; 2.2: 4809.8819; 2.3: 87.4171; 2.4: -3694.709; 2.5: -67.1494
| 2 | 97.4 | 1: 109.6569; 1.1: 1117.9007; 1.2: 1.4991; 1.3: 525.96; 1.4: 20.3068; 1.5: 1117.9007; 1.6: 525.96; 1.7: 315.576; 1.8: 8.4594; 1.9: 2629.8; 2: 83.7516; 2.1: 95.7629; 2.2: 4814.562; 2.3: 87.4572; 2.4: -3696.6613; 2.5: -67.1504
| 2 | 97.45 | 1: 109.8685; 1.1: 1120.6331; 1.2: 1.5028; 1.3: 526.23; 1.4: 20.346; 1.5: 1120.6331; 1.6: 526.23; 1.7: 315.738; 1.8: 8.4594; 1.9: 2631.15; 2: 83.7946; 2.1: 95.7682; 2.2: 4819.2422; 2.3: 87.4973; 2.4: -3698.6092; 2.5: -67.1513
| 2 | 97.5 | 1: 110.0803; 1.1: 1123.37; 1.2: 1.5065; 1.3: 526.5; 1.4: 20.3852; 1.5: 1123.37; 1.6: 526.5; 1.7: 315.9; 1.8: 8.4594; 1.9: 2632.5; 2: 83.8376; 2.1: 95.7735; 2.2: 4823.9226; 2.3: 87.5374; 2.4: -3700.5527; 2.5: -67.1521
| 2 | 97.55 | 1: 110.2924; 1.1: 1126.1114; 1.2: 1.5101; 1.3: 526.77; 1.4: 20.4245; 1.5: 1126.1114; 1.6: 526.77; 1.7: 316.062; 1.8: 8.4594; 1.9: 2633.85; 2: 83.8806; 2.1: 95.7788; 2.2: 4828.6032; 2.3: 87.5774; 2.4: -3702.4918; 2.5: -67.1529
| 2 | 97.6 | 1: 110.5047; 1.1: 1128.8574; 1.2: 1.5138; 1.3: 527.04; 1.4: 20.4638; 1.5: 1128.8574; 1.6: 527.04; 1.7: 316.224; 1.8: 8.4594; 1.9: 2635.2; 2: 83.9236; 2.1: 95.7841; 2.2: 4833.2839; 2.3: 87.6174; 2.4: -3704.4265; 2.5: -67.1536
| 2 | 97.65 | 1: 110.7173; 1.1: 1131.6079; 1.2: 1.5175; 1.3: 527.31; 1.4: 20.5032; 1.5: 1131.6079; 1.6: 527.31; 1.7: 316.386; 1.8: 8.4594; 1.9: 2636.55; 2: 83.9666; 2.1: 95.7895; 2.2: 4837.9647; 2.3: 87.6573; 2.4: -3706.3568; 2.5: -67.1541
| 2 | 97.7 | 1: 110.93; 1.1: 1134.3629; 1.2: 1.5212; 1.3: 527.58; 1.4: 20.5426; 1.5: 1134.3629; 1.6: 527.58; 1.7: 316.548; 1.8: 8.4594; 1.9: 2637.9; 2: 84.0096; 2.1: 95.795; 2.2: 4842.6456; 2.3: 87.6972; 2.4: -3708.2826; 2.5: -67.1547
| 2 | 97.75 | 1: 111.143; 1.1: 1137.1225; 1.2: 1.5249; 1.3: 527.85; 1.4: 20.582; 1.5: 1137.1225; 1.6: 527.85; 1.7: 316.71; 1.8: 8.4594; 1.9: 2639.25; 2: 84.0525; 2.1: 95.8004; 2.2: 4847.3265; 2.3: 87.7371; 2.4: -3710.204; 2.5: -67.1551
| 2 | 97.8 | 1: 111.3562; 1.1: 1139.8867; 1.2: 1.5286; 1.3: 528.12; 1.4: 20.6215; 1.5: 1139.8867; 1.6: 528.12; 1.7: 316.872; 1.8: 8.4594; 1.9: 2640.6; 2: 84.0955; 2.1: 95.806; 2.2: 4852.0076; 2.3: 87.7769; 2.4: -3712.1209; 2.5: -67.1554
| 2 | 97.85 | 1: 111.5696; 1.1: 1142.6554; 1.2: 1.5323; 1.3: 528.39; 1.4: 20.661; 1.5: 1142.6554; 1.6: 528.39; 1.7: 317.034; 1.8: 8.4594; 1.9: 2641.95; 2: 84.1385; 2.1: 95.8115; 2.2: 4856.6887; 2.3: 87.8167; 2.4: -3714.0333; 2.5: -67.1557
| 2 | 97.9 | 1: 111.7833; 1.1: 1145.4287; 1.2: 1.536; 1.3: 528.66; 1.4: 20.7006; 1.5: 1145.4287; 1.6: 528.66; 1.7: 317.196; 1.8: 8.4594; 1.9: 2643.3; 2: 84.1815; 2.1: 95.8171; 2.2: 4861.3698; 2.3: 87.8565; 2.4: -3715.9411; 2.5: -67.1559
| 2 | 97.95 | 1: 111.9972; 1.1: 1148.2065; 1.2: 1.5398; 1.3: 528.93; 1.4: 20.7402; 1.5: 1148.2065; 1.6: 528.93; 1.7: 317.358; 1.8: 8.4594; 1.9: 2644.65; 2: 84.2245; 2.1: 95.8227; 2.2: 4866.0509; 2.3: 87.8962; 2.4: -3717.8444; 2.5: -67.156
| 2 | 98 | 1: 112.2113; 1.1: 1150.989; 1.2: 1.5435; 1.3: 529.2; 1.4: 20.7799; 1.5: 1150.989; 1.6: 529.2; 1.7: 317.52; 1.8: 8.4594; 1.9: 2646; 2: 84.2675; 2.1: 95.8284; 2.2: 4870.7321; 2.3: 87.9359; 2.4: -3719.7431; 2.5: -67.156
| 2 | 98.05 | 1: 112.4257; 1.1: 1153.776; 1.2: 1.5472; 1.3: 529.47; 1.4: 20.8196; 1.5: 1153.776; 1.6: 529.47; 1.7: 317.682; 1.8: 8.4594; 1.9: 2647.35; 2: 84.3105; 2.1: 95.8341; 2.2: 4875.4132; 2.3: 87.9755; 2.4: -3721.6372; 2.5: -67.1559
| 2 | 98.1 | 1: 112.6403; 1.1: 1156.5676; 1.2: 1.551; 1.3: 529.74; 1.4: 20.8593; 1.5: 1156.5676; 1.6: 529.74; 1.7: 317.844; 1.8: 8.4594; 1.9: 2648.7; 2: 84.3535; 2.1: 95.8398; 2.2: 4880.0943; 2.3: 88.0151; 2.4: -3723.5267; 2.5: -67.1558
| 2 | 98.15 | 1: 112.8551; 1.1: 1159.3637; 1.2: 1.5547; 1.3: 530.01; 1.4: 20.8991; 1.5: 1159.3637; 1.6: 530.01; 1.7: 318.006; 1.8: 8.4594; 1.9: 2650.05; 2: 84.3965; 2.1: 95.8456; 2.2: 4884.7753; 2.3: 88.0546; 2.4: -3725.4116; 2.5: -67.1555
| 2 | 98.2 | 1: 113.0701; 1.1: 1162.1645; 1.2: 1.5585; 1.3: 530.28; 1.4: 20.9389; 1.5: 1162.1645; 1.6: 530.28; 1.7: 318.168; 1.8: 8.4594; 1.9: 2651.4; 2: 84.4395; 2.1: 95.8514; 2.2: 4889.4563; 2.3: 88.0941; 2.4: -3727.2918; 2.5: -67.1552
| 2 | 98.25 | 1: 113.2853; 1.1: 1164.9698; 1.2: 1.5623; 1.3: 530.55; 1.4: 20.9788; 1.5: 1164.9698; 1.6: 530.55; 1.7: 318.33; 1.8: 8.4594; 1.9: 2652.75; 2: 84.4825; 2.1: 95.8573; 2.2: 4894.1372; 2.3: 88.1336; 2.4: -3729.1674; 2.5: -67.1548
| 2 | 98.3 | 1: 113.5008; 1.1: 1167.7798; 1.2: 1.566; 1.3: 530.82; 1.4: 21.0187; 1.5: 1167.7798; 1.6: 530.82; 1.7: 318.492; 1.8: 8.4594; 1.9: 2654.1; 2: 84.5255; 2.1: 95.8632; 2.2: 4898.8181; 2.3: 88.173; 2.4: -3731.0383; 2.5: -67.1543
| 2 | 98.35 | 1: 113.7165; 1.1: 1170.5944; 1.2: 1.5698; 1.3: 531.09; 1.4: 21.0586; 1.5: 1170.5944; 1.6: 531.09; 1.7: 318.654; 1.8: 8.4594; 1.9: 2655.45; 2: 84.5685; 2.1: 95.8692; 2.2: 4903.4987; 2.3: 88.2124; 2.4: -3732.9044; 2.5: -67.1538
| 2 | 98.4 | 1: 113.9325; 1.1: 1173.4135; 1.2: 1.5736; 1.3: 531.36; 1.4: 21.0986; 1.5: 1173.4135; 1.6: 531.36; 1.7: 318.816; 1.8: 8.4594; 1.9: 2656.8; 2: 84.6115; 2.1: 95.8751; 2.2: 4908.1793; 2.3: 88.2517; 2.4: -3734.7658; 2.5: -67.1531
| 2 | 98.45 | 1: 114.1487; 1.1: 1176.2373; 1.2: 1.5774; 1.3: 531.63; 1.4: 21.1386; 1.5: 1176.2373; 1.6: 531.63; 1.7: 318.978; 1.8: 8.4594; 1.9: 2658.15; 2: 84.6545; 2.1: 95.8812; 2.2: 4912.8597; 2.3: 88.291; 2.4: -3736.6225; 2.5: -67.1524
| 2 | 98.5 | 1: 114.3651; 1.1: 1179.0657; 1.2: 1.5812; 1.3: 531.9; 1.4: 21.1787; 1.5: 1179.0657; 1.6: 531.9; 1.7: 319.14; 1.8: 8.4594; 1.9: 2659.5; 2: 84.6975; 2.1: 95.8872; 2.2: 4917.54; 2.3: 88.3303; 2.4: -3738.4743; 2.5: -67.1515
| 2 | 98.55 | 1: 114.5817; 1.1: 1181.8987; 1.2: 1.585; 1.3: 532.17; 1.4: 21.2188; 1.5: 1181.8987; 1.6: 532.17; 1.7: 319.302; 1.8: 8.4594; 1.9: 2660.85; 2: 84.7404; 2.1: 95.8934; 2.2: 4922.2201; 2.3: 88.3695; 2.4: -3740.3214; 2.5: -67.1506
| 2 | 98.6 | 1: 114.7985; 1.1: 1184.7363; 1.2: 1.5888; 1.3: 532.44; 1.4: 21.259; 1.5: 1184.7363; 1.6: 532.44; 1.7: 319.464; 1.8: 8.4594; 1.9: 2662.2; 2: 84.7834; 2.1: 95.8995; 2.2: 4926.9; 2.3: 88.4086; 2.4: -3742.1636; 2.5: -67.1496
| 2 | 98.65 | 1: 115.0156; 1.1: 1187.5786; 1.2: 1.5926; 1.3: 532.71; 1.4: 21.2992; 1.5: 1187.5786; 1.6: 532.71; 1.7: 319.626; 1.8: 8.4594; 1.9: 2663.55; 2: 84.8264; 2.1: 95.9057; 2.2: 4931.5796; 2.3: 88.4478; 2.4: -3744.001; 2.5: -67.1486
| 2 | 98.7 | 1: 115.2329; 1.1: 1190.4255; 1.2: 1.5964; 1.3: 532.98; 1.4: 21.3394; 1.5: 1190.4255; 1.6: 532.98; 1.7: 319.788; 1.8: 8.4594; 1.9: 2664.9; 2: 84.8694; 2.1: 95.9119; 2.2: 4936.2591; 2.3: 88.4868; 2.4: -3745.8336; 2.5: -67.1474
| 2 | 98.75 | 1: 115.4505; 1.1: 1193.277; 1.2: 1.6002; 1.3: 533.25; 1.4: 21.3797; 1.5: 1193.277; 1.6: 533.25; 1.7: 319.95; 1.8: 8.4594; 1.9: 2666.25; 2: 84.9124; 2.1: 95.9182; 2.2: 4940.9383; 2.3: 88.5259; 2.4: -3747.6612; 2.5: -67.1461
| 2 | 98.8 | 1: 115.6683; 1.1: 1196.1332; 1.2: 1.604; 1.3: 533.52; 1.4: 21.42; 1.5: 1196.1332; 1.6: 533.52; 1.7: 320.112; 1.8: 8.4594; 1.9: 2667.6; 2: 84.9554; 2.1: 95.9245; 2.2: 4945.6172; 2.3: 88.5649; 2.4: -3749.484; 2.5: -67.1448
| 2 | 98.85 | 1: 115.8863; 1.1: 1198.9941; 1.2: 1.6079; 1.3: 533.79; 1.4: 21.4604; 1.5: 1198.9941; 1.6: 533.79; 1.7: 320.274; 1.8: 8.4594; 1.9: 2668.95; 2: 84.9984; 2.1: 95.9309; 2.2: 4950.2959; 2.3: 88.6038; 2.4: -3751.3018; 2.5: -67.1434
| 2 | 98.9 | 1: 116.1045; 1.1: 1201.8595; 1.2: 1.6117; 1.3: 534.06; 1.4: 21.5008; 1.5: 1201.8595; 1.6: 534.06; 1.7: 320.436; 1.8: 8.4594; 1.9: 2670.3; 2: 85.0414; 2.1: 95.9373; 2.2: 4954.9742; 2.3: 88.6427; 2.4: -3753.1147; 2.5: -67.1419
| 2 | 98.95 | 1: 116.323; 1.1: 1204.7297; 1.2: 1.6156; 1.3: 534.33; 1.4: 21.5413; 1.5: 1204.7297; 1.6: 534.33; 1.7: 320.598; 1.8: 8.4594; 1.9: 2671.65; 2: 85.0844; 2.1: 95.9437; 2.2: 4959.6522; 2.3: 88.6815; 2.4: -3754.9225; 2.5: -67.1403
| 2 | 99 | 1: 116.5416; 1.1: 1207.6045; 1.2: 1.6194; 1.3: 534.6; 1.4: 21.5818; 1.5: 1207.6045; 1.6: 534.6; 1.7: 320.76; 1.8: 8.4594; 1.9: 2673; 2: 85.1274; 2.1: 95.9502; 2.2: 4964.3299; 2.3: 88.7204; 2.4: -3756.7254; 2.5: -67.1386
| 2 | 99.05 | 1: 116.7606; 1.1: 1210.484; 1.2: 1.6233; 1.3: 534.87; 1.4: 21.6223; 1.5: 1210.484; 1.6: 534.87; 1.7: 320.922; 1.8: 8.4594; 1.9: 2674.35; 2: 85.1704; 2.1: 95.9568; 2.2: 4969.0073; 2.3: 88.7591; 2.4: -3758.5233; 2.5: -67.1368
| 2 | 99.1 | 1: 116.9797; 1.1: 1213.3681; 1.2: 1.6272; 1.3: 535.14; 1.4: 21.6629; 1.5: 1213.3681; 1.6: 535.14; 1.7: 321.084; 1.8: 8.4594; 1.9: 2675.7; 2: 85.2134; 2.1: 95.9633; 2.2: 4973.6843; 2.3: 88.7978; 2.4: -3760.3162; 2.5: -67.1349
| 2 | 99.15 | 1: 117.1991; 1.1: 1216.2569; 1.2: 1.631; 1.3: 535.41; 1.4: 21.7035; 1.5: 1216.2569; 1.6: 535.41; 1.7: 321.246; 1.8: 8.4594; 1.9: 2677.05; 2: 85.2564; 2.1: 95.97; 2.2: 4978.3608; 2.3: 88.8365; 2.4: -3762.1039; 2.5: -67.133
| 2 | 99.2 | 1: 117.4187; 1.1: 1219.1504; 1.2: 1.6349; 1.3: 535.68; 1.4: 21.7442; 1.5: 1219.1504; 1.6: 535.68; 1.7: 321.408; 1.8: 8.4594; 1.9: 2678.4; 2: 85.2994; 2.1: 95.9766; 2.2: 4983.037; 2.3: 88.8751; 2.4: -3763.8866; 2.5: -67.1309
| 2 | 99.25 | 1: 117.6385; 1.1: 1222.0486; 1.2: 1.6388; 1.3: 535.95; 1.4: 21.7849; 1.5: 1222.0486; 1.6: 535.95; 1.7: 321.57; 1.8: 8.4594; 1.9: 2679.75; 2: 85.3424; 2.1: 95.9833; 2.2: 4987.7128; 2.3: 88.9137; 2.4: -3765.6642; 2.5: -67.1288
| 2 | 99.3 | 1: 117.8586; 1.1: 1224.9514; 1.2: 1.6427; 1.3: 536.22; 1.4: 21.8257; 1.5: 1224.9514; 1.6: 536.22; 1.7: 321.732; 1.8: 8.4594; 1.9: 2681.1; 2: 85.3854; 2.1: 95.9901; 2.2: 4992.3881; 2.3: 88.9523; 2.4: -3767.4367; 2.5: -67.1266
| 2 | 99.35 | 1: 118.0789; 1.1: 1227.859; 1.2: 1.6466; 1.3: 536.49; 1.4: 21.8665; 1.5: 1227.859; 1.6: 536.49; 1.7: 321.894; 1.8: 8.4594; 1.9: 2682.45; 2: 85.4283; 2.1: 95.9969; 2.2: 4997.063; 2.3: 88.9907; 2.4: -3769.204; 2.5: -67.1243
| 2 | 99.4 | 1: 118.2994; 1.1: 1230.7712; 1.2: 1.6505; 1.3: 536.76; 1.4: 21.9073; 1.5: 1230.7712; 1.6: 536.76; 1.7: 322.056; 1.8: 8.4594; 1.9: 2683.8; 2: 85.4713; 2.1: 96.0037; 2.2: 5001.7374; 2.3: 89.0292; 2.4: -3770.9662; 2.5: -67.1219
| 2 | 99.45 | 1: 118.5202; 1.1: 1233.6882; 1.2: 1.6544; 1.3: 537.03; 1.4: 21.9482; 1.5: 1233.6882; 1.6: 537.03; 1.7: 322.218; 1.8: 8.4594; 1.9: 2685.15; 2: 85.5143; 2.1: 96.0106; 2.2: 5006.4113; 2.3: 89.0676; 2.4: -3772.7231; 2.5: -67.1194
| 2 | 99.5 | 1: 118.7411; 1.1: 1236.6098; 1.2: 1.6583; 1.3: 537.3; 1.4: 21.9891; 1.5: 1236.6098; 1.6: 537.3; 1.7: 322.38; 1.8: 8.4594; 1.9: 2686.5; 2: 85.5573; 2.1: 96.0176; 2.2: 5011.0846; 2.3: 89.1059; 2.4: -3774.4748; 2.5: -67.1168
| 2 | 99.55 | 1: 118.9624; 1.1: 1239.5362; 1.2: 1.6622; 1.3: 537.57; 1.4: 22.0301; 1.5: 1239.5362; 1.6: 537.57; 1.7: 322.542; 1.8: 8.4594; 1.9: 2687.85; 2: 85.6003; 2.1: 96.0245; 2.2: 5015.7575; 2.3: 89.1442; 2.4: -3776.2213; 2.5: -67.1141
| 2 | 99.6 | 1: 119.1838; 1.1: 1242.4672; 1.2: 1.6662; 1.3: 537.84; 1.4: 22.0711; 1.5: 1242.4672; 1.6: 537.84; 1.7: 322.704; 1.8: 8.4594; 1.9: 2689.2; 2: 85.6433; 2.1: 96.0316; 2.2: 5020.4298; 2.3: 89.1825; 2.4: -3777.9625; 2.5: -67.1114
| 2 | 99.65 | 1: 119.4055; 1.1: 1245.403; 1.2: 1.6701; 1.3: 538.11; 1.4: 22.1121; 1.5: 1245.403; 1.6: 538.11; 1.7: 322.866; 1.8: 8.4594; 1.9: 2690.55; 2: 85.6863; 2.1: 96.0386; 2.2: 5025.1015; 2.3: 89.2207; 2.4: -3779.6985; 2.5: -67.1085
| 2 | 99.7 | 1: 119.6274; 1.1: 1248.3436; 1.2: 1.6741; 1.3: 538.38; 1.4: 22.1532; 1.5: 1248.3436; 1.6: 538.38; 1.7: 323.028; 1.8: 8.4594; 1.9: 2691.9; 2: 85.7293; 2.1: 96.0458; 2.2: 5029.7727; 2.3: 89.2588; 2.4: -3781.4291; 2.5: -67.1056
| 2 | 99.75 | 1: 119.8495; 1.1: 1251.2888; 1.2: 1.678; 1.3: 538.65; 1.4: 22.1944; 1.5: 1251.2888; 1.6: 538.65; 1.7: 323.19; 1.8: 8.4594; 1.9: 2693.25; 2: 85.7723; 2.1: 96.0529; 2.2: 5034.4432; 2.3: 89.2969; 2.4: -3783.1544; 2.5: -67.1025
| 2 | 99.8 | 1: 120.0719; 1.1: 1254.2388; 1.2: 1.682; 1.3: 538.92; 1.4: 22.2355; 1.5: 1254.2388; 1.6: 538.92; 1.7: 323.352; 1.8: 8.4594; 1.9: 2694.6; 2: 85.8153; 2.1: 96.0601; 2.2: 5039.1131; 2.3: 89.335; 2.4: -3784.8743; 2.5: -67.0994
| 2 | 99.85 | 1: 120.2945; 1.1: 1257.1935; 1.2: 1.6859; 1.3: 539.19; 1.4: 22.2768; 1.5: 1257.1935; 1.6: 539.19; 1.7: 323.514; 1.8: 8.4594; 1.9: 2695.95; 2: 85.8583; 2.1: 96.0674; 2.2: 5043.7824; 2.3: 89.373; 2.4: -3786.5889; 2.5: -67.0962
| 2 | 99.9 | 1: 120.5173; 1.1: 1260.1529; 1.2: 1.6899; 1.3: 539.46; 1.4: 22.318; 1.5: 1260.1529; 1.6: 539.46; 1.7: 323.676; 1.8: 8.4594; 1.9: 2697.3; 2: 85.9013; 2.1: 96.0747; 2.2: 5048.451; 2.3: 89.4109; 2.4: -3788.2981; 2.5: -67.0929
| 2 | 99.95 | 1: 120.7404; 1.1: 1263.1171; 1.2: 1.6939; 1.3: 539.73; 1.4: 22.3593; 1.5: 1263.1171; 1.6: 539.73; 1.7: 323.838; 1.8: 8.4594; 1.9: 2698.65; 2: 85.9443; 2.1: 96.0821; 2.2: 5053.1189; 2.3: 89.4488; 2.4: -3790.0018; 2.5: -67.0895
| #REF! | 100 | 1: 120.9636; 1.1: 1266.0861; 1.2: 1.6978; 1.3: 540; 1.4: 22.4007; 1.5: 1266.0861; 1.6: 540; 1.7: 324; 1.8: 8.4594; 1.9: 2700; 2: 85.9873; 2.1: 96.0895; 2.2: 5057.7862; 2.3: 89.4867; 2.4: -3791.7001; 2.5: -67.086
y = 0,00000000119560081800x5 - 0,00000019088655511812x4 + 0,00000447593918551092x3 + 0,03497978836213630000x2 - 3,75196654701381000000x + 101,00099999982900000000
WIND SPEED m/s
| 5 |  | 1: συναρτηση με; 1.3: "Power shaft"; 1.4: "Power shaft"; 1.5: "Power shaft"; 1.9: Electric; 2: συναρτηση; 2.2: Power; 2.3: Torque
|  |  | βαση τις στροφές |  |  | rotation speed | torque | power |  |  |  | energy | Torque |  | supply | supply
|  | Turbine | 1: Turbine; 1.1: Turbine; 1.2: Turbine; 1.3: after; 1.4: after; 1.5: after; 1.6: Generators; 1.7: Generators; 1.8: Generators; 1.9: from; 2: output from; 2.1: συνάρτηση; 2.2: to; 2.3: to; 2.4: Rest of; 2.5: Rest of
|  | speed | 1: torque; 1.1: power; 1.2: power; 1.3: transmission; 1.4: transmission; 1.5: transmission; 1.6: speed; 1.7: voltage; 1.8: current; 1.9: generator; 2: generator; 2.1: Efficiency; 2.2: generator; 2.3: generator; 2.4: power; 2.5: torque
|  | rpm | 1: Nm; 1.1: watt; 1.2: Hp; 1.3: rpm; 1.4: Nm; 1.5: watt; 1.6: rpm; 1.7: acv; 1.8: ampere; 1.9: watt/hour; 2: Nm; 2.1: %; 2.2: watt; 2.3: Nm; 2.4: watt; 2.5: Nm
| 1 | 2 | 1: 3; 1.1: 4; 1.2: 5; 1.3: 6; 1.4: 7; 1.5: 8; 1.6: 9; 1.7: 10; 1.8: 11; 1.9: 12; 2: 13; 2.1: 14; 2.2: 15; 2.3: 16
8140 το 10140 | 1 | 0 | 1: 101.001; 1.1: 0; 1.2: 0; 1.3: 0; 1.4: 18.7039; 1.5: 0; 1.6: 0; 1.7: 0; 1.8: 0; 1.9: 0; 2: 0; 2.1: 74.5037; 2.2: 0; 2.3: 0; 2.4: 0; 2.5: 18.7039
| 1 | 0.05 | 1: 100.8135; 1.1: 0.52759; 1.2: 0.00070751; 1.3: 0.27; 1.4: 18.6692; 1.5: 0.52759; 1.6: 0.27; 1.7: 0.162; 1.8: 8.4594; 1.9: 1.35; 2: 0.042994; 2.1: 74.5732; 2.2: 0.0016293; 2.3: 0.057653; 2.4: 0.52596; 2.5: 18.6115
| 1 | 0.1 | 1: 100.6262; 1.1: 1.0532; 1.2: 0.0014124; 1.3: 0.54; 1.4: 18.6345; 1.5: 1.0532; 1.6: 0.54; 1.7: 0.324; 1.8: 8.4594; 1.9: 2.7; 2: 0.085987; 2.1: 74.6426; 2.2: 0.006511; 2.3: 0.1152; 2.4: 1.0467; 2.5: 18.5193
| 1 | 0.15 | 1: 100.439; 1.1: 1.5769; 1.2: 0.0021146; 1.3: 0.81; 1.4: 18.5998; 1.5: 1.5769; 1.6: 0.81; 1.7: 0.486; 1.8: 8.4594; 1.9: 4.05; 2: 0.12898; 2.1: 74.7118; 2.2: 0.014636; 2.3: 0.17264; 2.4: 1.5623; 2.5: 18.4272
| 1 | 0.2 | 1: 100.252; 1.1: 2.0986; 1.2: 0.0028143; 1.3: 1.08; 1.4: 18.5652; 1.5: 2.0986; 1.6: 1.08; 1.7: 0.648; 1.8: 8.4594; 1.9: 5.4; 2: 0.17197; 2.1: 74.7808; 2.2: 0.025996; 2.3: 0.22997; 2.4: 2.0726; 2.5: 18.3352
| 1 | 0.25 | 1: 100.0652; 1.1: 2.6184; 1.2: 0.0035113; 1.3: 1.35; 1.4: 18.5306; 1.5: 2.6184; 1.6: 1.35; 1.7: 0.81; 1.8: 8.4594; 1.9: 6.75; 2: 0.21497; 2.1: 74.8496; 2.2: 0.040581; 2.3: 0.2872; 2.4: 2.5778; 2.5: 18.2434
| 1 | 0.3 | 1: 99.8786; 1.1: 3.1362; 1.2: 0.0042057; 1.3: 1.62; 1.4: 18.496; 1.5: 3.1362; 1.6: 1.62; 1.7: 0.972; 1.8: 8.4594; 1.9: 8.1; 2: 0.25796; 2.1: 74.9181; 2.2: 0.058384; 2.3: 0.34432; 2.4: 3.0778; 2.5: 18.1517
| 1 | 0.35 | 1: 99.6921; 1.1: 3.6521; 1.2: 0.0048975; 1.3: 1.89; 1.4: 18.4615; 1.5: 3.6521; 1.6: 1.89; 1.7: 1.134; 1.8: 8.4594; 1.9: 9.45; 2: 0.30096; 2.1: 74.9865; 2.2: 0.079394; 2.3: 0.40135; 2.4: 3.5727; 2.5: 18.0602
| 1 | 0.4 | 1: 99.5058; 1.1: 4.166; 1.2: 0.0055867; 1.3: 2.16; 1.4: 18.427; 1.5: 4.166; 1.6: 2.16; 1.7: 1.296; 1.8: 8.4594; 1.9: 10.8; 2: 0.34395; 2.1: 75.0547; 2.2: 0.1036; 2.3: 0.45826; 2.4: 4.0624; 2.5: 17.9687
| 1 | 0.45 | 1: 99.3197; 1.1: 4.678; 1.2: 0.0062732; 1.3: 2.43; 1.4: 18.3925; 1.5: 4.678; 1.6: 2.43; 1.7: 1.458; 1.8: 8.4594; 1.9: 12.15; 2: 0.38694; 2.1: 75.1228; 2.2: 0.13101; 2.3: 0.51508; 2.4: 4.547; 2.5: 17.8775
| 1 | 0.5 | 1: 99.1338; 1.1: 5.188; 1.2: 0.0069572; 1.3: 2.7; 1.4: 18.3581; 1.5: 5.188; 1.6: 2.7; 1.7: 1.62; 1.8: 8.4594; 1.9: 13.5; 2: 0.42994; 2.1: 75.1906; 2.2: 0.16159; 2.3: 0.5718; 2.4: 5.0264; 2.5: 17.7863
| 1 | 0.55 | 1: 98.948; 1.1: 5.6961; 1.2: 0.0076386; 1.3: 2.97; 1.4: 18.3237; 1.5: 5.6961; 1.6: 2.97; 1.7: 1.782; 1.8: 8.4594; 1.9: 14.85; 2: 0.47293; 2.1: 75.2582; 2.2: 0.19535; 2.3: 0.62841; 2.4: 5.5008; 2.5: 17.6953
| 1 | 0.6 | 1: 98.7624; 1.1: 6.2023; 1.2: 0.0083174; 1.3: 3.24; 1.4: 18.2893; 1.5: 6.2023; 1.6: 3.24; 1.7: 1.944; 1.8: 8.4594; 1.9: 16.2; 2: 0.51592; 2.1: 75.3256; 2.2: 0.23227; 2.3: 0.68492; 2.4: 5.97; 2.5: 17.6044
| 1 | 0.65 | 1: 98.577; 1.1: 6.7065; 1.2: 0.0089936; 1.3: 3.51; 1.4: 18.255; 1.5: 6.7065; 1.6: 3.51; 1.7: 2.106; 1.8: 8.4594; 1.9: 17.55; 2: 0.55892; 2.1: 75.3929; 2.2: 0.27235; 2.3: 0.74134; 2.4: 6.4342; 2.5: 17.5137
| 1 | 0.7 | 1: 98.3918; 1.1: 7.2088; 1.2: 0.0096672; 1.3: 3.78; 1.4: 18.2207; 1.5: 7.2088; 1.6: 3.78; 1.7: 2.268; 1.8: 8.4594; 1.9: 18.9; 2: 0.60191; 2.1: 75.4599; 2.2: 0.31558; 2.3: 0.79766; 2.4: 6.8933; 2.5: 17.423
| 1 | 0.75 | 1: 98.2067; 1.1: 7.7092; 1.2: 0.010338; 1.3: 4.05; 1.4: 18.1864; 1.5: 7.7092; 1.6: 4.05; 1.7: 2.43; 1.8: 8.4594; 1.9: 20.25; 2: 0.6449; 2.1: 75.5268; 2.2: 0.36196; 2.3: 0.85388; 2.4: 7.3473; 2.5: 17.3326
| 1 | 0.8 | 1: 98.0218; 1.1: 8.2077; 1.2: 0.011007; 1.3: 4.32; 1.4: 18.1522; 1.5: 8.2077; 1.6: 4.32; 1.7: 2.592; 1.8: 8.4594; 1.9: 21.6; 2: 0.6879; 2.1: 75.5934; 2.2: 0.41146; 2.3: 0.91; 2.4: 7.7962; 2.5: 17.2422
| 1 | 0.85 | 1: 97.8371; 1.1: 8.7042; 1.2: 0.011673; 1.3: 4.59; 1.4: 18.118; 1.5: 8.7042; 1.6: 4.59; 1.7: 2.754; 1.8: 8.4594; 1.9: 22.95; 2: 0.73089; 2.1: 75.6599; 2.2: 0.4641; 2.3: 0.96602; 2.4: 8.2401; 2.5: 17.152
| 1 | 0.9 | 1: 97.6526; 1.1: 9.1989; 1.2: 0.012336; 1.3: 4.86; 1.4: 18.0838; 1.5: 9.1989; 1.6: 4.86; 1.7: 2.916; 1.8: 8.4594; 1.9: 24.3; 2: 0.77389; 2.1: 75.7262; 2.2: 0.51985; 2.3: 1.022; 2.4: 8.679; 2.5: 17.0619
| 1 | 0.95 | 1: 97.4682; 1.1: 9.6916; 1.2: 0.012997; 1.3: 5.13; 1.4: 18.0497; 1.5: 9.6916; 1.6: 5.13; 1.7: 3.078; 1.8: 8.4594; 1.9: 25.65; 2: 0.81688; 2.1: 75.7923; 2.2: 0.57871; 2.3: 1.0778; 2.4: 9.1129; 2.5: 16.9719
| 1 | 1 | 1: 97.284; 1.1: 10.1824; 1.2: 0.013655; 1.3: 5.4; 1.4: 18.0156; 1.5: 10.1824; 1.6: 5.4; 1.7: 3.24; 1.8: 8.4594; 1.9: 27; 2: 0.85987; 2.1: 75.8582; 2.2: 0.64067; 2.3: 1.1335; 2.4: 9.5417; 2.5: 16.882
| 1 | 1.05 | 1: 97.1; 1.1: 10.6713; 1.2: 0.01431; 1.3: 5.67; 1.4: 17.9815; 1.5: 10.6713; 1.6: 5.67; 1.7: 3.402; 1.8: 8.4594; 1.9: 28.35; 2: 0.90287; 2.1: 75.9239; 2.2: 0.70573; 2.3: 1.1892; 2.4: 9.9656; 2.5: 16.7923
| 1 | 1.1 | 1: 96.9162; 1.1: 11.1583; 1.2: 0.014964; 1.3: 5.94; 1.4: 17.9474; 1.5: 11.1583; 1.6: 5.94; 1.7: 3.564; 1.8: 8.4594; 1.9: 29.7; 2: 0.94586; 2.1: 75.9894; 2.2: 0.77387; 2.3: 1.2447; 2.4: 10.3844; 2.5: 16.7027
| 1 | 1.15 | 1: 96.7325; 1.1: 11.6434; 1.2: 0.015614; 1.3: 6.21; 1.4: 17.9134; 1.5: 11.6434; 1.6: 6.21; 1.7: 3.726; 1.8: 8.4594; 1.9: 31.05; 2: 0.98885; 2.1: 76.0547; 2.2: 0.8451; 2.3: 1.3002; 2.4: 10.7983; 2.5: 16.6132
| 1 | 1.2 | 1: 96.549; 1.1: 12.1266; 1.2: 0.016262; 1.3: 6.48; 1.4: 17.8794; 1.5: 12.1266; 1.6: 6.48; 1.7: 3.888; 1.8: 8.4594; 1.9: 32.4; 2: 1.0318; 2.1: 76.1199; 2.2: 0.91939; 2.3: 1.3556; 2.4: 11.2072; 2.5: 16.5239
| 1 | 1.25 | 1: 96.3657; 1.1: 12.6078; 1.2: 0.016907; 1.3: 6.75; 1.4: 17.8455; 1.5: 12.6078; 1.6: 6.75; 1.7: 4.05; 1.8: 8.4594; 1.9: 33.75; 2: 1.0748; 2.1: 76.1848; 2.2: 0.99675; 2.3: 1.4108; 2.4: 11.6111; 2.5: 16.4347
| 1 | 1.3 | 1: 96.1826; 1.1: 13.0872; 1.2: 0.01755; 1.3: 7.02; 1.4: 17.8116; 1.5: 13.0872; 1.6: 7.02; 1.7: 4.212; 1.8: 8.4594; 1.9: 35.1; 2: 1.1178; 2.1: 76.2496; 2.2: 1.0772; 2.3: 1.466; 2.4: 12.0101; 2.5: 16.3456
| 1 | 1.35 | 1: 95.9996; 1.1: 13.5647; 1.2: 0.018191; 1.3: 7.29; 1.4: 17.7777; 1.5: 13.5647; 1.6: 7.29; 1.7: 4.374; 1.8: 8.4594; 1.9: 36.45; 2: 1.1608; 2.1: 76.3142; 2.2: 1.1606; 2.3: 1.5211; 2.4: 12.4041; 2.5: 16.2566
| 1 | 1.4 | 1: 95.8168; 1.1: 14.0404; 1.2: 0.018828; 1.3: 7.56; 1.4: 17.7439; 1.5: 14.0404; 1.6: 7.56; 1.7: 4.536; 1.8: 8.4594; 1.9: 37.8; 2: 1.2038; 2.1: 76.3786; 2.2: 1.2472; 2.3: 1.5761; 2.4: 12.7932; 2.5: 16.1677
| 1 | 1.45 | 1: 95.6342; 1.1: 14.5141; 1.2: 0.019464; 1.3: 7.83; 1.4: 17.71; 1.5: 14.5141; 1.6: 7.83; 1.7: 4.698; 1.8: 8.4594; 1.9: 39.15; 2: 1.2468; 2.1: 76.4428; 2.2: 1.3367; 2.3: 1.631; 2.4: 13.1774; 2.5: 16.079
| 1 | 1.5 | 1: 95.4518; 1.1: 14.9859; 1.2: 0.020096; 1.3: 8.1; 1.4: 17.6763; 1.5: 14.9859; 1.6: 8.1; 1.7: 4.86; 1.8: 8.4594; 1.9: 40.5; 2: 1.2898; 2.1: 76.5068; 2.2: 1.4293; 2.3: 1.6859; 2.4: 13.5566; 2.5: 15.9904
| 1 | 1.55 | 1: 95.2695; 1.1: 15.4559; 1.2: 0.020727; 1.3: 8.37; 1.4: 17.6425; 1.5: 15.4559; 1.6: 8.37; 1.7: 5.022; 1.8: 8.4594; 1.9: 41.85; 2: 1.3328; 2.1: 76.5707; 2.2: 1.5249; 2.3: 1.7406; 2.4: 13.931; 2.5: 15.9019
| 1 | 1.6 | 1: 95.0874; 1.1: 15.924; 1.2: 0.021354; 1.3: 8.64; 1.4: 17.6088; 1.5: 15.924; 1.6: 8.64; 1.7: 5.184; 1.8: 8.4594; 1.9: 43.2; 2: 1.3758; 2.1: 76.6343; 2.2: 1.6235; 2.3: 1.7953; 2.4: 14.3005; 2.5: 15.8135
| 1 | 1.65 | 1: 94.9055; 1.1: 16.3902; 1.2: 0.02198; 1.3: 8.91; 1.4: 17.5751; 1.5: 16.3902; 1.6: 8.91; 1.7: 5.346; 1.8: 8.4594; 1.9: 44.55; 2: 1.4188; 2.1: 76.6978; 2.2: 1.7251; 2.3: 1.8498; 2.4: 14.6651; 2.5: 15.7252
| 1 | 1.7 | 1: 94.7238; 1.1: 16.8545; 1.2: 0.022602; 1.3: 9.18; 1.4: 17.5414; 1.5: 16.8545; 1.6: 9.18; 1.7: 5.508; 1.8: 8.4594; 1.9: 45.9; 2: 1.4618; 2.1: 76.7611; 2.2: 1.8298; 2.3: 1.9043; 2.4: 15.0248; 2.5: 15.6371
| 1 | 1.75 | 1: 94.5422; 1.1: 17.317; 1.2: 0.023222; 1.3: 9.45; 1.4: 17.5078; 1.5: 17.317; 1.6: 9.45; 1.7: 5.67; 1.8: 8.4594; 1.9: 47.25; 2: 1.5048; 2.1: 76.8242; 2.2: 1.9374; 2.3: 1.9587; 2.4: 15.3796; 2.5: 15.5491
| 1 | 1.8 | 1: 94.3608; 1.1: 17.7776; 1.2: 0.02384; 1.3: 9.72; 1.4: 17.4742; 1.5: 17.7776; 1.6: 9.72; 1.7: 5.832; 1.8: 8.4594; 1.9: 48.6; 2: 1.5478; 2.1: 76.8871; 2.2: 2.048; 2.3: 2.013; 2.4: 15.7296; 2.5: 15.4612
| 1 | 1.85 | 1: 94.1796; 1.1: 18.2363; 1.2: 0.024455; 1.3: 9.99; 1.4: 17.4407; 1.5: 18.2363; 1.6: 9.99; 1.7: 5.994; 1.8: 8.4594; 1.9: 49.95; 2: 1.5908; 2.1: 76.9499; 2.2: 2.1616; 2.3: 2.0673; 2.4: 16.0747; 2.5: 15.3734
| 1 | 1.9 | 1: 93.9986; 1.1: 18.6932; 1.2: 0.025068; 1.3: 10.26; 1.4: 17.4071; 1.5: 18.6932; 1.6: 10.26; 1.7: 6.156; 1.8: 8.4594; 1.9: 51.3; 2: 1.6338; 2.1: 77.0124; 2.2: 2.2782; 2.3: 2.1214; 2.4: 16.415; 2.5: 15.2857
| 1 | 1.95 | 1: 93.8177; 1.1: 19.1482; 1.2: 0.025678; 1.3: 10.53; 1.4: 17.3736; 1.5: 19.1482; 1.6: 10.53; 1.7: 6.318; 1.8: 8.4594; 1.9: 52.65; 2: 1.6768; 2.1: 77.0748; 2.2: 2.3977; 2.3: 2.1755; 2.4: 16.7505; 2.5: 15.1982
| 1 | 2 | 1: 93.637; 1.1: 19.6013; 1.2: 0.026286; 1.3: 10.8; 1.4: 17.3402; 1.5: 19.6013; 1.6: 10.8; 1.7: 6.48; 1.8: 8.4594; 1.9: 54; 2: 1.7197; 2.1: 77.137; 2.2: 2.5202; 2.3: 2.2295; 2.4: 17.0812; 2.5: 15.1107
| 1 | 2.05 | 1: 93.4565; 1.1: 20.0527; 1.2: 0.026891; 1.3: 11.07; 1.4: 17.3068; 1.5: 20.0527; 1.6: 11.07; 1.7: 6.642; 1.8: 8.4594; 1.9: 55.35; 2: 1.7627; 2.1: 77.199; 2.2: 2.6456; 2.3: 2.2834; 2.4: 17.407; 2.5: 15.0234
| 1 | 2.1 | 1: 93.2762; 1.1: 20.5021; 1.2: 0.027494; 1.3: 11.34; 1.4: 17.2734; 1.5: 20.5021; 1.6: 11.34; 1.7: 6.804; 1.8: 8.4594; 1.9: 56.7; 2: 1.8057; 2.1: 77.2609; 2.2: 2.7741; 2.3: 2.3372; 2.4: 17.728; 2.5: 14.9362
| 1 | 2.15 | 1: 93.096; 1.1: 20.9497; 1.2: 0.028094; 1.3: 11.61; 1.4: 17.24; 1.5: 20.9497; 1.6: 11.61; 1.7: 6.966; 1.8: 8.4594; 1.9: 58.05; 2: 1.8487; 2.1: 77.3225; 2.2: 2.9054; 2.3: 2.3909; 2.4: 18.0443; 2.5: 14.8491
| 1 | 2.2 | 1: 92.916; 1.1: 21.3955; 1.2: 0.028692; 1.3: 11.88; 1.4: 17.2067; 1.5: 21.3955; 1.6: 11.88; 1.7: 7.128; 1.8: 8.4594; 1.9: 59.4; 2: 1.8917; 2.1: 77.384; 2.2: 3.0397; 2.3: 2.4446; 2.4: 18.3558; 2.5: 14.7621
| 1 | 2.25 | 1: 92.7362; 1.1: 21.8394; 1.2: 0.029287; 1.3: 12.15; 1.4: 17.1734; 1.5: 21.8394; 1.6: 12.15; 1.7: 7.29; 1.8: 8.4594; 1.9: 60.75; 2: 1.9347; 2.1: 77.4453; 2.2: 3.1769; 2.3: 2.4982; 2.4: 18.6625; 2.5: 14.6752
| 1 | 2.3 | 1: 92.5566; 1.1: 22.2815; 1.2: 0.02988; 1.3: 12.42; 1.4: 17.1401; 1.5: 22.2815; 1.6: 12.42; 1.7: 7.452; 1.8: 8.4594; 1.9: 62.1; 2: 1.9777; 2.1: 77.5064; 2.2: 3.3171; 2.3: 2.5517; 2.4: 18.9644; 2.5: 14.5884
| 1 | 2.35 | 1: 92.3771; 1.1: 22.7217; 1.2: 0.03047; 1.3: 12.69; 1.4: 17.1069; 1.5: 22.7217; 1.6: 12.69; 1.7: 7.614; 1.8: 8.4594; 1.9: 63.45; 2: 2.0207; 2.1: 77.5673; 2.2: 3.4601; 2.3: 2.6051; 2.4: 19.2616; 2.5: 14.5018
| 1 | 2.4 | 1: 92.1978; 1.1: 23.1601; 1.2: 0.031058; 1.3: 12.96; 1.4: 17.0737; 1.5: 23.1601; 1.6: 12.96; 1.7: 7.776; 1.8: 8.4594; 1.9: 64.8; 2: 2.0637; 2.1: 77.6281; 2.2: 3.6061; 2.3: 2.6584; 2.4: 19.554; 2.5: 14.4152
| 1 | 2.45 | 1: 92.0187; 1.1: 23.5967; 1.2: 0.031644; 1.3: 13.23; 1.4: 17.0405; 1.5: 23.5967; 1.6: 13.23; 1.7: 7.938; 1.8: 8.4594; 1.9: 66.15; 2: 2.1067; 2.1: 77.6886; 2.2: 3.755; 2.3: 2.7117; 2.4: 19.8417; 2.5: 14.3288
| 1 | 2.5 | 1: 91.8398; 1.1: 24.0314; 1.2: 0.032227; 1.3: 13.5; 1.4: 17.0074; 1.5: 24.0314; 1.6: 13.5; 1.7: 8.1; 1.8: 8.4594; 1.9: 67.5; 2: 2.1497; 2.1: 77.749; 2.2: 3.9068; 2.3: 2.7649; 2.4: 20.1246; 2.5: 14.2425
| 1 | 2.55 | 1: 91.661; 1.1: 24.4643; 1.2: 0.032807; 1.3: 13.77; 1.4: 16.9743; 1.5: 24.4643; 1.6: 13.77; 1.7: 8.262; 1.8: 8.4594; 1.9: 68.85; 2: 2.1927; 2.1: 77.8093; 2.2: 4.0615; 2.3: 2.818; 2.4: 20.4028; 2.5: 14.1562
| 1 | 2.6 | 1: 91.4824; 1.1: 24.8954; 1.2: 0.033385; 1.3: 14.04; 1.4: 16.9412; 1.5: 24.8954; 1.6: 14.04; 1.7: 8.424; 1.8: 8.4594; 1.9: 70.2; 2: 2.2357; 2.1: 77.8693; 2.2: 4.2191; 2.3: 2.8711; 2.4: 20.6763; 2.5: 14.0701
| 1 | 2.65 | 1: 91.304; 1.1: 25.3247; 1.2: 0.033961; 1.3: 14.31; 1.4: 16.9081; 1.5: 25.3247; 1.6: 14.31; 1.7: 8.586; 1.8: 8.4594; 1.9: 71.55; 2: 2.2787; 2.1: 77.9292; 2.2: 4.3795; 2.3: 2.924; 2.4: 20.9452; 2.5: 13.9841
| 1 | 2.7 | 1: 91.1258; 1.1: 25.7521; 1.2: 0.034534; 1.3: 14.58; 1.4: 16.8751; 1.5: 25.7521; 1.6: 14.58; 1.7: 8.748; 1.8: 8.4594; 1.9: 72.9; 2: 2.3217; 2.1: 77.9889; 2.2: 4.5429; 2.3: 2.9769; 2.4: 21.2093; 2.5: 13.8982
| 1 | 2.75 | 1: 90.9477; 1.1: 26.1778; 1.2: 0.035105; 1.3: 14.85; 1.4: 16.8422; 1.5: 26.1778; 1.6: 14.85; 1.7: 8.91; 1.8: 8.4594; 1.9: 74.25; 2: 2.3646; 2.1: 78.0484; 2.2: 4.7091; 2.3: 3.0297; 2.4: 21.4687; 2.5: 13.8124
| 1 | 2.8 | 1: 90.7698; 1.1: 26.6016; 1.2: 0.035673; 1.3: 15.12; 1.4: 16.8092; 1.5: 26.6016; 1.6: 15.12; 1.7: 9.072; 1.8: 8.4594; 1.9: 75.6; 2: 2.4076; 2.1: 78.1077; 2.2: 4.8782; 2.3: 3.0825; 2.4: 21.7234; 2.5: 13.7268
| 1 | 2.85 | 1: 90.5921; 1.1: 27.0236; 1.2: 0.036239; 1.3: 15.39; 1.4: 16.7763; 1.5: 27.0236; 1.6: 15.39; 1.7: 9.234; 1.8: 8.4594; 1.9: 76.95; 2: 2.4506; 2.1: 78.1669; 2.2: 5.0501; 2.3: 3.1351; 2.4: 21.9735; 2.5: 13.6412
| 1 | 2.9 | 1: 90.4146; 1.1: 27.4438; 1.2: 0.036803; 1.3: 15.66; 1.4: 16.7434; 1.5: 27.4438; 1.6: 15.66; 1.7: 9.396; 1.8: 8.4594; 1.9: 78.3; 2: 2.4936; 2.1: 78.2259; 2.2: 5.2249; 2.3: 3.1877; 2.4: 22.2189; 2.5: 13.5557
| 1 | 2.95 | 1: 90.2372; 1.1: 27.8622; 1.2: 0.037364; 1.3: 15.93; 1.4: 16.7106; 1.5: 27.8622; 1.6: 15.93; 1.7: 9.558; 1.8: 8.4594; 1.9: 79.65; 2: 2.5366; 2.1: 78.2847; 2.2: 5.4026; 2.3: 3.2403; 2.4: 22.4596; 2.5: 13.4703
| 1 | 3 | 1: 90.06; 1.1: 28.2788; 1.2: 0.037923; 1.3: 16.2; 1.4: 16.6778; 1.5: 28.2788; 1.6: 16.2; 1.7: 9.72; 1.8: 8.4594; 1.9: 81; 2: 2.5796; 2.1: 78.3433; 2.2: 5.5831; 2.3: 3.2927; 2.4: 22.6957; 2.5: 13.3851
| 1 | 3.05 | 1: 89.883; 1.1: 28.6937; 1.2: 0.038479; 1.3: 16.47; 1.4: 16.645; 1.5: 28.6937; 1.6: 16.47; 1.7: 9.882; 1.8: 8.4594; 1.9: 82.35; 2: 2.6226; 2.1: 78.4018; 2.2: 5.7665; 2.3: 3.3451; 2.4: 22.9272; 2.5: 13.2999
| 1 | 3.1 | 1: 89.7062; 1.1: 29.1067; 1.2: 0.039033; 1.3: 16.74; 1.4: 16.6123; 1.5: 29.1067; 1.6: 16.74; 1.7: 10.044; 1.8: 8.4594; 1.9: 83.7; 2: 2.6656; 2.1: 78.4601; 2.2: 5.9527; 2.3: 3.3974; 2.4: 23.154; 2.5: 13.2149
| 1 | 3.15 | 1: 89.5295; 1.1: 29.5179; 1.2: 0.039584; 1.3: 17.01; 1.4: 16.5795; 1.5: 29.5179; 1.6: 17.01; 1.7: 10.206; 1.8: 8.4594; 1.9: 85.05; 2: 2.7086; 2.1: 78.5182; 2.2: 6.1417; 2.3: 3.4496; 2.4: 23.3762; 2.5: 13.1299
| 1 | 3.2 | 1: 89.353; 1.1: 29.9273; 1.2: 0.040133; 1.3: 17.28; 1.4: 16.5469; 1.5: 29.9273; 1.6: 17.28; 1.7: 10.368; 1.8: 8.4594; 1.9: 86.4; 2: 2.7516; 2.1: 78.5762; 2.2: 6.3335; 2.3: 3.5018; 2.4: 23.5938; 2.5: 13.045
| 1 | 3.25 | 1: 89.1767; 1.1: 30.3349; 1.2: 0.04068; 1.3: 17.55; 1.4: 16.5142; 1.5: 30.3349; 1.6: 17.55; 1.7: 10.53; 1.8: 8.4594; 1.9: 87.75; 2: 2.7946; 2.1: 78.634; 2.2: 6.5282; 2.3: 3.5539; 2.4: 23.8068; 2.5: 12.9603
| 1 | 3.3 | 1: 89.0006; 1.1: 30.7408; 1.2: 0.041224; 1.3: 17.82; 1.4: 16.4816; 1.5: 30.7408; 1.6: 17.82; 1.7: 10.692; 1.8: 8.4594; 1.9: 89.1; 2: 2.8376; 2.1: 78.6916; 2.2: 6.7257; 2.3: 3.606; 2.4: 24.0151; 2.5: 12.8756
| 1 | 3.35 | 1: 88.8246; 1.1: 31.1449; 1.2: 0.041766; 1.3: 18.09; 1.4: 16.449; 1.5: 31.1449; 1.6: 18.09; 1.7: 10.854; 1.8: 8.4594; 1.9: 90.45; 2: 2.8806; 2.1: 78.749; 2.2: 6.926; 2.3: 3.6579; 2.4: 24.2189; 2.5: 12.7911
| 1 | 3.4 | 1: 88.6488; 1.1: 31.5472; 1.2: 0.042305; 1.3: 18.36; 1.4: 16.4165; 1.5: 31.5472; 1.6: 18.36; 1.7: 11.016; 1.8: 8.4594; 1.9: 91.8; 2: 2.9236; 2.1: 78.8063; 2.2: 7.1291; 2.3: 3.7098; 2.4: 24.4181; 2.5: 12.7066
| 1 | 3.45 | 1: 88.4732; 1.1: 31.9477; 1.2: 0.042843; 1.3: 18.63; 1.4: 16.3839; 1.5: 31.9477; 1.6: 18.63; 1.7: 11.178; 1.8: 8.4594; 1.9: 93.15; 2: 2.9666; 2.1: 78.8634; 2.2: 7.335; 2.3: 3.7616; 2.4: 24.6127; 2.5: 12.6223
| 1 | 3.5 | 1: 88.2978; 1.1: 32.3464; 1.2: 0.043377; 1.3: 18.9; 1.4: 16.3514; 1.5: 32.3464; 1.6: 18.9; 1.7: 11.34; 1.8: 8.4594; 1.9: 94.5; 2: 3.0096; 2.1: 78.9203; 2.2: 7.5437; 2.3: 3.8134; 2.4: 24.8027; 2.5: 12.538
| 1 | 3.55 | 1: 88.1225; 1.1: 32.7434; 1.2: 0.04391; 1.3: 19.17; 1.4: 16.319; 1.5: 32.7434; 1.6: 19.17; 1.7: 11.502; 1.8: 8.4594; 1.9: 95.85; 2: 3.0525; 2.1: 78.977; 2.2: 7.7552; 2.3: 3.8651; 2.4: 24.9882; 2.5: 12.4539
| 1 | 3.6 | 1: 87.9474; 1.1: 33.1386; 1.2: 0.04444; 1.3: 19.44; 1.4: 16.2866; 1.5: 33.1386; 1.6: 19.44; 1.7: 11.664; 1.8: 8.4594; 1.9: 97.2; 2: 3.0955; 2.1: 79.0336; 2.2: 7.9695; 2.3: 3.9167; 2.4: 25.1691; 2.5: 12.3698
| 1 | 3.65 | 1: 87.7725; 1.1: 33.532; 1.2: 0.044967; 1.3: 19.71; 1.4: 16.2542; 1.5: 33.532; 1.6: 19.71; 1.7: 11.826; 1.8: 8.4594; 1.9: 98.55; 2: 3.1385; 2.1: 79.09; 2.2: 8.1865; 2.3: 3.9683; 2.4: 25.3455; 2.5: 12.2859
| 1 | 3.7 | 1: 87.5978; 1.1: 33.9237; 1.2: 0.045492; 1.3: 19.98; 1.4: 16.2218; 1.5: 33.9237; 1.6: 19.98; 1.7: 11.988; 1.8: 8.4594; 1.9: 99.9; 2: 3.1815; 2.1: 79.1463; 2.2: 8.4064; 2.3: 4.0198; 2.4: 25.5173; 2.5: 12.202
| 1 | 3.75 | 1: 87.4232; 1.1: 34.3136; 1.2: 0.046015; 1.3: 20.25; 1.4: 16.1895; 1.5: 34.3136; 1.6: 20.25; 1.7: 12.15; 1.8: 8.4594; 1.9: 101.25; 2: 3.2245; 2.1: 79.2024; 2.2: 8.629; 2.3: 4.0712; 2.4: 25.6846; 2.5: 12.1182
| 1 | 3.8 | 1: 87.2488; 1.1: 34.7018; 1.2: 0.046536; 1.3: 20.52; 1.4: 16.1572; 1.5: 34.7018; 1.6: 20.52; 1.7: 12.312; 1.8: 8.4594; 1.9: 102.6; 2: 3.2675; 2.1: 79.2583; 2.2: 8.8544; 2.3: 4.1226; 2.4: 25.8474; 2.5: 12.0346
| 1 | 3.85 | 1: 87.0746; 1.1: 35.0882; 1.2: 0.047054; 1.3: 20.79; 1.4: 16.1249; 1.5: 35.0882; 1.6: 20.79; 1.7: 12.474; 1.8: 8.4594; 1.9: 103.95; 2: 3.3105; 2.1: 79.314; 2.2: 9.0826; 2.3: 4.1739; 2.4: 26.0056; 2.5: 11.951
| 1 | 3.9 | 1: 86.9006; 1.1: 35.4728; 1.2: 0.04757; 1.3: 21.06; 1.4: 16.0927; 1.5: 35.4728; 1.6: 21.06; 1.7: 12.636; 1.8: 8.4594; 1.9: 105.3; 2: 3.3535; 2.1: 79.3696; 2.2: 9.3135; 2.3: 4.2252; 2.4: 26.1594; 2.5: 11.8675
| 1 | 3.95 | 1: 86.7267; 1.1: 35.8557; 1.2: 0.048083; 1.3: 21.33; 1.4: 16.0605; 1.5: 35.8557; 1.6: 21.33; 1.7: 12.798; 1.8: 8.4594; 1.9: 106.65; 2: 3.3965; 2.1: 79.425; 2.2: 9.5471; 2.3: 4.2764; 2.4: 26.3086; 2.5: 11.7841
| 1 | 4 | 1: 86.553; 1.1: 36.2369; 1.2: 0.048594; 1.3: 21.6; 1.4: 16.0283; 1.5: 36.2369; 1.6: 21.6; 1.7: 12.96; 1.8: 8.4594; 1.9: 108; 2: 3.4395; 2.1: 79.4802; 2.2: 9.7836; 2.3: 4.3275; 2.4: 26.4533; 2.5: 11.7009
| 1 | 4.05 | 1: 86.3795; 1.1: 36.6163; 1.2: 0.049103; 1.3: 21.87; 1.4: 15.9962; 1.5: 36.6163; 1.6: 21.87; 1.7: 13.122; 1.8: 8.4594; 1.9: 109.35; 2: 3.4825; 2.1: 79.5353; 2.2: 10.0227; 2.3: 4.3785; 2.4: 26.5935; 2.5: 11.6177
| 1 | 4.1 | 1: 86.2062; 1.1: 36.994; 1.2: 0.04961; 1.3: 22.14; 1.4: 15.9641; 1.5: 36.994; 1.6: 22.14; 1.7: 13.284; 1.8: 8.4594; 1.9: 110.7; 2: 3.5255; 2.1: 79.5902; 2.2: 10.2647; 2.3: 4.4295; 2.4: 26.7293; 2.5: 11.5346
| 1 | 4.15 | 1: 86.033; 1.1: 37.3699; 1.2: 0.050114; 1.3: 22.41; 1.4: 15.932; 1.5: 37.3699; 1.6: 22.41; 1.7: 13.446; 1.8: 8.4594; 1.9: 112.05; 2: 3.5685; 2.1: 79.645; 2.2: 10.5093; 2.3: 4.4805; 2.4: 26.8606; 2.5: 11.4516
| 1 | 4.2 | 1: 85.8601; 1.1: 37.7441; 1.2: 0.050616; 1.3: 22.68; 1.4: 15.9; 1.5: 37.7441; 1.6: 22.68; 1.7: 13.608; 1.8: 8.4594; 1.9: 113.4; 2: 3.6115; 2.1: 79.6995; 2.2: 10.7567; 2.3: 4.5313; 2.4: 26.9874; 2.5: 11.3687
| 1 | 4.25 | 1: 85.6872; 1.1: 38.1165; 1.2: 0.051115; 1.3: 22.95; 1.4: 15.868; 1.5: 38.1165; 1.6: 22.95; 1.7: 13.77; 1.8: 8.4594; 1.9: 114.75; 2: 3.6545; 2.1: 79.754; 2.2: 11.0068; 2.3: 4.5822; 2.4: 27.1097; 2.5: 11.2858
| 1 | 4.3 | 1: 85.5146; 1.1: 38.4873; 1.2: 0.051612; 1.3: 23.22; 1.4: 15.836; 1.5: 38.4873; 1.6: 23.22; 1.7: 13.932; 1.8: 8.4594; 1.9: 116.1; 2: 3.6975; 2.1: 79.8082; 2.2: 11.2597; 2.3: 4.6329; 2.4: 27.2276; 2.5: 11.2031
| 1 | 4.35 | 1: 85.3422; 1.1: 38.8563; 1.2: 0.052107; 1.3: 23.49; 1.4: 15.8041; 1.5: 38.8563; 1.6: 23.49; 1.7: 14.094; 1.8: 8.4594; 1.9: 117.45; 2: 3.7404; 2.1: 79.8623; 2.2: 11.5152; 2.3: 4.6836; 2.4: 27.341; 2.5: 11.1205
| 1 | 4.4 | 1: 85.1699; 1.1: 39.2236; 1.2: 0.0526; 1.3: 23.76; 1.4: 15.7722; 1.5: 39.2236; 1.6: 23.76; 1.7: 14.256; 1.8: 8.4594; 1.9: 118.8; 2: 3.7834; 2.1: 79.9162; 2.2: 11.7735; 2.3: 4.7343; 2.4: 27.45; 2.5: 11.0379
| 1 | 4.45 | 1: 84.9978; 1.1: 39.5891; 1.2: 0.05309; 1.3: 24.03; 1.4: 15.7403; 1.5: 39.5891; 1.6: 24.03; 1.7: 14.418; 1.8: 8.4594; 1.9: 120.15; 2: 3.8264; 2.1: 79.97; 2.2: 12.0345; 2.3: 4.7848; 2.4: 27.5546; 2.5: 10.9555
| 1 | 4.5 | 1: 84.8258; 1.1: 39.953; 1.2: 0.053578; 1.3: 24.3; 1.4: 15.7085; 1.5: 39.953; 1.6: 24.3; 1.7: 14.58; 1.8: 8.4594; 1.9: 121.5; 2: 3.8694; 2.1: 80.0236; 2.2: 12.2983; 2.3: 4.8354; 2.4: 27.6547; 2.5: 10.8731
| 1 | 4.55 | 1: 84.6541; 1.1: 40.3151; 1.2: 0.054063; 1.3: 24.57; 1.4: 15.6767; 1.5: 40.3151; 1.6: 24.57; 1.7: 14.742; 1.8: 8.4594; 1.9: 122.85; 2: 3.9124; 2.1: 80.077; 2.2: 12.5647; 2.3: 4.8858; 2.4: 27.7504; 2.5: 10.7909
| 1 | 4.6 | 1: 84.4825; 1.1: 40.6755; 1.2: 0.054547; 1.3: 24.84; 1.4: 15.6449; 1.5: 40.6755; 1.6: 24.84; 1.7: 14.904; 1.8: 8.4594; 1.9: 124.2; 2: 3.9554; 2.1: 80.1303; 2.2: 12.8338; 2.3: 4.9362; 2.4: 27.8417; 2.5: 10.7087
| 1 | 4.65 | 1: 84.3111; 1.1: 41.0342; 1.2: 0.055028; 1.3: 25.11; 1.4: 15.6132; 1.5: 41.0342; 1.6: 25.11; 1.7: 15.066; 1.8: 8.4594; 1.9: 125.55; 2: 3.9984; 2.1: 80.1834; 2.2: 13.1056; 2.3: 4.9866; 2.4: 27.9286; 2.5: 10.6266
| 1 | 4.7 | 1: 84.1398; 1.1: 41.3912; 1.2: 0.055506; 1.3: 25.38; 1.4: 15.5815; 1.5: 41.3912; 1.6: 25.38; 1.7: 15.228; 1.8: 8.4594; 1.9: 126.9; 2: 4.0414; 2.1: 80.2363; 2.2: 13.3801; 2.3: 5.0369; 2.4: 28.011; 2.5: 10.5446
| 1 | 4.75 | 1: 83.9688; 1.1: 41.7465; 1.2: 0.055983; 1.3: 25.65; 1.4: 15.5498; 1.5: 41.7465; 1.6: 25.65; 1.7: 15.39; 1.8: 8.4594; 1.9: 128.25; 2: 4.0844; 2.1: 80.2891; 2.2: 13.6574; 2.3: 5.0871; 2.4: 28.0891; 2.5: 10.4627
| 1 | 4.8 | 1: 83.7979; 1.1: 42.1001; 1.2: 0.056457; 1.3: 25.92; 1.4: 15.5181; 1.5: 42.1001; 1.6: 25.92; 1.7: 15.552; 1.8: 8.4594; 1.9: 129.6; 2: 4.1274; 2.1: 80.3418; 2.2: 13.9373; 2.3: 5.1373; 2.4: 28.1628; 2.5: 10.3808
| 1 | 4.85 | 1: 83.6272; 1.1: 42.4519; 1.2: 0.056929; 1.3: 26.19; 1.4: 15.4865; 1.5: 42.4519; 1.6: 26.19; 1.7: 15.714; 1.8: 8.4594; 1.9: 130.95; 2: 4.1704; 2.1: 80.3942; 2.2: 14.2198; 2.3: 5.1874; 2.4: 28.2321; 2.5: 10.2991
| 1 | 4.9 | 1: 83.4566; 1.1: 42.8021; 1.2: 0.057399; 1.3: 26.46; 1.4: 15.4549; 1.5: 42.8021; 1.6: 26.46; 1.7: 15.876; 1.8: 8.4594; 1.9: 132.3; 2: 4.2134; 2.1: 80.4465; 2.2: 14.5051; 2.3: 5.2375; 2.4: 28.297; 2.5: 10.2174
| 1 | 4.95 | 1: 83.2863; 1.1: 43.1506; 1.2: 0.057866; 1.3: 26.73; 1.4: 15.4234; 1.5: 43.1506; 1.6: 26.73; 1.7: 16.038; 1.8: 8.4594; 1.9: 133.65; 2: 4.2564; 2.1: 80.4987; 2.2: 14.7931; 2.3: 5.2875; 2.4: 28.3576; 2.5: 10.1359
| 1 | 5 | 1: 83.1161; 1.1: 43.4974; 1.2: 0.058331; 1.3: 27; 1.4: 15.3919; 1.5: 43.4974; 1.6: 27; 1.7: 16.2; 1.8: 8.4594; 1.9: 135; 2: 4.2994; 2.1: 80.5507; 2.2: 15.0837; 2.3: 5.3375; 2.4: 28.4138; 2.5: 10.0544
| 1 | 5.05 | 1: 82.9461; 1.1: 43.8425; 1.2: 0.058794; 1.3: 27.27; 1.4: 15.3604; 1.5: 43.8425; 1.6: 27.27; 1.7: 16.362; 1.8: 8.4594; 1.9: 136.35; 2: 4.3424; 2.1: 80.6025; 2.2: 15.377; 2.3: 5.3874; 2.4: 28.4656; 2.5: 9.973
| 1 | 5.1 | 1: 82.7763; 1.1: 44.186; 1.2: 0.059254; 1.3: 27.54; 1.4: 15.3289; 1.5: 44.186; 1.6: 27.54; 1.7: 16.524; 1.8: 8.4594; 1.9: 137.7; 2: 4.3854; 2.1: 80.6542; 2.2: 15.6729; 2.3: 5.4372; 2.4: 28.5131; 2.5: 9.8917
| 1 | 5.15 | 1: 82.6066; 1.1: 44.5277; 1.2: 0.059713; 1.3: 27.81; 1.4: 15.2975; 1.5: 44.5277; 1.6: 27.81; 1.7: 16.686; 1.8: 8.4594; 1.9: 139.05; 2: 4.4283; 2.1: 80.7057; 2.2: 15.9715; 2.3: 5.487; 2.4: 28.5562; 2.5: 9.8105
| 1 | 5.2 | 1: 82.4371; 1.1: 44.8678; 1.2: 0.060169; 1.3: 28.08; 1.4: 15.2661; 1.5: 44.8678; 1.6: 28.08; 1.7: 16.848; 1.8: 8.4594; 1.9: 140.4; 2: 4.4713; 2.1: 80.757; 2.2: 16.2728; 2.3: 5.5368; 2.4: 28.595; 2.5: 9.7294
| 1 | 5.25 | 1: 82.2678; 1.1: 45.2062; 1.2: 0.060622; 1.3: 28.35; 1.4: 15.2348; 1.5: 45.2062; 1.6: 28.35; 1.7: 17.01; 1.8: 8.4594; 1.9: 141.75; 2: 4.5143; 2.1: 80.8082; 2.2: 16.5767; 2.3: 5.5865; 2.4: 28.6294; 2.5: 9.6483
| 1 | 5.3 | 1: 82.0987; 1.1: 45.5429; 1.2: 0.061074; 1.3: 28.62; 1.4: 15.2035; 1.5: 45.5429; 1.6: 28.62; 1.7: 17.172; 1.8: 8.4594; 1.9: 143.1; 2: 4.5573; 2.1: 80.8593; 2.2: 16.8833; 2.3: 5.6361; 2.4: 28.6595; 2.5: 9.5673
| 1 | 5.35 | 1: 81.9297; 1.1: 45.8779; 1.2: 0.061523; 1.3: 28.89; 1.4: 15.1722; 1.5: 45.8779; 1.6: 28.89; 1.7: 17.334; 1.8: 8.4594; 1.9: 144.45; 2: 4.6003; 2.1: 80.9102; 2.2: 17.1926; 2.3: 5.6857; 2.4: 28.6853; 2.5: 9.4865
| 1 | 5.4 | 1: 81.7609; 1.1: 46.2113; 1.2: 0.06197; 1.3: 29.16; 1.4: 15.1409; 1.5: 46.2113; 1.6: 29.16; 1.7: 17.496; 1.8: 8.4594; 1.9: 145.8; 2: 4.6433; 2.1: 80.9609; 2.2: 17.5045; 2.3: 5.7353; 2.4: 28.7068; 2.5: 9.4057
| 1 | 5.45 | 1: 81.5923; 1.1: 46.543; 1.2: 0.062415; 1.3: 29.43; 1.4: 15.1097; 1.5: 46.543; 1.6: 29.43; 1.7: 17.658; 1.8: 8.4594; 1.9: 147.15; 2: 4.6863; 2.1: 81.0115; 2.2: 17.819; 2.3: 5.7847; 2.4: 28.724; 2.5: 9.3249
| 1 | 5.5 | 1: 81.4239; 1.1: 46.873; 1.2: 0.062858; 1.3: 29.7; 1.4: 15.0785; 1.5: 46.873; 1.6: 29.7; 1.7: 17.82; 1.8: 8.4594; 1.9: 148.5; 2: 4.7293; 2.1: 81.0619; 2.2: 18.1361; 2.3: 5.8342; 2.4: 28.7369; 2.5: 9.2443
| 1 | 5.55 | 1: 81.2556; 1.1: 47.2014; 1.2: 0.063298; 1.3: 29.97; 1.4: 15.0473; 1.5: 47.2014; 1.6: 29.97; 1.7: 17.982; 1.8: 8.4594; 1.9: 149.85; 2: 4.7723; 2.1: 81.1121; 2.2: 18.456; 2.3: 5.8836; 2.4: 28.7455; 2.5: 9.1638
| 1 | 5.6 | 1: 81.0876; 1.1: 47.5281; 1.2: 0.063736; 1.3: 30.24; 1.4: 15.0162; 1.5: 47.5281; 1.6: 30.24; 1.7: 18.144; 1.8: 8.4594; 1.9: 151.2; 2: 4.8153; 2.1: 81.1622; 2.2: 18.7784; 2.3: 5.9329; 2.4: 28.7497; 2.5: 9.0833
| 1 | 5.65 | 1: 80.9197; 1.1: 47.8532; 1.2: 0.064172; 1.3: 30.51; 1.4: 14.9851; 1.5: 47.8532; 1.6: 30.51; 1.7: 18.306; 1.8: 8.4594; 1.9: 152.55; 2: 4.8583; 2.1: 81.2122; 2.2: 19.1035; 2.3: 5.9822; 2.4: 28.7497; 2.5: 9.0029
| 1 | 5.7 | 1: 80.7519; 1.1: 48.1766; 1.2: 0.064606; 1.3: 30.78; 1.4: 14.9541; 1.5: 48.1766; 1.6: 30.78; 1.7: 18.468; 1.8: 8.4594; 1.9: 153.9; 2: 4.9013; 2.1: 81.262; 2.2: 19.4312; 2.3: 6.0314; 2.4: 28.7454; 2.5: 8.9226
| 1 | 5.75 | 1: 80.5844; 1.1: 48.4984; 1.2: 0.065037; 1.3: 31.05; 1.4: 14.923; 1.5: 48.4984; 1.6: 31.05; 1.7: 18.63; 1.8: 8.4594; 1.9: 155.25; 2: 4.9443; 2.1: 81.3116; 2.2: 19.7615; 2.3: 6.0806; 2.4: 28.7369; 2.5: 8.8424
| 1 | 5.8 | 1: 80.417; 1.1: 48.8185; 1.2: 0.065467; 1.3: 31.32; 1.4: 14.892; 1.5: 48.8185; 1.6: 31.32; 1.7: 18.792; 1.8: 8.4594; 1.9: 156.6; 2: 4.9873; 2.1: 81.3611; 2.2: 20.0944; 2.3: 6.1298; 2.4: 28.7241; 2.5: 8.7622
| 1 | 5.85 | 1: 80.2498; 1.1: 49.1369; 1.2: 0.065894; 1.3: 31.59; 1.4: 14.8611; 1.5: 49.1369; 1.6: 31.59; 1.7: 18.954; 1.8: 8.4594; 1.9: 157.95; 2: 5.0303; 2.1: 81.4104; 2.2: 20.43; 2.3: 6.1789; 2.4: 28.707; 2.5: 8.6822
| 1 | 5.9 | 1: 80.0827; 1.1: 49.4538; 1.2: 0.066319; 1.3: 31.86; 1.4: 14.8301; 1.5: 49.4538; 1.6: 31.86; 1.7: 19.116; 1.8: 8.4594; 1.9: 159.3; 2: 5.0732; 2.1: 81.4596; 2.2: 20.7682; 2.3: 6.2279; 2.4: 28.6856; 2.5: 8.6022
| 1 | 5.95 | 1: 79.9159; 1.1: 49.7689; 1.2: 0.066741; 1.3: 32.13; 1.4: 14.7992; 1.5: 49.7689; 1.6: 32.13; 1.7: 19.278; 1.8: 8.4594; 1.9: 160.65; 2: 5.1162; 2.1: 81.5087; 2.2: 21.1089; 2.3: 6.2769; 2.4: 28.66; 2.5: 8.5223
| 1 | 6 | 1: 79.7492; 1.1: 50.0825; 1.2: 0.067162; 1.3: 32.4; 1.4: 14.7684; 1.5: 50.0825; 1.6: 32.4; 1.7: 19.44; 1.8: 8.4594; 1.9: 162; 2: 5.1592; 2.1: 81.5575; 2.2: 21.4523; 2.3: 6.3259; 2.4: 28.6302; 2.5: 8.4425
| 1 | 6.05 | 1: 79.5827; 1.1: 50.3944; 1.2: 0.06758; 1.3: 32.67; 1.4: 14.7375; 1.5: 50.3944; 1.6: 32.67; 1.7: 19.602; 1.8: 8.4594; 1.9: 163.35; 2: 5.2022; 2.1: 81.6063; 2.2: 21.7983; 2.3: 6.3748; 2.4: 28.5961; 2.5: 8.3627
| 1 | 6.1 | 1: 79.4164; 1.1: 50.7047; 1.2: 0.067996; 1.3: 32.94; 1.4: 14.7067; 1.5: 50.7047; 1.6: 32.94; 1.7: 19.764; 1.8: 8.4594; 1.9: 164.7; 2: 5.2452; 2.1: 81.6548; 2.2: 22.147; 2.3: 6.4237; 2.4: 28.5577; 2.5: 8.2831
| 1 | 6.15 | 1: 79.2502; 1.1: 51.0134; 1.2: 0.06841; 1.3: 33.21; 1.4: 14.676; 1.5: 51.0134; 1.6: 33.21; 1.7: 19.926; 1.8: 8.4594; 1.9: 166.05; 2: 5.2882; 2.1: 81.7033; 2.2: 22.4982; 2.3: 6.4725; 2.4: 28.5152; 2.5: 8.2035
| 1 | 6.2 | 1: 79.0842; 1.1: 51.3204; 1.2: 0.068822; 1.3: 33.48; 1.4: 14.6452; 1.5: 51.3204; 1.6: 33.48; 1.7: 20.088; 1.8: 8.4594; 1.9: 167.4; 2: 5.3312; 2.1: 81.7515; 2.2: 22.852; 2.3: 6.5212; 2.4: 28.4684; 2.5: 8.124
| 1 | 6.25 | 1: 78.9184; 1.1: 51.6258; 1.2: 0.069231; 1.3: 33.75; 1.4: 14.6145; 1.5: 51.6258; 1.6: 33.75; 1.7: 20.25; 1.8: 8.4594; 1.9: 168.75; 2: 5.3742; 2.1: 81.7997; 2.2: 23.2084; 2.3: 6.57; 2.4: 28.4174; 2.5: 8.0446
| 1 | 6.3 | 1: 78.7528; 1.1: 51.9296; 1.2: 0.069639; 1.3: 34.02; 1.4: 14.5838; 1.5: 51.9296; 1.6: 34.02; 1.7: 20.412; 1.8: 8.4594; 1.9: 170.1; 2: 5.4172; 2.1: 81.8476; 2.2: 23.5674; 2.3: 6.6186; 2.4: 28.3622; 2.5: 7.9652
| 1 | 6.35 | 1: 78.5873; 1.1: 52.2318; 1.2: 0.070044; 1.3: 34.29; 1.4: 14.5532; 1.5: 52.2318; 1.6: 34.29; 1.7: 20.574; 1.8: 8.4594; 1.9: 171.45; 2: 5.4602; 2.1: 81.8955; 2.2: 23.929; 2.3: 6.6673; 2.4: 28.3028; 2.5: 7.8859
| 1 | 6.4 | 1: 78.4221; 1.1: 52.5323; 1.2: 0.070447; 1.3: 34.56; 1.4: 14.5226; 1.5: 52.5323; 1.6: 34.56; 1.7: 20.736; 1.8: 8.4594; 1.9: 172.8; 2: 5.5032; 2.1: 81.9431; 2.2: 24.2931; 2.3: 6.7159; 2.4: 28.2392; 2.5: 7.8067
| 1 | 6.45 | 1: 78.2569; 1.1: 52.8313; 1.2: 0.070848; 1.3: 34.83; 1.4: 14.492; 1.5: 52.8313; 1.6: 34.83; 1.7: 20.898; 1.8: 8.4594; 1.9: 174.15; 2: 5.5462; 2.1: 81.9907; 2.2: 24.6599; 2.3: 6.7644; 2.4: 28.1714; 2.5: 7.7276
| 1 | 6.5 | 1: 78.092; 1.1: 53.1286; 1.2: 0.071247; 1.3: 35.1; 1.4: 14.4615; 1.5: 53.1286; 1.6: 35.1; 1.7: 21.06; 1.8: 8.4594; 1.9: 175.5; 2: 5.5892; 2.1: 82.038; 2.2: 25.0292; 2.3: 6.8129; 2.4: 28.0994; 2.5: 7.6486
| 1 | 6.55 | 1: 77.9273; 1.1: 53.4243; 1.2: 0.071643; 1.3: 35.37; 1.4: 14.431; 1.5: 53.4243; 1.6: 35.37; 1.7: 21.222; 1.8: 8.4594; 1.9: 176.85; 2: 5.6322; 2.1: 82.0853; 2.2: 25.4012; 2.3: 6.8614; 2.4: 28.0232; 2.5: 7.5696
| 1 | 6.6 | 1: 77.7627; 1.1: 53.7185; 1.2: 0.072038; 1.3: 35.64; 1.4: 14.4005; 1.5: 53.7185; 1.6: 35.64; 1.7: 21.384; 1.8: 8.4594; 1.9: 178.2; 2: 5.6752; 2.1: 82.1324; 2.2: 25.7757; 2.3: 6.9098; 2.4: 27.9428; 2.5: 7.4907
| 1 | 6.65 | 1: 77.5983; 1.1: 54.011; 1.2: 0.07243; 1.3: 35.91; 1.4: 14.3701; 1.5: 54.011; 1.6: 35.91; 1.7: 21.546; 1.8: 8.4594; 1.9: 179.55; 2: 5.7182; 2.1: 82.1793; 2.2: 26.1527; 2.3: 6.9581; 2.4: 27.8582; 2.5: 7.4119
| 1 | 6.7 | 1: 77.434; 1.1: 54.3019; 1.2: 0.07282; 1.3: 36.18; 1.4: 14.3396; 1.5: 54.3019; 1.6: 36.18; 1.7: 21.708; 1.8: 8.4594; 1.9: 180.9; 2: 5.7611; 2.1: 82.2261; 2.2: 26.5324; 2.3: 7.0065; 2.4: 27.7695; 2.5: 7.3332
| 1 | 6.75 | 1: 77.27; 1.1: 54.5912; 1.2: 0.073208; 1.3: 36.45; 1.4: 14.3093; 1.5: 54.5912; 1.6: 36.45; 1.7: 21.87; 1.8: 8.4594; 1.9: 182.25; 2: 5.8041; 2.1: 82.2727; 2.2: 26.9146; 2.3: 7.0548; 2.4: 27.6766; 2.5: 7.2545
| 1 | 6.8 | 1: 77.1061; 1.1: 54.879; 1.2: 0.073594; 1.3: 36.72; 1.4: 14.2789; 1.5: 54.879; 1.6: 36.72; 1.7: 22.032; 1.8: 8.4594; 1.9: 183.6; 2: 5.8471; 2.1: 82.3192; 2.2: 27.2994; 2.3: 7.103; 2.4: 27.5796; 2.5: 7.1759
| 1 | 6.85 | 1: 76.9424; 1.1: 55.1651; 1.2: 0.073978; 1.3: 36.99; 1.4: 14.2486; 1.5: 55.1651; 1.6: 36.99; 1.7: 22.194; 1.8: 8.4594; 1.9: 184.95; 2: 5.8901; 2.1: 82.3655; 2.2: 27.6867; 2.3: 7.1512; 2.4: 27.4784; 2.5: 7.0974
| 1 | 6.9 | 1: 76.7789; 1.1: 55.4497; 1.2: 0.074359; 1.3: 37.26; 1.4: 14.2183; 1.5: 55.4497; 1.6: 37.26; 1.7: 22.356; 1.8: 8.4594; 1.9: 186.3; 2: 5.9331; 2.1: 82.4117; 2.2: 28.0767; 2.3: 7.1994; 2.4: 27.3731; 2.5: 7.0189
| 1 | 6.95 | 1: 76.6155; 1.1: 55.7327; 1.2: 0.074739; 1.3: 37.53; 1.4: 14.1881; 1.5: 55.7327; 1.6: 37.53; 1.7: 22.518; 1.8: 8.4594; 1.9: 187.65; 2: 5.9761; 2.1: 82.4578; 2.2: 28.4691; 2.3: 7.2475; 2.4: 27.2636; 2.5: 6.9406
| 1 | 7 | 1: 76.4523; 1.1: 56.0141; 1.2: 0.075116; 1.3: 37.8; 1.4: 14.1578; 1.5: 56.0141; 1.6: 37.8; 1.7: 22.68; 1.8: 8.4594; 1.9: 189; 2: 6.0191; 2.1: 82.5037; 2.2: 28.8642; 2.3: 7.2956; 2.4: 27.1499; 2.5: 6.8623
| 1 | 7.05 | 1: 76.2893; 1.1: 56.2939; 1.2: 0.075491; 1.3: 38.07; 1.4: 14.1277; 1.5: 56.2939; 1.6: 38.07; 1.7: 22.842; 1.8: 8.4594; 1.9: 190.35; 2: 6.0621; 2.1: 82.5495; 2.2: 29.2617; 2.3: 7.3436; 2.4: 27.0322; 2.5: 6.7841
| 1 | 7.1 | 1: 76.1265; 1.1: 56.5721; 1.2: 0.075864; 1.3: 38.34; 1.4: 14.0975; 1.5: 56.5721; 1.6: 38.34; 1.7: 23.004; 1.8: 8.4594; 1.9: 191.7; 2: 6.1051; 2.1: 82.5951; 2.2: 29.6619; 2.3: 7.3916; 2.4: 26.9103; 2.5: 6.7059
| 1 | 7.15 | 1: 75.9639; 1.1: 56.8488; 1.2: 0.076236; 1.3: 38.61; 1.4: 14.0674; 1.5: 56.8488; 1.6: 38.61; 1.7: 23.166; 1.8: 8.4594; 1.9: 193.05; 2: 6.1481; 2.1: 82.6406; 2.2: 30.0646; 2.3: 7.4396; 2.4: 26.7842; 2.5: 6.6278
| 1 | 7.2 | 1: 75.8014; 1.1: 57.1239; 1.2: 0.076604; 1.3: 38.88; 1.4: 14.0373; 1.5: 57.1239; 1.6: 38.88; 1.7: 23.328; 1.8: 8.4594; 1.9: 194.4; 2: 6.1911; 2.1: 82.6859; 2.2: 30.4698; 2.3: 7.4875; 2.4: 26.6541; 2.5: 6.5498
| 1 | 7.25 | 1: 75.6391; 1.1: 57.3974; 1.2: 0.076971; 1.3: 39.15; 1.4: 14.0072; 1.5: 57.3974; 1.6: 39.15; 1.7: 23.49; 1.8: 8.4594; 1.9: 195.75; 2: 6.2341; 2.1: 82.7311; 2.2: 30.8776; 2.3: 7.5353; 2.4: 26.5199; 2.5: 6.4719
| 1 | 7.3 | 1: 75.4769; 1.1: 57.6694; 1.2: 0.077336; 1.3: 39.42; 1.4: 13.9772; 1.5: 57.6694; 1.6: 39.42; 1.7: 23.652; 1.8: 8.4594; 1.9: 197.1; 2: 6.2771; 2.1: 82.7761; 2.2: 31.2879; 2.3: 7.5832; 2.4: 26.3815; 2.5: 6.394
| 1 | 7.35 | 1: 75.315; 1.1: 57.9398; 1.2: 0.077699; 1.3: 39.69; 1.4: 13.9472; 1.5: 57.9398; 1.6: 39.69; 1.7: 23.814; 1.8: 8.4594; 1.9: 198.45; 2: 6.3201; 2.1: 82.821; 2.2: 31.7008; 2.3: 7.631; 2.4: 26.239; 2.5: 6.3162
| 1 | 7.4 | 1: 75.1532; 1.1: 58.2087; 1.2: 0.078059; 1.3: 39.96; 1.4: 13.9173; 1.5: 58.2087; 1.6: 39.96; 1.7: 23.976; 1.8: 8.4594; 1.9: 199.8; 2: 6.3631; 2.1: 82.8658; 2.2: 32.1162; 2.3: 7.6787; 2.4: 26.0925; 2.5: 6.2385
| 1 | 7.45 | 1: 74.9916; 1.1: 58.476; 1.2: 0.078418; 1.3: 40.23; 1.4: 13.8873; 1.5: 58.476; 1.6: 40.23; 1.7: 24.138; 1.8: 8.4594; 1.9: 201.15; 2: 6.4061; 2.1: 82.9104; 2.2: 32.5342; 2.3: 7.7265; 2.4: 25.9418; 2.5: 6.1609
| 1 | 7.5 | 1: 74.8302; 1.1: 58.7417; 1.2: 0.078774; 1.3: 40.5; 1.4: 13.8574; 1.5: 58.7417; 1.6: 40.5; 1.7: 24.3; 1.8: 8.4594; 1.9: 202.5; 2: 6.449; 2.1: 82.9549; 2.2: 32.9547; 2.3: 7.7742; 2.4: 25.787; 2.5: 6.0833
| 1 | 7.55 | 1: 74.6689; 1.1: 59.0059; 1.2: 0.079128; 1.3: 40.77; 1.4: 13.8276; 1.5: 59.0059; 1.6: 40.77; 1.7: 24.462; 1.8: 8.4594; 1.9: 203.85; 2: 6.492; 2.1: 82.9992; 2.2: 33.3777; 2.3: 7.8218; 2.4: 25.6282; 2.5: 6.0058
| 1 | 7.6 | 1: 74.5078; 1.1: 59.2685; 1.2: 0.07948; 1.3: 41.04; 1.4: 13.7977; 1.5: 59.2685; 1.6: 41.04; 1.7: 24.624; 1.8: 8.4594; 1.9: 205.2; 2: 6.535; 2.1: 83.0434; 2.2: 33.8032; 2.3: 7.8694; 2.4: 25.4653; 2.5: 5.9283
| 1 | 7.65 | 1: 74.3469; 1.1: 59.5296; 1.2: 0.079831; 1.3: 41.31; 1.4: 13.768; 1.5: 59.5296; 1.6: 41.31; 1.7: 24.786; 1.8: 8.4594; 1.9: 206.55; 2: 6.578; 2.1: 83.0875; 2.2: 34.2313; 2.3: 7.917; 2.4: 25.2983; 2.5: 5.851
| 1 | 7.7 | 1: 74.1862; 1.1: 59.7891; 1.2: 0.080179; 1.3: 41.58; 1.4: 13.7382; 1.5: 59.7891; 1.6: 41.58; 1.7: 24.948; 1.8: 8.4594; 1.9: 207.9; 2: 6.621; 2.1: 83.1314; 2.2: 34.6619; 2.3: 7.9645; 2.4: 25.1272; 2.5: 5.7737
| 1 | 7.75 | 1: 74.0257; 1.1: 60.0471; 1.2: 0.080525; 1.3: 41.85; 1.4: 13.7085; 1.5: 60.0471; 1.6: 41.85; 1.7: 25.11; 1.8: 8.4594; 1.9: 209.25; 2: 6.664; 2.1: 83.1752; 2.2: 35.0951; 2.3: 8.012; 2.4: 24.9521; 2.5: 5.6964
| 1 | 7.8 | 1: 73.8653; 1.1: 60.3036; 1.2: 0.080868; 1.3: 42.12; 1.4: 13.6788; 1.5: 60.3036; 1.6: 42.12; 1.7: 25.272; 1.8: 8.4594; 1.9: 210.6; 2: 6.707; 2.1: 83.2188; 2.2: 35.5307; 2.3: 8.0595; 2.4: 24.7729; 2.5: 5.6193
| 1 | 7.85 | 1: 73.7051; 1.1: 60.5586; 1.2: 0.08121; 1.3: 42.39; 1.4: 13.6491; 1.5: 60.5586; 1.6: 42.39; 1.7: 25.434; 1.8: 8.4594; 1.9: 211.95; 2: 6.75; 2.1: 83.2623; 2.2: 35.9689; 2.3: 8.1069; 2.4: 24.5896; 2.5: 5.5422
| 1 | 7.9 | 1: 73.5451; 1.1: 60.812; 1.2: 0.08155; 1.3: 42.66; 1.4: 13.6195; 1.5: 60.812; 1.6: 42.66; 1.7: 25.596; 1.8: 8.4594; 1.9: 213.3; 2: 6.793; 2.1: 83.3057; 2.2: 36.4096; 2.3: 8.1543; 2.4: 24.4023; 2.5: 5.4652
| 1 | 7.95 | 1: 73.3852; 1.1: 61.0638; 1.2: 0.081888; 1.3: 42.93; 1.4: 13.5899; 1.5: 61.0638; 1.6: 42.93; 1.7: 25.758; 1.8: 8.4594; 1.9: 214.65; 2: 6.836; 2.1: 83.3489; 2.2: 36.8528; 2.3: 8.2017; 2.4: 24.211; 2.5: 5.3882
| 1 | 8 | 1: 73.2255; 1.1: 61.3142; 1.2: 0.082224; 1.3: 43.2; 1.4: 13.5603; 1.5: 61.3142; 1.6: 43.2; 1.7: 25.92; 1.8: 8.4594; 1.9: 216; 2: 6.879; 2.1: 83.3919; 2.2: 37.2986; 2.3: 8.249; 2.4: 24.0156; 2.5: 5.3113
| 1 | 8.05 | 1: 73.066; 1.1: 61.563; 1.2: 0.082557; 1.3: 43.47; 1.4: 13.5307; 1.5: 61.563; 1.6: 43.47; 1.7: 26.082; 1.8: 8.4594; 1.9: 217.35; 2: 6.922; 2.1: 83.4349; 2.2: 37.7468; 2.3: 8.2963; 2.4: 23.8162; 2.5: 5.2345
| 1 | 8.1 | 1: 72.9067; 1.1: 61.8103; 1.2: 0.082889; 1.3: 43.74; 1.4: 13.5012; 1.5: 61.8103; 1.6: 43.74; 1.7: 26.244; 1.8: 8.4594; 1.9: 218.7; 2: 6.965; 2.1: 83.4777; 2.2: 38.1976; 2.3: 8.3435; 2.4: 23.6127; 2.5: 5.1577
| 1 | 8.15 | 1: 72.7475; 1.1: 62.0561; 1.2: 0.083219; 1.3: 44.01; 1.4: 13.4718; 1.5: 62.0561; 1.6: 44.01; 1.7: 26.406; 1.8: 8.4594; 1.9: 220.05; 2: 7.008; 2.1: 83.5203; 2.2: 38.6509; 2.3: 8.3907; 2.4: 23.4052; 2.5: 5.081
| 1 | 8.2 | 1: 72.5886; 1.1: 62.3003; 1.2: 0.083546; 1.3: 44.28; 1.4: 13.4423; 1.5: 62.3003; 1.6: 44.28; 1.7: 26.568; 1.8: 8.4594; 1.9: 221.4; 2: 7.051; 2.1: 83.5629; 2.2: 39.1066; 2.3: 8.4379; 2.4: 23.1937; 2.5: 5.0044
| 1 | 8.25 | 1: 72.4298; 1.1: 62.5431; 1.2: 0.083872; 1.3: 44.55; 1.4: 13.4129; 1.5: 62.5431; 1.6: 44.55; 1.7: 26.73; 1.8: 8.4594; 1.9: 222.75; 2: 7.0939; 2.1: 83.6053; 2.2: 39.5649; 2.3: 8.4851; 2.4: 22.9782; 2.5: 4.9279
| 1 | 8.3 | 1: 72.2711; 1.1: 62.7843; 1.2: 0.084195; 1.3: 44.82; 1.4: 13.3835; 1.5: 62.7843; 1.6: 44.82; 1.7: 26.892; 1.8: 8.4594; 1.9: 224.1; 2: 7.1369; 2.1: 83.6475; 2.2: 40.0257; 2.3: 8.5322; 2.4: 22.7586; 2.5: 4.8514
| 1 | 8.35 | 1: 72.1127; 1.1: 63.0241; 1.2: 0.084517; 1.3: 45.09; 1.4: 13.3542; 1.5: 63.0241; 1.6: 45.09; 1.7: 27.054; 1.8: 8.4594; 1.9: 225.45; 2: 7.1799; 2.1: 83.6896; 2.2: 40.489; 2.3: 8.5792; 2.4: 22.535; 2.5: 4.775
| 1 | 8.4 | 1: 71.9544; 1.1: 63.2623; 1.2: 0.084836; 1.3: 45.36; 1.4: 13.3249; 1.5: 63.2623; 1.6: 45.36; 1.7: 27.216; 1.8: 8.4594; 1.9: 226.8; 2: 7.2229; 2.1: 83.7316; 2.2: 40.9549; 2.3: 8.6263; 2.4: 22.3075; 2.5: 4.6986
| 1 | 8.45 | 1: 71.7963; 1.1: 63.499; 1.2: 0.085154; 1.3: 45.63; 1.4: 13.2956; 1.5: 63.499; 1.6: 45.63; 1.7: 27.378; 1.8: 8.4594; 1.9: 228.15; 2: 7.2659; 2.1: 83.7735; 2.2: 41.4232; 2.3: 8.6733; 2.4: 22.0759; 2.5: 4.6223
| 1 | 8.5 | 1: 71.6384; 1.1: 63.7343; 1.2: 0.085469; 1.3: 45.9; 1.4: 13.2664; 1.5: 63.7343; 1.6: 45.9; 1.7: 27.54; 1.8: 8.4594; 1.9: 229.5; 2: 7.3089; 2.1: 83.8152; 2.2: 41.894; 2.3: 8.7203; 2.4: 21.8403; 2.5: 4.5461
| 1 | 8.55 | 1: 71.4806; 1.1: 63.968; 1.2: 0.085783; 1.3: 46.17; 1.4: 13.2372; 1.5: 63.968; 1.6: 46.17; 1.7: 27.702; 1.8: 8.4594; 1.9: 230.85; 2: 7.3519; 2.1: 83.8568; 2.2: 42.3673; 2.3: 8.7672; 2.4: 21.6007; 2.5: 4.4699
| 1 | 8.6 | 1: 71.3231; 1.1: 64.2003; 1.2: 0.086094; 1.3: 46.44; 1.4: 13.208; 1.5: 64.2003; 1.6: 46.44; 1.7: 27.864; 1.8: 8.4594; 1.9: 232.2; 2: 7.3949; 2.1: 83.8982; 2.2: 42.8431; 2.3: 8.8141; 2.4: 21.3572; 2.5: 4.3938
| 1 | 8.65 | 1: 71.1657; 1.1: 64.431; 1.2: 0.086403; 1.3: 46.71; 1.4: 13.1788; 1.5: 64.431; 1.6: 46.71; 1.7: 28.026; 1.8: 8.4594; 1.9: 233.55; 2: 7.4379; 2.1: 83.9395; 2.2: 43.3214; 2.3: 8.861; 2.4: 21.1096; 2.5: 4.3178
| 1 | 8.7 | 1: 71.0084; 1.1: 64.6603; 1.2: 0.086711; 1.3: 46.98; 1.4: 13.1497; 1.5: 64.6603; 1.6: 46.98; 1.7: 28.188; 1.8: 8.4594; 1.9: 234.9; 2: 7.4809; 2.1: 83.9807; 2.2: 43.8021; 2.3: 8.9079; 2.4: 20.8581; 2.5: 4.2418
| 1 | 8.75 | 1: 70.8514; 1.1: 64.888; 1.2: 0.087016; 1.3: 47.25; 1.4: 13.1206; 1.5: 64.888; 1.6: 47.25; 1.7: 28.35; 1.8: 8.4594; 1.9: 236.25; 2: 7.5239; 2.1: 84.0217; 2.2: 44.2854; 2.3: 8.9547; 2.4: 20.6026; 2.5: 4.1659
| 1 | 8.8 | 1: 70.6945; 1.1: 65.1143; 1.2: 0.08732; 1.3: 47.52; 1.4: 13.0916; 1.5: 65.1143; 1.6: 47.52; 1.7: 28.512; 1.8: 8.4594; 1.9: 237.6; 2: 7.5669; 2.1: 84.0626; 2.2: 44.7712; 2.3: 9.0015; 2.4: 20.3432; 2.5: 4.0901
| 1 | 8.85 | 1: 70.5378; 1.1: 65.3392; 1.2: 0.087621; 1.3: 47.79; 1.4: 13.0626; 1.5: 65.3392; 1.6: 47.79; 1.7: 28.674; 1.8: 8.4594; 1.9: 238.95; 2: 7.6099; 2.1: 84.1034; 2.2: 45.2595; 2.3: 9.0482; 2.4: 20.0797; 2.5: 4.0143
| 1 | 8.9 | 1: 70.3813; 1.1: 65.5625; 1.2: 0.087921; 1.3: 48.06; 1.4: 13.0336; 1.5: 65.5625; 1.6: 48.06; 1.7: 28.836; 1.8: 8.4594; 1.9: 240.3; 2: 7.6529; 2.1: 84.144; 2.2: 45.7502; 2.3: 9.095; 2.4: 19.8123; 2.5: 3.9386
| 1 | 8.95 | 1: 70.2249; 1.1: 65.7844; 1.2: 0.088218; 1.3: 48.33; 1.4: 13.0046; 1.5: 65.7844; 1.6: 48.33; 1.7: 28.998; 1.8: 8.4594; 1.9: 241.65; 2: 7.6959; 2.1: 84.1845; 2.2: 46.2434; 2.3: 9.1417; 2.4: 19.5409; 2.5: 3.863
| 1 | 9 | 1: 70.0687; 1.1: 66.0048; 1.2: 0.088514; 1.3: 48.6; 1.4: 12.9757; 1.5: 66.0048; 1.6: 48.6; 1.7: 29.16; 1.8: 8.4594; 1.9: 243; 2: 7.7389; 2.1: 84.2249; 2.2: 46.7391; 2.3: 9.1883; 2.4: 19.2656; 2.5: 3.7874
| 1 | 9.05 | 1: 69.9127; 1.1: 66.2237; 1.2: 0.088807; 1.3: 48.87; 1.4: 12.9468; 1.5: 66.2237; 1.6: 48.87; 1.7: 29.322; 1.8: 8.4594; 1.9: 244.35; 2: 7.7818; 2.1: 84.2652; 2.2: 47.2373; 2.3: 9.235; 2.4: 18.9864; 2.5: 3.7119
| 1 | 9.1 | 1: 69.7569; 1.1: 66.4411; 1.2: 0.089099; 1.3: 49.14; 1.4: 12.9179; 1.5: 66.4411; 1.6: 49.14; 1.7: 29.484; 1.8: 8.4594; 1.9: 245.7; 2: 7.8248; 2.1: 84.3053; 2.2: 47.738; 2.3: 9.2816; 2.4: 18.7031; 2.5: 3.6364
| 1 | 9.15 | 1: 69.6013; 1.1: 66.6571; 1.2: 0.089389; 1.3: 49.41; 1.4: 12.8891; 1.5: 66.6571; 1.6: 49.41; 1.7: 29.646; 1.8: 8.4594; 1.9: 247.05; 2: 7.8678; 2.1: 84.3453; 2.2: 48.2412; 2.3: 9.3281; 2.4: 18.416; 2.5: 3.561
| 1 | 9.2 | 1: 69.4458; 1.1: 66.8717; 1.2: 0.089676; 1.3: 49.68; 1.4: 12.8603; 1.5: 66.8717; 1.6: 49.68; 1.7: 29.808; 1.8: 8.4594; 1.9: 248.4; 2: 7.9108; 2.1: 84.3851; 2.2: 48.7468; 2.3: 9.3747; 2.4: 18.1249; 2.5: 3.4857
| 1 | 9.25 | 1: 69.2905; 1.1: 67.0847; 1.2: 0.089962; 1.3: 49.95; 1.4: 12.8316; 1.5: 67.0847; 1.6: 49.95; 1.7: 29.97; 1.8: 8.4594; 1.9: 249.75; 2: 7.9538; 2.1: 84.4248; 2.2: 49.2549; 2.3: 9.4212; 2.4: 17.8298; 2.5: 3.4104
| 1 | 9.3 | 1: 69.1354; 1.1: 67.2964; 1.2: 0.090246; 1.3: 50.22; 1.4: 12.8028; 1.5: 67.2964; 1.6: 50.22; 1.7: 30.132; 1.8: 8.4594; 1.9: 251.1; 2: 7.9968; 2.1: 84.4644; 2.2: 49.7655; 2.3: 9.4677; 2.4: 17.5309; 2.5: 3.3352
| 1 | 9.35 | 1: 68.9804; 1.1: 67.5065; 1.2: 0.090528; 1.3: 50.49; 1.4: 12.7742; 1.5: 67.5065; 1.6: 50.49; 1.7: 30.294; 1.8: 8.4594; 1.9: 252.45; 2: 8.0398; 2.1: 84.5039; 2.2: 50.2785; 2.3: 9.5141; 2.4: 17.228; 2.5: 3.26
| 1 | 9.4 | 1: 68.8256; 1.1: 67.7153; 1.2: 0.090808; 1.3: 50.76; 1.4: 12.7455; 1.5: 67.7153; 1.6: 50.76; 1.7: 30.456; 1.8: 8.4594; 1.9: 253.8; 2: 8.0828; 2.1: 84.5432; 2.2: 50.7941; 2.3: 9.5606; 2.4: 16.9212; 2.5: 3.1849
| 1 | 9.45 | 1: 68.671; 1.1: 67.9225; 1.2: 0.091086; 1.3: 51.03; 1.4: 12.7169; 1.5: 67.9225; 1.6: 51.03; 1.7: 30.618; 1.8: 8.4594; 1.9: 255.15; 2: 8.1258; 2.1: 84.5824; 2.2: 51.3121; 2.3: 9.607; 2.4: 16.6104; 2.5: 3.1099
| 1 | 9.5 | 1: 68.5166; 1.1: 68.1284; 1.2: 0.091362; 1.3: 51.3; 1.4: 12.6883; 1.5: 68.1284; 1.6: 51.3; 1.7: 30.78; 1.8: 8.4594; 1.9: 256.5; 2: 8.1688; 2.1: 84.6215; 2.2: 51.8326; 2.3: 9.6533; 2.4: 16.2958; 2.5: 3.0349
| 1 | 9.55 | 1: 68.3624; 1.1: 68.3327; 1.2: 0.091636; 1.3: 51.57; 1.4: 12.6597; 1.5: 68.3327; 1.6: 51.57; 1.7: 30.942; 1.8: 8.4594; 1.9: 257.85; 2: 8.2118; 2.1: 84.6605; 2.2: 52.3555; 2.3: 9.6997; 2.4: 15.9772; 2.5: 2.96
| 1 | 9.6 | 1: 68.2083; 1.1: 68.5357; 1.2: 0.091908; 1.3: 51.84; 1.4: 12.6312; 1.5: 68.5357; 1.6: 51.84; 1.7: 31.104; 1.8: 8.4594; 1.9: 259.2; 2: 8.2548; 2.1: 84.6993; 2.2: 52.8809; 2.3: 9.746; 2.4: 15.6548; 2.5: 2.8852
| 1 | 9.65 | 1: 68.0544; 1.1: 68.7372; 1.2: 0.092178; 1.3: 52.11; 1.4: 12.6027; 1.5: 68.7372; 1.6: 52.11; 1.7: 31.266; 1.8: 8.4594; 1.9: 260.55; 2: 8.2978; 2.1: 84.738; 2.2: 53.4088; 2.3: 9.7923; 2.4: 15.3284; 2.5: 2.8104
| 1 | 9.7 | 1: 67.9007; 1.1: 68.9373; 1.2: 0.092446; 1.3: 52.38; 1.4: 12.5742; 1.5: 68.9373; 1.6: 52.38; 1.7: 31.428; 1.8: 8.4594; 1.9: 261.9; 2: 8.3408; 2.1: 84.7765; 2.2: 53.9391; 2.3: 9.8385; 2.4: 14.9981; 2.5: 2.7357
| 1 | 9.75 | 1: 67.7471; 1.1: 69.1359; 1.2: 0.092713; 1.3: 52.65; 1.4: 12.5458; 1.5: 69.1359; 1.6: 52.65; 1.7: 31.59; 1.8: 8.4594; 1.9: 263.25; 2: 8.3838; 2.1: 84.815; 2.2: 54.472; 2.3: 9.8848; 2.4: 14.664; 2.5: 2.661
| 1 | 9.8 | 1: 67.5937; 1.1: 69.3332; 1.2: 0.092977; 1.3: 52.92; 1.4: 12.5174; 1.5: 69.3332; 1.6: 52.92; 1.7: 31.752; 1.8: 8.4594; 1.9: 264.6; 2: 8.4268; 2.1: 84.8533; 2.2: 55.0072; 2.3: 9.931; 2.4: 14.3259; 2.5: 2.5864
| 1 | 9.85 | 1: 67.4405; 1.1: 69.529; 1.2: 0.09324; 1.3: 53.19; 1.4: 12.489; 1.5: 69.529; 1.6: 53.19; 1.7: 31.914; 1.8: 8.4594; 1.9: 265.95; 2: 8.4697; 2.1: 84.8915; 2.2: 55.545; 2.3: 9.9771; 2.4: 13.984; 2.5: 2.5118
| 1 | 9.9 | 1: 67.2875; 1.1: 69.7233; 1.2: 0.093501; 1.3: 53.46; 1.4: 12.4607; 1.5: 69.7233; 1.6: 53.46; 1.7: 32.076; 1.8: 8.4594; 1.9: 267.3; 2: 8.5127; 2.1: 84.9295; 2.2: 56.0852; 2.3: 10.0233; 2.4: 13.6382; 2.5: 2.4374
| 1 | 9.95 | 1: 67.1347; 1.1: 69.9163; 1.2: 0.093759; 1.3: 53.73; 1.4: 12.4323; 1.5: 69.9163; 1.6: 53.73; 1.7: 32.238; 1.8: 8.4594; 1.9: 268.65; 2: 8.5557; 2.1: 84.9675; 2.2: 56.6278; 2.3: 10.0694; 2.4: 13.2885; 2.5: 2.3629
| 1 | 10 | 1: 66.982; 1.1: 70.1078; 1.2: 0.094016; 1.3: 54; 1.4: 12.4041; 1.5: 70.1078; 1.6: 54; 1.7: 32.4; 1.8: 8.4594; 1.9: 270; 2: 8.5987; 2.1: 85.0053; 2.2: 57.1729; 2.3: 10.1155; 2.4: 12.9349; 2.5: 2.2886
| 1 | 10.05 | 1: 66.8295; 1.1: 70.298; 1.2: 0.094271; 1.3: 54.27; 1.4: 12.3758; 1.5: 70.298; 1.6: 54.27; 1.7: 32.562; 1.8: 8.4594; 1.9: 271.35; 2: 8.6417; 2.1: 85.043; 2.2: 57.7205; 2.3: 10.1616; 2.4: 12.5775; 2.5: 2.2142
| 1 | 10.1 | 1: 66.6772; 1.1: 70.4867; 1.2: 0.094524; 1.3: 54.54; 1.4: 12.3476; 1.5: 70.4867; 1.6: 54.54; 1.7: 32.724; 1.8: 8.4594; 1.9: 272.7; 2: 8.6847; 2.1: 85.0805; 2.2: 58.2705; 2.3: 10.2076; 2.4: 12.2161; 2.5: 2.14
| 1 | 10.15 | 1: 66.525; 1.1: 70.674; 1.2: 0.094775; 1.3: 54.81; 1.4: 12.3194; 1.5: 70.674; 1.6: 54.81; 1.7: 32.886; 1.8: 8.4594; 1.9: 274.05; 2: 8.7277; 2.1: 85.1179; 2.2: 58.823; 2.3: 10.2537; 2.4: 11.851; 2.5: 2.0658
| 1 | 10.2 | 1: 66.3731; 1.1: 70.8599; 1.2: 0.095025; 1.3: 55.08; 1.4: 12.2913; 1.5: 70.8599; 1.6: 55.08; 1.7: 33.048; 1.8: 8.4594; 1.9: 275.4; 2: 8.7707; 2.1: 85.1553; 2.2: 59.3779; 2.3: 10.2997; 2.4: 11.4819; 2.5: 1.9916
| 1 | 10.25 | 1: 66.2213; 1.1: 71.0444; 1.2: 0.095272; 1.3: 55.35; 1.4: 12.2632; 1.5: 71.0444; 1.6: 55.35; 1.7: 33.21; 1.8: 8.4594; 1.9: 276.75; 2: 8.8137; 2.1: 85.1924; 2.2: 59.9353; 2.3: 10.3456; 2.4: 11.109; 2.5: 1.9176
| 1 | 10.3 | 1: 66.0696; 1.1: 71.2275; 1.2: 0.095518; 1.3: 55.62; 1.4: 12.2351; 1.5: 71.2275; 1.6: 55.62; 1.7: 33.372; 1.8: 8.4594; 1.9: 278.1; 2: 8.8567; 2.1: 85.2295; 2.2: 60.4952; 2.3: 10.3916; 2.4: 10.7323; 2.5: 1.8435
| 1 | 10.35 | 1: 65.9182; 1.1: 71.4092; 1.2: 0.095761; 1.3: 55.89; 1.4: 12.2071; 1.5: 71.4092; 1.6: 55.89; 1.7: 33.534; 1.8: 8.4594; 1.9: 279.45; 2: 8.8997; 2.1: 85.2664; 2.2: 61.0575; 2.3: 10.4375; 2.4: 10.3517; 2.5: 1.7696
| 1 | 10.4 | 1: 65.7669; 1.1: 71.5895; 1.2: 0.096003; 1.3: 56.16; 1.4: 12.1791; 1.5: 71.5895; 1.6: 56.16; 1.7: 33.696; 1.8: 8.4594; 1.9: 280.8; 2: 8.9427; 2.1: 85.3033; 2.2: 61.6222; 2.3: 10.4834; 2.4: 9.9673; 2.5: 1.6957
| 1 | 10.45 | 1: 65.6158; 1.1: 71.7684; 1.2: 0.096243; 1.3: 56.43; 1.4: 12.1511; 1.5: 71.7684; 1.6: 56.43; 1.7: 33.858; 1.8: 8.4594; 1.9: 282.15; 2: 8.9857; 2.1: 85.3399; 2.2: 62.1894; 2.3: 10.5293; 2.4: 9.579; 2.5: 1.6218
| 1 | 10.5 | 1: 65.4649; 1.1: 71.9459; 1.2: 0.096481; 1.3: 56.7; 1.4: 12.1231; 1.5: 71.9459; 1.6: 56.7; 1.7: 34.02; 1.8: 8.4594; 1.9: 283.5; 2: 9.0287; 2.1: 85.3765; 2.2: 62.7591; 2.3: 10.5751; 2.4: 9.1868; 2.5: 1.548
| 1 | 10.55 | 1: 65.3141; 1.1: 72.122; 1.2: 0.096717; 1.3: 56.97; 1.4: 12.0952; 1.5: 72.122; 1.6: 56.97; 1.7: 34.182; 1.8: 8.4594; 1.9: 284.85; 2: 9.0717; 2.1: 85.413; 2.2: 63.3312; 2.3: 10.6209; 2.4: 8.7909; 2.5: 1.4743
| 1 | 10.6 | 1: 65.1636; 1.1: 72.2968; 1.2: 0.096952; 1.3: 57.24; 1.4: 12.0673; 1.5: 72.2968; 1.6: 57.24; 1.7: 34.344; 1.8: 8.4594; 1.9: 286.2; 2: 9.1146; 2.1: 85.4493; 2.2: 63.9057; 2.3: 10.6667; 2.4: 8.3911; 2.5: 1.4006
| 1 | 10.65 | 1: 65.0132; 1.1: 72.4702; 1.2: 0.097184; 1.3: 57.51; 1.4: 12.0395; 1.5: 72.4702; 1.6: 57.51; 1.7: 34.506; 1.8: 8.4594; 1.9: 287.55; 2: 9.1576; 2.1: 85.4855; 2.2: 64.4827; 2.3: 10.7125; 2.4: 7.9875; 2.5: 1.327
| 1 | 10.7 | 1: 64.8629; 1.1: 72.6422; 1.2: 0.097415; 1.3: 57.78; 1.4: 12.0117; 1.5: 72.6422; 1.6: 57.78; 1.7: 34.668; 1.8: 8.4594; 1.9: 288.9; 2: 9.2006; 2.1: 85.5216; 2.2: 65.0621; 2.3: 10.7583; 2.4: 7.5801; 2.5: 1.2534
| 1 | 10.75 | 1: 64.7129; 1.1: 72.8128; 1.2: 0.097644; 1.3: 58.05; 1.4: 11.9839; 1.5: 72.8128; 1.6: 58.05; 1.7: 34.83; 1.8: 8.4594; 1.9: 290.25; 2: 9.2436; 2.1: 85.5575; 2.2: 65.644; 2.3: 10.804; 2.4: 7.1688; 2.5: 1.1799
| 1 | 10.8 | 1: 64.563; 1.1: 72.982; 1.2: 0.097871; 1.3: 58.32; 1.4: 11.9561; 1.5: 72.982; 1.6: 58.32; 1.7: 34.992; 1.8: 8.4594; 1.9: 291.6; 2: 9.2866; 2.1: 85.5934; 2.2: 66.2283; 2.3: 10.8497; 2.4: 6.7537; 2.5: 1.1064
| 1 | 10.85 | 1: 64.4133; 1.1: 73.1499; 1.2: 0.098096; 1.3: 58.59; 1.4: 11.9284; 1.5: 73.1499; 1.6: 58.59; 1.7: 35.154; 1.8: 8.4594; 1.9: 292.95; 2: 9.3296; 2.1: 85.6291; 2.2: 66.8151; 2.3: 10.8954; 2.4: 6.3349; 2.5: 1.033
| 1 | 10.9 | 1: 64.2638; 1.1: 73.3164; 1.2: 0.098319; 1.3: 58.86; 1.4: 11.9007; 1.5: 73.3164; 1.6: 58.86; 1.7: 35.316; 1.8: 8.4594; 1.9: 294.3; 2: 9.3726; 2.1: 85.6647; 2.2: 67.4043; 2.3: 10.941; 2.4: 5.9122; 2.5: 0.95966
| 1 | 10.95 | 1: 64.1145; 1.1: 73.4816; 1.2: 0.09854; 1.3: 59.13; 1.4: 11.873; 1.5: 73.4816; 1.6: 59.13; 1.7: 35.478; 1.8: 8.4594; 1.9: 295.65; 2: 9.4156; 2.1: 85.7002; 2.2: 67.9959; 2.3: 10.9867; 2.4: 5.4857; 2.5: 0.88637
| 1 | 11 | 1: 63.9653; 1.1: 73.6454; 1.2: 0.09876; 1.3: 59.4; 1.4: 11.8454; 1.5: 73.6454; 1.6: 59.4; 1.7: 35.64; 1.8: 8.4594; 1.9: 297; 2: 9.4586; 2.1: 85.7355; 2.2: 68.59; 2.3: 11.0323; 2.4: 5.0554; 2.5: 0.81313
| 1 | 11.05 | 1: 63.8163; 1.1: 73.8078; 1.2: 0.098978; 1.3: 59.67; 1.4: 11.8178; 1.5: 73.8078; 1.6: 59.67; 1.7: 35.802; 1.8: 8.4594; 1.9: 298.35; 2: 9.5016; 2.1: 85.7708; 2.2: 69.1865; 2.3: 11.0779; 2.4: 4.6213; 2.5: 0.73994
| 1 | 11.1 | 1: 63.6675; 1.1: 73.9689; 1.2: 0.099194; 1.3: 59.94; 1.4: 11.7903; 1.5: 73.9689; 1.6: 59.94; 1.7: 35.964; 1.8: 8.4594; 1.9: 299.7; 2: 9.5446; 2.1: 85.8059; 2.2: 69.7855; 2.3: 11.1235; 2.4: 4.1834; 2.5: 0.66681
| 1 | 11.15 | 1: 63.5188; 1.1: 74.1286; 1.2: 0.099408; 1.3: 60.21; 1.4: 11.7627; 1.5: 74.1286; 1.6: 60.21; 1.7: 36.126; 1.8: 8.4594; 1.9: 301.05; 2: 9.5876; 2.1: 85.8409; 2.2: 70.3869; 2.3: 11.169; 2.4: 3.7417; 2.5: 0.59373
| 1 | 11.2 | 1: 63.3703; 1.1: 74.2869; 1.2: 0.09962; 1.3: 60.48; 1.4: 11.7352; 1.5: 74.2869; 1.6: 60.48; 1.7: 36.288; 1.8: 8.4594; 1.9: 302.4; 2: 9.6306; 2.1: 85.8758; 2.2: 70.9907; 2.3: 11.2145; 2.4: 3.2962; 2.5: 0.52071
| 1 | 11.25 | 1: 63.222; 1.1: 74.4439; 1.2: 0.099831; 1.3: 60.75; 1.4: 11.7078; 1.5: 74.4439; 1.6: 60.75; 1.7: 36.45; 1.8: 8.4594; 1.9: 303.75; 2: 9.6736; 2.1: 85.9106; 2.2: 71.597; 2.3: 11.26; 2.4: 2.847; 2.5: 0.44774
| 1 | 11.3 | 1: 63.0739; 1.1: 74.5996; 1.2: 0.10004; 1.3: 61.02; 1.4: 11.6804; 1.5: 74.5996; 1.6: 61.02; 1.7: 36.612; 1.8: 8.4594; 1.9: 305.1; 2: 9.7166; 2.1: 85.9452; 2.2: 72.2057; 2.3: 11.3055; 2.4: 2.3939; 2.5: 0.37483
| 1 | 11.35 | 1: 62.926; 1.1: 74.7539; 1.2: 0.10025; 1.3: 61.29; 1.4: 11.653; 1.5: 74.7539; 1.6: 61.29; 1.7: 36.774; 1.8: 8.4594; 1.9: 306.45; 2: 9.7596; 2.1: 85.9798; 2.2: 72.8168; 2.3: 11.351; 2.4: 1.9371; 2.5: 0.30197
| 1 | 11.4 | 1: 62.7782; 1.1: 74.9069; 1.2: 0.10045; 1.3: 61.56; 1.4: 11.6256; 1.5: 74.9069; 1.6: 61.56; 1.7: 36.936; 1.8: 8.4594; 1.9: 307.8; 2: 9.8025; 2.1: 86.0142; 2.2: 73.4304; 2.3: 11.3964; 2.4: 1.4765; 2.5: 0.22916
| 1 | 11.45 | 1: 62.6306; 1.1: 75.0586; 1.2: 0.10066; 1.3: 61.83; 1.4: 11.5983; 1.5: 75.0586; 1.6: 61.83; 1.7: 37.098; 1.8: 8.4594; 1.9: 309.15; 2: 9.8455; 2.1: 86.0485; 2.2: 74.0464; 2.3: 11.4419; 2.4: 1.0122; 2.5: 0.1564
| 1 | 11.5 | 1: 62.4832; 1.1: 75.2089; 1.2: 0.10086; 1.3: 62.1; 1.4: 11.571; 1.5: 75.2089; 1.6: 62.1; 1.7: 37.26; 1.8: 8.4594; 1.9: 310.5; 2: 9.8885; 2.1: 86.0827; 2.2: 74.6649; 2.3: 11.4873; 2.4: 0.54406; 2.5: 0.083704
| 2 | 11.55 | 1: 62.3359; 1.1: 75.3579; 1.2: 0.10106; 1.3: 62.37; 1.4: 11.5437; 1.5: 75.3579; 1.6: 62.37; 1.7: 37.422; 1.8: 8.4594; 1.9: 311.85; 2: 9.9315; 2.1: 86.1167; 2.2: 75.2857; 2.3: 11.5326; 2.4: 0.07217; 2.5: 0.011055
| 2 | 11.6 | 1: 62.1888; 1.1: 75.5056; 1.2: 0.10125; 1.3: 62.64; 1.4: 11.5165; 1.5: 75.5056; 1.6: 62.64; 1.7: 37.584; 1.8: 8.4594; 1.9: 313.2; 2: 9.9745; 2.1: 86.1507; 2.2: 75.909; 2.3: 11.578; 2.4: -0.40348; 2.5: -0.06154
| 2 | 11.65 | 1: 62.042; 1.1: 75.6519; 1.2: 0.10145; 1.3: 62.91; 1.4: 11.4893; 1.5: 75.6519; 1.6: 62.91; 1.7: 37.746; 1.8: 8.4594; 1.9: 314.55; 2: 10.0175; 2.1: 86.1845; 2.2: 76.5348; 2.3: 11.6233; 2.4: -0.88288; 2.5: -0.13408
| 2 | 11.7 | 1: 61.8952; 1.1: 75.7969; 1.2: 0.10165; 1.3: 63.18; 1.4: 11.4621; 1.5: 75.7969; 1.6: 63.18; 1.7: 37.908; 1.8: 8.4594; 1.9: 315.9; 2: 10.0605; 2.1: 86.2183; 2.2: 77.1629; 2.3: 11.6687; 2.4: -1.366; 2.5: -0.20657
| 2 | 11.75 | 1: 61.7487; 1.1: 75.9406; 1.2: 0.10184; 1.3: 63.45; 1.4: 11.4349; 1.5: 75.9406; 1.6: 63.45; 1.7: 38.07; 1.8: 8.4594; 1.9: 317.25; 2: 10.1035; 2.1: 86.2519; 2.2: 77.7935; 2.3: 11.714; 2.4: -1.8529; 2.5: -0.27901
| 2 | 11.8 | 1: 61.6023; 1.1: 76.083; 1.2: 0.10203; 1.3: 63.72; 1.4: 11.4078; 1.5: 76.083; 1.6: 63.72; 1.7: 38.232; 1.8: 8.4594; 1.9: 318.6; 2: 10.1465; 2.1: 86.2854; 2.2: 78.4266; 2.3: 11.7592; 2.4: -2.3436; 2.5: -0.3514
| 2 | 11.85 | 1: 61.4561; 1.1: 76.224; 1.2: 0.10222; 1.3: 63.99; 1.4: 11.3808; 1.5: 76.224; 1.6: 63.99; 1.7: 38.394; 1.8: 8.4594; 1.9: 319.95; 2: 10.1895; 2.1: 86.3187; 2.2: 79.062; 2.3: 11.8045; 2.4: -2.838; 2.5: -0.42373
| 2 | 11.9 | 1: 61.3101; 1.1: 76.3638; 1.2: 0.10241; 1.3: 64.26; 1.4: 11.3537; 1.5: 76.3638; 1.6: 64.26; 1.7: 38.556; 1.8: 8.4594; 1.9: 321.3; 2: 10.2325; 2.1: 86.352; 2.2: 79.6999; 2.3: 11.8497; 2.4: -3.3361; 2.5: -0.49602
| 2 | 11.95 | 1: 61.1642; 1.1: 76.5022; 1.2: 0.10259; 1.3: 64.53; 1.4: 11.3267; 1.5: 76.5022; 1.6: 64.53; 1.7: 38.718; 1.8: 8.4594; 1.9: 322.65; 2: 10.2755; 2.1: 86.3852; 2.2: 80.3402; 2.3: 11.895; 2.4: -3.838; 2.5: -0.56825
| 2 | 12 | 1: 61.0186; 1.1: 76.6393; 1.2: 0.10278; 1.3: 64.8; 1.4: 11.2997; 1.5: 76.6393; 1.6: 64.8; 1.7: 38.88; 1.8: 8.4594; 1.9: 324; 2: 10.3185; 2.1: 86.4182; 2.2: 80.9829; 2.3: 11.9402; 2.4: -4.3436; 2.5: -0.64043
| 2 | 12.05 | 1: 60.8731; 1.1: 76.7751; 1.2: 0.10296; 1.3: 65.07; 1.4: 11.2728; 1.5: 76.7751; 1.6: 65.07; 1.7: 39.042; 1.8: 8.4594; 1.9: 325.35; 2: 10.3615; 2.1: 86.4511; 2.2: 81.6281; 2.3: 11.9853; 2.4: -4.853; 2.5: -0.71255
| 2 | 12.1 | 1: 60.7277; 1.1: 76.9097; 1.2: 0.10314; 1.3: 65.34; 1.4: 11.2459; 1.5: 76.9097; 1.6: 65.34; 1.7: 39.204; 1.8: 8.4594; 1.9: 326.7; 2: 10.4045; 2.1: 86.4839; 2.2: 82.2757; 2.3: 12.0305; 2.4: -5.366; 2.5: -0.78463
| 2 | 12.15 | 1: 60.5826; 1.1: 77.0429; 1.2: 0.10332; 1.3: 65.61; 1.4: 11.219; 1.5: 77.0429; 1.6: 65.61; 1.7: 39.366; 1.8: 8.4594; 1.9: 328.05; 2: 10.4475; 2.1: 86.5166; 2.2: 82.9257; 2.3: 12.0757; 2.4: -5.8828; 2.5: -0.85666
| 2 | 12.2 | 1: 60.4376; 1.1: 77.1748; 1.2: 0.10349; 1.3: 65.88; 1.4: 11.1922; 1.5: 77.1748; 1.6: 65.88; 1.7: 39.528; 1.8: 8.4594; 1.9: 329.4; 2: 10.4904; 2.1: 86.5492; 2.2: 83.5781; 2.3: 12.1208; 2.4: -6.4033; 2.5: -0.92863
| 2 | 12.25 | 1: 60.2928; 1.1: 77.3054; 1.2: 0.10367; 1.3: 66.15; 1.4: 11.1653; 1.5: 77.3054; 1.6: 66.15; 1.7: 39.69; 1.8: 8.4594; 1.9: 330.75; 2: 10.5334; 2.1: 86.5817; 2.2: 84.233; 2.3: 12.1659; 2.4: -6.9276; 2.5: -1.0006
| 2 | 12.3 | 1: 60.1482; 1.1: 77.4348; 1.2: 0.10384; 1.3: 66.42; 1.4: 11.1386; 1.5: 77.4348; 1.6: 66.42; 1.7: 39.852; 1.8: 8.4594; 1.9: 332.1; 2: 10.5764; 2.1: 86.6141; 2.2: 84.8903; 2.3: 12.211; 2.4: -7.4555; 2.5: -1.0724
| 2 | 12.35 | 1: 60.0038; 1.1: 77.5628; 1.2: 0.10401; 1.3: 66.69; 1.4: 11.1118; 1.5: 77.5628; 1.6: 66.69; 1.7: 40.014; 1.8: 8.4594; 1.9: 333.45; 2: 10.6194; 2.1: 86.6463; 2.2: 85.55; 2.3: 12.2561; 2.4: -7.9872; 2.5: -1.1443
| 2 | 12.4 | 1: 59.8595; 1.1: 77.6896; 1.2: 0.10418; 1.3: 66.96; 1.4: 11.0851; 1.5: 77.6896; 1.6: 66.96; 1.7: 40.176; 1.8: 8.4594; 1.9: 334.8; 2: 10.6624; 2.1: 86.6785; 2.2: 86.2121; 2.3: 12.3011; 2.4: -8.5225; 2.5: -1.216
| 2 | 12.45 | 1: 59.7154; 1.1: 77.8151; 1.2: 0.10435; 1.3: 67.23; 1.4: 11.0584; 1.5: 77.8151; 1.6: 67.23; 1.7: 40.338; 1.8: 8.4594; 1.9: 336.15; 2: 10.7054; 2.1: 86.7105; 2.2: 86.8767; 2.3: 12.3462; 2.4: -9.0616; 2.5: -1.2878
| 2 | 12.5 | 1: 59.5715; 1.1: 77.9393; 1.2: 0.10452; 1.3: 67.5; 1.4: 11.0318; 1.5: 77.9393; 1.6: 67.5; 1.7: 40.5; 1.8: 8.4594; 1.9: 337.5; 2: 10.7484; 2.1: 86.7424; 2.2: 87.5437; 2.3: 12.3912; 2.4: -9.6043; 2.5: -1.3594
| 2 | 12.55 | 1: 59.4277; 1.1: 78.0623; 1.2: 0.10468; 1.3: 67.77; 1.4: 11.0051; 1.5: 78.0623; 1.6: 67.77; 1.7: 40.662; 1.8: 8.4594; 1.9: 338.85; 2: 10.7914; 2.1: 86.7742; 2.2: 88.2131; 2.3: 12.4362; 2.4: -10.1508; 2.5: -1.431
| 2 | 12.6 | 1: 59.2841; 1.1: 78.1839; 1.2: 0.10485; 1.3: 68.04; 1.4: 10.9785; 1.5: 78.1839; 1.6: 68.04; 1.7: 40.824; 1.8: 8.4594; 1.9: 340.2; 2: 10.8344; 2.1: 86.8059; 2.2: 88.8849; 2.3: 12.4812; 2.4: -10.701; 2.5: -1.5026
| 2 | 12.65 | 1: 59.1407; 1.1: 78.3043; 1.2: 0.10501; 1.3: 68.31; 1.4: 10.952; 1.5: 78.3043; 1.6: 68.31; 1.7: 40.986; 1.8: 8.4594; 1.9: 341.55; 2: 10.8774; 2.1: 86.8375; 2.2: 89.5591; 2.3: 12.5261; 2.4: -11.2548; 2.5: -1.5741
| 2 | 12.7 | 1: 58.9975; 1.1: 78.4234; 1.2: 0.10517; 1.3: 68.58; 1.4: 10.9255; 1.5: 78.4234; 1.6: 68.58; 1.7: 41.148; 1.8: 8.4594; 1.9: 342.9; 2: 10.9204; 2.1: 86.869; 2.2: 90.2358; 2.3: 12.5711; 2.4: -11.8124; 2.5: -1.6456
| 2 | 12.75 | 1: 58.8545; 1.1: 78.5413; 1.2: 0.10533; 1.3: 68.85; 1.4: 10.899; 1.5: 78.5413; 1.6: 68.85; 1.7: 41.31; 1.8: 8.4594; 1.9: 344.25; 2: 10.9634; 2.1: 86.9004; 2.2: 90.9149; 2.3: 12.616; 2.4: -12.3736; 2.5: -1.7171
| 2 | 12.8 | 1: 58.7116; 1.1: 78.6579; 1.2: 0.10548; 1.3: 69.12; 1.4: 10.8725; 1.5: 78.6579; 1.6: 69.12; 1.7: 41.472; 1.8: 8.4594; 1.9: 345.6; 2: 11.0064; 2.1: 86.9317; 2.2: 91.5964; 2.3: 12.6609; 2.4: -12.9385; 2.5: -1.7884
| 2 | 12.85 | 1: 58.5689; 1.1: 78.7732; 1.2: 0.10564; 1.3: 69.39; 1.4: 10.8461; 1.5: 78.7732; 1.6: 69.39; 1.7: 41.634; 1.8: 8.4594; 1.9: 346.95; 2: 11.0494; 2.1: 86.9628; 2.2: 92.2803; 2.3: 12.7058; 2.4: -13.5071; 2.5: -1.8598
| 2 | 12.9 | 1: 58.4264; 1.1: 78.8873; 1.2: 0.10579; 1.3: 69.66; 1.4: 10.8197; 1.5: 78.8873; 1.6: 69.66; 1.7: 41.796; 1.8: 8.4594; 1.9: 348.3; 2: 11.0924; 2.1: 86.9939; 2.2: 92.9666; 2.3: 12.7507; 2.4: -14.0793; 2.5: -1.931
| 2 | 12.95 | 1: 58.284; 1.1: 79.0001; 1.2: 0.10594; 1.3: 69.93; 1.4: 10.7933; 1.5: 79.0001; 1.6: 69.93; 1.7: 41.958; 1.8: 8.4594; 1.9: 349.65; 2: 11.1354; 2.1: 87.0248; 2.2: 93.6554; 2.3: 12.7956; 2.4: -14.6553; 2.5: -2.0023
| 2 | 13 | 1: 58.1418; 1.1: 79.1117; 1.2: 0.10609; 1.3: 70.2; 1.4: 10.767; 1.5: 79.1117; 1.6: 70.2; 1.7: 42.12; 1.8: 8.4594; 1.9: 351; 2: 11.1783; 2.1: 87.0556; 2.2: 94.3466; 2.3: 12.8405; 2.4: -15.2349; 2.5: -2.0735
| 2 | 13.05 | 1: 57.9998; 1.1: 79.222; 1.2: 0.10624; 1.3: 70.47; 1.4: 10.7407; 1.5: 79.222; 1.6: 70.47; 1.7: 42.282; 1.8: 8.4594; 1.9: 352.35; 2: 11.2213; 2.1: 87.0864; 2.2: 95.0401; 2.3: 12.8853; 2.4: -15.8182; 2.5: -2.1446
| 2 | 13.1 | 1: 57.858; 1.1: 79.3311; 1.2: 0.10638; 1.3: 70.74; 1.4: 10.7144; 1.5: 79.3311; 1.6: 70.74; 1.7: 42.444; 1.8: 8.4594; 1.9: 353.7; 2: 11.2643; 2.1: 87.117; 2.2: 95.7362; 2.3: 12.9301; 2.4: -16.4051; 2.5: -2.2157
| 2 | 13.15 | 1: 57.7164; 1.1: 79.4389; 1.2: 0.10653; 1.3: 71.01; 1.4: 10.6882; 1.5: 79.4389; 1.6: 71.01; 1.7: 42.606; 1.8: 8.4594; 1.9: 355.05; 2: 11.3073; 2.1: 87.1475; 2.2: 96.4346; 2.3: 12.9749; 2.4: -16.9957; 2.5: -2.2867
| 2 | 13.2 | 1: 57.5749; 1.1: 79.5455; 1.2: 0.10667; 1.3: 71.28; 1.4: 10.662; 1.5: 79.5455; 1.6: 71.28; 1.7: 42.768; 1.8: 8.4594; 1.9: 356.4; 2: 11.3503; 2.1: 87.1779; 2.2: 97.1354; 2.3: 13.0197; 2.4: -17.5899; 2.5: -2.3577
| 2 | 13.25 | 1: 57.4336; 1.1: 79.6508; 1.2: 0.10681; 1.3: 71.55; 1.4: 10.6359; 1.5: 79.6508; 1.6: 71.55; 1.7: 42.93; 1.8: 8.4594; 1.9: 357.75; 2: 11.3933; 2.1: 87.2082; 2.2: 97.8387; 2.3: 13.0645; 2.4: -18.1879; 2.5: -2.4286
| 2 | 13.3 | 1: 57.2925; 1.1: 79.7549; 1.2: 0.10695; 1.3: 71.82; 1.4: 10.6097; 1.5: 79.7549; 1.6: 71.82; 1.7: 43.092; 1.8: 8.4594; 1.9: 359.1; 2: 11.4363; 2.1: 87.2384; 2.2: 98.5444; 2.3: 13.1093; 2.4: -18.7894; 2.5: -2.4995
| 2 | 13.35 | 1: 57.1515; 1.1: 79.8578; 1.2: 0.10709; 1.3: 72.09; 1.4: 10.5836; 1.5: 79.8578; 1.6: 72.09; 1.7: 43.254; 1.8: 8.4594; 1.9: 360.45; 2: 11.4793; 2.1: 87.2685; 2.2: 99.2525; 2.3: 13.154; 2.4: -19.3946; 2.5: -2.5704
| 2 | 13.4 | 1: 57.0108; 1.1: 79.9595; 1.2: 0.10723; 1.3: 72.36; 1.4: 10.5575; 1.5: 79.9595; 1.6: 72.36; 1.7: 43.416; 1.8: 8.4594; 1.9: 361.8; 2: 11.5223; 2.1: 87.2985; 2.2: 99.963; 2.3: 13.1987; 2.4: -20.0035; 2.5: -2.6412
| 2 | 13.45 | 1: 56.8702; 1.1: 80.0599; 1.2: 0.10736; 1.3: 72.63; 1.4: 10.5315; 1.5: 80.0599; 1.6: 72.63; 1.7: 43.578; 1.8: 8.4594; 1.9: 363.15; 2: 11.5653; 2.1: 87.3284; 2.2: 100.6759; 2.3: 13.2434; 2.4: -20.616; 2.5: -2.7119
| 2 | 13.5 | 1: 56.7297; 1.1: 80.1591; 1.2: 0.1075; 1.3: 72.9; 1.4: 10.5055; 1.5: 80.1591; 1.6: 72.9; 1.7: 43.74; 1.8: 8.4594; 1.9: 364.5; 2: 11.6083; 2.1: 87.3581; 2.2: 101.3912; 2.3: 13.2881; 2.4: -21.2321; 2.5: -2.7826
| 2 | 13.55 | 1: 56.5895; 1.1: 80.2571; 1.2: 0.10763; 1.3: 73.17; 1.4: 10.4795; 1.5: 80.2571; 1.6: 73.17; 1.7: 43.902; 1.8: 8.4594; 1.9: 365.85; 2: 11.6513; 2.1: 87.3878; 2.2: 102.109; 2.3: 13.3328; 2.4: -21.8519; 2.5: -2.8533
| 2 | 13.6 | 1: 56.4494; 1.1: 80.3538; 1.2: 0.10776; 1.3: 73.44; 1.4: 10.4536; 1.5: 80.3538; 1.6: 73.44; 1.7: 44.064; 1.8: 8.4594; 1.9: 367.2; 2: 11.6943; 2.1: 87.4174; 2.2: 102.8292; 2.3: 13.3775; 2.4: -22.4753; 2.5: -2.9239
| 2 | 13.65 | 1: 56.3095; 1.1: 80.4494; 1.2: 0.10788; 1.3: 73.71; 1.4: 10.4277; 1.5: 80.4494; 1.6: 73.71; 1.7: 44.226; 1.8: 8.4594; 1.9: 368.55; 2: 11.7373; 2.1: 87.4468; 2.2: 103.5517; 2.3: 13.4222; 2.4: -23.1024; 2.5: -2.9945
| 2 | 13.7 | 1: 56.1698; 1.1: 80.5437; 1.2: 0.10801; 1.3: 73.98; 1.4: 10.4018; 1.5: 80.5437; 1.6: 73.98; 1.7: 44.388; 1.8: 8.4594; 1.9: 369.9; 2: 11.7803; 2.1: 87.4762; 2.2: 104.2767; 2.3: 13.4668; 2.4: -23.733; 2.5: -3.065
| 2 | 13.75 | 1: 56.0302; 1.1: 80.6368; 1.2: 0.10814; 1.3: 74.25; 1.4: 10.376; 1.5: 80.6368; 1.6: 74.25; 1.7: 44.55; 1.8: 8.4594; 1.9: 371.25; 2: 11.8232; 2.1: 87.5055; 2.2: 105.0042; 2.3: 13.5114; 2.4: -24.3673; 2.5: -3.1355
| 2 | 13.8 | 1: 55.8909; 1.1: 80.7287; 1.2: 0.10826; 1.3: 74.52; 1.4: 10.3502; 1.5: 80.7287; 1.6: 74.52; 1.7: 44.712; 1.8: 8.4594; 1.9: 372.6; 2: 11.8662; 2.1: 87.5346; 2.2: 105.734; 2.3: 13.5561; 2.4: -25.0052; 2.5: -3.2059
| 2 | 13.85 | 1: 55.7517; 1.1: 80.8195; 1.2: 0.10838; 1.3: 74.79; 1.4: 10.3244; 1.5: 80.8195; 1.6: 74.79; 1.7: 44.874; 1.8: 8.4594; 1.9: 373.95; 2: 11.9092; 2.1: 87.5637; 2.2: 106.4662; 2.3: 13.6007; 2.4: -25.6468; 2.5: -3.2763
| 2 | 13.9 | 1: 55.6126; 1.1: 80.909; 1.2: 0.1085; 1.3: 75.06; 1.4: 10.2986; 1.5: 80.909; 1.6: 75.06; 1.7: 45.036; 1.8: 8.4594; 1.9: 375.3; 2: 11.9522; 2.1: 87.5926; 2.2: 107.2009; 2.3: 13.6452; 2.4: -26.2919; 2.5: -3.3466
| 2 | 13.95 | 1: 55.4738; 1.1: 80.9973; 1.2: 0.10862; 1.3: 75.33; 1.4: 10.2729; 1.5: 80.9973; 1.6: 75.33; 1.7: 45.198; 1.8: 8.4594; 1.9: 376.65; 2: 11.9952; 2.1: 87.6215; 2.2: 107.938; 2.3: 13.6898; 2.4: -26.9407; 2.5: -3.4169
| 2 | 14 | 1: 55.3351; 1.1: 81.0844; 1.2: 0.10874; 1.3: 75.6; 1.4: 10.2472; 1.5: 81.0844; 1.6: 75.6; 1.7: 45.36; 1.8: 8.4594; 1.9: 378; 2: 12.0382; 2.1: 87.6502; 2.2: 108.6774; 2.3: 13.7344; 2.4: -27.5931; 2.5: -3.4871
| 2 | 14.05 | 1: 55.1966; 1.1: 81.1703; 1.2: 0.10885; 1.3: 75.87; 1.4: 10.2216; 1.5: 81.1703; 1.6: 75.87; 1.7: 45.522; 1.8: 8.4594; 1.9: 379.35; 2: 12.0812; 2.1: 87.6788; 2.2: 109.4193; 2.3: 13.7789; 2.4: -28.2491; 2.5: -3.5573
| 2 | 14.1 | 1: 55.0583; 1.1: 81.255; 1.2: 0.10896; 1.3: 76.14; 1.4: 10.196; 1.5: 81.255; 1.6: 76.14; 1.7: 45.684; 1.8: 8.4594; 1.9: 380.7; 2: 12.1242; 2.1: 87.7074; 2.2: 110.1636; 2.3: 13.8235; 2.4: -28.9087; 2.5: -3.6275
| 2 | 14.15 | 1: 54.9201; 1.1: 81.3385; 1.2: 0.10908; 1.3: 76.41; 1.4: 10.1704; 1.5: 81.3385; 1.6: 76.41; 1.7: 45.846; 1.8: 8.4594; 1.9: 382.05; 2: 12.1672; 2.1: 87.7358; 2.2: 110.9104; 2.3: 13.868; 2.4: -29.5718; 2.5: -3.6976
| 2 | 14.2 | 1: 54.7821; 1.1: 81.4209; 1.2: 0.10919; 1.3: 76.68; 1.4: 10.1448; 1.5: 81.4209; 1.6: 76.68; 1.7: 46.008; 1.8: 8.4594; 1.9: 383.4; 2: 12.2102; 2.1: 87.7642; 2.2: 111.6595; 2.3: 13.9125; 2.4: -30.2386; 2.5: -3.7677
| 2 | 14.25 | 1: 54.6443; 1.1: 81.502; 1.2: 0.1093; 1.3: 76.95; 1.4: 10.1193; 1.5: 81.502; 1.6: 76.95; 1.7: 46.17; 1.8: 8.4594; 1.9: 384.75; 2: 12.2532; 2.1: 87.7924; 2.2: 112.4111; 2.3: 13.957; 2.4: -30.909; 2.5: -3.8377
| 2 | 14.3 | 1: 54.5067; 1.1: 81.582; 1.2: 0.1094; 1.3: 77.22; 1.4: 10.0938; 1.5: 81.582; 1.6: 77.22; 1.7: 46.332; 1.8: 8.4594; 1.9: 386.1; 2: 12.2962; 2.1: 87.8205; 2.2: 113.165; 2.3: 14.0015; 2.4: -31.583; 2.5: -3.9076
| 2 | 14.35 | 1: 54.3693; 1.1: 81.6608; 1.2: 0.10951; 1.3: 77.49; 1.4: 10.0684; 1.5: 81.6608; 1.6: 77.49; 1.7: 46.494; 1.8: 8.4594; 1.9: 387.45; 2: 12.3392; 2.1: 87.8486; 2.2: 113.9214; 2.3: 14.046; 2.4: -32.2606; 2.5: -3.9776
| 2 | 14.4 | 1: 54.232; 1.1: 81.7385; 1.2: 0.10961; 1.3: 77.76; 1.4: 10.043; 1.5: 81.7385; 1.6: 77.76; 1.7: 46.656; 1.8: 8.4594; 1.9: 388.8; 2: 12.3822; 2.1: 87.8765; 2.2: 114.6802; 2.3: 14.0904; 2.4: -32.9417; 2.5: -4.0475
| 2 | 14.45 | 1: 54.0949; 1.1: 81.8149; 1.2: 0.10972; 1.3: 78.03; 1.4: 10.0176; 1.5: 81.8149; 1.6: 78.03; 1.7: 46.818; 1.8: 8.4594; 1.9: 390.15; 2: 12.4252; 2.1: 87.9044; 2.2: 115.4414; 2.3: 14.1349; 2.4: -33.6265; 2.5: -4.1173
| 2 | 14.5 | 1: 53.958; 1.1: 81.8902; 1.2: 0.10982; 1.3: 78.3; 1.4: 9.9922; 1.5: 81.8902; 1.6: 78.3; 1.7: 46.98; 1.8: 8.4594; 1.9: 391.5; 2: 12.4682; 2.1: 87.9321; 2.2: 116.205; 2.3: 14.1793; 2.4: -34.3148; 2.5: -4.1871
| 2 | 14.55 | 1: 53.8212; 1.1: 81.9643; 1.2: 0.10992; 1.3: 78.57; 1.4: 9.9669; 1.5: 81.9643; 1.6: 78.57; 1.7: 47.142; 1.8: 8.4594; 1.9: 392.85; 2: 12.5111; 2.1: 87.9598; 2.2: 116.971; 2.3: 14.2237; 2.4: -35.0067; 2.5: -4.2568
| 2 | 14.6 | 1: 53.6846; 1.1: 82.0373; 1.2: 0.11001; 1.3: 78.84; 1.4: 9.9416; 1.5: 82.0373; 1.6: 78.84; 1.7: 47.304; 1.8: 8.4594; 1.9: 394.2; 2: 12.5541; 2.1: 87.9873; 2.2: 117.7395; 2.3: 14.2681; 2.4: -35.7022; 2.5: -4.3265
| 2 | 14.65 | 1: 53.5482; 1.1: 82.1091; 1.2: 0.11011; 1.3: 79.11; 1.4: 9.9163; 1.5: 82.1091; 1.6: 79.11; 1.7: 47.466; 1.8: 8.4594; 1.9: 395.55; 2: 12.5971; 2.1: 88.0147; 2.2: 118.5103; 2.3: 14.3125; 2.4: -36.4012; 2.5: -4.3962
| 2 | 14.7 | 1: 53.412; 1.1: 82.1797; 1.2: 0.1102; 1.3: 79.38; 1.4: 9.8911; 1.5: 82.1797; 1.6: 79.38; 1.7: 47.628; 1.8: 8.4594; 1.9: 396.9; 2: 12.6401; 2.1: 88.0421; 2.2: 119.2836; 2.3: 14.3569; 2.4: -37.1039; 2.5: -4.4658
| 2 | 14.75 | 1: 53.2759; 1.1: 82.2492; 1.2: 0.1103; 1.3: 79.65; 1.4: 9.8659; 1.5: 82.2492; 1.6: 79.65; 1.7: 47.79; 1.8: 8.4594; 1.9: 398.25; 2: 12.6831; 2.1: 88.0693; 2.2: 120.0592; 2.3: 14.4013; 2.4: -37.8101; 2.5: -4.5354
| 2 | 14.8 | 1: 53.1401; 1.1: 82.3175; 1.2: 0.11039; 1.3: 79.92; 1.4: 9.8408; 1.5: 82.3175; 1.6: 79.92; 1.7: 47.952; 1.8: 8.4594; 1.9: 399.6; 2: 12.7261; 2.1: 88.0965; 2.2: 120.8373; 2.3: 14.4457; 2.4: -38.5198; 2.5: -4.6049
| 2 | 14.85 | 1: 53.0044; 1.1: 82.3847; 1.2: 0.11048; 1.3: 80.19; 1.4: 9.8156; 1.5: 82.3847; 1.6: 80.19; 1.7: 48.114; 1.8: 8.4594; 1.9: 400.95; 2: 12.7691; 2.1: 88.1235; 2.2: 121.6178; 2.3: 14.49; 2.4: -39.2331; 2.5: -4.6744
| 2 | 14.9 | 1: 52.8688; 1.1: 82.4507; 1.2: 0.11057; 1.3: 80.46; 1.4: 9.7905; 1.5: 82.4507; 1.6: 80.46; 1.7: 48.276; 1.8: 8.4594; 1.9: 402.3; 2: 12.8121; 2.1: 88.1505; 2.2: 122.4007; 2.3: 14.5343; 2.4: -39.95; 2.5: -4.7438
| 2 | 14.95 | 1: 52.7335; 1.1: 82.5156; 1.2: 0.11066; 1.3: 80.73; 1.4: 9.7655; 1.5: 82.5156; 1.6: 80.73; 1.7: 48.438; 1.8: 8.4594; 1.9: 403.65; 2: 12.8551; 2.1: 88.1774; 2.2: 123.186; 2.3: 14.5787; 2.4: -40.6704; 2.5: -4.8132
| 2 | 15 | 1: 52.5983; 1.1: 82.5793; 1.2: 0.11074; 1.3: 81; 1.4: 9.7404; 1.5: 82.5793; 1.6: 81; 1.7: 48.6; 1.8: 8.4594; 1.9: 405; 2: 12.8981; 2.1: 88.2041; 2.2: 123.9738; 2.3: 14.623; 2.4: -41.3944; 2.5: -4.8826
| 2 | 15.05 | 1: 52.4633; 1.1: 82.6419; 1.2: 0.11082; 1.3: 81.27; 1.4: 9.7154; 1.5: 82.6419; 1.6: 81.27; 1.7: 48.762; 1.8: 8.4594; 1.9: 406.35; 2: 12.9411; 2.1: 88.2308; 2.2: 124.7639; 2.3: 14.6673; 2.4: -42.122; 2.5: -4.9519
| 2 | 15.1 | 1: 52.3285; 1.1: 82.7034; 1.2: 0.11091; 1.3: 81.54; 1.4: 9.6905; 1.5: 82.7034; 1.6: 81.54; 1.7: 48.924; 1.8: 8.4594; 1.9: 407.7; 2: 12.9841; 2.1: 88.2574; 2.2: 125.5565; 2.3: 14.7116; 2.4: -42.8531; 2.5: -5.0211
| 2 | 15.15 | 1: 52.1938; 1.1: 82.7637; 1.2: 0.11099; 1.3: 81.81; 1.4: 9.6655; 1.5: 82.7637; 1.6: 81.81; 1.7: 49.086; 1.8: 8.4594; 1.9: 409.05; 2: 13.0271; 2.1: 88.2839; 2.2: 126.3515; 2.3: 14.7559; 2.4: -43.5877; 2.5: -5.0904
| 2 | 15.2 | 1: 52.0593; 1.1: 82.8229; 1.2: 0.11107; 1.3: 82.08; 1.4: 9.6406; 1.5: 82.8229; 1.6: 82.08; 1.7: 49.248; 1.8: 8.4594; 1.9: 410.4; 2: 13.0701; 2.1: 88.3102; 2.2: 127.1488; 2.3: 14.8002; 2.4: -44.3259; 2.5: -5.1595
| 2 | 15.25 | 1: 51.925; 1.1: 82.881; 1.2: 0.11115; 1.3: 82.35; 1.4: 9.6157; 1.5: 82.881; 1.6: 82.35; 1.7: 49.41; 1.8: 8.4594; 1.9: 411.75; 2: 13.1131; 2.1: 88.3365; 2.2: 127.9486; 2.3: 14.8444; 2.4: -45.0676; 2.5: -5.2287
| 2 | 15.3 | 1: 51.7909; 1.1: 82.938; 1.2: 0.11122; 1.3: 82.62; 1.4: 9.5909; 1.5: 82.938; 1.6: 82.62; 1.7: 49.572; 1.8: 8.4594; 1.9: 413.1; 2: 13.1561; 2.1: 88.3627; 2.2: 128.7508; 2.3: 14.8887; 2.4: -45.8129; 2.5: -5.2978
| 2 | 15.35 | 1: 51.6569; 1.1: 82.9938; 1.2: 0.1113; 1.3: 82.89; 1.4: 9.5661; 1.5: 82.9938; 1.6: 82.89; 1.7: 49.734; 1.8: 8.4594; 1.9: 414.45; 2: 13.199; 2.1: 88.3888; 2.2: 129.5555; 2.3: 14.9329; 2.4: -46.5617; 2.5: -5.3668
| 2 | 15.4 | 1: 51.5232; 1.1: 83.0485; 1.2: 0.11137; 1.3: 83.16; 1.4: 9.5413; 1.5: 83.0485; 1.6: 83.16; 1.7: 49.896; 1.8: 8.4594; 1.9: 415.8; 2: 13.242; 2.1: 88.4148; 2.2: 130.3625; 2.3: 14.9772; 2.4: -47.314; 2.5: -5.4358
| 2 | 15.45 | 1: 51.3896; 1.1: 83.1021; 1.2: 0.11144; 1.3: 83.43; 1.4: 9.5166; 1.5: 83.1021; 1.6: 83.43; 1.7: 50.058; 1.8: 8.4594; 1.9: 417.15; 2: 13.285; 2.1: 88.4407; 2.2: 131.1719; 2.3: 15.0214; 2.4: -48.0699; 2.5: -5.5048
| 2 | 15.5 | 1: 51.2561; 1.1: 83.1545; 1.2: 0.11151; 1.3: 83.7; 1.4: 9.4919; 1.5: 83.1545; 1.6: 83.7; 1.7: 50.22; 1.8: 8.4594; 1.9: 418.5; 2: 13.328; 2.1: 88.4665; 2.2: 131.9838; 2.3: 15.0656; 2.4: -48.8293; 2.5: -5.5737
| 2 | 15.55 | 1: 51.1229; 1.1: 83.2059; 1.2: 0.11158; 1.3: 83.97; 1.4: 9.4672; 1.5: 83.2059; 1.6: 83.97; 1.7: 50.382; 1.8: 8.4594; 1.9: 419.85; 2: 13.371; 2.1: 88.4923; 2.2: 132.7981; 2.3: 15.1098; 2.4: -49.5922; 2.5: -5.6426
| 2 | 15.6 | 1: 50.9898; 1.1: 83.2561; 1.2: 0.11165; 1.3: 84.24; 1.4: 9.4426; 1.5: 83.2561; 1.6: 84.24; 1.7: 50.544; 1.8: 8.4594; 1.9: 421.2; 2: 13.414; 2.1: 88.5179; 2.2: 133.6147; 2.3: 15.154; 2.4: -50.3586; 2.5: -5.7115
| 2 | 15.65 | 1: 50.8569; 1.1: 83.3053; 1.2: 0.11171; 1.3: 84.51; 1.4: 9.4179; 1.5: 83.3053; 1.6: 84.51; 1.7: 50.706; 1.8: 8.4594; 1.9: 422.55; 2: 13.457; 2.1: 88.5434; 2.2: 134.4338; 2.3: 15.1982; 2.4: -51.1285; 2.5: -5.7803
| 2 | 15.7 | 1: 50.7242; 1.1: 83.3533; 1.2: 0.11178; 1.3: 84.78; 1.4: 9.3934; 1.5: 83.3533; 1.6: 84.78; 1.7: 50.868; 1.8: 8.4594; 1.9: 423.9; 2: 13.5; 2.1: 88.5689; 2.2: 135.2553; 2.3: 15.2424; 2.4: -51.902; 2.5: -5.849
| 2 | 15.75 | 1: 50.5916; 1.1: 83.4003; 1.2: 0.11184; 1.3: 85.05; 1.4: 9.3688; 1.5: 83.4003; 1.6: 85.05; 1.7: 51.03; 1.8: 8.4594; 1.9: 425.25; 2: 13.543; 2.1: 88.5942; 2.2: 136.0793; 2.3: 15.2865; 2.4: -52.679; 2.5: -5.9177
| 2 | 15.8 | 1: 50.4592; 1.1: 83.4461; 1.2: 0.1119; 1.3: 85.32; 1.4: 9.3443; 1.5: 83.4461; 1.6: 85.32; 1.7: 51.192; 1.8: 8.4594; 1.9: 426.6; 2: 13.586; 2.1: 88.6195; 2.2: 136.9056; 2.3: 15.3307; 2.4: -53.4595; 2.5: -5.9864
| 2 | 15.85 | 1: 50.327; 1.1: 83.4908; 1.2: 0.11196; 1.3: 85.59; 1.4: 9.3198; 1.5: 83.4908; 1.6: 85.59; 1.7: 51.354; 1.8: 8.4594; 1.9: 427.95; 2: 13.629; 2.1: 88.6447; 2.2: 137.7343; 2.3: 15.3748; 2.4: -54.2435; 2.5: -6.055
| 2 | 15.9 | 1: 50.195; 1.1: 83.5345; 1.2: 0.11202; 1.3: 85.86; 1.4: 9.2954; 1.5: 83.5345; 1.6: 85.86; 1.7: 51.516; 1.8: 8.4594; 1.9: 429.3; 2: 13.672; 2.1: 88.6697; 2.2: 138.5655; 2.3: 15.419; 2.4: -55.031; 2.5: -6.1236
| 2 | 15.95 | 1: 50.0631; 1.1: 83.577; 1.2: 0.11208; 1.3: 86.13; 1.4: 9.2709; 1.5: 83.577; 1.6: 86.13; 1.7: 51.678; 1.8: 8.4594; 1.9: 430.65; 2: 13.715; 2.1: 88.6947; 2.2: 139.3991; 2.3: 15.4631; 2.4: -55.822; 2.5: -6.1922
| 2 | 16 | 1: 49.9314; 1.1: 83.6185; 1.2: 0.11213; 1.3: 86.4; 1.4: 9.2466; 1.5: 83.6185; 1.6: 86.4; 1.7: 51.84; 1.8: 8.4594; 1.9: 432; 2: 13.758; 2.1: 88.7196; 2.2: 140.235; 2.3: 15.5072; 2.4: -56.6165; 2.5: -6.2607
| 2 | 16.05 | 1: 49.7999; 1.1: 83.6589; 1.2: 0.11219; 1.3: 86.67; 1.4: 9.2222; 1.5: 83.6589; 1.6: 86.67; 1.7: 52.002; 1.8: 8.4594; 1.9: 433.35; 2: 13.801; 2.1: 88.7444; 2.2: 141.0734; 2.3: 15.5513; 2.4: -57.4145; 2.5: -6.3291
| 2 | 16.1 | 1: 49.6686; 1.1: 83.6982; 1.2: 0.11224; 1.3: 86.94; 1.4: 9.1979; 1.5: 83.6982; 1.6: 86.94; 1.7: 52.164; 1.8: 8.4594; 1.9: 434.7; 2: 13.8439; 2.1: 88.7691; 2.2: 141.9143; 2.3: 15.5955; 2.4: -58.2161; 2.5: -6.3976
| 2 | 16.15 | 1: 49.5374; 1.1: 83.7364; 1.2: 0.11229; 1.3: 87.21; 1.4: 9.1736; 1.5: 83.7364; 1.6: 87.21; 1.7: 52.326; 1.8: 8.4594; 1.9: 436.05; 2: 13.8869; 2.1: 88.7938; 2.2: 142.7575; 2.3: 15.6395; 2.4: -59.0211; 2.5: -6.4659
| 2 | 16.2 | 1: 49.4065; 1.1: 83.7736; 1.2: 0.11234; 1.3: 87.48; 1.4: 9.1493; 1.5: 83.7736; 1.6: 87.48; 1.7: 52.488; 1.8: 8.4594; 1.9: 437.4; 2: 13.9299; 2.1: 88.8183; 2.2: 143.6031; 2.3: 15.6836; 2.4: -59.8295; 2.5: -6.5343
| 2 | 16.25 | 1: 49.2756; 1.1: 83.8097; 1.2: 0.11239; 1.3: 87.75; 1.4: 9.1251; 1.5: 83.8097; 1.6: 87.75; 1.7: 52.65; 1.8: 8.4594; 1.9: 438.75; 2: 13.9729; 2.1: 88.8427; 2.2: 144.4512; 2.3: 15.7277; 2.4: -60.6415; 2.5: -6.6026
| 2 | 16.3 | 1: 49.145; 1.1: 83.8447; 1.2: 0.11244; 1.3: 88.02; 1.4: 9.1009; 1.5: 83.8447; 1.6: 88.02; 1.7: 52.812; 1.8: 8.4594; 1.9: 440.1; 2: 14.0159; 2.1: 88.8671; 2.2: 145.3016; 2.3: 15.7718; 2.4: -61.457; 2.5: -6.6709
| 2 | 16.35 | 1: 49.0146; 1.1: 83.8786; 1.2: 0.11248; 1.3: 88.29; 1.4: 9.0768; 1.5: 83.8786; 1.6: 88.29; 1.7: 52.974; 1.8: 8.4594; 1.9: 441.45; 2: 14.0589; 2.1: 88.8913; 2.2: 146.1545; 2.3: 15.8158; 2.4: -62.2759; 2.5: -6.7391
| 2 | 16.4 | 1: 48.8843; 1.1: 83.9115; 1.2: 0.11253; 1.3: 88.56; 1.4: 9.0526; 1.5: 83.9115; 1.6: 88.56; 1.7: 53.136; 1.8: 8.4594; 1.9: 442.8; 2: 14.1019; 2.1: 88.9155; 2.2: 147.0098; 2.3: 15.8599; 2.4: -63.0984; 2.5: -6.8073
| 2 | 16.45 | 1: 48.7542; 1.1: 83.9433; 1.2: 0.11257; 1.3: 88.83; 1.4: 9.0285; 1.5: 83.9433; 1.6: 88.83; 1.7: 53.298; 1.8: 8.4594; 1.9: 444.15; 2: 14.1449; 2.1: 88.9396; 2.2: 147.8675; 2.3: 15.9039; 2.4: -63.9243; 2.5: -6.8754
| 2 | 16.5 | 1: 48.6242; 1.1: 83.974; 1.2: 0.11261; 1.3: 89.1; 1.4: 9.0045; 1.5: 83.974; 1.6: 89.1; 1.7: 53.46; 1.8: 8.4594; 1.9: 445.5; 2: 14.1879; 2.1: 88.9636; 2.2: 148.7277; 2.3: 15.948; 2.4: -64.7536; 2.5: -6.9435
| 2 | 16.55 | 1: 48.4945; 1.1: 84.0037; 1.2: 0.11265; 1.3: 89.37; 1.4: 8.9805; 1.5: 84.0037; 1.6: 89.37; 1.7: 53.622; 1.8: 8.4594; 1.9: 446.85; 2: 14.2309; 2.1: 88.9875; 2.2: 149.5902; 2.3: 15.992; 2.4: -65.5865; 2.5: -7.0116
| 2 | 16.6 | 1: 48.3649; 1.1: 84.0324; 1.2: 0.11269; 1.3: 89.64; 1.4: 8.9565; 1.5: 84.0324; 1.6: 89.64; 1.7: 53.784; 1.8: 8.4594; 1.9: 448.2; 2: 14.2739; 2.1: 89.0113; 2.2: 150.4552; 2.3: 16.036; 2.4: -66.4228; 2.5: -7.0796
| 2 | 16.65 | 1: 48.2355; 1.1: 84.0599; 1.2: 0.11273; 1.3: 89.91; 1.4: 8.9325; 1.5: 84.0599; 1.6: 89.91; 1.7: 53.946; 1.8: 8.4594; 1.9: 449.55; 2: 14.3169; 2.1: 89.0351; 2.2: 151.3225; 2.3: 16.08; 2.4: -67.2626; 2.5: -7.1476
| 2 | 16.7 | 1: 48.1062; 1.1: 84.0865; 1.2: 0.11276; 1.3: 90.18; 1.4: 8.9086; 1.5: 84.0865; 1.6: 90.18; 1.7: 54.108; 1.8: 8.4594; 1.9: 450.9; 2: 14.3599; 2.1: 89.0587; 2.2: 152.1923; 2.3: 16.1241; 2.4: -68.1059; 2.5: -7.2155
| 2 | 16.75 | 1: 47.9772; 1.1: 84.112; 1.2: 0.1128; 1.3: 90.45; 1.4: 8.8847; 1.5: 84.112; 1.6: 90.45; 1.7: 54.27; 1.8: 8.4594; 1.9: 452.25; 2: 14.4029; 2.1: 89.0823; 2.2: 153.0645; 2.3: 16.168; 2.4: -68.9526; 2.5: -7.2834
| 2 | 16.8 | 1: 47.8483; 1.1: 84.1364; 1.2: 0.11283; 1.3: 90.72; 1.4: 8.8608; 1.5: 84.1364; 1.6: 90.72; 1.7: 54.432; 1.8: 8.4594; 1.9: 453.6; 2: 14.4459; 2.1: 89.1057; 2.2: 153.9392; 2.3: 16.212; 2.4: -69.8028; 2.5: -7.3512
| 2 | 16.85 | 1: 47.7196; 1.1: 84.1598; 1.2: 0.11286; 1.3: 90.99; 1.4: 8.837; 1.5: 84.1598; 1.6: 90.99; 1.7: 54.594; 1.8: 8.4594; 1.9: 454.95; 2: 14.4889; 2.1: 89.1291; 2.2: 154.8162; 2.3: 16.256; 2.4: -70.6564; 2.5: -7.4191
| 2 | 16.9 | 1: 47.591; 1.1: 84.1822; 1.2: 0.11289; 1.3: 91.26; 1.4: 8.8132; 1.5: 84.1822; 1.6: 91.26; 1.7: 54.756; 1.8: 8.4594; 1.9: 456.3; 2: 14.5318; 2.1: 89.1524; 2.2: 155.6957; 2.3: 16.3; 2.4: -71.5135; 2.5: -7.4868
| 2 | 16.95 | 1: 47.4627; 1.1: 84.2035; 1.2: 0.11292; 1.3: 91.53; 1.4: 8.7894; 1.5: 84.2035; 1.6: 91.53; 1.7: 54.918; 1.8: 8.4594; 1.9: 457.65; 2: 14.5748; 2.1: 89.1756; 2.2: 156.5775; 2.3: 16.344; 2.4: -72.374; 2.5: -7.5546
| 2 | 17 | 1: 47.3345; 1.1: 84.2238; 1.2: 0.11295; 1.3: 91.8; 1.4: 8.7656; 1.5: 84.2238; 1.6: 91.8; 1.7: 55.08; 1.8: 8.4594; 1.9: 459; 2: 14.6178; 2.1: 89.1988; 2.2: 157.4618; 2.3: 16.3879; 2.4: -73.238; 2.5: -7.6223
| 2 | 17.05 | 1: 47.2065; 1.1: 84.2431; 1.2: 0.11297; 1.3: 92.07; 1.4: 8.7419; 1.5: 84.2431; 1.6: 92.07; 1.7: 55.242; 1.8: 8.4594; 1.9: 460.35; 2: 14.6608; 2.1: 89.2218; 2.2: 158.3485; 2.3: 16.4319; 2.4: -74.1054; 2.5: -7.69
| 2 | 17.1 | 1: 47.0786; 1.1: 84.2613; 1.2: 0.113; 1.3: 92.34; 1.4: 8.7183; 1.5: 84.2613; 1.6: 92.34; 1.7: 55.404; 1.8: 8.4594; 1.9: 461.7; 2: 14.7038; 2.1: 89.2448; 2.2: 159.2376; 2.3: 16.4758; 2.4: -74.9763; 2.5: -7.7576
| 2 | 17.15 | 1: 46.951; 1.1: 84.2785; 1.2: 0.11302; 1.3: 92.61; 1.4: 8.6946; 1.5: 84.2785; 1.6: 92.61; 1.7: 55.566; 1.8: 8.4594; 1.9: 463.05; 2: 14.7468; 2.1: 89.2676; 2.2: 160.1292; 2.3: 16.5198; 2.4: -75.8507; 2.5: -7.8252
| 2 | 17.2 | 1: 46.8235; 1.1: 84.2947; 1.2: 0.11304; 1.3: 92.88; 1.4: 8.671; 1.5: 84.2947; 1.6: 92.88; 1.7: 55.728; 1.8: 8.4594; 1.9: 464.4; 2: 14.7898; 2.1: 89.2904; 2.2: 161.0231; 2.3: 16.5637; 2.4: -76.7284; 2.5: -7.8927
| 2 | 17.25 | 1: 46.6961; 1.1: 84.3099; 1.2: 0.11306; 1.3: 93.15; 1.4: 8.6474; 1.5: 84.3099; 1.6: 93.15; 1.7: 55.89; 1.8: 8.4594; 1.9: 465.75; 2: 14.8328; 2.1: 89.3131; 2.2: 161.9195; 2.3: 16.6076; 2.4: -77.6096; 2.5: -7.9602
| 2 | 17.3 | 1: 46.569; 1.1: 84.3241; 1.2: 0.11308; 1.3: 93.42; 1.4: 8.6239; 1.5: 84.3241; 1.6: 93.42; 1.7: 56.052; 1.8: 8.4594; 1.9: 467.1; 2: 14.8758; 2.1: 89.3357; 2.2: 162.8183; 2.3: 16.6516; 2.4: -78.4943; 2.5: -8.0277
| 2 | 17.35 | 1: 46.442; 1.1: 84.3372; 1.2: 0.1131; 1.3: 93.69; 1.4: 8.6004; 1.5: 84.3372; 1.6: 93.69; 1.7: 56.214; 1.8: 8.4594; 1.9: 468.45; 2: 14.9188; 2.1: 89.3583; 2.2: 163.7195; 2.3: 16.6955; 2.4: -79.3823; 2.5: -8.0951
| 2 | 17.4 | 1: 46.3153; 1.1: 84.3493; 1.2: 0.11311; 1.3: 93.96; 1.4: 8.5769; 1.5: 84.3493; 1.6: 93.96; 1.7: 56.376; 1.8: 8.4594; 1.9: 469.8; 2: 14.9618; 2.1: 89.3807; 2.2: 164.6232; 2.3: 16.7394; 2.4: -80.2738; 2.5: -8.1625
| 2 | 17.45 | 1: 46.1886; 1.1: 84.3605; 1.2: 0.11313; 1.3: 94.23; 1.4: 8.5535; 1.5: 84.3605; 1.6: 94.23; 1.7: 56.538; 1.8: 8.4594; 1.9: 471.15; 2: 15.0048; 2.1: 89.4031; 2.2: 165.5292; 2.3: 16.7833; 2.4: -81.1688; 2.5: -8.2298
| 2 | 17.5 | 1: 46.0622; 1.1: 84.3706; 1.2: 0.11314; 1.3: 94.5; 1.4: 8.53; 1.5: 84.3706; 1.6: 94.5; 1.7: 56.7; 1.8: 8.4594; 1.9: 472.5; 2: 15.0478; 2.1: 89.4254; 2.2: 166.4377; 2.3: 16.8272; 2.4: -82.0671; 2.5: -8.2971
| 2 | 17.55 | 1: 45.9359; 1.1: 84.3797; 1.2: 0.11316; 1.3: 94.77; 1.4: 8.5067; 1.5: 84.3797; 1.6: 94.77; 1.7: 56.862; 1.8: 8.4594; 1.9: 473.85; 2: 15.0908; 2.1: 89.4476; 2.2: 167.3486; 2.3: 16.8711; 2.4: -82.9689; 2.5: -8.3644
| 2 | 17.6 | 1: 45.8098; 1.1: 84.3878; 1.2: 0.11317; 1.3: 95.04; 1.4: 8.4833; 1.5: 84.3878; 1.6: 95.04; 1.7: 57.024; 1.8: 8.4594; 1.9: 475.2; 2: 15.1338; 2.1: 89.4697; 2.2: 168.2619; 2.3: 16.915; 2.4: -83.8741; 2.5: -8.4317
| 2 | 17.65 | 1: 45.6839; 1.1: 84.3949; 1.2: 0.11318; 1.3: 95.31; 1.4: 8.46; 1.5: 84.3949; 1.6: 95.31; 1.7: 57.186; 1.8: 8.4594; 1.9: 476.55; 2: 15.1768; 2.1: 89.4917; 2.2: 169.1776; 2.3: 16.9588; 2.4: -84.7827; 2.5: -8.4989
| 2 | 17.7 | 1: 45.5582; 1.1: 84.4011; 1.2: 0.11318; 1.3: 95.58; 1.4: 8.4367; 1.5: 84.4011; 1.6: 95.58; 1.7: 57.348; 1.8: 8.4594; 1.9: 477.9; 2: 15.2197; 2.1: 89.5136; 2.2: 170.0958; 2.3: 17.0027; 2.4: -85.6947; 2.5: -8.566
| 2 | 17.75 | 1: 45.4326; 1.1: 84.4062; 1.2: 0.11319; 1.3: 95.85; 1.4: 8.4134; 1.5: 84.4062; 1.6: 95.85; 1.7: 57.51; 1.8: 8.4594; 1.9: 479.25; 2: 15.2627; 2.1: 89.5355; 2.2: 171.0164; 2.3: 17.0466; 2.4: -86.6102; 2.5: -8.6331
| 2 | 17.8 | 1: 45.3072; 1.1: 84.4104; 1.2: 0.1132; 1.3: 96.12; 1.4: 8.3902; 1.5: 84.4104; 1.6: 96.12; 1.7: 57.672; 1.8: 8.4594; 1.9: 480.6; 2: 15.3057; 2.1: 89.5573; 2.2: 171.9394; 2.3: 17.0904; 2.4: -87.529; 2.5: -8.7002
| 2 | 17.85 | 1: 45.182; 1.1: 84.4135; 1.2: 0.1132; 1.3: 96.39; 1.4: 8.367; 1.5: 84.4135; 1.6: 96.39; 1.7: 57.834; 1.8: 8.4594; 1.9: 481.95; 2: 15.3487; 2.1: 89.579; 2.2: 172.8648; 2.3: 17.1343; 2.4: -88.4513; 2.5: -8.7673
| 2 | 17.9 | 1: 45.0569; 1.1: 84.4157; 1.2: 0.1132; 1.3: 96.66; 1.4: 8.3439; 1.5: 84.4157; 1.6: 96.66; 1.7: 57.996; 1.8: 8.4594; 1.9: 483.3; 2: 15.3917; 2.1: 89.6006; 2.2: 173.7926; 2.3: 17.1781; 2.4: -89.3769; 2.5: -8.8343
| 2 | 17.95 | 1: 44.9321; 1.1: 84.4169; 1.2: 0.1132; 1.3: 96.93; 1.4: 8.3208; 1.5: 84.4169; 1.6: 96.93; 1.7: 58.158; 1.8: 8.4594; 1.9: 484.65; 2: 15.4347; 2.1: 89.6222; 2.2: 174.7229; 2.3: 17.222; 2.4: -90.306; 2.5: -8.9012
| 2 | 18 | 1: 44.8074; 1.1: 84.4171; 1.2: 0.11321; 1.3: 97.2; 1.4: 8.2977; 1.5: 84.4171; 1.6: 97.2; 1.7: 58.32; 1.8: 8.4594; 1.9: 486; 2: 15.4777; 2.1: 89.6436; 2.2: 175.6556; 2.3: 17.2658; 2.4: -91.2385; 2.5: -8.9682
| 2 | 18.05 | 1: 44.6829; 1.1: 84.4163; 1.2: 0.1132; 1.3: 97.47; 1.4: 8.2746; 1.5: 84.4163; 1.6: 97.47; 1.7: 58.482; 1.8: 8.4594; 1.9: 487.35; 2: 15.5207; 2.1: 89.665; 2.2: 176.5907; 2.3: 17.3097; 2.4: -92.1743; 2.5: -9.0351
| 2 | 18.1 | 1: 44.5585; 1.1: 84.4146; 1.2: 0.1132; 1.3: 97.74; 1.4: 8.2516; 1.5: 84.4146; 1.6: 97.74; 1.7: 58.644; 1.8: 8.4594; 1.9: 488.7; 2: 15.5637; 2.1: 89.6863; 2.2: 177.5282; 2.3: 17.3535; 2.4: -93.1136; 2.5: -9.1019
| 2 | 18.15 | 1: 44.4343; 1.1: 84.4119; 1.2: 0.1132; 1.3: 98.01; 1.4: 8.2286; 1.5: 84.4119; 1.6: 98.01; 1.7: 58.806; 1.8: 8.4594; 1.9: 490.05; 2: 15.6067; 2.1: 89.7075; 2.2: 178.4681; 2.3: 17.3973; 2.4: -94.0562; 2.5: -9.1687
| 2 | 18.2 | 1: 44.3103; 1.1: 84.4082; 1.2: 0.11319; 1.3: 98.28; 1.4: 8.2056; 1.5: 84.4082; 1.6: 98.28; 1.7: 58.968; 1.8: 8.4594; 1.9: 491.4; 2: 15.6497; 2.1: 89.7287; 2.2: 179.4105; 2.3: 17.4411; 2.4: -95.0023; 2.5: -9.2355
| 2 | 18.25 | 1: 44.1865; 1.1: 84.4036; 1.2: 0.11319; 1.3: 98.55; 1.4: 8.1827; 1.5: 84.4036; 1.6: 98.55; 1.7: 59.13; 1.8: 8.4594; 1.9: 492.75; 2: 15.6927; 2.1: 89.7497; 2.2: 180.3553; 2.3: 17.4849; 2.4: -95.9517; 2.5: -9.3022
| 2 | 18.3 | 1: 44.0629; 1.1: 84.398; 1.2: 0.11318; 1.3: 98.82; 1.4: 8.1598; 1.5: 84.398; 1.6: 98.82; 1.7: 59.292; 1.8: 8.4594; 1.9: 494.1; 2: 15.7357; 2.1: 89.7707; 2.2: 181.3025; 2.3: 17.5287; 2.4: -96.9045; 2.5: -9.3689
| 2 | 18.35 | 1: 43.9394; 1.1: 84.3915; 1.2: 0.11317; 1.3: 99.09; 1.4: 8.1369; 1.5: 84.3915; 1.6: 99.09; 1.7: 59.454; 1.8: 8.4594; 1.9: 495.45; 2: 15.7787; 2.1: 89.7916; 2.2: 182.2522; 2.3: 17.5725; 2.4: -97.8607; 2.5: -9.4356
| 2 | 18.4 | 1: 43.8161; 1.1: 84.384; 1.2: 0.11316; 1.3: 99.36; 1.4: 8.1141; 1.5: 84.384; 1.6: 99.36; 1.7: 59.616; 1.8: 8.4594; 1.9: 496.8; 2: 15.8217; 2.1: 89.8124; 2.2: 183.2043; 2.3: 17.6163; 2.4: -98.8203; 2.5: -9.5022
| 2 | 18.45 | 1: 43.693; 1.1: 84.3755; 1.2: 0.11315; 1.3: 99.63; 1.4: 8.0913; 1.5: 84.3755; 1.6: 99.63; 1.7: 59.778; 1.8: 8.4594; 1.9: 498.15; 2: 15.8646; 2.1: 89.8331; 2.2: 184.1588; 2.3: 17.6601; 2.4: -99.7833; 2.5: -9.5688
| 2 | 18.5 | 1: 43.57; 1.1: 84.3661; 1.2: 0.11314; 1.3: 99.9; 1.4: 8.0685; 1.5: 84.3661; 1.6: 99.9; 1.7: 59.94; 1.8: 8.4594; 1.9: 499.5; 2: 15.9076; 2.1: 89.8538; 2.2: 185.1157; 2.3: 17.7039; 2.4: -100.7496; 2.5: -9.6354
| 2 | 18.55 | 1: 43.4472; 1.1: 84.3557; 1.2: 0.11312; 1.3: 100.17; 1.4: 8.0458; 1.5: 84.3557; 1.6: 100.17; 1.7: 60.102; 1.8: 8.4594; 1.9: 500.85; 2: 15.9506; 2.1: 89.8744; 2.2: 186.0751; 2.3: 17.7477; 2.4: -101.7193; 2.5: -9.7019
| 2 | 18.6 | 1: 43.3246; 1.1: 84.3444; 1.2: 0.11311; 1.3: 100.44; 1.4: 8.0231; 1.5: 84.3444; 1.6: 100.44; 1.7: 60.264; 1.8: 8.4594; 1.9: 502.2; 2: 15.9936; 2.1: 89.8949; 2.2: 187.0368; 2.3: 17.7915; 2.4: -102.6924; 2.5: -9.7684
| 2 | 18.65 | 1: 43.2022; 1.1: 84.3322; 1.2: 0.11309; 1.3: 100.71; 1.4: 8.0004; 1.5: 84.3322; 1.6: 100.71; 1.7: 60.426; 1.8: 8.4594; 1.9: 503.55; 2: 16.0366; 2.1: 89.9153; 2.2: 188.001; 2.3: 17.8353; 2.4: -103.6689; 2.5: -9.8348
| 2 | 18.7 | 1: 43.08; 1.1: 84.319; 1.2: 0.11307; 1.3: 100.98; 1.4: 7.9778; 1.5: 84.319; 1.6: 100.98; 1.7: 60.588; 1.8: 8.4594; 1.9: 504.9; 2: 16.0796; 2.1: 89.9357; 2.2: 188.9677; 2.3: 17.879; 2.4: -104.6487; 2.5: -9.9012
| 2 | 18.75 | 1: 42.9579; 1.1: 84.3049; 1.2: 0.11305; 1.3: 101.25; 1.4: 7.9552; 1.5: 84.3049; 1.6: 101.25; 1.7: 60.75; 1.8: 8.4594; 1.9: 506.25; 2: 16.1226; 2.1: 89.9559; 2.2: 189.9367; 2.3: 17.9228; 2.4: -105.6319; 2.5: -9.9676
| 2 | 18.8 | 1: 42.836; 1.1: 84.2898; 1.2: 0.11303; 1.3: 101.52; 1.4: 7.9326; 1.5: 84.2898; 1.6: 101.52; 1.7: 60.912; 1.8: 8.4594; 1.9: 507.6; 2: 16.1656; 2.1: 89.9761; 2.2: 190.9082; 2.3: 17.9665; 2.4: -106.6184; 2.5: -10.034
| 2 | 18.85 | 1: 42.7143; 1.1: 84.2738; 1.2: 0.11301; 1.3: 101.79; 1.4: 7.91; 1.5: 84.2738; 1.6: 101.79; 1.7: 61.074; 1.8: 8.4594; 1.9: 508.95; 2: 16.2086; 2.1: 89.9963; 2.2: 191.8821; 2.3: 18.0103; 2.4: -107.6083; 2.5: -10.1003
| 2 | 18.9 | 1: 42.5927; 1.1: 84.2569; 1.2: 0.11299; 1.3: 102.06; 1.4: 7.8875; 1.5: 84.2569; 1.6: 102.06; 1.7: 61.236; 1.8: 8.4594; 1.9: 510.3; 2: 16.2516; 2.1: 90.0163; 2.2: 192.8585; 2.3: 18.0541; 2.4: -108.6016; 2.5: -10.1665
| 2 | 18.95 | 1: 42.4713; 1.1: 84.239; 1.2: 0.11297; 1.3: 102.33; 1.4: 7.8651; 1.5: 84.239; 1.6: 102.33; 1.7: 61.398; 1.8: 8.4594; 1.9: 511.65; 2: 16.2946; 2.1: 90.0363; 2.2: 193.8373; 2.3: 18.0978; 2.4: -109.5982; 2.5: -10.2327
| 2 | 19 | 1: 42.3501; 1.1: 84.2203; 1.2: 0.11294; 1.3: 102.6; 1.4: 7.8426; 1.5: 84.2203; 1.6: 102.6; 1.7: 61.56; 1.8: 8.4594; 1.9: 513; 2: 16.3376; 2.1: 90.0561; 2.2: 194.8185; 2.3: 18.1415; 2.4: -110.5982; 2.5: -10.2989
| 2 | 19.05 | 1: 42.2291; 1.1: 84.2006; 1.2: 0.11291; 1.3: 102.87; 1.4: 7.8202; 1.5: 84.2006; 1.6: 102.87; 1.7: 61.722; 1.8: 8.4594; 1.9: 514.35; 2: 16.3806; 2.1: 90.076; 2.2: 195.8021; 2.3: 18.1853; 2.4: -111.6015; 2.5: -10.3651
| 2 | 19.1 | 1: 42.1082; 1.1: 84.18; 1.2: 0.11289; 1.3: 103.14; 1.4: 7.7978; 1.5: 84.18; 1.6: 103.14; 1.7: 61.884; 1.8: 8.4594; 1.9: 515.7; 2: 16.4236; 2.1: 90.0957; 2.2: 196.7882; 2.3: 18.229; 2.4: -112.6082; 2.5: -10.4312
| 2 | 19.15 | 1: 41.9876; 1.1: 84.1585; 1.2: 0.11286; 1.3: 103.41; 1.4: 7.7755; 1.5: 84.1585; 1.6: 103.41; 1.7: 62.046; 1.8: 8.4594; 1.9: 517.05; 2: 16.4666; 2.1: 90.1154; 2.2: 197.7766; 2.3: 18.2728; 2.4: -113.6182; 2.5: -10.4973
| 2 | 19.2 | 1: 41.8671; 1.1: 84.136; 1.2: 0.11283; 1.3: 103.68; 1.4: 7.7532; 1.5: 84.136; 1.6: 103.68; 1.7: 62.208; 1.8: 8.4594; 1.9: 518.4; 2: 16.5096; 2.1: 90.1349; 2.2: 198.7676; 2.3: 18.3165; 2.4: -114.6315; 2.5: -10.5633
| 2 | 19.25 | 1: 41.7467; 1.1: 84.1127; 1.2: 0.1128; 1.3: 103.95; 1.4: 7.7309; 1.5: 84.1127; 1.6: 103.95; 1.7: 62.37; 1.8: 8.4594; 1.9: 519.75; 2: 16.5525; 2.1: 90.1545; 2.2: 199.7609; 2.3: 18.3602; 2.4: -115.6482; 2.5: -10.6293
| 2 | 19.3 | 1: 41.6266; 1.1: 84.0884; 1.2: 0.11276; 1.3: 104.22; 1.4: 7.7086; 1.5: 84.0884; 1.6: 104.22; 1.7: 62.532; 1.8: 8.4594; 1.9: 521.1; 2: 16.5955; 2.1: 90.1739; 2.2: 200.7567; 2.3: 18.4039; 2.4: -116.6683; 2.5: -10.6953
| 2 | 19.35 | 1: 41.5066; 1.1: 84.0633; 1.2: 0.11273; 1.3: 104.49; 1.4: 7.6864; 1.5: 84.0633; 1.6: 104.49; 1.7: 62.694; 1.8: 8.4594; 1.9: 522.45; 2: 16.6385; 2.1: 90.1932; 2.2: 201.7549; 2.3: 18.4476; 2.4: -117.6917; 2.5: -10.7612
| 2 | 19.4 | 1: 41.3868; 1.1: 84.0372; 1.2: 0.1127; 1.3: 104.76; 1.4: 7.6642; 1.5: 84.0372; 1.6: 104.76; 1.7: 62.856; 1.8: 8.4594; 1.9: 523.8; 2: 16.6815; 2.1: 90.2125; 2.2: 202.7556; 2.3: 18.4914; 2.4: -118.7184; 2.5: -10.8271
| 2 | 19.45 | 1: 41.2671; 1.1: 84.0103; 1.2: 0.11266; 1.3: 105.03; 1.4: 7.6421; 1.5: 84.0103; 1.6: 105.03; 1.7: 63.018; 1.8: 8.4594; 1.9: 525.15; 2: 16.7245; 2.1: 90.2317; 2.2: 203.7587; 2.3: 18.5351; 2.4: -119.7484; 2.5: -10.893
| 2 | 19.5 | 1: 41.1477; 1.1: 83.9824; 1.2: 0.11262; 1.3: 105.3; 1.4: 7.6199; 1.5: 83.9824; 1.6: 105.3; 1.7: 63.18; 1.8: 8.4594; 1.9: 526.5; 2: 16.7675; 2.1: 90.2509; 2.2: 204.7642; 2.3: 18.5788; 2.4: -120.7818; 2.5: -10.9588
| 2 | 19.55 | 1: 41.0284; 1.1: 83.9537; 1.2: 0.11258; 1.3: 105.57; 1.4: 7.5979; 1.5: 83.9537; 1.6: 105.57; 1.7: 63.342; 1.8: 8.4594; 1.9: 527.85; 2: 16.8105; 2.1: 90.27; 2.2: 205.7721; 2.3: 18.6225; 2.4: -121.8185; 2.5: -11.0246
| 2 | 19.6 | 1: 40.9093; 1.1: 83.924; 1.2: 0.11254; 1.3: 105.84; 1.4: 7.5758; 1.5: 83.924; 1.6: 105.84; 1.7: 63.504; 1.8: 8.4594; 1.9: 529.2; 2: 16.8535; 2.1: 90.2889; 2.2: 206.7825; 2.3: 18.6662; 2.4: -122.8585; 2.5: -11.0904
| 2 | 19.65 | 1: 40.7903; 1.1: 83.8935; 1.2: 0.1125; 1.3: 106.11; 1.4: 7.5538; 1.5: 83.8935; 1.6: 106.11; 1.7: 63.666; 1.8: 8.4594; 1.9: 530.55; 2: 16.8965; 2.1: 90.3079; 2.2: 207.7954; 2.3: 18.7099; 2.4: -123.9019; 2.5: -11.1561
| 2 | 19.7 | 1: 40.6716; 1.1: 83.8621; 1.2: 0.11246; 1.3: 106.38; 1.4: 7.5318; 1.5: 83.8621; 1.6: 106.38; 1.7: 63.828; 1.8: 8.4594; 1.9: 531.9; 2: 16.9395; 2.1: 90.3267; 2.2: 208.8106; 2.3: 18.7536; 2.4: -124.9485; 2.5: -11.2218
| 2 | 19.75 | 1: 40.553; 1.1: 83.8298; 1.2: 0.11242; 1.3: 106.65; 1.4: 7.5098; 1.5: 83.8298; 1.6: 106.65; 1.7: 63.99; 1.8: 8.4594; 1.9: 533.25; 2: 16.9825; 2.1: 90.3455; 2.2: 209.8283; 2.3: 18.7973; 2.4: -125.9985; 2.5: -11.2875
| 2 | 19.8 | 1: 40.4346; 1.1: 83.7966; 1.2: 0.11237; 1.3: 106.92; 1.4: 7.4879; 1.5: 83.7966; 1.6: 106.92; 1.7: 64.152; 1.8: 8.4594; 1.9: 534.6; 2: 17.0255; 2.1: 90.3642; 2.2: 210.8484; 2.3: 18.841; 2.4: -127.0518; 2.5: -11.3531
| 2 | 19.85 | 1: 40.3163; 1.1: 83.7626; 1.2: 0.11233; 1.3: 107.19; 1.4: 7.466; 1.5: 83.7626; 1.6: 107.19; 1.7: 64.314; 1.8: 8.4594; 1.9: 535.95; 2: 17.0685; 2.1: 90.3828; 2.2: 211.871; 2.3: 18.8846; 2.4: -128.1084; 2.5: -11.4187
| 2 | 19.9 | 1: 40.1983; 1.1: 83.7277; 1.2: 0.11228; 1.3: 107.46; 1.4: 7.4441; 1.5: 83.7277; 1.6: 107.46; 1.7: 64.476; 1.8: 8.4594; 1.9: 537.3; 2: 17.1115; 2.1: 90.4014; 2.2: 212.896; 2.3: 18.9283; 2.4: -129.1683; 2.5: -11.4842
| 2 | 19.95 | 1: 40.0804; 1.1: 83.6919; 1.2: 0.11223; 1.3: 107.73; 1.4: 7.4223; 1.5: 83.6919; 1.6: 107.73; 1.7: 64.638; 1.8: 8.4594; 1.9: 538.65; 2: 17.1545; 2.1: 90.4198; 2.2: 213.9234; 2.3: 18.972; 2.4: -130.2316; 2.5: -11.5497
| 2 | 20 | 1: 39.9627; 1.1: 83.6552; 1.2: 0.11218; 1.3: 108; 1.4: 7.4005; 1.5: 83.6552; 1.6: 108; 1.7: 64.8; 1.8: 8.4594; 1.9: 540; 2: 17.1975; 2.1: 90.4382; 2.2: 214.9533; 2.3: 19.0157; 2.4: -131.2981; 2.5: -11.6152
| 2 | 20.05 | 1: 39.8451; 1.1: 83.6177; 1.2: 0.11213; 1.3: 108.27; 1.4: 7.3787; 1.5: 83.6177; 1.6: 108.27; 1.7: 64.962; 1.8: 8.4594; 1.9: 541.35; 2: 17.2404; 2.1: 90.4566; 2.2: 215.9856; 2.3: 19.0594; 2.4: -132.3679; 2.5: -11.6806
| 2 | 20.1 | 1: 39.7278; 1.1: 83.5793; 1.2: 0.11208; 1.3: 108.54; 1.4: 7.357; 1.5: 83.5793; 1.6: 108.54; 1.7: 65.124; 1.8: 8.4594; 1.9: 542.7; 2: 17.2834; 2.1: 90.4749; 2.2: 217.0204; 2.3: 19.103; 2.4: -133.4411; 2.5: -11.746
| 2 | 20.15 | 1: 39.6106; 1.1: 83.54; 1.2: 0.11203; 1.3: 108.81; 1.4: 7.3353; 1.5: 83.54; 1.6: 108.81; 1.7: 65.286; 1.8: 8.4594; 1.9: 544.05; 2: 17.3264; 2.1: 90.4931; 2.2: 218.0575; 2.3: 19.1467; 2.4: -134.5175; 2.5: -11.8114
| 2 | 20.2 | 1: 39.4936; 1.1: 83.4999; 1.2: 0.11198; 1.3: 109.08; 1.4: 7.3136; 1.5: 83.4999; 1.6: 109.08; 1.7: 65.448; 1.8: 8.4594; 1.9: 545.4; 2: 17.3694; 2.1: 90.5112; 2.2: 219.0972; 2.3: 19.1904; 2.4: -135.5973; 2.5: -11.8767
| 2 | 20.25 | 1: 39.3767; 1.1: 83.459; 1.2: 0.11192; 1.3: 109.35; 1.4: 7.292; 1.5: 83.459; 1.6: 109.35; 1.7: 65.61; 1.8: 8.4594; 1.9: 546.75; 2: 17.4124; 2.1: 90.5292; 2.2: 220.1392; 2.3: 19.234; 2.4: -136.6803; 2.5: -11.942
| 2 | 20.3 | 1: 39.26; 1.1: 83.4171; 1.2: 0.11186; 1.3: 109.62; 1.4: 7.2704; 1.5: 83.4171; 1.6: 109.62; 1.7: 65.772; 1.8: 8.4594; 1.9: 548.1; 2: 17.4554; 2.1: 90.5472; 2.2: 221.1837; 2.3: 19.2777; 2.4: -137.7666; 2.5: -12.0073
| 2 | 20.35 | 1: 39.1436; 1.1: 83.3745; 1.2: 0.11181; 1.3: 109.89; 1.4: 7.2488; 1.5: 83.3745; 1.6: 109.89; 1.7: 65.934; 1.8: 8.4594; 1.9: 549.45; 2: 17.4984; 2.1: 90.5651; 2.2: 222.2307; 2.3: 19.3214; 2.4: -138.8562; 2.5: -12.0725
| 2 | 20.4 | 1: 39.0272; 1.1: 83.331; 1.2: 0.11175; 1.3: 110.16; 1.4: 7.2273; 1.5: 83.331; 1.6: 110.16; 1.7: 66.096; 1.8: 8.4594; 1.9: 550.8; 2: 17.5414; 2.1: 90.583; 2.2: 223.2801; 2.3: 19.365; 2.4: -139.9491; 2.5: -12.1377
| 2 | 20.45 | 1: 38.9111; 1.1: 83.2866; 1.2: 0.11169; 1.3: 110.43; 1.4: 7.2058; 1.5: 83.2866; 1.6: 110.43; 1.7: 66.258; 1.8: 8.4594; 1.9: 552.15; 2: 17.5844; 2.1: 90.6008; 2.2: 224.3319; 2.3: 19.4087; 2.4: -141.0453; 2.5: -12.2029
| 2 | 20.5 | 1: 38.7951; 1.1: 83.2414; 1.2: 0.11163; 1.3: 110.7; 1.4: 7.1843; 1.5: 83.2414; 1.6: 110.7; 1.7: 66.42; 1.8: 8.4594; 1.9: 553.5; 2: 17.6274; 2.1: 90.6185; 2.2: 225.3862; 2.3: 19.4523; 2.4: -142.1448; 2.5: -12.268
| 2 | 20.55 | 1: 38.6793; 1.1: 83.1954; 1.2: 0.11157; 1.3: 110.97; 1.4: 7.1628; 1.5: 83.1954; 1.6: 110.97; 1.7: 66.582; 1.8: 8.4594; 1.9: 554.85; 2: 17.6704; 2.1: 90.6361; 2.2: 226.4429; 2.3: 19.496; 2.4: -143.2475; 2.5: -12.3331
| 2 | 20.6 | 1: 38.5637; 1.1: 83.1485; 1.2: 0.1115; 1.3: 111.24; 1.4: 7.1414; 1.5: 83.1485; 1.6: 111.24; 1.7: 66.744; 1.8: 8.4594; 1.9: 556.2; 2: 17.7134; 2.1: 90.6537; 2.2: 227.5021; 2.3: 19.5396; 2.4: -144.3536; 2.5: -12.3982
| 2 | 20.65 | 1: 38.4483; 1.1: 83.1008; 1.2: 0.11144; 1.3: 111.51; 1.4: 7.12; 1.5: 83.1008; 1.6: 111.51; 1.7: 66.906; 1.8: 8.4594; 1.9: 557.55; 2: 17.7564; 2.1: 90.6712; 2.2: 228.5637; 2.3: 19.5833; 2.4: -145.4629; 2.5: -12.4632
| 2 | 20.7 | 1: 38.333; 1.1: 83.0522; 1.2: 0.11137; 1.3: 111.78; 1.4: 7.0987; 1.5: 83.0522; 1.6: 111.78; 1.7: 67.068; 1.8: 8.4594; 1.9: 558.9; 2: 17.7994; 2.1: 90.6886; 2.2: 229.6277; 2.3: 19.6269; 2.4: -146.5755; 2.5: -12.5282
| 2 | 20.75 | 1: 38.2179; 1.1: 83.0029; 1.2: 0.11131; 1.3: 112.05; 1.4: 7.0774; 1.5: 83.0029; 1.6: 112.05; 1.7: 67.23; 1.8: 8.4594; 1.9: 560.25; 2: 17.8424; 2.1: 90.706; 2.2: 230.6942; 2.3: 19.6705; 2.4: -147.6913; 2.5: -12.5932
| 2 | 20.8 | 1: 38.103; 1.1: 82.9527; 1.2: 0.11124; 1.3: 112.32; 1.4: 7.0561; 1.5: 82.9527; 1.6: 112.32; 1.7: 67.392; 1.8: 8.4594; 1.9: 561.6; 2: 17.8854; 2.1: 90.7233; 2.2: 231.7631; 2.3: 19.7142; 2.4: -148.8104; 2.5: -12.6581
| 2 | 20.85 | 1: 37.9882; 1.1: 82.9017; 1.2: 0.11117; 1.3: 112.59; 1.4: 7.0349; 1.5: 82.9017; 1.6: 112.59; 1.7: 67.554; 1.8: 8.4594; 1.9: 562.95; 2: 17.9283; 2.1: 90.7405; 2.2: 232.8345; 2.3: 19.7578; 2.4: -149.9328; 2.5: -12.723
| 2 | 20.9 | 1: 37.8736; 1.1: 82.8498; 1.2: 0.1111; 1.3: 112.86; 1.4: 7.0136; 1.5: 82.8498; 1.6: 112.86; 1.7: 67.716; 1.8: 8.4594; 1.9: 564.3; 2: 17.9713; 2.1: 90.7576; 2.2: 233.9083; 2.3: 19.8015; 2.4: -151.0585; 2.5: -12.7878
| 2 | 20.95 | 1: 37.7592; 1.1: 82.7972; 1.2: 0.11103; 1.3: 113.13; 1.4: 6.9924; 1.5: 82.7972; 1.6: 113.13; 1.7: 67.878; 1.8: 8.4594; 1.9: 565.65; 2: 18.0143; 2.1: 90.7747; 2.2: 234.9846; 2.3: 19.8451; 2.4: -152.1874; 2.5: -12.8526
| 2 | 21 | 1: 37.645; 1.1: 82.7437; 1.2: 0.11096; 1.3: 113.4; 1.4: 6.9713; 1.5: 82.7437; 1.6: 113.4; 1.7: 68.04; 1.8: 8.4594; 1.9: 567; 2: 18.0573; 2.1: 90.7918; 2.2: 236.0633; 2.3: 19.8887; 2.4: -153.3196; 2.5: -12.9174
| 2 | 21.05 | 1: 37.5309; 1.1: 82.6894; 1.2: 0.11089; 1.3: 113.67; 1.4: 6.9502; 1.5: 82.6894; 1.6: 113.67; 1.7: 68.202; 1.8: 8.4594; 1.9: 568.35; 2: 18.1003; 2.1: 90.8087; 2.2: 237.1445; 2.3: 19.9324; 2.4: -154.455; 2.5: -12.9822
| 2 | 21.1 | 1: 37.4171; 1.1: 82.6343; 1.2: 0.11081; 1.3: 113.94; 1.4: 6.9291; 1.5: 82.6343; 1.6: 113.94; 1.7: 68.364; 1.8: 8.4594; 1.9: 569.7; 2: 18.1433; 2.1: 90.8256; 2.2: 238.2281; 2.3: 19.976; 2.4: -155.5937; 2.5: -13.0469
| 2 | 21.15 | 1: 37.3034; 1.1: 82.5785; 1.2: 0.11074; 1.3: 114.21; 1.4: 6.908; 1.5: 82.5785; 1.6: 114.21; 1.7: 68.526; 1.8: 8.4594; 1.9: 571.05; 2: 18.1863; 2.1: 90.8424; 2.2: 239.3141; 2.3: 20.0196; 2.4: -156.7357; 2.5: -13.1116
| 2 | 21.2 | 1: 37.1898; 1.1: 82.5218; 1.2: 0.11066; 1.3: 114.48; 1.4: 6.887; 1.5: 82.5218; 1.6: 114.48; 1.7: 68.688; 1.8: 8.4594; 1.9: 572.4; 2: 18.2293; 2.1: 90.8592; 2.2: 240.4026; 2.3: 20.0632; 2.4: -157.8809; 2.5: -13.1762
| 2 | 21.25 | 1: 37.0765; 1.1: 82.4643; 1.2: 0.11059; 1.3: 114.75; 1.4: 6.866; 1.5: 82.4643; 1.6: 114.75; 1.7: 68.85; 1.8: 8.4594; 1.9: 573.75; 2: 18.2723; 2.1: 90.8759; 2.2: 241.4936; 2.3: 20.1069; 2.4: -159.0293; 2.5: -13.2409
| 2 | 21.3 | 1: 36.9633; 1.1: 82.406; 1.2: 0.11051; 1.3: 115.02; 1.4: 6.8451; 1.5: 82.406; 1.6: 115.02; 1.7: 69.012; 1.8: 8.4594; 1.9: 575.1; 2: 18.3153; 2.1: 90.8925; 2.2: 242.587; 2.3: 20.1505; 2.4: -160.181; 2.5: -13.3054
| 2 | 21.35 | 1: 36.8503; 1.1: 82.3469; 1.2: 0.11043; 1.3: 115.29; 1.4: 6.8241; 1.5: 82.3469; 1.6: 115.29; 1.7: 69.174; 1.8: 8.4594; 1.9: 576.45; 2: 18.3583; 2.1: 90.9091; 2.2: 243.6828; 2.3: 20.1941; 2.4: -161.3359; 2.5: -13.37
| 2 | 21.4 | 1: 36.7375; 1.1: 82.287; 1.2: 0.11035; 1.3: 115.56; 1.4: 6.8032; 1.5: 82.287; 1.6: 115.56; 1.7: 69.336; 1.8: 8.4594; 1.9: 577.8; 2: 18.4013; 2.1: 90.9255; 2.2: 244.7811; 2.3: 20.2377; 2.4: -162.4941; 2.5: -13.4345
| 2 | 21.45 | 1: 36.6248; 1.1: 82.2263; 1.2: 0.11027; 1.3: 115.83; 1.4: 6.7824; 1.5: 82.2263; 1.6: 115.83; 1.7: 69.498; 1.8: 8.4594; 1.9: 579.15; 2: 18.4443; 2.1: 90.942; 2.2: 245.8819; 2.3: 20.2814; 2.4: -163.6555; 2.5: -13.499
| 2 | 21.5 | 1: 36.5123; 1.1: 82.1649; 1.2: 0.11018; 1.3: 116.1; 1.4: 6.7615; 1.5: 82.1649; 1.6: 116.1; 1.7: 69.66; 1.8: 8.4594; 1.9: 580.5; 2: 18.4873; 2.1: 90.9583; 2.2: 246.9851; 2.3: 20.325; 2.4: -164.8202; 2.5: -13.5634
| 2 | 21.55 | 1: 36.4; 1.1: 82.1026; 1.2: 0.1101; 1.3: 116.37; 1.4: 6.7407; 1.5: 82.1026; 1.6: 116.37; 1.7: 69.822; 1.8: 8.4594; 1.9: 581.85; 2: 18.5303; 2.1: 90.9746; 2.2: 248.0907; 2.3: 20.3686; 2.4: -165.9881; 2.5: -13.6279
| 2 | 21.6 | 1: 36.2879; 1.1: 82.0396; 1.2: 0.11002; 1.3: 116.64; 1.4: 6.72; 1.5: 82.0396; 1.6: 116.64; 1.7: 69.984; 1.8: 8.4594; 1.9: 583.2; 2: 18.5732; 2.1: 90.9909; 2.2: 249.1988; 2.3: 20.4122; 2.4: -167.1592; 2.5: -13.6922
| 2 | 21.65 | 1: 36.1759; 1.1: 81.9758; 1.2: 0.10993; 1.3: 116.91; 1.4: 6.6992; 1.5: 81.9758; 1.6: 116.91; 1.7: 70.146; 1.8: 8.4594; 1.9: 584.55; 2: 18.6162; 2.1: 91.007; 2.2: 250.3094; 2.3: 20.4558; 2.4: -168.3336; 2.5: -13.7566
| 2 | 21.7 | 1: 36.0641; 1.1: 81.9112; 1.2: 0.10984; 1.3: 117.18; 1.4: 6.6785; 1.5: 81.9112; 1.6: 117.18; 1.7: 70.308; 1.8: 8.4594; 1.9: 585.9; 2: 18.6592; 2.1: 91.0231; 2.2: 251.4224; 2.3: 20.4994; 2.4: -169.5112; 2.5: -13.8209
| 2 | 21.75 | 1: 35.9525; 1.1: 81.8459; 1.2: 0.10976; 1.3: 117.45; 1.4: 6.6579; 1.5: 81.8459; 1.6: 117.45; 1.7: 70.47; 1.8: 8.4594; 1.9: 587.25; 2: 18.7022; 2.1: 91.0392; 2.2: 252.5378; 2.3: 20.5431; 2.4: -170.692; 2.5: -13.8852
| 2 | 21.8 | 1: 35.8411; 1.1: 81.7798; 1.2: 0.10967; 1.3: 117.72; 1.4: 6.6372; 1.5: 81.7798; 1.6: 117.72; 1.7: 70.632; 1.8: 8.4594; 1.9: 588.6; 2: 18.7452; 2.1: 91.0552; 2.2: 253.6558; 2.3: 20.5867; 2.4: -171.876; 2.5: -13.9494
| 2 | 21.85 | 1: 35.7298; 1.1: 81.7129; 1.2: 0.10958; 1.3: 117.99; 1.4: 6.6166; 1.5: 81.7129; 1.6: 117.99; 1.7: 70.794; 1.8: 8.4594; 1.9: 589.95; 2: 18.7882; 2.1: 91.0711; 2.2: 254.7761; 2.3: 20.6303; 2.4: -173.0633; 2.5: -14.0137
| 2 | 21.9 | 1: 35.6187; 1.1: 81.6452; 1.2: 0.10949; 1.3: 118.26; 1.4: 6.5961; 1.5: 81.6452; 1.6: 118.26; 1.7: 70.956; 1.8: 8.4594; 1.9: 591.3; 2: 18.8312; 2.1: 91.0869; 2.2: 255.899; 2.3: 20.6739; 2.4: -174.2537; 2.5: -14.0778
| 2 | 21.95 | 1: 35.5078; 1.1: 81.5768; 1.2: 0.1094; 1.3: 118.53; 1.4: 6.5755; 1.5: 81.5768; 1.6: 118.53; 1.7: 71.118; 1.8: 8.4594; 1.9: 592.65; 2: 18.8742; 2.1: 91.1027; 2.2: 257.0242; 2.3: 20.7175; 2.4: -175.4474; 2.5: -14.142
| 2 | 22 | 1: 35.3971; 1.1: 81.5076; 1.2: 0.1093; 1.3: 118.8; 1.4: 6.555; 1.5: 81.5076; 1.6: 118.8; 1.7: 71.28; 1.8: 8.4594; 1.9: 594; 2: 18.9172; 2.1: 91.1184; 2.2: 258.152; 2.3: 20.7611; 2.4: -176.6443; 2.5: -14.2061
| 2 | 22.05 | 1: 35.2865; 1.1: 81.4377; 1.2: 0.10921; 1.3: 119.07; 1.4: 6.5345; 1.5: 81.4377; 1.6: 119.07; 1.7: 71.442; 1.8: 8.4594; 1.9: 595.35; 2: 18.9602; 2.1: 91.1341; 2.2: 259.2822; 2.3: 20.8047; 2.4: -177.8445; 2.5: -14.2702
| 2 | 22.1 | 1: 35.1761; 1.1: 81.367; 1.2: 0.10911; 1.3: 119.34; 1.4: 6.5141; 1.5: 81.367; 1.6: 119.34; 1.7: 71.604; 1.8: 8.4594; 1.9: 596.7; 2: 19.0032; 2.1: 91.1497; 2.2: 260.4148; 2.3: 20.8483; 2.4: -179.0478; 2.5: -14.3342
| 2 | 22.15 | 1: 35.0659; 1.1: 81.2956; 1.2: 0.10902; 1.3: 119.61; 1.4: 6.4937; 1.5: 81.2956; 1.6: 119.61; 1.7: 71.766; 1.8: 8.4594; 1.9: 598.05; 2: 19.0462; 2.1: 91.1652; 2.2: 261.5499; 2.3: 20.8919; 2.4: -180.2544; 2.5: -14.3983
| 2 | 22.2 | 1: 34.9558; 1.1: 81.2234; 1.2: 0.10892; 1.3: 119.88; 1.4: 6.4733; 1.5: 81.2234; 1.6: 119.88; 1.7: 71.928; 1.8: 8.4594; 1.9: 599.4; 2: 19.0892; 2.1: 91.1807; 2.2: 262.6875; 2.3: 20.9355; 2.4: -181.4641; 2.5: -14.4622
| 2 | 22.25 | 1: 34.846; 1.1: 81.1504; 1.2: 0.10882; 1.3: 120.15; 1.4: 6.453; 1.5: 81.1504; 1.6: 120.15; 1.7: 72.09; 1.8: 8.4594; 1.9: 600.75; 2: 19.1322; 2.1: 91.1961; 2.2: 263.8275; 2.3: 20.9792; 2.4: -182.6771; 2.5: -14.5262
| 2 | 22.3 | 1: 34.7363; 1.1: 81.0768; 1.2: 0.10873; 1.3: 120.42; 1.4: 6.4326; 1.5: 81.0768; 1.6: 120.42; 1.7: 72.252; 1.8: 8.4594; 1.9: 602.1; 2: 19.1752; 2.1: 91.2114; 2.2: 264.97; 2.3: 21.0228; 2.4: -183.8932; 2.5: -14.5901
| 2 | 22.35 | 1: 34.6267; 1.1: 81.0023; 1.2: 0.10863; 1.3: 120.69; 1.4: 6.4124; 1.5: 81.0023; 1.6: 120.69; 1.7: 72.414; 1.8: 8.4594; 1.9: 603.45; 2: 19.2182; 2.1: 91.2267; 2.2: 266.1149; 2.3: 21.0664; 2.4: -185.1126; 2.5: -14.654
| 2 | 22.4 | 1: 34.5174; 1.1: 80.9272; 1.2: 0.10853; 1.3: 120.96; 1.4: 6.3921; 1.5: 80.9272; 1.6: 120.96; 1.7: 72.576; 1.8: 8.4594; 1.9: 604.8; 2: 19.2611; 2.1: 91.242; 2.2: 267.2623; 2.3: 21.11; 2.4: -186.3351; 2.5: -14.7179
| 2 | 22.45 | 1: 34.4082; 1.1: 80.8513; 1.2: 0.10842; 1.3: 121.23; 1.4: 6.3719; 1.5: 80.8513; 1.6: 121.23; 1.7: 72.738; 1.8: 8.4594; 1.9: 606.15; 2: 19.3041; 2.1: 91.2571; 2.2: 268.4122; 2.3: 21.1536; 2.4: -187.5609; 2.5: -14.7817
| 2 | 22.5 | 1: 34.2992; 1.1: 80.7747; 1.2: 0.10832; 1.3: 121.5; 1.4: 6.3517; 1.5: 80.7747; 1.6: 121.5; 1.7: 72.9; 1.8: 8.4594; 1.9: 607.5; 2: 19.3471; 2.1: 91.2722; 2.2: 269.5645; 2.3: 21.1972; 2.4: -188.7898; 2.5: -14.8455
| 2 | 22.55 | 1: 34.1904; 1.1: 80.6973; 1.2: 0.10822; 1.3: 121.77; 1.4: 6.3316; 1.5: 80.6973; 1.6: 121.77; 1.7: 73.062; 1.8: 8.4594; 1.9: 608.85; 2: 19.3901; 2.1: 91.2873; 2.2: 270.7193; 2.3: 21.2408; 2.4: -190.0219; 2.5: -14.9092
| 2 | 22.6 | 1: 34.0818; 1.1: 80.6192; 1.2: 0.10811; 1.3: 122.04; 1.4: 6.3114; 1.5: 80.6192; 1.6: 122.04; 1.7: 73.224; 1.8: 8.4594; 1.9: 610.2; 2: 19.4331; 2.1: 91.3022; 2.2: 271.8765; 2.3: 21.2844; 2.4: -191.2573; 2.5: -14.9729
| 2 | 22.65 | 1: 33.9733; 1.1: 80.5404; 1.2: 0.10801; 1.3: 122.31; 1.4: 6.2913; 1.5: 80.5404; 1.6: 122.31; 1.7: 73.386; 1.8: 8.4594; 1.9: 611.55; 2: 19.4761; 2.1: 91.3172; 2.2: 273.0362; 2.3: 21.328; 2.4: -192.4958; 2.5: -15.0366
| 2 | 22.7 | 1: 33.865; 1.1: 80.4609; 1.2: 0.1079; 1.3: 122.58; 1.4: 6.2713; 1.5: 80.4609; 1.6: 122.58; 1.7: 73.548; 1.8: 8.4594; 1.9: 612.9; 2: 19.5191; 2.1: 91.332; 2.2: 274.1984; 2.3: 21.3716; 2.4: -193.7375; 2.5: -15.1003
| 2 | 22.75 | 1: 33.7568; 1.1: 80.3807; 1.2: 0.10779; 1.3: 122.85; 1.4: 6.2513; 1.5: 80.3807; 1.6: 122.85; 1.7: 73.71; 1.8: 8.4594; 1.9: 614.25; 2: 19.5621; 2.1: 91.3468; 2.2: 275.363; 2.3: 21.4152; 2.4: -194.9823; 2.5: -15.1639
| 2 | 22.8 | 1: 33.6489; 1.1: 80.2997; 1.2: 0.10768; 1.3: 123.12; 1.4: 6.2313; 1.5: 80.2997; 1.6: 123.12; 1.7: 73.872; 1.8: 8.4594; 1.9: 615.6; 2: 19.6051; 2.1: 91.3616; 2.2: 276.5301; 2.3: 21.4588; 2.4: -196.2304; 2.5: -15.2275
| 2 | 22.85 | 1: 33.5411; 1.1: 80.218; 1.2: 0.10757; 1.3: 123.39; 1.4: 6.2113; 1.5: 80.218; 1.6: 123.39; 1.7: 74.034; 1.8: 8.4594; 1.9: 616.95; 2: 19.6481; 2.1: 91.3763; 2.2: 277.6997; 2.3: 21.5024; 2.4: -197.4816; 2.5: -15.2911
| 2 | 22.9 | 1: 33.4335; 1.1: 80.1356; 1.2: 0.10746; 1.3: 123.66; 1.4: 6.1914; 1.5: 80.1356; 1.6: 123.66; 1.7: 74.196; 1.8: 8.4594; 1.9: 618.3; 2: 19.6911; 2.1: 91.3909; 2.2: 278.8717; 2.3: 21.546; 2.4: -198.736; 2.5: -15.3546
| 2 | 22.95 | 1: 33.3261; 1.1: 80.0526; 1.2: 0.10735; 1.3: 123.93; 1.4: 6.1715; 1.5: 80.0526; 1.6: 123.93; 1.7: 74.358; 1.8: 8.4594; 1.9: 619.65; 2: 19.7341; 2.1: 91.4054; 2.2: 280.0462; 2.3: 21.5896; 2.4: -199.9936; 2.5: -15.4181
| 2 | 23 | 1: 33.2188; 1.1: 79.9688; 1.2: 0.10724; 1.3: 124.2; 1.4: 6.1516; 1.5: 79.9688; 1.6: 124.2; 1.7: 74.52; 1.8: 8.4594; 1.9: 621; 2: 19.7771; 2.1: 91.4199; 2.2: 281.2231; 2.3: 21.6332; 2.4: -201.2543; 2.5: -15.4816
| 2 | 23.05 | 1: 33.1117; 1.1: 79.8843; 1.2: 0.10713; 1.3: 124.47; 1.4: 6.1318; 1.5: 79.8843; 1.6: 124.47; 1.7: 74.682; 1.8: 8.4594; 1.9: 622.35; 2: 19.8201; 2.1: 91.4344; 2.2: 282.4025; 2.3: 21.6768; 2.4: -202.5183; 2.5: -15.545
| 2 | 23.1 | 1: 33.0048; 1.1: 79.7991; 1.2: 0.10701; 1.3: 124.74; 1.4: 6.112; 1.5: 79.7991; 1.6: 124.74; 1.7: 74.844; 1.8: 8.4594; 1.9: 623.7; 2: 19.8631; 2.1: 91.4488; 2.2: 283.5844; 2.3: 21.7204; 2.4: -203.7853; 2.5: -15.6084
| 2 | 23.15 | 1: 32.8981; 1.1: 79.7132; 1.2: 0.1069; 1.3: 125.01; 1.4: 6.0922; 1.5: 79.7132; 1.6: 125.01; 1.7: 75.006; 1.8: 8.4594; 1.9: 625.05; 2: 19.9061; 2.1: 91.4631; 2.2: 284.7688; 2.3: 21.764; 2.4: -205.0556; 2.5: -15.6718
| 2 | 23.2 | 1: 32.7915; 1.1: 79.6266; 1.2: 0.10678; 1.3: 125.28; 1.4: 6.0725; 1.5: 79.6266; 1.6: 125.28; 1.7: 75.168; 1.8: 8.4594; 1.9: 626.4; 2: 19.949; 2.1: 91.4774; 2.2: 285.9556; 2.3: 21.8076; 2.4: -206.329; 2.5: -15.7351
| 2 | 23.25 | 1: 32.6851; 1.1: 79.5393; 1.2: 0.10666; 1.3: 125.55; 1.4: 6.0528; 1.5: 79.5393; 1.6: 125.55; 1.7: 75.33; 1.8: 8.4594; 1.9: 627.75; 2: 19.992; 2.1: 91.4916; 2.2: 287.1448; 2.3: 21.8512; 2.4: -207.6056; 2.5: -15.7984
| 2 | 23.3 | 1: 32.5789; 1.1: 79.4513; 1.2: 0.10655; 1.3: 125.82; 1.4: 6.0331; 1.5: 79.4513; 1.6: 125.82; 1.7: 75.492; 1.8: 8.4594; 1.9: 629.1; 2: 20.035; 2.1: 91.5057; 2.2: 288.3366; 2.3: 21.8948; 2.4: -208.8853; 2.5: -15.8617
| 2 | 23.35 | 1: 32.4729; 1.1: 79.3627; 1.2: 0.10643; 1.3: 126.09; 1.4: 6.0135; 1.5: 79.3627; 1.6: 126.09; 1.7: 75.654; 1.8: 8.4594; 1.9: 630.45; 2: 20.078; 2.1: 91.5198; 2.2: 289.5308; 2.3: 21.9384; 2.4: -210.1682; 2.5: -15.9249
| 2 | 23.4 | 1: 32.367; 1.1: 79.2733; 1.2: 0.10631; 1.3: 126.36; 1.4: 5.9939; 1.5: 79.2733; 1.6: 126.36; 1.7: 75.816; 1.8: 8.4594; 1.9: 631.8; 2: 20.121; 2.1: 91.5339; 2.2: 290.7275; 2.3: 21.982; 2.4: -211.4542; 2.5: -15.9882
| 2 | 23.45 | 1: 32.2613; 1.1: 79.1833; 1.2: 0.10619; 1.3: 126.63; 1.4: 5.9743; 1.5: 79.1833; 1.6: 126.63; 1.7: 75.978; 1.8: 8.4594; 1.9: 633.15; 2: 20.164; 2.1: 91.5479; 2.2: 291.9267; 2.3: 22.0257; 2.4: -212.7434; 2.5: -16.0513
| 2 | 23.5 | 1: 32.1558; 1.1: 79.0926; 1.2: 0.10606; 1.3: 126.9; 1.4: 5.9548; 1.5: 79.0926; 1.6: 126.9; 1.7: 76.14; 1.8: 8.4594; 1.9: 634.5; 2: 20.207; 2.1: 91.5618; 2.2: 293.1283; 2.3: 22.0693; 2.4: -214.0357; 2.5: -16.1145
| 2 | 23.55 | 1: 32.0505; 1.1: 79.0012; 1.2: 0.10594; 1.3: 127.17; 1.4: 5.9353; 1.5: 79.0012; 1.6: 127.17; 1.7: 76.302; 1.8: 8.4594; 1.9: 635.85; 2: 20.25; 2.1: 91.5757; 2.2: 294.3324; 2.3: 22.1129; 2.4: -215.3312; 2.5: -16.1776
| 2 | 23.6 | 1: 31.9453; 1.1: 78.9092; 1.2: 0.10582; 1.3: 127.44; 1.4: 5.9158; 1.5: 78.9092; 1.6: 127.44; 1.7: 76.464; 1.8: 8.4594; 1.9: 637.2; 2: 20.293; 2.1: 91.5895; 2.2: 295.539; 2.3: 22.1565; 2.4: -216.6298; 2.5: -16.2407
| 2 | 23.65 | 1: 31.8403; 1.1: 78.8164; 1.2: 0.10569; 1.3: 127.71; 1.4: 5.8964; 1.5: 78.8164; 1.6: 127.71; 1.7: 76.626; 1.8: 8.4594; 1.9: 638.55; 2: 20.336; 2.1: 91.6032; 2.2: 296.748; 2.3: 22.2001; 2.4: -217.9316; 2.5: -16.3037
| 2 | 23.7 | 1: 31.7355; 1.1: 78.7231; 1.2: 0.10557; 1.3: 127.98; 1.4: 5.8769; 1.5: 78.7231; 1.6: 127.98; 1.7: 76.788; 1.8: 8.4594; 1.9: 639.9; 2: 20.379; 2.1: 91.6169; 2.2: 297.9595; 2.3: 22.2437; 2.4: -219.2365; 2.5: -16.3667
| 2 | 23.75 | 1: 31.6308; 1.1: 78.629; 1.2: 0.10544; 1.3: 128.25; 1.4: 5.8576; 1.5: 78.629; 1.6: 128.25; 1.7: 76.95; 1.8: 8.4594; 1.9: 641.25; 2: 20.422; 2.1: 91.6306; 2.2: 299.1735; 2.3: 22.2873; 2.4: -220.5445; 2.5: -16.4297
| 2 | 23.8 | 1: 31.5264; 1.1: 78.5343; 1.2: 0.10532; 1.3: 128.52; 1.4: 5.8382; 1.5: 78.5343; 1.6: 128.52; 1.7: 77.112; 1.8: 8.4594; 1.9: 642.6; 2: 20.465; 2.1: 91.6441; 2.2: 300.39; 2.3: 22.3309; 2.4: -221.8557; 2.5: -16.4927
| 2 | 23.85 | 1: 31.4221; 1.1: 78.4389; 1.2: 0.10519; 1.3: 128.79; 1.4: 5.8189; 1.5: 78.4389; 1.6: 128.79; 1.7: 77.274; 1.8: 8.4594; 1.9: 643.95; 2: 20.508; 2.1: 91.6577; 2.2: 301.6089; 2.3: 22.3745; 2.4: -223.17; 2.5: -16.5556
| 2 | 23.9 | 1: 31.318; 1.1: 78.3429; 1.2: 0.10506; 1.3: 129.06; 1.4: 5.7996; 1.5: 78.3429; 1.6: 129.06; 1.7: 77.436; 1.8: 8.4594; 1.9: 645.3; 2: 20.551; 2.1: 91.6712; 2.2: 302.8303; 2.3: 22.4181; 2.4: -224.4874; 2.5: -16.6185
| 2 | 23.95 | 1: 31.214; 1.1: 78.2462; 1.2: 0.10493; 1.3: 129.33; 1.4: 5.7804; 1.5: 78.2462; 1.6: 129.33; 1.7: 77.598; 1.8: 8.4594; 1.9: 646.65; 2: 20.5939; 2.1: 91.6846; 2.2: 304.0542; 2.3: 22.4617; 2.4: -225.808; 2.5: -16.6814
| 2 | 24 | 1: 31.1102; 1.1: 78.1489; 1.2: 0.1048; 1.3: 129.6; 1.4: 5.7612; 1.5: 78.1489; 1.6: 129.6; 1.7: 77.76; 1.8: 8.4594; 1.9: 648; 2: 20.6369; 2.1: 91.6979; 2.2: 305.2806; 2.3: 22.5053; 2.4: -227.1317; 2.5: -16.7442
| 2 | 24.05 | 1: 31.0066; 1.1: 78.0509; 1.2: 0.10467; 1.3: 129.87; 1.4: 5.742; 1.5: 78.0509; 1.6: 129.87; 1.7: 77.922; 1.8: 8.4594; 1.9: 649.35; 2: 20.6799; 2.1: 91.7113; 2.2: 306.5094; 2.3: 22.549; 2.4: -228.4585; 2.5: -16.807
| 2 | 24.1 | 1: 30.9032; 1.1: 77.9523; 1.2: 0.10454; 1.3: 130.14; 1.4: 5.7228; 1.5: 77.9523; 1.6: 130.14; 1.7: 78.084; 1.8: 8.4594; 1.9: 650.7; 2: 20.7229; 2.1: 91.7245; 2.2: 307.7407; 2.3: 22.5926; 2.4: -229.7884; 2.5: -16.8698
| 2 | 24.15 | 1: 30.7999; 1.1: 77.853; 1.2: 0.1044; 1.3: 130.41; 1.4: 5.7037; 1.5: 77.853; 1.6: 130.41; 1.7: 78.246; 1.8: 8.4594; 1.9: 652.05; 2: 20.7659; 2.1: 91.7377; 2.2: 308.9745; 2.3: 22.6362; 2.4: -231.1215; 2.5: -16.9325
| 2 | 24.2 | 1: 30.6969; 1.1: 77.7531; 1.2: 0.10427; 1.3: 130.68; 1.4: 5.6846; 1.5: 77.7531; 1.6: 130.68; 1.7: 78.408; 1.8: 8.4594; 1.9: 653.4; 2: 20.8089; 2.1: 91.7509; 2.2: 310.2108; 2.3: 22.6798; 2.4: -232.4577; 2.5: -16.9952
| 2 | 24.25 | 1: 30.594; 1.1: 77.6526; 1.2: 0.10413; 1.3: 130.95; 1.4: 5.6655; 1.5: 77.6526; 1.6: 130.95; 1.7: 78.57; 1.8: 8.4594; 1.9: 654.75; 2: 20.8519; 2.1: 91.764; 2.2: 311.4495; 2.3: 22.7234; 2.4: -233.7969; 2.5: -17.0579
| 2 | 24.3 | 1: 30.4912; 1.1: 77.5514; 1.2: 0.104; 1.3: 131.22; 1.4: 5.6465; 1.5: 77.5514; 1.6: 131.22; 1.7: 78.732; 1.8: 8.4594; 1.9: 656.1; 2: 20.8949; 2.1: 91.777; 2.2: 312.6907; 2.3: 22.767; 2.4: -235.1393; 2.5: -17.1205
| 2 | 24.35 | 1: 30.3887; 1.1: 77.4496; 1.2: 0.10386; 1.3: 131.49; 1.4: 5.6275; 1.5: 77.4496; 1.6: 131.49; 1.7: 78.894; 1.8: 8.4594; 1.9: 657.45; 2: 20.9379; 2.1: 91.79; 2.2: 313.9344; 2.3: 22.8107; 2.4: -236.4848; 2.5: -17.1831
| 2 | 24.4 | 1: 30.2863; 1.1: 77.3471; 1.2: 0.10372; 1.3: 131.76; 1.4: 5.6086; 1.5: 77.3471; 1.6: 131.76; 1.7: 79.056; 1.8: 8.4594; 1.9: 658.8; 2: 20.9809; 2.1: 91.8029; 2.2: 315.1806; 2.3: 22.8543; 2.4: -237.8335; 2.5: -17.2457
| 2 | 24.45 | 1: 30.1841; 1.1: 77.2441; 1.2: 0.10359; 1.3: 132.03; 1.4: 5.5896; 1.5: 77.2441; 1.6: 132.03; 1.7: 79.218; 1.8: 8.4594; 1.9: 660.15; 2: 21.0239; 2.1: 91.8158; 2.2: 316.4293; 2.3: 22.8979; 2.4: -239.1852; 2.5: -17.3083
| 2 | 24.5 | 1: 30.082; 1.1: 77.1404; 1.2: 0.10345; 1.3: 132.3; 1.4: 5.5707; 1.5: 77.1404; 1.6: 132.3; 1.7: 79.38; 1.8: 8.4594; 1.9: 661.5; 2: 21.0669; 2.1: 91.8286; 2.2: 317.6804; 2.3: 22.9415; 2.4: -240.54; 2.5: -17.3708
| 2 | 24.55 | 1: 29.9802; 1.1: 77.0361; 1.2: 0.10331; 1.3: 132.57; 1.4: 5.5519; 1.5: 77.0361; 1.6: 132.57; 1.7: 79.542; 1.8: 8.4594; 1.9: 662.85; 2: 21.1099; 2.1: 91.8414; 2.2: 318.934; 2.3: 22.9851; 2.4: -241.8979; 2.5: -17.4333
| 2 | 24.6 | 1: 29.8785; 1.1: 76.9311; 1.2: 0.10317; 1.3: 132.84; 1.4: 5.5331; 1.5: 76.9311; 1.6: 132.84; 1.7: 79.704; 1.8: 8.4594; 1.9: 664.2; 2: 21.1529; 2.1: 91.8541; 2.2: 320.1901; 2.3: 23.0288; 2.4: -243.259; 2.5: -17.4957
| 2 | 24.65 | 1: 29.777; 1.1: 76.8256; 1.2: 0.10302; 1.3: 133.11; 1.4: 5.5143; 1.5: 76.8256; 1.6: 133.11; 1.7: 79.866; 1.8: 8.4594; 1.9: 665.55; 2: 21.1959; 2.1: 91.8668; 2.2: 321.4487; 2.3: 23.0724; 2.4: -244.6231; 2.5: -17.5581
| 2 | 24.7 | 1: 29.6756; 1.1: 76.7194; 1.2: 0.10288; 1.3: 133.38; 1.4: 5.4955; 1.5: 76.7194; 1.6: 133.38; 1.7: 80.028; 1.8: 8.4594; 1.9: 666.9; 2: 21.2389; 2.1: 91.8794; 2.2: 322.7097; 2.3: 23.116; 2.4: -245.9903; 2.5: -17.6205
| 2 | 24.75 | 1: 29.5745; 1.1: 76.6127; 1.2: 0.10274; 1.3: 133.65; 1.4: 5.4768; 1.5: 76.6127; 1.6: 133.65; 1.7: 80.19; 1.8: 8.4594; 1.9: 668.25; 2: 21.2818; 2.1: 91.892; 2.2: 323.9733; 2.3: 23.1596; 2.4: -247.3606; 2.5: -17.6829
| 2 | 24.8 | 1: 29.4735; 1.1: 76.5053; 1.2: 0.1026; 1.3: 133.92; 1.4: 5.4581; 1.5: 76.5053; 1.6: 133.92; 1.7: 80.352; 1.8: 8.4594; 1.9: 669.6; 2: 21.3248; 2.1: 91.9045; 2.2: 325.2393; 2.3: 23.2033; 2.4: -248.734; 2.5: -17.7452
| 2 | 24.85 | 1: 29.3727; 1.1: 76.3973; 1.2: 0.10245; 1.3: 134.19; 1.4: 5.4394; 1.5: 76.3973; 1.6: 134.19; 1.7: 80.514; 1.8: 8.4594; 1.9: 670.95; 2: 21.3678; 2.1: 91.9169; 2.2: 326.5078; 2.3: 23.2469; 2.4: -250.1105; 2.5: -17.8075
| 2 | 24.9 | 1: 29.272; 1.1: 76.2887; 1.2: 0.1023; 1.3: 134.46; 1.4: 5.4207; 1.5: 76.2887; 1.6: 134.46; 1.7: 80.676; 1.8: 8.4594; 1.9: 672.3; 2: 21.4108; 2.1: 91.9293; 2.2: 327.7788; 2.3: 23.2905; 2.4: -251.4901; 2.5: -17.8698
| 2 | 24.95 | 1: 29.1715; 1.1: 76.1796; 1.2: 0.10216; 1.3: 134.73; 1.4: 5.4021; 1.5: 76.1796; 1.6: 134.73; 1.7: 80.838; 1.8: 8.4594; 1.9: 673.65; 2: 21.4538; 2.1: 91.9417; 2.2: 329.0523; 2.3: 23.3342; 2.4: -252.8727; 2.5: -17.932
| 2 | 25 | 1: 29.0713; 1.1: 76.0698; 1.2: 0.10201; 1.3: 135; 1.4: 5.3836; 1.5: 76.0698; 1.6: 135; 1.7: 81; 1.8: 8.4594; 1.9: 675; 2: 21.4968; 2.1: 91.954; 2.2: 330.3283; 2.3: 23.3778; 2.4: -254.2585; 2.5: -17.9942
| 2 | 25.05 | 1: 28.9711; 1.1: 75.9594; 1.2: 0.10186; 1.3: 135.27; 1.4: 5.365; 1.5: 75.9594; 1.6: 135.27; 1.7: 81.162; 1.8: 8.4594; 1.9: 676.35; 2: 21.5398; 2.1: 91.9662; 2.2: 331.6067; 2.3: 23.4214; 2.4: -255.6473; 2.5: -18.0564
| 2 | 25.1 | 1: 28.8712; 1.1: 75.8484; 1.2: 0.10171; 1.3: 135.54; 1.4: 5.3465; 1.5: 75.8484; 1.6: 135.54; 1.7: 81.324; 1.8: 8.4594; 1.9: 677.7; 2: 21.5828; 2.1: 91.9784; 2.2: 332.8876; 2.3: 23.4651; 2.4: -257.0392; 2.5: -18.1186
| 2 | 25.15 | 1: 28.7714; 1.1: 75.7369; 1.2: 0.10156; 1.3: 135.81; 1.4: 5.328; 1.5: 75.7369; 1.6: 135.81; 1.7: 81.486; 1.8: 8.4594; 1.9: 679.05; 2: 21.6258; 2.1: 91.9906; 2.2: 334.1711; 2.3: 23.5087; 2.4: -258.4342; 2.5: -18.1807
| 2 | 25.2 | 1: 28.6718; 1.1: 75.6248; 1.2: 0.10141; 1.3: 136.08; 1.4: 5.3096; 1.5: 75.6248; 1.6: 136.08; 1.7: 81.648; 1.8: 8.4594; 1.9: 680.4; 2: 21.6688; 2.1: 92.0027; 2.2: 335.457; 2.3: 23.5523; 2.4: -259.8322; 2.5: -18.2427
| 2 | 25.25 | 1: 28.5724; 1.1: 75.512; 1.2: 0.10126; 1.3: 136.35; 1.4: 5.2912; 1.5: 75.512; 1.6: 136.35; 1.7: 81.81; 1.8: 8.4594; 1.9: 681.75; 2: 21.7118; 2.1: 92.0147; 2.2: 336.7454; 2.3: 23.596; 2.4: -261.2333; 2.5: -18.3048
| 2 | 25.3 | 1: 28.4731; 1.1: 75.3987; 1.2: 0.10111; 1.3: 136.62; 1.4: 5.2728; 1.5: 75.3987; 1.6: 136.62; 1.7: 81.972; 1.8: 8.4594; 1.9: 683.1; 2: 21.7548; 2.1: 92.0267; 2.2: 338.0363; 2.3: 23.6396; 2.4: -262.6375; 2.5: -18.3668
| 2 | 25.35 | 1: 28.374; 1.1: 75.2849; 1.2: 0.10096; 1.3: 136.89; 1.4: 5.2545; 1.5: 75.2849; 1.6: 136.89; 1.7: 82.134; 1.8: 8.4594; 1.9: 684.45; 2: 21.7978; 2.1: 92.0387; 2.2: 339.3296; 2.3: 23.6833; 2.4: -264.0448; 2.5: -18.4288
| 2 | 25.4 | 1: 28.2751; 1.1: 75.1704; 1.2: 0.10081; 1.3: 137.16; 1.4: 5.2361; 1.5: 75.1704; 1.6: 137.16; 1.7: 82.296; 1.8: 8.4594; 1.9: 685.8; 2: 21.8408; 2.1: 92.0506; 2.2: 340.6255; 2.3: 23.7269; 2.4: -265.4551; 2.5: -18.4908
| 2 | 25.45 | 1: 28.1764; 1.1: 75.0554; 1.2: 0.10065; 1.3: 137.43; 1.4: 5.2179; 1.5: 75.0554; 1.6: 137.43; 1.7: 82.458; 1.8: 8.4594; 1.9: 687.15; 2: 21.8838; 2.1: 92.0624; 2.2: 341.9238; 2.3: 23.7706; 2.4: -266.8684; 2.5: -18.5527
| 2 | 25.5 | 1: 28.0779; 1.1: 74.9398; 1.2: 0.1005; 1.3: 137.7; 1.4: 5.1996; 1.5: 74.9398; 1.6: 137.7; 1.7: 82.62; 1.8: 8.4594; 1.9: 688.5; 2: 21.9268; 2.1: 92.0742; 2.2: 343.2247; 2.3: 23.8142; 2.4: -268.2849; 2.5: -18.6146
| 2 | 25.55 | 1: 27.9795; 1.1: 74.8236; 1.2: 0.10034; 1.3: 137.97; 1.4: 5.1814; 1.5: 74.8236; 1.6: 137.97; 1.7: 82.782; 1.8: 8.4594; 1.9: 689.85; 2: 21.9697; 2.1: 92.086; 2.2: 344.528; 2.3: 23.8579; 2.4: -269.7044; 2.5: -18.6765
| 2 | 25.6 | 1: 27.8813; 1.1: 74.7069; 1.2: 0.10018; 1.3: 138.24; 1.4: 5.1632; 1.5: 74.7069; 1.6: 138.24; 1.7: 82.944; 1.8: 8.4594; 1.9: 691.2; 2: 22.0127; 2.1: 92.0977; 2.2: 345.8338; 2.3: 23.9015; 2.4: -271.1269; 2.5: -18.7383
| 2 | 25.65 | 1: 27.7832; 1.1: 74.5896; 1.2: 0.10003; 1.3: 138.51; 1.4: 5.145; 1.5: 74.5896; 1.6: 138.51; 1.7: 83.106; 1.8: 8.4594; 1.9: 692.55; 2: 22.0557; 2.1: 92.1093; 2.2: 347.1421; 2.3: 23.9452; 2.4: -272.5525; 2.5: -18.8001
| 2 | 25.7 | 1: 27.6854; 1.1: 74.4718; 1.2: 0.099868; 1.3: 138.78; 1.4: 5.1269; 1.5: 74.4718; 1.6: 138.78; 1.7: 83.268; 1.8: 8.4594; 1.9: 693.9; 2: 22.0987; 2.1: 92.1209; 2.2: 348.4529; 2.3: 23.9888; 2.4: -273.9811; 2.5: -18.8619
| 2 | 25.75 | 1: 27.5877; 1.1: 74.3534; 1.2: 0.09971; 1.3: 139.05; 1.4: 5.1088; 1.5: 74.3534; 1.6: 139.05; 1.7: 83.43; 1.8: 8.4594; 1.9: 695.25; 2: 22.1417; 2.1: 92.1325; 2.2: 349.7662; 2.3: 24.0325; 2.4: -275.4128; 2.5: -18.9236
| 2 | 25.8 | 1: 27.4902; 1.1: 74.2344; 1.2: 0.09955; 1.3: 139.32; 1.4: 5.0908; 1.5: 74.2344; 1.6: 139.32; 1.7: 83.592; 1.8: 8.4594; 1.9: 696.6; 2: 22.1847; 2.1: 92.144; 2.2: 351.082; 2.3: 24.0761; 2.4: -276.8476; 2.5: -18.9854
| 2 | 25.85 | 1: 27.3928; 1.1: 74.1149; 1.2: 0.09939; 1.3: 139.59; 1.4: 5.0727; 1.5: 74.1149; 1.6: 139.59; 1.7: 83.754; 1.8: 8.4594; 1.9: 697.95; 2: 22.2277; 2.1: 92.1555; 2.2: 352.4003; 2.3: 24.1198; 2.4: -278.2853; 2.5: -19.047
| 2 | 25.9 | 1: 27.2957; 1.1: 73.9949; 1.2: 0.099229; 1.3: 139.86; 1.4: 5.0548; 1.5: 73.9949; 1.6: 139.86; 1.7: 83.916; 1.8: 8.4594; 1.9: 699.3; 2: 22.2707; 2.1: 92.1669; 2.2: 353.7211; 2.3: 24.1635; 2.4: -279.7262; 2.5: -19.1087
| 2 | 25.95 | 1: 27.1987; 1.1: 73.8743; 1.2: 0.099067; 1.3: 140.13; 1.4: 5.0368; 1.5: 73.8743; 1.6: 140.13; 1.7: 84.078; 1.8: 8.4594; 1.9: 700.65; 2: 22.3137; 2.1: 92.1782; 2.2: 355.0443; 2.3: 24.2071; 2.4: -281.17; 2.5: -19.1703
| 2 | 26 | 1: 27.1019; 1.1: 73.7532; 1.2: 0.098905; 1.3: 140.4; 1.4: 5.0189; 1.5: 73.7532; 1.6: 140.4; 1.7: 84.24; 1.8: 8.4594; 1.9: 702; 2: 22.3567; 2.1: 92.1896; 2.2: 356.3701; 2.3: 24.2508; 2.4: -282.6169; 2.5: -19.2319
| 2 | 26.05 | 1: 27.0052; 1.1: 73.6315; 1.2: 0.098741; 1.3: 140.67; 1.4: 5.001; 1.5: 73.6315; 1.6: 140.67; 1.7: 84.402; 1.8: 8.4594; 1.9: 703.35; 2: 22.3997; 2.1: 92.2008; 2.2: 357.6983; 2.3: 24.2944; 2.4: -284.0669; 2.5: -19.2935
| 2 | 26.1 | 1: 26.9087; 1.1: 73.5093; 1.2: 0.098578; 1.3: 140.94; 1.4: 4.9831; 1.5: 73.5093; 1.6: 140.94; 1.7: 84.564; 1.8: 8.4594; 1.9: 704.7; 2: 22.4427; 2.1: 92.212; 2.2: 359.0291; 2.3: 24.3381; 2.4: -285.5198; 2.5: -19.355
| 2 | 26.15 | 1: 26.8124; 1.1: 73.3865; 1.2: 0.098413; 1.3: 141.21; 1.4: 4.9653; 1.5: 73.3865; 1.6: 141.21; 1.7: 84.726; 1.8: 8.4594; 1.9: 706.05; 2: 22.4857; 2.1: 92.2232; 2.2: 360.3623; 2.3: 24.3818; 2.4: -286.9758; 2.5: -19.4165
| 2 | 26.2 | 1: 26.7163; 1.1: 73.2633; 1.2: 0.098248; 1.3: 141.48; 1.4: 4.9475; 1.5: 73.2633; 1.6: 141.48; 1.7: 84.888; 1.8: 8.4594; 1.9: 707.4; 2: 22.5287; 2.1: 92.2343; 2.2: 361.6981; 2.3: 24.4255; 2.4: -288.4348; 2.5: -19.478
| 2 | 26.25 | 1: 26.6204; 1.1: 73.1395; 1.2: 0.098082; 1.3: 141.75; 1.4: 4.9297; 1.5: 73.1395; 1.6: 141.75; 1.7: 85.05; 1.8: 8.4594; 1.9: 708.75; 2: 22.5717; 2.1: 92.2454; 2.2: 363.0363; 2.3: 24.4691; 2.4: -289.8969; 2.5: -19.5394
| 2 | 26.3 | 1: 26.5246; 1.1: 73.0151; 1.2: 0.097915; 1.3: 142.02; 1.4: 4.912; 1.5: 73.0151; 1.6: 142.02; 1.7: 85.212; 1.8: 8.4594; 1.9: 710.1; 2: 22.6146; 2.1: 92.2564; 2.2: 364.3771; 2.3: 24.5128; 2.4: -291.3619; 2.5: -19.6009
| 2 | 26.35 | 1: 26.429; 1.1: 72.8903; 1.2: 0.097747; 1.3: 142.29; 1.4: 4.8943; 1.5: 72.8903; 1.6: 142.29; 1.7: 85.374; 1.8: 8.4594; 1.9: 711.45; 2: 22.6576; 2.1: 92.2674; 2.2: 365.7203; 2.3: 24.5565; 2.4: -292.83; 2.5: -19.6622
| 2 | 26.4 | 1: 26.3336; 1.1: 72.7649; 1.2: 0.097579; 1.3: 142.56; 1.4: 4.8766; 1.5: 72.7649; 1.6: 142.56; 1.7: 85.536; 1.8: 8.4594; 1.9: 712.8; 2: 22.7006; 2.1: 92.2784; 2.2: 367.066; 2.3: 24.6002; 2.4: -294.3011; 2.5: -19.7236
| 2 | 26.45 | 1: 26.2383; 1.1: 72.639; 1.2: 0.097411; 1.3: 142.83; 1.4: 4.8589; 1.5: 72.639; 1.6: 142.83; 1.7: 85.698; 1.8: 8.4594; 1.9: 714.15; 2: 22.7436; 2.1: 92.2893; 2.2: 368.4143; 2.3: 24.6439; 2.4: -295.7753; 2.5: -19.7849
| 2 | 26.5 | 1: 26.1432; 1.1: 72.5126; 1.2: 0.097241; 1.3: 143.1; 1.4: 4.8413; 1.5: 72.5126; 1.6: 143.1; 1.7: 85.86; 1.8: 8.4594; 1.9: 715.5; 2: 22.7866; 2.1: 92.3001; 2.2: 369.765; 2.3: 24.6875; 2.4: -297.2524; 2.5: -19.8462
| 2 | 26.55 | 1: 26.0483; 1.1: 72.3857; 1.2: 0.097071; 1.3: 143.37; 1.4: 4.8238; 1.5: 72.3857; 1.6: 143.37; 1.7: 86.022; 1.8: 8.4594; 1.9: 716.85; 2: 22.8296; 2.1: 92.3109; 2.2: 371.1182; 2.3: 24.7312; 2.4: -298.7325; 2.5: -19.9075
| 2 | 26.6 | 1: 25.9536; 1.1: 72.2582; 1.2: 0.0969; 1.3: 143.64; 1.4: 4.8062; 1.5: 72.2582; 1.6: 143.64; 1.7: 86.184; 1.8: 8.4594; 1.9: 718.2; 2: 22.8726; 2.1: 92.3217; 2.2: 372.474; 2.3: 24.7749; 2.4: -300.2157; 2.5: -19.9687
| 2 | 26.65 | 1: 25.859; 1.1: 72.1303; 1.2: 0.096728; 1.3: 143.91; 1.4: 4.7887; 1.5: 72.1303; 1.6: 143.91; 1.7: 86.346; 1.8: 8.4594; 1.9: 719.55; 2: 22.9156; 2.1: 92.3324; 2.2: 373.8322; 2.3: 24.8186; 2.4: -301.7019; 2.5: -20.0299
| 2 | 26.7 | 1: 25.7646; 1.1: 72.0019; 1.2: 0.096556; 1.3: 144.18; 1.4: 4.7712; 1.5: 72.0019; 1.6: 144.18; 1.7: 86.508; 1.8: 8.4594; 1.9: 720.9; 2: 22.9586; 2.1: 92.343; 2.2: 375.1929; 2.3: 24.8623; 2.4: -303.191; 2.5: -20.0911
| 2 | 26.75 | 1: 25.6704; 1.1: 71.8729; 1.2: 0.096383; 1.3: 144.45; 1.4: 4.7538; 1.5: 71.8729; 1.6: 144.45; 1.7: 86.67; 1.8: 8.4594; 1.9: 722.25; 2: 23.0016; 2.1: 92.3537; 2.2: 376.5561; 2.3: 24.906; 2.4: -304.6832; 2.5: -20.1522
| 2 | 26.8 | 1: 25.5764; 1.1: 71.7435; 1.2: 0.09621; 1.3: 144.72; 1.4: 4.7364; 1.5: 71.7435; 1.6: 144.72; 1.7: 86.832; 1.8: 8.4594; 1.9: 723.6; 2: 23.0446; 2.1: 92.3642; 2.2: 377.9219; 2.3: 24.9497; 2.4: -306.1784; 2.5: -20.2133
| 2 | 26.85 | 1: 25.4825; 1.1: 71.6136; 1.2: 0.096035; 1.3: 144.99; 1.4: 4.719; 1.5: 71.6136; 1.6: 144.99; 1.7: 86.994; 1.8: 8.4594; 1.9: 724.95; 2: 23.0876; 2.1: 92.3748; 2.2: 379.2901; 2.3: 24.9934; 2.4: -307.6766; 2.5: -20.2744
| 2 | 26.9 | 1: 25.3888; 1.1: 71.4831; 1.2: 0.09586; 1.3: 145.26; 1.4: 4.7016; 1.5: 71.4831; 1.6: 145.26; 1.7: 87.156; 1.8: 8.4594; 1.9: 726.3; 2: 23.1306; 2.1: 92.3852; 2.2: 380.6609; 2.3: 25.0371; 2.4: -309.1777; 2.5: -20.3354
| 2 | 26.95 | 1: 25.2953; 1.1: 71.3522; 1.2: 0.095685; 1.3: 145.53; 1.4: 4.6843; 1.5: 71.3522; 1.6: 145.53; 1.7: 87.318; 1.8: 8.4594; 1.9: 727.65; 2: 23.1736; 2.1: 92.3957; 2.2: 382.0341; 2.3: 25.0808; 2.4: -310.6819; 2.5: -20.3965
| 2 | 27 | 1: 25.202; 1.1: 71.2208; 1.2: 0.095509; 1.3: 145.8; 1.4: 4.667; 1.5: 71.2208; 1.6: 145.8; 1.7: 87.48; 1.8: 8.4594; 1.9: 729; 2: 23.2166; 2.1: 92.4061; 2.2: 383.4098; 2.3: 25.1245; 2.4: -312.189; 2.5: -20.4575
| 2 | 27.05 | 1: 25.1088; 1.1: 71.0889; 1.2: 0.095332; 1.3: 146.07; 1.4: 4.6498; 1.5: 71.0889; 1.6: 146.07; 1.7: 87.642; 1.8: 8.4594; 1.9: 730.35; 2: 23.2596; 2.1: 92.4164; 2.2: 384.7881; 2.3: 25.1682; 2.4: -313.6992; 2.5: -20.5184
| 2 | 27.1 | 1: 25.0158; 1.1: 70.9565; 1.2: 0.095154; 1.3: 146.34; 1.4: 4.6326; 1.5: 70.9565; 1.6: 146.34; 1.7: 87.804; 1.8: 8.4594; 1.9: 731.7; 2: 23.3025; 2.1: 92.4267; 2.2: 386.1688; 2.3: 25.2119; 2.4: -315.2123; 2.5: -20.5794
| 2 | 27.15 | 1: 24.923; 1.1: 70.8237; 1.2: 0.094976; 1.3: 146.61; 1.4: 4.6154; 1.5: 70.8237; 1.6: 146.61; 1.7: 87.966; 1.8: 8.4594; 1.9: 733.05; 2: 23.3455; 2.1: 92.437; 2.2: 387.5521; 2.3: 25.2556; 2.4: -316.7284; 2.5: -20.6403
| 2 | 27.2 | 1: 24.8303; 1.1: 70.6903; 1.2: 0.094797; 1.3: 146.88; 1.4: 4.5982; 1.5: 70.6903; 1.6: 146.88; 1.7: 88.128; 1.8: 8.4594; 1.9: 734.4; 2: 23.3885; 2.1: 92.4472; 2.2: 388.9379; 2.3: 25.2993; 2.4: -318.2475; 2.5: -20.7011
| 2 | 27.25 | 1: 24.7379; 1.1: 70.5565; 1.2: 0.094618; 1.3: 147.15; 1.4: 4.5811; 1.5: 70.5565; 1.6: 147.15; 1.7: 88.29; 1.8: 8.4594; 1.9: 735.75; 2: 23.4315; 2.1: 92.4574; 2.2: 390.3261; 2.3: 25.3431; 2.4: -319.7696; 2.5: -20.762
| 2 | 27.3 | 1: 24.6456; 1.1: 70.4223; 1.2: 0.094438; 1.3: 147.42; 1.4: 4.564; 1.5: 70.4223; 1.6: 147.42; 1.7: 88.452; 1.8: 8.4594; 1.9: 737.1; 2: 23.4745; 2.1: 92.4675; 2.2: 391.7169; 2.3: 25.3868; 2.4: -321.2947; 2.5: -20.8228
| 2 | 27.35 | 1: 24.5534; 1.1: 70.2875; 1.2: 0.094257; 1.3: 147.69; 1.4: 4.5469; 1.5: 70.2875; 1.6: 147.69; 1.7: 88.614; 1.8: 8.4594; 1.9: 738.45; 2: 23.5175; 2.1: 92.4776; 2.2: 393.1102; 2.3: 25.4305; 2.4: -322.8227; 2.5: -20.8836
| 2 | 27.4 | 1: 24.4615; 1.1: 70.1523; 1.2: 0.094076; 1.3: 147.96; 1.4: 4.5299; 1.5: 70.1523; 1.6: 147.96; 1.7: 88.776; 1.8: 8.4594; 1.9: 739.8; 2: 23.5605; 2.1: 92.4877; 2.2: 394.506; 2.3: 25.4742; 2.4: -324.3537; 2.5: -20.9443
| 2 | 27.45 | 1: 24.3697; 1.1: 70.0166; 1.2: 0.093894; 1.3: 148.23; 1.4: 4.5129; 1.5: 70.0166; 1.6: 148.23; 1.7: 88.938; 1.8: 8.4594; 1.9: 741.15; 2: 23.6035; 2.1: 92.4977; 2.2: 395.9043; 2.3: 25.5179; 2.4: -325.8877; 2.5: -21.005
| 2 | 27.5 | 1: 24.2781; 1.1: 69.8805; 1.2: 0.093711; 1.3: 148.5; 1.4: 4.4959; 1.5: 69.8805; 1.6: 148.5; 1.7: 89.1; 1.8: 8.4594; 1.9: 742.5; 2: 23.6465; 2.1: 92.5076; 2.2: 397.3051; 2.3: 25.5617; 2.4: -327.4246; 2.5: -21.0657
| 2 | 27.55 | 1: 24.1867; 1.1: 69.7439; 1.2: 0.093528; 1.3: 148.77; 1.4: 4.479; 1.5: 69.7439; 1.6: 148.77; 1.7: 89.262; 1.8: 8.4594; 1.9: 743.85; 2: 23.6895; 2.1: 92.5175; 2.2: 398.7084; 2.3: 25.6054; 2.4: -328.9645; 2.5: -21.1264
| 2 | 27.6 | 1: 24.0954; 1.1: 69.6068; 1.2: 0.093344; 1.3: 149.04; 1.4: 4.4621; 1.5: 69.6068; 1.6: 149.04; 1.7: 89.424; 1.8: 8.4594; 1.9: 745.2; 2: 23.7325; 2.1: 92.5274; 2.2: 400.1142; 2.3: 25.6491; 2.4: -330.5074; 2.5: -21.187
| 2 | 27.65 | 1: 24.0043; 1.1: 69.4693; 1.2: 0.09316; 1.3: 149.31; 1.4: 4.4452; 1.5: 69.4693; 1.6: 149.31; 1.7: 89.586; 1.8: 8.4594; 1.9: 746.55; 2: 23.7755; 2.1: 92.5373; 2.2: 401.5225; 2.3: 25.6929; 2.4: -332.0532; 2.5: -21.2476
| 2 | 27.7 | 1: 23.9134; 1.1: 69.3314; 1.2: 0.092975; 1.3: 149.58; 1.4: 4.4284; 1.5: 69.3314; 1.6: 149.58; 1.7: 89.748; 1.8: 8.4594; 1.9: 747.9; 2: 23.8185; 2.1: 92.547; 2.2: 402.9334; 2.3: 25.7366; 2.4: -333.602; 2.5: -21.3082
| 2 | 27.75 | 1: 23.8227; 1.1: 69.193; 1.2: 0.092789; 1.3: 149.85; 1.4: 4.4116; 1.5: 69.193; 1.6: 149.85; 1.7: 89.91; 1.8: 8.4594; 1.9: 749.25; 2: 23.8615; 2.1: 92.5568; 2.2: 404.3467; 2.3: 25.7803; 2.4: -335.1538; 2.5: -21.3687
| 2 | 27.8 | 1: 23.7321; 1.1: 69.0541; 1.2: 0.092603; 1.3: 150.12; 1.4: 4.3948; 1.5: 69.0541; 1.6: 150.12; 1.7: 90.072; 1.8: 8.4594; 1.9: 750.6; 2: 23.9045; 2.1: 92.5665; 2.2: 405.7626; 2.3: 25.8241; 2.4: -336.7085; 2.5: -21.4293
| 2 | 27.85 | 1: 23.6417; 1.1: 68.9148; 1.2: 0.092416; 1.3: 150.39; 1.4: 4.3781; 1.5: 68.9148; 1.6: 150.39; 1.7: 90.234; 1.8: 8.4594; 1.9: 751.95; 2: 23.9475; 2.1: 92.5762; 2.2: 407.181; 2.3: 25.8678; 2.4: -338.2661; 2.5: -21.4897
| 2 | 27.9 | 1: 23.5515; 1.1: 68.7751; 1.2: 0.092229; 1.3: 150.66; 1.4: 4.3614; 1.5: 68.7751; 1.6: 150.66; 1.7: 90.396; 1.8: 8.4594; 1.9: 753.3; 2: 23.9904; 2.1: 92.5858; 2.2: 408.6018; 2.3: 25.9116; 2.4: -339.8267; 2.5: -21.5502
| 2 | 27.95 | 1: 23.4615; 1.1: 68.6349; 1.2: 0.092041; 1.3: 150.93; 1.4: 4.3447; 1.5: 68.6349; 1.6: 150.93; 1.7: 90.558; 1.8: 8.4594; 1.9: 754.65; 2: 24.0334; 2.1: 92.5954; 2.2: 410.0252; 2.3: 25.9553; 2.4: -341.3903; 2.5: -21.6106
| 2 | 28 | 1: 23.3716; 1.1: 68.4944; 1.2: 0.091852; 1.3: 151.2; 1.4: 4.3281; 1.5: 68.4944; 1.6: 151.2; 1.7: 90.72; 1.8: 8.4594; 1.9: 756; 2: 24.0764; 2.1: 92.6049; 2.2: 411.4511; 2.3: 25.9991; 2.4: -342.9568; 2.5: -21.671
| 2 | 28.05 | 1: 23.2819; 1.1: 68.3533; 1.2: 0.091663; 1.3: 151.47; 1.4: 4.3115; 1.5: 68.3533; 1.6: 151.47; 1.7: 90.882; 1.8: 8.4594; 1.9: 757.35; 2: 24.1194; 2.1: 92.6144; 2.2: 412.8796; 2.3: 26.0428; 2.4: -344.5262; 2.5: -21.7314
| 2 | 28.1 | 1: 23.1924; 1.1: 68.2119; 1.2: 0.091474; 1.3: 151.74; 1.4: 4.2949; 1.5: 68.2119; 1.6: 151.74; 1.7: 91.044; 1.8: 8.4594; 1.9: 758.7; 2: 24.1624; 2.1: 92.6239; 2.2: 414.3105; 2.3: 26.0866; 2.4: -346.0986; 2.5: -21.7917
| 2 | 28.15 | 1: 23.103; 1.1: 68.07; 1.2: 0.091283; 1.3: 152.01; 1.4: 4.2783; 1.5: 68.07; 1.6: 152.01; 1.7: 91.206; 1.8: 8.4594; 1.9: 760.05; 2: 24.2054; 2.1: 92.6333; 2.2: 415.7439; 2.3: 26.1304; 2.4: -347.6739; 2.5: -21.852
| 2 | 28.2 | 1: 23.0139; 1.1: 67.9277; 1.2: 0.091093; 1.3: 152.28; 1.4: 4.2618; 1.5: 67.9277; 1.6: 152.28; 1.7: 91.368; 1.8: 8.4594; 1.9: 761.4; 2: 24.2484; 2.1: 92.6427; 2.2: 417.1799; 2.3: 26.1741; 2.4: -349.2522; 2.5: -21.9123
| 2 | 28.25 | 1: 22.9248; 1.1: 67.785; 1.2: 0.090901; 1.3: 152.55; 1.4: 4.2453; 1.5: 67.785; 1.6: 152.55; 1.7: 91.53; 1.8: 8.4594; 1.9: 762.75; 2: 24.2914; 2.1: 92.652; 2.2: 418.6184; 2.3: 26.2179; 2.4: -350.8334; 2.5: -21.9725
| 2 | 28.3 | 1: 22.836; 1.1: 67.6418; 1.2: 0.090709; 1.3: 152.82; 1.4: 4.2289; 1.5: 67.6418; 1.6: 152.82; 1.7: 91.692; 1.8: 8.4594; 1.9: 764.1; 2: 24.3344; 2.1: 92.6613; 2.2: 420.0593; 2.3: 26.2617; 2.4: -352.4175; 2.5: -22.0328
| 2 | 28.35 | 1: 22.7474; 1.1: 67.4983; 1.2: 0.090517; 1.3: 153.09; 1.4: 4.2125; 1.5: 67.4983; 1.6: 153.09; 1.7: 91.854; 1.8: 8.4594; 1.9: 765.45; 2: 24.3774; 2.1: 92.6706; 2.2: 421.5028; 2.3: 26.3054; 2.4: -354.0046; 2.5: -22.0929
| 2 | 28.4 | 1: 22.6589; 1.1: 67.3543; 1.2: 0.090324; 1.3: 153.36; 1.4: 4.1961; 1.5: 67.3543; 1.6: 153.36; 1.7: 92.016; 1.8: 8.4594; 1.9: 766.8; 2: 24.4204; 2.1: 92.6798; 2.2: 422.9489; 2.3: 26.3492; 2.4: -355.5946; 2.5: -22.1531
| 2 | 28.45 | 1: 22.5706; 1.1: 67.2099; 1.2: 0.09013; 1.3: 153.63; 1.4: 4.1797; 1.5: 67.2099; 1.6: 153.63; 1.7: 92.178; 1.8: 8.4594; 1.9: 768.15; 2: 24.4634; 2.1: 92.689; 2.2: 424.3974; 2.3: 26.393; 2.4: -357.1875; 2.5: -22.2132
| 2 | 28.5 | 1: 22.4824; 1.1: 67.0651; 1.2: 0.089936; 1.3: 153.9; 1.4: 4.1634; 1.5: 67.0651; 1.6: 153.9; 1.7: 92.34; 1.8: 8.4594; 1.9: 769.5; 2: 24.5064; 2.1: 92.6981; 2.2: 425.8484; 2.3: 26.4367; 2.4: -358.7833; 2.5: -22.2733
| 2 | 28.55 | 1: 22.3945; 1.1: 66.9199; 1.2: 0.089741; 1.3: 154.17; 1.4: 4.1471; 1.5: 66.9199; 1.6: 154.17; 1.7: 92.502; 1.8: 8.4594; 1.9: 770.85; 2: 24.5494; 2.1: 92.7072; 2.2: 427.302; 2.3: 26.4805; 2.4: -360.3821; 2.5: -22.3334
| 2 | 28.6 | 1: 22.3067; 1.1: 66.7744; 1.2: 0.089546; 1.3: 154.44; 1.4: 4.1309; 1.5: 66.7744; 1.6: 154.44; 1.7: 92.664; 1.8: 8.4594; 1.9: 772.2; 2: 24.5924; 2.1: 92.7163; 2.2: 428.7581; 2.3: 26.5243; 2.4: -361.9837; 2.5: -22.3934
| 2 | 28.65 | 1: 22.2191; 1.1: 66.6284; 1.2: 0.08935; 1.3: 154.71; 1.4: 4.1146; 1.5: 66.6284; 1.6: 154.71; 1.7: 92.826; 1.8: 8.4594; 1.9: 773.55; 2: 24.6354; 2.1: 92.7253; 2.2: 430.2167; 2.3: 26.5681; 2.4: -363.5883; 2.5: -22.4535
| 2 | 28.7 | 1: 22.1316; 1.1: 66.482; 1.2: 0.089154; 1.3: 154.98; 1.4: 4.0985; 1.5: 66.482; 1.6: 154.98; 1.7: 92.988; 1.8: 8.4594; 1.9: 774.9; 2: 24.6783; 2.1: 92.7343; 2.2: 431.6778; 2.3: 26.6119; 2.4: -365.1958; 2.5: -22.5134
| 2 | 28.75 | 1: 22.0444; 1.1: 66.3352; 1.2: 0.088957; 1.3: 155.25; 1.4: 4.0823; 1.5: 66.3352; 1.6: 155.25; 1.7: 93.15; 1.8: 8.4594; 1.9: 776.25; 2: 24.7213; 2.1: 92.7432; 2.2: 433.1415; 2.3: 26.6557; 2.4: -366.8062; 2.5: -22.5734
| 2 | 28.8 | 1: 21.9573; 1.1: 66.188; 1.2: 0.08876; 1.3: 155.52; 1.4: 4.0662; 1.5: 66.188; 1.6: 155.52; 1.7: 93.312; 1.8: 8.4594; 1.9: 777.6; 2: 24.7643; 2.1: 92.7521; 2.2: 434.6076; 2.3: 26.6995; 2.4: -368.4196; 2.5: -22.6333
| 2 | 28.85 | 1: 21.8704; 1.1: 66.0405; 1.2: 0.088562; 1.3: 155.79; 1.4: 4.0501; 1.5: 66.0405; 1.6: 155.79; 1.7: 93.474; 1.8: 8.4594; 1.9: 778.95; 2: 24.8073; 2.1: 92.761; 2.2: 436.0763; 2.3: 26.7433; 2.4: -370.0358; 2.5: -22.6932
| 2 | 28.9 | 1: 21.7836; 1.1: 65.8925; 1.2: 0.088363; 1.3: 156.06; 1.4: 4.034; 1.5: 65.8925; 1.6: 156.06; 1.7: 93.636; 1.8: 8.4594; 1.9: 780.3; 2: 24.8503; 2.1: 92.7698; 2.2: 437.5475; 2.3: 26.7871; 2.4: -371.6549; 2.5: -22.7531
| 2 | 28.95 | 1: 21.697; 1.1: 65.7442; 1.2: 0.088164; 1.3: 156.33; 1.4: 4.018; 1.5: 65.7442; 1.6: 156.33; 1.7: 93.798; 1.8: 8.4594; 1.9: 781.65; 2: 24.8933; 2.1: 92.7786; 2.2: 439.0212; 2.3: 26.8309; 2.4: -373.277; 2.5: -22.8129
| 2 | 29 | 1: 21.6106; 1.1: 65.5955; 1.2: 0.087965; 1.3: 156.6; 1.4: 4.002; 1.5: 65.5955; 1.6: 156.6; 1.7: 93.96; 1.8: 8.4594; 1.9: 783; 2: 24.9363; 2.1: 92.7874; 2.2: 440.4974; 2.3: 26.8747; 2.4: -374.9019; 2.5: -22.8727
| 2 | 29.05 | 1: 21.5244; 1.1: 65.4464; 1.2: 0.087765; 1.3: 156.87; 1.4: 3.986; 1.5: 65.4464; 1.6: 156.87; 1.7: 94.122; 1.8: 8.4594; 1.9: 784.35; 2: 24.9793; 2.1: 92.7961; 2.2: 441.9762; 2.3: 26.9185; 2.4: -376.5297; 2.5: -22.9325
| 2 | 29.1 | 1: 21.4384; 1.1: 65.297; 1.2: 0.087565; 1.3: 157.14; 1.4: 3.9701; 1.5: 65.297; 1.6: 157.14; 1.7: 94.284; 1.8: 8.4594; 1.9: 785.7; 2: 25.0223; 2.1: 92.8048; 2.2: 443.4574; 2.3: 26.9623; 2.4: -378.1605; 2.5: -22.9922
| 2 | 29.15 | 1: 21.3525; 1.1: 65.1472; 1.2: 0.087364; 1.3: 157.41; 1.4: 3.9542; 1.5: 65.1472; 1.6: 157.41; 1.7: 94.446; 1.8: 8.4594; 1.9: 787.05; 2: 25.0653; 2.1: 92.8134; 2.2: 444.9412; 2.3: 27.0061; 2.4: -379.7941; 2.5: -23.0519
| 2 | 29.2 | 1: 21.2668; 1.1: 64.997; 1.2: 0.087162; 1.3: 157.68; 1.4: 3.9383; 1.5: 64.997; 1.6: 157.68; 1.7: 94.608; 1.8: 8.4594; 1.9: 788.4; 2: 25.1083; 2.1: 92.822; 2.2: 446.4276; 2.3: 27.0499; 2.4: -381.4306; 2.5: -23.1116
| 2 | 29.25 | 1: 21.1813; 1.1: 64.8464; 1.2: 0.08696; 1.3: 157.95; 1.4: 3.9225; 1.5: 64.8464; 1.6: 157.95; 1.7: 94.77; 1.8: 8.4594; 1.9: 789.75; 2: 25.1513; 2.1: 92.8306; 2.2: 447.9164; 2.3: 27.0937; 2.4: -383.07; 2.5: -23.1713
| 2 | 29.3 | 1: 21.0959; 1.1: 64.6955; 1.2: 0.086758; 1.3: 158.22; 1.4: 3.9066; 1.5: 64.6955; 1.6: 158.22; 1.7: 94.932; 1.8: 8.4594; 1.9: 791.1; 2: 25.1943; 2.1: 92.8391; 2.2: 449.4078; 2.3: 27.1376; 2.4: -384.7123; 2.5: -23.2309
| 2 | 29.35 | 1: 21.0107; 1.1: 64.5442; 1.2: 0.086555; 1.3: 158.49; 1.4: 3.8909; 1.5: 64.5442; 1.6: 158.49; 1.7: 95.094; 1.8: 8.4594; 1.9: 792.45; 2: 25.2373; 2.1: 92.8476; 2.2: 450.9016; 2.3: 27.1814; 2.4: -386.3574; 2.5: -23.2905
| 2 | 29.4 | 1: 20.9257; 1.1: 64.3926; 1.2: 0.086352; 1.3: 158.76; 1.4: 3.8751; 1.5: 64.3926; 1.6: 158.76; 1.7: 95.256; 1.8: 8.4594; 1.9: 793.8; 2: 25.2803; 2.1: 92.8561; 2.2: 452.398; 2.3: 27.2252; 2.4: -388.0055; 2.5: -23.3501
| 2 | 29.45 | 1: 20.8409; 1.1: 64.2406; 1.2: 0.086148; 1.3: 159.03; 1.4: 3.8594; 1.5: 64.2406; 1.6: 159.03; 1.7: 95.418; 1.8: 8.4594; 1.9: 795.15; 2: 25.3232; 2.1: 92.8645; 2.2: 453.897; 2.3: 27.269; 2.4: -389.6564; 2.5: -23.4096
| 2 | 29.5 | 1: 20.7562; 1.1: 64.0882; 1.2: 0.085944; 1.3: 159.3; 1.4: 3.8437; 1.5: 64.0882; 1.6: 159.3; 1.7: 95.58; 1.8: 8.4594; 1.9: 796.5; 2: 25.3662; 2.1: 92.8728; 2.2: 455.3984; 2.3: 27.3129; 2.4: -391.3102; 2.5: -23.4691
| 2 | 29.55 | 1: 20.6717; 1.1: 63.9355; 1.2: 0.085739; 1.3: 159.57; 1.4: 3.8281; 1.5: 63.9355; 1.6: 159.57; 1.7: 95.742; 1.8: 8.4594; 1.9: 797.85; 2: 25.4092; 2.1: 92.8812; 2.2: 456.9024; 2.3: 27.3567; 2.4: -392.9669; 2.5: -23.5286
| 2 | 29.6 | 1: 20.5874; 1.1: 63.7825; 1.2: 0.085534; 1.3: 159.84; 1.4: 3.8125; 1.5: 63.7825; 1.6: 159.84; 1.7: 95.904; 1.8: 8.4594; 1.9: 799.2; 2: 25.4522; 2.1: 92.8895; 2.2: 458.4089; 2.3: 27.4005; 2.4: -394.6264; 2.5: -23.5881
| 2 | 29.65 | 1: 20.5033; 1.1: 63.6291; 1.2: 0.085328; 1.3: 160.11; 1.4: 3.7969; 1.5: 63.6291; 1.6: 160.11; 1.7: 96.066; 1.8: 8.4594; 1.9: 800.55; 2: 25.4952; 2.1: 92.8978; 2.2: 459.9179; 2.3: 27.4444; 2.4: -396.2888; 2.5: -23.6475
| 2 | 29.7 | 1: 20.4193; 1.1: 63.4754; 1.2: 0.085122; 1.3: 160.38; 1.4: 3.7813; 1.5: 63.4754; 1.6: 160.38; 1.7: 96.228; 1.8: 8.4594; 1.9: 801.9; 2: 25.5382; 2.1: 92.906; 2.2: 461.4295; 2.3: 27.4882; 2.4: -397.9541; 2.5: -23.7069
| 2 | 29.75 | 1: 20.3355; 1.1: 63.3213; 1.2: 0.084915; 1.3: 160.65; 1.4: 3.7658; 1.5: 63.3213; 1.6: 160.65; 1.7: 96.39; 1.8: 8.4594; 1.9: 803.25; 2: 25.5812; 2.1: 92.9142; 2.2: 462.9436; 2.3: 27.5321; 2.4: -399.6223; 2.5: -23.7662
| 2 | 29.8 | 1: 20.2519; 1.1: 63.1669; 1.2: 0.084708; 1.3: 160.92; 1.4: 3.7503; 1.5: 63.1669; 1.6: 160.92; 1.7: 96.552; 1.8: 8.4594; 1.9: 804.6; 2: 25.6242; 2.1: 92.9224; 2.2: 464.4602; 2.3: 27.5759; 2.4: -401.2933; 2.5: -23.8256
| 2 | 29.85 | 1: 20.1684; 1.1: 63.0122; 1.2: 0.084501; 1.3: 161.19; 1.4: 3.7349; 1.5: 63.0122; 1.6: 161.19; 1.7: 96.714; 1.8: 8.4594; 1.9: 805.95; 2: 25.6672; 2.1: 92.9305; 2.2: 465.9793; 2.3: 27.6198; 2.4: -402.9672; 2.5: -23.8849
| 2 | 29.9 | 1: 20.0851; 1.1: 62.8571; 1.2: 0.084293; 1.3: 161.46; 1.4: 3.7195; 1.5: 62.8571; 1.6: 161.46; 1.7: 96.876; 1.8: 8.4594; 1.9: 807.3; 2: 25.7102; 2.1: 92.9386; 2.2: 467.501; 2.3: 27.6636; 2.4: -404.6439; 2.5: -23.9442
| 2 | 29.95 | 1: 20.002; 1.1: 62.7017; 1.2: 0.084084; 1.3: 161.73; 1.4: 3.7041; 1.5: 62.7017; 1.6: 161.73; 1.7: 97.038; 1.8: 8.4594; 1.9: 808.65; 2: 25.7532; 2.1: 92.9467; 2.2: 469.0252; 2.3: 27.7075; 2.4: -406.3235; 2.5: -24.0034
| 2 | 30 | 1: 19.9191; 1.1: 62.546; 1.2: 0.083876; 1.3: 162; 1.4: 3.6887; 1.5: 62.546; 1.6: 162; 1.7: 97.2; 1.8: 8.4594; 1.9: 810; 2: 25.7962; 2.1: 92.9547; 2.2: 470.5519; 2.3: 27.7513; 2.4: -408.0059; 2.5: -24.0626
| 2 | 30.05 | 1: 19.8363; 1.1: 62.3899; 1.2: 0.083666; 1.3: 162.27; 1.4: 3.6734; 1.5: 62.3899; 1.6: 162.27; 1.7: 97.362; 1.8: 8.4594; 1.9: 811.35; 2: 25.8392; 2.1: 92.9627; 2.2: 472.0811; 2.3: 27.7952; 2.4: -409.6912; 2.5: -24.1218
| 2 | 30.1 | 1: 19.7538; 1.1: 62.2336; 1.2: 0.083457; 1.3: 162.54; 1.4: 3.6581; 1.5: 62.2336; 1.6: 162.54; 1.7: 97.524; 1.8: 8.4594; 1.9: 812.7; 2: 25.8822; 2.1: 92.9706; 2.2: 473.6129; 2.3: 27.8391; 2.4: -411.3793; 2.5: -24.181
| 2 | 30.15 | 1: 19.6713; 1.1: 62.0769; 1.2: 0.083246; 1.3: 162.81; 1.4: 3.6428; 1.5: 62.0769; 1.6: 162.81; 1.7: 97.686; 1.8: 8.4594; 1.9: 814.05; 2: 25.9252; 2.1: 92.9785; 2.2: 475.1472; 2.3: 27.8829; 2.4: -413.0703; 2.5: -24.2401
| 2 | 30.2 | 1: 19.5891; 1.1: 61.9199; 1.2: 0.083036; 1.3: 163.08; 1.4: 3.6276; 1.5: 61.9199; 1.6: 163.08; 1.7: 97.848; 1.8: 8.4594; 1.9: 815.4; 2: 25.9682; 2.1: 92.9864; 2.2: 476.684; 2.3: 27.9268; 2.4: -414.7641; 2.5: -24.2992
| 2 | 30.25 | 1: 19.507; 1.1: 61.7626; 1.2: 0.082825; 1.3: 163.35; 1.4: 3.6124; 1.5: 61.7626; 1.6: 163.35; 1.7: 98.01; 1.8: 8.4594; 1.9: 816.75; 2: 26.0111; 2.1: 92.9943; 2.2: 478.2234; 2.3: 27.9707; 2.4: -416.4608; 2.5: -24.3583
| 2 | 30.3 | 1: 19.4252; 1.1: 61.6049; 1.2: 0.082614; 1.3: 163.62; 1.4: 3.5973; 1.5: 61.6049; 1.6: 163.62; 1.7: 98.172; 1.8: 8.4594; 1.9: 818.1; 2: 26.0541; 2.1: 93.0021; 2.2: 479.7652; 2.3: 28.0146; 2.4: -418.1603; 2.5: -24.4173
| 2 | 30.35 | 1: 19.3434; 1.1: 61.447; 1.2: 0.082402; 1.3: 163.89; 1.4: 3.5821; 1.5: 61.447; 1.6: 163.89; 1.7: 98.334; 1.8: 8.4594; 1.9: 819.45; 2: 26.0971; 2.1: 93.0099; 2.2: 481.3097; 2.3: 28.0585; 2.4: -419.8626; 2.5: -24.4763
| 2 | 30.4 | 1: 19.2619; 1.1: 61.2888; 1.2: 0.08219; 1.3: 164.16; 1.4: 3.567; 1.5: 61.2888; 1.6: 164.16; 1.7: 98.496; 1.8: 8.4594; 1.9: 820.8; 2: 26.1401; 2.1: 93.0176; 2.2: 482.8566; 2.3: 28.1023; 2.4: -421.5678; 2.5: -24.5353
| 2 | 30.45 | 1: 19.1805; 1.1: 61.1303; 1.2: 0.081977; 1.3: 164.43; 1.4: 3.5519; 1.5: 61.1303; 1.6: 164.43; 1.7: 98.658; 1.8: 8.4594; 1.9: 822.15; 2: 26.1831; 2.1: 93.0253; 2.2: 484.4061; 2.3: 28.1462; 2.4: -423.2758; 2.5: -24.5943
| 2 | 30.5 | 1: 19.0993; 1.1: 60.9714; 1.2: 0.081764; 1.3: 164.7; 1.4: 3.5369; 1.5: 60.9714; 1.6: 164.7; 1.7: 98.82; 1.8: 8.4594; 1.9: 823.5; 2: 26.2261; 2.1: 93.033; 2.2: 485.9581; 2.3: 28.1901; 2.4: -424.9866; 2.5: -24.6532
| 2 | 30.55 | 1: 19.0183; 1.1: 60.8123; 1.2: 0.081551; 1.3: 164.97; 1.4: 3.5219; 1.5: 60.8123; 1.6: 164.97; 1.7: 98.982; 1.8: 8.4594; 1.9: 824.85; 2: 26.2691; 2.1: 93.0407; 2.2: 487.5126; 2.3: 28.234; 2.4: -426.7003; 2.5: -24.7121
| 2 | 30.6 | 1: 18.9375; 1.1: 60.6529; 1.2: 0.081337; 1.3: 165.24; 1.4: 3.5069; 1.5: 60.6529; 1.6: 165.24; 1.7: 99.144; 1.8: 8.4594; 1.9: 826.2; 2: 26.3121; 2.1: 93.0483; 2.2: 489.0697; 2.3: 28.2779; 2.4: -428.4168; 2.5: -24.771
| 2 | 30.65 | 1: 18.8568; 1.1: 60.4932; 1.2: 0.081123; 1.3: 165.51; 1.4: 3.492; 1.5: 60.4932; 1.6: 165.51; 1.7: 99.306; 1.8: 8.4594; 1.9: 827.55; 2: 26.3551; 2.1: 93.0559; 2.2: 490.6293; 2.3: 28.3218; 2.4: -430.1361; 2.5: -24.8298
| 2 | 30.7 | 1: 18.7763; 1.1: 60.3332; 1.2: 0.080908; 1.3: 165.78; 1.4: 3.4771; 1.5: 60.3332; 1.6: 165.78; 1.7: 99.468; 1.8: 8.4594; 1.9: 828.9; 2: 26.3981; 2.1: 93.0634; 2.2: 492.1914; 2.3: 28.3657; 2.4: -431.8582; 2.5: -24.8886
| 2 | 30.75 | 1: 18.6959; 1.1: 60.1729; 1.2: 0.080693; 1.3: 166.05; 1.4: 3.4622; 1.5: 60.1729; 1.6: 166.05; 1.7: 99.63; 1.8: 8.4594; 1.9: 830.25; 2: 26.4411; 2.1: 93.0709; 2.2: 493.7561; 2.3: 28.4096; 2.4: -433.5832; 2.5: -24.9474
| 2 | 30.8 | 1: 18.6158; 1.1: 60.0123; 1.2: 0.080478; 1.3: 166.32; 1.4: 3.4474; 1.5: 60.0123; 1.6: 166.32; 1.7: 99.792; 1.8: 8.4594; 1.9: 831.6; 2: 26.4841; 2.1: 93.0784; 2.2: 495.3233; 2.3: 28.4535; 2.4: -435.3109; 2.5: -25.0061
| 2 | 30.85 | 1: 18.5358; 1.1: 59.8515; 1.2: 0.080262; 1.3: 166.59; 1.4: 3.4326; 1.5: 59.8515; 1.6: 166.59; 1.7: 99.954; 1.8: 8.4594; 1.9: 832.95; 2: 26.5271; 2.1: 93.0859; 2.2: 496.893; 2.3: 28.4974; 2.4: -437.0415; 2.5: -25.0649
| 2 | 30.9 | 1: 18.456; 1.1: 59.6904; 1.2: 0.080046; 1.3: 166.86; 1.4: 3.4178; 1.5: 59.6904; 1.6: 166.86; 1.7: 100.116; 1.8: 8.4594; 1.9: 834.3; 2: 26.5701; 2.1: 93.0933; 2.2: 498.4653; 2.3: 28.5413; 2.4: -438.7749; 2.5: -25.1236
| 2 | 30.95 | 1: 18.3764; 1.1: 59.529; 1.2: 0.07983; 1.3: 167.13; 1.4: 3.403; 1.5: 59.529; 1.6: 167.13; 1.7: 100.278; 1.8: 8.4594; 1.9: 835.65; 2: 26.6131; 2.1: 93.1007; 2.2: 500.0401; 2.3: 28.5853; 2.4: -440.5111; 2.5: -25.1822
| 2 | 31 | 1: 18.2969; 1.1: 59.3673; 1.2: 0.079613; 1.3: 167.4; 1.4: 3.3883; 1.5: 59.3673; 1.6: 167.4; 1.7: 100.44; 1.8: 8.4594; 1.9: 837; 2: 26.6561; 2.1: 93.108; 2.2: 501.6174; 2.3: 28.6292; 2.4: -442.2501; 2.5: -25.2409
| 2 | 31.05 | 1: 18.2176; 1.1: 59.2054; 1.2: 0.079396; 1.3: 167.67; 1.4: 3.3736; 1.5: 59.2054; 1.6: 167.67; 1.7: 100.602; 1.8: 8.4594; 1.9: 838.35; 2: 26.699; 2.1: 93.1153; 2.2: 503.1973; 2.3: 28.6731; 2.4: -443.9919; 2.5: -25.2995
| 2 | 31.1 | 1: 18.1385; 1.1: 59.0432; 1.2: 0.079178; 1.3: 167.94; 1.4: 3.359; 1.5: 59.0432; 1.6: 167.94; 1.7: 100.764; 1.8: 8.4594; 1.9: 839.7; 2: 26.742; 2.1: 93.1226; 2.2: 504.7797; 2.3: 28.717; 2.4: -445.7365; 2.5: -25.358
| 2 | 31.15 | 1: 18.0595; 1.1: 58.8807; 1.2: 0.07896; 1.3: 168.21; 1.4: 3.3444; 1.5: 58.8807; 1.6: 168.21; 1.7: 100.926; 1.8: 8.4594; 1.9: 841.05; 2: 26.785; 2.1: 93.1299; 2.2: 506.3646; 2.3: 28.7609; 2.4: -447.4839; 2.5: -25.4166
| 2 | 31.2 | 1: 17.9808; 1.1: 58.718; 1.2: 0.078742; 1.3: 168.48; 1.4: 3.3298; 1.5: 58.718; 1.6: 168.48; 1.7: 101.088; 1.8: 8.4594; 1.9: 842.4; 2: 26.828; 2.1: 93.1371; 2.2: 507.9521; 2.3: 28.8049; 2.4: -449.2341; 2.5: -25.4751
| 2 | 31.25 | 1: 17.9022; 1.1: 58.555; 1.2: 0.078524; 1.3: 168.75; 1.4: 3.3152; 1.5: 58.555; 1.6: 168.75; 1.7: 101.25; 1.8: 8.4594; 1.9: 843.75; 2: 26.871; 2.1: 93.1443; 2.2: 509.5421; 2.3: 28.8488; 2.4: -450.987; 2.5: -25.5336
| 2 | 31.3 | 1: 17.8238; 1.1: 58.3918; 1.2: 0.078305; 1.3: 169.02; 1.4: 3.3007; 1.5: 58.3918; 1.6: 169.02; 1.7: 101.412; 1.8: 8.4594; 1.9: 845.1; 2: 26.914; 2.1: 93.1515; 2.2: 511.1346; 2.3: 28.8927; 2.4: -452.7428; 2.5: -25.5921
| 2 | 31.35 | 1: 17.7455; 1.1: 58.2283; 1.2: 0.078085; 1.3: 169.29; 1.4: 3.2862; 1.5: 58.2283; 1.6: 169.29; 1.7: 101.574; 1.8: 8.4594; 1.9: 846.45; 2: 26.957; 2.1: 93.1586; 2.2: 512.7297; 2.3: 28.9367; 2.4: -454.5014; 2.5: -25.6505
| 2 | 31.4 | 1: 17.6674; 1.1: 58.0646; 1.2: 0.077866; 1.3: 169.56; 1.4: 3.2717; 1.5: 58.0646; 1.6: 169.56; 1.7: 101.736; 1.8: 8.4594; 1.9: 847.8; 2: 27; 2.1: 93.1657; 2.2: 514.3273; 2.3: 28.9806; 2.4: -456.2627; 2.5: -25.7089
| 2 | 31.45 | 1: 17.5895; 1.1: 57.9006; 1.2: 0.077646; 1.3: 169.83; 1.4: 3.2573; 1.5: 57.9006; 1.6: 169.83; 1.7: 101.898; 1.8: 8.4594; 1.9: 849.15; 2: 27.043; 2.1: 93.1728; 2.2: 515.9275; 2.3: 29.0246; 2.4: -458.0269; 2.5: -25.7673
| 2 | 31.5 | 1: 17.5118; 1.1: 57.7364; 1.2: 0.077426; 1.3: 170.1; 1.4: 3.2429; 1.5: 57.7364; 1.6: 170.1; 1.7: 102.06; 1.8: 8.4594; 1.9: 850.5; 2: 27.086; 2.1: 93.1798; 2.2: 517.5302; 2.3: 29.0685; 2.4: -459.7938; 2.5: -25.8256
| 2 | 31.55 | 1: 17.4342; 1.1: 57.5719; 1.2: 0.077205; 1.3: 170.37; 1.4: 3.2286; 1.5: 57.5719; 1.6: 170.37; 1.7: 102.222; 1.8: 8.4594; 1.9: 851.85; 2: 27.129; 2.1: 93.1868; 2.2: 519.1354; 2.3: 29.1125; 2.4: -461.5635; 2.5: -25.8839
| 2 | 31.6 | 1: 17.3568; 1.1: 57.4072; 1.2: 0.076984; 1.3: 170.64; 1.4: 3.2142; 1.5: 57.4072; 1.6: 170.64; 1.7: 102.384; 1.8: 8.4594; 1.9: 853.2; 2: 27.172; 2.1: 93.1938; 2.2: 520.7431; 2.3: 29.1564; 2.4: -463.336; 2.5: -25.9422
| 2 | 31.65 | 1: 17.2796; 1.1: 57.2422; 1.2: 0.076763; 1.3: 170.91; 1.4: 3.1999; 1.5: 57.2422; 1.6: 170.91; 1.7: 102.546; 1.8: 8.4594; 1.9: 854.55; 2: 27.215; 2.1: 93.2007; 2.2: 522.3534; 2.3: 29.2004; 2.4: -465.1112; 2.5: -26.0005
| 2 | 31.7 | 1: 17.2026; 1.1: 57.0771; 1.2: 0.076542; 1.3: 171.18; 1.4: 3.1857; 1.5: 57.0771; 1.6: 171.18; 1.7: 102.708; 1.8: 8.4594; 1.9: 855.9; 2: 27.258; 2.1: 93.2076; 2.2: 523.9663; 2.3: 29.2443; 2.4: -466.8892; 2.5: -26.0587
| 2 | 31.75 | 1: 17.1257; 1.1: 56.9117; 1.2: 0.07632; 1.3: 171.45; 1.4: 3.1714; 1.5: 56.9117; 1.6: 171.45; 1.7: 102.87; 1.8: 8.4594; 1.9: 857.25; 2: 27.301; 2.1: 93.2145; 2.2: 525.5817; 2.3: 29.2883; 2.4: -468.67; 2.5: -26.1169
| 2 | 31.8 | 1: 17.049; 1.1: 56.746; 1.2: 0.076098; 1.3: 171.72; 1.4: 3.1572; 1.5: 56.746; 1.6: 171.72; 1.7: 103.032; 1.8: 8.4594; 1.9: 858.6; 2: 27.3439; 2.1: 93.2214; 2.2: 527.1996; 2.3: 29.3323; 2.4: -470.4536; 2.5: -26.175
| 2 | 31.85 | 1: 16.9725; 1.1: 56.5802; 1.2: 0.075875; 1.3: 171.99; 1.4: 3.1431; 1.5: 56.5802; 1.6: 171.99; 1.7: 103.194; 1.8: 8.4594; 1.9: 859.95; 2: 27.3869; 2.1: 93.2282; 2.2: 528.82; 2.3: 29.3762; 2.4: -472.2399; 2.5: -26.2332
| 2 | 31.9 | 1: 16.8962; 1.1: 56.4141; 1.2: 0.075653; 1.3: 172.26; 1.4: 3.1289; 1.5: 56.4141; 1.6: 172.26; 1.7: 103.356; 1.8: 8.4594; 1.9: 861.3; 2: 27.4299; 2.1: 93.235; 2.2: 530.443; 2.3: 29.4202; 2.4: -474.029; 2.5: -26.2913
| 2 | 31.95 | 1: 16.82; 1.1: 56.2478; 1.2: 0.075429; 1.3: 172.53; 1.4: 3.1148; 1.5: 56.2478; 1.6: 172.53; 1.7: 103.518; 1.8: 8.4594; 1.9: 862.65; 2: 27.4729; 2.1: 93.2417; 2.2: 532.0686; 2.3: 29.4642; 2.4: -475.8208; 2.5: -26.3494
| 2 | 32 | 1: 16.744; 1.1: 56.0812; 1.2: 0.075206; 1.3: 172.8; 1.4: 3.1007; 1.5: 56.0812; 1.6: 172.8; 1.7: 103.68; 1.8: 8.4594; 1.9: 864; 2: 27.5159; 2.1: 93.2485; 2.2: 533.6966; 2.3: 29.5082; 2.4: -477.6154; 2.5: -26.4074
| 2 | 32.05 | 1: 16.6682; 1.1: 55.9145; 1.2: 0.074983; 1.3: 173.07; 1.4: 3.0867; 1.5: 55.9145; 1.6: 173.07; 1.7: 103.842; 1.8: 8.4594; 1.9: 865.35; 2: 27.5589; 2.1: 93.2552; 2.2: 535.3272; 2.3: 29.5522; 2.4: -479.4127; 2.5: -26.4655
| 2 | 32.1 | 1: 16.5925; 1.1: 55.7475; 1.2: 0.074759; 1.3: 173.34; 1.4: 3.0727; 1.5: 55.7475; 1.6: 173.34; 1.7: 104.004; 1.8: 8.4594; 1.9: 866.7; 2: 27.6019; 2.1: 93.2619; 2.2: 536.9604; 2.3: 29.5961; 2.4: -481.2128; 2.5: -26.5235
| 2 | 32.15 | 1: 16.517; 1.1: 55.5804; 1.2: 0.074535; 1.3: 173.61; 1.4: 3.0587; 1.5: 55.5804; 1.6: 173.61; 1.7: 104.166; 1.8: 8.4594; 1.9: 868.05; 2: 27.6449; 2.1: 93.2685; 2.2: 538.5961; 2.3: 29.6401; 2.4: -483.0157; 2.5: -26.5814
| 2 | 32.2 | 1: 16.4417; 1.1: 55.413; 1.2: 0.07431; 1.3: 173.88; 1.4: 3.0448; 1.5: 55.413; 1.6: 173.88; 1.7: 104.328; 1.8: 8.4594; 1.9: 869.4; 2: 27.6879; 2.1: 93.2751; 2.2: 540.2343; 2.3: 29.6841; 2.4: -484.8213; 2.5: -26.6394
| 2 | 32.25 | 1: 16.3666; 1.1: 55.2455; 1.2: 0.074085; 1.3: 174.15; 1.4: 3.0309; 1.5: 55.2455; 1.6: 174.15; 1.7: 104.49; 1.8: 8.4594; 1.9: 870.75; 2: 27.7309; 2.1: 93.2817; 2.2: 541.8751; 2.3: 29.7281; 2.4: -486.6296; 2.5: -26.6973
| 2 | 32.3 | 1: 16.2916; 1.1: 55.0777; 1.2: 0.07386; 1.3: 174.42; 1.4: 3.017; 1.5: 55.0777; 1.6: 174.42; 1.7: 104.652; 1.8: 8.4594; 1.9: 872.1; 2: 27.7739; 2.1: 93.2883; 2.2: 543.5184; 2.3: 29.7721; 2.4: -488.4407; 2.5: -26.7551
| 2 | 32.35 | 1: 16.2169; 1.1: 54.9097; 1.2: 0.073635; 1.3: 174.69; 1.4: 3.0031; 1.5: 54.9097; 1.6: 174.69; 1.7: 104.814; 1.8: 8.4594; 1.9: 873.45; 2: 27.8169; 2.1: 93.2948; 2.2: 545.1643; 2.3: 29.8161; 2.4: -490.2546; 2.5: -26.813
| 2 | 32.4 | 1: 16.1422; 1.1: 54.7415; 1.2: 0.07341; 1.3: 174.96; 1.4: 2.9893; 1.5: 54.7415; 1.6: 174.96; 1.7: 104.976; 1.8: 8.4594; 1.9: 874.8; 2: 27.8599; 2.1: 93.3013; 2.2: 546.8127; 2.3: 29.8601; 2.4: -492.0711; 2.5: -26.8708
| 2 | 32.45 | 1: 16.0678; 1.1: 54.5732; 1.2: 0.073184; 1.3: 175.23; 1.4: 2.9755; 1.5: 54.5732; 1.6: 175.23; 1.7: 105.138; 1.8: 8.4594; 1.9: 876.15; 2: 27.9029; 2.1: 93.3078; 2.2: 548.4636; 2.3: 29.9041; 2.4: -493.8904; 2.5: -26.9286
| 2 | 32.5 | 1: 15.9935; 1.1: 54.4046; 1.2: 0.072958; 1.3: 175.5; 1.4: 2.9618; 1.5: 54.4046; 1.6: 175.5; 1.7: 105.3; 1.8: 8.4594; 1.9: 877.5; 2: 27.9459; 2.1: 93.3142; 2.2: 550.1171; 2.3: 29.9481; 2.4: -495.7125; 2.5: -26.9864
| 2 | 32.55 | 1: 15.9194; 1.1: 54.2359; 1.2: 0.072732; 1.3: 175.77; 1.4: 2.948; 1.5: 54.2359; 1.6: 175.77; 1.7: 105.462; 1.8: 8.4594; 1.9: 878.85; 2: 27.9889; 2.1: 93.3206; 2.2: 551.7731; 2.3: 29.9921; 2.4: -497.5372; 2.5: -27.0441
| 2 | 32.6 | 1: 15.8455; 1.1: 54.067; 1.2: 0.072505; 1.3: 176.04; 1.4: 2.9344; 1.5: 54.067; 1.6: 176.04; 1.7: 105.624; 1.8: 8.4594; 1.9: 880.2; 2: 28.0318; 2.1: 93.327; 2.2: 553.4317; 2.3: 30.0362; 2.4: -499.3647; 2.5: -27.1018
| 2 | 32.65 | 1: 15.7718; 1.1: 53.8979; 1.2: 0.072278; 1.3: 176.31; 1.4: 2.9207; 1.5: 53.8979; 1.6: 176.31; 1.7: 105.786; 1.8: 8.4594; 1.9: 881.55; 2: 28.0748; 2.1: 93.3334; 2.2: 555.0928; 2.3: 30.0802; 2.4: -501.1949; 2.5: -27.1595
| 2 | 32.7 | 1: 15.6982; 1.1: 53.7286; 1.2: 0.072051; 1.3: 176.58; 1.4: 2.9071; 1.5: 53.7286; 1.6: 176.58; 1.7: 105.948; 1.8: 8.4594; 1.9: 882.9; 2: 28.1178; 2.1: 93.3397; 2.2: 556.7565; 2.3: 30.1242; 2.4: -503.0279; 2.5: -27.2171
| 2 | 32.75 | 1: 15.6248; 1.1: 53.5591; 1.2: 0.071824; 1.3: 176.85; 1.4: 2.8935; 1.5: 53.5591; 1.6: 176.85; 1.7: 106.11; 1.8: 8.4594; 1.9: 884.25; 2: 28.1608; 2.1: 93.346; 2.2: 558.4227; 2.3: 30.1682; 2.4: -504.8635; 2.5: -27.2747
| 2 | 32.8 | 1: 15.5515; 1.1: 53.3895; 1.2: 0.071597; 1.3: 177.12; 1.4: 2.8799; 1.5: 53.3895; 1.6: 177.12; 1.7: 106.272; 1.8: 8.4594; 1.9: 885.6; 2: 28.2038; 2.1: 93.3523; 2.2: 560.0914; 2.3: 30.2122; 2.4: -506.7019; 2.5: -27.3323
| 2 | 32.85 | 1: 15.4785; 1.1: 53.2197; 1.2: 0.071369; 1.3: 177.39; 1.4: 2.8664; 1.5: 53.2197; 1.6: 177.39; 1.7: 106.434; 1.8: 8.4594; 1.9: 886.95; 2: 28.2468; 2.1: 93.3586; 2.2: 561.7627; 2.3: 30.2563; 2.4: -508.543; 2.5: -27.3899
| 2 | 32.9 | 1: 15.4056; 1.1: 53.0497; 1.2: 0.071141; 1.3: 177.66; 1.4: 2.8529; 1.5: 53.0497; 1.6: 177.66; 1.7: 106.596; 1.8: 8.4594; 1.9: 888.3; 2: 28.2898; 2.1: 93.3648; 2.2: 563.4365; 2.3: 30.3003; 2.4: -510.3868; 2.5: -27.4474
| 2 | 32.95 | 1: 15.3329; 1.1: 52.8796; 1.2: 0.070913; 1.3: 177.93; 1.4: 2.8394; 1.5: 52.8796; 1.6: 177.93; 1.7: 106.758; 1.8: 8.4594; 1.9: 889.65; 2: 28.3328; 2.1: 93.371; 2.2: 565.1129; 2.3: 30.3443; 2.4: -512.2333; 2.5: -27.5049
| 2 | 33 | 1: 15.2604; 1.1: 52.7093; 1.2: 0.070684; 1.3: 178.2; 1.4: 2.826; 1.5: 52.7093; 1.6: 178.2; 1.7: 106.92; 1.8: 8.4594; 1.9: 891; 2: 28.3758; 2.1: 93.3771; 2.2: 566.7918; 2.3: 30.3884; 2.4: -514.0826; 2.5: -27.5624
| 2 | 33.05 | 1: 15.188; 1.1: 52.5388; 1.2: 0.070456; 1.3: 178.47; 1.4: 2.8126; 1.5: 52.5388; 1.6: 178.47; 1.7: 107.082; 1.8: 8.4594; 1.9: 892.35; 2: 28.4188; 2.1: 93.3833; 2.2: 568.4733; 2.3: 30.4324; 2.4: -515.9345; 2.5: -27.6198
| 2 | 33.1 | 1: 15.1158; 1.1: 52.3682; 1.2: 0.070227; 1.3: 178.74; 1.4: 2.7992; 1.5: 52.3682; 1.6: 178.74; 1.7: 107.244; 1.8: 8.4594; 1.9: 893.7; 2: 28.4618; 2.1: 93.3894; 2.2: 570.1573; 2.3: 30.4765; 2.4: -517.7891; 2.5: -27.6772
| 2 | 33.15 | 1: 15.0438; 1.1: 52.1974; 1.2: 0.069998; 1.3: 179.01; 1.4: 2.7859; 1.5: 52.1974; 1.6: 179.01; 1.7: 107.406; 1.8: 8.4594; 1.9: 895.05; 2: 28.5048; 2.1: 93.3955; 2.2: 571.8439; 2.3: 30.5205; 2.4: -519.6465; 2.5: -27.7346
| 2 | 33.2 | 1: 14.9719; 1.1: 52.0265; 1.2: 0.069769; 1.3: 179.28; 1.4: 2.7726; 1.5: 52.0265; 1.6: 179.28; 1.7: 107.568; 1.8: 8.4594; 1.9: 896.4; 2: 28.5478; 2.1: 93.4015; 2.2: 573.533; 2.3: 30.5646; 2.4: -521.5065; 2.5: -27.792
| 2 | 33.25 | 1: 14.9003; 1.1: 51.8554; 1.2: 0.069539; 1.3: 179.55; 1.4: 2.7593; 1.5: 51.8554; 1.6: 179.55; 1.7: 107.73; 1.8: 8.4594; 1.9: 897.75; 2: 28.5908; 2.1: 93.4076; 2.2: 575.2246; 2.3: 30.6086; 2.4: -523.3692; 2.5: -27.8493
| 2 | 33.3 | 1: 14.8288; 1.1: 51.6842; 1.2: 0.06931; 1.3: 179.82; 1.4: 2.7461; 1.5: 51.6842; 1.6: 179.82; 1.7: 107.892; 1.8: 8.4594; 1.9: 899.1; 2: 28.6338; 2.1: 93.4136; 2.2: 576.9188; 2.3: 30.6527; 2.4: -525.2346; 2.5: -27.9066
| 2 | 33.35 | 1: 14.7574; 1.1: 51.5128; 1.2: 0.06908; 1.3: 180.09; 1.4: 2.7329; 1.5: 51.5128; 1.6: 180.09; 1.7: 108.054; 1.8: 8.4594; 1.9: 900.45; 2: 28.6768; 2.1: 93.4196; 2.2: 578.6156; 2.3: 30.6967; 2.4: -527.1028; 2.5: -27.9639
| 2 | 33.4 | 1: 14.6863; 1.1: 51.3413; 1.2: 0.06885; 1.3: 180.36; 1.4: 2.7197; 1.5: 51.3413; 1.6: 180.36; 1.7: 108.216; 1.8: 8.4594; 1.9: 901.8; 2: 28.7197; 2.1: 93.4255; 2.2: 580.3148; 2.3: 30.7408; 2.4: -528.9736; 2.5: -28.0211
| 2 | 33.45 | 1: 14.6153; 1.1: 51.1696; 1.2: 0.06862; 1.3: 180.63; 1.4: 2.7065; 1.5: 51.1696; 1.6: 180.63; 1.7: 108.378; 1.8: 8.4594; 1.9: 903.15; 2: 28.7627; 2.1: 93.4314; 2.2: 582.0167; 2.3: 30.7849; 2.4: -530.847; 2.5: -28.0783
| 2 | 33.5 | 1: 14.5445; 1.1: 50.9979; 1.2: 0.068389; 1.3: 180.9; 1.4: 2.6934; 1.5: 50.9979; 1.6: 180.9; 1.7: 108.54; 1.8: 8.4594; 1.9: 904.5; 2: 28.8057; 2.1: 93.4374; 2.2: 583.7211; 2.3: 30.8289; 2.4: -532.7232; 2.5: -28.1355
| 2 | 33.55 | 1: 14.4739; 1.1: 50.8259; 1.2: 0.068159; 1.3: 181.17; 1.4: 2.6803; 1.5: 50.8259; 1.6: 181.17; 1.7: 108.702; 1.8: 8.4594; 1.9: 905.85; 2: 28.8487; 2.1: 93.4432; 2.2: 585.428; 2.3: 30.873; 2.4: -534.6021; 2.5: -28.1927
| 2 | 33.6 | 1: 14.4034; 1.1: 50.6539; 1.2: 0.067928; 1.3: 181.44; 1.4: 2.6673; 1.5: 50.6539; 1.6: 181.44; 1.7: 108.864; 1.8: 8.4594; 1.9: 907.2; 2: 28.8917; 2.1: 93.4491; 2.2: 587.1375; 2.3: 30.9171; 2.4: -536.4836; 2.5: -28.2498
| 2 | 33.65 | 1: 14.3331; 1.1: 50.4817; 1.2: 0.067697; 1.3: 181.71; 1.4: 2.6543; 1.5: 50.4817; 1.6: 181.71; 1.7: 109.026; 1.8: 8.4594; 1.9: 908.55; 2: 28.9347; 2.1: 93.4549; 2.2: 588.8495; 2.3: 30.9611; 2.4: -538.3678; 2.5: -28.3069
| 2 | 33.7 | 1: 14.263; 1.1: 50.3094; 1.2: 0.067466; 1.3: 181.98; 1.4: 2.6413; 1.5: 50.3094; 1.6: 181.98; 1.7: 109.188; 1.8: 8.4594; 1.9: 909.9; 2: 28.9777; 2.1: 93.4607; 2.2: 590.5641; 2.3: 31.0052; 2.4: -540.2547; 2.5: -28.3639
| 2 | 33.75 | 1: 14.1931; 1.1: 50.137; 1.2: 0.067235; 1.3: 182.25; 1.4: 2.6283; 1.5: 50.137; 1.6: 182.25; 1.7: 109.35; 1.8: 8.4594; 1.9: 911.25; 2: 29.0207; 2.1: 93.4665; 2.2: 592.2812; 2.3: 31.0493; 2.4: -542.1442; 2.5: -28.421
| 2 | 33.8 | 1: 14.1233; 1.1: 49.9644; 1.2: 0.067003; 1.3: 182.52; 1.4: 2.6154; 1.5: 49.9644; 1.6: 182.52; 1.7: 109.512; 1.8: 8.4594; 1.9: 912.6; 2: 29.0637; 2.1: 93.4722; 2.2: 594.0008; 2.3: 31.0934; 2.4: -544.0364; 2.5: -28.478
| 2 | 33.85 | 1: 14.0537; 1.1: 49.7917; 1.2: 0.066772; 1.3: 182.79; 1.4: 2.6025; 1.5: 49.7917; 1.6: 182.79; 1.7: 109.674; 1.8: 8.4594; 1.9: 913.95; 2: 29.1067; 2.1: 93.478; 2.2: 595.7231; 2.3: 31.1375; 2.4: -545.9313; 2.5: -28.535
| 2 | 33.9 | 1: 13.9843; 1.1: 49.6189; 1.2: 0.06654; 1.3: 183.06; 1.4: 2.5897; 1.5: 49.6189; 1.6: 183.06; 1.7: 109.836; 1.8: 8.4594; 1.9: 915.3; 2: 29.1497; 2.1: 93.4837; 2.2: 597.4478; 2.3: 31.1816; 2.4: -547.8289; 2.5: -28.5919
| 2 | 33.95 | 1: 13.915; 1.1: 49.4461; 1.2: 0.066308; 1.3: 183.33; 1.4: 2.5769; 1.5: 49.4461; 1.6: 183.33; 1.7: 109.998; 1.8: 8.4594; 1.9: 916.65; 2: 29.1927; 2.1: 93.4893; 2.2: 599.1751; 2.3: 31.2257; 2.4: -549.7291; 2.5: -28.6488
| 2 | 34 | 1: 13.8459; 1.1: 49.273; 1.2: 0.066076; 1.3: 183.6; 1.4: 2.5641; 1.5: 49.273; 1.6: 183.6; 1.7: 110.16; 1.8: 8.4594; 1.9: 918; 2: 29.2357; 2.1: 93.495; 2.2: 600.905; 2.3: 31.2698; 2.4: -551.6319; 2.5: -28.7057
| 2 | 34.05 | 1: 13.777; 1.1: 49.0999; 1.2: 0.065844; 1.3: 183.87; 1.4: 2.5513; 1.5: 49.0999; 1.6: 183.87; 1.7: 110.322; 1.8: 8.4594; 1.9: 919.35; 2: 29.2787; 2.1: 93.5006; 2.2: 602.6374; 2.3: 31.3139; 2.4: -553.5375; 2.5: -28.7626
| 2 | 34.1 | 1: 13.7083; 1.1: 48.9267; 1.2: 0.065612; 1.3: 184.14; 1.4: 2.5386; 1.5: 48.9267; 1.6: 184.14; 1.7: 110.484; 1.8: 8.4594; 1.9: 920.7; 2: 29.3217; 2.1: 93.5062; 2.2: 604.3724; 2.3: 31.358; 2.4: -555.4456; 2.5: -28.8194
| 2 | 34.15 | 1: 13.6397; 1.1: 48.7534; 1.2: 0.065379; 1.3: 184.41; 1.4: 2.5259; 1.5: 48.7534; 1.6: 184.41; 1.7: 110.646; 1.8: 8.4594; 1.9: 922.05; 2: 29.3646; 2.1: 93.5118; 2.2: 606.1099; 2.3: 31.4021; 2.4: -557.3565; 2.5: -28.8762
| 2 | 34.2 | 1: 13.5713; 1.1: 48.58; 1.2: 0.065147; 1.3: 184.68; 1.4: 2.5132; 1.5: 48.58; 1.6: 184.68; 1.7: 110.808; 1.8: 8.4594; 1.9: 923.4; 2: 29.4076; 2.1: 93.5173; 2.2: 607.8499; 2.3: 31.4462; 2.4: -559.2699; 2.5: -28.933
| 2 | 34.25 | 1: 13.5031; 1.1: 48.4065; 1.2: 0.064914; 1.3: 184.95; 1.4: 2.5006; 1.5: 48.4065; 1.6: 184.95; 1.7: 110.97; 1.8: 8.4594; 1.9: 924.75; 2: 29.4506; 2.1: 93.5229; 2.2: 609.5925; 2.3: 31.4903; 2.4: -561.186; 2.5: -28.9897
| 2 | 34.3 | 1: 13.4351; 1.1: 48.2329; 1.2: 0.064681; 1.3: 185.22; 1.4: 2.488; 1.5: 48.2329; 1.6: 185.22; 1.7: 111.132; 1.8: 8.4594; 1.9: 926.1; 2: 29.4936; 2.1: 93.5284; 2.2: 611.3377; 2.3: 31.5344; 2.4: -563.1048; 2.5: -29.0464
| 2 | 34.35 | 1: 13.3672; 1.1: 48.0592; 1.2: 0.064448; 1.3: 185.49; 1.4: 2.4754; 1.5: 48.0592; 1.6: 185.49; 1.7: 111.294; 1.8: 8.4594; 1.9: 927.45; 2: 29.5366; 2.1: 93.5338; 2.2: 613.0854; 2.3: 31.5785; 2.4: -565.0262; 2.5: -29.1031
| 2 | 34.4 | 1: 13.2995; 1.1: 47.8854; 1.2: 0.064215; 1.3: 185.76; 1.4: 2.4629; 1.5: 47.8854; 1.6: 185.76; 1.7: 111.456; 1.8: 8.4594; 1.9: 928.8; 2: 29.5796; 2.1: 93.5393; 2.2: 614.8356; 2.3: 31.6227; 2.4: -566.9503; 2.5: -29.1598
| 2 | 34.45 | 1: 13.232; 1.1: 47.7115; 1.2: 0.063982; 1.3: 186.03; 1.4: 2.4504; 1.5: 47.7115; 1.6: 186.03; 1.7: 111.618; 1.8: 8.4594; 1.9: 930.15; 2: 29.6226; 2.1: 93.5447; 2.2: 616.5884; 2.3: 31.6668; 2.4: -568.8769; 2.5: -29.2164
| 2 | 34.5 | 1: 13.1647; 1.1: 47.5376; 1.2: 0.063749; 1.3: 186.3; 1.4: 2.4379; 1.5: 47.5376; 1.6: 186.3; 1.7: 111.78; 1.8: 8.4594; 1.9: 931.5; 2: 29.6656; 2.1: 93.5501; 2.2: 618.3438; 2.3: 31.7109; 2.4: -570.8062; 2.5: -29.273
| 2 | 34.55 | 1: 13.0975; 1.1: 47.3635; 1.2: 0.063516; 1.3: 186.57; 1.4: 2.4255; 1.5: 47.3635; 1.6: 186.57; 1.7: 111.942; 1.8: 8.4594; 1.9: 932.85; 2: 29.7086; 2.1: 93.5555; 2.2: 620.1017; 2.3: 31.755; 2.4: -572.7382; 2.5: -29.3296
| 2 | 34.6 | 1: 13.0305; 1.1: 47.1894; 1.2: 0.063282; 1.3: 186.84; 1.4: 2.4131; 1.5: 47.1894; 1.6: 186.84; 1.7: 112.104; 1.8: 8.4594; 1.9: 934.2; 2: 29.7516; 2.1: 93.5609; 2.2: 621.8622; 2.3: 31.7992; 2.4: -574.6727; 2.5: -29.3861
| 2 | 34.65 | 1: 12.9636; 1.1: 47.0152; 1.2: 0.063048; 1.3: 187.11; 1.4: 2.4007; 1.5: 47.0152; 1.6: 187.11; 1.7: 112.266; 1.8: 8.4594; 1.9: 935.55; 2: 29.7946; 2.1: 93.5662; 2.2: 623.6252; 2.3: 31.8433; 2.4: -576.6099; 2.5: -29.4426
| 2 | 34.7 | 1: 12.897; 1.1: 46.841; 1.2: 0.062815; 1.3: 187.38; 1.4: 2.3883; 1.5: 46.841; 1.6: 187.38; 1.7: 112.428; 1.8: 8.4594; 1.9: 936.9; 2: 29.8376; 2.1: 93.5715; 2.2: 625.3907; 2.3: 31.8875; 2.4: -578.5498; 2.5: -29.4991
| 2 | 34.75 | 1: 12.8305; 1.1: 46.6667; 1.2: 0.062581; 1.3: 187.65; 1.4: 2.376; 1.5: 46.6667; 1.6: 187.65; 1.7: 112.59; 1.8: 8.4594; 1.9: 938.25; 2: 29.8806; 2.1: 93.5768; 2.2: 627.1588; 2.3: 31.9316; 2.4: -580.4922; 2.5: -29.5556
| 2 | 34.8 | 1: 12.7642; 1.1: 46.4923; 1.2: 0.062347; 1.3: 187.92; 1.4: 2.3637; 1.5: 46.4923; 1.6: 187.92; 1.7: 112.752; 1.8: 8.4594; 1.9: 939.6; 2: 29.9236; 2.1: 93.5821; 2.2: 628.9295; 2.3: 31.9757; 2.4: -582.4372; 2.5: -29.612
| 2 | 34.85 | 1: 12.698; 1.1: 46.3178; 1.2: 0.062113; 1.3: 188.19; 1.4: 2.3515; 1.5: 46.3178; 1.6: 188.19; 1.7: 112.914; 1.8: 8.4594; 1.9: 940.95; 2: 29.9666; 2.1: 93.5873; 2.2: 630.7027; 2.3: 32.0199; 2.4: -584.3849; 2.5: -29.6684
| 2 | 34.9 | 1: 12.6321; 1.1: 46.1433; 1.2: 0.061879; 1.3: 188.46; 1.4: 2.3393; 1.5: 46.1433; 1.6: 188.46; 1.7: 113.076; 1.8: 8.4594; 1.9: 942.3; 2: 30.0096; 2.1: 93.5926; 2.2: 632.4785; 2.3: 32.064; 2.4: -586.3352; 2.5: -29.7248
| 2 | 34.95 | 1: 12.5663; 1.1: 45.9687; 1.2: 0.061645; 1.3: 188.73; 1.4: 2.3271; 1.5: 45.9687; 1.6: 188.73; 1.7: 113.238; 1.8: 8.4594; 1.9: 943.65; 2: 30.0525; 2.1: 93.5978; 2.2: 634.2568; 2.3: 32.1082; 2.4: -588.2881; 2.5: -29.7811
| 2 | 35 | 1: 12.5007; 1.1: 45.7941; 1.2: 0.061411; 1.3: 189; 1.4: 2.3149; 1.5: 45.7941; 1.6: 189; 1.7: 113.4; 1.8: 8.4594; 1.9: 945; 2: 30.0955; 2.1: 93.6029; 2.2: 636.0377; 2.3: 32.1523; 2.4: -590.2436; 2.5: -29.8374
| 2 | 35.05 | 1: 12.4352; 1.1: 45.6194; 1.2: 0.061177; 1.3: 189.27; 1.4: 2.3028; 1.5: 45.6194; 1.6: 189.27; 1.7: 113.562; 1.8: 8.4594; 1.9: 946.35; 2: 30.1385; 2.1: 93.6081; 2.2: 637.8211; 2.3: 32.1965; 2.4: -592.2017; 2.5: -29.8937
| 2 | 35.1 | 1: 12.3699; 1.1: 45.4447; 1.2: 0.060942; 1.3: 189.54; 1.4: 2.2907; 1.5: 45.4447; 1.6: 189.54; 1.7: 113.724; 1.8: 8.4594; 1.9: 947.7; 2: 30.1815; 2.1: 93.6132; 2.2: 639.6071; 2.3: 32.2407; 2.4: -594.1624; 2.5: -29.9499
| 2 | 35.15 | 1: 12.3048; 1.1: 45.2699; 1.2: 0.060708; 1.3: 189.81; 1.4: 2.2787; 1.5: 45.2699; 1.6: 189.81; 1.7: 113.886; 1.8: 8.4594; 1.9: 949.05; 2: 30.2245; 2.1: 93.6183; 2.2: 641.3956; 2.3: 32.2848; 2.4: -596.1257; 2.5: -30.0062
| 2 | 35.2 | 1: 12.2399; 1.1: 45.0951; 1.2: 0.060473; 1.3: 190.08; 1.4: 2.2666; 1.5: 45.0951; 1.6: 190.08; 1.7: 114.048; 1.8: 8.4594; 1.9: 950.4; 2: 30.2675; 2.1: 93.6234; 2.2: 643.1867; 2.3: 32.329; 2.4: -598.0916; 2.5: -30.0623
| 2 | 35.25 | 1: 12.1751; 1.1: 44.9202; 1.2: 0.060239; 1.3: 190.35; 1.4: 2.2547; 1.5: 44.9202; 1.6: 190.35; 1.7: 114.21; 1.8: 8.4594; 1.9: 951.75; 2: 30.3105; 2.1: 93.6285; 2.2: 644.9803; 2.3: 32.3732; 2.4: -600.0601; 2.5: -30.1185
| 2 | 35.3 | 1: 12.1106; 1.1: 44.7453; 1.2: 0.060004; 1.3: 190.62; 1.4: 2.2427; 1.5: 44.7453; 1.6: 190.62; 1.7: 114.372; 1.8: 8.4594; 1.9: 953.1; 2: 30.3535; 2.1: 93.6335; 2.2: 646.7765; 2.3: 32.4173; 2.4: -602.0312; 2.5: -30.1746
| 2 | 35.35 | 1: 12.0462; 1.1: 44.5704; 1.2: 0.05977; 1.3: 190.89; 1.4: 2.2308; 1.5: 44.5704; 1.6: 190.89; 1.7: 114.534; 1.8: 8.4594; 1.9: 954.45; 2: 30.3965; 2.1: 93.6386; 2.2: 648.5752; 2.3: 32.4615; 2.4: -604.0049; 2.5: -30.2307
| 2 | 35.4 | 1: 11.9819; 1.1: 44.3954; 1.2: 0.059535; 1.3: 191.16; 1.4: 2.2189; 1.5: 44.3954; 1.6: 191.16; 1.7: 114.696; 1.8: 8.4594; 1.9: 955.8; 2: 30.4395; 2.1: 93.6436; 2.2: 650.3765; 2.3: 32.5057; 2.4: -605.9811; 2.5: -30.2868
| 2 | 35.45 | 1: 11.9178; 1.1: 44.2204; 1.2: 0.059301; 1.3: 191.43; 1.4: 2.207; 1.5: 44.2204; 1.6: 191.43; 1.7: 114.858; 1.8: 8.4594; 1.9: 957.15; 2: 30.4825; 2.1: 93.6485; 2.2: 652.1804; 2.3: 32.5499; 2.4: -607.96; 2.5: -30.3429
| 2 | 35.5 | 1: 11.854; 1.1: 44.0453; 1.2: 0.059066; 1.3: 191.7; 1.4: 2.1952; 1.5: 44.0453; 1.6: 191.7; 1.7: 115.02; 1.8: 8.4594; 1.9: 958.5; 2: 30.5255; 2.1: 93.6535; 2.2: 653.9868; 2.3: 32.5941; 2.4: -609.9414; 2.5: -30.3989
| 2 | 35.55 | 1: 11.7902; 1.1: 43.8703; 1.2: 0.058831; 1.3: 191.97; 1.4: 2.1834; 1.5: 43.8703; 1.6: 191.97; 1.7: 115.182; 1.8: 8.4594; 1.9: 959.85; 2: 30.5685; 2.1: 93.6584; 2.2: 655.7957; 2.3: 32.6382; 2.4: -611.9254; 2.5: -30.4549
| 2 | 35.6 | 1: 11.7267; 1.1: 43.6952; 1.2: 0.058596; 1.3: 192.24; 1.4: 2.1716; 1.5: 43.6952; 1.6: 192.24; 1.7: 115.344; 1.8: 8.4594; 1.9: 961.2; 2: 30.6115; 2.1: 93.6634; 2.2: 657.6072; 2.3: 32.6824; 2.4: -613.912; 2.5: -30.5108
| 2 | 35.65 | 1: 11.6633; 1.1: 43.5201; 1.2: 0.058361; 1.3: 192.51; 1.4: 2.1599; 1.5: 43.5201; 1.6: 192.51; 1.7: 115.506; 1.8: 8.4594; 1.9: 962.55; 2: 30.6545; 2.1: 93.6682; 2.2: 659.4213; 2.3: 32.7266; 2.4: -615.9012; 2.5: -30.5668
| 2 | 35.7 | 1: 11.6001; 1.1: 43.345; 1.2: 0.058127; 1.3: 192.78; 1.4: 2.1482; 1.5: 43.345; 1.6: 192.78; 1.7: 115.668; 1.8: 8.4594; 1.9: 963.9; 2: 30.6975; 2.1: 93.6731; 2.2: 661.2379; 2.3: 32.7708; 2.4: -617.8929; 2.5: -30.6227
| 2 | 35.75 | 1: 11.5371; 1.1: 43.1698; 1.2: 0.057892; 1.3: 193.05; 1.4: 2.1365; 1.5: 43.1698; 1.6: 193.05; 1.7: 115.83; 1.8: 8.4594; 1.9: 965.25; 2: 30.7404; 2.1: 93.678; 2.2: 663.057; 2.3: 32.815; 2.4: -619.8872; 2.5: -30.6785
| 2 | 35.8 | 1: 11.4742; 1.1: 42.9947; 1.2: 0.057657; 1.3: 193.32; 1.4: 2.1249; 1.5: 42.9947; 1.6: 193.32; 1.7: 115.992; 1.8: 8.4594; 1.9: 966.6; 2: 30.7834; 2.1: 93.6828; 2.2: 664.8788; 2.3: 32.8592; 2.4: -621.8841; 2.5: -30.7344
| 2 | 35.85 | 1: 11.4115; 1.1: 42.8195; 1.2: 0.057422; 1.3: 193.59; 1.4: 2.1132; 1.5: 42.8195; 1.6: 193.59; 1.7: 116.154; 1.8: 8.4594; 1.9: 967.95; 2: 30.8264; 2.1: 93.6876; 2.2: 666.703; 2.3: 32.9034; 2.4: -623.8835; 2.5: -30.7902
| 2 | 35.9 | 1: 11.349; 1.1: 42.6443; 1.2: 0.057187; 1.3: 193.86; 1.4: 2.1017; 1.5: 42.6443; 1.6: 193.86; 1.7: 116.316; 1.8: 8.4594; 1.9: 969.3; 2: 30.8694; 2.1: 93.6924; 2.2: 668.5299; 2.3: 32.9476; 2.4: -625.8855; 2.5: -30.846
| 2 | 35.95 | 1: 11.2867; 1.1: 42.4692; 1.2: 0.056952; 1.3: 194.13; 1.4: 2.0901; 1.5: 42.4692; 1.6: 194.13; 1.7: 116.478; 1.8: 8.4594; 1.9: 970.65; 2: 30.9124; 2.1: 93.6972; 2.2: 670.3592; 2.3: 32.9918; 2.4: -627.8901; 2.5: -30.9017
| 2 | 36 | 1: 11.2245; 1.1: 42.294; 1.2: 0.056717; 1.3: 194.4; 1.4: 2.0786; 1.5: 42.294; 1.6: 194.4; 1.7: 116.64; 1.8: 8.4594; 1.9: 972; 2: 30.9554; 2.1: 93.7019; 2.2: 672.1912; 2.3: 33.0361; 2.4: -629.8972; 2.5: -30.9574
| 2 | 36.05 | 1: 11.1625; 1.1: 42.1188; 1.2: 0.056482; 1.3: 194.67; 1.4: 2.0671; 1.5: 42.1188; 1.6: 194.67; 1.7: 116.802; 1.8: 8.4594; 1.9: 973.35; 2: 30.9984; 2.1: 93.7066; 2.2: 674.0257; 2.3: 33.0803; 2.4: -631.9069; 2.5: -31.0131
| 2 | 36.1 | 1: 11.1007; 1.1: 41.9436; 1.2: 0.056247; 1.3: 194.94; 1.4: 2.0557; 1.5: 41.9436; 1.6: 194.94; 1.7: 116.964; 1.8: 8.4594; 1.9: 974.7; 2: 31.0414; 2.1: 93.7113; 2.2: 675.8627; 2.3: 33.1245; 2.4: -633.9191; 2.5: -31.0688
| 2 | 36.15 | 1: 11.0391; 1.1: 41.7685; 1.2: 0.056012; 1.3: 195.21; 1.4: 2.0443; 1.5: 41.7685; 1.6: 195.21; 1.7: 117.126; 1.8: 8.4594; 1.9: 976.05; 2: 31.0844; 2.1: 93.716; 2.2: 677.7023; 2.3: 33.1687; 2.4: -635.9338; 2.5: -31.1244
| 2 | 36.2 | 1: 10.9776; 1.1: 41.5933; 1.2: 0.055778; 1.3: 195.48; 1.4: 2.0329; 1.5: 41.5933; 1.6: 195.48; 1.7: 117.288; 1.8: 8.4594; 1.9: 977.4; 2: 31.1274; 2.1: 93.7207; 2.2: 679.5445; 2.3: 33.2129; 2.4: -637.9512; 2.5: -31.18
| 2 | 36.25 | 1: 10.9163; 1.1: 41.4182; 1.2: 0.055543; 1.3: 195.75; 1.4: 2.0215; 1.5: 41.4182; 1.6: 195.75; 1.7: 117.45; 1.8: 8.4594; 1.9: 978.75; 2: 31.1704; 2.1: 93.7253; 2.2: 681.3892; 2.3: 33.2572; 2.4: -639.971; 2.5: -31.2356
| 2 | 36.3 | 1: 10.8551; 1.1: 41.243; 1.2: 0.055308; 1.3: 196.02; 1.4: 2.0102; 1.5: 41.243; 1.6: 196.02; 1.7: 117.612; 1.8: 8.4594; 1.9: 980.1; 2: 31.2134; 2.1: 93.73; 2.2: 683.2364; 2.3: 33.3014; 2.4: -641.9934; 2.5: -31.2912
| 2 | 36.35 | 1: 10.7942; 1.1: 41.0679; 1.2: 0.055073; 1.3: 196.29; 1.4: 1.9989; 1.5: 41.0679; 1.6: 196.29; 1.7: 117.774; 1.8: 8.4594; 1.9: 981.45; 2: 31.2564; 2.1: 93.7346; 2.2: 685.0862; 2.3: 33.3456; 2.4: -644.0183; 2.5: -31.3467
| 2 | 36.4 | 1: 10.7334; 1.1: 40.8928; 1.2: 0.054838; 1.3: 196.56; 1.4: 1.9877; 1.5: 40.8928; 1.6: 196.56; 1.7: 117.936; 1.8: 8.4594; 1.9: 982.8; 2: 31.2994; 2.1: 93.7392; 2.2: 686.9386; 2.3: 33.3898; 2.4: -646.0458; 2.5: -31.4022
| 2 | 36.45 | 1: 10.6728; 1.1: 40.7178; 1.2: 0.054603; 1.3: 196.83; 1.4: 1.9764; 1.5: 40.7178; 1.6: 196.83; 1.7: 118.098; 1.8: 8.4594; 1.9: 984.15; 2: 31.3424; 2.1: 93.7437; 2.2: 688.7935; 2.3: 33.4341; 2.4: -648.0758; 2.5: -31.4576
| 2 | 36.5 | 1: 10.6123; 1.1: 40.5427; 1.2: 0.054369; 1.3: 197.1; 1.4: 1.9652; 1.5: 40.5427; 1.6: 197.1; 1.7: 118.26; 1.8: 8.4594; 1.9: 985.5; 2: 31.3854; 2.1: 93.7483; 2.2: 690.651; 2.3: 33.4783; 2.4: -650.1083; 2.5: -31.5131
| 2 | 36.55 | 1: 10.5521; 1.1: 40.3677; 1.2: 0.054134; 1.3: 197.37; 1.4: 1.9541; 1.5: 40.3677; 1.6: 197.37; 1.7: 118.422; 1.8: 8.4594; 1.9: 986.85; 2: 31.4283; 2.1: 93.7528; 2.2: 692.5111; 2.3: 33.5226; 2.4: -652.1434; 2.5: -31.5685
| 2 | 36.6 | 1: 10.492; 1.1: 40.1927; 1.2: 0.053899; 1.3: 197.64; 1.4: 1.943; 1.5: 40.1927; 1.6: 197.64; 1.7: 118.584; 1.8: 8.4594; 1.9: 988.2; 2: 31.4713; 2.1: 93.7573; 2.2: 694.3737; 2.3: 33.5668; 2.4: -654.181; 2.5: -31.6238
| 2 | 36.65 | 1: 10.4321; 1.1: 40.0177; 1.2: 0.053665; 1.3: 197.91; 1.4: 1.9319; 1.5: 40.0177; 1.6: 197.91; 1.7: 118.746; 1.8: 8.4594; 1.9: 989.55; 2: 31.5143; 2.1: 93.7618; 2.2: 696.2388; 2.3: 33.6111; 2.4: -656.2211; 2.5: -31.6792
| 2 | 36.7 | 1: 10.3723; 1.1: 39.8428; 1.2: 0.05343; 1.3: 198.18; 1.4: 1.9208; 1.5: 39.8428; 1.6: 198.18; 1.7: 118.908; 1.8: 8.4594; 1.9: 990.9; 2: 31.5573; 2.1: 93.7663; 2.2: 698.1065; 2.3: 33.6553; 2.4: -658.2637; 2.5: -31.7345
| 2 | 36.75 | 1: 10.3127; 1.1: 39.6679; 1.2: 0.053196; 1.3: 198.45; 1.4: 1.9098; 1.5: 39.6679; 1.6: 198.45; 1.7: 119.07; 1.8: 8.4594; 1.9: 992.25; 2: 31.6003; 2.1: 93.7707; 2.2: 699.9768; 2.3: 33.6996; 2.4: -660.3088; 2.5: -31.7898
| 2 | 36.8 | 1: 10.2533; 1.1: 39.4931; 1.2: 0.052961; 1.3: 198.72; 1.4: 1.8988; 1.5: 39.4931; 1.6: 198.72; 1.7: 119.232; 1.8: 8.4594; 1.9: 993.6; 2: 31.6433; 2.1: 93.7752; 2.2: 701.8496; 2.3: 33.7438; 2.4: -662.3565; 2.5: -31.845
| 2 | 36.85 | 1: 10.1941; 1.1: 39.3183; 1.2: 0.052727; 1.3: 198.99; 1.4: 1.8878; 1.5: 39.3183; 1.6: 198.99; 1.7: 119.394; 1.8: 8.4594; 1.9: 994.95; 2: 31.6863; 2.1: 93.7796; 2.2: 703.725; 2.3: 33.7881; 2.4: -664.4066; 2.5: -31.9003
| 2 | 36.9 | 1: 10.135; 1.1: 39.1436; 1.2: 0.052492; 1.3: 199.26; 1.4: 1.8769; 1.5: 39.1436; 1.6: 199.26; 1.7: 119.556; 1.8: 8.4594; 1.9: 996.3; 2: 31.7293; 2.1: 93.784; 2.2: 705.6029; 2.3: 33.8323; 2.4: -666.4593; 2.5: -31.9555
| 2 | 36.95 | 1: 10.0762; 1.1: 38.9689; 1.2: 0.052258; 1.3: 199.53; 1.4: 1.866; 1.5: 38.9689; 1.6: 199.53; 1.7: 119.718; 1.8: 8.4594; 1.9: 997.65; 2: 31.7723; 2.1: 93.7884; 2.2: 707.4834; 2.3: 33.8766; 2.4: -668.5145; 2.5: -32.0106
| 2 | 37 | 1: 10.0174; 1.1: 38.7942; 1.2: 0.052024; 1.3: 199.8; 1.4: 1.8551; 1.5: 38.7942; 1.6: 199.8; 1.7: 119.88; 1.8: 8.4594; 1.9: 999; 2: 31.8153; 2.1: 93.7927; 2.2: 709.3664; 2.3: 33.9209; 2.4: -670.5722; 2.5: -32.0658
| 2 | 37.05 | 1: 9.9589; 1.1: 38.6196; 1.2: 0.05179; 1.3: 200.07; 1.4: 1.8442; 1.5: 38.6196; 1.6: 200.07; 1.7: 120.042; 1.8: 8.4594; 1.9: 1000.35; 2: 31.8583; 2.1: 93.7971; 2.2: 711.252; 2.3: 33.9651; 2.4: -672.6324; 2.5: -32.1209
| 2 | 37.1 | 1: 9.9005; 1.1: 38.4451; 1.2: 0.051556; 1.3: 200.34; 1.4: 1.8334; 1.5: 38.4451; 1.6: 200.34; 1.7: 120.204; 1.8: 8.4594; 1.9: 1001.7; 2: 31.9013; 2.1: 93.8014; 2.2: 713.1401; 2.3: 34.0094; 2.4: -674.6951; 2.5: -32.176
| 2 | 37.15 | 1: 9.8423; 1.1: 38.2706; 1.2: 0.051322; 1.3: 200.61; 1.4: 1.8227; 1.5: 38.2706; 1.6: 200.61; 1.7: 120.366; 1.8: 8.4594; 1.9: 1003.05; 2: 31.9443; 2.1: 93.8057; 2.2: 715.0309; 2.3: 34.0537; 2.4: -676.7602; 2.5: -32.231
| 2 | 37.2 | 1: 9.7843; 1.1: 38.0962; 1.2: 0.051088; 1.3: 200.88; 1.4: 1.8119; 1.5: 38.0962; 1.6: 200.88; 1.7: 120.528; 1.8: 8.4594; 1.9: 1004.4; 2: 31.9873; 2.1: 93.81; 2.2: 716.9241; 2.3: 34.0979; 2.4: -678.8279; 2.5: -32.286
| 2 | 37.25 | 1: 9.7265; 1.1: 37.9219; 1.2: 0.050854; 1.3: 201.15; 1.4: 1.8012; 1.5: 37.9219; 1.6: 201.15; 1.7: 120.69; 1.8: 8.4594; 1.9: 1005.75; 2: 32.0303; 2.1: 93.8142; 2.2: 718.8199; 2.3: 34.1422; 2.4: -680.8981; 2.5: -32.341
| 2 | 37.3 | 1: 9.6688; 1.1: 37.7476; 1.2: 0.05062; 1.3: 201.42; 1.4: 1.7905; 1.5: 37.7476; 1.6: 201.42; 1.7: 120.852; 1.8: 8.4594; 1.9: 1007.1; 2: 32.0732; 2.1: 93.8185; 2.2: 720.7183; 2.3: 34.1865; 2.4: -682.9707; 2.5: -32.396
| 2 | 37.35 | 1: 9.6113; 1.1: 37.5734; 1.2: 0.050387; 1.3: 201.69; 1.4: 1.7799; 1.5: 37.5734; 1.6: 201.69; 1.7: 121.014; 1.8: 8.4594; 1.9: 1008.45; 2: 32.1162; 2.1: 93.8227; 2.2: 722.6192; 2.3: 34.2308; 2.4: -685.0459; 2.5: -32.4509
| 2 | 37.4 | 1: 9.5539; 1.1: 37.3992; 1.2: 0.050153; 1.3: 201.96; 1.4: 1.7692; 1.5: 37.3992; 1.6: 201.96; 1.7: 121.176; 1.8: 8.4594; 1.9: 1009.8; 2: 32.1592; 2.1: 93.8269; 2.2: 724.5227; 2.3: 34.2751; 2.4: -687.1235; 2.5: -32.5058
| 2 | 37.45 | 1: 9.4968; 1.1: 37.2252; 1.2: 0.04992; 1.3: 202.23; 1.4: 1.7587; 1.5: 37.2252; 1.6: 202.23; 1.7: 121.338; 1.8: 8.4594; 1.9: 1011.15; 2: 32.2022; 2.1: 93.8311; 2.2: 726.4288; 2.3: 34.3194; 2.4: -689.2036; 2.5: -32.5607
| 2 | 37.5 | 1: 9.4398; 1.1: 37.0512; 1.2: 0.049686; 1.3: 202.5; 1.4: 1.7481; 1.5: 37.0512; 1.6: 202.5; 1.7: 121.5; 1.8: 8.4594; 1.9: 1012.5; 2: 32.2452; 2.1: 93.8353; 2.2: 728.3374; 2.3: 34.3636; 2.4: -691.2862; 2.5: -32.6155
| 2 | 37.55 | 1: 9.383; 1.1: 36.8773; 1.2: 0.049453; 1.3: 202.77; 1.4: 1.7376; 1.5: 36.8773; 1.6: 202.77; 1.7: 121.662; 1.8: 8.4594; 1.9: 1013.85; 2: 32.2882; 2.1: 93.8395; 2.2: 730.2485; 2.3: 34.4079; 2.4: -693.3712; 2.5: -32.6703
| 2 | 37.6 | 1: 9.3263; 1.1: 36.7035; 1.2: 0.04922; 1.3: 203.04; 1.4: 1.7271; 1.5: 36.7035; 1.6: 203.04; 1.7: 121.824; 1.8: 8.4594; 1.9: 1015.2; 2: 32.3312; 2.1: 93.8436; 2.2: 732.1622; 2.3: 34.4522; 2.4: -695.4587; 2.5: -32.7251
| 2 | 37.65 | 1: 9.2699; 1.1: 36.5298; 1.2: 0.048987; 1.3: 203.31; 1.4: 1.7166; 1.5: 36.5298; 1.6: 203.31; 1.7: 121.986; 1.8: 8.4594; 1.9: 1016.55; 2: 32.3742; 2.1: 93.8477; 2.2: 734.0785; 2.3: 34.4965; 2.4: -697.5487; 2.5: -32.7799
| 2 | 37.7 | 1: 9.2136; 1.1: 36.3561; 1.2: 0.048754; 1.3: 203.58; 1.4: 1.7062; 1.5: 36.3561; 1.6: 203.58; 1.7: 122.148; 1.8: 8.4594; 1.9: 1017.9; 2: 32.4172; 2.1: 93.8518; 2.2: 735.9973; 2.3: 34.5408; 2.4: -699.6412; 2.5: -32.8346
| 2 | 37.75 | 1: 9.1574; 1.1: 36.1826; 1.2: 0.048522; 1.3: 203.85; 1.4: 1.6958; 1.5: 36.1826; 1.6: 203.85; 1.7: 122.31; 1.8: 8.4594; 1.9: 1019.25; 2: 32.4602; 2.1: 93.8559; 2.2: 737.9187; 2.3: 34.5851; 2.4: -701.7361; 2.5: -32.8893
| 2 | 37.8 | 1: 9.1015; 1.1: 36.0091; 1.2: 0.048289; 1.3: 204.12; 1.4: 1.6855; 1.5: 36.0091; 1.6: 204.12; 1.7: 122.472; 1.8: 8.4594; 1.9: 1020.6; 2: 32.5032; 2.1: 93.86; 2.2: 739.8426; 2.3: 34.6294; 2.4: -703.8335; 2.5: -32.944
| 2 | 37.85 | 1: 9.0457; 1.1: 35.8358; 1.2: 0.048057; 1.3: 204.39; 1.4: 1.6751; 1.5: 35.8358; 1.6: 204.39; 1.7: 122.634; 1.8: 8.4594; 1.9: 1021.95; 2: 32.5462; 2.1: 93.864; 2.2: 741.7691; 2.3: 34.6737; 2.4: -705.9334; 2.5: -32.9986
| 2 | 37.9 | 1: 8.9901; 1.1: 35.6625; 1.2: 0.047824; 1.3: 204.66; 1.4: 1.6648; 1.5: 35.6625; 1.6: 204.66; 1.7: 122.796; 1.8: 8.4594; 1.9: 1023.3; 2: 32.5892; 2.1: 93.8681; 2.2: 743.6982; 2.3: 34.7181; 2.4: -708.0357; 2.5: -33.0532
| 2 | 37.95 | 1: 8.9347; 1.1: 35.4894; 1.2: 0.047592; 1.3: 204.93; 1.4: 1.6546; 1.5: 35.4894; 1.6: 204.93; 1.7: 122.958; 1.8: 8.4594; 1.9: 1024.65; 2: 32.6322; 2.1: 93.8721; 2.2: 745.6298; 2.3: 34.7624; 2.4: -710.1404; 2.5: -33.1078
| 2 | 38 | 1: 8.8794; 1.1: 35.3163; 1.2: 0.04736; 1.3: 205.2; 1.4: 1.6443; 1.5: 35.3163; 1.6: 205.2; 1.7: 123.12; 1.8: 8.4594; 1.9: 1026; 2: 32.6752; 2.1: 93.8761; 2.2: 747.564; 2.3: 34.8067; 2.4: -712.2476; 2.5: -33.1623
| 2 | 38.05 | 1: 8.8243; 1.1: 35.1434; 1.2: 0.047128; 1.3: 205.47; 1.4: 1.6341; 1.5: 35.1434; 1.6: 205.47; 1.7: 123.282; 1.8: 8.4594; 1.9: 1027.35; 2: 32.7182; 2.1: 93.8801; 2.2: 749.5007; 2.3: 34.851; 2.4: -714.3573; 2.5: -33.2169
| 2 | 38.1 | 1: 8.7694; 1.1: 34.9706; 1.2: 0.046896; 1.3: 205.74; 1.4: 1.624; 1.5: 34.9706; 1.6: 205.74; 1.7: 123.444; 1.8: 8.4594; 1.9: 1028.7; 2: 32.7611; 2.1: 93.8841; 2.2: 751.4399; 2.3: 34.8953; 2.4: -716.4694; 2.5: -33.2714
| 2 | 38.15 | 1: 8.7146; 1.1: 34.7979; 1.2: 0.046665; 1.3: 206.01; 1.4: 1.6138; 1.5: 34.7979; 1.6: 206.01; 1.7: 123.606; 1.8: 8.4594; 1.9: 1030.05; 2: 32.8041; 2.1: 93.888; 2.2: 753.3818; 2.3: 34.9396; 2.4: -718.5839; 2.5: -33.3258
| 2 | 38.2 | 1: 8.6601; 1.1: 34.6253; 1.2: 0.046433; 1.3: 206.28; 1.4: 1.6037; 1.5: 34.6253; 1.6: 206.28; 1.7: 123.768; 1.8: 8.4594; 1.9: 1031.4; 2: 32.8471; 2.1: 93.892; 2.2: 755.3262; 2.3: 34.984; 2.4: -720.7009; 2.5: -33.3802
| 2 | 38.25 | 1: 8.6057; 1.1: 34.4528; 1.2: 0.046202; 1.3: 206.55; 1.4: 1.5936; 1.5: 34.4528; 1.6: 206.55; 1.7: 123.93; 1.8: 8.4594; 1.9: 1032.75; 2: 32.8901; 2.1: 93.8959; 2.2: 757.2731; 2.3: 35.0283; 2.4: -722.8203; 2.5: -33.4346
| 2 | 38.3 | 1: 8.5514; 1.1: 34.2804; 1.2: 0.045971; 1.3: 206.82; 1.4: 1.5836; 1.5: 34.2804; 1.6: 206.82; 1.7: 124.092; 1.8: 8.4594; 1.9: 1034.1; 2: 32.9331; 2.1: 93.8998; 2.2: 759.2226; 2.3: 35.0726; 2.4: -724.9422; 2.5: -33.489
| 2 | 38.35 | 1: 8.4974; 1.1: 34.1082; 1.2: 0.04574; 1.3: 207.09; 1.4: 1.5736; 1.5: 34.1082; 1.6: 207.09; 1.7: 124.254; 1.8: 8.4594; 1.9: 1035.45; 2: 32.9761; 2.1: 93.9037; 2.2: 761.1747; 2.3: 35.117; 2.4: -727.0665; 2.5: -33.5434
| 2 | 38.4 | 1: 8.4435; 1.1: 33.9361; 1.2: 0.045509; 1.3: 207.36; 1.4: 1.5636; 1.5: 33.9361; 1.6: 207.36; 1.7: 124.416; 1.8: 8.4594; 1.9: 1036.8; 2: 33.0191; 2.1: 93.9076; 2.2: 763.1293; 2.3: 35.1613; 2.4: -729.1932; 2.5: -33.5977
| 2 | 38.45 | 1: 8.3898; 1.1: 33.7641; 1.2: 0.045278; 1.3: 207.63; 1.4: 1.5537; 1.5: 33.7641; 1.6: 207.63; 1.7: 124.578; 1.8: 8.4594; 1.9: 1038.15; 2: 33.0621; 2.1: 93.9114; 2.2: 765.0865; 2.3: 35.2056; 2.4: -731.3223; 2.5: -33.652
| 2 | 38.5 | 1: 8.3362; 1.1: 33.5923; 1.2: 0.045048; 1.3: 207.9; 1.4: 1.5437; 1.5: 33.5923; 1.6: 207.9; 1.7: 124.74; 1.8: 8.4594; 1.9: 1039.5; 2: 33.1051; 2.1: 93.9153; 2.2: 767.0462; 2.3: 35.25; 2.4: -733.4539; 2.5: -33.7062
| 2 | 38.55 | 1: 8.2829; 1.1: 33.4206; 1.2: 0.044818; 1.3: 208.17; 1.4: 1.5339; 1.5: 33.4206; 1.6: 208.17; 1.7: 124.902; 1.8: 8.4594; 1.9: 1040.85; 2: 33.1481; 2.1: 93.9191; 2.2: 769.0085; 2.3: 35.2943; 2.4: -735.5879; 2.5: -33.7604
| 2 | 38.6 | 1: 8.2297; 1.1: 33.249; 1.2: 0.044588; 1.3: 208.44; 1.4: 1.524; 1.5: 33.249; 1.6: 208.44; 1.7: 125.064; 1.8: 8.4594; 1.9: 1042.2; 2: 33.1911; 2.1: 93.9229; 2.2: 770.9733; 2.3: 35.3386; 2.4: -737.7243; 2.5: -33.8146
| 2 | 38.65 | 1: 8.1767; 1.1: 33.0776; 1.2: 0.044358; 1.3: 208.71; 1.4: 1.5142; 1.5: 33.0776; 1.6: 208.71; 1.7: 125.226; 1.8: 8.4594; 1.9: 1043.55; 2: 33.2341; 2.1: 93.9267; 2.2: 772.9407; 2.3: 35.383; 2.4: -739.8631; 2.5: -33.8688
| 2 | 38.7 | 1: 8.1238; 1.1: 32.9063; 1.2: 0.044128; 1.3: 208.98; 1.4: 1.5044; 1.5: 32.9063; 1.6: 208.98; 1.7: 125.388; 1.8: 8.4594; 1.9: 1044.9; 2: 33.2771; 2.1: 93.9305; 2.2: 774.9107; 2.3: 35.4273; 2.4: -742.0043; 2.5: -33.9229
| 2 | 38.75 | 1: 8.0711; 1.1: 32.7352; 1.2: 0.043899; 1.3: 209.25; 1.4: 1.4947; 1.5: 32.7352; 1.6: 209.25; 1.7: 125.55; 1.8: 8.4594; 1.9: 1046.25; 2: 33.3201; 2.1: 93.9342; 2.2: 776.8832; 2.3: 35.4717; 2.4: -744.148; 2.5: -33.977
| 2 | 38.8 | 1: 8.0186; 1.1: 32.5642; 1.2: 0.043669; 1.3: 209.52; 1.4: 1.4849; 1.5: 32.5642; 1.6: 209.52; 1.7: 125.712; 1.8: 8.4594; 1.9: 1047.6; 2: 33.3631; 2.1: 93.938; 2.2: 778.8582; 2.3: 35.516; 2.4: -746.294; 2.5: -34.0311
| 2 | 38.85 | 1: 7.9663; 1.1: 32.3934; 1.2: 0.04344; 1.3: 209.79; 1.4: 1.4752; 1.5: 32.3934; 1.6: 209.79; 1.7: 125.874; 1.8: 8.4594; 1.9: 1048.95; 2: 33.4061; 2.1: 93.9417; 2.2: 780.8359; 2.3: 35.5604; 2.4: -748.4425; 2.5: -34.0852
| 2 | 38.9 | 1: 7.9141; 1.1: 32.2227; 1.2: 0.043211; 1.3: 210.06; 1.4: 1.4656; 1.5: 32.2227; 1.6: 210.06; 1.7: 126.036; 1.8: 8.4594; 1.9: 1050.3; 2: 33.449; 2.1: 93.9455; 2.2: 782.816; 2.3: 35.6048; 2.4: -750.5934; 2.5: -34.1392
| 2 | 38.95 | 1: 7.8622; 1.1: 32.0522; 1.2: 0.042983; 1.3: 210.33; 1.4: 1.456; 1.5: 32.0522; 1.6: 210.33; 1.7: 126.198; 1.8: 8.4594; 1.9: 1051.65; 2: 33.492; 2.1: 93.9492; 2.2: 784.7988; 2.3: 35.6491; 2.4: -752.7466; 2.5: -34.1932
| 2 | 39 | 1: 7.8103; 1.1: 31.8818; 1.2: 0.042754; 1.3: 210.6; 1.4: 1.4464; 1.5: 31.8818; 1.6: 210.6; 1.7: 126.36; 1.8: 8.4594; 1.9: 1053; 2: 33.535; 2.1: 93.9528; 2.2: 786.7841; 2.3: 35.6935; 2.4: -754.9023; 2.5: -34.2471
| 2 | 39.05 | 1: 7.7587; 1.1: 31.7116; 1.2: 0.042526; 1.3: 210.87; 1.4: 1.4368; 1.5: 31.7116; 1.6: 210.87; 1.7: 126.522; 1.8: 8.4594; 1.9: 1054.35; 2: 33.578; 2.1: 93.9565; 2.2: 788.7719; 2.3: 35.7378; 2.4: -757.0603; 2.5: -34.301
| 2 | 39.1 | 1: 7.7072; 1.1: 31.5416; 1.2: 0.042298; 1.3: 211.14; 1.4: 1.4273; 1.5: 31.5416; 1.6: 211.14; 1.7: 126.684; 1.8: 8.4594; 1.9: 1055.7; 2: 33.621; 2.1: 93.9602; 2.2: 790.7623; 2.3: 35.7822; 2.4: -759.2208; 2.5: -34.3549
| 2 | 39.15 | 1: 7.6559; 1.1: 31.3717; 1.2: 0.04207; 1.3: 211.41; 1.4: 1.4178; 1.5: 31.3717; 1.6: 211.41; 1.7: 126.846; 1.8: 8.4594; 1.9: 1057.05; 2: 33.664; 2.1: 93.9638; 2.2: 792.7553; 2.3: 35.8266; 2.4: -761.3836; 2.5: -34.4088
| 2 | 39.2 | 1: 7.6048; 1.1: 31.202; 1.2: 0.041843; 1.3: 211.68; 1.4: 1.4083; 1.5: 31.202; 1.6: 211.68; 1.7: 127.008; 1.8: 8.4594; 1.9: 1058.4; 2: 33.707; 2.1: 93.9674; 2.2: 794.7508; 2.3: 35.8709; 2.4: -763.5488; 2.5: -34.4626
| 2 | 39.25 | 1: 7.5538; 1.1: 31.0325; 1.2: 0.041615; 1.3: 211.95; 1.4: 1.3989; 1.5: 31.0325; 1.6: 211.95; 1.7: 127.17; 1.8: 8.4594; 1.9: 1059.75; 2: 33.75; 2.1: 93.9711; 2.2: 796.7489; 2.3: 35.9153; 2.4: -765.7164; 2.5: -34.5165
| 2 | 39.3 | 1: 7.5031; 1.1: 30.8631; 1.2: 0.041388; 1.3: 212.22; 1.4: 1.3895; 1.5: 30.8631; 1.6: 212.22; 1.7: 127.332; 1.8: 8.4594; 1.9: 1061.1; 2: 33.793; 2.1: 93.9747; 2.2: 798.7495; 2.3: 35.9597; 2.4: -767.8864; 2.5: -34.5702
| 2 | 39.35 | 1: 7.4525; 1.1: 30.6939; 1.2: 0.041161; 1.3: 212.49; 1.4: 1.3801; 1.5: 30.6939; 1.6: 212.49; 1.7: 127.494; 1.8: 8.4594; 1.9: 1062.45; 2: 33.836; 2.1: 93.9782; 2.2: 800.7527; 2.3: 36.0041; 2.4: -770.0588; 2.5: -34.624
| 2 | 39.4 | 1: 7.402; 1.1: 30.5249; 1.2: 0.040935; 1.3: 212.76; 1.4: 1.3707; 1.5: 30.5249; 1.6: 212.76; 1.7: 127.656; 1.8: 8.4594; 1.9: 1063.8; 2: 33.879; 2.1: 93.9818; 2.2: 802.7584; 2.3: 36.0484; 2.4: -772.2335; 2.5: -34.6777
| 2 | 39.45 | 1: 7.3518; 1.1: 30.3561; 1.2: 0.040708; 1.3: 213.03; 1.4: 1.3614; 1.5: 30.3561; 1.6: 213.03; 1.7: 127.818; 1.8: 8.4594; 1.9: 1065.15; 2: 33.922; 2.1: 93.9854; 2.2: 804.7667; 2.3: 36.0928; 2.4: -774.4106; 2.5: -34.7314
| 2 | 39.5 | 1: 7.3017; 1.1: 30.1875; 1.2: 0.040482; 1.3: 213.3; 1.4: 1.3522; 1.5: 30.1875; 1.6: 213.3; 1.7: 127.98; 1.8: 8.4594; 1.9: 1066.5; 2: 33.965; 2.1: 93.9889; 2.2: 806.7776; 2.3: 36.1372; 2.4: -776.5901; 2.5: -34.785
| 2 | 39.55 | 1: 7.2517; 1.1: 30.0191; 1.2: 0.040256; 1.3: 213.57; 1.4: 1.3429; 1.5: 30.0191; 1.6: 213.57; 1.7: 128.142; 1.8: 8.4594; 1.9: 1067.85; 2: 34.008; 2.1: 93.9924; 2.2: 808.791; 2.3: 36.1816; 2.4: -778.7719; 2.5: -34.8387
| 2 | 39.6 | 1: 7.202; 1.1: 29.8508; 1.2: 0.040031; 1.3: 213.84; 1.4: 1.3337; 1.5: 29.8508; 1.6: 213.84; 1.7: 128.304; 1.8: 8.4594; 1.9: 1069.2; 2: 34.051; 2.1: 93.996; 2.2: 810.807; 2.3: 36.226; 2.4: -780.9561; 2.5: -34.8923
| 2 | 39.65 | 1: 7.1524; 1.1: 29.6828; 1.2: 0.039805; 1.3: 214.11; 1.4: 1.3245; 1.5: 29.6828; 1.6: 214.11; 1.7: 128.466; 1.8: 8.4594; 1.9: 1070.55; 2: 34.0939; 2.1: 93.9995; 2.2: 812.8255; 2.3: 36.2704; 2.4: -783.1427; 2.5: -34.9458
| 2 | 39.7 | 1: 7.103; 1.1: 29.5149; 1.2: 0.03958; 1.3: 214.38; 1.4: 1.3154; 1.5: 29.5149; 1.6: 214.38; 1.7: 128.628; 1.8: 8.4594; 1.9: 1071.9; 2: 34.1369; 2.1: 94.0029; 2.2: 814.8466; 2.3: 36.3148; 2.4: -785.3316; 2.5: -34.9994
| 2 | 39.75 | 1: 7.0538; 1.1: 29.3473; 1.2: 0.039355; 1.3: 214.65; 1.4: 1.3063; 1.5: 29.3473; 1.6: 214.65; 1.7: 128.79; 1.8: 8.4594; 1.9: 1073.25; 2: 34.1799; 2.1: 94.0064; 2.2: 816.8702; 2.3: 36.3592; 2.4: -787.5229; 2.5: -35.0529
| 2 | 39.8 | 1: 7.0047; 1.1: 29.1798; 1.2: 0.039131; 1.3: 214.92; 1.4: 1.2972; 1.5: 29.1798; 1.6: 214.92; 1.7: 128.952; 1.8: 8.4594; 1.9: 1074.6; 2: 34.2229; 2.1: 94.0099; 2.2: 818.8964; 2.3: 36.4036; 2.4: -789.7166; 2.5: -35.1064
| 2 | 39.85 | 1: 6.9558; 1.1: 29.0126; 1.2: 0.038907; 1.3: 215.19; 1.4: 1.2881; 1.5: 29.0126; 1.6: 215.19; 1.7: 129.114; 1.8: 8.4594; 1.9: 1075.95; 2: 34.2659; 2.1: 94.0133; 2.2: 820.9252; 2.3: 36.4479; 2.4: -791.9126; 2.5: -35.1598
| 2 | 39.9 | 1: 6.9071; 1.1: 28.8456; 1.2: 0.038683; 1.3: 215.46; 1.4: 1.2791; 1.5: 28.8456; 1.6: 215.46; 1.7: 129.276; 1.8: 8.4594; 1.9: 1077.3; 2: 34.3089; 2.1: 94.0167; 2.2: 822.9565; 2.3: 36.4923; 2.4: -794.1109; 2.5: -35.2133
| 2 | 39.95 | 1: 6.8586; 1.1: 28.6787; 1.2: 0.038459; 1.3: 215.73; 1.4: 1.2701; 1.5: 28.6787; 1.6: 215.73; 1.7: 129.438; 1.8: 8.4594; 1.9: 1078.65; 2: 34.3519; 2.1: 94.0202; 2.2: 824.9903; 2.3: 36.5368; 2.4: -796.3116; 2.5: -35.2666
| 2 | 40 | 1: 6.8102; 1.1: 28.5121; 1.2: 0.038235; 1.3: 216; 1.4: 1.2612; 1.5: 28.5121; 1.6: 216; 1.7: 129.6; 1.8: 8.4594; 1.9: 1080; 2: 34.3949; 2.1: 94.0236; 2.2: 827.0267; 2.3: 36.5812; 2.4: -798.5146; 2.5: -35.32
| 2 | 40.05 | 1: 6.762; 1.1: 28.3457; 1.2: 0.038012; 1.3: 216.27; 1.4: 1.2522; 1.5: 28.3457; 1.6: 216.27; 1.7: 129.762; 1.8: 8.4594; 1.9: 1081.35; 2: 34.4379; 2.1: 94.027; 2.2: 829.0657; 2.3: 36.6256; 2.4: -800.72; 2.5: -35.3733
| 2 | 40.1 | 1: 6.714; 1.1: 28.1795; 1.2: 0.037789; 1.3: 216.54; 1.4: 1.2433; 1.5: 28.1795; 1.6: 216.54; 1.7: 129.924; 1.8: 8.4594; 1.9: 1082.7; 2: 34.4809; 2.1: 94.0303; 2.2: 831.1072; 2.3: 36.67; 2.4: -802.9277; 2.5: -35.4266
| 2 | 40.15 | 1: 6.6661; 1.1: 28.0136; 1.2: 0.037567; 1.3: 216.81; 1.4: 1.2345; 1.5: 28.0136; 1.6: 216.81; 1.7: 130.086; 1.8: 8.4594; 1.9: 1084.05; 2: 34.5239; 2.1: 94.0337; 2.2: 833.1513; 2.3: 36.7144; 2.4: -805.1377; 2.5: -35.4799
| 2 | 40.2 | 1: 6.6185; 1.1: 27.8479; 1.2: 0.037345; 1.3: 217.08; 1.4: 1.2256; 1.5: 27.8479; 1.6: 217.08; 1.7: 130.248; 1.8: 8.4594; 1.9: 1085.4; 2: 34.5669; 2.1: 94.037; 2.2: 835.198; 2.3: 36.7588; 2.4: -807.3501; 2.5: -35.5331
| 2 | 40.25 | 1: 6.571; 1.1: 27.6823; 1.2: 0.037123; 1.3: 217.35; 1.4: 1.2168; 1.5: 27.6823; 1.6: 217.35; 1.7: 130.41; 1.8: 8.4594; 1.9: 1086.75; 2: 34.6099; 2.1: 94.0404; 2.2: 837.2471; 2.3: 36.8032; 2.4: -809.5648; 2.5: -35.5864
| 2 | 40.3 | 1: 6.5236; 1.1: 27.5171; 1.2: 0.036901; 1.3: 217.62; 1.4: 1.2081; 1.5: 27.5171; 1.6: 217.62; 1.7: 130.572; 1.8: 8.4594; 1.9: 1088.1; 2: 34.6529; 2.1: 94.0437; 2.2: 839.2989; 2.3: 36.8476; 2.4: -811.7818; 2.5: -35.6395
| 2 | 40.35 | 1: 6.4765; 1.1: 27.352; 1.2: 0.03668; 1.3: 217.89; 1.4: 1.1993; 1.5: 27.352; 1.6: 217.89; 1.7: 130.734; 1.8: 8.4594; 1.9: 1089.45; 2: 34.6959; 2.1: 94.047; 2.2: 841.3532; 2.3: 36.892; 2.4: -814.0012; 2.5: -35.6927
| 2 | 40.4 | 1: 6.4295; 1.1: 27.1872; 1.2: 0.036459; 1.3: 218.16; 1.4: 1.1906; 1.5: 27.1872; 1.6: 218.16; 1.7: 130.896; 1.8: 8.4594; 1.9: 1090.8; 2: 34.7389; 2.1: 94.0503; 2.2: 843.4101; 2.3: 36.9365; 2.4: -816.2228; 2.5: -35.7458
| 2 | 40.45 | 1: 6.3826; 1.1: 27.0226; 1.2: 0.036238; 1.3: 218.43; 1.4: 1.182; 1.5: 27.0226; 1.6: 218.43; 1.7: 131.058; 1.8: 8.4594; 1.9: 1092.15; 2: 34.7818; 2.1: 94.0536; 2.2: 845.4695; 2.3: 36.9809; 2.4: -818.4468; 2.5: -35.7989
| 2 | 40.5 | 1: 6.336; 1.1: 26.8583; 1.2: 0.036018; 1.3: 218.7; 1.4: 1.1733; 1.5: 26.8583; 1.6: 218.7; 1.7: 131.22; 1.8: 8.4594; 1.9: 1093.5; 2: 34.8248; 2.1: 94.0569; 2.2: 847.5314; 2.3: 37.0253; 2.4: -820.6731; 2.5: -35.852
| 2 | 40.55 | 1: 6.2895; 1.1: 26.6942; 1.2: 0.035798; 1.3: 218.97; 1.4: 1.1647; 1.5: 26.6942; 1.6: 218.97; 1.7: 131.382; 1.8: 8.4594; 1.9: 1094.85; 2: 34.8678; 2.1: 94.0601; 2.2: 849.596; 2.3: 37.0697; 2.4: -822.9017; 2.5: -35.905
| 2 | 40.6 | 1: 6.2432; 1.1: 26.5304; 1.2: 0.035578; 1.3: 219.24; 1.4: 1.1562; 1.5: 26.5304; 1.6: 219.24; 1.7: 131.544; 1.8: 8.4594; 1.9: 1096.2; 2: 34.9108; 2.1: 94.0634; 2.2: 851.663; 2.3: 37.1142; 2.4: -825.1327; 2.5: -35.958
| 2 | 40.65 | 1: 6.1971; 1.1: 26.3668; 1.2: 0.035358; 1.3: 219.51; 1.4: 1.1476; 1.5: 26.3668; 1.6: 219.51; 1.7: 131.706; 1.8: 8.4594; 1.9: 1097.55; 2: 34.9538; 2.1: 94.0666; 2.2: 853.7327; 2.3: 37.1586; 2.4: -827.3659; 2.5: -36.011
| 2 | 40.7 | 1: 6.1511; 1.1: 26.2034; 1.2: 0.035139; 1.3: 219.78; 1.4: 1.1391; 1.5: 26.2034; 1.6: 219.78; 1.7: 131.868; 1.8: 8.4594; 1.9: 1098.9; 2: 34.9968; 2.1: 94.0698; 2.2: 855.8049; 2.3: 37.203; 2.4: -829.6014; 2.5: -36.0639
| 2 | 40.75 | 1: 6.1053; 1.1: 26.0403; 1.2: 0.034921; 1.3: 220.05; 1.4: 1.1306; 1.5: 26.0403; 1.6: 220.05; 1.7: 132.03; 1.8: 8.4594; 1.9: 1100.25; 2: 35.0398; 2.1: 94.073; 2.2: 857.8796; 2.3: 37.2475; 2.4: -831.8393; 2.5: -36.1168
| 2 | 40.8 | 1: 6.0597; 1.1: 25.8775; 1.2: 0.034702; 1.3: 220.32; 1.4: 1.1222; 1.5: 25.8775; 1.6: 220.32; 1.7: 132.192; 1.8: 8.4594; 1.9: 1101.6; 2: 35.0828; 2.1: 94.0762; 2.2: 859.9569; 2.3: 37.2919; 2.4: -834.0794; 2.5: -36.1697
| 2 | 40.85 | 1: 6.0143; 1.1: 25.7149; 1.2: 0.034484; 1.3: 220.59; 1.4: 1.1138; 1.5: 25.7149; 1.6: 220.59; 1.7: 132.354; 1.8: 8.4594; 1.9: 1102.95; 2: 35.1258; 2.1: 94.0794; 2.2: 862.0367; 2.3: 37.3363; 2.4: -836.3218; 2.5: -36.2226
| 2 | 40.9 | 1: 5.969; 1.1: 25.5526; 1.2: 0.034267; 1.3: 220.86; 1.4: 1.1054; 1.5: 25.5526; 1.6: 220.86; 1.7: 132.516; 1.8: 8.4594; 1.9: 1104.3; 2: 35.1688; 2.1: 94.0826; 2.2: 864.1191; 2.3: 37.3808; 2.4: -838.5666; 2.5: -36.2754
| 2 | 40.95 | 1: 5.9239; 1.1: 25.3905; 1.2: 0.034049; 1.3: 221.13; 1.4: 1.097; 1.5: 25.3905; 1.6: 221.13; 1.7: 132.678; 1.8: 8.4594; 1.9: 1105.65; 2: 35.2118; 2.1: 94.0857; 2.2: 866.2041; 2.3: 37.4252; 2.4: -840.8136; 2.5: -36.3282
| 2 | 41 | 1: 5.879; 1.1: 25.2287; 1.2: 0.033832; 1.3: 221.4; 1.4: 1.0887; 1.5: 25.2287; 1.6: 221.4; 1.7: 132.84; 1.8: 8.4594; 1.9: 1107; 2: 35.2548; 2.1: 94.0889; 2.2: 868.2916; 2.3: 37.4696; 2.4: -843.0629; 2.5: -36.3809
| 2 | 41.05 | 1: 5.8342; 1.1: 25.0672; 1.2: 0.033616; 1.3: 221.67; 1.4: 1.0804; 1.5: 25.0672; 1.6: 221.67; 1.7: 133.002; 1.8: 8.4594; 1.9: 1108.35; 2: 35.2978; 2.1: 94.092; 2.2: 870.3817; 2.3: 37.5141; 2.4: -845.3145; 2.5: -36.4337
| 2 | 41.1 | 1: 5.7897; 1.1: 24.906; 1.2: 0.033399; 1.3: 221.94; 1.4: 1.0722; 1.5: 24.906; 1.6: 221.94; 1.7: 133.164; 1.8: 8.4594; 1.9: 1109.7; 2: 35.3408; 2.1: 94.0952; 2.2: 872.4743; 2.3: 37.5585; 2.4: -847.5683; 2.5: -36.4864
| 2 | 41.15 | 1: 5.7453; 1.1: 24.745; 1.2: 0.033184; 1.3: 222.21; 1.4: 1.0639; 1.5: 24.745; 1.6: 222.21; 1.7: 133.326; 1.8: 8.4594; 1.9: 1111.05; 2: 35.3838; 2.1: 94.0983; 2.2: 874.5695; 2.3: 37.603; 2.4: -849.8245; 2.5: -36.539
| 2 | 41.2 | 1: 5.701; 1.1: 24.5843; 1.2: 0.032968; 1.3: 222.48; 1.4: 1.0557; 1.5: 24.5843; 1.6: 222.48; 1.7: 133.488; 1.8: 8.4594; 1.9: 1112.4; 2: 35.4268; 2.1: 94.1014; 2.2: 876.6672; 2.3: 37.6474; 2.4: -852.0829; 2.5: -36.5917
| 2 | 41.25 | 1: 5.657; 1.1: 24.4239; 1.2: 0.032753; 1.3: 222.75; 1.4: 1.0476; 1.5: 24.4239; 1.6: 222.75; 1.7: 133.65; 1.8: 8.4594; 1.9: 1113.75; 2: 35.4697; 2.1: 94.1045; 2.2: 878.7675; 2.3: 37.6919; 2.4: -854.3436; 2.5: -36.6443
| 2 | 41.3 | 1: 5.6131; 1.1: 24.2638; 1.2: 0.032538; 1.3: 223.02; 1.4: 1.0395; 1.5: 24.2638; 1.6: 223.02; 1.7: 133.812; 1.8: 8.4594; 1.9: 1115.1; 2: 35.5127; 2.1: 94.1075; 2.2: 880.8703; 2.3: 37.7363; 2.4: -856.6066; 2.5: -36.6969
| 2 | 41.35 | 1: 5.5693; 1.1: 24.1039; 1.2: 0.032324; 1.3: 223.29; 1.4: 1.0314; 1.5: 24.1039; 1.6: 223.29; 1.7: 133.974; 1.8: 8.4594; 1.9: 1116.45; 2: 35.5557; 2.1: 94.1106; 2.2: 882.9757; 2.3: 37.7808; 2.4: -858.8718; 2.5: -36.7494
| 2 | 41.4 | 1: 5.5258; 1.1: 23.9444; 1.2: 0.03211; 1.3: 223.56; 1.4: 1.0233; 1.5: 23.9444; 1.6: 223.56; 1.7: 134.136; 1.8: 8.4594; 1.9: 1117.8; 2: 35.5987; 2.1: 94.1137; 2.2: 885.0837; 2.3: 37.8253; 2.4: -861.1393; 2.5: -36.802
| 2 | 41.45 | 1: 5.4824; 1.1: 23.7851; 1.2: 0.031896; 1.3: 223.83; 1.4: 1.0153; 1.5: 23.7851; 1.6: 223.83; 1.7: 134.298; 1.8: 8.4594; 1.9: 1119.15; 2: 35.6417; 2.1: 94.1167; 2.2: 887.1942; 2.3: 37.8697; 2.4: -863.4091; 2.5: -36.8544
| 2 | 41.5 | 1: 5.4392; 1.1: 23.6261; 1.2: 0.031683; 1.3: 224.1; 1.4: 1.0073; 1.5: 23.6261; 1.6: 224.1; 1.7: 134.46; 1.8: 8.4594; 1.9: 1120.5; 2: 35.6847; 2.1: 94.1197; 2.2: 889.3072; 2.3: 37.9142; 2.4: -865.6811; 2.5: -36.9069
| 2 | 41.55 | 1: 5.3962; 1.1: 23.4675; 1.2: 0.03147; 1.3: 224.37; 1.4: 0.99929; 1.5: 23.4675; 1.6: 224.37; 1.7: 134.622; 1.8: 8.4594; 1.9: 1121.85; 2: 35.7277; 2.1: 94.1227; 2.2: 891.4228; 2.3: 37.9586; 2.4: -867.9554; 2.5: -36.9593
| 2 | 41.6 | 1: 5.3533; 1.1: 23.3091; 1.2: 0.031258; 1.3: 224.64; 1.4: 0.99136; 1.5: 23.3091; 1.6: 224.64; 1.7: 134.784; 1.8: 8.4594; 1.9: 1123.2; 2: 35.7707; 2.1: 94.1258; 2.2: 893.541; 2.3: 38.0031; 2.4: -870.2319; 2.5: -37.0117
| 2 | 41.65 | 1: 5.3106; 1.1: 23.151; 1.2: 0.031046; 1.3: 224.91; 1.4: 0.98345; 1.5: 23.151; 1.6: 224.91; 1.7: 134.946; 1.8: 8.4594; 1.9: 1124.55; 2: 35.8137; 2.1: 94.1287; 2.2: 895.6617; 2.3: 38.0476; 2.4: -872.5107; 2.5: -37.0641
| 2 | 41.7 | 1: 5.2681; 1.1: 22.9932; 1.2: 0.030834; 1.3: 225.18; 1.4: 0.97558; 1.5: 22.9932; 1.6: 225.18; 1.7: 135.108; 1.8: 8.4594; 1.9: 1125.9; 2: 35.8567; 2.1: 94.1317; 2.2: 897.785; 2.3: 38.092; 2.4: -874.7917; 2.5: -37.1165
| 2 | 41.75 | 1: 5.2258; 1.1: 22.8358; 1.2: 0.030623; 1.3: 225.45; 1.4: 0.96774; 1.5: 22.8358; 1.6: 225.45; 1.7: 135.27; 1.8: 8.4594; 1.9: 1127.25; 2: 35.8997; 2.1: 94.1347; 2.2: 899.9108; 2.3: 38.1365; 2.4: -877.075; 2.5: -37.1688
| 2 | 41.8 | 1: 5.1836; 1.1: 22.6786; 1.2: 0.030413; 1.3: 225.72; 1.4: 0.95993; 1.5: 22.6786; 1.6: 225.72; 1.7: 135.432; 1.8: 8.4594; 1.9: 1128.6; 2: 35.9427; 2.1: 94.1377; 2.2: 902.0391; 2.3: 38.181; 2.4: -879.3605; 2.5: -37.221
| 2 | 41.85 | 1: 5.1416; 1.1: 22.5218; 1.2: 0.030202; 1.3: 225.99; 1.4: 0.95215; 1.5: 22.5218; 1.6: 225.99; 1.7: 135.594; 1.8: 8.4594; 1.9: 1129.95; 2: 35.9857; 2.1: 94.1406; 2.2: 904.1701; 2.3: 38.2254; 2.4: -881.6483; 2.5: -37.2733
| 2 | 41.9 | 1: 5.0998; 1.1: 22.3652; 1.2: 0.029992; 1.3: 226.26; 1.4: 0.9444; 1.5: 22.3652; 1.6: 226.26; 1.7: 135.756; 1.8: 8.4594; 1.9: 1131.3; 2: 36.0287; 2.1: 94.1436; 2.2: 906.3035; 2.3: 38.2699; 2.4: -883.9383; 2.5: -37.3255
| 2 | 41.95 | 1: 5.0581; 1.1: 22.209; 1.2: 0.029783; 1.3: 226.53; 1.4: 0.93669; 1.5: 22.209; 1.6: 226.53; 1.7: 135.918; 1.8: 8.4594; 1.9: 1132.65; 2: 36.0717; 2.1: 94.1465; 2.2: 908.4396; 2.3: 38.3144; 2.4: -886.2305; 2.5: -37.3777
| 2 | 42 | 1: 5.0166; 1.1: 22.0531; 1.2: 0.029574; 1.3: 226.8; 1.4: 0.92901; 1.5: 22.0531; 1.6: 226.8; 1.7: 136.08; 1.8: 8.4594; 1.9: 1134; 2: 36.1146; 2.1: 94.1494; 2.2: 910.5781; 2.3: 38.3589; 2.4: -888.525; 2.5: -37.4299
| 2 | 42.05 | 1: 4.9753; 1.1: 21.8976; 1.2: 0.029365; 1.3: 227.07; 1.4: 0.92136; 1.5: 21.8976; 1.6: 227.07; 1.7: 136.242; 1.8: 8.4594; 1.9: 1135.35; 2: 36.1576; 2.1: 94.1523; 2.2: 912.7193; 2.3: 38.4033; 2.4: -890.8217; 2.5: -37.482
| 2 | 42.1 | 1: 4.9342; 1.1: 21.7423; 1.2: 0.029157; 1.3: 227.34; 1.4: 0.91374; 1.5: 21.7423; 1.6: 227.34; 1.7: 136.404; 1.8: 8.4594; 1.9: 1136.7; 2: 36.2006; 2.1: 94.1552; 2.2: 914.863; 2.3: 38.4478; 2.4: -893.1206; 2.5: -37.5341
| 2 | 42.15 | 1: 4.8932; 1.1: 21.5874; 1.2: 0.028949; 1.3: 227.61; 1.4: 0.90615; 1.5: 21.5874; 1.6: 227.61; 1.7: 136.566; 1.8: 8.4594; 1.9: 1138.05; 2: 36.2436; 2.1: 94.1581; 2.2: 917.0092; 2.3: 38.4923; 2.4: -895.4218; 2.5: -37.5862
| 2 | 42.2 | 1: 4.8524; 1.1: 21.4328; 1.2: 0.028742; 1.3: 227.88; 1.4: 0.8986; 1.5: 21.4328; 1.6: 227.88; 1.7: 136.728; 1.8: 8.4594; 1.9: 1139.4; 2: 36.2866; 2.1: 94.161; 2.2: 919.158; 2.3: 38.5368; 2.4: -897.7251; 2.5: -37.6382
| 2 | 42.25 | 1: 4.8118; 1.1: 21.2786; 1.2: 0.028535; 1.3: 228.15; 1.4: 0.89107; 1.5: 21.2786; 1.6: 228.15; 1.7: 136.89; 1.8: 8.4594; 1.9: 1140.75; 2: 36.3296; 2.1: 94.1639; 2.2: 921.3093; 2.3: 38.5813; 2.4: -900.0307; 2.5: -37.6902
| 2 | 42.3 | 1: 4.7714; 1.1: 21.1247; 1.2: 0.028329; 1.3: 228.42; 1.4: 0.88358; 1.5: 21.1247; 1.6: 228.42; 1.7: 137.052; 1.8: 8.4594; 1.9: 1142.1; 2: 36.3726; 2.1: 94.1667; 2.2: 923.4632; 2.3: 38.6258; 2.4: -902.3385; 2.5: -37.7422
| 2 | 42.35 | 1: 4.7311; 1.1: 20.9711; 1.2: 0.028123; 1.3: 228.69; 1.4: 0.87612; 1.5: 20.9711; 1.6: 228.69; 1.7: 137.214; 1.8: 8.4594; 1.9: 1143.45; 2: 36.4156; 2.1: 94.1696; 2.2: 925.6197; 2.3: 38.6703; 2.4: -904.6485; 2.5: -37.7941
| 2 | 42.4 | 1: 4.691; 1.1: 20.8179; 1.2: 0.027917; 1.3: 228.96; 1.4: 0.8687; 1.5: 20.8179; 1.6: 228.96; 1.7: 137.376; 1.8: 8.4594; 1.9: 1144.8; 2: 36.4586; 2.1: 94.1724; 2.2: 927.7786; 2.3: 38.7147; 2.4: -906.9608; 2.5: -37.846
| 2 | 42.45 | 1: 4.651; 1.1: 20.665; 1.2: 0.027712; 1.3: 229.23; 1.4: 0.8613; 1.5: 20.665; 1.6: 229.23; 1.7: 137.538; 1.8: 8.4594; 1.9: 1146.15; 2: 36.5016; 2.1: 94.1752; 2.2: 929.9402; 2.3: 38.7592; 2.4: -909.2752; 2.5: -37.8979
| 2 | 42.5 | 1: 4.6113; 1.1: 20.5125; 1.2: 0.027508; 1.3: 229.5; 1.4: 0.85394; 1.5: 20.5125; 1.6: 229.5; 1.7: 137.7; 1.8: 8.4594; 1.9: 1147.5; 2: 36.5446; 2.1: 94.178; 2.2: 932.1043; 2.3: 38.8037; 2.4: -911.5918; 2.5: -37.9498
| 2 | 42.55 | 1: 4.5717; 1.1: 20.3603; 1.2: 0.027304; 1.3: 229.77; 1.4: 0.84661; 1.5: 20.3603; 1.6: 229.77; 1.7: 137.862; 1.8: 8.4594; 1.9: 1148.85; 2: 36.5876; 2.1: 94.1808; 2.2: 934.2709; 2.3: 38.8482; 2.4: -913.9107; 2.5: -38.0016
| 2 | 42.6 | 1: 4.5323; 1.1: 20.2084; 1.2: 0.0271; 1.3: 230.04; 1.4: 0.83931; 1.5: 20.2084; 1.6: 230.04; 1.7: 138.024; 1.8: 8.4594; 1.9: 1150.2; 2: 36.6306; 2.1: 94.1836; 2.2: 936.4401; 2.3: 38.8927; 2.4: -916.2317; 2.5: -38.0534
| 2 | 42.65 | 1: 4.493; 1.1: 20.0569; 1.2: 0.026897; 1.3: 230.31; 1.4: 0.83204; 1.5: 20.0569; 1.6: 230.31; 1.7: 138.186; 1.8: 8.4594; 1.9: 1151.55; 2: 36.6736; 2.1: 94.1864; 2.2: 938.6119; 2.3: 38.9372; 2.4: -918.5549; 2.5: -38.1052
| 2 | 42.7 | 1: 4.4539; 1.1: 19.9058; 1.2: 0.026694; 1.3: 230.58; 1.4: 0.8248; 1.5: 19.9058; 1.6: 230.58; 1.7: 138.348; 1.8: 8.4594; 1.9: 1152.9; 2: 36.7166; 2.1: 94.1892; 2.2: 940.7862; 2.3: 38.9817; 2.4: -920.8803; 2.5: -38.1569
| 2 | 42.75 | 1: 4.415; 1.1: 19.7551; 1.2: 0.026492; 1.3: 230.85; 1.4: 0.8176; 1.5: 19.7551; 1.6: 230.85; 1.7: 138.51; 1.8: 8.4594; 1.9: 1154.25; 2: 36.7596; 2.1: 94.192; 2.2: 942.963; 2.3: 39.0262; 2.4: -923.208; 2.5: -38.2086
| 2 | 42.8 | 1: 4.3763; 1.1: 19.6047; 1.2: 0.02629; 1.3: 231.12; 1.4: 0.81043; 1.5: 19.6047; 1.6: 231.12; 1.7: 138.672; 1.8: 8.4594; 1.9: 1155.6; 2: 36.8025; 2.1: 94.1947; 2.2: 945.1424; 2.3: 39.0707; 2.4: -925.5378; 2.5: -38.2603
| 2 | 42.85 | 1: 4.3377; 1.1: 19.4546; 1.2: 0.026089; 1.3: 231.39; 1.4: 0.80329; 1.5: 19.4546; 1.6: 231.39; 1.7: 138.834; 1.8: 8.4594; 1.9: 1156.95; 2: 36.8455; 2.1: 94.1975; 2.2: 947.3244; 2.3: 39.1152; 2.4: -927.8697; 2.5: -38.3119
| 2 | 42.9 | 1: 4.2994; 1.1: 19.305; 1.2: 0.025888; 1.3: 231.66; 1.4: 0.79618; 1.5: 19.305; 1.6: 231.66; 1.7: 138.996; 1.8: 8.4594; 1.9: 1158.3; 2: 36.8885; 2.1: 94.2002; 2.2: 949.5089; 2.3: 39.1597; 2.4: -930.2039; 2.5: -38.3635
| 2 | 42.95 | 1: 4.2611; 1.1: 19.1557; 1.2: 0.025688; 1.3: 231.93; 1.4: 0.7891; 1.5: 19.1557; 1.6: 231.93; 1.7: 139.158; 1.8: 8.4594; 1.9: 1159.65; 2: 36.9315; 2.1: 94.2029; 2.2: 951.6959; 2.3: 39.2042; 2.4: -932.5402; 2.5: -38.4151
| 2 | 43 | 1: 4.2231; 1.1: 19.0067; 1.2: 0.025488; 1.3: 232.2; 1.4: 0.78205; 1.5: 19.0067; 1.6: 232.2; 1.7: 139.32; 1.8: 8.4594; 1.9: 1161; 2: 36.9745; 2.1: 94.2056; 2.2: 953.8855; 2.3: 39.2487; 2.4: -934.8788; 2.5: -38.4667
| 2 | 43.05 | 1: 4.1852; 1.1: 18.8582; 1.2: 0.025289; 1.3: 232.47; 1.4: 0.77504; 1.5: 18.8582; 1.6: 232.47; 1.7: 139.482; 1.8: 8.4594; 1.9: 1162.35; 2: 37.0175; 2.1: 94.2084; 2.2: 956.0777; 2.3: 39.2932; 2.4: -937.2195; 2.5: -38.5182
| 2 | 43.1 | 1: 4.1475; 1.1: 18.71; 1.2: 0.025091; 1.3: 232.74; 1.4: 0.76806; 1.5: 18.71; 1.6: 232.74; 1.7: 139.644; 1.8: 8.4594; 1.9: 1163.7; 2: 37.0605; 2.1: 94.2111; 2.2: 958.2724; 2.3: 39.3378; 2.4: -939.5623; 2.5: -38.5697
| 2 | 43.15 | 1: 4.11; 1.1: 18.5623; 1.2: 0.024892; 1.3: 233.01; 1.4: 0.76111; 1.5: 18.5623; 1.6: 233.01; 1.7: 139.806; 1.8: 8.4594; 1.9: 1165.05; 2: 37.1035; 2.1: 94.2137; 2.2: 960.4696; 2.3: 39.3823; 2.4: -941.9074; 2.5: -38.6212
| 2 | 43.2 | 1: 4.0726; 1.1: 18.4149; 1.2: 0.024695; 1.3: 233.28; 1.4: 0.75419; 1.5: 18.4149; 1.6: 233.28; 1.7: 139.968; 1.8: 8.4594; 1.9: 1166.4; 2: 37.1465; 2.1: 94.2164; 2.2: 962.6694; 2.3: 39.4268; 2.4: -944.2545; 2.5: -38.6726
| 2 | 43.25 | 1: 4.0355; 1.1: 18.2678; 1.2: 0.024498; 1.3: 233.55; 1.4: 0.74731; 1.5: 18.2678; 1.6: 233.55; 1.7: 140.13; 1.8: 8.4594; 1.9: 1167.75; 2: 37.1895; 2.1: 94.2191; 2.2: 964.8717; 2.3: 39.4713; 2.4: -946.6039; 2.5: -38.724
| 2 | 43.3 | 1: 3.9984; 1.1: 18.1212; 1.2: 0.024301; 1.3: 233.82; 1.4: 0.74045; 1.5: 18.1212; 1.6: 233.82; 1.7: 140.292; 1.8: 8.4594; 1.9: 1169.1; 2: 37.2325; 2.1: 94.2218; 2.2: 967.0766; 2.3: 39.5158; 2.4: -948.9554; 2.5: -38.7754
| 2 | 43.35 | 1: 3.9616; 1.1: 17.975; 1.2: 0.024105; 1.3: 234.09; 1.4: 0.73363; 1.5: 17.975; 1.6: 234.09; 1.7: 140.454; 1.8: 8.4594; 1.9: 1170.45; 2: 37.2755; 2.1: 94.2244; 2.2: 969.2841; 2.3: 39.5603; 2.4: -951.3091; 2.5: -38.8267
| 2 | 43.4 | 1: 3.9249; 1.1: 17.8292; 1.2: 0.023909; 1.3: 234.36; 1.4: 0.72684; 1.5: 17.8292; 1.6: 234.36; 1.7: 140.616; 1.8: 8.4594; 1.9: 1171.8; 2: 37.3185; 2.1: 94.227; 2.2: 971.4941; 2.3: 39.6048; 2.4: -953.6649; 2.5: -38.878
| 2 | 43.45 | 1: 3.8884; 1.1: 17.6837; 1.2: 0.023714; 1.3: 234.63; 1.4: 0.72008; 1.5: 17.6837; 1.6: 234.63; 1.7: 140.778; 1.8: 8.4594; 1.9: 1173.15; 2: 37.3615; 2.1: 94.2297; 2.2: 973.7066; 2.3: 39.6494; 2.4: -956.0229; 2.5: -38.9293
| 2 | 43.5 | 1: 3.8521; 1.1: 17.5387; 1.2: 0.02352; 1.3: 234.9; 1.4: 0.71336; 1.5: 17.5387; 1.6: 234.9; 1.7: 140.94; 1.8: 8.4594; 1.9: 1174.5; 2: 37.4045; 2.1: 94.2323; 2.2: 975.9217; 2.3: 39.6939; 2.4: -958.383; 2.5: -38.9805
| 2 | 43.55 | 1: 3.816; 1.1: 17.3941; 1.2: 0.023326; 1.3: 235.17; 1.4: 0.70666; 1.5: 17.3941; 1.6: 235.17; 1.7: 141.102; 1.8: 8.4594; 1.9: 1175.85; 2: 37.4475; 2.1: 94.2349; 2.2: 978.1393; 2.3: 39.7384; 2.4: -960.7453; 2.5: -39.0317
| 2 | 43.6 | 1: 3.78; 1.1: 17.2498; 1.2: 0.023132; 1.3: 235.44; 1.4: 0.7; 1.5: 17.2498; 1.6: 235.44; 1.7: 141.264; 1.8: 8.4594; 1.9: 1177.2; 2: 37.4904; 2.1: 94.2375; 2.2: 980.3595; 2.3: 39.7829; 2.4: -963.1097; 2.5: -39.0829
| 2 | 43.65 | 1: 3.7442; 1.1: 17.106; 1.2: 0.02294; 1.3: 235.71; 1.4: 0.69337; 1.5: 17.106; 1.6: 235.71; 1.7: 141.426; 1.8: 8.4594; 1.9: 1178.55; 2: 37.5334; 2.1: 94.2401; 2.2: 982.5823; 2.3: 39.8275; 2.4: -965.4762; 2.5: -39.1341
| 2 | 43.7 | 1: 3.7085; 1.1: 16.9626; 1.2: 0.022747; 1.3: 235.98; 1.4: 0.68677; 1.5: 16.9626; 1.6: 235.98; 1.7: 141.588; 1.8: 8.4594; 1.9: 1179.9; 2: 37.5764; 2.1: 94.2427; 2.2: 984.8075; 2.3: 39.872; 2.4: -967.8449; 2.5: -39.1852
| 2 | 43.75 | 1: 3.6731; 1.1: 16.8196; 1.2: 0.022556; 1.3: 236.25; 1.4: 0.6802; 1.5: 16.8196; 1.6: 236.25; 1.7: 141.75; 1.8: 8.4594; 1.9: 1181.25; 2: 37.6194; 2.1: 94.2453; 2.2: 987.0354; 2.3: 39.9165; 2.4: -970.2157; 2.5: -39.2363
| 2 | 43.8 | 1: 3.6378; 1.1: 16.6771; 1.2: 0.022364; 1.3: 236.52; 1.4: 0.67366; 1.5: 16.6771; 1.6: 236.52; 1.7: 141.912; 1.8: 8.4594; 1.9: 1182.6; 2: 37.6624; 2.1: 94.2479; 2.2: 989.2657; 2.3: 39.961; 2.4: -972.5887; 2.5: -39.2874
| 2 | 43.85 | 1: 3.6027; 1.1: 16.5349; 1.2: 0.022174; 1.3: 236.79; 1.4: 0.66716; 1.5: 16.5349; 1.6: 236.79; 1.7: 142.074; 1.8: 8.4594; 1.9: 1183.95; 2: 37.7054; 2.1: 94.2504; 2.2: 991.4987; 2.3: 40.0056; 2.4: -974.9638; 2.5: -39.3384
| 2 | 43.9 | 1: 3.5677; 1.1: 16.3932; 1.2: 0.021984; 1.3: 237.06; 1.4: 0.66069; 1.5: 16.3932; 1.6: 237.06; 1.7: 142.236; 1.8: 8.4594; 1.9: 1185.3; 2: 37.7484; 2.1: 94.253; 2.2: 993.7341; 2.3: 40.0501; 2.4: -977.341; 2.5: -39.3894
| 2 | 43.95 | 1: 3.5329; 1.1: 16.2519; 1.2: 0.021794; 1.3: 237.33; 1.4: 0.65425; 1.5: 16.2519; 1.6: 237.33; 1.7: 142.398; 1.8: 8.4594; 1.9: 1186.65; 2: 37.7914; 2.1: 94.2555; 2.2: 995.9722; 2.3: 40.0946; 2.4: -979.7203; 2.5: -39.4404
| 2 | 44 | 1: 3.4983; 1.1: 16.111; 1.2: 0.021605; 1.3: 237.6; 1.4: 0.64784; 1.5: 16.111; 1.6: 237.6; 1.7: 142.56; 1.8: 8.4594; 1.9: 1188; 2: 37.8344; 2.1: 94.2581; 2.2: 998.2127; 2.3: 40.1392; 2.4: -982.1017; 2.5: -39.4913
| 2 | 44.05 | 1: 3.4639; 1.1: 15.9705; 1.2: 0.021417; 1.3: 237.87; 1.4: 0.64146; 1.5: 15.9705; 1.6: 237.87; 1.7: 142.722; 1.8: 8.4594; 1.9: 1189.35; 2: 37.8774; 2.1: 94.2606; 2.2: 1000.4558; 2.3: 40.1837; 2.4: -984.4853; 2.5: -39.5422
| 2 | 44.1 | 1: 3.4296; 1.1: 15.8305; 1.2: 0.021229; 1.3: 238.14; 1.4: 0.63512; 1.5: 15.8305; 1.6: 238.14; 1.7: 142.884; 1.8: 8.4594; 1.9: 1190.7; 2: 37.9204; 2.1: 94.2631; 2.2: 1002.7015; 2.3: 40.2282; 2.4: -986.871; 2.5: -39.5931
| 2 | 44.15 | 1: 3.3955; 1.1: 15.6909; 1.2: 0.021042; 1.3: 238.41; 1.4: 0.62881; 1.5: 15.6909; 1.6: 238.41; 1.7: 143.046; 1.8: 8.4594; 1.9: 1192.05; 2: 37.9634; 2.1: 94.2656; 2.2: 1004.9497; 2.3: 40.2728; 2.4: -989.2587; 2.5: -39.644
| 2 | 44.2 | 1: 3.3616; 1.1: 15.5518; 1.2: 0.020855; 1.3: 238.68; 1.4: 0.62252; 1.5: 15.5518; 1.6: 238.68; 1.7: 143.208; 1.8: 8.4594; 1.9: 1193.4; 2: 38.0064; 2.1: 94.2681; 2.2: 1007.2004; 2.3: 40.3173; 2.4: -991.6486; 2.5: -39.6948
| 2 | 44.25 | 1: 3.3279; 1.1: 15.4131; 1.2: 0.020669; 1.3: 238.95; 1.4: 0.61628; 1.5: 15.4131; 1.6: 238.95; 1.7: 143.37; 1.8: 8.4594; 1.9: 1194.75; 2: 38.0494; 2.1: 94.2706; 2.2: 1009.4537; 2.3: 40.3618; 2.4: -994.0406; 2.5: -39.7456
| 2 | 44.3 | 1: 3.2943; 1.1: 15.2748; 1.2: 0.020484; 1.3: 239.22; 1.4: 0.61006; 1.5: 15.2748; 1.6: 239.22; 1.7: 143.532; 1.8: 8.4594; 1.9: 1196.1; 2: 38.0924; 2.1: 94.2731; 2.2: 1011.7096; 2.3: 40.4064; 2.4: -996.4347; 2.5: -39.7963
| 2 | 44.35 | 1: 3.2609; 1.1: 15.137; 1.2: 0.020299; 1.3: 239.49; 1.4: 0.60387; 1.5: 15.137; 1.6: 239.49; 1.7: 143.694; 1.8: 8.4594; 1.9: 1197.45; 2: 38.1354; 2.1: 94.2756; 2.2: 1013.968; 2.3: 40.4509; 2.4: -998.8309; 2.5: -39.8471
| 2 | 44.4 | 1: 3.2277; 1.1: 14.9997; 1.2: 0.020115; 1.3: 239.76; 1.4: 0.59772; 1.5: 14.9997; 1.6: 239.76; 1.7: 143.856; 1.8: 8.4594; 1.9: 1198.8; 2: 38.1783; 2.1: 94.2781; 2.2: 1016.2289; 2.3: 40.4955; 2.4: -1001.2292; 2.5: -39.8977
| 2 | 44.45 | 1: 3.1946; 1.1: 14.8628; 1.2: 0.019931; 1.3: 240.03; 1.4: 0.5916; 1.5: 14.8628; 1.6: 240.03; 1.7: 144.018; 1.8: 8.4594; 1.9: 1200.15; 2: 38.2213; 2.1: 94.2805; 2.2: 1018.4924; 2.3: 40.54; 2.4: -1003.6296; 2.5: -39.9484
| 2 | 44.5 | 1: 3.1617; 1.1: 14.7263; 1.2: 0.019748; 1.3: 240.3; 1.4: 0.58551; 1.5: 14.7263; 1.6: 240.3; 1.7: 144.18; 1.8: 8.4594; 1.9: 1201.5; 2: 38.2643; 2.1: 94.283; 2.2: 1020.7584; 2.3: 40.5846; 2.4: -1006.0321; 2.5: -39.999
| 2 | 44.55 | 1: 3.129; 1.1: 14.5903; 1.2: 0.019566; 1.3: 240.57; 1.4: 0.57945; 1.5: 14.5903; 1.6: 240.57; 1.7: 144.342; 1.8: 8.4594; 1.9: 1202.85; 2: 38.3073; 2.1: 94.2854; 2.2: 1023.027; 2.3: 40.6291; 2.4: -1008.4367; 2.5: -40.0497
| 2 | 44.6 | 1: 3.0965; 1.1: 14.4548; 1.2: 0.019384; 1.3: 240.84; 1.4: 0.57342; 1.5: 14.4548; 1.6: 240.84; 1.7: 144.504; 1.8: 8.4594; 1.9: 1204.2; 2: 38.3503; 2.1: 94.2879; 2.2: 1025.2981; 2.3: 40.6736; 2.4: -1010.8433; 2.5: -40.1002
| 2 | 44.65 | 1: 3.0641; 1.1: 14.3197; 1.2: 0.019203; 1.3: 241.11; 1.4: 0.56743; 1.5: 14.3197; 1.6: 241.11; 1.7: 144.666; 1.8: 8.4594; 1.9: 1205.55; 2: 38.3933; 2.1: 94.2903; 2.2: 1027.5717; 2.3: 40.7182; 2.4: -1013.2521; 2.5: -40.1508
| 2 | 44.7 | 1: 3.0319; 1.1: 14.1851; 1.2: 0.019022; 1.3: 241.38; 1.4: 0.56146; 1.5: 14.1851; 1.6: 241.38; 1.7: 144.828; 1.8: 8.4594; 1.9: 1206.9; 2: 38.4363; 2.1: 94.2927; 2.2: 1029.8479; 2.3: 40.7627; 2.4: -1015.6629; 2.5: -40.2013
| 2 | 44.75 | 1: 2.9999; 1.1: 14.0509; 1.2: 0.018843; 1.3: 241.65; 1.4: 0.55553; 1.5: 14.0509; 1.6: 241.65; 1.7: 144.99; 1.8: 8.4594; 1.9: 1208.25; 2: 38.4793; 2.1: 94.2951; 2.2: 1032.1267; 2.3: 40.8073; 2.4: -1018.0758; 2.5: -40.2518
| 2 | 44.8 | 1: 2.968; 1.1: 13.9172; 1.2: 0.018663; 1.3: 241.92; 1.4: 0.54963; 1.5: 13.9172; 1.6: 241.92; 1.7: 145.152; 1.8: 8.4594; 1.9: 1209.6; 2: 38.5223; 2.1: 94.2976; 2.2: 1034.408; 2.3: 40.8518; 2.4: -1020.4907; 2.5: -40.3022
| 2 | 44.85 | 1: 2.9363; 1.1: 13.784; 1.2: 0.018485; 1.3: 242.19; 1.4: 0.54377; 1.5: 13.784; 1.6: 242.19; 1.7: 145.314; 1.8: 8.4594; 1.9: 1210.95; 2: 38.5653; 2.1: 94.3; 2.2: 1036.6918; 2.3: 40.8964; 2.4: -1022.9078; 2.5: -40.3526
| 2 | 44.9 | 1: 2.9048; 1.1: 13.6513; 1.2: 0.018307; 1.3: 242.46; 1.4: 0.53793; 1.5: 13.6513; 1.6: 242.46; 1.7: 145.476; 1.8: 8.4594; 1.9: 1212.3; 2: 38.6083; 2.1: 94.3023; 2.2: 1038.9782; 2.3: 40.941; 2.4: -1025.3269; 2.5: -40.403
| 2 | 44.95 | 1: 2.8735; 1.1: 13.5191; 1.2: 0.018129; 1.3: 242.73; 1.4: 0.53213; 1.5: 13.5191; 1.6: 242.73; 1.7: 145.638; 1.8: 8.4594; 1.9: 1213.65; 2: 38.6513; 2.1: 94.3047; 2.2: 1041.2671; 2.3: 40.9855; 2.4: -1027.7481; 2.5: -40.4534
| 2 | 45 | 1: 2.8423; 1.1: 13.3873; 1.2: 0.017953; 1.3: 243; 1.4: 0.52635; 1.5: 13.3873; 1.6: 243; 1.7: 145.8; 1.8: 8.4594; 1.9: 1215; 2: 38.6943; 2.1: 94.3071; 2.2: 1043.5586; 2.3: 41.0301; 2.4: -1030.1713; 2.5: -40.5037
| 2 | 45.05 | 1: 2.8113; 1.1: 13.256; 1.2: 0.017777; 1.3: 243.27; 1.4: 0.52061; 1.5: 13.256; 1.6: 243.27; 1.7: 145.962; 1.8: 8.4594; 1.9: 1216.35; 2: 38.7373; 2.1: 94.3095; 2.2: 1045.8526; 2.3: 41.0746; 2.4: -1032.5966; 2.5: -40.554
| 2 | 45.1 | 1: 2.7805; 1.1: 13.1252; 1.2: 0.017601; 1.3: 243.54; 1.4: 0.51491; 1.5: 13.1252; 1.6: 243.54; 1.7: 146.124; 1.8: 8.4594; 1.9: 1217.7; 2: 38.7803; 2.1: 94.3118; 2.2: 1048.1492; 2.3: 41.1192; 2.4: -1035.0239; 2.5: -40.6043
| 2 | 45.15 | 1: 2.7498; 1.1: 12.9949; 1.2: 0.017426; 1.3: 243.81; 1.4: 0.50923; 1.5: 12.9949; 1.6: 243.81; 1.7: 146.286; 1.8: 8.4594; 1.9: 1219.05; 2: 38.8232; 2.1: 94.3142; 2.2: 1050.4483; 2.3: 41.1637; 2.4: -1037.4533; 2.5: -40.6545
| 2 | 45.2 | 1: 2.7194; 1.1: 12.8651; 1.2: 0.017252; 1.3: 244.08; 1.4: 0.50358; 1.5: 12.8651; 1.6: 244.08; 1.7: 146.448; 1.8: 8.4594; 1.9: 1220.4; 2: 38.8662; 2.1: 94.3166; 2.2: 1052.7499; 2.3: 41.2083; 2.4: -1039.8848; 2.5: -40.7047
| 2 | 45.25 | 1: 2.689; 1.1: 12.7358; 1.2: 0.017079; 1.3: 244.35; 1.4: 0.49797; 1.5: 12.7358; 1.6: 244.35; 1.7: 146.61; 1.8: 8.4594; 1.9: 1221.75; 2: 38.9092; 2.1: 94.3189; 2.2: 1055.0541; 2.3: 41.2529; 2.4: -1042.3183; 2.5: -40.7549
| 2 | 45.3 | 1: 2.6589; 1.1: 12.6069; 1.2: 0.016906; 1.3: 244.62; 1.4: 0.49239; 1.5: 12.6069; 1.6: 244.62; 1.7: 146.772; 1.8: 8.4594; 1.9: 1223.1; 2: 38.9522; 2.1: 94.3212; 2.2: 1057.3608; 2.3: 41.2974; 2.4: -1044.7539; 2.5: -40.805
| 2 | 45.35 | 1: 2.6289; 1.1: 12.4786; 1.2: 0.016734; 1.3: 244.89; 1.4: 0.48684; 1.5: 12.4786; 1.6: 244.89; 1.7: 146.934; 1.8: 8.4594; 1.9: 1224.45; 2: 38.9952; 2.1: 94.3236; 2.2: 1059.6701; 2.3: 41.342; 2.4: -1047.1915; 2.5: -40.8551
| 2 | 45.4 | 1: 2.5991; 1.1: 12.3508; 1.2: 0.016563; 1.3: 245.16; 1.4: 0.48132; 1.5: 12.3508; 1.6: 245.16; 1.7: 147.096; 1.8: 8.4594; 1.9: 1225.8; 2: 39.0382; 2.1: 94.3259; 2.2: 1061.9819; 2.3: 41.3865; 2.4: -1049.6311; 2.5: -40.9052
| 2 | 45.45 | 1: 2.5695; 1.1: 12.2235; 1.2: 0.016392; 1.3: 245.43; 1.4: 0.47584; 1.5: 12.2235; 1.6: 245.43; 1.7: 147.258; 1.8: 8.4594; 1.9: 1227.15; 2: 39.0812; 2.1: 94.3282; 2.2: 1064.2962; 2.3: 41.4311; 2.4: -1052.0728; 2.5: -40.9553
| 2 | 45.5 | 1: 2.5401; 1.1: 12.0967; 1.2: 0.016222; 1.3: 245.7; 1.4: 0.47038; 1.5: 12.0967; 1.6: 245.7; 1.7: 147.42; 1.8: 8.4594; 1.9: 1228.5; 2: 39.1242; 2.1: 94.3305; 2.2: 1066.6131; 2.3: 41.4757; 2.4: -1054.5165; 2.5: -41.0053
| 2 | 45.55 | 1: 2.5108; 1.1: 11.9704; 1.2: 0.016053; 1.3: 245.97; 1.4: 0.46496; 1.5: 11.9704; 1.6: 245.97; 1.7: 147.582; 1.8: 8.4594; 1.9: 1229.85; 2: 39.1672; 2.1: 94.3328; 2.2: 1068.9326; 2.3: 41.5202; 2.4: -1056.9622; 2.5: -41.0553
| 2 | 45.6 | 1: 2.4817; 1.1: 11.8446; 1.2: 0.015884; 1.3: 246.24; 1.4: 0.45957; 1.5: 11.8446; 1.6: 246.24; 1.7: 147.744; 1.8: 8.4594; 1.9: 1231.2; 2: 39.2102; 2.1: 94.3351; 2.2: 1071.2546; 2.3: 41.5648; 2.4: -1059.41; 2.5: -41.1052
| 2 | 45.65 | 1: 2.4527; 1.1: 11.7193; 1.2: 0.015716; 1.3: 246.51; 1.4: 0.45421; 1.5: 11.7193; 1.6: 246.51; 1.7: 147.906; 1.8: 8.4594; 1.9: 1232.55; 2: 39.2532; 2.1: 94.3374; 2.2: 1073.5791; 2.3: 41.6094; 2.4: -1061.8598; 2.5: -41.1552
| 2 | 45.7 | 1: 2.424; 1.1: 11.5946; 1.2: 0.015549; 1.3: 246.78; 1.4: 0.44889; 1.5: 11.5946; 1.6: 246.78; 1.7: 148.068; 1.8: 8.4594; 1.9: 1233.9; 2: 39.2962; 2.1: 94.3397; 2.2: 1075.9061; 2.3: 41.6539; 2.4: -1064.3116; 2.5: -41.205
| 2 | 45.75 | 1: 2.3954; 1.1: 11.4703; 1.2: 0.015382; 1.3: 247.05; 1.4: 0.44359; 1.5: 11.4703; 1.6: 247.05; 1.7: 148.23; 1.8: 8.4594; 1.9: 1235.25; 2: 39.3392; 2.1: 94.3419; 2.2: 1078.2357; 2.3: 41.6985; 2.4: -1066.7654; 2.5: -41.2549
| 2 | 45.8 | 1: 2.367; 1.1: 11.3466; 1.2: 0.015216; 1.3: 247.32; 1.4: 0.43833; 1.5: 11.3466; 1.6: 247.32; 1.7: 148.392; 1.8: 8.4594; 1.9: 1236.6; 2: 39.3822; 2.1: 94.3442; 2.2: 1080.5679; 2.3: 41.7431; 2.4: -1069.2213; 2.5: -41.3047
| 2 | 45.85 | 1: 2.3387; 1.1: 11.2234; 1.2: 0.015051; 1.3: 247.59; 1.4: 0.4331; 1.5: 11.2234; 1.6: 247.59; 1.7: 148.554; 1.8: 8.4594; 1.9: 1237.95; 2: 39.4252; 2.1: 94.3465; 2.2: 1082.9026; 2.3: 41.7876; 2.4: -1071.6791; 2.5: -41.3545
| 2 | 45.9 | 1: 2.3106; 1.1: 11.1008; 1.2: 0.014886; 1.3: 247.86; 1.4: 0.4279; 1.5: 11.1008; 1.6: 247.86; 1.7: 148.716; 1.8: 8.4594; 1.9: 1239.3; 2: 39.4682; 2.1: 94.3487; 2.2: 1085.2398; 2.3: 41.8322; 2.4: -1074.139; 2.5: -41.4043
| 2 | 45.95 | 1: 2.2827; 1.1: 10.9787; 1.2: 0.014723; 1.3: 248.13; 1.4: 0.42273; 1.5: 10.9787; 1.6: 248.13; 1.7: 148.878; 1.8: 8.4594; 1.9: 1240.65; 2: 39.5111; 2.1: 94.3509; 2.2: 1087.5796; 2.3: 41.8768; 2.4: -1076.6009; 2.5: -41.4541
| 2 | 46 | 1: 2.255; 1.1: 10.8571; 1.2: 0.01456; 1.3: 248.4; 1.4: 0.41759; 1.5: 10.8571; 1.6: 248.4; 1.7: 149.04; 1.8: 8.4594; 1.9: 1242; 2: 39.5541; 2.1: 94.3532; 2.2: 1089.9219; 2.3: 41.9214; 2.4: -1079.0648; 2.5: -41.5038
| 2 | 46.05 | 1: 2.2274; 1.1: 10.736; 1.2: 0.014397; 1.3: 248.67; 1.4: 0.41249; 1.5: 10.736; 1.6: 248.67; 1.7: 149.202; 1.8: 8.4594; 1.9: 1243.35; 2: 39.5971; 2.1: 94.3554; 2.2: 1092.2667; 2.3: 41.9659; 2.4: -1081.5307; 2.5: -41.5534
| 2 | 46.1 | 1: 2.2001; 1.1: 10.6155; 1.2: 0.014236; 1.3: 248.94; 1.4: 0.40742; 1.5: 10.6155; 1.6: 248.94; 1.7: 149.364; 1.8: 8.4594; 1.9: 1244.7; 2: 39.6401; 2.1: 94.3576; 2.2: 1094.6141; 2.3: 42.0105; 2.4: -1083.9986; 2.5: -41.6031
| 2 | 46.15 | 1: 2.1728; 1.1: 10.4956; 1.2: 0.014075; 1.3: 249.21; 1.4: 0.40238; 1.5: 10.4956; 1.6: 249.21; 1.7: 149.526; 1.8: 8.4594; 1.9: 1246.05; 2: 39.6831; 2.1: 94.3599; 2.2: 1096.964; 2.3: 42.0551; 2.4: -1086.4684; 2.5: -41.6527
| 2 | 46.2 | 1: 2.1458; 1.1: 10.3762; 1.2: 0.013915; 1.3: 249.48; 1.4: 0.39737; 1.5: 10.3762; 1.6: 249.48; 1.7: 149.688; 1.8: 8.4594; 1.9: 1247.4; 2: 39.7261; 2.1: 94.3621; 2.2: 1099.3165; 2.3: 42.0997; 2.4: -1088.9403; 2.5: -41.7023
| 2 | 46.25 | 1: 2.1189; 1.1: 10.2573; 1.2: 0.013755; 1.3: 249.75; 1.4: 0.39239; 1.5: 10.2573; 1.6: 249.75; 1.7: 149.85; 1.8: 8.4594; 1.9: 1248.75; 2: 39.7691; 2.1: 94.3643; 2.2: 1101.6715; 2.3: 42.1442; 2.4: -1091.4142; 2.5: -41.7518
| 2 | 46.3 | 1: 2.0922; 1.1: 10.139; 1.2: 0.013597; 1.3: 250.02; 1.4: 0.38745; 1.5: 10.139; 1.6: 250.02; 1.7: 150.012; 1.8: 8.4594; 1.9: 1250.1; 2: 39.8121; 2.1: 94.3665; 2.2: 1104.029; 2.3: 42.1888; 2.4: -1093.8901; 2.5: -41.8014
| 2 | 46.35 | 1: 2.0657; 1.1: 10.0212; 1.2: 0.013439; 1.3: 250.29; 1.4: 0.38253; 1.5: 10.0212; 1.6: 250.29; 1.7: 150.174; 1.8: 8.4594; 1.9: 1251.45; 2: 39.8551; 2.1: 94.3687; 2.2: 1106.3891; 2.3: 42.2334; 2.4: -1096.3679; 2.5: -41.8509
| 2 | 46.4 | 1: 2.0393; 1.1: 9.904; 1.2: 0.013281; 1.3: 250.56; 1.4: 0.37765; 1.5: 9.904; 1.6: 250.56; 1.7: 150.336; 1.8: 8.4594; 1.9: 1252.8; 2: 39.8981; 2.1: 94.3709; 2.2: 1108.7517; 2.3: 42.278; 2.4: -1098.8477; 2.5: -41.9003
| 2 | 46.45 | 1: 2.0131; 1.1: 9.7873; 1.2: 0.013125; 1.3: 250.83; 1.4: 0.3728; 1.5: 9.7873; 1.6: 250.83; 1.7: 150.498; 1.8: 8.4594; 1.9: 1254.15; 2: 39.9411; 2.1: 94.373; 2.2: 1111.1169; 2.3: 42.3226; 2.4: -1101.3296; 2.5: -41.9498
| 2 | 46.5 | 1: 1.9871; 1.1: 9.6712; 1.2: 0.012969; 1.3: 251.1; 1.4: 0.36798; 1.5: 9.6712; 1.6: 251.1; 1.7: 150.66; 1.8: 8.4594; 1.9: 1255.5; 2: 39.9841; 2.1: 94.3752; 2.2: 1113.4846; 2.3: 42.3671; 2.4: -1103.8133; 2.5: -41.9992
| 2 | 46.55 | 1: 1.9613; 1.1: 9.5557; 1.2: 0.012814; 1.3: 251.37; 1.4: 0.3632; 1.5: 9.5557; 1.6: 251.37; 1.7: 150.822; 1.8: 8.4594; 1.9: 1256.85; 2: 40.0271; 2.1: 94.3774; 2.2: 1115.8548; 2.3: 42.4117; 2.4: -1106.2991; 2.5: -42.0485
| 2 | 46.6 | 1: 1.9356; 1.1: 9.4407; 1.2: 0.01266; 1.3: 251.64; 1.4: 0.35844; 1.5: 9.4407; 1.6: 251.64; 1.7: 150.984; 1.8: 8.4594; 1.9: 1258.2; 2: 40.0701; 2.1: 94.3795; 2.2: 1118.2276; 2.3: 42.4563; 2.4: -1108.7868; 2.5: -42.0979
| 2 | 46.65 | 1: 1.9101; 1.1: 9.3264; 1.2: 0.012507; 1.3: 251.91; 1.4: 0.35372; 1.5: 9.3264; 1.6: 251.91; 1.7: 151.146; 1.8: 8.4594; 1.9: 1259.55; 2: 40.1131; 2.1: 94.3817; 2.2: 1120.6029; 2.3: 42.5009; 2.4: -1111.2766; 2.5: -42.1472
| 2 | 46.7 | 1: 1.8848; 1.1: 9.2125; 1.2: 0.012354; 1.3: 252.18; 1.4: 0.34903; 1.5: 9.2125; 1.6: 252.18; 1.7: 151.308; 1.8: 8.4594; 1.9: 1260.9; 2: 40.1561; 2.1: 94.3839; 2.2: 1122.9808; 2.3: 42.5455; 2.4: -1113.7682; 2.5: -42.1964
| 2 | 46.75 | 1: 1.8596; 1.1: 9.0993; 1.2: 0.012202; 1.3: 252.45; 1.4: 0.34437; 1.5: 9.0993; 1.6: 252.45; 1.7: 151.47; 1.8: 8.4594; 1.9: 1262.25; 2: 40.199; 2.1: 94.386; 2.2: 1125.3611; 2.3: 42.59; 2.4: -1116.2619; 2.5: -42.2457
| 2 | 46.8 | 1: 1.8346; 1.1: 8.9866; 1.2: 0.012051; 1.3: 252.72; 1.4: 0.33974; 1.5: 8.9866; 1.6: 252.72; 1.7: 151.632; 1.8: 8.4594; 1.9: 1263.6; 2: 40.242; 2.1: 94.3881; 2.2: 1127.7441; 2.3: 42.6346; 2.4: -1118.7574; 2.5: -42.2949
| 2 | 46.85 | 1: 1.8098; 1.1: 8.8745; 1.2: 0.011901; 1.3: 252.99; 1.4: 0.33515; 1.5: 8.8745; 1.6: 252.99; 1.7: 151.794; 1.8: 8.4594; 1.9: 1264.95; 2: 40.285; 2.1: 94.3903; 2.2: 1130.1295; 2.3: 42.6792; 2.4: -1121.255; 2.5: -42.3441
| 2 | 46.9 | 1: 1.7851; 1.1: 8.763; 1.2: 0.011751; 1.3: 253.26; 1.4: 0.33058; 1.5: 8.763; 1.6: 253.26; 1.7: 151.956; 1.8: 8.4594; 1.9: 1266.3; 2: 40.328; 2.1: 94.3924; 2.2: 1132.5175; 2.3: 42.7238; 2.4: -1123.7545; 2.5: -42.3932
| 2 | 46.95 | 1: 1.7607; 1.1: 8.6521; 1.2: 0.011603; 1.3: 253.53; 1.4: 0.32605; 1.5: 8.6521; 1.6: 253.53; 1.7: 152.118; 1.8: 8.4594; 1.9: 1267.65; 2: 40.371; 2.1: 94.3945; 2.2: 1134.9081; 2.3: 42.7684; 2.4: -1126.256; 2.5: -42.4423
| 2 | 47 | 1: 1.7364; 1.1: 8.5418; 1.2: 0.011455; 1.3: 253.8; 1.4: 0.32155; 1.5: 8.5418; 1.6: 253.8; 1.7: 152.28; 1.8: 8.4594; 1.9: 1269; 2: 40.414; 2.1: 94.3966; 2.2: 1137.3011; 2.3: 42.813; 2.4: -1128.7594; 2.5: -42.4914
| 2 | 47.05 | 1: 1.7122; 1.1: 8.432; 1.2: 0.011308; 1.3: 254.07; 1.4: 0.31708; 1.5: 8.432; 1.6: 254.07; 1.7: 152.442; 1.8: 8.4594; 1.9: 1270.35; 2: 40.457; 2.1: 94.3987; 2.2: 1139.6967; 2.3: 42.8576; 2.4: -1131.2647; 2.5: -42.5405
| 2 | 47.1 | 1: 1.6883; 1.1: 8.3229; 1.2: 0.011161; 1.3: 254.34; 1.4: 0.31264; 1.5: 8.3229; 1.6: 254.34; 1.7: 152.604; 1.8: 8.4594; 1.9: 1271.7; 2: 40.5; 2.1: 94.4008; 2.2: 1142.0949; 2.3: 42.9022; 2.4: -1133.772; 2.5: -42.5895
| 2 | 47.15 | 1: 1.6645; 1.1: 8.2143; 1.2: 0.011016; 1.3: 254.61; 1.4: 0.30824; 1.5: 8.2143; 1.6: 254.61; 1.7: 152.766; 1.8: 8.4594; 1.9: 1273.05; 2: 40.543; 2.1: 94.4029; 2.2: 1144.4956; 2.3: 42.9467; 2.4: -1136.2812; 2.5: -42.6385
| 2 | 47.2 | 1: 1.6409; 1.1: 8.1064; 1.2: 0.010871; 1.3: 254.88; 1.4: 0.30387; 1.5: 8.1064; 1.6: 254.88; 1.7: 152.928; 1.8: 8.4594; 1.9: 1274.4; 2: 40.586; 2.1: 94.405; 2.2: 1146.8988; 2.3: 42.9913; 2.4: -1138.7924; 2.5: -42.6875
| 2 | 47.25 | 1: 1.6174; 1.1: 7.999; 1.2: 0.010727; 1.3: 255.15; 1.4: 0.29953; 1.5: 7.999; 1.6: 255.15; 1.7: 153.09; 1.8: 8.4594; 1.9: 1275.75; 2: 40.629; 2.1: 94.4071; 2.2: 1149.3045; 2.3: 43.0359; 2.4: -1141.3055; 2.5: -42.7364
| 2 | 47.3 | 1: 1.5942; 1.1: 7.8923; 1.2: 0.010584; 1.3: 255.42; 1.4: 0.29522; 1.5: 7.8923; 1.6: 255.42; 1.7: 153.252; 1.8: 8.4594; 1.9: 1277.1; 2: 40.672; 2.1: 94.4092; 2.2: 1151.7128; 2.3: 43.0805; 2.4: -1143.8205; 2.5: -42.7853
| 2 | 47.35 | 1: 1.5711; 1.1: 7.7862; 1.2: 0.010441; 1.3: 255.69; 1.4: 0.29094; 1.5: 7.7862; 1.6: 255.69; 1.7: 153.414; 1.8: 8.4594; 1.9: 1278.45; 2: 40.715; 2.1: 94.4113; 2.2: 1154.1237; 2.3: 43.1251; 2.4: -1146.3375; 2.5: -42.8342
| 2 | 47.4 | 1: 1.5481; 1.1: 7.6806; 1.2: 0.0103; 1.3: 255.96; 1.4: 0.28669; 1.5: 7.6806; 1.6: 255.96; 1.7: 153.576; 1.8: 8.4594; 1.9: 1279.8; 2: 40.758; 2.1: 94.4134; 2.2: 1156.537; 2.3: 43.1697; 2.4: -1148.8564; 2.5: -42.883
| 2 | 47.45 | 1: 1.5254; 1.1: 7.5757; 1.2: 0.010159; 1.3: 256.23; 1.4: 0.28248; 1.5: 7.5757; 1.6: 256.23; 1.7: 153.738; 1.8: 8.4594; 1.9: 1281.15; 2: 40.801; 2.1: 94.4154; 2.2: 1158.9529; 2.3: 43.2143; 2.4: -1151.3772; 2.5: -42.9318
| 2 | 47.5 | 1: 1.5028; 1.1: 7.4714; 1.2: 0.010019; 1.3: 256.5; 1.4: 0.2783; 1.5: 7.4714; 1.6: 256.5; 1.7: 153.9; 1.8: 8.4594; 1.9: 1282.5; 2: 40.8439; 2.1: 94.4175; 2.2: 1161.3713; 2.3: 43.2589; 2.4: -1153.8999; 2.5: -42.9806
| 2 | 47.55 | 1: 1.4804; 1.1: 7.3677; 1.2: 0.0098803; 1.3: 256.77; 1.4: 0.27414; 1.5: 7.3677; 1.6: 256.77; 1.7: 154.062; 1.8: 8.4594; 1.9: 1283.85; 2: 40.8869; 2.1: 94.4195; 2.2: 1163.7923; 2.3: 43.3035; 2.4: -1156.4246; 2.5: -43.0293
| 2 | 47.6 | 1: 1.4581; 1.1: 7.2646; 1.2: 0.0097421; 1.3: 257.04; 1.4: 0.27003; 1.5: 7.2646; 1.6: 257.04; 1.7: 154.224; 1.8: 8.4594; 1.9: 1285.2; 2: 40.9299; 2.1: 94.4216; 2.2: 1166.2158; 2.3: 43.3481; 2.4: -1158.9512; 2.5: -43.078
| 2 | 47.65 | 1: 1.4361; 1.1: 7.1622; 1.2: 0.0096047; 1.3: 257.31; 1.4: 0.26594; 1.5: 7.1622; 1.6: 257.31; 1.7: 154.386; 1.8: 8.4594; 1.9: 1286.55; 2: 40.9729; 2.1: 94.4236; 2.2: 1168.6418; 2.3: 43.3927; 2.4: -1161.4796; 2.5: -43.1267
| 2 | 47.7 | 1: 1.4142; 1.1: 7.0604; 1.2: 0.0094681; 1.3: 257.58; 1.4: 0.26188; 1.5: 7.0604; 1.6: 257.58; 1.7: 154.548; 1.8: 8.4594; 1.9: 1287.9; 2: 41.0159; 2.1: 94.4257; 2.2: 1171.0704; 2.3: 43.4373; 2.4: -1164.01; 2.5: -43.1754
| 2 | 47.75 | 1: 1.3924; 1.1: 6.9592; 1.2: 0.0093324; 1.3: 257.85; 1.4: 0.25786; 1.5: 6.9592; 1.6: 257.85; 1.7: 154.71; 1.8: 8.4594; 1.9: 1289.25; 2: 41.0589; 2.1: 94.4277; 2.2: 1173.5015; 2.3: 43.4819; 2.4: -1166.5423; 2.5: -43.224
| 2 | 47.8 | 1: 1.3709; 1.1: 6.8586; 1.2: 0.0091976; 1.3: 258.12; 1.4: 0.25387; 1.5: 6.8586; 1.6: 258.12; 1.7: 154.872; 1.8: 8.4594; 1.9: 1290.6; 2: 41.1019; 2.1: 94.4297; 2.2: 1175.9351; 2.3: 43.5265; 2.4: -1169.0765; 2.5: -43.2726
| 2 | 47.85 | 1: 1.3495; 1.1: 6.7587; 1.2: 0.0090636; 1.3: 258.39; 1.4: 0.24991; 1.5: 6.7587; 1.6: 258.39; 1.7: 155.034; 1.8: 8.4594; 1.9: 1291.95; 2: 41.1449; 2.1: 94.4317; 2.2: 1178.3713; 2.3: 43.5711; 2.4: -1171.6126; 2.5: -43.3211
| 2 | 47.9 | 1: 1.3283; 1.1: 6.6594; 1.2: 0.0089304; 1.3: 258.66; 1.4: 0.24598; 1.5: 6.6594; 1.6: 258.66; 1.7: 155.196; 1.8: 8.4594; 1.9: 1293.3; 2: 41.1879; 2.1: 94.4338; 2.2: 1180.81; 2.3: 43.6157; 2.4: -1174.1506; 2.5: -43.3697
| 2 | 47.95 | 1: 1.3072; 1.1: 6.5608; 1.2: 0.0087982; 1.3: 258.93; 1.4: 0.24208; 1.5: 6.5608; 1.6: 258.93; 1.7: 155.358; 1.8: 8.4594; 1.9: 1294.65; 2: 41.2309; 2.1: 94.4358; 2.2: 1183.2512; 2.3: 43.6602; 2.4: -1176.6905; 2.5: -43.4182
| 2 | 48 | 1: 1.2864; 1.1: 6.4628; 1.2: 0.0086667; 1.3: 259.2; 1.4: 0.23822; 1.5: 6.4628; 1.6: 259.2; 1.7: 155.52; 1.8: 8.4594; 1.9: 1296; 2: 41.2739; 2.1: 94.4378; 2.2: 1185.695; 2.3: 43.7048; 2.4: -1179.2322; 2.5: -43.4666
| 2 | 48.05 | 1: 1.2657; 1.1: 6.3654; 1.2: 0.0085362; 1.3: 259.47; 1.4: 0.23439; 1.5: 6.3654; 1.6: 259.47; 1.7: 155.682; 1.8: 8.4594; 1.9: 1297.35; 2: 41.3169; 2.1: 94.4398; 2.2: 1188.1413; 2.3: 43.7494; 2.4: -1181.7759; 2.5: -43.5151
| 2 | 48.1 | 1: 1.2452; 1.1: 6.2687; 1.2: 0.0084065; 1.3: 259.74; 1.4: 0.23058; 1.5: 6.2687; 1.6: 259.74; 1.7: 155.844; 1.8: 8.4594; 1.9: 1298.7; 2: 41.3599; 2.1: 94.4418; 2.2: 1190.5901; 2.3: 43.794; 2.4: -1184.3215; 2.5: -43.5635
| 2 | 48.15 | 1: 1.2248; 1.1: 6.1726; 1.2: 0.0082776; 1.3: 260.01; 1.4: 0.22681; 1.5: 6.1726; 1.6: 260.01; 1.7: 156.006; 1.8: 8.4594; 1.9: 1300.05; 2: 41.4029; 2.1: 94.4438; 2.2: 1193.0415; 2.3: 43.8386; 2.4: -1186.8689; 2.5: -43.6118
| 2 | 48.2 | 1: 1.2046; 1.1: 6.0772; 1.2: 0.0081497; 1.3: 260.28; 1.4: 0.22308; 1.5: 6.0772; 1.6: 260.28; 1.7: 156.168; 1.8: 8.4594; 1.9: 1301.4; 2: 41.4459; 2.1: 94.4458; 2.2: 1195.4954; 2.3: 43.8832; 2.4: -1189.4182; 2.5: -43.6602
| 2 | 48.25 | 1: 1.1846; 1.1: 5.9825; 1.2: 0.0080226; 1.3: 260.55; 1.4: 0.21937; 1.5: 5.9825; 1.6: 260.55; 1.7: 156.33; 1.8: 8.4594; 1.9: 1302.75; 2: 41.4889; 2.1: 94.4477; 2.2: 1197.9518; 2.3: 43.9278; 2.4: -1191.9694; 2.5: -43.7085
| 2 | 48.3 | 1: 1.1648; 1.1: 5.8883; 1.2: 0.0078964; 1.3: 260.82; 1.4: 0.2157; 1.5: 5.8883; 1.6: 260.82; 1.7: 156.492; 1.8: 8.4594; 1.9: 1304.1; 2: 41.5318; 2.1: 94.4497; 2.2: 1200.4108; 2.3: 43.9724; 2.4: -1194.5225; 2.5: -43.7567
| 2 | 48.35 | 1: 1.1451; 1.1: 5.7949; 1.2: 0.0077711; 1.3: 261.09; 1.4: 0.21205; 1.5: 5.7949; 1.6: 261.09; 1.7: 156.654; 1.8: 8.4594; 1.9: 1305.45; 2: 41.5748; 2.1: 94.4517; 2.2: 1202.8723; 2.3: 44.017; 2.4: -1197.0774; 2.5: -43.805
| 2 | 48.4 | 1: 1.1256; 1.1: 5.7021; 1.2: 0.0076467; 1.3: 261.36; 1.4: 0.20844; 1.5: 5.7021; 1.6: 261.36; 1.7: 156.816; 1.8: 8.4594; 1.9: 1306.8; 2: 41.6178; 2.1: 94.4537; 2.2: 1205.3363; 2.3: 44.0616; 2.4: -1199.6342; 2.5: -43.8532
| 2 | 48.45 | 1: 1.1063; 1.1: 5.61; 1.2: 0.0075232; 1.3: 261.63; 1.4: 0.20487; 1.5: 5.61; 1.6: 261.63; 1.7: 156.978; 1.8: 8.4594; 1.9: 1308.15; 2: 41.6608; 2.1: 94.4556; 2.2: 1207.8029; 2.3: 44.1062; 2.4: -1202.1929; 2.5: -43.9014
| 2 | 48.5 | 1: 1.0871; 1.1: 5.5186; 1.2: 0.0074005; 1.3: 261.9; 1.4: 0.20132; 1.5: 5.5186; 1.6: 261.9; 1.7: 157.14; 1.8: 8.4594; 1.9: 1309.5; 2: 41.7038; 2.1: 94.4576; 2.2: 1210.272; 2.3: 44.1509; 2.4: -1204.7534; 2.5: -43.9495
| 2 | 48.55 | 1: 1.0681; 1.1: 5.4278; 1.2: 0.0072788; 1.3: 262.17; 1.4: 0.1978; 1.5: 5.4278; 1.6: 262.17; 1.7: 157.302; 1.8: 8.4594; 1.9: 1310.85; 2: 41.7468; 2.1: 94.4595; 2.2: 1212.7436; 2.3: 44.1955; 2.4: -1207.3158; 2.5: -43.9977
| 2 | 48.6 | 1: 1.0493; 1.1: 5.3377; 1.2: 0.007158; 1.3: 262.44; 1.4: 0.19432; 1.5: 5.3377; 1.6: 262.44; 1.7: 157.464; 1.8: 8.4594; 1.9: 1312.2; 2: 41.7898; 2.1: 94.4615; 2.2: 1215.2177; 2.3: 44.2401; 2.4: -1209.88; 2.5: -44.0457
| 2 | 48.65 | 1: 1.0307; 1.1: 5.2483; 1.2: 0.007038; 1.3: 262.71; 1.4: 0.19087; 1.5: 5.2483; 1.6: 262.71; 1.7: 157.626; 1.8: 8.4594; 1.9: 1313.55; 2: 41.8328; 2.1: 94.4634; 2.2: 1217.6944; 2.3: 44.2847; 2.4: -1212.4462; 2.5: -44.0938
| 2 | 48.7 | 1: 1.0122; 1.1: 5.1595; 1.2: 0.006919; 1.3: 262.98; 1.4: 0.18745; 1.5: 5.1595; 1.6: 262.98; 1.7: 157.788; 1.8: 8.4594; 1.9: 1314.9; 2: 41.8758; 2.1: 94.4654; 2.2: 1220.1736; 2.3: 44.3293; 2.4: -1215.0141; 2.5: -44.1418
| 2 | 48.75 | 1: 0.99392; 1.1: 5.0715; 1.2: 0.0068009; 1.3: 263.25; 1.4: 0.18406; 1.5: 5.0715; 1.6: 263.25; 1.7: 157.95; 1.8: 8.4594; 1.9: 1316.25; 2: 41.9188; 2.1: 94.4673; 2.2: 1222.6554; 2.3: 44.3739; 2.4: -1217.5839; 2.5: -44.1898
| 2 | 48.8 | 1: 0.97579; 1.1: 4.9841; 1.2: 0.0066838; 1.3: 263.52; 1.4: 0.1807; 1.5: 4.9841; 1.6: 263.52; 1.7: 158.112; 1.8: 8.4594; 1.9: 1317.6; 2: 41.9618; 2.1: 94.4692; 2.2: 1225.1397; 2.3: 44.4185; 2.4: -1220.1556; 2.5: -44.2378
| 2 | 48.85 | 1: 0.95784; 1.1: 4.8974; 1.2: 0.0065675; 1.3: 263.79; 1.4: 0.17738; 1.5: 4.8974; 1.6: 263.79; 1.7: 158.274; 1.8: 8.4594; 1.9: 1318.95; 2: 42.0048; 2.1: 94.4711; 2.2: 1227.6265; 2.3: 44.4631; 2.4: -1222.7291; 2.5: -44.2857
| 2 | 48.9 | 1: 0.94006; 1.1: 4.8114; 1.2: 0.0064522; 1.3: 264.06; 1.4: 0.17408; 1.5: 4.8114; 1.6: 264.06; 1.7: 158.436; 1.8: 8.4594; 1.9: 1320.3; 2: 42.0478; 2.1: 94.4731; 2.2: 1230.1158; 2.3: 44.5077; 2.4: -1225.3044; 2.5: -44.3336
| 2 | 48.95 | 1: 0.92244; 1.1: 4.7261; 1.2: 0.0063378; 1.3: 264.33; 1.4: 0.17082; 1.5: 4.7261; 1.6: 264.33; 1.7: 158.598; 1.8: 8.4594; 1.9: 1321.65; 2: 42.0908; 2.1: 94.475; 2.2: 1232.6077; 2.3: 44.5523; 2.4: -1227.8816; 2.5: -44.3815
| 2 | 49 | 1: 0.90501; 1.1: 4.6415; 1.2: 0.0062243; 1.3: 264.6; 1.4: 0.16759; 1.5: 4.6415; 1.6: 264.6; 1.7: 158.76; 1.8: 8.4594; 1.9: 1323; 2: 42.1338; 2.1: 94.4769; 2.2: 1235.102; 2.3: 44.5969; 2.4: -1230.4606; 2.5: -44.4293
| 2 | 49.05 | 1: 0.88774; 1.1: 4.5576; 1.2: 0.0061118; 1.3: 264.87; 1.4: 0.1644; 1.5: 4.5576; 1.6: 264.87; 1.7: 158.922; 1.8: 8.4594; 1.9: 1324.35; 2: 42.1768; 2.1: 94.4788; 2.2: 1237.599; 2.3: 44.6415; 2.4: -1233.0414; 2.5: -44.4771
| 2 | 49.1 | 1: 0.87064; 1.1: 4.4743; 1.2: 0.0060002; 1.3: 265.14; 1.4: 0.16123; 1.5: 4.4743; 1.6: 265.14; 1.7: 159.084; 1.8: 8.4594; 1.9: 1325.7; 2: 42.2197; 2.1: 94.4807; 2.2: 1240.0984; 2.3: 44.6861; 2.4: -1235.6241; 2.5: -44.5249
| 2 | 49.15 | 1: 0.85372; 1.1: 4.3918; 1.2: 0.0058895; 1.3: 265.41; 1.4: 0.1581; 1.5: 4.3918; 1.6: 265.41; 1.7: 159.246; 1.8: 8.4594; 1.9: 1327.05; 2: 42.2627; 2.1: 94.4826; 2.2: 1242.6004; 2.3: 44.7307; 2.4: -1238.2086; 2.5: -44.5726
| 2 | 49.2 | 1: 0.83696; 1.1: 4.31; 1.2: 0.0057798; 1.3: 265.68; 1.4: 0.15499; 1.5: 4.31; 1.6: 265.68; 1.7: 159.408; 1.8: 8.4594; 1.9: 1328.4; 2: 42.3057; 2.1: 94.4845; 2.2: 1245.1049; 2.3: 44.7753; 2.4: -1240.7949; 2.5: -44.6203
| 2 | 49.25 | 1: 0.82038; 1.1: 4.2289; 1.2: 0.0056711; 1.3: 265.95; 1.4: 0.15192; 1.5: 4.2289; 1.6: 265.95; 1.7: 159.57; 1.8: 8.4594; 1.9: 1329.75; 2: 42.3487; 2.1: 94.4864; 2.2: 1247.6119; 2.3: 44.8199; 2.4: -1243.383; 2.5: -44.668
| 2 | 49.3 | 1: 0.80397; 1.1: 4.1485; 1.2: 0.0055633; 1.3: 266.22; 1.4: 0.14888; 1.5: 4.1485; 1.6: 266.22; 1.7: 159.732; 1.8: 8.4594; 1.9: 1331.1; 2: 42.3917; 2.1: 94.4883; 2.2: 1250.1215; 2.3: 44.8645; 2.4: -1245.973; 2.5: -44.7157
| 2 | 49.35 | 1: 0.78773; 1.1: 4.0689; 1.2: 0.0054564; 1.3: 266.49; 1.4: 0.14588; 1.5: 4.0689; 1.6: 266.49; 1.7: 159.894; 1.8: 8.4594; 1.9: 1332.45; 2: 42.4347; 2.1: 94.4901; 2.2: 1252.6336; 2.3: 44.9091; 2.4: -1248.5647; 2.5: -44.7633
| 2 | 49.4 | 1: 0.77166; 1.1: 3.9899; 1.2: 0.0053506; 1.3: 266.76; 1.4: 0.1429; 1.5: 3.9899; 1.6: 266.76; 1.7: 160.056; 1.8: 8.4594; 1.9: 1333.8; 2: 42.4777; 2.1: 94.492; 2.2: 1255.1482; 2.3: 44.9537; 2.4: -1251.1583; 2.5: -44.8108
| 2 | 49.45 | 1: 0.75577; 1.1: 3.9117; 1.2: 0.0052456; 1.3: 267.03; 1.4: 0.13996; 1.5: 3.9117; 1.6: 267.03; 1.7: 160.218; 1.8: 8.4594; 1.9: 1335.15; 2: 42.5207; 2.1: 94.4939; 2.2: 1257.6654; 2.3: 44.9984; 2.4: -1253.7537; 2.5: -44.8584
| 2 | 49.5 | 1: 0.74004; 1.1: 3.8342; 1.2: 0.0051417; 1.3: 267.3; 1.4: 0.13704; 1.5: 3.8342; 1.6: 267.3; 1.7: 160.38; 1.8: 8.4594; 1.9: 1336.5; 2: 42.5637; 2.1: 94.4958; 2.2: 1260.1851; 2.3: 45.043; 2.4: -1256.3509; 2.5: -44.9059
| 2 | 49.55 | 1: 0.72449; 1.1: 3.7574; 1.2: 0.0050387; 1.3: 267.57; 1.4: 0.13416; 1.5: 3.7574; 1.6: 267.57; 1.7: 160.542; 1.8: 8.4594; 1.9: 1337.85; 2: 42.6067; 2.1: 94.4976; 2.2: 1262.7073; 2.3: 45.0876; 2.4: -1258.9499; 2.5: -44.9534
| 2 | 49.6 | 1: 0.70911; 1.1: 3.6813; 1.2: 0.0049367; 1.3: 267.84; 1.4: 0.13132; 1.5: 3.6813; 1.6: 267.84; 1.7: 160.704; 1.8: 8.4594; 1.9: 1339.2; 2: 42.6497; 2.1: 94.4995; 2.2: 1265.232; 2.3: 45.1322; 2.4: -1261.5507; 2.5: -45.0009
| 2 | 49.65 | 1: 0.69389; 1.1: 3.606; 1.2: 0.0048357; 1.3: 268.11; 1.4: 0.1285; 1.5: 3.606; 1.6: 268.11; 1.7: 160.866; 1.8: 8.4594; 1.9: 1340.55; 2: 42.6927; 2.1: 94.5013; 2.2: 1267.7593; 2.3: 45.1768; 2.4: -1264.1533; 2.5: -45.0483
| 2 | 49.7 | 1: 0.67886; 1.1: 3.5314; 1.2: 0.0047356; 1.3: 268.38; 1.4: 0.12571; 1.5: 3.5314; 1.6: 268.38; 1.7: 161.028; 1.8: 8.4594; 1.9: 1341.9; 2: 42.7357; 2.1: 94.5032; 2.2: 1270.289; 2.3: 45.2214; 2.4: -1266.7577; 2.5: -45.0957
| 2 | 49.75 | 1: 0.66399; 1.1: 3.4575; 1.2: 0.0046366; 1.3: 268.65; 1.4: 0.12296; 1.5: 3.4575; 1.6: 268.65; 1.7: 161.19; 1.8: 8.4594; 1.9: 1343.25; 2: 42.7787; 2.1: 94.505; 2.2: 1272.8214; 2.3: 45.266; 2.4: -1269.3639; 2.5: -45.143
| 2 | 49.8 | 1: 0.64929; 1.1: 3.3844; 1.2: 0.0045385; 1.3: 268.92; 1.4: 0.12024; 1.5: 3.3844; 1.6: 268.92; 1.7: 161.352; 1.8: 8.4594; 1.9: 1344.6; 2: 42.8217; 2.1: 94.5069; 2.2: 1275.3562; 2.3: 45.3106; 2.4: -1271.9718; 2.5: -45.1904
| 2 | 49.85 | 1: 0.63477; 1.1: 3.312; 1.2: 0.0044414; 1.3: 269.19; 1.4: 0.11755; 1.5: 3.312; 1.6: 269.19; 1.7: 161.514; 1.8: 8.4594; 1.9: 1345.95; 2: 42.8646; 2.1: 94.5087; 2.2: 1277.8936; 2.3: 45.3552; 2.4: -1274.5816; 2.5: -45.2377
| 2 | 49.9 | 1: 0.62041; 1.1: 3.2403; 1.2: 0.0043454; 1.3: 269.46; 1.4: 0.11489; 1.5: 3.2403; 1.6: 269.46; 1.7: 161.676; 1.8: 8.4594; 1.9: 1347.3; 2: 42.9076; 2.1: 94.5106; 2.2: 1280.4335; 2.3: 45.3998; 2.4: -1277.1931; 2.5: -45.2849
| 2 | 49.95 | 1: 0.60623; 1.1: 3.1694; 1.2: 0.0042503; 1.3: 269.73; 1.4: 0.11226; 1.5: 3.1694; 1.6: 269.73; 1.7: 161.838; 1.8: 8.4594; 1.9: 1348.65; 2: 42.9506; 2.1: 94.5124; 2.2: 1282.9759; 2.3: 45.4444; 2.4: -1279.8065; 2.5: -45.3322
| 2 | 50 | 1: 0.59222; 1.1: 3.0993; 1.2: 0.0041562; 1.3: 270; 1.4: 0.10967; 1.5: 3.0993; 1.6: 270; 1.7: 162; 1.8: 8.4594; 1.9: 1350; 2: 42.9936; 2.1: 94.5142; 2.2: 1285.5208; 2.3: 45.4891; 2.4: -1282.4216; 2.5: -45.3794
| 2 | 50.05 | 1: 0.57838; 1.1: 3.0299; 1.2: 0.0040631; 1.3: 270.27; 1.4: 0.10711; 1.5: 3.0299; 1.6: 270.27; 1.7: 162.162; 1.8: 8.4594; 1.9: 1351.35; 2: 43.0366; 2.1: 94.516; 2.2: 1288.0683; 2.3: 45.5337; 2.4: -1285.0384; 2.5: -45.4266
| 2 | 50.1 | 1: 0.56471; 1.1: 2.9612; 1.2: 0.0039711; 1.3: 270.54; 1.4: 0.10458; 1.5: 2.9612; 1.6: 270.54; 1.7: 162.324; 1.8: 8.4594; 1.9: 1352.7; 2: 43.0796; 2.1: 94.5179; 2.2: 1290.6183; 2.3: 45.5783; 2.4: -1287.6571; 2.5: -45.4737
| 2 | 50.15 | 1: 0.55122; 1.1: 2.8934; 1.2: 0.0038801; 1.3: 270.81; 1.4: 0.10208; 1.5: 2.8934; 1.6: 270.81; 1.7: 162.486; 1.8: 8.4594; 1.9: 1354.05; 2: 43.1226; 2.1: 94.5197; 2.2: 1293.1708; 2.3: 45.6229; 2.4: -1290.2775; 2.5: -45.5208
| 2 | 50.2 | 1: 0.53789; 1.1: 2.8262; 1.2: 0.00379; 1.3: 271.08; 1.4: 0.09961; 1.5: 2.8262; 1.6: 271.08; 1.7: 162.648; 1.8: 8.4594; 1.9: 1355.4; 2: 43.1656; 2.1: 94.5215; 2.2: 1295.7259; 2.3: 45.6675; 2.4: -1292.8997; 2.5: -45.5679
| 2 | 50.25 | 1: 0.52474; 1.1: 2.7599; 1.2: 0.003701; 1.3: 271.35; 1.4: 0.097174; 1.5: 2.7599; 1.6: 271.35; 1.7: 162.81; 1.8: 8.4594; 1.9: 1356.75; 2: 43.2086; 2.1: 94.5233; 2.2: 1298.2835; 2.3: 45.7121; 2.4: -1295.5236; 2.5: -45.6149
| 2 | 50.3 | 1: 0.51176; 1.1: 2.6943; 1.2: 0.0036131; 1.3: 271.62; 1.4: 0.09477; 1.5: 2.6943; 1.6: 271.62; 1.7: 162.972; 1.8: 8.4594; 1.9: 1358.1; 2: 43.2516; 2.1: 94.5251; 2.2: 1300.8436; 2.3: 45.7567; 2.4: -1298.1493; 2.5: -45.662
| 2 | 50.35 | 1: 0.49895; 1.1: 2.6294; 1.2: 0.0035261; 1.3: 271.89; 1.4: 0.092397; 1.5: 2.6294; 1.6: 271.89; 1.7: 163.134; 1.8: 8.4594; 1.9: 1359.45; 2: 43.2946; 2.1: 94.5269; 2.2: 1303.4062; 2.3: 45.8013; 2.4: -1300.7768; 2.5: -45.7089
| 2 | 50.4 | 1: 0.48631; 1.1: 2.5654; 1.2: 0.0034402; 1.3: 272.16; 1.4: 0.090057; 1.5: 2.5654; 1.6: 272.16; 1.7: 163.296; 1.8: 8.4594; 1.9: 1360.8; 2: 43.3376; 2.1: 94.5287; 2.2: 1305.9714; 2.3: 45.8459; 2.4: -1303.406; 2.5: -45.7559
| 2 | 50.45 | 1: 0.47384; 1.1: 2.5021; 1.2: 0.0033553; 1.3: 272.43; 1.4: 0.087748; 1.5: 2.5021; 1.6: 272.43; 1.7: 163.458; 1.8: 8.4594; 1.9: 1362.15; 2: 43.3806; 2.1: 94.5305; 2.2: 1308.539; 2.3: 45.8906; 2.4: -1306.037; 2.5: -45.8028
| 2 | 50.5 | 1: 0.46154; 1.1: 2.4396; 1.2: 0.0032715; 1.3: 272.7; 1.4: 0.085471; 1.5: 2.4396; 1.6: 272.7; 1.7: 163.62; 1.8: 8.4594; 1.9: 1363.5; 2: 43.4236; 2.1: 94.5323; 2.2: 1311.1092; 2.3: 45.9352; 2.4: -1308.6697; 2.5: -45.8497
| 2 | 50.55 | 1: 0.44942; 1.1: 2.3778; 1.2: 0.0031887; 1.3: 272.97; 1.4: 0.083225; 1.5: 2.3778; 1.6: 272.97; 1.7: 163.782; 1.8: 8.4594; 1.9: 1364.85; 2: 43.4666; 2.1: 94.5341; 2.2: 1313.682; 2.3: 45.9798; 2.4: -1311.3041; 2.5: -45.8966
| 2 | 50.6 | 1: 0.43746; 1.1: 2.3169; 1.2: 0.003107; 1.3: 273.24; 1.4: 0.081011; 1.5: 2.3169; 1.6: 273.24; 1.7: 163.944; 1.8: 8.4594; 1.9: 1366.2; 2: 43.5096; 2.1: 94.5359; 2.2: 1316.2572; 2.3: 46.0244; 2.4: -1313.9404; 2.5: -45.9434
| 2 | 50.65 | 1: 0.42568; 1.1: 2.2567; 1.2: 0.0030263; 1.3: 273.51; 1.4: 0.078829; 1.5: 2.2567; 1.6: 273.51; 1.7: 164.106; 1.8: 8.4594; 1.9: 1367.55; 2: 43.5525; 2.1: 94.5376; 2.2: 1318.835; 2.3: 46.069; 2.4: -1316.5783; 2.5: -45.9902
| 2 | 50.7 | 1: 0.41407; 1.1: 2.1973; 1.2: 0.0029466; 1.3: 273.78; 1.4: 0.076679; 1.5: 2.1973; 1.6: 273.78; 1.7: 164.268; 1.8: 8.4594; 1.9: 1368.9; 2: 43.5955; 2.1: 94.5394; 2.2: 1321.4153; 2.3: 46.1136; 2.4: -1319.218; 2.5: -46.0369
| 2 | 50.75 | 1: 0.40263; 1.1: 2.1387; 1.2: 0.002868; 1.3: 274.05; 1.4: 0.074561; 1.5: 2.1387; 1.6: 274.05; 1.7: 164.43; 1.8: 8.4594; 1.9: 1370.25; 2: 43.6385; 2.1: 94.5412; 2.2: 1323.9981; 2.3: 46.1582; 2.4: -1321.8594; 2.5: -46.0837
| 2 | 50.8 | 1: 0.39136; 1.1: 2.0809; 1.2: 0.0027905; 1.3: 274.32; 1.4: 0.072474; 1.5: 2.0809; 1.6: 274.32; 1.7: 164.592; 1.8: 8.4594; 1.9: 1371.6; 2: 43.6815; 2.1: 94.5429; 2.2: 1326.5835; 2.3: 46.2028; 2.4: -1324.5026; 2.5: -46.1304
| 2 | 50.85 | 1: 0.38026; 1.1: 2.0239; 1.2: 0.0027141; 1.3: 274.59; 1.4: 0.070419; 1.5: 2.0239; 1.6: 274.59; 1.7: 164.754; 1.8: 8.4594; 1.9: 1372.95; 2: 43.7245; 2.1: 94.5447; 2.2: 1329.1713; 2.3: 46.2475; 2.4: -1327.1475; 2.5: -46.177
| 2 | 50.9 | 1: 0.36934; 1.1: 1.9677; 1.2: 0.0026387; 1.3: 274.86; 1.4: 0.068396; 1.5: 1.9677; 1.6: 274.86; 1.7: 164.916; 1.8: 8.4594; 1.9: 1374.3; 2: 43.7675; 2.1: 94.5465; 2.2: 1331.7617; 2.3: 46.2921; 2.4: -1329.7941; 2.5: -46.2237
| 2 | 50.95 | 1: 0.35858; 1.1: 1.9122; 1.2: 0.0025644; 1.3: 275.13; 1.4: 0.066404; 1.5: 1.9122; 1.6: 275.13; 1.7: 165.078; 1.8: 8.4594; 1.9: 1375.65; 2: 43.8105; 2.1: 94.5482; 2.2: 1334.3546; 2.3: 46.3367; 2.4: -1332.4424; 2.5: -46.2703
| 2 | 51 | 1: 0.348; 1.1: 1.8576; 1.2: 0.0024911; 1.3: 275.4; 1.4: 0.064444; 1.5: 1.8576; 1.6: 275.4; 1.7: 165.24; 1.8: 8.4594; 1.9: 1377; 2: 43.8535; 2.1: 94.55; 2.2: 1336.9501; 2.3: 46.3813; 2.4: -1335.0925; 2.5: -46.3168
| 2 | 51.05 | 1: 0.33759; 1.1: 1.8038; 1.2: 0.002419; 1.3: 275.67; 1.4: 0.062516; 1.5: 1.8038; 1.6: 275.67; 1.7: 165.402; 1.8: 8.4594; 1.9: 1378.35; 2: 43.8965; 2.1: 94.5517; 2.2: 1339.548; 2.3: 46.4259; 2.4: -1337.7442; 2.5: -46.3634
| 2 | 51.1 | 1: 0.32735; 1.1: 1.7508; 1.2: 0.0023479; 1.3: 275.94; 1.4: 0.06062; 1.5: 1.7508; 1.6: 275.94; 1.7: 165.564; 1.8: 8.4594; 1.9: 1379.7; 2: 43.9395; 2.1: 94.5535; 2.2: 1342.1485; 2.3: 46.4705; 2.4: -1340.3977; 2.5: -46.4099
| 2 | 51.15 | 1: 0.31728; 1.1: 1.6986; 1.2: 0.0022779; 1.3: 276.21; 1.4: 0.058755; 1.5: 1.6986; 1.6: 276.21; 1.7: 165.726; 1.8: 8.4594; 1.9: 1381.05; 2: 43.9825; 2.1: 94.5552; 2.2: 1344.7515; 2.3: 46.5151; 2.4: -1343.0529; 2.5: -46.4564
| 2 | 51.2 | 1: 0.30738; 1.1: 1.6472; 1.2: 0.002209; 1.3: 276.48; 1.4: 0.056923; 1.5: 1.6472; 1.6: 276.48; 1.7: 165.888; 1.8: 8.4594; 1.9: 1382.4; 2: 44.0255; 2.1: 94.557; 2.2: 1347.3571; 2.3: 46.5597; 2.4: -1345.7098; 2.5: -46.5028
| 2 | 51.25 | 1: 0.29766; 1.1: 1.5967; 1.2: 0.0021412; 1.3: 276.75; 1.4: 0.055121; 1.5: 1.5967; 1.6: 276.75; 1.7: 166.05; 1.8: 8.4594; 1.9: 1383.75; 2: 44.0685; 2.1: 94.5587; 2.2: 1349.9651; 2.3: 46.6044; 2.4: -1348.3684; 2.5: -46.5492
| 2 | 51.3 | 1: 0.2881; 1.1: 1.5469; 1.2: 0.0020745; 1.3: 277.02; 1.4: 0.053352; 1.5: 1.5469; 1.6: 277.02; 1.7: 166.212; 1.8: 8.4594; 1.9: 1385.1; 2: 44.1115; 2.1: 94.5604; 2.2: 1352.5757; 2.3: 46.649; 2.4: -1351.0288; 2.5: -46.5956
| 2 | 51.35 | 1: 0.27872; 1.1: 1.498; 1.2: 0.0020089; 1.3: 277.29; 1.4: 0.051614; 1.5: 1.498; 1.6: 277.29; 1.7: 166.374; 1.8: 8.4594; 1.9: 1386.45; 2: 44.1545; 2.1: 94.5622; 2.2: 1355.1888; 2.3: 46.6936; 2.4: -1353.6908; 2.5: -46.642
| 2 | 51.4 | 1: 0.26951; 1.1: 1.4499; 1.2: 0.0019444; 1.3: 277.56; 1.4: 0.049908; 1.5: 1.4499; 1.6: 277.56; 1.7: 166.536; 1.8: 8.4594; 1.9: 1387.8; 2: 44.1975; 2.1: 94.5639; 2.2: 1357.8044; 2.3: 46.7382; 2.4: -1356.3545; 2.5: -46.6883
| 2 | 51.45 | 1: 0.26046; 1.1: 1.4026; 1.2: 0.001881; 1.3: 277.83; 1.4: 0.048234; 1.5: 1.4026; 1.6: 277.83; 1.7: 166.698; 1.8: 8.4594; 1.9: 1389.15; 2: 44.2404; 2.1: 94.5656; 2.2: 1360.4226; 2.3: 46.7828; 2.4: -1359.0199; 2.5: -46.7346
| 2 | 51.5 | 1: 0.25159; 1.1: 1.3562; 1.2: 0.0018187; 1.3: 278.1; 1.4: 0.046592; 1.5: 1.3562; 1.6: 278.1; 1.7: 166.86; 1.8: 8.4594; 1.9: 1390.5; 2: 44.2834; 2.1: 94.5673; 2.2: 1363.0432; 2.3: 46.8274; 2.4: -1361.687; 2.5: -46.7808
| 2 | 51.55 | 1: 0.2429; 1.1: 1.3106; 1.2: 0.0017575; 1.3: 278.37; 1.4: 0.044981; 1.5: 1.3106; 1.6: 278.37; 1.7: 167.022; 1.8: 8.4594; 1.9: 1391.85; 2: 44.3264; 2.1: 94.569; 2.2: 1365.6664; 2.3: 46.872; 2.4: -1364.3558; 2.5: -46.8271
| 2 | 51.6 | 1: 0.23437; 1.1: 1.2658; 1.2: 0.0016974; 1.3: 278.64; 1.4: 0.043402; 1.5: 1.2658; 1.6: 278.64; 1.7: 167.184; 1.8: 8.4594; 1.9: 1393.2; 2: 44.3694; 2.1: 94.5708; 2.2: 1368.2921; 2.3: 46.9166; 2.4: -1367.0263; 2.5: -46.8732
| 2 | 51.65 | 1: 0.22601; 1.1: 1.2218; 1.2: 0.0016385; 1.3: 278.91; 1.4: 0.041855; 1.5: 1.2218; 1.6: 278.91; 1.7: 167.346; 1.8: 8.4594; 1.9: 1394.55; 2: 44.4124; 2.1: 94.5725; 2.2: 1370.9203; 2.3: 46.9613; 2.4: -1369.6985; 2.5: -46.9194
| 2 | 51.7 | 1: 0.21783; 1.1: 1.1787; 1.2: 0.0015807; 1.3: 279.18; 1.4: 0.040339; 1.5: 1.1787; 1.6: 279.18; 1.7: 167.508; 1.8: 8.4594; 1.9: 1395.9; 2: 44.4554; 2.1: 94.5742; 2.2: 1373.5511; 2.3: 47.0059; 2.4: -1372.3724; 2.5: -46.9655
| 2 | 51.75 | 1: 0.20982; 1.1: 1.1365; 1.2: 0.001524; 1.3: 279.45; 1.4: 0.038855; 1.5: 1.1365; 1.6: 279.45; 1.7: 167.67; 1.8: 8.4594; 1.9: 1397.25; 2: 44.4984; 2.1: 94.5759; 2.2: 1376.1844; 2.3: 47.0505; 2.4: -1375.0479; 2.5: -47.0116
| 2 | 51.8 | 1: 0.20198; 1.1: 1.0951; 1.2: 0.0014685; 1.3: 279.72; 1.4: 0.037403; 1.5: 1.0951; 1.6: 279.72; 1.7: 167.832; 1.8: 8.4594; 1.9: 1398.6; 2: 44.5414; 2.1: 94.5776; 2.2: 1378.8202; 2.3: 47.0951; 2.4: -1377.7251; 2.5: -47.0577
| 2 | 51.85 | 1: 0.19431; 1.1: 1.0545; 1.2: 0.0014141; 1.3: 279.99; 1.4: 0.035983; 1.5: 1.0545; 1.6: 279.99; 1.7: 167.994; 1.8: 8.4594; 1.9: 1399.95; 2: 44.5844; 2.1: 94.5793; 2.2: 1381.4585; 2.3: 47.1397; 2.4: -1380.404; 2.5: -47.1037
| 2 | 51.9 | 1: 0.18681; 1.1: 1.0148; 1.2: 0.0013608; 1.3: 280.26; 1.4: 0.034594; 1.5: 1.0148; 1.6: 280.26; 1.7: 168.156; 1.8: 8.4594; 1.9: 1401.3; 2: 44.6274; 2.1: 94.581; 2.2: 1384.0993; 2.3: 47.1843; 2.4: -1383.0845; 2.5: -47.1497
| 2 | 51.95 | 1: 0.17948; 1.1: 0.97591; 1.2: 0.0013087; 1.3: 280.53; 1.4: 0.033237; 1.5: 0.97591; 1.6: 280.53; 1.7: 168.318; 1.8: 8.4594; 1.9: 1402.65; 2: 44.6704; 2.1: 94.5827; 2.2: 1386.7427; 2.3: 47.2289; 2.4: -1385.7667; 2.5: -47.1957
| 2 | 52 | 1: 0.17232; 1.1: 0.9379; 1.2: 0.0012577; 1.3: 280.8; 1.4: 0.031912; 1.5: 0.9379; 1.6: 280.8; 1.7: 168.48; 1.8: 8.4594; 1.9: 1404; 2: 44.7134; 2.1: 94.5843; 2.2: 1389.3885; 2.3: 47.2735; 2.4: -1388.4506; 2.5: -47.2416
| 2 | 52.05 | 1: 0.16534; 1.1: 0.90075; 1.2: 0.0012079; 1.3: 281.07; 1.4: 0.030618; 1.5: 0.90075; 1.6: 281.07; 1.7: 168.642; 1.8: 8.4594; 1.9: 1405.35; 2: 44.7564; 2.1: 94.586; 2.2: 1392.0369; 2.3: 47.3182; 2.4: -1391.1362; 2.5: -47.2875
| 2 | 52.1 | 1: 0.15852; 1.1: 0.86446; 1.2: 0.0011593; 1.3: 281.34; 1.4: 0.029356; 1.5: 0.86446; 1.6: 281.34; 1.7: 168.804; 1.8: 8.4594; 1.9: 1406.7; 2: 44.7994; 2.1: 94.5877; 2.2: 1394.6878; 2.3: 47.3628; 2.4: -1393.8234; 2.5: -47.3334
| 2 | 52.15 | 1: 0.15188; 1.1: 0.82903; 1.2: 0.0011117; 1.3: 281.61; 1.4: 0.028126; 1.5: 0.82903; 1.6: 281.61; 1.7: 168.966; 1.8: 8.4594; 1.9: 1408.05; 2: 44.8424; 2.1: 94.5894; 2.2: 1397.3413; 2.3: 47.4074; 2.4: -1396.5122; 2.5: -47.3793
| 2 | 52.2 | 1: 0.14541; 1.1: 0.79447; 1.2: 0.0010654; 1.3: 281.88; 1.4: 0.026928; 1.5: 0.79447; 1.6: 281.88; 1.7: 169.128; 1.8: 8.4594; 1.9: 1409.4; 2: 44.8854; 2.1: 94.5911; 2.2: 1399.9972; 2.3: 47.452; 2.4: -1399.2028; 2.5: -47.4251
| 2 | 52.25 | 1: 0.13911; 1.1: 0.76078; 1.2: 0.0010202; 1.3: 282.15; 1.4: 0.025761; 1.5: 0.76078; 1.6: 282.15; 1.7: 169.29; 1.8: 8.4594; 1.9: 1410.75; 2: 44.9283; 2.1: 94.5927; 2.2: 1402.6557; 2.3: 47.4966; 2.4: -1401.8949; 2.5: -47.4709
| 2 | 52.3 | 1: 0.13298; 1.1: 0.72796; 1.2: 0.00097621; 1.3: 282.42; 1.4: 0.024627; 1.5: 0.72796; 1.6: 282.42; 1.7: 169.452; 1.8: 8.4594; 1.9: 1412.1; 2: 44.9713; 2.1: 94.5944; 2.2: 1405.3167; 2.3: 47.5412; 2.4: -1404.5887; 2.5: -47.5166
| 2 | 52.35 | 1: 0.12703; 1.1: 0.69601; 1.2: 0.00093337; 1.3: 282.69; 1.4: 0.023523; 1.5: 0.69601; 1.6: 282.69; 1.7: 169.614; 1.8: 8.4594; 1.9: 1413.45; 2: 45.0143; 2.1: 94.5961; 2.2: 1407.9802; 2.3: 47.5858; 2.4: -1407.2842; 2.5: -47.5623
| 2 | 52.4 | 1: 0.12124; 1.1: 0.66495; 1.2: 0.00089171; 1.3: 282.96; 1.4: 0.022452; 1.5: 0.66495; 1.6: 282.96; 1.7: 169.776; 1.8: 8.4594; 1.9: 1414.8; 2: 45.0573; 2.1: 94.5977; 2.2: 1410.6462; 2.3: 47.6304; 2.4: -1409.9813; 2.5: -47.608
| 2 | 52.45 | 1: 0.11563; 1.1: 0.63476; 1.2: 0.00085123; 1.3: 283.23; 1.4: 0.021412; 1.5: 0.63476; 1.6: 283.23; 1.7: 169.938; 1.8: 8.4594; 1.9: 1416.15; 2: 45.1003; 2.1: 94.5994; 2.2: 1413.3148; 2.3: 47.6751; 2.4: -1412.68; 2.5: -47.6536
| 2 | 52.5 | 1: 0.11018; 1.1: 0.60545; 1.2: 0.00081193; 1.3: 283.5; 1.4: 0.020404; 1.5: 0.60545; 1.6: 283.5; 1.7: 170.1; 1.8: 8.4594; 1.9: 1417.5; 2: 45.1433; 2.1: 94.601; 2.2: 1415.9859; 2.3: 47.7197; 2.4: -1415.3804; 2.5: -47.6993
| 2 | 52.55 | 1: 0.10491; 1.1: 0.57703; 1.2: 0.00077381; 1.3: 283.77; 1.4: 0.019428; 1.5: 0.57703; 1.6: 283.77; 1.7: 170.262; 1.8: 8.4594; 1.9: 1418.85; 2: 45.1863; 2.1: 94.6027; 2.2: 1418.6595; 2.3: 47.7643; 2.4: -1418.0824; 2.5: -47.7449
| 2 | 52.6 | 1: 0.09981; 1.1: 0.5495; 1.2: 0.00073689; 1.3: 284.04; 1.4: 0.018483; 1.5: 0.5495; 1.6: 284.04; 1.7: 170.424; 1.8: 8.4594; 1.9: 1420.2; 2: 45.2293; 2.1: 94.6044; 2.2: 1421.3356; 2.3: 47.8089; 2.4: -1420.7861; 2.5: -47.7904
| 2 | 52.65 | 1: 0.094881; 1.1: 0.52286; 1.2: 0.00070117; 1.3: 284.31; 1.4: 0.01757; 1.5: 0.52286; 1.6: 284.31; 1.7: 170.586; 1.8: 8.4594; 1.9: 1421.55; 2: 45.2723; 2.1: 94.606; 2.2: 1424.0142; 2.3: 47.8535; 2.4: -1423.4913; 2.5: -47.8359
| 2 | 52.7 | 1: 0.090123; 1.1: 0.49711; 1.2: 0.00066664; 1.3: 284.58; 1.4: 0.016689; 1.5: 0.49711; 1.6: 284.58; 1.7: 170.748; 1.8: 8.4594; 1.9: 1422.9; 2: 45.3153; 2.1: 94.6076; 2.2: 1426.6954; 2.3: 47.8981; 2.4: -1426.1982; 2.5: -47.8814
| 2 | 52.75 | 1: 0.085536; 1.1: 0.47226; 1.2: 0.00063331; 1.3: 284.85; 1.4: 0.01584; 1.5: 0.47226; 1.6: 284.85; 1.7: 170.91; 1.8: 8.4594; 1.9: 1424.25; 2: 45.3583; 2.1: 94.6093; 2.2: 1429.379; 2.3: 47.9427; 2.4: -1428.9068; 2.5: -47.9269
| 2 | 52.8 | 1: 0.08112; 1.1: 0.4483; 1.2: 0.00060118; 1.3: 285.12; 1.4: 0.015022; 1.5: 0.4483; 1.6: 285.12; 1.7: 171.072; 1.8: 8.4594; 1.9: 1425.6; 2: 45.4013; 2.1: 94.6109; 2.2: 1432.0652; 2.3: 47.9873; 2.4: -1431.6169; 2.5: -47.9723
| 2 | 52.85 | 1: 0.076876; 1.1: 0.42525; 1.2: 0.00057027; 1.3: 285.39; 1.4: 0.014236; 1.5: 0.42525; 1.6: 285.39; 1.7: 171.234; 1.8: 8.4594; 1.9: 1426.95; 2: 45.4443; 2.1: 94.6126; 2.2: 1434.7539; 2.3: 48.032; 2.4: -1434.3287; 2.5: -48.0177
| 2 | 52.9 | 1: 0.072803; 1.1: 0.4031; 1.2: 0.00054057; 1.3: 285.66; 1.4: 0.013482; 1.5: 0.4031; 1.6: 285.66; 1.7: 171.396; 1.8: 8.4594; 1.9: 1428.3; 2: 45.4873; 2.1: 94.6142; 2.2: 1437.4451; 2.3: 48.0766; 2.4: -1437.042; 2.5: -48.0631
| 2 | 52.95 | 1: 0.068901; 1.1: 0.38186; 1.2: 0.00051208; 1.3: 285.93; 1.4: 0.01276; 1.5: 0.38186; 1.6: 285.93; 1.7: 171.558; 1.8: 8.4594; 1.9: 1429.65; 2: 45.5303; 2.1: 94.6158; 2.2: 1440.1389; 2.3: 48.1212; 2.4: -1439.757; 2.5: -48.1084
| 2 | 53 | 1: 0.065171; 1.1: 0.36153; 1.2: 0.00048481; 1.3: 286.2; 1.4: 0.012069; 1.5: 0.36153; 1.6: 286.2; 1.7: 171.72; 1.8: 8.4594; 1.9: 1431; 2: 45.5732; 2.1: 94.6175; 2.2: 1442.8351; 2.3: 48.1658; 2.4: -1442.4736; 2.5: -48.1537
| 2 | 53.05 | 1: 0.061612; 1.1: 0.3421; 1.2: 0.00045877; 1.3: 286.47; 1.4: 0.01141; 1.5: 0.3421; 1.6: 286.47; 1.7: 171.882; 1.8: 8.4594; 1.9: 1432.35; 2: 45.6162; 2.1: 94.6191; 2.2: 1445.5339; 2.3: 48.2104; 2.4: -1445.1918; 2.5: -48.199
| 2 | 53.1 | 1: 0.058224; 1.1: 0.3236; 1.2: 0.00043395; 1.3: 286.74; 1.4: 0.010782; 1.5: 0.3236; 1.6: 286.74; 1.7: 172.044; 1.8: 8.4594; 1.9: 1433.7; 2: 45.6592; 2.1: 94.6207; 2.2: 1448.2352; 2.3: 48.255; 2.4: -1447.9116; 2.5: -48.2442
| 2 | 53.15 | 1: 0.055007; 1.1: 0.30601; 1.2: 0.00041036; 1.3: 287.01; 1.4: 0.010187; 1.5: 0.30601; 1.6: 287.01; 1.7: 172.206; 1.8: 8.4594; 1.9: 1435.05; 2: 45.7022; 2.1: 94.6223; 2.2: 1450.939; 2.3: 48.2996; 2.4: -1450.633; 2.5: -48.2894
| 2 | 53.2 | 1: 0.051962; 1.1: 0.28934; 1.2: 0.00038801; 1.3: 287.28; 1.4: 0.0096226; 1.5: 0.28934; 1.6: 287.28; 1.7: 172.368; 1.8: 8.4594; 1.9: 1436.4; 2: 45.7452; 2.1: 94.6239; 2.2: 1453.6453; 2.3: 48.3442; 2.4: -1453.356; 2.5: -48.3346
| 2 | 53.25 | 1: 0.049088; 1.1: 0.27359; 1.2: 0.00036689; 1.3: 287.55; 1.4: 0.0090904; 1.5: 0.27359; 1.6: 287.55; 1.7: 172.53; 1.8: 8.4594; 1.9: 1437.75; 2: 45.7882; 2.1: 94.6256; 2.2: 1456.3542; 2.3: 48.3888; 2.4: -1456.0806; 2.5: -48.3798
| 2 | 53.3 | 1: 0.046385; 1.1: 0.25877; 1.2: 0.00034702; 1.3: 287.82; 1.4: 0.0085899; 1.5: 0.25877; 1.6: 287.82; 1.7: 172.692; 1.8: 8.4594; 1.9: 1439.1; 2: 45.8312; 2.1: 94.6272; 2.2: 1459.0656; 2.3: 48.4335; 2.4: -1458.8068; 2.5: -48.4249
| 2 | 53.35 | 1: 0.043854; 1.1: 0.24488; 1.2: 0.00032839; 1.3: 288.09; 1.4: 0.0081211; 1.5: 0.24488; 1.6: 288.09; 1.7: 172.854; 1.8: 8.4594; 1.9: 1440.45; 2: 45.8742; 2.1: 94.6288; 2.2: 1461.7794; 2.3: 48.4781; 2.4: -1461.5346; 2.5: -48.4699
| 2 | 53.4 | 1: 0.041493; 1.1: 0.23192; 1.2: 0.000311; 1.3: 288.36; 1.4: 0.007684; 1.5: 0.23192; 1.6: 288.36; 1.7: 173.016; 1.8: 8.4594; 1.9: 1441.8; 2: 45.9172; 2.1: 94.6304; 2.2: 1464.4958; 2.3: 48.5227; 2.4: -1464.2639; 2.5: -48.515
| 2 | 53.45 | 1: 0.039304; 1.1: 0.21989; 1.2: 0.00029487; 1.3: 288.63; 1.4: 0.0072786; 1.5: 0.21989; 1.6: 288.63; 1.7: 173.178; 1.8: 8.4594; 1.9: 1443.15; 2: 45.9602; 2.1: 94.632; 2.2: 1467.2148; 2.3: 48.5673; 2.4: -1466.9949; 2.5: -48.56
| 2 | 53.5 | 1: 0.037287; 1.1: 0.20879; 1.2: 0.00028; 1.3: 288.9; 1.4: 0.0069049; 1.5: 0.20879; 1.6: 288.9; 1.7: 173.34; 1.8: 8.4594; 1.9: 1444.5; 2: 46.0032; 2.1: 94.6336; 2.2: 1469.9362; 2.3: 48.6119; 2.4: -1469.7274; 2.5: -48.605
| 2 | 53.55 | 1: 0.03544; 1.1: 0.19864; 1.2: 0.00026638; 1.3: 289.17; 1.4: 0.006563; 1.5: 0.19864; 1.6: 289.17; 1.7: 173.502; 1.8: 8.4594; 1.9: 1445.85; 2: 46.0462; 2.1: 94.6352; 2.2: 1472.6602; 2.3: 48.6565; 2.4: -1472.4615; 2.5: -48.6499
| 2 | 53.6 | 1: 0.033765; 1.1: 0.18943; 1.2: 0.00025402; 1.3: 289.44; 1.4: 0.0062527; 1.5: 0.18943; 1.6: 289.44; 1.7: 173.664; 1.8: 8.4594; 1.9: 1447.2; 2: 46.0892; 2.1: 94.6368; 2.2: 1475.3866; 2.3: 48.7011; 2.4: -1475.1972; 2.5: -48.6949
| 2 | 53.65 | 1: 0.032261; 1.1: 0.18116; 1.2: 0.00024293; 1.3: 289.71; 1.4: 0.0059742; 1.5: 0.18116; 1.6: 289.71; 1.7: 173.826; 1.8: 8.4594; 1.9: 1448.55; 2: 46.1322; 2.1: 94.6384; 2.2: 1478.1156; 2.3: 48.7457; 2.4: -1477.9345; 2.5: -48.7397
| 2 | 53.7 | 1: 0.030928; 1.1: 0.17383; 1.2: 0.00023312; 1.3: 289.98; 1.4: 0.0057274; 1.5: 0.17383; 1.6: 289.98; 1.7: 173.988; 1.8: 8.4594; 1.9: 1449.9; 2: 46.1752; 2.1: 94.64; 2.2: 1480.8471; 2.3: 48.7903; 2.4: -1480.6733; 2.5: -48.7846
| 2 | 53.75 | 1: 0.029767; 1.1: 0.16746; 1.2: 0.00022457; 1.3: 290.25; 1.4: 0.0055123; 1.5: 0.16746; 1.6: 290.25; 1.7: 174.15; 1.8: 8.4594; 1.9: 1451.25; 2: 46.2182; 2.1: 94.6416; 2.2: 1483.5811; 2.3: 48.8349; 2.4: -1483.4137; 2.5: -48.8294
| 2 | 53.8 | 1: 0.028776; 1.1: 0.16204; 1.2: 0.0002173; 1.3: 290.52; 1.4: 0.0053289; 1.5: 0.16204; 1.6: 290.52; 1.7: 174.312; 1.8: 8.4594; 1.9: 1452.6; 2: 46.2611; 2.1: 94.6431; 2.2: 1486.3177; 2.3: 48.8796; 2.4: -1486.1556; 2.5: -48.8742
| 2 | 53.85 | 1: 0.027957; 1.1: 0.15758; 1.2: 0.00021131; 1.3: 290.79; 1.4: 0.0051773; 1.5: 0.15758; 1.6: 290.79; 1.7: 174.474; 1.8: 8.4594; 1.9: 1453.95; 2: 46.3041; 2.1: 94.6447; 2.2: 1489.0567; 2.3: 48.9242; 2.4: -1488.8991; 2.5: -48.919
| 2 | 53.9 | 1: 0.027309; 1.1: 0.15407; 1.2: 0.00020661; 1.3: 291.06; 1.4: 0.0050573; 1.5: 0.15407; 1.6: 291.06; 1.7: 174.636; 1.8: 8.4594; 1.9: 1455.3; 2: 46.3471; 2.1: 94.6463; 2.2: 1491.7983; 2.3: 48.9688; 2.4: -1491.6442; 2.5: -48.9637
| 2 | 53.95 | 1: 0.026833; 1.1: 0.15152; 1.2: 0.00020319; 1.3: 291.33; 1.4: 0.0049691; 1.5: 0.15152; 1.6: 291.33; 1.7: 174.798; 1.8: 8.4594; 1.9: 1456.65; 2: 46.3901; 2.1: 94.6479; 2.2: 1494.5424; 2.3: 49.0134; 2.4: -1494.3909; 2.5: -49.0084
| 2 | 54 | 1: 0.026528; 1.1: 0.14993; 1.2: 0.00020106; 1.3: 291.6; 1.4: 0.0049125; 1.5: 0.14993; 1.6: 291.6; 1.7: 174.96; 1.8: 8.4594; 1.9: 1458; 2: 46.4331; 2.1: 94.6495; 2.2: 1497.289; 2.3: 49.058; 2.4: -1497.1391; 2.5: -49.0531
| 2 | 54.05 | 1: 0.026394; 1.1: 0.14931; 1.2: 0.00020023; 1.3: 291.87; 1.4: 0.0048877; 1.5: 0.14931; 1.6: 291.87; 1.7: 175.122; 1.8: 8.4594; 1.9: 1459.35; 2: 46.4761; 2.1: 94.651; 2.2: 1500.0381; 2.3: 49.1026; 2.4: -1499.8888; 2.5: -49.0977
| 2 | 54.1 | 1: 0.026431; 1.1: 0.14966; 1.2: 0.0002007; 1.3: 292.14; 1.4: 0.0048946; 1.5: 0.14966; 1.6: 292.14; 1.7: 175.284; 1.8: 8.4594; 1.9: 1460.7; 2: 46.5191; 2.1: 94.6526; 2.2: 1502.7897; 2.3: 49.1472; 2.4: -1502.6401; 2.5: -49.1423
| 2 | 54.15 | 1: 0.026639; 1.1: 0.15098; 1.2: 0.00020247; 1.3: 292.41; 1.4: 0.0049332; 1.5: 0.15098; 1.6: 292.41; 1.7: 175.446; 1.8: 8.4594; 1.9: 1462.05; 2: 46.5621; 2.1: 94.6542; 2.2: 1505.5439; 2.3: 49.1918; 2.4: -1505.3929; 2.5: -49.1869
| 2 | 54.2 | 1: 0.027019; 1.1: 0.15328; 1.2: 0.00020555; 1.3: 292.68; 1.4: 0.0050035; 1.5: 0.15328; 1.6: 292.68; 1.7: 175.608; 1.8: 8.4594; 1.9: 1463.4; 2: 46.6051; 2.1: 94.6557; 2.2: 1508.3006; 2.3: 49.2364; 2.4: -1508.1473; 2.5: -49.2314
| 2 | 54.25 | 1: 0.02757; 1.1: 0.15655; 1.2: 0.00020993; 1.3: 292.95; 1.4: 0.0051055; 1.5: 0.15655; 1.6: 292.95; 1.7: 175.77; 1.8: 8.4594; 1.9: 1464.75; 2: 46.6481; 2.1: 94.6573; 2.2: 1511.0597; 2.3: 49.281; 2.4: -1510.9032; 2.5: -49.2759
| 2 | 54.3 | 1: 0.028292; 1.1: 0.16079; 1.2: 0.00021563; 1.3: 293.22; 1.4: 0.0052392; 1.5: 0.16079; 1.6: 293.22; 1.7: 175.932; 1.8: 8.4594; 1.9: 1466.1; 2: 46.6911; 2.1: 94.6589; 2.2: 1513.8214; 2.3: 49.3256; 2.4: -1513.6607; 2.5: -49.3204
| 2 | 54.35 | 1: 0.029185; 1.1: 0.16602; 1.2: 0.00022264; 1.3: 293.49; 1.4: 0.0054047; 1.5: 0.16602; 1.6: 293.49; 1.7: 176.094; 1.8: 8.4594; 1.9: 1467.45; 2: 46.7341; 2.1: 94.6604; 2.2: 1516.5857; 2.3: 49.3702; 2.4: -1516.4196; 2.5: -49.3648
| 2 | 54.4 | 1: 0.03025; 1.1: 0.17224; 1.2: 0.00023097; 1.3: 293.76; 1.4: 0.0056018; 1.5: 0.17224; 1.6: 293.76; 1.7: 176.256; 1.8: 8.4594; 1.9: 1468.8; 2: 46.7771; 2.1: 94.662; 2.2: 1519.3524; 2.3: 49.4148; 2.4: -1519.1802; 2.5: -49.4092
| 2 | 54.45 | 1: 0.031486; 1.1: 0.17944; 1.2: 0.00024063; 1.3: 294.03; 1.4: 0.0058306; 1.5: 0.17944; 1.6: 294.03; 1.7: 176.418; 1.8: 8.4594; 1.9: 1470.15; 2: 46.8201; 2.1: 94.6635; 2.2: 1522.1216; 2.3: 49.4595; 2.4: -1521.9422; 2.5: -49.4536
| 2 | 54.5 | 1: 0.032893; 1.1: 0.18763; 1.2: 0.00025162; 1.3: 294.3; 1.4: 0.0060912; 1.5: 0.18763; 1.6: 294.3; 1.7: 176.58; 1.8: 8.4594; 1.9: 1471.5; 2: 46.8631; 2.1: 94.6651; 2.2: 1524.8934; 2.3: 49.5041; 2.4: -1524.7058; 2.5: -49.498
| 2 | 54.55 | 1: 0.034471; 1.1: 0.19681; 1.2: 0.00026393; 1.3: 294.57; 1.4: 0.0063835; 1.5: 0.19681; 1.6: 294.57; 1.7: 176.742; 1.8: 8.4594; 1.9: 1472.85; 2: 46.9061; 2.1: 94.6666; 2.2: 1527.6677; 2.3: 49.5487; 2.4: -1527.4709; 2.5: -49.5423
| 2 | 54.6 | 1: 0.03622; 1.1: 0.20699; 1.2: 0.00027758; 1.3: 294.84; 1.4: 0.0067075; 1.5: 0.20699; 1.6: 294.84; 1.7: 176.904; 1.8: 8.4594; 1.9: 1474.2; 2: 46.949; 2.1: 94.6682; 2.2: 1530.4445; 2.3: 49.5933; 2.4: -1530.2375; 2.5: -49.5866
| 2 | 54.65 | 1: 0.038141; 1.1: 0.21817; 1.2: 0.00029257; 1.3: 295.11; 1.4: 0.0070631; 1.5: 0.21817; 1.6: 295.11; 1.7: 177.066; 1.8: 8.4594; 1.9: 1475.55; 2: 46.992; 2.1: 94.6697; 2.2: 1533.2238; 2.3: 49.6379; 2.4: -1533.0056; 2.5: -49.6308
| 2 | 54.7 | 1: 0.040233; 1.1: 0.23034; 1.2: 0.0003089; 1.3: 295.38; 1.4: 0.0074505; 1.5: 0.23034; 1.6: 295.38; 1.7: 177.228; 1.8: 8.4594; 1.9: 1476.9; 2: 47.035; 2.1: 94.6713; 2.2: 1536.0056; 2.3: 49.6825; 2.4: -1535.7753; 2.5: -49.675
| 2 | 54.75 | 1: 0.042496; 1.1: 0.24352; 1.2: 0.00032657; 1.3: 295.65; 1.4: 0.0078696; 1.5: 0.24352; 1.6: 295.65; 1.7: 177.39; 1.8: 8.4594; 1.9: 1478.25; 2: 47.078; 2.1: 94.6728; 2.2: 1538.79; 2.3: 49.7271; 2.4: -1538.5464; 2.5: -49.7192
| 2 | 54.8 | 1: 0.04493; 1.1: 0.25771; 1.2: 0.00034559; 1.3: 295.92; 1.4: 0.0083204; 1.5: 0.25771; 1.6: 295.92; 1.7: 177.552; 1.8: 8.4594; 1.9: 1479.6; 2: 47.121; 2.1: 94.6743; 2.2: 1541.5768; 2.3: 49.7717; 2.4: -1541.3191; 2.5: -49.7634
| 2 | 54.85 | 1: 0.047536; 1.1: 0.2729; 1.2: 0.00036597; 1.3: 296.19; 1.4: 0.008803; 1.5: 0.2729; 1.6: 296.19; 1.7: 177.714; 1.8: 8.4594; 1.9: 1480.95; 2: 47.164; 2.1: 94.6759; 2.2: 1544.3662; 2.3: 49.8163; 2.4: -1544.0933; 2.5: -49.8075
| 2 | 54.9 | 1: 0.050313; 1.1: 0.28911; 1.2: 0.0003877; 1.3: 296.46; 1.4: 0.0093172; 1.5: 0.28911; 1.6: 296.46; 1.7: 177.876; 1.8: 8.4594; 1.9: 1482.3; 2: 47.207; 2.1: 94.6774; 2.2: 1547.1581; 2.3: 49.8609; 2.4: -1546.869; 2.5: -49.8516
| 2 | 54.95 | 1: 0.053261; 1.1: 0.30633; 1.2: 0.00041079; 1.3: 296.73; 1.4: 0.0098631; 1.5: 0.30633; 1.6: 296.73; 1.7: 178.038; 1.8: 8.4594; 1.9: 1483.65; 2: 47.25; 2.1: 94.6789; 2.2: 1549.9525; 2.3: 49.9055; 2.4: -1549.6462; 2.5: -49.8957
| 2 | 55 | 1: 0.05638; 1.1: 0.32456; 1.2: 0.00043524; 1.3: 297; 1.4: 0.010441; 1.5: 0.32456; 1.6: 297; 1.7: 178.2; 1.8: 8.4594; 1.9: 1485; 2: 47.293; 2.1: 94.6804; 2.2: 1552.7494; 2.3: 49.9501; 2.4: -1552.4249; 2.5: -49.9397
| 2 | 55.05 | 1: 0.05967; 1.1: 0.34382; 1.2: 0.00046106; 1.3: 297.27; 1.4: 0.01105; 1.5: 0.34382; 1.6: 297.27; 1.7: 178.362; 1.8: 8.4594; 1.9: 1486.35; 2: 47.336; 2.1: 94.682; 2.2: 1555.5489; 2.3: 49.9947; 2.4: -1555.205; 2.5: -49.9837
| 2 | 55.1 | 1: 0.063132; 1.1: 0.36409; 1.2: 0.00048825; 1.3: 297.54; 1.4: 0.011691; 1.5: 0.36409; 1.6: 297.54; 1.7: 178.524; 1.8: 8.4594; 1.9: 1487.7; 2: 47.379; 2.1: 94.6835; 2.2: 1558.3508; 2.3: 50.0393; 2.4: -1557.9867; 2.5: -50.0276
| 2 | 55.15 | 1: 0.066765; 1.1: 0.38539; 1.2: 0.00051682; 1.3: 297.81; 1.4: 0.012364; 1.5: 0.38539; 1.6: 297.81; 1.7: 178.686; 1.8: 8.4594; 1.9: 1489.05; 2: 47.422; 2.1: 94.685; 2.2: 1561.1553; 2.3: 50.0839; 2.4: -1560.7699; 2.5: -50.0716
| 2 | 55.2 | 1: 0.070569; 1.1: 0.40772; 1.2: 0.00054676; 1.3: 298.08; 1.4: 0.013068; 1.5: 0.40772; 1.6: 298.08; 1.7: 178.848; 1.8: 8.4594; 1.9: 1490.4; 2: 47.465; 2.1: 94.6865; 2.2: 1563.9622; 2.3: 50.1285; 2.4: -1563.5545; 2.5: -50.1155
| 2 | 55.25 | 1: 0.074544; 1.1: 0.43108; 1.2: 0.00057808; 1.3: 298.35; 1.4: 0.013805; 1.5: 0.43108; 1.6: 298.35; 1.7: 179.01; 1.8: 8.4594; 1.9: 1491.75; 2: 47.508; 2.1: 94.688; 2.2: 1566.7717; 2.3: 50.1731; 2.4: -1566.3407; 2.5: -50.1593
| 2 | 55.3 | 1: 0.078691; 1.1: 0.45547; 1.2: 0.00061079; 1.3: 298.62; 1.4: 0.014572; 1.5: 0.45547; 1.6: 298.62; 1.7: 179.172; 1.8: 8.4594; 1.9: 1493.1; 2: 47.551; 2.1: 94.6895; 2.2: 1569.5838; 2.3: 50.2177; 2.4: -1569.1283; 2.5: -50.2032
| 2 | 55.35 | 1: 0.083009; 1.1: 0.48089; 1.2: 0.00064489; 1.3: 298.89; 1.4: 0.015372; 1.5: 0.48089; 1.6: 298.89; 1.7: 179.334; 1.8: 8.4594; 1.9: 1494.45; 2: 47.5939; 2.1: 94.6911; 2.2: 1572.3983; 2.3: 50.2623; 2.4: -1571.9174; 2.5: -50.247
| 2 | 55.4 | 1: 0.087498; 1.1: 0.50736; 1.2: 0.00068038; 1.3: 299.16; 1.4: 0.016203; 1.5: 0.50736; 1.6: 299.16; 1.7: 179.496; 1.8: 8.4594; 1.9: 1495.8; 2: 47.6369; 2.1: 94.6926; 2.2: 1575.2153; 2.3: 50.307; 2.4: -1574.708; 2.5: -50.2907
| 2 | 55.45 | 1: 0.092158; 1.1: 0.53486; 1.2: 0.00071726; 1.3: 299.43; 1.4: 0.017066; 1.5: 0.53486; 1.6: 299.43; 1.7: 179.658; 1.8: 8.4594; 1.9: 1497.15; 2: 47.6799; 2.1: 94.6941; 2.2: 1578.0349; 2.3: 50.3516; 2.4: -1577.5; 2.5: -50.3345
| 2 | 55.5 | 1: 0.096989; 1.1: 0.56341; 1.2: 0.00075554; 1.3: 299.7; 1.4: 0.017961; 1.5: 0.56341; 1.6: 299.7; 1.7: 179.82; 1.8: 8.4594; 1.9: 1498.5; 2: 47.7229; 2.1: 94.6956; 2.2: 1580.8569; 2.3: 50.3962; 2.4: -1580.2935; 2.5: -50.3782
| 2 | 55.55 | 1: 0.10199; 1.1: 0.593; 1.2: 0.00079523; 1.3: 299.97; 1.4: 0.018887; 1.5: 0.593; 1.6: 299.97; 1.7: 179.982; 1.8: 8.4594; 1.9: 1499.85; 2: 47.7659; 2.1: 94.6971; 2.2: 1583.6815; 2.3: 50.4408; 2.4: -1583.0885; 2.5: -50.4219
| 2 | 55.6 | 1: 0.10717; 1.1: 0.62364; 1.2: 0.00083632; 1.3: 300.24; 1.4: 0.019845; 1.5: 0.62364; 1.6: 300.24; 1.7: 180.144; 1.8: 8.4594; 1.9: 1501.2; 2: 47.8089; 2.1: 94.6986; 2.2: 1586.5086; 2.3: 50.4854; 2.4: -1585.885; 2.5: -50.4655
| 2 | 55.65 | 1: 0.11251; 1.1: 0.65534; 1.2: 0.00087882; 1.3: 300.51; 1.4: 0.020835; 1.5: 0.65534; 1.6: 300.51; 1.7: 180.306; 1.8: 8.4594; 1.9: 1502.55; 2: 47.8519; 2.1: 94.7001; 2.2: 1589.3383; 2.3: 50.53; 2.4: -1588.6829; 2.5: -50.5091
| 2 | 55.7 | 1: 0.11803; 1.1: 0.68809; 1.2: 0.00092274; 1.3: 300.78; 1.4: 0.021857; 1.5: 0.68809; 1.6: 300.78; 1.7: 180.468; 1.8: 8.4594; 1.9: 1503.9; 2: 47.8949; 2.1: 94.7016; 2.2: 1592.1704; 2.3: 50.5746; 2.4: -1591.4823; 2.5: -50.5527
| 2 | 55.75 | 1: 0.12371; 1.1: 0.72189; 1.2: 0.00096807; 1.3: 301.05; 1.4: 0.02291; 1.5: 0.72189; 1.6: 301.05; 1.7: 180.63; 1.8: 8.4594; 1.9: 1505.25; 2: 47.9379; 2.1: 94.703; 2.2: 1595.005; 2.3: 50.6192; 2.4: -1594.2831; 2.5: -50.5963
| 2 | 55.8 | 1: 0.12957; 1.1: 0.75675; 1.2: 0.0010148; 1.3: 301.32; 1.4: 0.023995; 1.5: 0.75675; 1.6: 301.32; 1.7: 180.792; 1.8: 8.4594; 1.9: 1506.6; 2: 47.9809; 2.1: 94.7045; 2.2: 1597.8422; 2.3: 50.6638; 2.4: -1597.0854; 2.5: -50.6398
| 2 | 55.85 | 1: 0.1356; 1.1: 0.79268; 1.2: 0.001063; 1.3: 301.59; 1.4: 0.025111; 1.5: 0.79268; 1.6: 301.59; 1.7: 180.954; 1.8: 8.4594; 1.9: 1507.95; 2: 48.0239; 2.1: 94.706; 2.2: 1600.6819; 2.3: 50.7084; 2.4: -1599.8892; 2.5: -50.6833
| 2 | 55.9 | 1: 0.1418; 1.1: 0.82967; 1.2: 0.0011126; 1.3: 301.86; 1.4: 0.02626; 1.5: 0.82967; 1.6: 301.86; 1.7: 181.116; 1.8: 8.4594; 1.9: 1509.3; 2: 48.0669; 2.1: 94.7075; 2.2: 1603.5241; 2.3: 50.753; 2.4: -1602.6944; 2.5: -50.7267
| 2 | 55.95 | 1: 0.14818; 1.1: 0.86773; 1.2: 0.0011636; 1.3: 302.13; 1.4: 0.02744; 1.5: 0.86773; 1.6: 302.13; 1.7: 181.278; 1.8: 8.4594; 1.9: 1510.65; 2: 48.1099; 2.1: 94.709; 2.2: 1606.3688; 2.3: 50.7976; 2.4: -1605.501; 2.5: -50.7701
| 2 | 56 | 1: 0.15472; 1.1: 0.90686; 1.2: 0.0012161; 1.3: 302.4; 1.4: 0.028652; 1.5: 0.90686; 1.6: 302.4; 1.7: 181.44; 1.8: 8.4594; 1.9: 1512; 2: 48.1529; 2.1: 94.7105; 2.2: 1609.216; 2.3: 50.8422; 2.4: -1608.3091; 2.5: -50.8135
| 2 | 56.05 | 1: 0.16143; 1.1: 0.94706; 1.2: 0.00127; 1.3: 302.67; 1.4: 0.029895; 1.5: 0.94706; 1.6: 302.67; 1.7: 181.602; 1.8: 8.4594; 1.9: 1513.35; 2: 48.1959; 2.1: 94.7119; 2.2: 1612.0657; 2.3: 50.8868; 2.4: -1611.1187; 2.5: -50.8569
| 2 | 56.1 | 1: 0.16832; 1.1: 0.98833; 1.2: 0.0013254; 1.3: 302.94; 1.4: 0.03117; 1.5: 0.98833; 1.6: 302.94; 1.7: 181.764; 1.8: 8.4594; 1.9: 1514.7; 2: 48.2389; 2.1: 94.7134; 2.2: 1614.918; 2.3: 50.9314; 2.4: -1613.9296; 2.5: -50.9002
| 2 | 56.15 | 1: 0.17538; 1.1: 1.0307; 1.2: 0.0013822; 1.3: 303.21; 1.4: 0.032477; 1.5: 1.0307; 1.6: 303.21; 1.7: 181.926; 1.8: 8.4594; 1.9: 1516.05; 2: 48.2818; 2.1: 94.7149; 2.2: 1617.7727; 2.3: 50.976; 2.4: -1616.742; 2.5: -50.9435
| 2 | 56.2 | 1: 0.1826; 1.1: 1.0741; 1.2: 0.0014404; 1.3: 303.48; 1.4: 0.033816; 1.5: 1.0741; 1.6: 303.48; 1.7: 182.088; 1.8: 8.4594; 1.9: 1517.4; 2: 48.3248; 2.1: 94.7164; 2.2: 1620.63; 2.3: 51.0206; 2.4: -1619.5559; 2.5: -50.9868
| 2 | 56.25 | 1: 0.19; 1.1: 1.1186; 1.2: 0.0015001; 1.3: 303.75; 1.4: 0.035186; 1.5: 1.1186; 1.6: 303.75; 1.7: 182.25; 1.8: 8.4594; 1.9: 1518.75; 2: 48.3678; 2.1: 94.7178; 2.2: 1623.4898; 2.3: 51.0652; 2.4: -1622.3712; 2.5: -51.03
| 2 | 56.3 | 1: 0.19757; 1.1: 1.1642; 1.2: 0.0015613; 1.3: 304.02; 1.4: 0.036588; 1.5: 1.1642; 1.6: 304.02; 1.7: 182.412; 1.8: 8.4594; 1.9: 1520.1; 2: 48.4108; 2.1: 94.7193; 2.2: 1626.3521; 2.3: 51.1098; 2.4: -1625.1879; 2.5: -51.0732
| 2 | 56.35 | 1: 0.20532; 1.1: 1.2109; 1.2: 0.0016239; 1.3: 304.29; 1.4: 0.038021; 1.5: 1.2109; 1.6: 304.29; 1.7: 182.574; 1.8: 8.4594; 1.9: 1521.45; 2: 48.4538; 2.1: 94.7208; 2.2: 1629.2169; 2.3: 51.1544; 2.4: -1628.006; 2.5: -51.1164
| 2 | 56.4 | 1: 0.21323; 1.1: 1.2587; 1.2: 0.001688; 1.3: 304.56; 1.4: 0.039487; 1.5: 1.2587; 1.6: 304.56; 1.7: 182.736; 1.8: 8.4594; 1.9: 1522.8; 2: 48.4968; 2.1: 94.7222; 2.2: 1632.0843; 2.3: 51.199; 2.4: -1630.8255; 2.5: -51.1595
| 2 | 56.45 | 1: 0.22131; 1.1: 1.3076; 1.2: 0.0017535; 1.3: 304.83; 1.4: 0.040984; 1.5: 1.3076; 1.6: 304.83; 1.7: 182.898; 1.8: 8.4594; 1.9: 1524.15; 2: 48.5398; 2.1: 94.7237; 2.2: 1634.9541; 2.3: 51.2436; 2.4: -1633.6465; 2.5: -51.2026
| 2 | 56.5 | 1: 0.22957; 1.1: 1.3576; 1.2: 0.0018206; 1.3: 305.1; 1.4: 0.042513; 1.5: 1.3576; 1.6: 305.1; 1.7: 183.06; 1.8: 8.4594; 1.9: 1525.5; 2: 48.5828; 2.1: 94.7251; 2.2: 1637.8265; 2.3: 51.2882; 2.4: -1636.4689; 2.5: -51.2457
| 2 | 56.55 | 1: 0.23799; 1.1: 1.4087; 1.2: 0.0018891; 1.3: 305.37; 1.4: 0.044073; 1.5: 1.4087; 1.6: 305.37; 1.7: 183.222; 1.8: 8.4594; 1.9: 1526.85; 2: 48.6258; 2.1: 94.7266; 2.2: 1640.7014; 2.3: 51.3328; 2.4: -1639.2927; 2.5: -51.2887
| 2 | 56.6 | 1: 0.24659; 1.1: 1.4608; 1.2: 0.001959; 1.3: 305.64; 1.4: 0.045665; 1.5: 1.4608; 1.6: 305.64; 1.7: 183.384; 1.8: 8.4594; 1.9: 1528.2; 2: 48.6688; 2.1: 94.7281; 2.2: 1643.5788; 2.3: 51.3774; 2.4: -1642.1179; 2.5: -51.3317
| 2 | 56.65 | 1: 0.25536; 1.1: 1.5141; 1.2: 0.0020305; 1.3: 305.91; 1.4: 0.047289; 1.5: 1.5141; 1.6: 305.91; 1.7: 183.546; 1.8: 8.4594; 1.9: 1529.55; 2: 48.7118; 2.1: 94.7295; 2.2: 1646.4587; 2.3: 51.422; 2.4: -1644.9446; 2.5: -51.3747
| 2 | 56.7 | 1: 0.2643; 1.1: 1.5685; 1.2: 0.0021034; 1.3: 306.18; 1.4: 0.048945; 1.5: 1.5685; 1.6: 306.18; 1.7: 183.708; 1.8: 8.4594; 1.9: 1530.9; 2: 48.7548; 2.1: 94.731; 2.2: 1649.3411; 2.3: 51.4666; 2.4: -1647.7726; 2.5: -51.4176
| 2 | 56.75 | 1: 0.27341; 1.1: 1.624; 1.2: 0.0021779; 1.3: 306.45; 1.4: 0.050632; 1.5: 1.624; 1.6: 306.45; 1.7: 183.87; 1.8: 8.4594; 1.9: 1532.25; 2: 48.7978; 2.1: 94.7324; 2.2: 1652.2261; 2.3: 51.5112; 2.4: -1650.602; 2.5: -51.4605
| 2 | 56.8 | 1: 0.28269; 1.1: 1.6806; 1.2: 0.0022538; 1.3: 306.72; 1.4: 0.052351; 1.5: 1.6806; 1.6: 306.72; 1.7: 184.032; 1.8: 8.4594; 1.9: 1533.6; 2: 48.8408; 2.1: 94.7338; 2.2: 1655.1135; 2.3: 51.5558; 2.4: -1653.4329; 2.5: -51.5034
| 2 | 56.85 | 1: 0.29215; 1.1: 1.7384; 1.2: 0.0023312; 1.3: 306.99; 1.4: 0.054102; 1.5: 1.7384; 1.6: 306.99; 1.7: 184.194; 1.8: 8.4594; 1.9: 1534.95; 2: 48.8838; 2.1: 94.7353; 2.2: 1658.0035; 2.3: 51.6004; 2.4: -1656.2651; 2.5: -51.5463
| 2 | 56.9 | 1: 0.30177; 1.1: 1.7972; 1.2: 0.0024101; 1.3: 307.26; 1.4: 0.055884; 1.5: 1.7972; 1.6: 307.26; 1.7: 184.356; 1.8: 8.4594; 1.9: 1536.3; 2: 48.9268; 2.1: 94.7367; 2.2: 1660.896; 2.3: 51.645; 2.4: -1659.0988; 2.5: -51.5891
| 2 | 56.95 | 1: 0.31157; 1.1: 1.8572; 1.2: 0.0024905; 1.3: 307.53; 1.4: 0.057698; 1.5: 1.8572; 1.6: 307.53; 1.7: 184.518; 1.8: 8.4594; 1.9: 1537.65; 2: 48.9697; 2.1: 94.7382; 2.2: 1663.791; 2.3: 51.6896; 2.4: -1661.9338; 2.5: -51.6319
| 2 | 57 | 1: 0.32154; 1.1: 1.9183; 1.2: 0.0025725; 1.3: 307.8; 1.4: 0.059544; 1.5: 1.9183; 1.6: 307.8; 1.7: 184.68; 1.8: 8.4594; 1.9: 1539; 2: 49.0127; 2.1: 94.7396; 2.2: 1666.6885; 2.3: 51.7342; 2.4: -1664.7702; 2.5: -51.6746
| 2 | 57.05 | 1: 0.33168; 1.1: 1.9805; 1.2: 0.0026559; 1.3: 308.07; 1.4: 0.061421; 1.5: 1.9805; 1.6: 308.07; 1.7: 184.842; 1.8: 8.4594; 1.9: 1540.35; 2: 49.0557; 2.1: 94.741; 2.2: 1669.5885; 2.3: 51.7788; 2.4: -1667.608; 2.5: -51.7173
| 2 | 57.1 | 1: 0.34198; 1.1: 2.0439; 1.2: 0.0027409; 1.3: 308.34; 1.4: 0.063331; 1.5: 2.0439; 1.6: 308.34; 1.7: 185.004; 1.8: 8.4594; 1.9: 1541.7; 2: 49.0987; 2.1: 94.7425; 2.2: 1672.4911; 2.3: 51.8234; 2.4: -1670.4472; 2.5: -51.76
| 2 | 57.15 | 1: 0.35247; 1.1: 2.1083; 1.2: 0.0028273; 1.3: 308.61; 1.4: 0.065271; 1.5: 2.1083; 1.6: 308.61; 1.7: 185.166; 1.8: 8.4594; 1.9: 1543.05; 2: 49.1417; 2.1: 94.7439; 2.2: 1675.3961; 2.3: 51.868; 2.4: -1673.2878; 2.5: -51.8027
| 2 | 57.2 | 1: 0.36312; 1.1: 2.174; 1.2: 0.0029153; 1.3: 308.88; 1.4: 0.067244; 1.5: 2.174; 1.6: 308.88; 1.7: 185.328; 1.8: 8.4594; 1.9: 1544.4; 2: 49.1847; 2.1: 94.7453; 2.2: 1678.3037; 2.3: 51.9126; 2.4: -1676.1298; 2.5: -51.8453
| 2 | 57.25 | 1: 0.37394; 1.1: 2.2407; 1.2: 0.0030048; 1.3: 309.15; 1.4: 0.069248; 1.5: 2.2407; 1.6: 309.15; 1.7: 185.49; 1.8: 8.4594; 1.9: 1545.75; 2: 49.2277; 2.1: 94.7467; 2.2: 1681.2138; 2.3: 51.9571; 2.4: -1678.9731; 2.5: -51.8879
| 2 | 57.3 | 1: 0.38494; 1.1: 2.3086; 1.2: 0.0030959; 1.3: 309.42; 1.4: 0.071284; 1.5: 2.3086; 1.6: 309.42; 1.7: 185.652; 1.8: 8.4594; 1.9: 1547.1; 2: 49.2707; 2.1: 94.7482; 2.2: 1684.1264; 2.3: 52.0017; 2.4: -1681.8178; 2.5: -51.9305
| 2 | 57.35 | 1: 0.3961; 1.1: 2.3776; 1.2: 0.0031885; 1.3: 309.69; 1.4: 0.073352; 1.5: 2.3776; 1.6: 309.69; 1.7: 185.814; 1.8: 8.4594; 1.9: 1548.45; 2: 49.3137; 2.1: 94.7496; 2.2: 1687.0416; 2.3: 52.0463; 2.4: -1684.6639; 2.5: -51.973
| 2 | 57.4 | 1: 0.40744; 1.1: 2.4478; 1.2: 0.0032826; 1.3: 309.96; 1.4: 0.075451; 1.5: 2.4478; 1.6: 309.96; 1.7: 185.976; 1.8: 8.4594; 1.9: 1549.8; 2: 49.3567; 2.1: 94.751; 2.2: 1689.9592; 2.3: 52.0909; 2.4: -1687.5114; 2.5: -52.0155
| 2 | 57.45 | 1: 0.41895; 1.1: 2.5192; 1.2: 0.0033783; 1.3: 310.23; 1.4: 0.077582; 1.5: 2.5192; 1.6: 310.23; 1.7: 186.138; 1.8: 8.4594; 1.9: 1551.15; 2: 49.3997; 2.1: 94.7524; 2.2: 1692.8793; 2.3: 52.1355; 2.4: -1690.3602; 2.5: -52.058
| 2 | 57.5 | 1: 0.43062; 1.1: 2.5916; 1.2: 0.0034754; 1.3: 310.5; 1.4: 0.079745; 1.5: 2.5916; 1.6: 310.5; 1.7: 186.3; 1.8: 8.4594; 1.9: 1552.5; 2: 49.4427; 2.1: 94.7538; 2.2: 1695.802; 2.3: 52.1801; 2.4: -1693.2104; 2.5: -52.1004
| 2 | 57.55 | 1: 0.44247; 1.1: 2.6653; 1.2: 0.0035742; 1.3: 310.77; 1.4: 0.08194; 1.5: 2.6653; 1.6: 310.77; 1.7: 186.462; 1.8: 8.4594; 1.9: 1553.85; 2: 49.4857; 2.1: 94.7553; 2.2: 1698.7272; 2.3: 52.2247; 2.4: -1696.0619; 2.5: -52.1428
| 2 | 57.6 | 1: 0.4545; 1.1: 2.7401; 1.2: 0.0036745; 1.3: 311.04; 1.4: 0.084166; 1.5: 2.7401; 1.6: 311.04; 1.7: 186.624; 1.8: 8.4594; 1.9: 1555.2; 2: 49.5287; 2.1: 94.7567; 2.2: 1701.6549; 2.3: 52.2693; 2.4: -1698.9148; 2.5: -52.1852
| 2 | 57.65 | 1: 0.46669; 1.1: 2.816; 1.2: 0.0037763; 1.3: 311.31; 1.4: 0.086424; 1.5: 2.816; 1.6: 311.31; 1.7: 186.786; 1.8: 8.4594; 1.9: 1556.55; 2: 49.5717; 2.1: 94.7581; 2.2: 1704.5851; 2.3: 52.3139; 2.4: -1701.7691; 2.5: -52.2275
| 2 | 57.7 | 1: 0.47905; 1.1: 2.8931; 1.2: 0.0038798; 1.3: 311.58; 1.4: 0.088714; 1.5: 2.8931; 1.6: 311.58; 1.7: 186.948; 1.8: 8.4594; 1.9: 1557.9; 2: 49.6146; 2.1: 94.7595; 2.2: 1707.5179; 2.3: 52.3585; 2.4: -1704.6247; 2.5: -52.2698
| 2 | 57.75 | 1: 0.49159; 1.1: 2.9714; 1.2: 0.0039847; 1.3: 311.85; 1.4: 0.091035; 1.5: 2.9714; 1.6: 311.85; 1.7: 187.11; 1.8: 8.4594; 1.9: 1559.25; 2: 49.6576; 2.1: 94.7609; 2.2: 1710.4531; 2.3: 52.4031; 2.4: -1707.4817; 2.5: -52.3121
| 2 | 57.8 | 1: 0.50429; 1.1: 3.0508; 1.2: 0.0040913; 1.3: 312.12; 1.4: 0.093388; 1.5: 3.0508; 1.6: 312.12; 1.7: 187.272; 1.8: 8.4594; 1.9: 1560.6; 2: 49.7006; 2.1: 94.7623; 2.2: 1713.3909; 2.3: 52.4477; 2.4: -1710.34; 2.5: -52.3543
| 2 | 57.85 | 1: 0.51717; 1.1: 3.1315; 1.2: 0.0041994; 1.3: 312.39; 1.4: 0.095773; 1.5: 3.1315; 1.6: 312.39; 1.7: 187.434; 1.8: 8.4594; 1.9: 1561.95; 2: 49.7436; 2.1: 94.7637; 2.2: 1716.3311; 2.3: 52.4923; 2.4: -1713.1997; 2.5: -52.3965
| 2 | 57.9 | 1: 0.53022; 1.1: 3.2132; 1.2: 0.004309; 1.3: 312.66; 1.4: 0.098189; 1.5: 3.2132; 1.6: 312.66; 1.7: 187.596; 1.8: 8.4594; 1.9: 1563.3; 2: 49.7866; 2.1: 94.7651; 2.2: 1719.2739; 2.3: 52.5369; 2.4: -1716.0607; 2.5: -52.4387
| 2 | 57.95 | 1: 0.54344; 1.1: 3.2962; 1.2: 0.0044203; 1.3: 312.93; 1.4: 0.10064; 1.5: 3.2962; 1.6: 312.93; 1.7: 187.758; 1.8: 8.4594; 1.9: 1564.65; 2: 49.8296; 2.1: 94.7665; 2.2: 1722.2193; 2.3: 52.5815; 2.4: -1718.9231; 2.5: -52.4808
| 2 | 58 | 1: 0.55683; 1.1: 3.3803; 1.2: 0.0045331; 1.3: 313.2; 1.4: 0.10312; 1.5: 3.3803; 1.6: 313.2; 1.7: 187.92; 1.8: 8.4594; 1.9: 1566; 2: 49.8726; 2.1: 94.7679; 2.2: 1725.1671; 2.3: 52.6261; 2.4: -1721.7867; 2.5: -52.523
| 2 | 58.05 | 1: 0.57039; 1.1: 3.4657; 1.2: 0.0046475; 1.3: 313.47; 1.4: 0.10563; 1.5: 3.4657; 1.6: 313.47; 1.7: 188.082; 1.8: 8.4594; 1.9: 1567.35; 2: 49.9156; 2.1: 94.7693; 2.2: 1728.1174; 2.3: 52.6707; 2.4: -1724.6518; 2.5: -52.565
| 2 | 58.1 | 1: 0.58413; 1.1: 3.5522; 1.2: 0.0047635; 1.3: 313.74; 1.4: 0.10817; 1.5: 3.5522; 1.6: 313.74; 1.7: 188.244; 1.8: 8.4594; 1.9: 1568.7; 2: 49.9586; 2.1: 94.7706; 2.2: 1731.0703; 2.3: 52.7153; 2.4: -1727.5181; 2.5: -52.6071
| 2 | 58.15 | 1: 0.59803; 1.1: 3.6398; 1.2: 0.0048811; 1.3: 314.01; 1.4: 0.11075; 1.5: 3.6398; 1.6: 314.01; 1.7: 188.406; 1.8: 8.4594; 1.9: 1570.05; 2: 50.0016; 2.1: 94.772; 2.2: 1734.0257; 2.3: 52.7599; 2.4: -1730.3858; 2.5: -52.6491
| 2 | 58.2 | 1: 0.61211; 1.1: 3.7287; 1.2: 0.0050003; 1.3: 314.28; 1.4: 0.11335; 1.5: 3.7287; 1.6: 314.28; 1.7: 188.568; 1.8: 8.4594; 1.9: 1571.4; 2: 50.0446; 2.1: 94.7734; 2.2: 1736.9836; 2.3: 52.8045; 2.4: -1733.2548; 2.5: -52.6911
| 2 | 58.25 | 1: 0.62635; 1.1: 3.8188; 1.2: 0.0051211; 1.3: 314.55; 1.4: 0.11599; 1.5: 3.8188; 1.6: 314.55; 1.7: 188.73; 1.8: 8.4594; 1.9: 1572.75; 2: 50.0876; 2.1: 94.7748; 2.2: 1739.944; 2.3: 52.849; 2.4: -1736.1252; 2.5: -52.7331
| 2 | 58.3 | 1: 0.64077; 1.1: 3.91; 1.2: 0.0052434; 1.3: 314.82; 1.4: 0.11866; 1.5: 3.91; 1.6: 314.82; 1.7: 188.892; 1.8: 8.4594; 1.9: 1574.1; 2: 50.1306; 2.1: 94.7762; 2.2: 1742.9069; 2.3: 52.8936; 2.4: -1738.9969; 2.5: -52.775
| 2 | 58.35 | 1: 0.65536; 1.1: 4.0025; 1.2: 0.0053674; 1.3: 315.09; 1.4: 0.12136; 1.5: 4.0025; 1.6: 315.09; 1.7: 189.054; 1.8: 8.4594; 1.9: 1575.45; 2: 50.1736; 2.1: 94.7776; 2.2: 1745.8723; 2.3: 52.9382; 2.4: -1741.8698; 2.5: -52.8169
| 2 | 58.4 | 1: 0.67012; 1.1: 4.0961; 1.2: 0.005493; 1.3: 315.36; 1.4: 0.1241; 1.5: 4.0961; 1.6: 315.36; 1.7: 189.216; 1.8: 8.4594; 1.9: 1576.8; 2: 50.2166; 2.1: 94.7789; 2.2: 1748.8403; 2.3: 52.9828; 2.4: -1744.7441; 2.5: -52.8587
| 2 | 58.45 | 1: 0.68505; 1.1: 4.191; 1.2: 0.0056202; 1.3: 315.63; 1.4: 0.12686; 1.5: 4.191; 1.6: 315.63; 1.7: 189.378; 1.8: 8.4594; 1.9: 1578.15; 2: 50.2596; 2.1: 94.7803; 2.2: 1751.8108; 2.3: 53.0274; 2.4: -1747.6198; 2.5: -52.9006
| 2 | 58.5 | 1: 0.70016; 1.1: 4.2871; 1.2: 0.0057491; 1.3: 315.9; 1.4: 0.12966; 1.5: 4.2871; 1.6: 315.9; 1.7: 189.54; 1.8: 8.4594; 1.9: 1579.5; 2: 50.3025; 2.1: 94.7817; 2.2: 1754.7838; 2.3: 53.072; 2.4: -1750.4967; 2.5: -52.9424
| 2 | 58.55 | 1: 0.71543; 1.1: 4.3843; 1.2: 0.0058795; 1.3: 316.17; 1.4: 0.13249; 1.5: 4.3843; 1.6: 316.17; 1.7: 189.702; 1.8: 8.4594; 1.9: 1580.85; 2: 50.3455; 2.1: 94.783; 2.2: 1757.7593; 2.3: 53.1166; 2.4: -1753.3749; 2.5: -52.9841
| 2 | 58.6 | 1: 0.73088; 1.1: 4.4828; 1.2: 0.0060115; 1.3: 316.44; 1.4: 0.13535; 1.5: 4.4828; 1.6: 316.44; 1.7: 189.864; 1.8: 8.4594; 1.9: 1582.2; 2: 50.3885; 2.1: 94.7844; 2.2: 1760.7373; 2.3: 53.1612; 2.4: -1756.2545; 2.5: -53.0259
| 2 | 58.65 | 1: 0.74649; 1.1: 4.5825; 1.2: 0.0061452; 1.3: 316.71; 1.4: 0.13824; 1.5: 4.5825; 1.6: 316.71; 1.7: 190.026; 1.8: 8.4594; 1.9: 1583.55; 2: 50.4315; 2.1: 94.7858; 2.2: 1763.7178; 2.3: 53.2058; 2.4: -1759.1353; 2.5: -53.0676
| 2 | 58.7 | 1: 0.76228; 1.1: 4.6834; 1.2: 0.0062806; 1.3: 316.98; 1.4: 0.14116; 1.5: 4.6834; 1.6: 316.98; 1.7: 190.188; 1.8: 8.4594; 1.9: 1584.9; 2: 50.4745; 2.1: 94.7871; 2.2: 1766.7009; 2.3: 53.2504; 2.4: -1762.0175; 2.5: -53.1092
| 2 | 58.75 | 1: 0.77824; 1.1: 4.7855; 1.2: 0.0064175; 1.3: 317.25; 1.4: 0.14412; 1.5: 4.7855; 1.6: 317.25; 1.7: 190.35; 1.8: 8.4594; 1.9: 1586.25; 2: 50.5175; 2.1: 94.7885; 2.2: 1769.6865; 2.3: 53.295; 2.4: -1764.901; 2.5: -53.1509
| 2 | 58.8 | 1: 0.79437; 1.1: 4.8889; 1.2: 0.0065561; 1.3: 317.52; 1.4: 0.14711; 1.5: 4.8889; 1.6: 317.52; 1.7: 190.512; 1.8: 8.4594; 1.9: 1587.6; 2: 50.5605; 2.1: 94.7899; 2.2: 1772.6746; 2.3: 53.3396; 2.4: -1767.7857; 2.5: -53.1925
| 2 | 58.85 | 1: 0.81067; 1.1: 4.9934; 1.2: 0.0066963; 1.3: 317.79; 1.4: 0.15012; 1.5: 4.9934; 1.6: 317.79; 1.7: 190.674; 1.8: 8.4594; 1.9: 1588.95; 2: 50.6035; 2.1: 94.7912; 2.2: 1775.6652; 2.3: 53.3842; 2.4: -1770.6717; 2.5: -53.234
| 2 | 58.9 | 1: 0.82714; 1.1: 5.0992; 1.2: 0.0068382; 1.3: 318.06; 1.4: 0.15317; 1.5: 5.0992; 1.6: 318.06; 1.7: 190.836; 1.8: 8.4594; 1.9: 1590.3; 2: 50.6465; 2.1: 94.7926; 2.2: 1778.6583; 2.3: 53.4288; 2.4: -1773.5591; 2.5: -53.2756
| 2 | 58.95 | 1: 0.84379; 1.1: 5.2063; 1.2: 0.0069817; 1.3: 318.33; 1.4: 0.15626; 1.5: 5.2063; 1.6: 318.33; 1.7: 190.998; 1.8: 8.4594; 1.9: 1591.65; 2: 50.6895; 2.1: 94.7939; 2.2: 1781.654; 2.3: 53.4734; 2.4: -1776.4477; 2.5: -53.3171
| 2 | 59 | 1: 0.8606; 1.1: 5.3145; 1.2: 0.0071269; 1.3: 318.6; 1.4: 0.15937; 1.5: 5.3145; 1.6: 318.6; 1.7: 191.16; 1.8: 8.4594; 1.9: 1593; 2: 50.7325; 2.1: 94.7953; 2.2: 1784.6521; 2.3: 53.5179; 2.4: -1779.3376; 2.5: -53.3586
| 2 | 59.05 | 1: 0.87759; 1.1: 5.424; 1.2: 0.0072737; 1.3: 318.87; 1.4: 0.16252; 1.5: 5.424; 1.6: 318.87; 1.7: 191.322; 1.8: 8.4594; 1.9: 1594.35; 2: 50.7755; 2.1: 94.7966; 2.2: 1787.6528; 2.3: 53.5625; 2.4: -1782.2288; 2.5: -53.4
| 2 | 59.1 | 1: 0.89475; 1.1: 5.5347; 1.2: 0.0074222; 1.3: 319.14; 1.4: 0.16569; 1.5: 5.5347; 1.6: 319.14; 1.7: 191.484; 1.8: 8.4594; 1.9: 1595.7; 2: 50.8185; 2.1: 94.798; 2.2: 1790.656; 2.3: 53.6071; 2.4: -1785.1213; 2.5: -53.4414
| 2 | 59.15 | 1: 0.91208; 1.1: 5.6467; 1.2: 0.0075723; 1.3: 319.41; 1.4: 0.1689; 1.5: 5.6467; 1.6: 319.41; 1.7: 191.646; 1.8: 8.4594; 1.9: 1597.05; 2: 50.8615; 2.1: 94.7993; 2.2: 1793.6617; 2.3: 53.6517; 2.4: -1788.015; 2.5: -53.4828
| 2 | 59.2 | 1: 0.92958; 1.1: 5.7599; 1.2: 0.0077242; 1.3: 319.68; 1.4: 0.17214; 1.5: 5.7599; 1.6: 319.68; 1.7: 191.808; 1.8: 8.4594; 1.9: 1598.4; 2: 50.9045; 2.1: 94.8007; 2.2: 1796.67; 2.3: 53.6963; 2.4: -1790.9101; 2.5: -53.5242
| 2 | 59.25 | 1: 0.94725; 1.1: 5.8744; 1.2: 0.0078776; 1.3: 319.95; 1.4: 0.17542; 1.5: 5.8744; 1.6: 319.95; 1.7: 191.97; 1.8: 8.4594; 1.9: 1599.75; 2: 50.9475; 2.1: 94.802; 2.2: 1799.6807; 2.3: 53.7409; 2.4: -1793.8064; 2.5: -53.5655
| 2 | 59.3 | 1: 0.96509; 1.1: 5.9901; 1.2: 0.0080328; 1.3: 320.22; 1.4: 0.17872; 1.5: 5.9901; 1.6: 320.22; 1.7: 192.132; 1.8: 8.4594; 1.9: 1601.1; 2: 50.9904; 2.1: 94.8033; 2.2: 1802.694; 2.3: 53.7855; 2.4: -1796.704; 2.5: -53.6068
| 2 | 59.35 | 1: 0.9831; 1.1: 6.107; 1.2: 0.0081896; 1.3: 320.49; 1.4: 0.18206; 1.5: 6.107; 1.6: 320.49; 1.7: 192.294; 1.8: 8.4594; 1.9: 1602.45; 2: 51.0334; 2.1: 94.8047; 2.2: 1805.7098; 2.3: 53.8301; 2.4: -1799.6028; 2.5: -53.648
| 2 | 59.4 | 1: 1.0013; 1.1: 6.2252; 1.2: 0.0083481; 1.3: 320.76; 1.4: 0.18542; 1.5: 6.2252; 1.6: 320.76; 1.7: 192.456; 1.8: 8.4594; 1.9: 1603.8; 2: 51.0764; 2.1: 94.806; 2.2: 1808.7281; 2.3: 53.8747; 2.4: -1802.5029; 2.5: -53.6893
| 2 | 59.45 | 1: 1.0196; 1.1: 6.3447; 1.2: 0.0085083; 1.3: 321.03; 1.4: 0.18882; 1.5: 6.3447; 1.6: 321.03; 1.7: 192.618; 1.8: 8.4594; 1.9: 1605.15; 2: 51.1194; 2.1: 94.8073; 2.2: 1811.7489; 2.3: 53.9193; 2.4: -1805.4043; 2.5: -53.7304
| 2 | 59.5 | 1: 1.0382; 1.1: 6.4654; 1.2: 0.0086702; 1.3: 321.3; 1.4: 0.19225; 1.5: 6.4654; 1.6: 321.3; 1.7: 192.78; 1.8: 8.4594; 1.9: 1606.5; 2: 51.1624; 2.1: 94.8087; 2.2: 1814.7723; 2.3: 53.9639; 2.4: -1808.3069; 2.5: -53.7716
| 2 | 59.55 | 1: 1.0569; 1.1: 6.5874; 1.2: 0.0088338; 1.3: 321.57; 1.4: 0.19572; 1.5: 6.5874; 1.6: 321.57; 1.7: 192.942; 1.8: 8.4594; 1.9: 1607.85; 2: 51.2054; 2.1: 94.81; 2.2: 1817.7982; 2.3: 54.0085; 2.4: -1811.2108; 2.5: -53.8127
| 2 | 59.6 | 1: 1.0757; 1.1: 6.7106; 1.2: 0.0089991; 1.3: 321.84; 1.4: 0.19921; 1.5: 6.7106; 1.6: 321.84; 1.7: 193.104; 1.8: 8.4594; 1.9: 1609.2; 2: 51.2484; 2.1: 94.8113; 2.2: 1820.8266; 2.3: 54.053; 2.4: -1814.116; 2.5: -53.8538
| 2 | 59.65 | 1: 1.0948; 1.1: 6.8351; 1.2: 0.009166; 1.3: 322.11; 1.4: 0.20274; 1.5: 6.8351; 1.6: 322.11; 1.7: 193.266; 1.8: 8.4594; 1.9: 1610.55; 2: 51.2914; 2.1: 94.8126; 2.2: 1823.8575; 2.3: 54.0976; 2.4: -1817.0224; 2.5: -53.8949
| 2 | 59.7 | 1: 1.114; 1.1: 6.9609; 1.2: 0.0093347; 1.3: 322.38; 1.4: 0.20629; 1.5: 6.9609; 1.6: 322.38; 1.7: 193.428; 1.8: 8.4594; 1.9: 1611.9; 2: 51.3344; 2.1: 94.814; 2.2: 1826.8909; 2.3: 54.1422; 2.4: -1819.93; 2.5: -53.9359
| 2 | 59.75 | 1: 1.1334; 1.1: 7.0879; 1.2: 0.0095051; 1.3: 322.65; 1.4: 0.20988; 1.5: 7.0879; 1.6: 322.65; 1.7: 193.59; 1.8: 8.4594; 1.9: 1613.25; 2: 51.3774; 2.1: 94.8153; 2.2: 1829.9268; 2.3: 54.1868; 2.4: -1822.8389; 2.5: -53.9769
| 2 | 59.8 | 1: 1.1529; 1.1: 7.2163; 1.2: 0.0096772; 1.3: 322.92; 1.4: 0.21351; 1.5: 7.2163; 1.6: 322.92; 1.7: 193.752; 1.8: 8.4594; 1.9: 1614.6; 2: 51.4204; 2.1: 94.8166; 2.2: 1832.9653; 2.3: 54.2314; 2.4: -1825.749; 2.5: -54.0179
| 2 | 59.85 | 1: 1.1727; 1.1: 7.3459; 1.2: 0.009851; 1.3: 323.19; 1.4: 0.21716; 1.5: 7.3459; 1.6: 323.19; 1.7: 193.914; 1.8: 8.4594; 1.9: 1615.95; 2: 51.4634; 2.1: 94.8179; 2.2: 1836.0063; 2.3: 54.276; 2.4: -1828.6604; 2.5: -54.0588
| 2 | 59.9 | 1: 1.1926; 1.1: 7.4767; 1.2: 0.010026; 1.3: 323.46; 1.4: 0.22084; 1.5: 7.4767; 1.6: 323.46; 1.7: 194.076; 1.8: 8.4594; 1.9: 1617.3; 2: 51.5064; 2.1: 94.8192; 2.2: 1839.0498; 2.3: 54.3206; 2.4: -1831.5731; 2.5: -54.0998
| 2 | 59.95 | 1: 1.2126; 1.1: 7.6089; 1.2: 0.010204; 1.3: 323.73; 1.4: 0.22456; 1.5: 7.6089; 1.6: 323.73; 1.7: 194.238; 1.8: 8.4594; 1.9: 1618.65; 2: 51.5494; 2.1: 94.8205; 2.2: 1842.0958; 2.3: 54.3652; 2.4: -1834.4869; 2.5: -54.1406
| 2 | 60 | 1: 1.2329; 1.1: 7.7423; 1.2: 0.010383; 1.3: 324; 1.4: 0.22831; 1.5: 7.7423; 1.6: 324; 1.7: 194.4; 1.8: 8.4594; 1.9: 1620; 2: 51.5924; 2.1: 94.8218; 2.2: 1845.1444; 2.3: 54.4098; 2.4: -1837.402; 2.5: -54.1815
| 2 | 60.05 | 1: 1.2533; 1.1: 7.8771; 1.2: 0.010563; 1.3: 324.27; 1.4: 0.23209; 1.5: 7.8771; 1.6: 324.27; 1.7: 194.562; 1.8: 8.4594; 1.9: 1621.35; 2: 51.6354; 2.1: 94.8232; 2.2: 1848.1954; 2.3: 54.4544; 2.4: -1840.3183; 2.5: -54.2223
| 2 | 60.1 | 1: 1.2738; 1.1: 8.0131; 1.2: 0.010746; 1.3: 324.54; 1.4: 0.2359; 1.5: 8.0131; 1.6: 324.54; 1.7: 194.724; 1.8: 8.4594; 1.9: 1622.7; 2: 51.6783; 2.1: 94.8245; 2.2: 1851.249; 2.3: 54.499; 2.4: -1843.2359; 2.5: -54.2631
| 2 | 60.15 | 1: 1.2946; 1.1: 8.1504; 1.2: 0.01093; 1.3: 324.81; 1.4: 0.23974; 1.5: 8.1504; 1.6: 324.81; 1.7: 194.886; 1.8: 8.4594; 1.9: 1624.05; 2: 51.7213; 2.1: 94.8258; 2.2: 1854.3051; 2.3: 54.5436; 2.4: -1846.1547; 2.5: -54.3038
| 2 | 60.2 | 1: 1.3155; 1.1: 8.289; 1.2: 0.011116; 1.3: 325.08; 1.4: 0.24362; 1.5: 8.289; 1.6: 325.08; 1.7: 195.048; 1.8: 8.4594; 1.9: 1625.4; 2: 51.7643; 2.1: 94.8271; 2.2: 1857.3638; 2.3: 54.5881; 2.4: -1849.0747; 2.5: -54.3445
| 2 | 60.25 | 1: 1.3366; 1.1: 8.429; 1.2: 0.011303; 1.3: 325.35; 1.4: 0.24752; 1.5: 8.429; 1.6: 325.35; 1.7: 195.21; 1.8: 8.4594; 1.9: 1626.75; 2: 51.8073; 2.1: 94.8284; 2.2: 1860.4249; 2.3: 54.6327; 2.4: -1851.9959; 2.5: -54.3852
| 2 | 60.3 | 1: 1.3579; 1.1: 8.5702; 1.2: 0.011493; 1.3: 325.62; 1.4: 0.25146; 1.5: 8.5702; 1.6: 325.62; 1.7: 195.372; 1.8: 8.4594; 1.9: 1628.1; 2: 51.8503; 2.1: 94.8297; 2.2: 1863.4886; 2.3: 54.6773; 2.4: -1854.9184; 2.5: -54.4259
| 2 | 60.35 | 1: 1.3793; 1.1: 8.7127; 1.2: 0.011684; 1.3: 325.89; 1.4: 0.25543; 1.5: 8.7127; 1.6: 325.89; 1.7: 195.534; 1.8: 8.4594; 1.9: 1629.45; 2: 51.8933; 2.1: 94.8309; 2.2: 1866.5548; 2.3: 54.7219; 2.4: -1857.8421; 2.5: -54.4665
| 2 | 60.4 | 1: 1.4009; 1.1: 8.8565; 1.2: 0.011877; 1.3: 326.16; 1.4: 0.25943; 1.5: 8.8565; 1.6: 326.16; 1.7: 195.696; 1.8: 8.4594; 1.9: 1630.8; 2: 51.9363; 2.1: 94.8322; 2.2: 1869.6235; 2.3: 54.7665; 2.4: -1860.7669; 2.5: -54.5071
| 2 | 60.45 | 1: 1.4227; 1.1: 9.0017; 1.2: 0.012071; 1.3: 326.43; 1.4: 0.26347; 1.5: 9.0017; 1.6: 326.43; 1.7: 195.858; 1.8: 8.4594; 1.9: 1632.15; 2: 51.9793; 2.1: 94.8335; 2.2: 1872.6947; 2.3: 54.8111; 2.4: -1863.693; 2.5: -54.5476
| 2 | 60.5 | 1: 1.4447; 1.1: 9.1481; 1.2: 0.012268; 1.3: 326.7; 1.4: 0.26753; 1.5: 9.1481; 1.6: 326.7; 1.7: 196.02; 1.8: 8.4594; 1.9: 1633.5; 2: 52.0223; 2.1: 94.8348; 2.2: 1875.7685; 2.3: 54.8557; 2.4: -1866.6204; 2.5: -54.5882
| 2 | 60.55 | 1: 1.4668; 1.1: 9.2959; 1.2: 0.012466; 1.3: 326.97; 1.4: 0.27163; 1.5: 9.2959; 1.6: 326.97; 1.7: 196.182; 1.8: 8.4594; 1.9: 1634.85; 2: 52.0653; 2.1: 94.8361; 2.2: 1878.8447; 2.3: 54.9003; 2.4: -1869.5489; 2.5: -54.6287
| 2 | 60.6 | 1: 1.4891; 1.1: 9.445; 1.2: 0.012666; 1.3: 327.24; 1.4: 0.27576; 1.5: 9.445; 1.6: 327.24; 1.7: 196.344; 1.8: 8.4594; 1.9: 1636.2; 2: 52.1083; 2.1: 94.8374; 2.2: 1881.9235; 2.3: 54.9449; 2.4: -1872.4786; 2.5: -54.6691
| 2 | 60.65 | 1: 1.5115; 1.1: 9.5954; 1.2: 0.012868; 1.3: 327.51; 1.4: 0.27992; 1.5: 9.5954; 1.6: 327.51; 1.7: 196.506; 1.8: 8.4594; 1.9: 1637.55; 2: 52.1513; 2.1: 94.8387; 2.2: 1885.0049; 2.3: 54.9895; 2.4: -1875.4095; 2.5: -54.7096
| 2 | 60.7 | 1: 1.5342; 1.1: 9.7471; 1.2: 0.013071; 1.3: 327.78; 1.4: 0.28411; 1.5: 9.7471; 1.6: 327.78; 1.7: 196.668; 1.8: 8.4594; 1.9: 1638.9; 2: 52.1943; 2.1: 94.8399; 2.2: 1888.0887; 2.3: 55.0341; 2.4: -1878.3416; 2.5: -54.75
| 2 | 60.75 | 1: 1.557; 1.1: 9.9001; 1.2: 0.013276; 1.3: 328.05; 1.4: 0.28833; 1.5: 9.9001; 1.6: 328.05; 1.7: 196.83; 1.8: 8.4594; 1.9: 1640.25; 2: 52.2373; 2.1: 94.8412; 2.2: 1891.1751; 2.3: 55.0787; 2.4: -1881.2749; 2.5: -54.7903
| 2 | 60.8 | 1: 1.58; 1.1: 10.0545; 1.2: 0.013483; 1.3: 328.32; 1.4: 0.29259; 1.5: 10.0545; 1.6: 328.32; 1.7: 196.992; 1.8: 8.4594; 1.9: 1641.6; 2: 52.2803; 2.1: 94.8425; 2.2: 1894.264; 2.3: 55.1232; 2.4: -1884.2095; 2.5: -54.8307
| 2 | 60.85 | 1: 1.6031; 1.1: 10.2102; 1.2: 0.013692; 1.3: 328.59; 1.4: 0.29687; 1.5: 10.2102; 1.6: 328.59; 1.7: 197.154; 1.8: 8.4594; 1.9: 1642.95; 2: 52.3232; 2.1: 94.8438; 2.2: 1897.3554; 2.3: 55.1678; 2.4: -1887.1452; 2.5: -54.871
| 2 | 60.9 | 1: 1.6264; 1.1: 10.3673; 1.2: 0.013903; 1.3: 328.86; 1.4: 0.30119; 1.5: 10.3673; 1.6: 328.86; 1.7: 197.316; 1.8: 8.4594; 1.9: 1644.3; 2: 52.3662; 2.1: 94.845; 2.2: 1900.4493; 2.3: 55.2124; 2.4: -1890.082; 2.5: -54.9112
| 2 | 60.95 | 1: 1.6499; 1.1: 10.5257; 1.2: 0.014115; 1.3: 329.13; 1.4: 0.30554; 1.5: 10.5257; 1.6: 329.13; 1.7: 197.478; 1.8: 8.4594; 1.9: 1645.65; 2: 52.4092; 2.1: 94.8463; 2.2: 1903.5458; 2.3: 55.257; 2.4: -1893.0201; 2.5: -54.9515
| 2 | 61 | 1: 1.6736; 1.1: 10.6854; 1.2: 0.014329; 1.3: 329.4; 1.4: 0.30993; 1.5: 10.6854; 1.6: 329.4; 1.7: 197.64; 1.8: 8.4594; 1.9: 1647; 2: 52.4522; 2.1: 94.8476; 2.2: 1906.6448; 2.3: 55.3016; 2.4: -1895.9594; 2.5: -54.9917
| 2 | 61.05 | 1: 1.6974; 1.1: 10.8465; 1.2: 0.014545; 1.3: 329.67; 1.4: 0.31434; 1.5: 10.8465; 1.6: 329.67; 1.7: 197.802; 1.8: 8.4594; 1.9: 1648.35; 2: 52.4952; 2.1: 94.8488; 2.2: 1909.7463; 2.3: 55.3462; 2.4: -1898.8998; 2.5: -55.0319
| 2 | 61.1 | 1: 1.7214; 1.1: 11.0089; 1.2: 0.014763; 1.3: 329.94; 1.4: 0.31879; 1.5: 11.0089; 1.6: 329.94; 1.7: 197.964; 1.8: 8.4594; 1.9: 1649.7; 2: 52.5382; 2.1: 94.8501; 2.2: 1912.8503; 2.3: 55.3908; 2.4: -1901.8415; 2.5: -55.072
| 2 | 61.15 | 1: 1.7456; 1.1: 11.1726; 1.2: 0.014983; 1.3: 330.21; 1.4: 0.32326; 1.5: 11.1726; 1.6: 330.21; 1.7: 198.126; 1.8: 8.4594; 1.9: 1651.05; 2: 52.5812; 2.1: 94.8513; 2.2: 1915.9569; 2.3: 55.4354; 2.4: -1904.7843; 2.5: -55.1121
| 2 | 61.2 | 1: 1.77; 1.1: 11.3377; 1.2: 0.015204; 1.3: 330.48; 1.4: 0.32777; 1.5: 11.3377; 1.6: 330.48; 1.7: 198.288; 1.8: 8.4594; 1.9: 1652.4; 2: 52.6242; 2.1: 94.8526; 2.2: 1919.0659; 2.3: 55.48; 2.4: -1907.7282; 2.5: -55.1522
| 2 | 61.25 | 1: 1.7945; 1.1: 11.5042; 1.2: 0.015427; 1.3: 330.75; 1.4: 0.33231; 1.5: 11.5042; 1.6: 330.75; 1.7: 198.45; 1.8: 8.4594; 1.9: 1653.75; 2: 52.6672; 2.1: 94.8538; 2.2: 1922.1776; 2.3: 55.5246; 2.4: -1910.6734; 2.5: -55.1923
| 2 | 61.3 | 1: 1.8192; 1.1: 11.672; 1.2: 0.015652; 1.3: 331.02; 1.4: 0.33689; 1.5: 11.672; 1.6: 331.02; 1.7: 198.612; 1.8: 8.4594; 1.9: 1655.1; 2: 52.7102; 2.1: 94.8551; 2.2: 1925.2917; 2.3: 55.5692; 2.4: -1913.6197; 2.5: -55.2323
| 2 | 61.35 | 1: 1.844; 1.1: 11.8412; 1.2: 0.015879; 1.3: 331.29; 1.4: 0.34149; 1.5: 11.8412; 1.6: 331.29; 1.7: 198.774; 1.8: 8.4594; 1.9: 1656.45; 2: 52.7532; 2.1: 94.8563; 2.2: 1928.4083; 2.3: 55.6138; 2.4: -1916.5672; 2.5: -55.2723
| 2 | 61.4 | 1: 1.8691; 1.1: 12.0117; 1.2: 0.016108; 1.3: 331.56; 1.4: 0.34613; 1.5: 12.0117; 1.6: 331.56; 1.7: 198.936; 1.8: 8.4594; 1.9: 1657.8; 2: 52.7962; 2.1: 94.8576; 2.2: 1931.5275; 2.3: 55.6584; 2.4: -1919.5158; 2.5: -55.3122
| 2 | 61.45 | 1: 1.8943; 1.1: 12.1836; 1.2: 0.016338; 1.3: 331.83; 1.4: 0.35079; 1.5: 12.1836; 1.6: 331.83; 1.7: 199.098; 1.8: 8.4594; 1.9: 1659.15; 2: 52.8392; 2.1: 94.8588; 2.2: 1934.6492; 2.3: 55.7029; 2.4: -1922.4656; 2.5: -55.3522
| 2 | 61.5 | 1: 1.9197; 1.1: 12.3569; 1.2: 0.016571; 1.3: 332.1; 1.4: 0.35549; 1.5: 12.3569; 1.6: 332.1; 1.7: 199.26; 1.8: 8.4594; 1.9: 1660.5; 2: 52.8822; 2.1: 94.8601; 2.2: 1937.7734; 2.3: 55.7475; 2.4: -1925.4166; 2.5: -55.3921
| 2 | 61.55 | 1: 1.9452; 1.1: 12.5315; 1.2: 0.016805; 1.3: 332.37; 1.4: 0.36022; 1.5: 12.5315; 1.6: 332.37; 1.7: 199.422; 1.8: 8.4594; 1.9: 1661.85; 2: 52.9252; 2.1: 94.8613; 2.2: 1940.9002; 2.3: 55.7921; 2.4: -1928.3687; 2.5: -55.4319
| 2 | 61.6 | 1: 1.9709; 1.1: 12.7075; 1.2: 0.017041; 1.3: 332.64; 1.4: 0.36499; 1.5: 12.7075; 1.6: 332.64; 1.7: 199.584; 1.8: 8.4594; 1.9: 1663.2; 2: 52.9682; 2.1: 94.8626; 2.2: 1944.0295; 2.3: 55.8367; 2.4: -1931.322; 2.5: -55.4717
| 2 | 61.65 | 1: 1.9968; 1.1: 12.8849; 1.2: 0.017279; 1.3: 332.91; 1.4: 0.36978; 1.5: 12.8849; 1.6: 332.91; 1.7: 199.746; 1.8: 8.4594; 1.9: 1664.55; 2: 53.0111; 2.1: 94.8638; 2.2: 1947.1613; 2.3: 55.8813; 2.4: -1934.2764; 2.5: -55.5115
| 2 | 61.7 | 1: 2.0229; 1.1: 13.0636; 1.2: 0.017519; 1.3: 333.18; 1.4: 0.37461; 1.5: 13.0636; 1.6: 333.18; 1.7: 199.908; 1.8: 8.4594; 1.9: 1665.9; 2: 53.0541; 2.1: 94.865; 2.2: 1950.2956; 2.3: 55.9259; 2.4: -1937.232; 2.5: -55.5513
| 2 | 61.75 | 1: 2.0491; 1.1: 13.2438; 1.2: 0.01776; 1.3: 333.45; 1.4: 0.37947; 1.5: 13.2438; 1.6: 333.45; 1.7: 200.07; 1.8: 8.4594; 1.9: 1667.25; 2: 53.0971; 2.1: 94.8663; 2.2: 1953.4325; 2.3: 55.9705; 2.4: -1940.1887; 2.5: -55.591
| 2 | 61.8 | 1: 2.0755; 1.1: 13.4253; 1.2: 0.018004; 1.3: 333.72; 1.4: 0.38436; 1.5: 13.4253; 1.6: 333.72; 1.7: 200.232; 1.8: 8.4594; 1.9: 1668.6; 2: 53.1401; 2.1: 94.8675; 2.2: 1956.5719; 2.3: 56.0151; 2.4: -1943.1466; 2.5: -55.6308
| 2 | 61.85 | 1: 2.1021; 1.1: 13.6082; 1.2: 0.018249; 1.3: 333.99; 1.4: 0.38928; 1.5: 13.6082; 1.6: 333.99; 1.7: 200.394; 1.8: 8.4594; 1.9: 1669.95; 2: 53.1831; 2.1: 94.8687; 2.2: 1959.7138; 2.3: 56.0597; 2.4: -1946.1056; 2.5: -55.6704
| 2 | 61.9 | 1: 2.1288; 1.1: 13.7925; 1.2: 0.018496; 1.3: 334.26; 1.4: 0.39423; 1.5: 13.7925; 1.6: 334.26; 1.7: 200.556; 1.8: 8.4594; 1.9: 1671.3; 2: 53.2261; 2.1: 94.8699; 2.2: 1962.8582; 2.3: 56.1043; 2.4: -1949.0658; 2.5: -55.7101
| 2 | 61.95 | 1: 2.1558; 1.1: 13.9782; 1.2: 0.018745; 1.3: 334.53; 1.4: 0.39921; 1.5: 13.9782; 1.6: 334.53; 1.7: 200.718; 1.8: 8.4594; 1.9: 1672.65; 2: 53.2691; 2.1: 94.8712; 2.2: 1966.0052; 2.3: 56.1489; 2.4: -1952.027; 2.5: -55.7497
| 2 | 62 | 1: 2.1828; 1.1: 14.1652; 1.2: 0.018996; 1.3: 334.8; 1.4: 0.40423; 1.5: 14.1652; 1.6: 334.8; 1.7: 200.88; 1.8: 8.4594; 1.9: 1674; 2: 53.3121; 2.1: 94.8724; 2.2: 1969.1547; 2.3: 56.1935; 2.4: -1954.9895; 2.5: -55.7893
| 2 | 62.05 | 1: 2.2101; 1.1: 14.3537; 1.2: 0.019249; 1.3: 335.07; 1.4: 0.40928; 1.5: 14.3537; 1.6: 335.07; 1.7: 201.042; 1.8: 8.4594; 1.9: 1675.35; 2: 53.3551; 2.1: 94.8736; 2.2: 1972.3067; 2.3: 56.2381; 2.4: -1957.953; 2.5: -55.8288
| 2 | 62.1 | 1: 2.2375; 1.1: 14.5436; 1.2: 0.019503; 1.3: 335.34; 1.4: 0.41436; 1.5: 14.5436; 1.6: 335.34; 1.7: 201.204; 1.8: 8.4594; 1.9: 1676.7; 2: 53.3981; 2.1: 94.8748; 2.2: 1975.4613; 2.3: 56.2827; 2.4: -1960.9177; 2.5: -55.8683
| 2 | 62.15 | 1: 2.2651; 1.1: 14.7348; 1.2: 0.01976; 1.3: 335.61; 1.4: 0.41947; 1.5: 14.7348; 1.6: 335.61; 1.7: 201.366; 1.8: 8.4594; 1.9: 1678.05; 2: 53.4411; 2.1: 94.876; 2.2: 1978.6183; 2.3: 56.3273; 2.4: -1963.8835; 2.5: -55.9078
| 2 | 62.2 | 1: 2.2929; 1.1: 14.9275; 1.2: 0.020018; 1.3: 335.88; 1.4: 0.42461; 1.5: 14.9275; 1.6: 335.88; 1.7: 201.528; 1.8: 8.4594; 1.9: 1679.4; 2: 53.4841; 2.1: 94.8772; 2.2: 1981.7779; 2.3: 56.3719; 2.4: -1966.8504; 2.5: -55.9473
| 2 | 62.25 | 1: 2.3209; 1.1: 15.1216; 1.2: 0.020278; 1.3: 336.15; 1.4: 0.42979; 1.5: 15.1216; 1.6: 336.15; 1.7: 201.69; 1.8: 8.4594; 1.9: 1680.75; 2: 53.5271; 2.1: 94.8784; 2.2: 1984.9401; 2.3: 56.4165; 2.4: -1969.8185; 2.5: -55.9867
| 2 | 62.3 | 1: 2.349; 1.1: 15.3171; 1.2: 0.020541; 1.3: 336.42; 1.4: 0.435; 1.5: 15.3171; 1.6: 336.42; 1.7: 201.852; 1.8: 8.4594; 1.9: 1682.1; 2: 53.5701; 2.1: 94.8797; 2.2: 1988.1047; 2.3: 56.4611; 2.4: -1972.7877; 2.5: -56.0261
| 2 | 62.35 | 1: 2.3773; 1.1: 15.514; 1.2: 0.020805; 1.3: 336.69; 1.4: 0.44024; 1.5: 15.514; 1.6: 336.69; 1.7: 202.014; 1.8: 8.4594; 1.9: 1683.45; 2: 53.6131; 2.1: 94.8809; 2.2: 1991.2719; 2.3: 56.5057; 2.4: -1975.758; 2.5: -56.0654
| 2 | 62.4 | 1: 2.4057; 1.1: 15.7123; 1.2: 0.021071; 1.3: 336.96; 1.4: 0.44551; 1.5: 15.7123; 1.6: 336.96; 1.7: 202.176; 1.8: 8.4594; 1.9: 1684.8; 2: 53.6561; 2.1: 94.8821; 2.2: 1994.4417; 2.3: 56.5503; 2.4: -1978.7294; 2.5: -56.1048
| 2 | 62.45 | 1: 2.4344; 1.1: 15.912; 1.2: 0.021338; 1.3: 337.23; 1.4: 0.45081; 1.5: 15.912; 1.6: 337.23; 1.7: 202.338; 1.8: 8.4594; 1.9: 1686.15; 2: 53.699; 2.1: 94.8833; 2.2: 1997.6139; 2.3: 56.5949; 2.4: -1981.7019; 2.5: -56.144
| 2 | 62.5 | 1: 2.4632; 1.1: 16.1132; 1.2: 0.021608; 1.3: 337.5; 1.4: 0.45614; 1.5: 16.1132; 1.6: 337.5; 1.7: 202.5; 1.8: 8.4594; 1.9: 1687.5; 2: 53.742; 2.1: 94.8845; 2.2: 2000.7887; 2.3: 56.6395; 2.4: -1984.6755; 2.5: -56.1833
| 2 | 62.55 | 1: 2.4921; 1.1: 16.3158; 1.2: 0.02188; 1.3: 337.77; 1.4: 0.46151; 1.5: 16.3158; 1.6: 337.77; 1.7: 202.662; 1.8: 8.4594; 1.9: 1688.85; 2: 53.785; 2.1: 94.8857; 2.2: 2003.966; 2.3: 56.6841; 2.4: -1987.6502; 2.5: -56.2225
| 2 | 62.6 | 1: 2.5213; 1.1: 16.5198; 1.2: 0.022153; 1.3: 338.04; 1.4: 0.4669; 1.5: 16.5198; 1.6: 338.04; 1.7: 202.824; 1.8: 8.4594; 1.9: 1690.2; 2: 53.828; 2.1: 94.8868; 2.2: 2007.1459; 2.3: 56.7286; 2.4: -1990.6261; 2.5: -56.2617
| 2 | 62.65 | 1: 2.5506; 1.1: 16.7252; 1.2: 0.022429; 1.3: 338.31; 1.4: 0.47233; 1.5: 16.7252; 1.6: 338.31; 1.7: 202.986; 1.8: 8.4594; 1.9: 1691.55; 2: 53.871; 2.1: 94.888; 2.2: 2010.3282; 2.3: 56.7732; 2.4: -1993.603; 2.5: -56.3009
| 2 | 62.7 | 1: 2.5801; 1.1: 16.9321; 1.2: 0.022706; 1.3: 338.58; 1.4: 0.47779; 1.5: 16.9321; 1.6: 338.58; 1.7: 203.148; 1.8: 8.4594; 1.9: 1692.9; 2: 53.914; 2.1: 94.8892; 2.2: 2013.5131; 2.3: 56.8178; 2.4: -1996.581; 2.5: -56.3401
| 2 | 62.75 | 1: 2.6097; 1.1: 17.1404; 1.2: 0.022986; 1.3: 338.85; 1.4: 0.48329; 1.5: 17.1404; 1.6: 338.85; 1.7: 203.31; 1.8: 8.4594; 1.9: 1694.25; 2: 53.957; 2.1: 94.8904; 2.2: 2016.7006; 2.3: 56.8624; 2.4: -1999.5602; 2.5: -56.3792
| 2 | 62.8 | 1: 2.6396; 1.1: 17.3501; 1.2: 0.023267; 1.3: 339.12; 1.4: 0.48881; 1.5: 17.3501; 1.6: 339.12; 1.7: 203.472; 1.8: 8.4594; 1.9: 1695.6; 2: 54; 2.1: 94.8916; 2.2: 2019.8905; 2.3: 56.907; 2.4: -2002.5404; 2.5: -56.4182
| 2 | 62.85 | 1: 2.6696; 1.1: 17.5613; 1.2: 0.02355; 1.3: 339.39; 1.4: 0.49437; 1.5: 17.5613; 1.6: 339.39; 1.7: 203.634; 1.8: 8.4594; 1.9: 1696.95; 2: 54.043; 2.1: 94.8928; 2.2: 2023.083; 2.3: 56.9516; 2.4: -2005.5217; 2.5: -56.4573
| 2 | 62.9 | 1: 2.6998; 1.1: 17.7739; 1.2: 0.023835; 1.3: 339.66; 1.4: 0.49995; 1.5: 17.7739; 1.6: 339.66; 1.7: 203.796; 1.8: 8.4594; 1.9: 1698.3; 2: 54.086; 2.1: 94.8939; 2.2: 2026.278; 2.3: 56.9962; 2.4: -2008.5041; 2.5: -56.4963
| 2 | 62.95 | 1: 2.7301; 1.1: 17.988; 1.2: 0.024122; 1.3: 339.93; 1.4: 0.50557; 1.5: 17.988; 1.6: 339.93; 1.7: 203.958; 1.8: 8.4594; 1.9: 1699.65; 2: 54.129; 2.1: 94.8951; 2.2: 2029.4756; 2.3: 57.0408; 2.4: -2011.4876; 2.5: -56.5353
| 2 | 63 | 1: 2.7606; 1.1: 18.2035; 1.2: 0.024411; 1.3: 340.2; 1.4: 0.51122; 1.5: 18.2035; 1.6: 340.2; 1.7: 204.12; 1.8: 8.4594; 1.9: 1701; 2: 54.172; 2.1: 94.8963; 2.2: 2032.6757; 2.3: 57.0854; 2.4: -2014.4722; 2.5: -56.5742
| 2 | 63.05 | 1: 2.7913; 1.1: 18.4204; 1.2: 0.024702; 1.3: 340.47; 1.4: 0.51691; 1.5: 18.4204; 1.6: 340.47; 1.7: 204.282; 1.8: 8.4594; 1.9: 1702.35; 2: 54.215; 2.1: 94.8975; 2.2: 2035.8783; 2.3: 57.13; 2.4: -2017.4579; 2.5: -56.6131
| 2 | 63.1 | 1: 2.8222; 1.1: 18.6388; 1.2: 0.024995; 1.3: 340.74; 1.4: 0.52262; 1.5: 18.6388; 1.6: 340.74; 1.7: 204.444; 1.8: 8.4594; 1.9: 1703.7; 2: 54.258; 2.1: 94.8986; 2.2: 2039.0835; 2.3: 57.1746; 2.4: -2020.4446; 2.5: -56.652
| 2 | 63.15 | 1: 2.8532; 1.1: 18.8587; 1.2: 0.02529; 1.3: 341.01; 1.4: 0.52837; 1.5: 18.8587; 1.6: 341.01; 1.7: 204.606; 1.8: 8.4594; 1.9: 1705.05; 2: 54.301; 2.1: 94.8998; 2.2: 2042.2912; 2.3: 57.2192; 2.4: -2023.4325; 2.5: -56.6909
| 2 | 63.2 | 1: 2.8844; 1.1: 19.08; 1.2: 0.025587; 1.3: 341.28; 1.4: 0.53415; 1.5: 19.08; 1.6: 341.28; 1.7: 204.768; 1.8: 8.4594; 1.9: 1706.4; 2: 54.3439; 2.1: 94.901; 2.2: 2045.5014; 2.3: 57.2639; 2.4: -2026.4214; 2.5: -56.7297
| 2 | 63.25 | 1: 2.9158; 1.1: 19.3028; 1.2: 0.025886; 1.3: 341.55; 1.4: 0.53996; 1.5: 19.3028; 1.6: 341.55; 1.7: 204.93; 1.8: 8.4594; 1.9: 1707.75; 2: 54.3869; 2.1: 94.9021; 2.2: 2048.7142; 2.3: 57.3085; 2.4: -2029.4113; 2.5: -56.7685
| 2 | 63.3 | 1: 2.9473; 1.1: 19.5271; 1.2: 0.026186; 1.3: 341.82; 1.4: 0.5458; 1.5: 19.5271; 1.6: 341.82; 1.7: 205.092; 1.8: 8.4594; 1.9: 1709.1; 2: 54.4299; 2.1: 94.9033; 2.2: 2051.9294; 2.3: 57.3531; 2.4: -2032.4024; 2.5: -56.8073
| 2 | 63.35 | 1: 2.979; 1.1: 19.7528; 1.2: 0.026489; 1.3: 342.09; 1.4: 0.55167; 1.5: 19.7528; 1.6: 342.09; 1.7: 205.254; 1.8: 8.4594; 1.9: 1710.45; 2: 54.4729; 2.1: 94.9044; 2.2: 2055.1473; 2.3: 57.3977; 2.4: -2035.3945; 2.5: -56.846
| 2 | 63.4 | 1: 3.0109; 1.1: 19.98; 1.2: 0.026794; 1.3: 342.36; 1.4: 0.55758; 1.5: 19.98; 1.6: 342.36; 1.7: 205.416; 1.8: 8.4594; 1.9: 1711.8; 2: 54.5159; 2.1: 94.9056; 2.2: 2058.3676; 2.3: 57.4423; 2.4: -2038.3876; 2.5: -56.8847
| 2 | 63.45 | 1: 3.043; 1.1: 20.2086; 1.2: 0.0271; 1.3: 342.63; 1.4: 0.56351; 1.5: 20.2086; 1.6: 342.63; 1.7: 205.578; 1.8: 8.4594; 1.9: 1713.15; 2: 54.5589; 2.1: 94.9068; 2.2: 2061.5905; 2.3: 57.4869; 2.4: -2041.3819; 2.5: -56.9234
| 2 | 63.5 | 1: 3.0752; 1.1: 20.4388; 1.2: 0.027409; 1.3: 342.9; 1.4: 0.56948; 1.5: 20.4388; 1.6: 342.9; 1.7: 205.74; 1.8: 8.4594; 1.9: 1714.5; 2: 54.6019; 2.1: 94.9079; 2.2: 2064.8159; 2.3: 57.5315; 2.4: -2044.3772; 2.5: -56.962
| 2 | 63.55 | 1: 3.1076; 1.1: 20.6704; 1.2: 0.027719; 1.3: 343.17; 1.4: 0.57548; 1.5: 20.6704; 1.6: 343.17; 1.7: 205.902; 1.8: 8.4594; 1.9: 1715.85; 2: 54.6449; 2.1: 94.909; 2.2: 2068.0439; 2.3: 57.5761; 2.4: -2047.3735; 2.5: -57.0006
| 2 | 63.6 | 1: 3.1402; 1.1: 20.9035; 1.2: 0.028032; 1.3: 343.44; 1.4: 0.58151; 1.5: 20.9035; 1.6: 343.44; 1.7: 206.064; 1.8: 8.4594; 1.9: 1717.2; 2: 54.6879; 2.1: 94.9102; 2.2: 2071.2744; 2.3: 57.6207; 2.4: -2050.3709; 2.5: -57.0392
| 2 | 63.65 | 1: 3.1729; 1.1: 21.138; 1.2: 0.028347; 1.3: 343.71; 1.4: 0.58758; 1.5: 21.138; 1.6: 343.71; 1.7: 206.226; 1.8: 8.4594; 1.9: 1718.55; 2: 54.7309; 2.1: 94.9113; 2.2: 2074.5074; 2.3: 57.6653; 2.4: -2053.3694; 2.5: -57.0777
| 2 | 63.7 | 1: 3.2058; 1.1: 21.3741; 1.2: 0.028663; 1.3: 343.98; 1.4: 0.59367; 1.5: 21.3741; 1.6: 343.98; 1.7: 206.388; 1.8: 8.4594; 1.9: 1719.9; 2: 54.7739; 2.1: 94.9125; 2.2: 2077.743; 2.3: 57.7099; 2.4: -2056.3689; 2.5: -57.1162
| 2 | 63.75 | 1: 3.2389; 1.1: 21.6116; 1.2: 0.028982; 1.3: 344.25; 1.4: 0.5998; 1.5: 21.6116; 1.6: 344.25; 1.7: 206.55; 1.8: 8.4594; 1.9: 1721.25; 2: 54.8169; 2.1: 94.9136; 2.2: 2080.9811; 2.3: 57.7545; 2.4: -2059.3695; 2.5: -57.1547
| 2 | 63.8 | 1: 3.2722; 1.1: 21.8507; 1.2: 0.029302; 1.3: 344.52; 1.4: 0.60596; 1.5: 21.8507; 1.6: 344.52; 1.7: 206.712; 1.8: 8.4594; 1.9: 1722.6; 2: 54.8599; 2.1: 94.9147; 2.2: 2084.2217; 2.3: 57.7991; 2.4: -2062.3711; 2.5: -57.1931
| 2 | 63.85 | 1: 3.3056; 1.1: 22.0912; 1.2: 0.029625; 1.3: 344.79; 1.4: 0.61215; 1.5: 22.0912; 1.6: 344.79; 1.7: 206.874; 1.8: 8.4594; 1.9: 1723.95; 2: 54.9029; 2.1: 94.9159; 2.2: 2087.4649; 2.3: 57.8437; 2.4: -2065.3737; 2.5: -57.2316
| 2 | 63.9 | 1: 3.3392; 1.1: 22.3332; 1.2: 0.029949; 1.3: 345.06; 1.4: 0.61837; 1.5: 22.3332; 1.6: 345.06; 1.7: 207.036; 1.8: 8.4594; 1.9: 1725.3; 2: 54.9459; 2.1: 94.917; 2.2: 2090.7106; 2.3: 57.8883; 2.4: -2068.3774; 2.5: -57.2699
| 2 | 63.95 | 1: 3.373; 1.1: 22.5768; 1.2: 0.030276; 1.3: 345.33; 1.4: 0.62462; 1.5: 22.5768; 1.6: 345.33; 1.7: 207.198; 1.8: 8.4594; 1.9: 1726.65; 2: 54.9889; 2.1: 94.9181; 2.2: 2093.9589; 2.3: 57.9329; 2.4: -2071.3821; 2.5: -57.3083
| 2 | 64 | 1: 3.4069; 1.1: 22.8218; 1.2: 0.030605; 1.3: 345.6; 1.4: 0.63091; 1.5: 22.8218; 1.6: 345.6; 1.7: 207.36; 1.8: 8.4594; 1.9: 1728; 2: 55.0318; 2.1: 94.9193; 2.2: 2097.2097; 2.3: 57.9775; 2.4: -2074.3879; 2.5: -57.3466
| 2 | 64.05 | 1: 3.441; 1.1: 23.0683; 1.2: 0.030935; 1.3: 345.87; 1.4: 0.63723; 1.5: 23.0683; 1.6: 345.87; 1.7: 207.522; 1.8: 8.4594; 1.9: 1729.35; 2: 55.0748; 2.1: 94.9204; 2.2: 2100.463; 2.3: 58.0221; 2.4: -2077.3947; 2.5: -57.3849
| 2 | 64.1 | 1: 3.4753; 1.1: 23.3164; 1.2: 0.031268; 1.3: 346.14; 1.4: 0.64358; 1.5: 23.3164; 1.6: 346.14; 1.7: 207.684; 1.8: 8.4594; 1.9: 1730.7; 2: 55.1178; 2.1: 94.9215; 2.2: 2103.7189; 2.3: 58.0668; 2.4: -2080.4025; 2.5: -57.4232
| 2 | 64.15 | 1: 3.5098; 1.1: 23.5659; 1.2: 0.031602; 1.3: 346.41; 1.4: 0.64996; 1.5: 23.5659; 1.6: 346.41; 1.7: 207.846; 1.8: 8.4594; 1.9: 1732.05; 2: 55.1608; 2.1: 94.9226; 2.2: 2106.9773; 2.3: 58.1114; 2.4: -2083.4114; 2.5: -57.4614
| 2 | 64.2 | 1: 3.5444; 1.1: 23.817; 1.2: 0.031939; 1.3: 346.68; 1.4: 0.65637; 1.5: 23.817; 1.6: 346.68; 1.7: 208.008; 1.8: 8.4594; 1.9: 1733.4; 2: 55.2038; 2.1: 94.9237; 2.2: 2110.2382; 2.3: 58.156; 2.4: -2086.4212; 2.5: -57.4996
| 2 | 64.25 | 1: 3.5792; 1.1: 24.0696; 1.2: 0.032278; 1.3: 346.95; 1.4: 0.66282; 1.5: 24.0696; 1.6: 346.95; 1.7: 208.17; 1.8: 8.4594; 1.9: 1734.75; 2: 55.2468; 2.1: 94.9249; 2.2: 2113.5017; 2.3: 58.2006; 2.4: -2089.4321; 2.5: -57.5378
| 2 | 64.3 | 1: 3.6142; 1.1: 24.3236; 1.2: 0.032619; 1.3: 347.22; 1.4: 0.66929; 1.5: 24.3236; 1.6: 347.22; 1.7: 208.332; 1.8: 8.4594; 1.9: 1736.1; 2: 55.2898; 2.1: 94.926; 2.2: 2116.7677; 2.3: 58.2452; 2.4: -2092.4441; 2.5: -57.5759
| 2 | 64.35 | 1: 3.6493; 1.1: 24.5793; 1.2: 0.032961; 1.3: 347.49; 1.4: 0.6758; 1.5: 24.5793; 1.6: 347.49; 1.7: 208.494; 1.8: 8.4594; 1.9: 1737.45; 2: 55.3328; 2.1: 94.9271; 2.2: 2120.0363; 2.3: 58.2898; 2.4: -2095.457; 2.5: -57.614
| 2 | 64.4 | 1: 3.6846; 1.1: 24.8364; 1.2: 0.033306; 1.3: 347.76; 1.4: 0.68234; 1.5: 24.8364; 1.6: 347.76; 1.7: 208.656; 1.8: 8.4594; 1.9: 1738.8; 2: 55.3758; 2.1: 94.9282; 2.2: 2123.3074; 2.3: 58.3344; 2.4: -2098.471; 2.5: -57.6521
| 2 | 64.45 | 1: 3.7201; 1.1: 25.0951; 1.2: 0.033653; 1.3: 348.03; 1.4: 0.68891; 1.5: 25.0951; 1.6: 348.03; 1.7: 208.818; 1.8: 8.4594; 1.9: 1740.15; 2: 55.4188; 2.1: 94.9293; 2.2: 2126.581; 2.3: 58.379; 2.4: -2101.4859; 2.5: -57.6901
| 2 | 64.5 | 1: 3.7558; 1.1: 25.3553; 1.2: 0.034002; 1.3: 348.3; 1.4: 0.69551; 1.5: 25.3553; 1.6: 348.3; 1.7: 208.98; 1.8: 8.4594; 1.9: 1741.5; 2: 55.4618; 2.1: 94.9304; 2.2: 2129.8572; 2.3: 58.4236; 2.4: -2104.5019; 2.5: -57.7281
| 2 | 64.55 | 1: 3.7916; 1.1: 25.617; 1.2: 0.034353; 1.3: 348.57; 1.4: 0.70215; 1.5: 25.617; 1.6: 348.57; 1.7: 209.142; 1.8: 8.4594; 1.9: 1742.85; 2: 55.5048; 2.1: 94.9315; 2.2: 2133.1359; 2.3: 58.4683; 2.4: -2107.5189; 2.5: -57.7661
| 2 | 64.6 | 1: 3.8276; 1.1: 25.8802; 1.2: 0.034706; 1.3: 348.84; 1.4: 0.70882; 1.5: 25.8802; 1.6: 348.84; 1.7: 209.304; 1.8: 8.4594; 1.9: 1744.2; 2: 55.5478; 2.1: 94.9326; 2.2: 2136.4172; 2.3: 58.5129; 2.4: -2110.5369; 2.5: -57.8041
| 2 | 64.65 | 1: 3.8638; 1.1: 26.145; 1.2: 0.035061; 1.3: 349.11; 1.4: 0.71551; 1.5: 26.145; 1.6: 349.11; 1.7: 209.466; 1.8: 8.4594; 1.9: 1745.55; 2: 55.5908; 2.1: 94.9337; 2.2: 2139.7009; 2.3: 58.5575; 2.4: -2113.5559; 2.5: -57.842
| 2 | 64.7 | 1: 3.9001; 1.1: 26.4114; 1.2: 0.035418; 1.3: 349.38; 1.4: 0.72225; 1.5: 26.4114; 1.6: 349.38; 1.7: 209.628; 1.8: 8.4594; 1.9: 1746.9; 2: 55.6338; 2.1: 94.9348; 2.2: 2142.9873; 2.3: 58.6021; 2.4: -2116.5759; 2.5: -57.8799
| 2 | 64.75 | 1: 3.9366; 1.1: 26.6793; 1.2: 0.035777; 1.3: 349.65; 1.4: 0.72901; 1.5: 26.6793; 1.6: 349.65; 1.7: 209.79; 1.8: 8.4594; 1.9: 1748.25; 2: 55.6768; 2.1: 94.9358; 2.2: 2146.2762; 2.3: 58.6467; 2.4: -2119.5969; 2.5: -57.9177
| 2 | 64.8 | 1: 3.9733; 1.1: 26.9487; 1.2: 0.036139; 1.3: 349.92; 1.4: 0.7358; 1.5: 26.9487; 1.6: 349.92; 1.7: 209.952; 1.8: 8.4594; 1.9: 1749.6; 2: 55.7197; 2.1: 94.9369; 2.2: 2149.5676; 2.3: 58.6913; 2.4: -2122.6189; 2.5: -57.9555
| 2 | 64.85 | 1: 4.0102; 1.1: 27.2197; 1.2: 0.036502; 1.3: 350.19; 1.4: 0.74263; 1.5: 27.2197; 1.6: 350.19; 1.7: 210.114; 1.8: 8.4594; 1.9: 1750.95; 2: 55.7627; 2.1: 94.938; 2.2: 2152.8616; 2.3: 58.7359; 2.4: -2125.6419; 2.5: -57.9933
| 2 | 64.9 | 1: 4.0472; 1.1: 27.4922; 1.2: 0.036868; 1.3: 350.46; 1.4: 0.74948; 1.5: 27.4922; 1.6: 350.46; 1.7: 210.276; 1.8: 8.4594; 1.9: 1752.3; 2: 55.8057; 2.1: 94.9391; 2.2: 2156.1581; 2.3: 58.7806; 2.4: -2128.6659; 2.5: -58.0311
| 2 | 64.95 | 1: 4.0844; 1.1: 27.7662; 1.2: 0.037235; 1.3: 350.73; 1.4: 0.75637; 1.5: 27.7662; 1.6: 350.73; 1.7: 210.438; 1.8: 8.4594; 1.9: 1753.65; 2: 55.8487; 2.1: 94.9402; 2.2: 2159.4571; 2.3: 58.8252; 2.4: -2131.6909; 2.5: -58.0688
| 2 | 65 | 1: 4.1218; 1.1: 28.0419; 1.2: 0.037605; 1.3: 351; 1.4: 0.76329; 1.5: 28.0419; 1.6: 351; 1.7: 210.6; 1.8: 8.4594; 1.9: 1755; 2: 55.8917; 2.1: 94.9412; 2.2: 2162.7587; 2.3: 58.8698; 2.4: -2134.7168; 2.5: -58.1065
| 2 | 65.05 | 1: 4.1593; 1.1: 28.3191; 1.2: 0.037976; 1.3: 351.27; 1.4: 0.77025; 1.5: 28.3191; 1.6: 351.27; 1.7: 210.762; 1.8: 8.4594; 1.9: 1756.35; 2: 55.9347; 2.1: 94.9423; 2.2: 2166.0629; 2.3: 58.9144; 2.4: -2137.7438; 2.5: -58.1442
| 2 | 65.1 | 1: 4.197; 1.1: 28.5978; 1.2: 0.03835; 1.3: 351.54; 1.4: 0.77723; 1.5: 28.5978; 1.6: 351.54; 1.7: 210.924; 1.8: 8.4594; 1.9: 1757.7; 2: 55.9777; 2.1: 94.9434; 2.2: 2169.3695; 2.3: 58.959; 2.4: -2140.7717; 2.5: -58.1818
| 2 | 65.15 | 1: 4.2349; 1.1: 28.8781; 1.2: 0.038726; 1.3: 351.81; 1.4: 0.78425; 1.5: 28.8781; 1.6: 351.81; 1.7: 211.086; 1.8: 8.4594; 1.9: 1759.05; 2: 56.0207; 2.1: 94.9445; 2.2: 2172.6788; 2.3: 59.0037; 2.4: -2143.8006; 2.5: -58.2194
| 2 | 65.2 | 1: 4.273; 1.1: 29.16; 1.2: 0.039104; 1.3: 352.08; 1.4: 0.79129; 1.5: 29.16; 1.6: 352.08; 1.7: 211.248; 1.8: 8.4594; 1.9: 1760.4; 2: 56.0637; 2.1: 94.9455; 2.2: 2175.9905; 2.3: 59.0483; 2.4: -2146.8305; 2.5: -58.257
| 2 | 65.25 | 1: 4.3112; 1.1: 29.4435; 1.2: 0.039484; 1.3: 352.35; 1.4: 0.79837; 1.5: 29.4435; 1.6: 352.35; 1.7: 211.41; 1.8: 8.4594; 1.9: 1761.75; 2: 56.1067; 2.1: 94.9466; 2.2: 2179.3048; 2.3: 59.0929; 2.4: -2149.8614; 2.5: -58.2945
| 2 | 65.3 | 1: 4.3496; 1.1: 29.7285; 1.2: 0.039867; 1.3: 352.62; 1.4: 0.80549; 1.5: 29.7285; 1.6: 352.62; 1.7: 211.572; 1.8: 8.4594; 1.9: 1763.1; 2: 56.1497; 2.1: 94.9476; 2.2: 2182.6217; 2.3: 59.1375; 2.4: -2152.8932; 2.5: -58.332
| 2 | 65.35 | 1: 4.3882; 1.1: 30.0151; 1.2: 0.040251; 1.3: 352.89; 1.4: 0.81263; 1.5: 30.0151; 1.6: 352.89; 1.7: 211.734; 1.8: 8.4594; 1.9: 1764.45; 2: 56.1927; 2.1: 94.9487; 2.2: 2185.9411; 2.3: 59.1821; 2.4: -2155.926; 2.5: -58.3695
| 2 | 65.4 | 1: 4.4269; 1.1: 30.3033; 1.2: 0.040637; 1.3: 353.16; 1.4: 0.8198; 1.5: 30.3033; 1.6: 353.16; 1.7: 211.896; 1.8: 8.4594; 1.9: 1765.8; 2: 56.2357; 2.1: 94.9497; 2.2: 2189.263; 2.3: 59.2268; 2.4: -2158.9598; 2.5: -58.407
| 2 | 65.45 | 1: 4.4659; 1.1: 30.593; 1.2: 0.041026; 1.3: 353.43; 1.4: 0.82701; 1.5: 30.593; 1.6: 353.43; 1.7: 212.058; 1.8: 8.4594; 1.9: 1767.15; 2: 56.2787; 2.1: 94.9508; 2.2: 2192.5875; 2.3: 59.2714; 2.4: -2161.9945; 2.5: -58.4444
| 2 | 65.5 | 1: 4.5049; 1.1: 30.8844; 1.2: 0.041417; 1.3: 353.7; 1.4: 0.83425; 1.5: 30.8844; 1.6: 353.7; 1.7: 212.22; 1.8: 8.4594; 1.9: 1768.5; 2: 56.3217; 2.1: 94.9518; 2.2: 2195.9146; 2.3: 59.316; 2.4: -2165.0302; 2.5: -58.4818
| 2 | 65.55 | 1: 4.5442; 1.1: 31.1773; 1.2: 0.041809; 1.3: 353.97; 1.4: 0.84152; 1.5: 31.1773; 1.6: 353.97; 1.7: 212.382; 1.8: 8.4594; 1.9: 1769.85; 2: 56.3646; 2.1: 94.9529; 2.2: 2199.2442; 2.3: 59.3606; 2.4: -2168.0669; 2.5: -58.5191
| 2 | 65.6 | 1: 4.5836; 1.1: 31.4718; 1.2: 0.042204; 1.3: 354.24; 1.4: 0.84882; 1.5: 31.4718; 1.6: 354.24; 1.7: 212.544; 1.8: 8.4594; 1.9: 1771.2; 2: 56.4076; 2.1: 94.9539; 2.2: 2202.5763; 2.3: 59.4053; 2.4: -2171.1045; 2.5: -58.5564
| 2 | 65.65 | 1: 4.6232; 1.1: 31.7679; 1.2: 0.042601; 1.3: 354.51; 1.4: 0.85615; 1.5: 31.7679; 1.6: 354.51; 1.7: 212.706; 1.8: 8.4594; 1.9: 1772.55; 2: 56.4506; 2.1: 94.955; 2.2: 2205.911; 2.3: 59.4499; 2.4: -2174.1431; 2.5: -58.5937
| 2 | 65.7 | 1: 4.663; 1.1: 32.0656; 1.2: 0.043001; 1.3: 354.78; 1.4: 0.86352; 1.5: 32.0656; 1.6: 354.78; 1.7: 212.868; 1.8: 8.4594; 1.9: 1773.9; 2: 56.4936; 2.1: 94.956; 2.2: 2209.2482; 2.3: 59.4945; 2.4: -2177.1826; 2.5: -58.631
| 2 | 65.75 | 1: 4.703; 1.1: 32.3649; 1.2: 0.043402; 1.3: 355.05; 1.4: 0.87092; 1.5: 32.3649; 1.6: 355.05; 1.7: 213.03; 1.8: 8.4594; 1.9: 1775.25; 2: 56.5366; 2.1: 94.9571; 2.2: 2212.588; 2.3: 59.5392; 2.4: -2180.2231; 2.5: -58.6682
| 2 | 65.8 | 1: 4.7431; 1.1: 32.6658; 1.2: 0.043806; 1.3: 355.32; 1.4: 0.87835; 1.5: 32.6658; 1.6: 355.32; 1.7: 213.192; 1.8: 8.4594; 1.9: 1776.6; 2: 56.5796; 2.1: 94.9581; 2.2: 2215.9303; 2.3: 59.5838; 2.4: -2183.2645; 2.5: -58.7054
| 2 | 65.85 | 1: 4.7834; 1.1: 32.9683; 1.2: 0.044211; 1.3: 355.59; 1.4: 0.88581; 1.5: 32.9683; 1.6: 355.59; 1.7: 213.354; 1.8: 8.4594; 1.9: 1777.95; 2: 56.6226; 2.1: 94.9591; 2.2: 2219.2752; 2.3: 59.6284; 2.4: -2186.3069; 2.5: -58.7426
| 2 | 65.9 | 1: 4.8238; 1.1: 33.2724; 1.2: 0.044619; 1.3: 355.86; 1.4: 0.8933; 1.5: 33.2724; 1.6: 355.86; 1.7: 213.516; 1.8: 8.4594; 1.9: 1779.3; 2: 56.6656; 2.1: 94.9601; 2.2: 2222.6226; 2.3: 59.673; 2.4: -2189.3502; 2.5: -58.7797
| 2 | 65.95 | 1: 4.8644; 1.1: 33.5781; 1.2: 0.045029; 1.3: 356.13; 1.4: 0.90082; 1.5: 33.5781; 1.6: 356.13; 1.7: 213.678; 1.8: 8.4594; 1.9: 1780.65; 2: 56.7086; 2.1: 94.9612; 2.2: 2225.9726; 2.3: 59.7177; 2.4: -2192.3944; 2.5: -58.8168
| 2 | 66 | 1: 4.9052; 1.1: 33.8855; 1.2: 0.045441; 1.3: 356.4; 1.4: 0.90838; 1.5: 33.8855; 1.6: 356.4; 1.7: 213.84; 1.8: 8.4594; 1.9: 1782; 2: 56.7516; 2.1: 94.9622; 2.2: 2229.3251; 2.3: 59.7623; 2.4: -2195.4396; 2.5: -58.8539
| 2 | 66.05 | 1: 4.9462; 1.1: 34.1944; 1.2: 0.045855; 1.3: 356.67; 1.4: 0.91597; 1.5: 34.1944; 1.6: 356.67; 1.7: 214.002; 1.8: 8.4594; 1.9: 1783.35; 2: 56.7946; 2.1: 94.9632; 2.2: 2232.6802; 2.3: 59.8069; 2.4: -2198.4858; 2.5: -58.891
| 2 | 66.1 | 1: 4.9874; 1.1: 34.5049; 1.2: 0.046272; 1.3: 356.94; 1.4: 0.92359; 1.5: 34.5049; 1.6: 356.94; 1.7: 214.164; 1.8: 8.4594; 1.9: 1784.7; 2: 56.8376; 2.1: 94.9642; 2.2: 2236.0378; 2.3: 59.8516; 2.4: -2201.5328; 2.5: -58.928
| 2 | 66.15 | 1: 5.0287; 1.1: 34.8171; 1.2: 0.046691; 1.3: 357.21; 1.4: 0.93124; 1.5: 34.8171; 1.6: 357.21; 1.7: 214.326; 1.8: 8.4594; 1.9: 1786.05; 2: 56.8806; 2.1: 94.9652; 2.2: 2239.3979; 2.3: 59.8962; 2.4: -2204.5808; 2.5: -58.965
| 2 | 66.2 | 1: 5.0702; 1.1: 35.1309; 1.2: 0.047111; 1.3: 357.48; 1.4: 0.93892; 1.5: 35.1309; 1.6: 357.48; 1.7: 214.488; 1.8: 8.4594; 1.9: 1787.4; 2: 56.9236; 2.1: 94.9663; 2.2: 2242.7607; 2.3: 59.9408; 2.4: -2207.6297; 2.5: -59.0019
| 2 | 66.25 | 1: 5.1118; 1.1: 35.4463; 1.2: 0.047534; 1.3: 357.75; 1.4: 0.94664; 1.5: 35.4463; 1.6: 357.75; 1.7: 214.65; 1.8: 8.4594; 1.9: 1788.75; 2: 56.9666; 2.1: 94.9673; 2.2: 2246.1259; 2.3: 59.9855; 2.4: -2210.6796; 2.5: -59.0388
| 2 | 66.3 | 1: 5.1537; 1.1: 35.7634; 1.2: 0.047959; 1.3: 358.02; 1.4: 0.95438; 1.5: 35.7634; 1.6: 358.02; 1.7: 214.812; 1.8: 8.4594; 1.9: 1790.1; 2: 57.0096; 2.1: 94.9683; 2.2: 2249.4937; 2.3: 60.0301; 2.4: -2213.7304; 2.5: -59.0757
| 2 | 66.35 | 1: 5.1957; 1.1: 36.082; 1.2: 0.048387; 1.3: 358.29; 1.4: 0.96216; 1.5: 36.082; 1.6: 358.29; 1.7: 214.974; 1.8: 8.4594; 1.9: 1791.45; 2: 57.0525; 2.1: 94.9693; 2.2: 2252.8641; 2.3: 60.0747; 2.4: -2216.7821; 2.5: -59.1126
| 2 | 66.4 | 1: 5.2378; 1.1: 36.4023; 1.2: 0.048816; 1.3: 358.56; 1.4: 0.96997; 1.5: 36.4023; 1.6: 358.56; 1.7: 215.136; 1.8: 8.4594; 1.9: 1792.8; 2: 57.0955; 2.1: 94.9703; 2.2: 2256.237; 2.3: 60.1194; 2.4: -2219.8347; 2.5: -59.1494
| 2 | 66.45 | 1: 5.2802; 1.1: 36.7243; 1.2: 0.049248; 1.3: 358.83; 1.4: 0.97781; 1.5: 36.7243; 1.6: 358.83; 1.7: 215.298; 1.8: 8.4594; 1.9: 1794.15; 2: 57.1385; 2.1: 94.9713; 2.2: 2259.6125; 2.3: 60.164; 2.4: -2222.8882; 2.5: -59.1862
| 2 | 66.5 | 1: 5.3227; 1.1: 37.0479; 1.2: 0.049682; 1.3: 359.1; 1.4: 0.98569; 1.5: 37.0479; 1.6: 359.1; 1.7: 215.46; 1.8: 8.4594; 1.9: 1795.5; 2: 57.1815; 2.1: 94.9723; 2.2: 2262.9905; 2.3: 60.2087; 2.4: -2225.9427; 2.5: -59.223
| 2 | 66.55 | 1: 5.3654; 1.1: 37.3731; 1.2: 0.050118; 1.3: 359.37; 1.4: 0.99359; 1.5: 37.3731; 1.6: 359.37; 1.7: 215.622; 1.8: 8.4594; 1.9: 1796.85; 2: 57.2245; 2.1: 94.9733; 2.2: 2266.3711; 2.3: 60.2533; 2.4: -2228.998; 2.5: -59.2597
| 2 | 66.6 | 1: 5.4083; 1.1: 37.6999; 1.2: 0.050556; 1.3: 359.64; 1.4: 1.0015; 1.5: 37.6999; 1.6: 359.64; 1.7: 215.784; 1.8: 8.4594; 1.9: 1798.2; 2: 57.2675; 2.1: 94.9743; 2.2: 2269.7542; 2.3: 60.2979; 2.4: -2232.0543; 2.5: -59.2964
| 2 | 66.65 | 1: 5.4513; 1.1: 38.0284; 1.2: 0.050997; 1.3: 359.91; 1.4: 1.0095; 1.5: 38.0284; 1.6: 359.91; 1.7: 215.946; 1.8: 8.4594; 1.9: 1799.55; 2: 57.3105; 2.1: 94.9752; 2.2: 2273.1399; 2.3: 60.3426; 2.4: -2235.1115; 2.5: -59.3331
| 2 | 66.7 | 1: 5.4945; 1.1: 38.3586; 1.2: 0.05144; 1.3: 360.18; 1.4: 1.0175; 1.5: 38.3586; 1.6: 360.18; 1.7: 216.108; 1.8: 8.4594; 1.9: 1800.9; 2: 57.3535; 2.1: 94.9762; 2.2: 2276.5282; 2.3: 60.3872; 2.4: -2238.1696; 2.5: -59.3697
| 2 | 66.75 | 1: 5.5379; 1.1: 38.6904; 1.2: 0.051885; 1.3: 360.45; 1.4: 1.0255; 1.5: 38.6904; 1.6: 360.45; 1.7: 216.27; 1.8: 8.4594; 1.9: 1802.25; 2: 57.3965; 2.1: 94.9772; 2.2: 2279.9189; 2.3: 60.4319; 2.4: -2241.2285; 2.5: -59.4063
| 2 | 66.8 | 1: 5.5814; 1.1: 39.0239; 1.2: 0.052332; 1.3: 360.72; 1.4: 1.0336; 1.5: 39.0239; 1.6: 360.72; 1.7: 216.432; 1.8: 8.4594; 1.9: 1803.6; 2: 57.4395; 2.1: 94.9782; 2.2: 2283.3123; 2.3: 60.4765; 2.4: -2244.2884; 2.5: -59.4429
| 2 | 66.85 | 1: 5.6252; 1.1: 39.359; 1.2: 0.052781; 1.3: 360.99; 1.4: 1.0417; 1.5: 39.359; 1.6: 360.99; 1.7: 216.594; 1.8: 8.4594; 1.9: 1804.95; 2: 57.4825; 2.1: 94.9792; 2.2: 2286.7082; 2.3: 60.5212; 2.4: -2247.3492; 2.5: -59.4795
| 2 | 66.9 | 1: 5.669; 1.1: 39.6958; 1.2: 0.053233; 1.3: 361.26; 1.4: 1.0498; 1.5: 39.6958; 1.6: 361.26; 1.7: 216.756; 1.8: 8.4594; 1.9: 1806.3; 2: 57.5255; 2.1: 94.9801; 2.2: 2290.1066; 2.3: 60.5658; 2.4: -2250.4109; 2.5: -59.516
| 2 | 66.95 | 1: 5.7131; 1.1: 40.0342; 1.2: 0.053687; 1.3: 361.53; 1.4: 1.058; 1.5: 40.0342; 1.6: 361.53; 1.7: 216.918; 1.8: 8.4594; 1.9: 1807.65; 2: 57.5685; 2.1: 94.9811; 2.2: 2293.5077; 2.3: 60.6104; 2.4: -2253.4734; 2.5: -59.5525
| 2 | 67 | 1: 5.7573; 1.1: 40.3743; 1.2: 0.054143; 1.3: 361.8; 1.4: 1.0662; 1.5: 40.3743; 1.6: 361.8; 1.7: 217.08; 1.8: 8.4594; 1.9: 1809; 2: 57.6115; 2.1: 94.9821; 2.2: 2296.9112; 2.3: 60.6551; 2.4: -2256.5369; 2.5: -59.5889
| 2 | 67.05 | 1: 5.8017; 1.1: 40.7161; 1.2: 0.054601; 1.3: 362.07; 1.4: 1.0744; 1.5: 40.7161; 1.6: 362.07; 1.7: 217.242; 1.8: 8.4594; 1.9: 1810.35; 2: 57.6545; 2.1: 94.983; 2.2: 2300.3173; 2.3: 60.6997; 2.4: -2259.6013; 2.5: -59.6253
| 2 | 67.1 | 1: 5.8463; 1.1: 41.0595; 1.2: 0.055062; 1.3: 362.34; 1.4: 1.0827; 1.5: 41.0595; 1.6: 362.34; 1.7: 217.404; 1.8: 8.4594; 1.9: 1811.7; 2: 57.6975; 2.1: 94.984; 2.2: 2303.726; 2.3: 60.7444; 2.4: -2262.6665; 2.5: -59.6617
| 2 | 67.15 | 1: 5.8911; 1.1: 41.4046; 1.2: 0.055525; 1.3: 362.61; 1.4: 1.0909; 1.5: 41.4046; 1.6: 362.61; 1.7: 217.566; 1.8: 8.4594; 1.9: 1813.05; 2: 57.7404; 2.1: 94.985; 2.2: 2307.1372; 2.3: 60.789; 2.4: -2265.7326; 2.5: -59.6981
| 2 | 67.2 | 1: 5.936; 1.1: 41.7514; 1.2: 0.05599; 1.3: 362.88; 1.4: 1.0993; 1.5: 41.7514; 1.6: 362.88; 1.7: 217.728; 1.8: 8.4594; 1.9: 1814.4; 2: 57.7834; 2.1: 94.9859; 2.2: 2310.551; 2.3: 60.8337; 2.4: -2268.7996; 2.5: -59.7344
| 2 | 67.25 | 1: 5.9811; 1.1: 42.0999; 1.2: 0.056457; 1.3: 363.15; 1.4: 1.1076; 1.5: 42.0999; 1.6: 363.15; 1.7: 217.89; 1.8: 8.4594; 1.9: 1815.75; 2: 57.8264; 2.1: 94.9869; 2.2: 2313.9674; 2.3: 60.8783; 2.4: -2271.8675; 2.5: -59.7707
| 2 | 67.3 | 1: 6.0264; 1.1: 42.4501; 1.2: 0.056926; 1.3: 363.42; 1.4: 1.116; 1.5: 42.4501; 1.6: 363.42; 1.7: 218.052; 1.8: 8.4594; 1.9: 1817.1; 2: 57.8694; 2.1: 94.9878; 2.2: 2317.3863; 2.3: 60.923; 2.4: -2274.9362; 2.5: -59.807
| 2 | 67.35 | 1: 6.0718; 1.1: 42.8019; 1.2: 0.057398; 1.3: 363.69; 1.4: 1.1244; 1.5: 42.8019; 1.6: 363.69; 1.7: 218.214; 1.8: 8.4594; 1.9: 1818.45; 2: 57.9124; 2.1: 94.9888; 2.2: 2320.8077; 2.3: 60.9676; 2.4: -2278.0058; 2.5: -59.8432
| 2 | 67.4 | 1: 6.1174; 1.1: 43.1554; 1.2: 0.057872; 1.3: 363.96; 1.4: 1.1329; 1.5: 43.1554; 1.6: 363.96; 1.7: 218.376; 1.8: 8.4594; 1.9: 1819.8; 2: 57.9554; 2.1: 94.9897; 2.2: 2324.2318; 2.3: 61.0123; 2.4: -2281.0763; 2.5: -59.8794
| 2 | 67.45 | 1: 6.1632; 1.1: 43.5106; 1.2: 0.058349; 1.3: 364.23; 1.4: 1.1413; 1.5: 43.5106; 1.6: 364.23; 1.7: 218.538; 1.8: 8.4594; 1.9: 1821.15; 2: 57.9984; 2.1: 94.9907; 2.2: 2327.6583; 2.3: 61.057; 2.4: -2284.1477; 2.5: -59.9156
| 2 | 67.5 | 1: 6.2091; 1.1: 43.8675; 1.2: 0.058827; 1.3: 364.5; 1.4: 1.1498; 1.5: 43.8675; 1.6: 364.5; 1.7: 218.7; 1.8: 8.4594; 1.9: 1822.5; 2: 58.0414; 2.1: 94.9916; 2.2: 2331.0875; 2.3: 61.1016; 2.4: -2287.2199; 2.5: -59.9518
| 2 | 67.55 | 1: 6.2553; 1.1: 44.2261; 1.2: 0.059308; 1.3: 364.77; 1.4: 1.1584; 1.5: 44.2261; 1.6: 364.77; 1.7: 218.862; 1.8: 8.4594; 1.9: 1823.85; 2: 58.0844; 2.1: 94.9925; 2.2: 2334.5192; 2.3: 61.1463; 2.4: -2290.293; 2.5: -59.9879
| 2 | 67.6 | 1: 6.3016; 1.1: 44.5864; 1.2: 0.059791; 1.3: 365.04; 1.4: 1.167; 1.5: 44.5864; 1.6: 365.04; 1.7: 219.024; 1.8: 8.4594; 1.9: 1825.2; 2: 58.1274; 2.1: 94.9935; 2.2: 2337.9534; 2.3: 61.1909; 2.4: -2293.367; 2.5: -60.024
| 2 | 67.65 | 1: 6.348; 1.1: 44.9484; 1.2: 0.060277; 1.3: 365.31; 1.4: 1.1756; 1.5: 44.9484; 1.6: 365.31; 1.7: 219.186; 1.8: 8.4594; 1.9: 1826.55; 2: 58.1704; 2.1: 94.9944; 2.2: 2341.3902; 2.3: 61.2356; 2.4: -2296.4418; 2.5: -60.06
| 2 | 67.7 | 1: 6.3947; 1.1: 45.3121; 1.2: 0.060765; 1.3: 365.58; 1.4: 1.1842; 1.5: 45.3121; 1.6: 365.58; 1.7: 219.348; 1.8: 8.4594; 1.9: 1827.9; 2: 58.2134; 2.1: 94.9953; 2.2: 2344.8296; 2.3: 61.2802; 2.4: -2299.5175; 2.5: -60.096
| 2 | 67.75 | 1: 6.4415; 1.1: 45.6775; 1.2: 0.061255; 1.3: 365.85; 1.4: 1.1929; 1.5: 45.6775; 1.6: 365.85; 1.7: 219.51; 1.8: 8.4594; 1.9: 1829.25; 2: 58.2564; 2.1: 94.9963; 2.2: 2348.2715; 2.3: 61.3249; 2.4: -2302.594; 2.5: -60.132
| 2 | 67.8 | 1: 6.4885; 1.1: 46.0447; 1.2: 0.061747; 1.3: 366.12; 1.4: 1.2016; 1.5: 46.0447; 1.6: 366.12; 1.7: 219.672; 1.8: 8.4594; 1.9: 1830.6; 2: 58.2994; 2.1: 94.9972; 2.2: 2351.716; 2.3: 61.3696; 2.4: -2305.6714; 2.5: -60.168
| 2 | 67.85 | 1: 6.5356; 1.1: 46.4135; 1.2: 0.062242; 1.3: 366.39; 1.4: 1.2103; 1.5: 46.4135; 1.6: 366.39; 1.7: 219.834; 1.8: 8.4594; 1.9: 1831.95; 2: 58.3424; 2.1: 94.9981; 2.2: 2355.1631; 2.3: 61.4142; 2.4: -2308.7496; 2.5: -60.2039
| 2 | 67.9 | 1: 6.5829; 1.1: 46.784; 1.2: 0.062738; 1.3: 366.66; 1.4: 1.2191; 1.5: 46.784; 1.6: 366.66; 1.7: 219.996; 1.8: 8.4594; 1.9: 1833.3; 2: 58.3854; 2.1: 94.999; 2.2: 2358.6127; 2.3: 61.4589; 2.4: -2311.8286; 2.5: -60.2398
| 2 | 67.95 | 1: 6.6304; 1.1: 47.1563; 1.2: 0.063238; 1.3: 366.93; 1.4: 1.2279; 1.5: 47.1563; 1.6: 366.93; 1.7: 220.158; 1.8: 8.4594; 1.9: 1834.65; 2: 58.4283; 2.1: 94.9999; 2.2: 2362.0649; 2.3: 61.5036; 2.4: -2314.9086; 2.5: -60.2757
| 2 | 68 | 1: 6.6781; 1.1: 47.5303; 1.2: 0.063739; 1.3: 367.2; 1.4: 1.2367; 1.5: 47.5303; 1.6: 367.2; 1.7: 220.32; 1.8: 8.4594; 1.9: 1836; 2: 58.4713; 2.1: 95.0009; 2.2: 2365.5196; 2.3: 61.5482; 2.4: -2317.9893; 2.5: -60.3115
| 2 | 68.05 | 1: 6.7259; 1.1: 47.906; 1.2: 0.064243; 1.3: 367.47; 1.4: 1.2455; 1.5: 47.906; 1.6: 367.47; 1.7: 220.482; 1.8: 8.4594; 1.9: 1837.35; 2: 58.5143; 2.1: 95.0018; 2.2: 2368.9769; 2.3: 61.5929; 2.4: -2321.0709; 2.5: -60.3473
| 2 | 68.1 | 1: 6.774; 1.1: 48.2834; 1.2: 0.064749; 1.3: 367.74; 1.4: 1.2544; 1.5: 48.2834; 1.6: 367.74; 1.7: 220.644; 1.8: 8.4594; 1.9: 1838.7; 2: 58.5573; 2.1: 95.0027; 2.2: 2372.4367; 2.3: 61.6376; 2.4: -2324.1533; 2.5: -60.3831
| 2 | 68.15 | 1: 6.8221; 1.1: 48.6626; 1.2: 0.065258; 1.3: 368.01; 1.4: 1.2634; 1.5: 48.6626; 1.6: 368.01; 1.7: 220.806; 1.8: 8.4594; 1.9: 1840.05; 2: 58.6003; 2.1: 95.0036; 2.2: 2375.8992; 2.3: 61.6822; 2.4: -2327.2366; 2.5: -60.4189
| 2 | 68.2 | 1: 6.8705; 1.1: 49.0434; 1.2: 0.065768; 1.3: 368.28; 1.4: 1.2723; 1.5: 49.0434; 1.6: 368.28; 1.7: 220.968; 1.8: 8.4594; 1.9: 1841.4; 2: 58.6433; 2.1: 95.0045; 2.2: 2379.3642; 2.3: 61.7269; 2.4: -2330.3207; 2.5: -60.4546
| 2 | 68.25 | 1: 6.919; 1.1: 49.4261; 1.2: 0.066281; 1.3: 368.55; 1.4: 1.2813; 1.5: 49.4261; 1.6: 368.55; 1.7: 221.13; 1.8: 8.4594; 1.9: 1842.75; 2: 58.6863; 2.1: 95.0054; 2.2: 2382.8317; 2.3: 61.7716; 2.4: -2333.4056; 2.5: -60.4903
| 2 | 68.3 | 1: 6.9677; 1.1: 49.8104; 1.2: 0.066797; 1.3: 368.82; 1.4: 1.2903; 1.5: 49.8104; 1.6: 368.82; 1.7: 221.292; 1.8: 8.4594; 1.9: 1844.1; 2: 58.7293; 2.1: 95.0063; 2.2: 2386.3018; 2.3: 61.8162; 2.4: -2336.4914; 2.5: -60.5259
| 2 | 68.35 | 1: 7.0166; 1.1: 50.1965; 1.2: 0.067315; 1.3: 369.09; 1.4: 1.2994; 1.5: 50.1965; 1.6: 369.09; 1.7: 221.454; 1.8: 8.4594; 1.9: 1845.45; 2: 58.7723; 2.1: 95.0072; 2.2: 2389.7745; 2.3: 61.8609; 2.4: -2339.578; 2.5: -60.5615
| 2 | 68.4 | 1: 7.0656; 1.1: 50.5844; 1.2: 0.067835; 1.3: 369.36; 1.4: 1.3085; 1.5: 50.5844; 1.6: 369.36; 1.7: 221.616; 1.8: 8.4594; 1.9: 1846.8; 2: 58.8153; 2.1: 95.0081; 2.2: 2393.2497; 2.3: 61.9056; 2.4: -2342.6654; 2.5: -60.5971
| 2 | 68.45 | 1: 7.1149; 1.1: 50.9739; 1.2: 0.068357; 1.3: 369.63; 1.4: 1.3176; 1.5: 50.9739; 1.6: 369.63; 1.7: 221.778; 1.8: 8.4594; 1.9: 1848.15; 2: 58.8583; 2.1: 95.0089; 2.2: 2396.7275; 2.3: 61.9502; 2.4: -2345.7536; 2.5: -60.6327
| 2 | 68.5 | 1: 7.1642; 1.1: 51.3653; 1.2: 0.068882; 1.3: 369.9; 1.4: 1.3267; 1.5: 51.3653; 1.6: 369.9; 1.7: 221.94; 1.8: 8.4594; 1.9: 1849.5; 2: 58.9013; 2.1: 95.0098; 2.2: 2400.2079; 2.3: 61.9949; 2.4: -2348.8426; 2.5: -60.6682
| 2 | 68.55 | 1: 7.2138; 1.1: 51.7583; 1.2: 0.069409; 1.3: 370.17; 1.4: 1.3359; 1.5: 51.7583; 1.6: 370.17; 1.7: 222.102; 1.8: 8.4594; 1.9: 1850.85; 2: 58.9443; 2.1: 95.0107; 2.2: 2403.6908; 2.3: 62.0396; 2.4: -2351.9325; 2.5: -60.7037
| 2 | 68.6 | 1: 7.2635; 1.1: 52.1532; 1.2: 0.069939; 1.3: 370.44; 1.4: 1.3451; 1.5: 52.1532; 1.6: 370.44; 1.7: 222.264; 1.8: 8.4594; 1.9: 1852.2; 2: 58.9873; 2.1: 95.0116; 2.2: 2407.1763; 2.3: 62.0843; 2.4: -2355.0232; 2.5: -60.7392
| 2 | 68.65 | 1: 7.3134; 1.1: 52.5498; 1.2: 0.07047; 1.3: 370.71; 1.4: 1.3543; 1.5: 52.5498; 1.6: 370.71; 1.7: 222.426; 1.8: 8.4594; 1.9: 1853.55; 2: 59.0303; 2.1: 95.0125; 2.2: 2410.6644; 2.3: 62.129; 2.4: -2358.1146; 2.5: -60.7746
| 2 | 68.7 | 1: 7.3635; 1.1: 52.9481; 1.2: 0.071005; 1.3: 370.98; 1.4: 1.3636; 1.5: 52.9481; 1.6: 370.98; 1.7: 222.588; 1.8: 8.4594; 1.9: 1854.9; 2: 59.0732; 2.1: 95.0133; 2.2: 2414.155; 2.3: 62.1736; 2.4: -2361.2069; 2.5: -60.81
| 2 | 68.75 | 1: 7.4138; 1.1: 53.3482; 1.2: 0.071541; 1.3: 371.25; 1.4: 1.3729; 1.5: 53.3482; 1.6: 371.25; 1.7: 222.75; 1.8: 8.4594; 1.9: 1856.25; 2: 59.1162; 2.1: 95.0142; 2.2: 2417.6482; 2.3: 62.2183; 2.4: -2364.3; 2.5: -60.8454
| 2 | 68.8 | 1: 7.4642; 1.1: 53.7501; 1.2: 0.07208; 1.3: 371.52; 1.4: 1.3823; 1.5: 53.7501; 1.6: 371.52; 1.7: 222.912; 1.8: 8.4594; 1.9: 1857.6; 2: 59.1592; 2.1: 95.0151; 2.2: 2421.144; 2.3: 62.263; 2.4: -2367.3939; 2.5: -60.8807
| 2 | 68.85 | 1: 7.5148; 1.1: 54.1537; 1.2: 0.072621; 1.3: 371.79; 1.4: 1.3916; 1.5: 54.1537; 1.6: 371.79; 1.7: 223.074; 1.8: 8.4594; 1.9: 1858.95; 2: 59.2022; 2.1: 95.0159; 2.2: 2424.6423; 2.3: 62.3077; 2.4: -2370.4886; 2.5: -60.9161
| 2 | 68.9 | 1: 7.5655; 1.1: 54.5591; 1.2: 0.073165; 1.3: 372.06; 1.4: 1.401; 1.5: 54.5591; 1.6: 372.06; 1.7: 223.236; 1.8: 8.4594; 1.9: 1860.3; 2: 59.2452; 2.1: 95.0168; 2.2: 2428.1432; 2.3: 62.3524; 2.4: -2373.5841; 2.5: -60.9513
| 2 | 68.95 | 1: 7.6165; 1.1: 54.9663; 1.2: 0.073711; 1.3: 372.33; 1.4: 1.4105; 1.5: 54.9663; 1.6: 372.33; 1.7: 223.398; 1.8: 8.4594; 1.9: 1861.65; 2: 59.2882; 2.1: 95.0177; 2.2: 2431.6467; 2.3: 62.397; 2.4: -2376.6804; 2.5: -60.9866
| 2 | 69 | 1: 7.6676; 1.1: 55.3752; 1.2: 0.074259; 1.3: 372.6; 1.4: 1.4199; 1.5: 55.3752; 1.6: 372.6; 1.7: 223.56; 1.8: 8.4594; 1.9: 1863; 2: 59.3312; 2.1: 95.0185; 2.2: 2435.1527; 2.3: 62.4417; 2.4: -2379.7775; 2.5: -61.0218
| 2 | 69.05 | 1: 7.7189; 1.1: 55.786; 1.2: 0.07481; 1.3: 372.87; 1.4: 1.4294; 1.5: 55.786; 1.6: 372.87; 1.7: 223.722; 1.8: 8.4594; 1.9: 1864.35; 2: 59.3742; 2.1: 95.0194; 2.2: 2438.6613; 2.3: 62.4864; 2.4: -2382.8753; 2.5: -61.057
| 2 | 69.1 | 1: 7.7703; 1.1: 56.1985; 1.2: 0.075363; 1.3: 373.14; 1.4: 1.4389; 1.5: 56.1985; 1.6: 373.14; 1.7: 223.884; 1.8: 8.4594; 1.9: 1865.7; 2: 59.4172; 2.1: 95.0202; 2.2: 2442.1725; 2.3: 62.5311; 2.4: -2385.974; 2.5: -61.0922
| 2 | 69.15 | 1: 7.8219; 1.1: 56.6128; 1.2: 0.075919; 1.3: 373.41; 1.4: 1.4485; 1.5: 56.6128; 1.6: 373.41; 1.7: 224.046; 1.8: 8.4594; 1.9: 1867.05; 2: 59.4602; 2.1: 95.0211; 2.2: 2445.6862; 2.3: 62.5758; 2.4: -2389.0734; 2.5: -61.1273
| 2 | 69.2 | 1: 7.8737; 1.1: 57.0288; 1.2: 0.076477; 1.3: 373.68; 1.4: 1.4581; 1.5: 57.0288; 1.6: 373.68; 1.7: 224.208; 1.8: 8.4594; 1.9: 1868.4; 2: 59.5032; 2.1: 95.0219; 2.2: 2449.2025; 2.3: 62.6205; 2.4: -2392.1737; 2.5: -61.1624
| 2 | 69.25 | 1: 7.9257; 1.1: 57.4467; 1.2: 0.077037; 1.3: 373.95; 1.4: 1.4677; 1.5: 57.4467; 1.6: 373.95; 1.7: 224.37; 1.8: 8.4594; 1.9: 1869.75; 2: 59.5462; 2.1: 95.0228; 2.2: 2452.7214; 2.3: 62.6652; 2.4: -2395.2747; 2.5: -61.1975
| 2 | 69.3 | 1: 7.9778; 1.1: 57.8663; 1.2: 0.0776; 1.3: 374.22; 1.4: 1.4774; 1.5: 57.8663; 1.6: 374.22; 1.7: 224.532; 1.8: 8.4594; 1.9: 1871.1; 2: 59.5892; 2.1: 95.0236; 2.2: 2456.2428; 2.3: 62.7099; 2.4: -2398.3765; 2.5: -61.2325
| 2 | 69.35 | 1: 8.0301; 1.1: 58.2878; 1.2: 0.078165; 1.3: 374.49; 1.4: 1.4871; 1.5: 58.2878; 1.6: 374.49; 1.7: 224.694; 1.8: 8.4594; 1.9: 1872.45; 2: 59.6322; 2.1: 95.0244; 2.2: 2459.7668; 2.3: 62.7546; 2.4: -2401.479; 2.5: -61.2675
| 2 | 69.4 | 1: 8.0826; 1.1: 58.711; 1.2: 0.078733; 1.3: 374.76; 1.4: 1.4968; 1.5: 58.711; 1.6: 374.76; 1.7: 224.856; 1.8: 8.4594; 1.9: 1873.8; 2: 59.6752; 2.1: 95.0253; 2.2: 2463.2934; 2.3: 62.7993; 2.4: -2404.5824; 2.5: -61.3025
| 2 | 69.45 | 1: 8.1353; 1.1: 59.1361; 1.2: 0.079303; 1.3: 375.03; 1.4: 1.5065; 1.5: 59.1361; 1.6: 375.03; 1.7: 225.018; 1.8: 8.4594; 1.9: 1875.15; 2: 59.7182; 2.1: 95.0261; 2.2: 2466.8225; 2.3: 62.844; 2.4: -2407.6865; 2.5: -61.3374
| 2 | 69.5 | 1: 8.1881; 1.1: 59.5629; 1.2: 0.079875; 1.3: 375.3; 1.4: 1.5163; 1.5: 59.5629; 1.6: 375.3; 1.7: 225.18; 1.8: 8.4594; 1.9: 1876.5; 2: 59.7611; 2.1: 95.0269; 2.2: 2470.3543; 2.3: 62.8887; 2.4: -2410.7913; 2.5: -61.3723
| 2 | 69.55 | 1: 8.2411; 1.1: 59.9916; 1.2: 0.08045; 1.3: 375.57; 1.4: 1.5261; 1.5: 59.9916; 1.6: 375.57; 1.7: 225.342; 1.8: 8.4594; 1.9: 1877.85; 2: 59.8041; 2.1: 95.0277; 2.2: 2473.8886; 2.3: 62.9333; 2.4: -2413.897; 2.5: -61.4072
| 2 | 69.6 | 1: 8.2943; 1.1: 60.422; 1.2: 0.081027; 1.3: 375.84; 1.4: 1.536; 1.5: 60.422; 1.6: 375.84; 1.7: 225.504; 1.8: 8.4594; 1.9: 1879.2; 2: 59.8471; 2.1: 95.0286; 2.2: 2477.4254; 2.3: 62.978; 2.4: -2417.0034; 2.5: -61.4421
| 2 | 69.65 | 1: 8.3476; 1.1: 60.8543; 1.2: 0.081607; 1.3: 376.11; 1.4: 1.5459; 1.5: 60.8543; 1.6: 376.11; 1.7: 225.666; 1.8: 8.4594; 1.9: 1880.55; 2: 59.8901; 2.1: 95.0294; 2.2: 2480.9649; 2.3: 63.0227; 2.4: -2420.1105; 2.5: -61.4769
| 2 | 69.7 | 1: 8.4011; 1.1: 61.2884; 1.2: 0.082189; 1.3: 376.38; 1.4: 1.5558; 1.5: 61.2884; 1.6: 376.38; 1.7: 225.828; 1.8: 8.4594; 1.9: 1881.9; 2: 59.9331; 2.1: 95.0302; 2.2: 2484.5069; 2.3: 63.0674; 2.4: -2423.2185; 2.5: -61.5117
| 2 | 69.75 | 1: 8.4548; 1.1: 61.7243; 1.2: 0.082774; 1.3: 376.65; 1.4: 1.5657; 1.5: 61.7243; 1.6: 376.65; 1.7: 225.99; 1.8: 8.4594; 1.9: 1883.25; 2: 59.9761; 2.1: 95.031; 2.2: 2488.0514; 2.3: 63.1122; 2.4: -2426.3271; 2.5: -61.5464
| 2 | 69.8 | 1: 8.5087; 1.1: 62.162; 1.2: 0.083361; 1.3: 376.92; 1.4: 1.5757; 1.5: 62.162; 1.6: 376.92; 1.7: 226.152; 1.8: 8.4594; 1.9: 1884.6; 2: 60.0191; 2.1: 95.0318; 2.2: 2491.5986; 2.3: 63.1569; 2.4: -2429.4366; 2.5: -61.5812
| 2 | 69.85 | 1: 8.5627; 1.1: 62.6015; 1.2: 0.08395; 1.3: 377.19; 1.4: 1.5857; 1.5: 62.6015; 1.6: 377.19; 1.7: 226.314; 1.8: 8.4594; 1.9: 1885.95; 2: 60.0621; 2.1: 95.0326; 2.2: 2495.1483; 2.3: 63.2016; 2.4: -2432.5468; 2.5: -61.6159
| 2 | 69.9 | 1: 8.6169; 1.1: 63.0429; 1.2: 0.084542; 1.3: 377.46; 1.4: 1.5957; 1.5: 63.0429; 1.6: 377.46; 1.7: 226.476; 1.8: 8.4594; 1.9: 1887.3; 2: 60.1051; 2.1: 95.0334; 2.2: 2498.7006; 2.3: 63.2463; 2.4: -2435.6577; 2.5: -61.6505
| 2 | 69.95 | 1: 8.6713; 1.1: 63.4861; 1.2: 0.085136; 1.3: 377.73; 1.4: 1.6058; 1.5: 63.4861; 1.6: 377.73; 1.7: 226.638; 1.8: 8.4594; 1.9: 1888.65; 2: 60.1481; 2.1: 95.0342; 2.2: 2502.2555; 2.3: 63.291; 2.4: -2438.7694; 2.5: -61.6852
| 2 | 70 | 1: 8.7258; 1.1: 63.9311; 1.2: 0.085733; 1.3: 378; 1.4: 1.6159; 1.5: 63.9311; 1.6: 378; 1.7: 226.8; 1.8: 8.4594; 1.9: 1890; 2: 60.1911; 2.1: 95.035; 2.2: 2505.8129; 2.3: 63.3357; 2.4: -2441.8818; 2.5: -61.7198
| 2 | 70.05 | 1: 8.7805; 1.1: 64.378; 1.2: 0.086332; 1.3: 378.27; 1.4: 1.626; 1.5: 64.378; 1.6: 378.27; 1.7: 226.962; 1.8: 8.4594; 1.9: 1891.35; 2: 60.2341; 2.1: 95.0358; 2.2: 2509.3729; 2.3: 63.3804; 2.4: -2444.995; 2.5: -61.7544
| 2 | 70.1 | 1: 8.8354; 1.1: 64.8267; 1.2: 0.086934; 1.3: 378.54; 1.4: 1.6362; 1.5: 64.8267; 1.6: 378.54; 1.7: 227.124; 1.8: 8.4594; 1.9: 1892.7; 2: 60.2771; 2.1: 95.0366; 2.2: 2512.9355; 2.3: 63.4251; 2.4: -2448.1089; 2.5: -61.7889
| 2 | 70.15 | 1: 8.8905; 1.1: 65.2772; 1.2: 0.087538; 1.3: 378.81; 1.4: 1.6464; 1.5: 65.2772; 1.6: 378.81; 1.7: 227.286; 1.8: 8.4594; 1.9: 1894.05; 2: 60.3201; 2.1: 95.0374; 2.2: 2516.5007; 2.3: 63.4698; 2.4: -2451.2235; 2.5: -61.8234
| 2 | 70.2 | 1: 8.9457; 1.1: 65.7295; 1.2: 0.088145; 1.3: 379.08; 1.4: 1.6566; 1.5: 65.7295; 1.6: 379.08; 1.7: 227.448; 1.8: 8.4594; 1.9: 1895.4; 2: 60.3631; 2.1: 95.0382; 2.2: 2520.0684; 2.3: 63.5145; 2.4: -2454.3389; 2.5: -61.8579
| 2 | 70.25 | 1: 9.0011; 1.1: 66.1837; 1.2: 0.088754; 1.3: 379.35; 1.4: 1.6669; 1.5: 66.1837; 1.6: 379.35; 1.7: 227.61; 1.8: 8.4594; 1.9: 1896.75; 2: 60.4061; 2.1: 95.039; 2.2: 2523.6387; 2.3: 63.5592; 2.4: -2457.455; 2.5: -61.8924
| 2 | 70.3 | 1: 9.0567; 1.1: 66.6398; 1.2: 0.089365; 1.3: 379.62; 1.4: 1.6772; 1.5: 66.6398; 1.6: 379.62; 1.7: 227.772; 1.8: 8.4594; 1.9: 1898.1; 2: 60.449; 2.1: 95.0398; 2.2: 2527.2116; 2.3: 63.604; 2.4: -2460.5718; 2.5: -61.9268
| 2 | 70.35 | 1: 9.1124; 1.1: 67.0977; 1.2: 0.08998; 1.3: 379.89; 1.4: 1.6875; 1.5: 67.0977; 1.6: 379.89; 1.7: 227.934; 1.8: 8.4594; 1.9: 1899.45; 2: 60.492; 2.1: 95.0405; 2.2: 2530.7871; 2.3: 63.6487; 2.4: -2463.6893; 2.5: -61.9612
| 2 | 70.4 | 1: 9.1684; 1.1: 67.5575; 1.2: 0.090596; 1.3: 380.16; 1.4: 1.6978; 1.5: 67.5575; 1.6: 380.16; 1.7: 228.096; 1.8: 8.4594; 1.9: 1900.8; 2: 60.535; 2.1: 95.0413; 2.2: 2534.3651; 2.3: 63.6934; 2.4: -2466.8076; 2.5: -61.9955
| 2 | 70.45 | 1: 9.2245; 1.1: 68.0191; 1.2: 0.091215; 1.3: 380.43; 1.4: 1.7082; 1.5: 68.0191; 1.6: 380.43; 1.7: 228.258; 1.8: 8.4594; 1.9: 1902.15; 2: 60.578; 2.1: 95.0421; 2.2: 2537.9457; 2.3: 63.7381; 2.4: -2469.9266; 2.5: -62.0299
| 2 | 70.5 | 1: 9.2807; 1.1: 68.4825; 1.2: 0.091837; 1.3: 380.7; 1.4: 1.7187; 1.5: 68.4825; 1.6: 380.7; 1.7: 228.42; 1.8: 8.4594; 1.9: 1903.5; 2: 60.621; 2.1: 95.0429; 2.2: 2541.5289; 2.3: 63.7828; 2.4: -2473.0463; 2.5: -62.0642
| 2 | 70.55 | 1: 9.3372; 1.1: 68.9479; 1.2: 0.092461; 1.3: 380.97; 1.4: 1.7291; 1.5: 68.9479; 1.6: 380.97; 1.7: 228.582; 1.8: 8.4594; 1.9: 1904.85; 2: 60.664; 2.1: 95.0436; 2.2: 2545.1146; 2.3: 63.8276; 2.4: -2476.1668; 2.5: -62.0984
| 2 | 70.6 | 1: 9.3938; 1.1: 69.415; 1.2: 0.093087; 1.3: 381.24; 1.4: 1.7396; 1.5: 69.415; 1.6: 381.24; 1.7: 228.744; 1.8: 8.4594; 1.9: 1906.2; 2: 60.707; 2.1: 95.0444; 2.2: 2548.703; 2.3: 63.8723; 2.4: -2479.2879; 2.5: -62.1327
| 2 | 70.65 | 1: 9.4506; 1.1: 69.8841; 1.2: 0.093716; 1.3: 381.51; 1.4: 1.7501; 1.5: 69.8841; 1.6: 381.51; 1.7: 228.906; 1.8: 8.4594; 1.9: 1907.55; 2: 60.75; 2.1: 95.0451; 2.2: 2552.2939; 2.3: 63.917; 2.4: -2482.4098; 2.5: -62.1669
| 2 | 70.7 | 1: 9.5075; 1.1: 70.355; 1.2: 0.094348; 1.3: 381.78; 1.4: 1.7607; 1.5: 70.355; 1.6: 381.78; 1.7: 229.068; 1.8: 8.4594; 1.9: 1908.9; 2: 60.793; 2.1: 95.0459; 2.2: 2555.8874; 2.3: 63.9617; 2.4: -2485.5324; 2.5: -62.2011
| 2 | 70.75 | 1: 9.5646; 1.1: 70.8278; 1.2: 0.094982; 1.3: 382.05; 1.4: 1.7712; 1.5: 70.8278; 1.6: 382.05; 1.7: 229.23; 1.8: 8.4594; 1.9: 1910.25; 2: 60.836; 2.1: 95.0467; 2.2: 2559.4834; 2.3: 64.0064; 2.4: -2488.6556; 2.5: -62.2352
| 2 | 70.8 | 1: 9.6219; 1.1: 71.3025; 1.2: 0.095618; 1.3: 382.32; 1.4: 1.7818; 1.5: 71.3025; 1.6: 382.32; 1.7: 229.392; 1.8: 8.4594; 1.9: 1911.6; 2: 60.879; 2.1: 95.0474; 2.2: 2563.0821; 2.3: 64.0512; 2.4: -2491.7796; 2.5: -62.2693
| 2 | 70.85 | 1: 9.6794; 1.1: 71.779; 1.2: 0.096257; 1.3: 382.59; 1.4: 1.7925; 1.5: 71.779; 1.6: 382.59; 1.7: 229.554; 1.8: 8.4594; 1.9: 1912.95; 2: 60.922; 2.1: 95.0482; 2.2: 2566.6833; 2.3: 64.0959; 2.4: -2494.9043; 2.5: -62.3034
| 2 | 70.9 | 1: 9.7371; 1.1: 72.2574; 1.2: 0.096899; 1.3: 382.86; 1.4: 1.8032; 1.5: 72.2574; 1.6: 382.86; 1.7: 229.716; 1.8: 8.4594; 1.9: 1914.3; 2: 60.965; 2.1: 95.0489; 2.2: 2570.2871; 2.3: 64.1406; 2.4: -2498.0297; 2.5: -62.3375
| 2 | 70.95 | 1: 9.7949; 1.1: 72.7377; 1.2: 0.097543; 1.3: 383.13; 1.4: 1.8139; 1.5: 72.7377; 1.6: 383.13; 1.7: 229.878; 1.8: 8.4594; 1.9: 1915.65; 2: 61.008; 2.1: 95.0496; 2.2: 2573.8935; 2.3: 64.1854; 2.4: -2501.1557; 2.5: -62.3715
| 2 | 71 | 1: 9.8529; 1.1: 73.2199; 1.2: 0.09819; 1.3: 383.4; 1.4: 1.8246; 1.5: 73.2199; 1.6: 383.4; 1.7: 230.04; 1.8: 8.4594; 1.9: 1917; 2: 61.051; 2.1: 95.0504; 2.2: 2577.5024; 2.3: 64.2301; 2.4: -2504.2825; 2.5: -62.4055
| 2 | 71.05 | 1: 9.911; 1.1: 73.704; 1.2: 0.098839; 1.3: 383.67; 1.4: 1.8354; 1.5: 73.704; 1.6: 383.67; 1.7: 230.202; 1.8: 8.4594; 1.9: 1918.35; 2: 61.0939; 2.1: 95.0511; 2.2: 2581.1139; 2.3: 64.2748; 2.4: -2507.4099; 2.5: -62.4395
| 2 | 71.1 | 1: 9.9694; 1.1: 74.19; 1.2: 0.09949; 1.3: 383.94; 1.4: 1.8462; 1.5: 74.19; 1.6: 383.94; 1.7: 230.364; 1.8: 8.4594; 1.9: 1919.7; 2: 61.1369; 2.1: 95.0519; 2.2: 2584.7281; 2.3: 64.3196; 2.4: -2510.5381; 2.5: -62.4734
| 2 | 71.15 | 1: 10.0279; 1.1: 74.6778; 1.2: 0.10014; 1.3: 384.21; 1.4: 1.857; 1.5: 74.6778; 1.6: 384.21; 1.7: 230.526; 1.8: 8.4594; 1.9: 1921.05; 2: 61.1799; 2.1: 95.0526; 2.2: 2588.3447; 2.3: 64.3643; 2.4: -2513.6669; 2.5: -62.5073
| 2 | 71.2 | 1: 10.0865; 1.1: 75.1676; 1.2: 0.1008; 1.3: 384.48; 1.4: 1.8679; 1.5: 75.1676; 1.6: 384.48; 1.7: 230.688; 1.8: 8.4594; 1.9: 1922.4; 2: 61.2229; 2.1: 95.0533; 2.2: 2591.964; 2.3: 64.409; 2.4: -2516.7964; 2.5: -62.5412
| 2 | 71.25 | 1: 10.1454; 1.1: 75.6592; 1.2: 0.10146; 1.3: 384.75; 1.4: 1.8788; 1.5: 75.6592; 1.6: 384.75; 1.7: 230.85; 1.8: 8.4594; 1.9: 1923.75; 2: 61.2659; 2.1: 95.054; 2.2: 2595.5859; 2.3: 64.4538; 2.4: -2519.9266; 2.5: -62.575
| 2 | 71.3 | 1: 10.2044; 1.1: 76.1528; 1.2: 0.10212; 1.3: 385.02; 1.4: 1.8897; 1.5: 76.1528; 1.6: 385.02; 1.7: 231.012; 1.8: 8.4594; 1.9: 1925.1; 2: 61.3089; 2.1: 95.0548; 2.2: 2599.2103; 2.3: 64.4985; 2.4: -2523.0575; 2.5: -62.6088
| 2 | 71.35 | 1: 10.2636; 1.1: 76.6483; 1.2: 0.10279; 1.3: 385.29; 1.4: 1.9007; 1.5: 76.6483; 1.6: 385.29; 1.7: 231.174; 1.8: 8.4594; 1.9: 1926.45; 2: 61.3519; 2.1: 95.0555; 2.2: 2602.8373; 2.3: 64.5433; 2.4: -2526.189; 2.5: -62.6426
| 2 | 71.4 | 1: 10.323; 1.1: 77.1456; 1.2: 0.10345; 1.3: 385.56; 1.4: 1.9117; 1.5: 77.1456; 1.6: 385.56; 1.7: 231.336; 1.8: 8.4594; 1.9: 1927.8; 2: 61.3949; 2.1: 95.0562; 2.2: 2606.4669; 2.3: 64.588; 2.4: -2529.3212; 2.5: -62.6763
| 2 | 71.45 | 1: 10.3825; 1.1: 77.6449; 1.2: 0.10412; 1.3: 385.83; 1.4: 1.9227; 1.5: 77.6449; 1.6: 385.83; 1.7: 231.498; 1.8: 8.4594; 1.9: 1929.15; 2: 61.4379; 2.1: 95.0569; 2.2: 2610.099; 2.3: 64.6327; 2.4: -2532.4541; 2.5: -62.7101
| 2 | 71.5 | 1: 10.4422; 1.1: 78.1461; 1.2: 0.1048; 1.3: 386.1; 1.4: 1.9337; 1.5: 78.1461; 1.6: 386.1; 1.7: 231.66; 1.8: 8.4594; 1.9: 1930.5; 2: 61.4809; 2.1: 95.0576; 2.2: 2613.7338; 2.3: 64.6775; 2.4: -2535.5877; 2.5: -62.7437
| 2 | 71.55 | 1: 10.5021; 1.1: 78.6492; 1.2: 0.10547; 1.3: 386.37; 1.4: 1.9448; 1.5: 78.6492; 1.6: 386.37; 1.7: 231.822; 1.8: 8.4594; 1.9: 1931.85; 2: 61.5239; 2.1: 95.0583; 2.2: 2617.3711; 2.3: 64.7222; 2.4: -2538.7219; 2.5: -62.7774
| 2 | 71.6 | 1: 10.5622; 1.1: 79.1542; 1.2: 0.10615; 1.3: 386.64; 1.4: 1.956; 1.5: 79.1542; 1.6: 386.64; 1.7: 231.984; 1.8: 8.4594; 1.9: 1933.2; 2: 61.5669; 2.1: 95.0591; 2.2: 2621.011; 2.3: 64.767; 2.4: -2541.8568; 2.5: -62.811
| 2 | 71.65 | 1: 10.6224; 1.1: 79.6611; 1.2: 0.10683; 1.3: 386.91; 1.4: 1.9671; 1.5: 79.6611; 1.6: 386.91; 1.7: 232.146; 1.8: 8.4594; 1.9: 1934.55; 2: 61.6099; 2.1: 95.0598; 2.2: 2624.6535; 2.3: 64.8117; 2.4: -2544.9923; 2.5: -62.8446
| 2 | 71.7 | 1: 10.6828; 1.1: 80.17; 1.2: 0.10751; 1.3: 387.18; 1.4: 1.9783; 1.5: 80.17; 1.6: 387.18; 1.7: 232.308; 1.8: 8.4594; 1.9: 1935.9; 2: 61.6529; 2.1: 95.0605; 2.2: 2628.2985; 2.3: 64.8565; 2.4: -2548.1285; 2.5: -62.8782
| 2 | 71.75 | 1: 10.7434; 1.1: 80.6808; 1.2: 0.10819; 1.3: 387.45; 1.4: 1.9895; 1.5: 80.6808; 1.6: 387.45; 1.7: 232.47; 1.8: 8.4594; 1.9: 1937.25; 2: 61.6959; 2.1: 95.0612; 2.2: 2631.9462; 2.3: 64.9012; 2.4: -2551.2654; 2.5: -62.9117
| 2 | 71.8 | 1: 10.8041; 1.1: 81.1935; 1.2: 0.10888; 1.3: 387.72; 1.4: 2.0008; 1.5: 81.1935; 1.6: 387.72; 1.7: 232.632; 1.8: 8.4594; 1.9: 1938.6; 2: 61.7389; 2.1: 95.0618; 2.2: 2635.5964; 2.3: 64.946; 2.4: -2554.4029; 2.5: -62.9452
| 2 | 71.85 | 1: 10.865; 1.1: 81.7082; 1.2: 0.10957; 1.3: 387.99; 1.4: 2.012; 1.5: 81.7082; 1.6: 387.99; 1.7: 232.794; 1.8: 8.4594; 1.9: 1939.95; 2: 61.7818; 2.1: 95.0625; 2.2: 2639.2492; 2.3: 64.9907; 2.4: -2557.541; 2.5: -62.9787
| 2 | 71.9 | 1: 10.9261; 1.1: 82.2248; 1.2: 0.11027; 1.3: 388.26; 1.4: 2.0234; 1.5: 82.2248; 1.6: 388.26; 1.7: 232.956; 1.8: 8.4594; 1.9: 1941.3; 2: 61.8248; 2.1: 95.0632; 2.2: 2642.9046; 2.3: 65.0355; 2.4: -2560.6798; 2.5: -63.0121
| 2 | 71.95 | 1: 10.9874; 1.1: 82.7433; 1.2: 0.11096; 1.3: 388.53; 1.4: 2.0347; 1.5: 82.7433; 1.6: 388.53; 1.7: 233.118; 1.8: 8.4594; 1.9: 1942.65; 2: 61.8678; 2.1: 95.0639; 2.2: 2646.5625; 2.3: 65.0802; 2.4: -2563.8193; 2.5: -63.0456
| 2 | 72 | 1: 11.0488; 1.1: 83.2637; 1.2: 0.11166; 1.3: 388.8; 1.4: 2.0461; 1.5: 83.2637; 1.6: 388.8; 1.7: 233.28; 1.8: 8.4594; 1.9: 1944; 2: 61.9108; 2.1: 95.0646; 2.2: 2650.2231; 2.3: 65.125; 2.4: -2566.9594; 2.5: -63.0789
| 2 | 72.05 | 1: 11.1104; 1.1: 83.7861; 1.2: 0.11236; 1.3: 389.07; 1.4: 2.0575; 1.5: 83.7861; 1.6: 389.07; 1.7: 233.442; 1.8: 8.4594; 1.9: 1945.35; 2: 61.9538; 2.1: 95.0653; 2.2: 2653.8862; 2.3: 65.1698; 2.4: -2570.1001; 2.5: -63.1123
| 2 | 72.1 | 1: 11.1722; 1.1: 84.3105; 1.2: 0.11306; 1.3: 389.34; 1.4: 2.0689; 1.5: 84.3105; 1.6: 389.34; 1.7: 233.604; 1.8: 8.4594; 1.9: 1946.7; 2: 61.9968; 2.1: 95.066; 2.2: 2657.5519; 2.3: 65.2145; 2.4: -2573.2414; 2.5: -63.1456
| 2 | 72.15 | 1: 11.2341; 1.1: 84.8368; 1.2: 0.11377; 1.3: 389.61; 1.4: 2.0804; 1.5: 84.8368; 1.6: 389.61; 1.7: 233.766; 1.8: 8.4594; 1.9: 1948.05; 2: 62.0398; 2.1: 95.0666; 2.2: 2661.2202; 2.3: 65.2593; 2.4: -2576.3834; 2.5: -63.1789
| 2 | 72.2 | 1: 11.2963; 1.1: 85.3651; 1.2: 0.11448; 1.3: 389.88; 1.4: 2.0919; 1.5: 85.3651; 1.6: 389.88; 1.7: 233.928; 1.8: 8.4594; 1.9: 1949.4; 2: 62.0828; 2.1: 95.0673; 2.2: 2664.8911; 2.3: 65.3041; 2.4: -2579.5261; 2.5: -63.2122
| 2 | 72.25 | 1: 11.3586; 1.1: 85.8953; 1.2: 0.11519; 1.3: 390.15; 1.4: 2.1034; 1.5: 85.8953; 1.6: 390.15; 1.7: 234.09; 1.8: 8.4594; 1.9: 1950.75; 2: 62.1258; 2.1: 95.068; 2.2: 2668.5646; 2.3: 65.3488; 2.4: -2582.6693; 2.5: -63.2454
| 2 | 72.3 | 1: 11.421; 1.1: 86.4274; 1.2: 0.1159; 1.3: 390.42; 1.4: 2.115; 1.5: 86.4274; 1.6: 390.42; 1.7: 234.252; 1.8: 8.4594; 1.9: 1952.1; 2: 62.1688; 2.1: 95.0686; 2.2: 2672.2406; 2.3: 65.3936; 2.4: -2585.8132; 2.5: -63.2786
| 2 | 72.35 | 1: 11.4837; 1.1: 86.9615; 1.2: 0.11662; 1.3: 390.69; 1.4: 2.1266; 1.5: 86.9615; 1.6: 390.69; 1.7: 234.414; 1.8: 8.4594; 1.9: 1953.45; 2: 62.2118; 2.1: 95.0693; 2.2: 2675.9192; 2.3: 65.4383; 2.4: -2588.9577; 2.5: -63.3117
| 2 | 72.4 | 1: 11.5465; 1.1: 87.4976; 1.2: 0.11734; 1.3: 390.96; 1.4: 2.1382; 1.5: 87.4976; 1.6: 390.96; 1.7: 234.576; 1.8: 8.4594; 1.9: 1954.8; 2: 62.2548; 2.1: 95.07; 2.2: 2679.6004; 2.3: 65.4831; 2.4: -2592.1028; 2.5: -63.3449
| 2 | 72.45 | 1: 11.6095; 1.1: 88.0357; 1.2: 0.11806; 1.3: 391.23; 1.4: 2.1499; 1.5: 88.0357; 1.6: 391.23; 1.7: 234.738; 1.8: 8.4594; 1.9: 1956.15; 2: 62.2978; 2.1: 95.0706; 2.2: 2683.2842; 2.3: 65.5279; 2.4: -2595.2485; 2.5: -63.378
| 2 | 72.5 | 1: 11.6726; 1.1: 88.5757; 1.2: 0.11878; 1.3: 391.5; 1.4: 2.1616; 1.5: 88.5757; 1.6: 391.5; 1.7: 234.9; 1.8: 8.4594; 1.9: 1957.5; 2: 62.3408; 2.1: 95.0713; 2.2: 2686.9706; 2.3: 65.5727; 2.4: -2598.3949; 2.5: -63.4111
| 2 | 72.55 | 1: 11.7359; 1.1: 89.1177; 1.2: 0.11951; 1.3: 391.77; 1.4: 2.1733; 1.5: 89.1177; 1.6: 391.77; 1.7: 235.062; 1.8: 8.4594; 1.9: 1958.85; 2: 62.3838; 2.1: 95.0719; 2.2: 2690.6595; 2.3: 65.6174; 2.4: -2601.5419; 2.5: -63.4441
| 2 | 72.6 | 1: 11.7994; 1.1: 89.6616; 1.2: 0.12024; 1.3: 392.04; 1.4: 2.1851; 1.5: 89.6616; 1.6: 392.04; 1.7: 235.224; 1.8: 8.4594; 1.9: 1960.2; 2: 62.4268; 2.1: 95.0726; 2.2: 2694.3511; 2.3: 65.6622; 2.4: -2604.6894; 2.5: -63.4771
| 2 | 72.65 | 1: 11.8631; 1.1: 90.2076; 1.2: 0.12097; 1.3: 392.31; 1.4: 2.1969; 1.5: 90.2076; 1.6: 392.31; 1.7: 235.386; 1.8: 8.4594; 1.9: 1961.55; 2: 62.4697; 2.1: 95.0732; 2.2: 2698.0452; 2.3: 65.707; 2.4: -2607.8376; 2.5: -63.5101
| 2 | 72.7 | 1: 11.927; 1.1: 90.7555; 1.2: 0.12171; 1.3: 392.58; 1.4: 2.2087; 1.5: 90.7555; 1.6: 392.58; 1.7: 235.548; 1.8: 8.4594; 1.9: 1962.9; 2: 62.5127; 2.1: 95.0739; 2.2: 2701.7419; 2.3: 65.7517; 2.4: -2610.9864; 2.5: -63.543
| 2 | 72.75 | 1: 11.991; 1.1: 91.3054; 1.2: 0.12244; 1.3: 392.85; 1.4: 2.2206; 1.5: 91.3054; 1.6: 392.85; 1.7: 235.71; 1.8: 8.4594; 1.9: 1964.25; 2: 62.5557; 2.1: 95.0745; 2.2: 2705.4412; 2.3: 65.7965; 2.4: -2614.1358; 2.5: -63.576
| 2 | 72.8 | 1: 12.0552; 1.1: 91.8573; 1.2: 0.12318; 1.3: 393.12; 1.4: 2.2324; 1.5: 91.8573; 1.6: 393.12; 1.7: 235.872; 1.8: 8.4594; 1.9: 1965.6; 2: 62.5987; 2.1: 95.0752; 2.2: 2709.143; 2.3: 65.8413; 2.4: -2617.2858; 2.5: -63.6089
| 2 | 72.85 | 1: 12.1195; 1.1: 92.4111; 1.2: 0.12393; 1.3: 393.39; 1.4: 2.2444; 1.5: 92.4111; 1.6: 393.39; 1.7: 236.034; 1.8: 8.4594; 1.9: 1966.95; 2: 62.6417; 2.1: 95.0758; 2.2: 2712.8475; 2.3: 65.8861; 2.4: -2620.4364; 2.5: -63.6417
| 2 | 72.9 | 1: 12.1841; 1.1: 92.967; 1.2: 0.12467; 1.3: 393.66; 1.4: 2.2563; 1.5: 92.967; 1.6: 393.66; 1.7: 236.196; 1.8: 8.4594; 1.9: 1968.3; 2: 62.6847; 2.1: 95.0764; 2.2: 2716.5545; 2.3: 65.9309; 2.4: -2623.5875; 2.5: -63.6745
| 2 | 72.95 | 1: 12.2488; 1.1: 93.5248; 1.2: 0.12542; 1.3: 393.93; 1.4: 2.2683; 1.5: 93.5248; 1.6: 393.93; 1.7: 236.358; 1.8: 8.4594; 1.9: 1969.65; 2: 62.7277; 2.1: 95.0771; 2.2: 2720.2641; 2.3: 65.9756; 2.4: -2626.7393; 2.5: -63.7073
| 2 | 73 | 1: 12.3137; 1.1: 94.0847; 1.2: 0.12617; 1.3: 394.2; 1.4: 2.2803; 1.5: 94.0847; 1.6: 394.2; 1.7: 236.52; 1.8: 8.4594; 1.9: 1971; 2: 62.7707; 2.1: 95.0777; 2.2: 2723.9763; 2.3: 66.0204; 2.4: -2629.8917; 2.5: -63.7401
| 2 | 73.05 | 1: 12.3787; 1.1: 94.6465; 1.2: 0.12692; 1.3: 394.47; 1.4: 2.2924; 1.5: 94.6465; 1.6: 394.47; 1.7: 236.682; 1.8: 8.4594; 1.9: 1972.35; 2: 62.8137; 2.1: 95.0783; 2.2: 2727.6911; 2.3: 66.0652; 2.4: -2633.0446; 2.5: -63.7729
| 2 | 73.1 | 1: 12.444; 1.1: 95.2104; 1.2: 0.12768; 1.3: 394.74; 1.4: 2.3044; 1.5: 95.2104; 1.6: 394.74; 1.7: 236.844; 1.8: 8.4594; 1.9: 1973.7; 2: 62.8567; 2.1: 95.0789; 2.2: 2731.4085; 2.3: 66.11; 2.4: -2636.1981; 2.5: -63.8056
| 2 | 73.15 | 1: 12.5094; 1.1: 95.7762; 1.2: 0.12844; 1.3: 395.01; 1.4: 2.3165; 1.5: 95.7762; 1.6: 395.01; 1.7: 237.006; 1.8: 8.4594; 1.9: 1975.05; 2: 62.8997; 2.1: 95.0796; 2.2: 2735.1284; 2.3: 66.1548; 2.4: -2639.3522; 2.5: -63.8382
| 2 | 73.2 | 1: 12.5749; 1.1: 96.3441; 1.2: 0.1292; 1.3: 395.28; 1.4: 2.3287; 1.5: 96.3441; 1.6: 395.28; 1.7: 237.168; 1.8: 8.4594; 1.9: 1976.4; 2: 62.9427; 2.1: 95.0802; 2.2: 2738.851; 2.3: 66.1996; 2.4: -2642.5069; 2.5: -63.8709
| 2 | 73.25 | 1: 12.6407; 1.1: 96.9139; 1.2: 0.12996; 1.3: 395.55; 1.4: 2.3409; 1.5: 96.9139; 1.6: 395.55; 1.7: 237.33; 1.8: 8.4594; 1.9: 1977.75; 2: 62.9857; 2.1: 95.0808; 2.2: 2742.5761; 2.3: 66.2444; 2.4: -2645.6622; 2.5: -63.9035
| 2 | 73.3 | 1: 12.7066; 1.1: 97.4858; 1.2: 0.13073; 1.3: 395.82; 1.4: 2.3531; 1.5: 97.4858; 1.6: 395.82; 1.7: 237.492; 1.8: 8.4594; 1.9: 1979.1; 2: 63.0287; 2.1: 95.0814; 2.2: 2746.3038; 2.3: 66.2892; 2.4: -2648.818; 2.5: -63.9361
| 2 | 73.35 | 1: 12.7727; 1.1: 98.0597; 1.2: 0.1315; 1.3: 396.09; 1.4: 2.3653; 1.5: 98.0597; 1.6: 396.09; 1.7: 237.654; 1.8: 8.4594; 1.9: 1980.45; 2: 63.0717; 2.1: 95.082; 2.2: 2750.0341; 2.3: 66.3339; 2.4: -2651.9744; 2.5: -63.9686
| 2 | 73.4 | 1: 12.8389; 1.1: 98.6356; 1.2: 0.13227; 1.3: 396.36; 1.4: 2.3776; 1.5: 98.6356; 1.6: 396.36; 1.7: 237.816; 1.8: 8.4594; 1.9: 1981.8; 2: 63.1146; 2.1: 95.0826; 2.2: 2753.767; 2.3: 66.3787; 2.4: -2655.1313; 2.5: -64.0012
| 2 | 73.45 | 1: 12.9054; 1.1: 99.2136; 1.2: 0.13305; 1.3: 396.63; 1.4: 2.3899; 1.5: 99.2136; 1.6: 396.63; 1.7: 237.978; 1.8: 8.4594; 1.9: 1983.15; 2: 63.1576; 2.1: 95.0832; 2.2: 2757.5024; 2.3: 66.4235; 2.4: -2658.2889; 2.5: -64.0336
| 2 | 73.5 | 1: 12.972; 1.1: 99.7935; 1.2: 0.13383; 1.3: 396.9; 1.4: 2.4022; 1.5: 99.7935; 1.6: 396.9; 1.7: 238.14; 1.8: 8.4594; 1.9: 1984.5; 2: 63.2006; 2.1: 95.0838; 2.2: 2761.2405; 2.3: 66.4683; 2.4: -2661.4469; 2.5: -64.0661
| 2 | 73.55 | 1: 13.0388; 1.1: 100.3755; 1.2: 0.13461; 1.3: 397.17; 1.4: 2.4146; 1.5: 100.3755; 1.6: 397.17; 1.7: 238.302; 1.8: 8.4594; 1.9: 1985.85; 2: 63.2436; 2.1: 95.0844; 2.2: 2764.9811; 2.3: 66.5131; 2.4: -2664.6056; 2.5: -64.0985
| 2 | 73.6 | 1: 13.1057; 1.1: 100.9595; 1.2: 0.13539; 1.3: 397.44; 1.4: 2.427; 1.5: 100.9595; 1.6: 397.44; 1.7: 238.464; 1.8: 8.4594; 1.9: 1987.2; 2: 63.2866; 2.1: 95.085; 2.2: 2768.7243; 2.3: 66.5579; 2.4: -2667.7648; 2.5: -64.1309
| 2 | 73.65 | 1: 13.1728; 1.1: 101.5455; 1.2: 0.13617; 1.3: 397.71; 1.4: 2.4394; 1.5: 101.5455; 1.6: 397.71; 1.7: 238.626; 1.8: 8.4594; 1.9: 1988.55; 2: 63.3296; 2.1: 95.0856; 2.2: 2772.4701; 2.3: 66.6027; 2.4: -2670.9245; 2.5: -64.1633
| 2 | 73.7 | 1: 13.2401; 1.1: 102.1336; 1.2: 0.13696; 1.3: 397.98; 1.4: 2.4519; 1.5: 102.1336; 1.6: 397.98; 1.7: 238.788; 1.8: 8.4594; 1.9: 1989.9; 2: 63.3726; 2.1: 95.0862; 2.2: 2776.2185; 2.3: 66.6475; 2.4: -2674.0848; 2.5: -64.1956
| 2 | 73.75 | 1: 13.3076; 1.1: 102.7237; 1.2: 0.13775; 1.3: 398.25; 1.4: 2.4644; 1.5: 102.7237; 1.6: 398.25; 1.7: 238.95; 1.8: 8.4594; 1.9: 1991.25; 2: 63.4156; 2.1: 95.0868; 2.2: 2779.9694; 2.3: 66.6923; 2.4: -2677.2457; 2.5: -64.2279
| 2 | 73.8 | 1: 13.3753; 1.1: 103.3159; 1.2: 0.13855; 1.3: 398.52; 1.4: 2.4769; 1.5: 103.3159; 1.6: 398.52; 1.7: 239.112; 1.8: 8.4594; 1.9: 1992.6; 2: 63.4586; 2.1: 95.0874; 2.2: 2783.723; 2.3: 66.7371; 2.4: -2680.4071; 2.5: -64.2602
| 2 | 73.85 | 1: 13.4431; 1.1: 103.9101; 1.2: 0.13935; 1.3: 398.79; 1.4: 2.4895; 1.5: 103.9101; 1.6: 398.79; 1.7: 239.274; 1.8: 8.4594; 1.9: 1993.95; 2: 63.5016; 2.1: 95.088; 2.2: 2787.4791; 2.3: 66.7819; 2.4: -2683.569; 2.5: -64.2925
| 2 | 73.9 | 1: 13.5111; 1.1: 104.5063; 1.2: 0.14015; 1.3: 399.06; 1.4: 2.502; 1.5: 104.5063; 1.6: 399.06; 1.7: 239.436; 1.8: 8.4594; 1.9: 1995.3; 2: 63.5446; 2.1: 95.0886; 2.2: 2791.2378; 2.3: 66.8267; 2.4: -2686.7315; 2.5: -64.3247
| 2 | 73.95 | 1: 13.5792; 1.1: 105.1046; 1.2: 0.14095; 1.3: 399.33; 1.4: 2.5147; 1.5: 105.1046; 1.6: 399.33; 1.7: 239.598; 1.8: 8.4594; 1.9: 1996.65; 2: 63.5876; 2.1: 95.0891; 2.2: 2794.9991; 2.3: 66.8715; 2.4: -2689.8945; 2.5: -64.3569
| 2 | 74 | 1: 13.6476; 1.1: 105.705; 1.2: 0.14175; 1.3: 399.6; 1.4: 2.5273; 1.5: 105.705; 1.6: 399.6; 1.7: 239.76; 1.8: 8.4594; 1.9: 1998; 2: 63.6306; 2.1: 95.0897; 2.2: 2798.763; 2.3: 66.9164; 2.4: -2693.058; 2.5: -64.389
| 2 | 74.05 | 1: 13.7161; 1.1: 106.3073; 1.2: 0.14256; 1.3: 399.87; 1.4: 2.54; 1.5: 106.3073; 1.6: 399.87; 1.7: 239.922; 1.8: 8.4594; 1.9: 1999.35; 2: 63.6736; 2.1: 95.0903; 2.2: 2802.5294; 2.3: 66.9612; 2.4: -2696.2221; 2.5: -64.4211
| 2 | 74.1 | 1: 13.7848; 1.1: 106.9118; 1.2: 0.14337; 1.3: 400.14; 1.4: 2.5527; 1.5: 106.9118; 1.6: 400.14; 1.7: 240.084; 1.8: 8.4594; 1.9: 2000.7; 2: 63.7166; 2.1: 95.0909; 2.2: 2806.2985; 2.3: 67.006; 2.4: -2699.3867; 2.5: -64.4532
| 2 | 74.15 | 1: 13.8536; 1.1: 107.5183; 1.2: 0.14418; 1.3: 400.41; 1.4: 2.5655; 1.5: 107.5183; 1.6: 400.41; 1.7: 240.246; 1.8: 8.4594; 1.9: 2002.05; 2: 63.7596; 2.1: 95.0914; 2.2: 2810.0701; 2.3: 67.0508; 2.4: -2702.5518; 2.5: -64.4853
| 2 | 74.2 | 1: 13.9226; 1.1: 108.1269; 1.2: 0.145; 1.3: 400.68; 1.4: 2.5783; 1.5: 108.1269; 1.6: 400.68; 1.7: 240.408; 1.8: 8.4594; 1.9: 2003.4; 2: 63.8025; 2.1: 95.092; 2.2: 2813.8443; 2.3: 67.0956; 2.4: -2705.7174; 2.5: -64.5173
| 2 | 74.25 | 1: 13.9918; 1.1: 108.7375; 1.2: 0.14582; 1.3: 400.95; 1.4: 2.5911; 1.5: 108.7375; 1.6: 400.95; 1.7: 240.57; 1.8: 8.4594; 1.9: 2004.75; 2: 63.8455; 2.1: 95.0926; 2.2: 2817.6211; 2.3: 67.1404; 2.4: -2708.8836; 2.5: -64.5493
| 2 | 74.3 | 1: 14.0612; 1.1: 109.3502; 1.2: 0.14664; 1.3: 401.22; 1.4: 2.6039; 1.5: 109.3502; 1.6: 401.22; 1.7: 240.732; 1.8: 8.4594; 1.9: 2006.1; 2: 63.8885; 2.1: 95.0931; 2.2: 2821.4005; 2.3: 67.1852; 2.4: -2712.0503; 2.5: -64.5813
| 2 | 74.35 | 1: 14.1307; 1.1: 109.965; 1.2: 0.14747; 1.3: 401.49; 1.4: 2.6168; 1.5: 109.965; 1.6: 401.49; 1.7: 240.894; 1.8: 8.4594; 1.9: 2007.45; 2: 63.9315; 2.1: 95.0937; 2.2: 2825.1825; 2.3: 67.23; 2.4: -2715.2174; 2.5: -64.6132
| 2 | 74.4 | 1: 14.2005; 1.1: 110.5819; 1.2: 0.14829; 1.3: 401.76; 1.4: 2.6297; 1.5: 110.5819; 1.6: 401.76; 1.7: 241.056; 1.8: 8.4594; 1.9: 2008.8; 2: 63.9745; 2.1: 95.0943; 2.2: 2828.967; 2.3: 67.2749; 2.4: -2718.3851; 2.5: -64.6451
| 2 | 74.45 | 1: 14.2704; 1.1: 111.2008; 1.2: 0.14912; 1.3: 402.03; 1.4: 2.6427; 1.5: 111.2008; 1.6: 402.03; 1.7: 241.218; 1.8: 8.4594; 1.9: 2010.15; 2: 64.0175; 2.1: 95.0948; 2.2: 2832.7541; 2.3: 67.3197; 2.4: -2721.5533; 2.5: -64.677
| 2 | 74.5 | 1: 14.3404; 1.1: 111.8218; 1.2: 0.14996; 1.3: 402.3; 1.4: 2.6556; 1.5: 111.8218; 1.6: 402.3; 1.7: 241.38; 1.8: 8.4594; 1.9: 2011.5; 2: 64.0605; 2.1: 95.0954; 2.2: 2836.5438; 2.3: 67.3645; 2.4: -2724.722; 2.5: -64.7089
| 2 | 74.55 | 1: 14.4107; 1.1: 112.4449; 1.2: 0.15079; 1.3: 402.57; 1.4: 2.6686; 1.5: 112.4449; 1.6: 402.57; 1.7: 241.542; 1.8: 8.4594; 1.9: 2012.85; 2: 64.1035; 2.1: 95.0959; 2.2: 2840.3361; 2.3: 67.4093; 2.4: -2727.8912; 2.5: -64.7407
| 2 | 74.6 | 1: 14.4811; 1.1: 113.0701; 1.2: 0.15163; 1.3: 402.84; 1.4: 2.6817; 1.5: 113.0701; 1.6: 402.84; 1.7: 241.704; 1.8: 8.4594; 1.9: 2014.2; 2: 64.1465; 2.1: 95.0965; 2.2: 2844.131; 2.3: 67.4541; 2.4: -2731.061; 2.5: -64.7725
| 2 | 74.65 | 1: 14.5516; 1.1: 113.6973; 1.2: 0.15247; 1.3: 403.11; 1.4: 2.6947; 1.5: 113.6973; 1.6: 403.11; 1.7: 241.866; 1.8: 8.4594; 1.9: 2015.55; 2: 64.1895; 2.1: 95.097; 2.2: 2847.9285; 2.3: 67.499; 2.4: -2734.2311; 2.5: -64.8042
| 2 | 74.7 | 1: 14.6224; 1.1: 114.3267; 1.2: 0.15331; 1.3: 403.38; 1.4: 2.7079; 1.5: 114.3267; 1.6: 403.38; 1.7: 242.028; 1.8: 8.4594; 1.9: 2016.9; 2: 64.2325; 2.1: 95.0975; 2.2: 2851.7285; 2.3: 67.5438; 2.4: -2737.4018; 2.5: -64.8359
| 2 | 74.75 | 1: 14.6933; 1.1: 114.9581; 1.2: 0.15416; 1.3: 403.65; 1.4: 2.721; 1.5: 114.9581; 1.6: 403.65; 1.7: 242.19; 1.8: 8.4594; 1.9: 2018.25; 2: 64.2755; 2.1: 95.0981; 2.2: 2855.5311; 2.3: 67.5886; 2.4: -2740.573; 2.5: -64.8676
| 2 | 74.8 | 1: 14.7644; 1.1: 115.5917; 1.2: 0.15501; 1.3: 403.92; 1.4: 2.7342; 1.5: 115.5917; 1.6: 403.92; 1.7: 242.352; 1.8: 8.4594; 1.9: 2019.6; 2: 64.3185; 2.1: 95.0986; 2.2: 2859.3363; 2.3: 67.6334; 2.4: -2743.7447; 2.5: -64.8993
| 2 | 74.85 | 1: 14.8357; 1.1: 116.2273; 1.2: 0.15586; 1.3: 404.19; 1.4: 2.7474; 1.5: 116.2273; 1.6: 404.19; 1.7: 242.514; 1.8: 8.4594; 1.9: 2020.95; 2: 64.3615; 2.1: 95.0992; 2.2: 2863.1441; 2.3: 67.6783; 2.4: -2746.9168; 2.5: -64.9309
| 2 | 74.9 | 1: 14.9071; 1.1: 116.865; 1.2: 0.15672; 1.3: 404.46; 1.4: 2.7606; 1.5: 116.865; 1.6: 404.46; 1.7: 242.676; 1.8: 8.4594; 1.9: 2022.3; 2: 64.4045; 2.1: 95.0997; 2.2: 2866.9545; 2.3: 67.7231; 2.4: -2750.0895; 2.5: -64.9625
| 2 | 74.95 | 1: 14.9788; 1.1: 117.5049; 1.2: 0.15758; 1.3: 404.73; 1.4: 2.7738; 1.5: 117.5049; 1.6: 404.73; 1.7: 242.838; 1.8: 8.4594; 1.9: 2023.65; 2: 64.4475; 2.1: 95.1002; 2.2: 2870.7675; 2.3: 67.7679; 2.4: -2753.2626; 2.5: -64.9941
| 2 | 75 | 1: 15.0506; 1.1: 118.1468; 1.2: 0.15844; 1.3: 405; 1.4: 2.7871; 1.5: 118.1468; 1.6: 405; 1.7: 243; 1.8: 8.4594; 1.9: 2025; 2: 64.4904; 2.1: 95.1008; 2.2: 2874.583; 2.3: 67.8128; 2.4: -2756.4362; 2.5: -65.0256
| 2 | 75.05 | 1: 15.1225; 1.1: 118.7909; 1.2: 0.1593; 1.3: 405.27; 1.4: 2.8005; 1.5: 118.7909; 1.6: 405.27; 1.7: 243.162; 1.8: 8.4594; 1.9: 2026.35; 2: 64.5334; 2.1: 95.1013; 2.2: 2878.4011; 2.3: 67.8576; 2.4: -2759.6102; 2.5: -65.0571
| 2 | 75.1 | 1: 15.1947; 1.1: 119.4371; 1.2: 0.16017; 1.3: 405.54; 1.4: 2.8138; 1.5: 119.4371; 1.6: 405.54; 1.7: 243.324; 1.8: 8.4594; 1.9: 2027.7; 2: 64.5764; 2.1: 95.1018; 2.2: 2882.2218; 2.3: 67.9024; 2.4: -2762.7847; 2.5: -65.0886
| 2 | 75.15 | 1: 15.267; 1.1: 120.0854; 1.2: 0.16104; 1.3: 405.81; 1.4: 2.8272; 1.5: 120.0854; 1.6: 405.81; 1.7: 243.486; 1.8: 8.4594; 1.9: 2029.05; 2: 64.6194; 2.1: 95.1023; 2.2: 2886.0451; 2.3: 67.9473; 2.4: -2765.9597; 2.5: -65.12
| 2 | 75.2 | 1: 15.3394; 1.1: 120.7358; 1.2: 0.16191; 1.3: 406.08; 1.4: 2.8406; 1.5: 120.7358; 1.6: 406.08; 1.7: 243.648; 1.8: 8.4594; 1.9: 2030.4; 2: 64.6624; 2.1: 95.1028; 2.2: 2889.8709; 2.3: 67.9921; 2.4: -2769.1352; 2.5: -65.1515
| 2 | 75.25 | 1: 15.4121; 1.1: 121.3883; 1.2: 0.16278; 1.3: 406.35; 1.4: 2.8541; 1.5: 121.3883; 1.6: 406.35; 1.7: 243.81; 1.8: 8.4594; 1.9: 2031.75; 2: 64.7054; 2.1: 95.1034; 2.2: 2893.6994; 2.3: 68.0369; 2.4: -2772.3111; 2.5: -65.1828
| 2 | 75.3 | 1: 15.4849; 1.1: 122.043; 1.2: 0.16366; 1.3: 406.62; 1.4: 2.8676; 1.5: 122.043; 1.6: 406.62; 1.7: 243.972; 1.8: 8.4594; 1.9: 2033.1; 2: 64.7484; 2.1: 95.1039; 2.2: 2897.5304; 2.3: 68.0818; 2.4: -2775.4874; 2.5: -65.2142
| 2 | 75.35 | 1: 15.5579; 1.1: 122.6997; 1.2: 0.16454; 1.3: 406.89; 1.4: 2.8811; 1.5: 122.6997; 1.6: 406.89; 1.7: 244.134; 1.8: 8.4594; 1.9: 2034.45; 2: 64.7914; 2.1: 95.1044; 2.2: 2901.364; 2.3: 68.1266; 2.4: -2778.6643; 2.5: -65.2455
| 2 | 75.4 | 1: 15.6311; 1.1: 123.3586; 1.2: 0.16543; 1.3: 407.16; 1.4: 2.8947; 1.5: 123.3586; 1.6: 407.16; 1.7: 244.296; 1.8: 8.4594; 1.9: 2035.8; 2: 64.8344; 2.1: 95.1049; 2.2: 2905.2002; 2.3: 68.1715; 2.4: -2781.8415; 2.5: -65.2768
| 2 | 75.45 | 1: 15.7045; 1.1: 124.0197; 1.2: 0.16631; 1.3: 407.43; 1.4: 2.9082; 1.5: 124.0197; 1.6: 407.43; 1.7: 244.458; 1.8: 8.4594; 1.9: 2037.15; 2: 64.8774; 2.1: 95.1054; 2.2: 2909.0389; 2.3: 68.2163; 2.4: -2785.0193; 2.5: -65.3081
| 2 | 75.5 | 1: 15.778; 1.1: 124.6829; 1.2: 0.1672; 1.3: 407.7; 1.4: 2.9218; 1.5: 124.6829; 1.6: 407.7; 1.7: 244.62; 1.8: 8.4594; 1.9: 2038.5; 2: 64.9204; 2.1: 95.1059; 2.2: 2912.8803; 2.3: 68.2611; 2.4: -2788.1974; 2.5: -65.3393
| 2 | 75.55 | 1: 15.8517; 1.1: 125.3482; 1.2: 0.16809; 1.3: 407.97; 1.4: 2.9355; 1.5: 125.3482; 1.6: 407.97; 1.7: 244.782; 1.8: 8.4594; 1.9: 2039.85; 2: 64.9634; 2.1: 95.1064; 2.2: 2916.7242; 2.3: 68.306; 2.4: -2791.376; 2.5: -65.3705
| 2 | 75.6 | 1: 15.9255; 1.1: 126.0156; 1.2: 0.16899; 1.3: 408.24; 1.4: 2.9492; 1.5: 126.0156; 1.6: 408.24; 1.7: 244.944; 1.8: 8.4594; 1.9: 2041.2; 2: 65.0064; 2.1: 95.1069; 2.2: 2920.5707; 2.3: 68.3508; 2.4: -2794.5551; 2.5: -65.4017
| 2 | 75.65 | 1: 15.9996; 1.1: 126.6852; 1.2: 0.16989; 1.3: 408.51; 1.4: 2.9629; 1.5: 126.6852; 1.6: 408.51; 1.7: 245.106; 1.8: 8.4594; 1.9: 2042.55; 2: 65.0494; 2.1: 95.1074; 2.2: 2924.4198; 2.3: 68.3957; 2.4: -2797.7345; 2.5: -65.4328
| 2 | 75.7 | 1: 16.0738; 1.1: 127.357; 1.2: 0.17079; 1.3: 408.78; 1.4: 2.9766; 1.5: 127.357; 1.6: 408.78; 1.7: 245.268; 1.8: 8.4594; 1.9: 2043.9; 2: 65.0924; 2.1: 95.1079; 2.2: 2928.2714; 2.3: 68.4405; 2.4: -2800.9145; 2.5: -65.4639
| 2 | 75.75 | 1: 16.1482; 1.1: 128.0309; 1.2: 0.17169; 1.3: 409.05; 1.4: 2.9904; 1.5: 128.0309; 1.6: 409.05; 1.7: 245.43; 1.8: 8.4594; 1.9: 2045.25; 2: 65.1354; 2.1: 95.1084; 2.2: 2932.1257; 2.3: 68.4854; 2.4: -2804.0948; 2.5: -65.495
| 2 | 75.8 | 1: 16.2227; 1.1: 128.7069; 1.2: 0.1726; 1.3: 409.32; 1.4: 3.0042; 1.5: 128.7069; 1.6: 409.32; 1.7: 245.592; 1.8: 8.4594; 1.9: 2046.6; 2: 65.1783; 2.1: 95.1089; 2.2: 2935.9825; 2.3: 68.5302; 2.4: -2807.2756; 2.5: -65.526
| 2 | 75.85 | 1: 16.2975; 1.1: 129.3851; 1.2: 0.17351; 1.3: 409.59; 1.4: 3.0181; 1.5: 129.3851; 1.6: 409.59; 1.7: 245.754; 1.8: 8.4594; 1.9: 2047.95; 2: 65.2213; 2.1: 95.1094; 2.2: 2939.8419; 2.3: 68.5751; 2.4: -2810.4567; 2.5: -65.557
| 2 | 75.9 | 1: 16.3724; 1.1: 130.0655; 1.2: 0.17442; 1.3: 409.86; 1.4: 3.0319; 1.5: 130.0655; 1.6: 409.86; 1.7: 245.916; 1.8: 8.4594; 1.9: 2049.3; 2: 65.2643; 2.1: 95.1099; 2.2: 2943.7038; 2.3: 68.6199; 2.4: -2813.6383; 2.5: -65.588
| 2 | 75.95 | 1: 16.4475; 1.1: 130.748; 1.2: 0.17534; 1.3: 410.13; 1.4: 3.0458; 1.5: 130.748; 1.6: 410.13; 1.7: 246.078; 1.8: 8.4594; 1.9: 2050.65; 2: 65.3073; 2.1: 95.1104; 2.2: 2947.5684; 2.3: 68.6648; 2.4: -2816.8204; 2.5: -65.6189
| 2 | 76 | 1: 16.5227; 1.1: 131.4327; 1.2: 0.17625; 1.3: 410.4; 1.4: 3.0598; 1.5: 131.4327; 1.6: 410.4; 1.7: 246.24; 1.8: 8.4594; 1.9: 2052; 2: 65.3503; 2.1: 95.1109; 2.2: 2951.4355; 2.3: 68.7096; 2.4: -2820.0028; 2.5: -65.6499
| 2 | 76.05 | 1: 16.5981; 1.1: 132.1195; 1.2: 0.17718; 1.3: 410.67; 1.4: 3.0737; 1.5: 132.1195; 1.6: 410.67; 1.7: 246.402; 1.8: 8.4594; 1.9: 2053.35; 2: 65.3933; 2.1: 95.1114; 2.2: 2955.3052; 2.3: 68.7545; 2.4: -2823.1856; 2.5: -65.6807
| 2 | 76.1 | 1: 16.6737; 1.1: 132.8086; 1.2: 0.1781; 1.3: 410.94; 1.4: 3.0877; 1.5: 132.8086; 1.6: 410.94; 1.7: 246.564; 1.8: 8.4594; 1.9: 2054.7; 2: 65.4363; 2.1: 95.1118; 2.2: 2959.1775; 2.3: 68.7993; 2.4: -2826.3689; 2.5: -65.7116
| 2 | 76.15 | 1: 16.7495; 1.1: 133.4997; 1.2: 0.17903; 1.3: 411.21; 1.4: 3.1018; 1.5: 133.4997; 1.6: 411.21; 1.7: 246.726; 1.8: 8.4594; 1.9: 2056.05; 2: 65.4793; 2.1: 95.1123; 2.2: 2963.0523; 2.3: 68.8442; 2.4: -2829.5526; 2.5: -65.7424
| 2 | 76.2 | 1: 16.8255; 1.1: 134.1931; 1.2: 0.17996; 1.3: 411.48; 1.4: 3.1158; 1.5: 134.1931; 1.6: 411.48; 1.7: 246.888; 1.8: 8.4594; 1.9: 2057.4; 2: 65.5223; 2.1: 95.1128; 2.2: 2966.9297; 2.3: 68.889; 2.4: -2832.7366; 2.5: -65.7732
| 2 | 76.25 | 1: 16.9016; 1.1: 134.8887; 1.2: 0.18089; 1.3: 411.75; 1.4: 3.1299; 1.5: 134.8887; 1.6: 411.75; 1.7: 247.05; 1.8: 8.4594; 1.9: 2058.75; 2: 65.5653; 2.1: 95.1133; 2.2: 2970.8097; 2.3: 68.9339; 2.4: -2835.9211; 2.5: -65.804
| 2 | 76.3 | 1: 16.9779; 1.1: 135.5864; 1.2: 0.18182; 1.3: 412.02; 1.4: 3.144; 1.5: 135.5864; 1.6: 412.02; 1.7: 247.212; 1.8: 8.4594; 1.9: 2060.1; 2: 65.6083; 2.1: 95.1137; 2.2: 2974.6923; 2.3: 68.9788; 2.4: -2839.1059; 2.5: -65.8347
| 2 | 76.35 | 1: 17.0543; 1.1: 136.2863; 1.2: 0.18276; 1.3: 412.29; 1.4: 3.1582; 1.5: 136.2863; 1.6: 412.29; 1.7: 247.374; 1.8: 8.4594; 1.9: 2061.45; 2: 65.6513; 2.1: 95.1142; 2.2: 2978.5774; 2.3: 69.0236; 2.4: -2842.2912; 2.5: -65.8654
| 2 | 76.4 | 1: 17.131; 1.1: 136.9884; 1.2: 0.1837; 1.3: 412.56; 1.4: 3.1724; 1.5: 136.9884; 1.6: 412.56; 1.7: 247.536; 1.8: 8.4594; 1.9: 2062.8; 2: 65.6943; 2.1: 95.1147; 2.2: 2982.4652; 2.3: 69.0685; 2.4: -2845.4768; 2.5: -65.8961
| 2 | 76.45 | 1: 17.2078; 1.1: 137.6927; 1.2: 0.18465; 1.3: 412.83; 1.4: 3.1866; 1.5: 137.6927; 1.6: 412.83; 1.7: 247.698; 1.8: 8.4594; 1.9: 2064.15; 2: 65.7373; 2.1: 95.1152; 2.2: 2986.3555; 2.3: 69.1133; 2.4: -2848.6628; 2.5: -65.9267
| 2 | 76.5 | 1: 17.2848; 1.1: 138.3991; 1.2: 0.1856; 1.3: 413.1; 1.4: 3.2009; 1.5: 138.3991; 1.6: 413.1; 1.7: 247.86; 1.8: 8.4594; 1.9: 2065.5; 2: 65.7803; 2.1: 95.1156; 2.2: 2990.2483; 2.3: 69.1582; 2.4: -2851.8492; 2.5: -65.9573
| 2 | 76.55 | 1: 17.3619; 1.1: 139.1078; 1.2: 0.18655; 1.3: 413.37; 1.4: 3.2152; 1.5: 139.1078; 1.6: 413.37; 1.7: 248.022; 1.8: 8.4594; 1.9: 2066.85; 2: 65.8232; 2.1: 95.1161; 2.2: 2994.1438; 2.3: 69.2031; 2.4: -2855.036; 2.5: -65.9879
| 2 | 76.6 | 1: 17.4393; 1.1: 139.8186; 1.2: 0.1875; 1.3: 413.64; 1.4: 3.2295; 1.5: 139.8186; 1.6: 413.64; 1.7: 248.184; 1.8: 8.4594; 1.9: 2068.2; 2: 65.8662; 2.1: 95.1166; 2.2: 2998.0418; 2.3: 69.2479; 2.4: -2858.2231; 2.5: -66.0184
| 2 | 76.65 | 1: 17.5168; 1.1: 140.5317; 1.2: 0.18846; 1.3: 413.91; 1.4: 3.2438; 1.5: 140.5317; 1.6: 413.91; 1.7: 248.346; 1.8: 8.4594; 1.9: 2069.55; 2: 65.9092; 2.1: 95.117; 2.2: 3001.9423; 2.3: 69.2928; 2.4: -2861.4106; 2.5: -66.0489
| 2 | 76.7 | 1: 17.5944; 1.1: 141.247; 1.2: 0.18942; 1.3: 414.18; 1.4: 3.2582; 1.5: 141.247; 1.6: 414.18; 1.7: 248.508; 1.8: 8.4594; 1.9: 2070.9; 2: 65.9522; 2.1: 95.1175; 2.2: 3005.8455; 2.3: 69.3377; 2.4: -2864.5985; 2.5: -66.0794
| 2 | 76.75 | 1: 17.6723; 1.1: 141.9644; 1.2: 0.19038; 1.3: 414.45; 1.4: 3.2726; 1.5: 141.9644; 1.6: 414.45; 1.7: 248.67; 1.8: 8.4594; 1.9: 2072.25; 2: 65.9952; 2.1: 95.1179; 2.2: 3009.7512; 2.3: 69.3825; 2.4: -2867.7868; 2.5: -66.1099
| 2 | 76.8 | 1: 17.7503; 1.1: 142.6841; 1.2: 0.19134; 1.3: 414.72; 1.4: 3.2871; 1.5: 142.6841; 1.6: 414.72; 1.7: 248.832; 1.8: 8.4594; 1.9: 2073.6; 2: 66.0382; 2.1: 95.1184; 2.2: 3013.6595; 2.3: 69.4274; 2.4: -2870.9754; 2.5: -66.1403
| 2 | 76.85 | 1: 17.8285; 1.1: 143.406; 1.2: 0.19231; 1.3: 414.99; 1.4: 3.3016; 1.5: 143.406; 1.6: 414.99; 1.7: 248.994; 1.8: 8.4594; 1.9: 2074.95; 2: 66.0812; 2.1: 95.1189; 2.2: 3017.5704; 2.3: 69.4723; 2.4: -2874.1644; 2.5: -66.1707
| 2 | 76.9 | 1: 17.9069; 1.1: 144.1301; 1.2: 0.19328; 1.3: 415.26; 1.4: 3.3161; 1.5: 144.1301; 1.6: 415.26; 1.7: 249.156; 1.8: 8.4594; 1.9: 2076.3; 2: 66.1242; 2.1: 95.1193; 2.2: 3021.4838; 2.3: 69.5171; 2.4: -2877.3537; 2.5: -66.201
| 2 | 76.95 | 1: 17.9854; 1.1: 144.8564; 1.2: 0.19426; 1.3: 415.53; 1.4: 3.3306; 1.5: 144.8564; 1.6: 415.53; 1.7: 249.318; 1.8: 8.4594; 1.9: 2077.65; 2: 66.1672; 2.1: 95.1198; 2.2: 3025.3998; 2.3: 69.562; 2.4: -2880.5434; 2.5: -66.2314
| 2 | 77 | 1: 18.0641; 1.1: 145.585; 1.2: 0.19523; 1.3: 415.8; 1.4: 3.3452; 1.5: 145.585; 1.6: 415.8; 1.7: 249.48; 1.8: 8.4594; 1.9: 2079; 2: 66.2102; 2.1: 95.1202; 2.2: 3029.3184; 2.3: 69.6069; 2.4: -2883.7334; 2.5: -66.2616
| 2 | 77.05 | 1: 18.143; 1.1: 146.3157; 1.2: 0.19621; 1.3: 416.07; 1.4: 3.3598; 1.5: 146.3157; 1.6: 416.07; 1.7: 249.642; 1.8: 8.4594; 1.9: 2080.35; 2: 66.2532; 2.1: 95.1207; 2.2: 3033.2395; 2.3: 69.6517; 2.4: -2886.9238; 2.5: -66.2919
| 2 | 77.1 | 1: 18.2221; 1.1: 147.0487; 1.2: 0.1972; 1.3: 416.34; 1.4: 3.3745; 1.5: 147.0487; 1.6: 416.34; 1.7: 249.804; 1.8: 8.4594; 1.9: 2081.7; 2: 66.2962; 2.1: 95.1211; 2.2: 3037.1632; 2.3: 69.6966; 2.4: -2890.1145; 2.5: -66.3221
| 2 | 77.15 | 1: 18.3013; 1.1: 147.7839; 1.2: 0.19818; 1.3: 416.61; 1.4: 3.3891; 1.5: 147.7839; 1.6: 416.61; 1.7: 249.966; 1.8: 8.4594; 1.9: 2083.05; 2: 66.3392; 2.1: 95.1216; 2.2: 3041.0895; 2.3: 69.7415; 2.4: -2893.3055; 2.5: -66.3523
| 2 | 77.2 | 1: 18.3808; 1.1: 148.5214; 1.2: 0.19917; 1.3: 416.88; 1.4: 3.4038; 1.5: 148.5214; 1.6: 416.88; 1.7: 250.128; 1.8: 8.4594; 1.9: 2084.4; 2: 66.3822; 2.1: 95.122; 2.2: 3045.0183; 2.3: 69.7863; 2.4: -2896.4969; 2.5: -66.3825
| 2 | 77.25 | 1: 18.4603; 1.1: 149.2611; 1.2: 0.20016; 1.3: 417.15; 1.4: 3.4186; 1.5: 149.2611; 1.6: 417.15; 1.7: 250.29; 1.8: 8.4594; 1.9: 2085.75; 2: 66.4252; 2.1: 95.1224; 2.2: 3048.9497; 2.3: 69.8312; 2.4: -2899.6886; 2.5: -66.4126
| 2 | 77.3 | 1: 18.5401; 1.1: 150.003; 1.2: 0.20116; 1.3: 417.42; 1.4: 3.4334; 1.5: 150.003; 1.6: 417.42; 1.7: 250.452; 1.8: 8.4594; 1.9: 2087.1; 2: 66.4682; 2.1: 95.1229; 2.2: 3052.8837; 2.3: 69.8761; 2.4: -2902.8807; 2.5: -66.4427
| 2 | 77.35 | 1: 18.62; 1.1: 150.7471; 1.2: 0.20216; 1.3: 417.69; 1.4: 3.4482; 1.5: 150.7471; 1.6: 417.69; 1.7: 250.614; 1.8: 8.4594; 1.9: 2088.45; 2: 66.5111; 2.1: 95.1233; 2.2: 3056.8202; 2.3: 69.921; 2.4: -2906.0731; 2.5: -66.4728
| 2 | 77.4 | 1: 18.7001; 1.1: 151.4935; 1.2: 0.20316; 1.3: 417.96; 1.4: 3.463; 1.5: 151.4935; 1.6: 417.96; 1.7: 250.776; 1.8: 8.4594; 1.9: 2089.8; 2: 66.5541; 2.1: 95.1238; 2.2: 3060.7593; 2.3: 69.9658; 2.4: -2909.2658; 2.5: -66.5029
| 2 | 77.45 | 1: 18.7804; 1.1: 152.2422; 1.2: 0.20416; 1.3: 418.23; 1.4: 3.4779; 1.5: 152.2422; 1.6: 418.23; 1.7: 250.938; 1.8: 8.4594; 1.9: 2091.15; 2: 66.5971; 2.1: 95.1242; 2.2: 3064.7009; 2.3: 70.0107; 2.4: -2912.4588; 2.5: -66.5329
| 2 | 77.5 | 1: 18.8609; 1.1: 152.9931; 1.2: 0.20517; 1.3: 418.5; 1.4: 3.4928; 1.5: 152.9931; 1.6: 418.5; 1.7: 251.1; 1.8: 8.4594; 1.9: 2092.5; 2: 66.6401; 2.1: 95.1246; 2.2: 3068.6452; 2.3: 70.0556; 2.4: -2915.6521; 2.5: -66.5628
| 2 | 77.55 | 1: 18.9415; 1.1: 153.7462; 1.2: 0.20618; 1.3: 418.77; 1.4: 3.5077; 1.5: 153.7462; 1.6: 418.77; 1.7: 251.262; 1.8: 8.4594; 1.9: 2093.85; 2: 66.6831; 2.1: 95.1251; 2.2: 3072.5919; 2.3: 70.1005; 2.4: -2918.8457; 2.5: -66.5928
| 2 | 77.6 | 1: 19.0223; 1.1: 154.5016; 1.2: 0.20719; 1.3: 419.04; 1.4: 3.5226; 1.5: 154.5016; 1.6: 419.04; 1.7: 251.424; 1.8: 8.4594; 1.9: 2095.2; 2: 66.7261; 2.1: 95.1255; 2.2: 3076.5413; 2.3: 70.1453; 2.4: -2922.0397; 2.5: -66.6227
| 2 | 77.65 | 1: 19.1033; 1.1: 155.2592; 1.2: 0.20821; 1.3: 419.31; 1.4: 3.5376; 1.5: 155.2592; 1.6: 419.31; 1.7: 251.586; 1.8: 8.4594; 1.9: 2096.55; 2: 66.7691; 2.1: 95.1259; 2.2: 3080.4932; 2.3: 70.1902; 2.4: -2925.2339; 2.5: -66.6526
| 2 | 77.7 | 1: 19.1844; 1.1: 156.0191; 1.2: 0.20923; 1.3: 419.58; 1.4: 3.5527; 1.5: 156.0191; 1.6: 419.58; 1.7: 251.748; 1.8: 8.4594; 1.9: 2097.9; 2: 66.8121; 2.1: 95.1264; 2.2: 3084.4476; 2.3: 70.2351; 2.4: -2928.4285; 2.5: -66.6824
| 2 | 77.75 | 1: 19.2657; 1.1: 156.7813; 1.2: 0.21025; 1.3: 419.85; 1.4: 3.5677; 1.5: 156.7813; 1.6: 419.85; 1.7: 251.91; 1.8: 8.4594; 1.9: 2099.25; 2: 66.8551; 2.1: 95.1268; 2.2: 3088.4047; 2.3: 70.28; 2.4: -2931.6233; 2.5: -66.7123
| 2 | 77.8 | 1: 19.3472; 1.1: 157.5458; 1.2: 0.21127; 1.3: 420.12; 1.4: 3.5828; 1.5: 157.5458; 1.6: 420.12; 1.7: 252.072; 1.8: 8.4594; 1.9: 2100.6; 2: 66.8981; 2.1: 95.1272; 2.2: 3092.3642; 2.3: 70.3249; 2.4: -2934.8185; 2.5: -66.742
| 2 | 77.85 | 1: 19.4289; 1.1: 158.3125; 1.2: 0.2123; 1.3: 420.39; 1.4: 3.5979; 1.5: 158.3125; 1.6: 420.39; 1.7: 252.234; 1.8: 8.4594; 1.9: 2101.95; 2: 66.9411; 2.1: 95.1277; 2.2: 3096.3264; 2.3: 70.3697; 2.4: -2938.0139; 2.5: -66.7718
| 2 | 77.9 | 1: 19.5107; 1.1: 159.0814; 1.2: 0.21333; 1.3: 420.66; 1.4: 3.6131; 1.5: 159.0814; 1.6: 420.66; 1.7: 252.396; 1.8: 8.4594; 1.9: 2103.3; 2: 66.9841; 2.1: 95.1281; 2.2: 3100.2911; 2.3: 70.4146; 2.4: -2941.2096; 2.5: -66.8015
| 2 | 77.95 | 1: 19.5928; 1.1: 159.8527; 1.2: 0.21437; 1.3: 420.93; 1.4: 3.6283; 1.5: 159.8527; 1.6: 420.93; 1.7: 252.558; 1.8: 8.4594; 1.9: 2104.65; 2: 67.0271; 2.1: 95.1285; 2.2: 3104.2583; 2.3: 70.4595; 2.4: -2944.4056; 2.5: -66.8312
| 2 | 78 | 1: 19.6749; 1.1: 160.6262; 1.2: 0.2154; 1.3: 421.2; 1.4: 3.6435; 1.5: 160.6262; 1.6: 421.2; 1.7: 252.72; 1.8: 8.4594; 1.9: 2106; 2: 67.0701; 2.1: 95.1289; 2.2: 3108.2281; 2.3: 70.5044; 2.4: -2947.6019; 2.5: -66.8609
| 2 | 78.05 | 1: 19.7573; 1.1: 161.402; 1.2: 0.21644; 1.3: 421.47; 1.4: 3.6588; 1.5: 161.402; 1.6: 421.47; 1.7: 252.882; 1.8: 8.4594; 1.9: 2107.35; 2: 67.1131; 2.1: 95.1293; 2.2: 3112.2005; 2.3: 70.5493; 2.4: -2950.7985; 2.5: -66.8905
| 2 | 78.1 | 1: 19.8398; 1.1: 162.1801; 1.2: 0.21749; 1.3: 421.74; 1.4: 3.674; 1.5: 162.1801; 1.6: 421.74; 1.7: 253.044; 1.8: 8.4594; 1.9: 2108.7; 2: 67.1561; 2.1: 95.1298; 2.2: 3116.1754; 2.3: 70.5941; 2.4: -2953.9953; 2.5: -66.9201
| 2 | 78.15 | 1: 19.9225; 1.1: 162.9605; 1.2: 0.21853; 1.3: 422.01; 1.4: 3.6894; 1.5: 162.9605; 1.6: 422.01; 1.7: 253.206; 1.8: 8.4594; 1.9: 2110.05; 2: 67.199; 2.1: 95.1302; 2.2: 3120.1528; 2.3: 70.639; 2.4: -2957.1924; 2.5: -66.9497
| 2 | 78.2 | 1: 20.0054; 1.1: 163.7431; 1.2: 0.21958; 1.3: 422.28; 1.4: 3.7047; 1.5: 163.7431; 1.6: 422.28; 1.7: 253.368; 1.8: 8.4594; 1.9: 2111.4; 2: 67.242; 2.1: 95.1306; 2.2: 3124.1329; 2.3: 70.6839; 2.4: -2960.3897; 2.5: -66.9792
| 2 | 78.25 | 1: 20.0885; 1.1: 164.5281; 1.2: 0.22064; 1.3: 422.55; 1.4: 3.7201; 1.5: 164.5281; 1.6: 422.55; 1.7: 253.53; 1.8: 8.4594; 1.9: 2112.75; 2: 67.285; 2.1: 95.131; 2.2: 3128.1154; 2.3: 70.7288; 2.4: -2963.5874; 2.5: -67.0087
| 2 | 78.3 | 1: 20.1717; 1.1: 165.3153; 1.2: 0.22169; 1.3: 422.82; 1.4: 3.7355; 1.5: 165.3153; 1.6: 422.82; 1.7: 253.692; 1.8: 8.4594; 1.9: 2114.1; 2: 67.328; 2.1: 95.1314; 2.2: 3132.1005; 2.3: 70.7737; 2.4: -2966.7852; 2.5: -67.0382
| 2 | 78.35 | 1: 20.2551; 1.1: 166.1048; 1.2: 0.22275; 1.3: 423.09; 1.4: 3.7509; 1.5: 166.1048; 1.6: 423.09; 1.7: 253.854; 1.8: 8.4594; 1.9: 2115.45; 2: 67.371; 2.1: 95.1319; 2.2: 3136.0882; 2.3: 70.8186; 2.4: -2969.9834; 2.5: -67.0676
| 2 | 78.4 | 1: 20.3387; 1.1: 166.8967; 1.2: 0.22381; 1.3: 423.36; 1.4: 3.7664; 1.5: 166.8967; 1.6: 423.36; 1.7: 254.016; 1.8: 8.4594; 1.9: 2116.8; 2: 67.414; 2.1: 95.1323; 2.2: 3140.0784; 2.3: 70.8634; 2.4: -2973.1818; 2.5: -67.097
| 2 | 78.45 | 1: 20.4225; 1.1: 167.6908; 1.2: 0.22488; 1.3: 423.63; 1.4: 3.7819; 1.5: 167.6908; 1.6: 423.63; 1.7: 254.178; 1.8: 8.4594; 1.9: 2118.15; 2: 67.457; 2.1: 95.1327; 2.2: 3144.0712; 2.3: 70.9083; 2.4: -2976.3804; 2.5: -67.1264
| 2 | 78.5 | 1: 20.5064; 1.1: 168.4872; 1.2: 0.22595; 1.3: 423.9; 1.4: 3.7975; 1.5: 168.4872; 1.6: 423.9; 1.7: 254.34; 1.8: 8.4594; 1.9: 2119.5; 2: 67.5; 2.1: 95.1331; 2.2: 3148.0665; 2.3: 70.9532; 2.4: -2979.5793; 2.5: -67.1557
| 2 | 78.55 | 1: 20.5905; 1.1: 169.286; 1.2: 0.22702; 1.3: 424.17; 1.4: 3.8131; 1.5: 169.286; 1.6: 424.17; 1.7: 254.502; 1.8: 8.4594; 1.9: 2120.85; 2: 67.543; 2.1: 95.1335; 2.2: 3152.0644; 2.3: 70.9981; 2.4: -2982.7784; 2.5: -67.1851
| 2 | 78.6 | 1: 20.6748; 1.1: 170.0871; 1.2: 0.22809; 1.3: 424.44; 1.4: 3.8287; 1.5: 170.0871; 1.6: 424.44; 1.7: 254.664; 1.8: 8.4594; 1.9: 2122.2; 2: 67.586; 2.1: 95.1339; 2.2: 3156.0648; 2.3: 71.043; 2.4: -2985.9777; 2.5: -67.2143
| 2 | 78.65 | 1: 20.7592; 1.1: 170.8904; 1.2: 0.22917; 1.3: 424.71; 1.4: 3.8443; 1.5: 170.8904; 1.6: 424.71; 1.7: 254.826; 1.8: 8.4594; 1.9: 2123.55; 2: 67.629; 2.1: 95.1343; 2.2: 3160.0677; 2.3: 71.0879; 2.4: -2989.1773; 2.5: -67.2436
| 2 | 78.7 | 1: 20.8438; 1.1: 171.6961; 1.2: 0.23025; 1.3: 424.98; 1.4: 3.86; 1.5: 171.6961; 1.6: 424.98; 1.7: 254.988; 1.8: 8.4594; 1.9: 2124.9; 2: 67.672; 2.1: 95.1348; 2.2: 3164.0732; 2.3: 71.1328; 2.4: -2992.3771; 2.5: -67.2728
| 2 | 78.75 | 1: 20.9286; 1.1: 172.5041; 1.2: 0.23133; 1.3: 425.25; 1.4: 3.8757; 1.5: 172.5041; 1.6: 425.25; 1.7: 255.15; 1.8: 8.4594; 1.9: 2126.25; 2: 67.715; 2.1: 95.1352; 2.2: 3168.0813; 2.3: 71.1776; 2.4: -2995.5772; 2.5: -67.302
| 2 | 78.8 | 1: 21.0136; 1.1: 173.3144; 1.2: 0.23242; 1.3: 425.52; 1.4: 3.8914; 1.5: 173.3144; 1.6: 425.52; 1.7: 255.312; 1.8: 8.4594; 1.9: 2127.6; 2: 67.758; 2.1: 95.1356; 2.2: 3172.0919; 2.3: 71.2225; 2.4: -2998.7774; 2.5: -67.3311
| 2 | 78.85 | 1: 21.0987; 1.1: 174.1271; 1.2: 0.23351; 1.3: 425.79; 1.4: 3.9072; 1.5: 174.1271; 1.6: 425.79; 1.7: 255.474; 1.8: 8.4594; 1.9: 2128.95; 2: 67.801; 2.1: 95.136; 2.2: 3176.105; 2.3: 71.2674; 2.4: -3001.9779; 2.5: -67.3602
| 2 | 78.9 | 1: 21.184; 1.1: 174.9421; 1.2: 0.2346; 1.3: 426.06; 1.4: 3.923; 1.5: 174.9421; 1.6: 426.06; 1.7: 255.636; 1.8: 8.4594; 1.9: 2130.3; 2: 67.8439; 2.1: 95.1364; 2.2: 3180.1206; 2.3: 71.3123; 2.4: -3005.1786; 2.5: -67.3893
| 2 | 78.95 | 1: 21.2695; 1.1: 175.7594; 1.2: 0.2357; 1.3: 426.33; 1.4: 3.9388; 1.5: 175.7594; 1.6: 426.33; 1.7: 255.798; 1.8: 8.4594; 1.9: 2131.65; 2: 67.8869; 2.1: 95.1368; 2.2: 3184.1388; 2.3: 71.3572; 2.4: -3008.3795; 2.5: -67.4184
| 2 | 79 | 1: 21.3552; 1.1: 176.579; 1.2: 0.2368; 1.3: 426.6; 1.4: 3.9547; 1.5: 176.579; 1.6: 426.6; 1.7: 255.96; 1.8: 8.4594; 1.9: 2133; 2: 67.9299; 2.1: 95.1372; 2.2: 3188.1596; 2.3: 71.4021; 2.4: -3011.5806; 2.5: -67.4474
| 2 | 79.05 | 1: 21.441; 1.1: 177.401; 1.2: 0.2379; 1.3: 426.87; 1.4: 3.9706; 1.5: 177.401; 1.6: 426.87; 1.7: 256.122; 1.8: 8.4594; 1.9: 2134.35; 2: 67.9729; 2.1: 95.1376; 2.2: 3192.1829; 2.3: 71.447; 2.4: -3014.7819; 2.5: -67.4764
| 2 | 79.1 | 1: 21.527; 1.1: 178.2253; 1.2: 0.239; 1.3: 427.14; 1.4: 3.9865; 1.5: 178.2253; 1.6: 427.14; 1.7: 256.284; 1.8: 8.4594; 1.9: 2135.7; 2: 68.0159; 2.1: 95.138; 2.2: 3196.2087; 2.3: 71.4918; 2.4: -3017.9834; 2.5: -67.5054
| 2 | 79.15 | 1: 21.6132; 1.1: 179.052; 1.2: 0.24011; 1.3: 427.41; 1.4: 4.0025; 1.5: 179.052; 1.6: 427.41; 1.7: 256.446; 1.8: 8.4594; 1.9: 2137.05; 2: 68.0589; 2.1: 95.1384; 2.2: 3200.237; 2.3: 71.5367; 2.4: -3021.185; 2.5: -67.5343
| 2 | 79.2 | 1: 21.6996; 1.1: 179.881; 1.2: 0.24122; 1.3: 427.68; 1.4: 4.0184; 1.5: 179.881; 1.6: 427.68; 1.7: 256.608; 1.8: 8.4594; 1.9: 2138.4; 2: 68.1019; 2.1: 95.1388; 2.2: 3204.2679; 2.3: 71.5816; 2.4: -3024.3869; 2.5: -67.5632
| 2 | 79.25 | 1: 21.7861; 1.1: 180.7123; 1.2: 0.24234; 1.3: 427.95; 1.4: 4.0345; 1.5: 180.7123; 1.6: 427.95; 1.7: 256.77; 1.8: 8.4594; 1.9: 2139.75; 2: 68.1449; 2.1: 95.1392; 2.2: 3208.3013; 2.3: 71.6265; 2.4: -3027.589; 2.5: -67.592
| 2 | 79.3 | 1: 21.8728; 1.1: 181.546; 1.2: 0.24346; 1.3: 428.22; 1.4: 4.0505; 1.5: 181.546; 1.6: 428.22; 1.7: 256.932; 1.8: 8.4594; 1.9: 2141.1; 2: 68.1879; 2.1: 95.1396; 2.2: 3212.3373; 2.3: 71.6714; 2.4: -3030.7912; 2.5: -67.6209
| 2 | 79.35 | 1: 21.9597; 1.1: 182.3821; 1.2: 0.24458; 1.3: 428.49; 1.4: 4.0666; 1.5: 182.3821; 1.6: 428.49; 1.7: 257.094; 1.8: 8.4594; 1.9: 2142.45; 2: 68.2309; 2.1: 95.14; 2.2: 3216.3757; 2.3: 71.7163; 2.4: -3033.9937; 2.5: -67.6497
| 2 | 79.4 | 1: 22.0468; 1.1: 183.2205; 1.2: 0.2457; 1.3: 428.76; 1.4: 4.0827; 1.5: 183.2205; 1.6: 428.76; 1.7: 257.256; 1.8: 8.4594; 1.9: 2143.8; 2: 68.2739; 2.1: 95.1404; 2.2: 3220.4168; 2.3: 71.7612; 2.4: -3037.1963; 2.5: -67.6784
| 2 | 79.45 | 1: 22.134; 1.1: 184.0612; 1.2: 0.24683; 1.3: 429.03; 1.4: 4.0989; 1.5: 184.0612; 1.6: 429.03; 1.7: 257.418; 1.8: 8.4594; 1.9: 2145.15; 2: 68.3169; 2.1: 95.1409; 2.2: 3224.4603; 2.3: 71.806; 2.4: -3040.399; 2.5: -67.7071
| 2 | 79.5 | 1: 22.2214; 1.1: 184.9044; 1.2: 0.24796; 1.3: 429.3; 1.4: 4.1151; 1.5: 184.9044; 1.6: 429.3; 1.7: 257.58; 1.8: 8.4594; 1.9: 2146.5; 2: 68.3599; 2.1: 95.1413; 2.2: 3228.5064; 2.3: 71.8509; 2.4: -3043.602; 2.5: -67.7358
| 2 | 79.55 | 1: 22.309; 1.1: 185.7499; 1.2: 0.24909; 1.3: 429.57; 1.4: 4.1313; 1.5: 185.7499; 1.6: 429.57; 1.7: 257.742; 1.8: 8.4594; 1.9: 2147.85; 2: 68.4029; 2.1: 95.1417; 2.2: 3232.5549; 2.3: 71.8958; 2.4: -3046.8051; 2.5: -67.7645
| 2 | 79.6 | 1: 22.3967; 1.1: 186.5977; 1.2: 0.25023; 1.3: 429.84; 1.4: 4.1475; 1.5: 186.5977; 1.6: 429.84; 1.7: 257.904; 1.8: 8.4594; 1.9: 2149.2; 2: 68.4459; 2.1: 95.1421; 2.2: 3236.6061; 2.3: 71.9407; 2.4: -3050.0083; 2.5: -67.7931
| 2 | 79.65 | 1: 22.4847; 1.1: 187.448; 1.2: 0.25137; 1.3: 430.11; 1.4: 4.1638; 1.5: 187.448; 1.6: 430.11; 1.7: 258.066; 1.8: 8.4594; 1.9: 2150.55; 2: 68.4889; 2.1: 95.1425; 2.2: 3240.6597; 2.3: 71.9856; 2.4: -3053.2117; 2.5: -67.8217
| 2 | 79.7 | 1: 22.5728; 1.1: 188.3006; 1.2: 0.25252; 1.3: 430.38; 1.4: 4.1801; 1.5: 188.3006; 1.6: 430.38; 1.7: 258.228; 1.8: 8.4594; 1.9: 2151.9; 2: 68.5318; 2.1: 95.1429; 2.2: 3244.7159; 2.3: 72.0305; 2.4: -3056.4153; 2.5: -67.8503
| 2 | 79.75 | 1: 22.661; 1.1: 189.1555; 1.2: 0.25366; 1.3: 430.65; 1.4: 4.1965; 1.5: 189.1555; 1.6: 430.65; 1.7: 258.39; 1.8: 8.4594; 1.9: 2153.25; 2: 68.5748; 2.1: 95.1433; 2.2: 3248.7745; 2.3: 72.0753; 2.4: -3059.619; 2.5: -67.8789
| 2 | 79.8 | 1: 22.7495; 1.1: 190.0129; 1.2: 0.25481; 1.3: 430.92; 1.4: 4.2129; 1.5: 190.0129; 1.6: 430.92; 1.7: 258.552; 1.8: 8.4594; 1.9: 2154.6; 2: 68.6178; 2.1: 95.1437; 2.2: 3252.8357; 2.3: 72.1202; 2.4: -3062.8229; 2.5: -67.9074
| 2 | 79.85 | 1: 22.8381; 1.1: 190.8726; 1.2: 0.25596; 1.3: 431.19; 1.4: 4.2293; 1.5: 190.8726; 1.6: 431.19; 1.7: 258.714; 1.8: 8.4594; 1.9: 2155.95; 2: 68.6608; 2.1: 95.1441; 2.2: 3256.8995; 2.3: 72.1651; 2.4: -3066.0268; 2.5: -67.9358
| 2 | 79.9 | 1: 22.9269; 1.1: 191.7347; 1.2: 0.25712; 1.3: 431.46; 1.4: 4.2457; 1.5: 191.7347; 1.6: 431.46; 1.7: 258.876; 1.8: 8.4594; 1.9: 2157.3; 2: 68.7038; 2.1: 95.1445; 2.2: 3260.9657; 2.3: 72.21; 2.4: -3069.231; 2.5: -67.9643
| 2 | 79.95 | 1: 23.0159; 1.1: 192.5993; 1.2: 0.25828; 1.3: 431.73; 1.4: 4.2622; 1.5: 192.5993; 1.6: 431.73; 1.7: 259.038; 1.8: 8.4594; 1.9: 2158.65; 2: 68.7468; 2.1: 95.1449; 2.2: 3265.0345; 2.3: 72.2549; 2.4: -3072.4352; 2.5: -67.9927
| 2 | 80 | 1: 23.105; 1.1: 193.4662; 1.2: 0.25944; 1.3: 432; 1.4: 4.2787; 1.5: 193.4662; 1.6: 432; 1.7: 259.2; 1.8: 8.4594; 1.9: 2160; 2: 68.7898; 2.1: 95.1453; 2.2: 3269.1057; 2.3: 72.2998; 2.4: -3075.6396; 2.5: -68.021
| 2 | 80.05 | 1: 23.1944; 1.1: 194.3354; 1.2: 0.26061; 1.3: 432.27; 1.4: 4.2953; 1.5: 194.3354; 1.6: 432.27; 1.7: 259.362; 1.8: 8.4594; 1.9: 2161.35; 2: 68.8328; 2.1: 95.1457; 2.2: 3273.1795; 2.3: 72.3446; 2.4: -3078.8441; 2.5: -68.0494
| 2 | 80.1 | 1: 23.2838; 1.1: 195.2071; 1.2: 0.26178; 1.3: 432.54; 1.4: 4.3118; 1.5: 195.2071; 1.6: 432.54; 1.7: 259.524; 1.8: 8.4594; 1.9: 2162.7; 2: 68.8758; 2.1: 95.1461; 2.2: 3277.2558; 2.3: 72.3895; 2.4: -3082.0487; 2.5: -68.0777
| 2 | 80.15 | 1: 23.3735; 1.1: 196.0812; 1.2: 0.26295; 1.3: 432.81; 1.4: 4.3284; 1.5: 196.0812; 1.6: 432.81; 1.7: 259.686; 1.8: 8.4594; 1.9: 2164.05; 2: 68.9188; 2.1: 95.1465; 2.2: 3281.3346; 2.3: 72.4344; 2.4: -3085.2534; 2.5: -68.106
| 2 | 80.2 | 1: 23.4634; 1.1: 196.9577; 1.2: 0.26412; 1.3: 433.08; 1.4: 4.3451; 1.5: 196.9577; 1.6: 433.08; 1.7: 259.848; 1.8: 8.4594; 1.9: 2165.4; 2: 68.9618; 2.1: 95.1469; 2.2: 3285.416; 2.3: 72.4793; 2.4: -3088.4583; 2.5: -68.1342
| 2 | 80.25 | 1: 23.5534; 1.1: 197.8366; 1.2: 0.2653; 1.3: 433.35; 1.4: 4.3617; 1.5: 197.8366; 1.6: 433.35; 1.7: 260.01; 1.8: 8.4594; 1.9: 2166.75; 2: 69.0048; 2.1: 95.1473; 2.2: 3289.4998; 2.3: 72.5242; 2.4: -3091.6632; 2.5: -68.1624
| 2 | 80.3 | 1: 23.6436; 1.1: 198.7179; 1.2: 0.26649; 1.3: 433.62; 1.4: 4.3784; 1.5: 198.7179; 1.6: 433.62; 1.7: 260.172; 1.8: 8.4594; 1.9: 2168.1; 2: 69.0478; 2.1: 95.1477; 2.2: 3293.5861; 2.3: 72.569; 2.4: -3094.8682; 2.5: -68.1906
| 2 | 80.35 | 1: 23.7339; 1.1: 199.6016; 1.2: 0.26767; 1.3: 433.89; 1.4: 4.3952; 1.5: 199.6016; 1.6: 433.89; 1.7: 260.334; 1.8: 8.4594; 1.9: 2169.45; 2: 69.0908; 2.1: 95.1481; 2.2: 3297.675; 2.3: 72.6139; 2.4: -3098.0734; 2.5: -68.2187
| 2 | 80.4 | 1: 23.8245; 1.1: 200.4877; 1.2: 0.26886; 1.3: 434.16; 1.4: 4.4119; 1.5: 200.4877; 1.6: 434.16; 1.7: 260.496; 1.8: 8.4594; 1.9: 2170.8; 2: 69.1338; 2.1: 95.1485; 2.2: 3301.7663; 2.3: 72.6588; 2.4: -3101.2786; 2.5: -68.2468
| 2 | 80.45 | 1: 23.9152; 1.1: 201.3763; 1.2: 0.27005; 1.3: 434.43; 1.4: 4.4287; 1.5: 201.3763; 1.6: 434.43; 1.7: 260.658; 1.8: 8.4594; 1.9: 2172.15; 2: 69.1768; 2.1: 95.1489; 2.2: 3305.8602; 2.3: 72.7037; 2.4: -3104.4839; 2.5: -68.2749
| 2 | 80.5 | 1: 24.0061; 1.1: 202.2672; 1.2: 0.27124; 1.3: 434.7; 1.4: 4.4456; 1.5: 202.2672; 1.6: 434.7; 1.7: 260.82; 1.8: 8.4594; 1.9: 2173.5; 2: 69.2197; 2.1: 95.1493; 2.2: 3309.9565; 2.3: 72.7485; 2.4: -3107.6893; 2.5: -68.303
| 2 | 80.55 | 1: 24.0971; 1.1: 203.1606; 1.2: 0.27244; 1.3: 434.97; 1.4: 4.4624; 1.5: 203.1606; 1.6: 434.97; 1.7: 260.982; 1.8: 8.4594; 1.9: 2174.85; 2: 69.2627; 2.1: 95.1497; 2.2: 3314.0554; 2.3: 72.7934; 2.4: -3110.8948; 2.5: -68.331
| 2 | 80.6 | 1: 24.1884; 1.1: 204.0564; 1.2: 0.27364; 1.3: 435.24; 1.4: 4.4793; 1.5: 204.0564; 1.6: 435.24; 1.7: 261.144; 1.8: 8.4594; 1.9: 2176.2; 2: 69.3057; 2.1: 95.1501; 2.2: 3318.1567; 2.3: 72.8383; 2.4: -3114.1003; 2.5: -68.359
| 2 | 80.65 | 1: 24.2798; 1.1: 204.9546; 1.2: 0.27485; 1.3: 435.51; 1.4: 4.4963; 1.5: 204.9546; 1.6: 435.51; 1.7: 261.306; 1.8: 8.4594; 1.9: 2177.55; 2: 69.3487; 2.1: 95.1506; 2.2: 3322.2606; 2.3: 72.8832; 2.4: -3117.306; 2.5: -68.3869
| 2 | 80.7 | 1: 24.3714; 1.1: 205.8553; 1.2: 0.27606; 1.3: 435.78; 1.4: 4.5132; 1.5: 205.8553; 1.6: 435.78; 1.7: 261.468; 1.8: 8.4594; 1.9: 2178.9; 2: 69.3917; 2.1: 95.151; 2.2: 3326.3669; 2.3: 72.928; 2.4: -3120.5117; 2.5: -68.4148
| 2 | 80.75 | 1: 24.4631; 1.1: 206.7584; 1.2: 0.27727; 1.3: 436.05; 1.4: 4.5302; 1.5: 206.7584; 1.6: 436.05; 1.7: 261.63; 1.8: 8.4594; 1.9: 2180.25; 2: 69.4347; 2.1: 95.1514; 2.2: 3330.4758; 2.3: 72.9729; 2.4: -3123.7174; 2.5: -68.4427
| 2 | 80.8 | 1: 24.5551; 1.1: 207.6639; 1.2: 0.27848; 1.3: 436.32; 1.4: 4.5472; 1.5: 207.6639; 1.6: 436.32; 1.7: 261.792; 1.8: 8.4594; 1.9: 2181.6; 2: 69.4777; 2.1: 95.1518; 2.2: 3334.5871; 2.3: 73.0178; 2.4: -3126.9232; 2.5: -68.4705
| 2 | 80.85 | 1: 24.6472; 1.1: 208.5719; 1.2: 0.2797; 1.3: 436.59; 1.4: 4.5643; 1.5: 208.5719; 1.6: 436.59; 1.7: 261.954; 1.8: 8.4594; 1.9: 2182.95; 2: 69.5207; 2.1: 95.1522; 2.2: 3338.7009; 2.3: 73.0626; 2.4: -3130.1291; 2.5: -68.4983
| 2 | 80.9 | 1: 24.7395; 1.1: 209.4823; 1.2: 0.28092; 1.3: 436.86; 1.4: 4.5814; 1.5: 209.4823; 1.6: 436.86; 1.7: 262.116; 1.8: 8.4594; 1.9: 2184.3; 2: 69.5637; 2.1: 95.1526; 2.2: 3342.8172; 2.3: 73.1075; 2.4: -3133.335; 2.5: -68.5261
| 2 | 80.95 | 1: 24.8319; 1.1: 210.3951; 1.2: 0.28214; 1.3: 437.13; 1.4: 4.5985; 1.5: 210.3951; 1.6: 437.13; 1.7: 262.278; 1.8: 8.4594; 1.9: 2185.65; 2: 69.6067; 2.1: 95.153; 2.2: 3346.936; 2.3: 73.1524; 2.4: -3136.5409; 2.5: -68.5539
| 2 | 81 | 1: 24.9246; 1.1: 211.3104; 1.2: 0.28337; 1.3: 437.4; 1.4: 4.6157; 1.5: 211.3104; 1.6: 437.4; 1.7: 262.44; 1.8: 8.4594; 1.9: 2187; 2: 69.6497; 2.1: 95.1534; 2.2: 3351.0573; 2.3: 73.1972; 2.4: -3139.7469; 2.5: -68.5816
| 2 | 81.05 | 1: 25.0174; 1.1: 212.2282; 1.2: 0.2846; 1.3: 437.67; 1.4: 4.6328; 1.5: 212.2282; 1.6: 437.67; 1.7: 262.602; 1.8: 8.4594; 1.9: 2188.35; 2: 69.6927; 2.1: 95.1538; 2.2: 3355.1811; 2.3: 73.2421; 2.4: -3142.9529; 2.5: -68.6093
| 2 | 81.1 | 1: 25.1104; 1.1: 213.1484; 1.2: 0.28584; 1.3: 437.94; 1.4: 4.6501; 1.5: 213.1484; 1.6: 437.94; 1.7: 262.764; 1.8: 8.4594; 1.9: 2189.7; 2: 69.7357; 2.1: 95.1543; 2.2: 3359.3074; 2.3: 73.287; 2.4: -3146.159; 2.5: -68.6369
| 2 | 81.15 | 1: 25.2035; 1.1: 214.071; 1.2: 0.28707; 1.3: 438.21; 1.4: 4.6673; 1.5: 214.071; 1.6: 438.21; 1.7: 262.926; 1.8: 8.4594; 1.9: 2191.05; 2: 69.7787; 2.1: 95.1547; 2.2: 3363.4361; 2.3: 73.3318; 2.4: -3149.3651; 2.5: -68.6645
| 2 | 81.2 | 1: 25.2968; 1.1: 214.9962; 1.2: 0.28831; 1.3: 438.48; 1.4: 4.6846; 1.5: 214.9962; 1.6: 438.48; 1.7: 263.088; 1.8: 8.4594; 1.9: 2192.4; 2: 69.8217; 2.1: 95.1551; 2.2: 3367.5673; 2.3: 73.3767; 2.4: -3152.5712; 2.5: -68.6921
| 2 | 81.25 | 1: 25.3903; 1.1: 215.9237; 1.2: 0.28956; 1.3: 438.75; 1.4: 4.7019; 1.5: 215.9237; 1.6: 438.75; 1.7: 263.25; 1.8: 8.4594; 1.9: 2193.75; 2: 69.8646; 2.1: 95.1555; 2.2: 3371.701; 2.3: 73.4215; 2.4: -3155.7773; 2.5: -68.7196
| 2 | 81.3 | 1: 25.484; 1.1: 216.8538; 1.2: 0.29081; 1.3: 439.02; 1.4: 4.7193; 1.5: 216.8538; 1.6: 439.02; 1.7: 263.412; 1.8: 8.4594; 1.9: 2195.1; 2: 69.9076; 2.1: 95.1559; 2.2: 3375.8372; 2.3: 73.4664; 2.4: -3158.9834; 2.5: -68.7471
| 2 | 81.35 | 1: 25.5779; 1.1: 217.7863; 1.2: 0.29206; 1.3: 439.29; 1.4: 4.7366; 1.5: 217.7863; 1.6: 439.29; 1.7: 263.574; 1.8: 8.4594; 1.9: 2196.45; 2: 69.9506; 2.1: 95.1564; 2.2: 3379.9758; 2.3: 73.5113; 2.4: -3162.1895; 2.5: -68.7746
| 2 | 81.4 | 1: 25.6719; 1.1: 218.7213; 1.2: 0.29331; 1.3: 439.56; 1.4: 4.7541; 1.5: 218.7213; 1.6: 439.56; 1.7: 263.736; 1.8: 8.4594; 1.9: 2197.8; 2: 69.9936; 2.1: 95.1568; 2.2: 3384.1169; 2.3: 73.5561; 2.4: -3165.3957; 2.5: -68.8021
| 2 | 81.45 | 1: 25.7661; 1.1: 219.6587; 1.2: 0.29457; 1.3: 439.83; 1.4: 4.7715; 1.5: 219.6587; 1.6: 439.83; 1.7: 263.898; 1.8: 8.4594; 1.9: 2199.15; 2: 70.0366; 2.1: 95.1572; 2.2: 3388.2605; 2.3: 73.601; 2.4: -3168.6018; 2.5: -68.8295
| 2 | 81.5 | 1: 25.8605; 1.1: 220.5987; 1.2: 0.29583; 1.3: 440.1; 1.4: 4.789; 1.5: 220.5987; 1.6: 440.1; 1.7: 264.06; 1.8: 8.4594; 1.9: 2200.5; 2: 70.0796; 2.1: 95.1576; 2.2: 3392.4066; 2.3: 73.6458; 2.4: -3171.8079; 2.5: -68.8568
| 2 | 81.55 | 1: 25.9551; 1.1: 221.5411; 1.2: 0.29709; 1.3: 440.37; 1.4: 4.8065; 1.5: 221.5411; 1.6: 440.37; 1.7: 264.222; 1.8: 8.4594; 1.9: 2201.85; 2: 70.1226; 2.1: 95.1581; 2.2: 3396.5551; 2.3: 73.6907; 2.4: -3175.014; 2.5: -68.8842
| 2 | 81.6 | 1: 26.0498; 1.1: 222.486; 1.2: 0.29836; 1.3: 440.64; 1.4: 4.824; 1.5: 222.486; 1.6: 440.64; 1.7: 264.384; 1.8: 8.4594; 1.9: 2203.2; 2: 70.1656; 2.1: 95.1585; 2.2: 3400.7061; 2.3: 73.7355; 2.4: -3178.2201; 2.5: -68.9115
| 2 | 81.65 | 1: 26.1447; 1.1: 223.4333; 1.2: 0.29963; 1.3: 440.91; 1.4: 4.8416; 1.5: 223.4333; 1.6: 440.91; 1.7: 264.546; 1.8: 8.4594; 1.9: 2204.55; 2: 70.2086; 2.1: 95.1589; 2.2: 3404.8596; 2.3: 73.7804; 2.4: -3181.4262; 2.5: -68.9388
| 2 | 81.7 | 1: 26.2398; 1.1: 224.3832; 1.2: 0.3009; 1.3: 441.18; 1.4: 4.8592; 1.5: 224.3832; 1.6: 441.18; 1.7: 264.708; 1.8: 8.4594; 1.9: 2205.9; 2: 70.2516; 2.1: 95.1593; 2.2: 3409.0155; 2.3: 73.8252; 2.4: -3184.6323; 2.5: -68.966
| 2 | 81.75 | 1: 26.335; 1.1: 225.3356; 1.2: 0.30218; 1.3: 441.45; 1.4: 4.8769; 1.5: 225.3356; 1.6: 441.45; 1.7: 264.87; 1.8: 8.4594; 1.9: 2207.25; 2: 70.2946; 2.1: 95.1598; 2.2: 3413.1739; 2.3: 73.8701; 2.4: -3187.8383; 2.5: -68.9932
| 2 | 81.8 | 1: 26.4304; 1.1: 226.2904; 1.2: 0.30346; 1.3: 441.72; 1.4: 4.8945; 1.5: 226.2904; 1.6: 441.72; 1.7: 265.032; 1.8: 8.4594; 1.9: 2208.6; 2: 70.3376; 2.1: 95.1602; 2.2: 3417.3347; 2.3: 73.9149; 2.4: -3191.0443; 2.5: -69.0204
| 2 | 81.85 | 1: 26.526; 1.1: 227.2477; 1.2: 0.30474; 1.3: 441.99; 1.4: 4.9122; 1.5: 227.2477; 1.6: 441.99; 1.7: 265.194; 1.8: 8.4594; 1.9: 2209.95; 2: 70.3806; 2.1: 95.1606; 2.2: 3421.498; 2.3: 73.9598; 2.4: -3194.2502; 2.5: -69.0475
| 2 | 81.9 | 1: 26.6218; 1.1: 228.2076; 1.2: 0.30603; 1.3: 442.26; 1.4: 4.93; 1.5: 228.2076; 1.6: 442.26; 1.7: 265.356; 1.8: 8.4594; 1.9: 2211.3; 2: 70.4236; 2.1: 95.1611; 2.2: 3425.6637; 2.3: 74.0046; 2.4: -3197.4561; 2.5: -69.0746
| 2 | 81.95 | 1: 26.7178; 1.1: 229.1699; 1.2: 0.30732; 1.3: 442.53; 1.4: 4.9477; 1.5: 229.1699; 1.6: 442.53; 1.7: 265.518; 1.8: 8.4594; 1.9: 2212.65; 2: 70.4666; 2.1: 95.1615; 2.2: 3429.8319; 2.3: 74.0494; 2.4: -3200.662; 2.5: -69.1017
| 2 | 82 | 1: 26.8139; 1.1: 230.1348; 1.2: 0.30862; 1.3: 442.8; 1.4: 4.9655; 1.5: 230.1348; 1.6: 442.8; 1.7: 265.68; 1.8: 8.4594; 1.9: 2214; 2: 70.5096; 2.1: 95.162; 2.2: 3434.0026; 2.3: 74.0943; 2.4: -3203.8678; 2.5: -69.1287
| 2 | 82.05 | 1: 26.9102; 1.1: 231.1021; 1.2: 0.30991; 1.3: 443.07; 1.4: 4.9834; 1.5: 231.1021; 1.6: 443.07; 1.7: 265.842; 1.8: 8.4594; 1.9: 2215.35; 2: 70.5525; 2.1: 95.1624; 2.2: 3438.1757; 2.3: 74.1391; 2.4: -3207.0735; 2.5: -69.1557
| 2 | 82.1 | 1: 27.0067; 1.1: 232.072; 1.2: 0.31121; 1.3: 443.34; 1.4: 5.0012; 1.5: 232.072; 1.6: 443.34; 1.7: 266.004; 1.8: 8.4594; 1.9: 2216.7; 2: 70.5955; 2.1: 95.1628; 2.2: 3442.3512; 2.3: 74.1839; 2.4: -3210.2792; 2.5: -69.1827
| 2 | 82.15 | 1: 27.1033; 1.1: 233.0444; 1.2: 0.31252; 1.3: 443.61; 1.4: 5.0191; 1.5: 233.0444; 1.6: 443.61; 1.7: 266.166; 1.8: 8.4594; 1.9: 2218.05; 2: 70.6385; 2.1: 95.1633; 2.2: 3446.5292; 2.3: 74.2288; 2.4: -3213.4848; 2.5: -69.2096
| 2 | 82.2 | 1: 27.2002; 1.1: 234.0193; 1.2: 0.31383; 1.3: 443.88; 1.4: 5.0371; 1.5: 234.0193; 1.6: 443.88; 1.7: 266.328; 1.8: 8.4594; 1.9: 2219.4; 2: 70.6815; 2.1: 95.1637; 2.2: 3450.7096; 2.3: 74.2736; 2.4: -3216.6903; 2.5: -69.2365
| 2 | 82.25 | 1: 27.2972; 1.1: 234.9967; 1.2: 0.31514; 1.3: 444.15; 1.4: 5.055; 1.5: 234.9967; 1.6: 444.15; 1.7: 266.49; 1.8: 8.4594; 1.9: 2220.75; 2: 70.7245; 2.1: 95.1642; 2.2: 3454.8925; 2.3: 74.3184; 2.4: -3219.8958; 2.5: -69.2634
| 2 | 82.3 | 1: 27.3943; 1.1: 235.9766; 1.2: 0.31645; 1.3: 444.42; 1.4: 5.073; 1.5: 235.9766; 1.6: 444.42; 1.7: 266.652; 1.8: 8.4594; 1.9: 2222.1; 2: 70.7675; 2.1: 95.1646; 2.2: 3459.0778; 2.3: 74.3632; 2.4: -3223.1012; 2.5: -69.2902
| 2 | 82.35 | 1: 27.4917; 1.1: 236.9591; 1.2: 0.31777; 1.3: 444.69; 1.4: 5.0911; 1.5: 236.9591; 1.6: 444.69; 1.7: 266.814; 1.8: 8.4594; 1.9: 2223.45; 2: 70.8105; 2.1: 95.1651; 2.2: 3463.2655; 2.3: 74.4081; 2.4: -3226.3064; 2.5: -69.317
| 2 | 82.4 | 1: 27.5892; 1.1: 237.9441; 1.2: 0.31909; 1.3: 444.96; 1.4: 5.1091; 1.5: 237.9441; 1.6: 444.96; 1.7: 266.976; 1.8: 8.4594; 1.9: 2224.8; 2: 70.8535; 2.1: 95.1656; 2.2: 3467.4557; 2.3: 74.4529; 2.4: -3229.5116; 2.5: -69.3438
| 2 | 82.45 | 1: 27.6869; 1.1: 238.9316; 1.2: 0.32041; 1.3: 445.23; 1.4: 5.1272; 1.5: 238.9316; 1.6: 445.23; 1.7: 267.138; 1.8: 8.4594; 1.9: 2226.15; 2: 70.8965; 2.1: 95.166; 2.2: 3471.6483; 2.3: 74.4977; 2.4: -3232.7167; 2.5: -69.3705
| 2 | 82.5 | 1: 27.7848; 1.1: 239.9217; 1.2: 0.32174; 1.3: 445.5; 1.4: 5.1453; 1.5: 239.9217; 1.6: 445.5; 1.7: 267.3; 1.8: 8.4594; 1.9: 2227.5; 2: 70.9395; 2.1: 95.1665; 2.2: 3475.8434; 2.3: 74.5425; 2.4: -3235.9217; 2.5: -69.3972
| 2 | 82.55 | 1: 27.8828; 1.1: 240.9143; 1.2: 0.32307; 1.3: 445.77; 1.4: 5.1635; 1.5: 240.9143; 1.6: 445.77; 1.7: 267.462; 1.8: 8.4594; 1.9: 2228.85; 2: 70.9825; 2.1: 95.1669; 2.2: 3480.0408; 2.3: 74.5873; 2.4: -3239.1265; 2.5: -69.4238
| 2 | 82.6 | 1: 27.9811; 1.1: 241.9094; 1.2: 0.32441; 1.3: 446.04; 1.4: 5.1817; 1.5: 241.9094; 1.6: 446.04; 1.7: 267.624; 1.8: 8.4594; 1.9: 2230.2; 2: 71.0255; 2.1: 95.1674; 2.2: 3484.2407; 2.3: 74.6321; 2.4: -3242.3313; 2.5: -69.4505
| 2 | 82.65 | 1: 28.0795; 1.1: 242.9071; 1.2: 0.32574; 1.3: 446.31; 1.4: 5.1999; 1.5: 242.9071; 1.6: 446.31; 1.7: 267.786; 1.8: 8.4594; 1.9: 2231.55; 2: 71.0685; 2.1: 95.1679; 2.2: 3488.443; 2.3: 74.677; 2.4: -3245.5359; 2.5: -69.4771
| 2 | 82.7 | 1: 28.178; 1.1: 243.9073; 1.2: 0.32709; 1.3: 446.58; 1.4: 5.2182; 1.5: 243.9073; 1.6: 446.58; 1.7: 267.948; 1.8: 8.4594; 1.9: 2232.9; 2: 71.1115; 2.1: 95.1683; 2.2: 3492.6478; 2.3: 74.7218; 2.4: -3248.7404; 2.5: -69.5036
| 2 | 82.75 | 1: 28.2768; 1.1: 244.9101; 1.2: 0.32843; 1.3: 446.85; 1.4: 5.2364; 1.5: 244.9101; 1.6: 446.85; 1.7: 268.11; 1.8: 8.4594; 1.9: 2234.25; 2: 71.1545; 2.1: 95.1688; 2.2: 3496.8549; 2.3: 74.7666; 2.4: -3251.9448; 2.5: -69.5301
| 2 | 82.8 | 1: 28.3757; 1.1: 245.9154; 1.2: 0.32978; 1.3: 447.12; 1.4: 5.2548; 1.5: 245.9154; 1.6: 447.12; 1.7: 268.272; 1.8: 8.4594; 1.9: 2235.6; 2: 71.1975; 2.1: 95.1693; 2.2: 3501.0645; 2.3: 74.8114; 2.4: -3255.1491; 2.5: -69.5566
| 2 | 82.85 | 1: 28.4748; 1.1: 246.9233; 1.2: 0.33113; 1.3: 447.39; 1.4: 5.2731; 1.5: 246.9233; 1.6: 447.39; 1.7: 268.434; 1.8: 8.4594; 1.9: 2236.95; 2: 71.2404; 2.1: 95.1698; 2.2: 3505.2764; 2.3: 74.8562; 2.4: -3258.3532; 2.5: -69.5831
| 2 | 82.9 | 1: 28.5741; 1.1: 247.9337; 1.2: 0.33248; 1.3: 447.66; 1.4: 5.2915; 1.5: 247.9337; 1.6: 447.66; 1.7: 268.596; 1.8: 8.4594; 1.9: 2238.3; 2: 71.2834; 2.1: 95.1703; 2.2: 3509.4908; 2.3: 74.901; 2.4: -3261.5571; 2.5: -69.6095
| 2 | 82.95 | 1: 28.6736; 1.1: 248.9467; 1.2: 0.33384; 1.3: 447.93; 1.4: 5.3099; 1.5: 248.9467; 1.6: 447.93; 1.7: 268.758; 1.8: 8.4594; 1.9: 2239.65; 2: 71.3264; 2.1: 95.1707; 2.2: 3513.7076; 2.3: 74.9458; 2.4: -3264.7609; 2.5: -69.6358
| 2 | 83 | 1: 28.7732; 1.1: 249.9623; 1.2: 0.3352; 1.3: 448.2; 1.4: 5.3284; 1.5: 249.9623; 1.6: 448.2; 1.7: 268.92; 1.8: 8.4594; 1.9: 2241; 2: 71.3694; 2.1: 95.1712; 2.2: 3517.9268; 2.3: 74.9906; 2.4: -3267.9646; 2.5: -69.6622
| 2 | 83.05 | 1: 28.873; 1.1: 250.9804; 1.2: 0.33657; 1.3: 448.47; 1.4: 5.3469; 1.5: 250.9804; 1.6: 448.47; 1.7: 269.082; 1.8: 8.4594; 1.9: 2242.35; 2: 71.4124; 2.1: 95.1717; 2.2: 3522.1484; 2.3: 75.0353; 2.4: -3271.1681; 2.5: -69.6885
| 2 | 83.1 | 1: 28.973; 1.1: 252.0011; 1.2: 0.33794; 1.3: 448.74; 1.4: 5.3654; 1.5: 252.0011; 1.6: 448.74; 1.7: 269.244; 1.8: 8.4594; 1.9: 2243.7; 2: 71.4554; 2.1: 95.1722; 2.2: 3526.3725; 2.3: 75.0801; 2.4: -3274.3714; 2.5: -69.7148
| 2 | 83.15 | 1: 29.0731; 1.1: 253.0243; 1.2: 0.33931; 1.3: 449.01; 1.4: 5.3839; 1.5: 253.0243; 1.6: 449.01; 1.7: 269.406; 1.8: 8.4594; 1.9: 2245.05; 2: 71.4984; 2.1: 95.1727; 2.2: 3530.5989; 2.3: 75.1249; 2.4: -3277.5745; 2.5: -69.741
| 2 | 83.2 | 1: 29.1734; 1.1: 254.0502; 1.2: 0.34069; 1.3: 449.28; 1.4: 5.4025; 1.5: 254.0502; 1.6: 449.28; 1.7: 269.568; 1.8: 8.4594; 1.9: 2246.4; 2: 71.5414; 2.1: 95.1732; 2.2: 3534.8277; 2.3: 75.1697; 2.4: -3280.7775; 2.5: -69.7672
| 2 | 83.25 | 1: 29.274; 1.1: 255.0786; 1.2: 0.34207; 1.3: 449.55; 1.4: 5.4211; 1.5: 255.0786; 1.6: 449.55; 1.7: 269.73; 1.8: 8.4594; 1.9: 2247.75; 2: 71.5844; 2.1: 95.1737; 2.2: 3539.0589; 2.3: 75.2145; 2.4: -3283.9803; 2.5: -69.7934
| 2 | 83.3 | 1: 29.3746; 1.1: 256.1096; 1.2: 0.34345; 1.3: 449.82; 1.4: 5.4397; 1.5: 256.1096; 1.6: 449.82; 1.7: 269.892; 1.8: 8.4594; 1.9: 2249.1; 2: 71.6274; 2.1: 95.1742; 2.2: 3543.2925; 2.3: 75.2592; 2.4: -3287.1829; 2.5: -69.8195
| 2 | 83.35 | 1: 29.4755; 1.1: 257.1432; 1.2: 0.34483; 1.3: 450.09; 1.4: 5.4584; 1.5: 257.1432; 1.6: 450.09; 1.7: 270.054; 1.8: 8.4594; 1.9: 2250.45; 2: 71.6704; 2.1: 95.1747; 2.2: 3547.5284; 2.3: 75.304; 2.4: -3290.3853; 2.5: -69.8456
| 2 | 83.4 | 1: 29.5765; 1.1: 258.1793; 1.2: 0.34622; 1.3: 450.36; 1.4: 5.4771; 1.5: 258.1793; 1.6: 450.36; 1.7: 270.216; 1.8: 8.4594; 1.9: 2251.8; 2: 71.7134; 2.1: 95.1752; 2.2: 3551.7668; 2.3: 75.3488; 2.4: -3293.5875; 2.5: -69.8716
| 2 | 83.45 | 1: 29.6777; 1.1: 259.2181; 1.2: 0.34762; 1.3: 450.63; 1.4: 5.4959; 1.5: 259.2181; 1.6: 450.63; 1.7: 270.378; 1.8: 8.4594; 1.9: 2253.15; 2: 71.7564; 2.1: 95.1757; 2.2: 3556.0075; 2.3: 75.3935; 2.4: -3296.7895; 2.5: -69.8977
| 2 | 83.5 | 1: 29.7791; 1.1: 260.2594; 1.2: 0.34901; 1.3: 450.9; 1.4: 5.5146; 1.5: 260.2594; 1.6: 450.9; 1.7: 270.54; 1.8: 8.4594; 1.9: 2254.5; 2: 71.7994; 2.1: 95.1763; 2.2: 3560.2507; 2.3: 75.4383; 2.4: -3299.9912; 2.5: -69.9237
| 2 | 83.55 | 1: 29.8807; 1.1: 261.3034; 1.2: 0.35041; 1.3: 451.17; 1.4: 5.5335; 1.5: 261.3034; 1.6: 451.17; 1.7: 270.702; 1.8: 8.4594; 1.9: 2255.85; 2: 71.8424; 2.1: 95.1768; 2.2: 3564.4962; 2.3: 75.4831; 2.4: -3303.1928; 2.5: -69.9496
| 2 | 83.6 | 1: 29.9824; 1.1: 262.3499; 1.2: 0.35182; 1.3: 451.44; 1.4: 5.5523; 1.5: 262.3499; 1.6: 451.44; 1.7: 270.864; 1.8: 8.4594; 1.9: 2257.2; 2: 71.8854; 2.1: 95.1773; 2.2: 3568.7441; 2.3: 75.5278; 2.4: -3306.3942; 2.5: -69.9755
| 2 | 83.65 | 1: 30.0843; 1.1: 263.399; 1.2: 0.35322; 1.3: 451.71; 1.4: 5.5712; 1.5: 263.399; 1.6: 451.71; 1.7: 271.026; 1.8: 8.4594; 1.9: 2258.55; 2: 71.9283; 2.1: 95.1778; 2.2: 3572.9943; 2.3: 75.5726; 2.4: -3309.5953; 2.5: -70.0014
| 2 | 83.7 | 1: 30.1864; 1.1: 264.4508; 1.2: 0.35463; 1.3: 451.98; 1.4: 5.5901; 1.5: 264.4508; 1.6: 451.98; 1.7: 271.188; 1.8: 8.4594; 1.9: 2259.9; 2: 71.9713; 2.1: 95.1784; 2.2: 3577.2469; 2.3: 75.6173; 2.4: -3312.7962; 2.5: -70.0273
| 2 | 83.75 | 1: 30.2886; 1.1: 265.5051; 1.2: 0.35605; 1.3: 452.25; 1.4: 5.609; 1.5: 265.5051; 1.6: 452.25; 1.7: 271.35; 1.8: 8.4594; 1.9: 2261.25; 2: 72.0143; 2.1: 95.1789; 2.2: 3581.5019; 2.3: 75.6621; 2.4: -3315.9968; 2.5: -70.0531
| 2 | 83.8 | 1: 30.3911; 1.1: 266.5621; 1.2: 0.35747; 1.3: 452.52; 1.4: 5.628; 1.5: 266.5621; 1.6: 452.52; 1.7: 271.512; 1.8: 8.4594; 1.9: 2262.6; 2: 72.0573; 2.1: 95.1794; 2.2: 3585.7593; 2.3: 75.7068; 2.4: -3319.1972; 2.5: -70.0788
| 2 | 83.85 | 1: 30.4937; 1.1: 267.6216; 1.2: 0.35889; 1.3: 452.79; 1.4: 5.647; 1.5: 267.6216; 1.6: 452.79; 1.7: 271.674; 1.8: 8.4594; 1.9: 2263.95; 2: 72.1003; 2.1: 95.18; 2.2: 3590.019; 2.3: 75.7516; 2.4: -3322.3973; 2.5: -70.1046
| 2 | 83.9 | 1: 30.5965; 1.1: 268.6838; 1.2: 0.36031; 1.3: 453.06; 1.4: 5.666; 1.5: 268.6838; 1.6: 453.06; 1.7: 271.836; 1.8: 8.4594; 1.9: 2265.3; 2: 72.1433; 2.1: 95.1805; 2.2: 3594.2811; 2.3: 75.7963; 2.4: -3325.5972; 2.5: -70.1303
| 2 | 83.95 | 1: 30.6994; 1.1: 269.7486; 1.2: 0.36174; 1.3: 453.33; 1.4: 5.6851; 1.5: 269.7486; 1.6: 453.33; 1.7: 271.998; 1.8: 8.4594; 1.9: 2266.65; 2: 72.1863; 2.1: 95.1811; 2.2: 3598.5455; 2.3: 75.841; 2.4: -3328.7969; 2.5: -70.1559
| 2 | 84 | 1: 30.8026; 1.1: 270.8161; 1.2: 0.36317; 1.3: 453.6; 1.4: 5.7042; 1.5: 270.8161; 1.6: 453.6; 1.7: 272.16; 1.8: 8.4594; 1.9: 2268; 2: 72.2293; 2.1: 95.1816; 2.2: 3602.8123; 2.3: 75.8857; 2.4: -3331.9962; 2.5: -70.1816
| 2 | 84.05 | 1: 30.9059; 1.1: 271.8861; 1.2: 0.36461; 1.3: 453.87; 1.4: 5.7233; 1.5: 271.8861; 1.6: 453.87; 1.7: 272.322; 1.8: 8.4594; 1.9: 2269.35; 2: 72.2723; 2.1: 95.1822; 2.2: 3607.0814; 2.3: 75.9305; 2.4: -3335.1953; 2.5: -70.2072
| 2 | 84.1 | 1: 31.0094; 1.1: 272.9588; 1.2: 0.36604; 1.3: 454.14; 1.4: 5.7425; 1.5: 272.9588; 1.6: 454.14; 1.7: 272.484; 1.8: 8.4594; 1.9: 2270.7; 2: 72.3153; 2.1: 95.1828; 2.2: 3611.3529; 2.3: 75.9752; 2.4: -3338.3941; 2.5: -70.2327
| 2 | 84.15 | 1: 31.113; 1.1: 274.0341; 1.2: 0.36749; 1.3: 454.41; 1.4: 5.7617; 1.5: 274.0341; 1.6: 454.41; 1.7: 272.646; 1.8: 8.4594; 1.9: 2272.05; 2: 72.3583; 2.1: 95.1833; 2.2: 3615.6267; 2.3: 76.0199; 2.4: -3341.5926; 2.5: -70.2582
| 2 | 84.2 | 1: 31.2169; 1.1: 275.112; 1.2: 0.36893; 1.3: 454.68; 1.4: 5.7809; 1.5: 275.112; 1.6: 454.68; 1.7: 272.808; 1.8: 8.4594; 1.9: 2273.4; 2: 72.4013; 2.1: 95.1839; 2.2: 3619.9029; 2.3: 76.0646; 2.4: -3344.7909; 2.5: -70.2837
| 2 | 84.25 | 1: 31.3209; 1.1: 276.1926; 1.2: 0.37038; 1.3: 454.95; 1.4: 5.8002; 1.5: 276.1926; 1.6: 454.95; 1.7: 272.97; 1.8: 8.4594; 1.9: 2274.75; 2: 72.4443; 2.1: 95.1845; 2.2: 3624.1814; 2.3: 76.1093; 2.4: -3347.9888; 2.5: -70.3092
| 2 | 84.3 | 1: 31.4251; 1.1: 277.2758; 1.2: 0.37183; 1.3: 455.22; 1.4: 5.8195; 1.5: 277.2758; 1.6: 455.22; 1.7: 273.132; 1.8: 8.4594; 1.9: 2276.1; 2: 72.4873; 2.1: 95.1851; 2.2: 3628.4622; 2.3: 76.154; 2.4: -3351.1864; 2.5: -70.3346
| 2 | 84.35 | 1: 31.5294; 1.1: 278.3617; 1.2: 0.37329; 1.3: 455.49; 1.4: 5.8388; 1.5: 278.3617; 1.6: 455.49; 1.7: 273.294; 1.8: 8.4594; 1.9: 2277.45; 2: 72.5303; 2.1: 95.1857; 2.2: 3632.7454; 2.3: 76.1987; 2.4: -3354.3838; 2.5: -70.3599
| 2 | 84.4 | 1: 31.634; 1.1: 279.4502; 1.2: 0.37475; 1.3: 455.76; 1.4: 5.8581; 1.5: 279.4502; 1.6: 455.76; 1.7: 273.456; 1.8: 8.4594; 1.9: 2278.8; 2: 72.5732; 2.1: 95.1862; 2.2: 3637.0309; 2.3: 76.2434; 2.4: -3357.5808; 2.5: -70.3853
| 2 | 84.45 | 1: 31.7387; 1.1: 280.5413; 1.2: 0.37621; 1.3: 456.03; 1.4: 5.8775; 1.5: 280.5413; 1.6: 456.03; 1.7: 273.618; 1.8: 8.4594; 1.9: 2280.15; 2: 72.6162; 2.1: 95.1868; 2.2: 3641.3187; 2.3: 76.2881; 2.4: -3360.7774; 2.5: -70.4106
| 2 | 84.5 | 1: 31.8436; 1.1: 281.6351; 1.2: 0.37768; 1.3: 456.3; 1.4: 5.897; 1.5: 281.6351; 1.6: 456.3; 1.7: 273.78; 1.8: 8.4594; 1.9: 2281.5; 2: 72.6592; 2.1: 95.1874; 2.2: 3645.6089; 2.3: 76.3328; 2.4: -3363.9738; 2.5: -70.4358
| 2 | 84.55 | 1: 31.9486; 1.1: 282.7315; 1.2: 0.37915; 1.3: 456.57; 1.4: 5.9164; 1.5: 282.7315; 1.6: 456.57; 1.7: 273.942; 1.8: 8.4594; 1.9: 2282.85; 2: 72.7022; 2.1: 95.188; 2.2: 3649.9014; 2.3: 76.3775; 2.4: -3367.1698; 2.5: -70.4611
| 2 | 84.6 | 1: 32.0539; 1.1: 283.8306; 1.2: 0.38062; 1.3: 456.84; 1.4: 5.9359; 1.5: 283.8306; 1.6: 456.84; 1.7: 274.104; 1.8: 8.4594; 1.9: 2284.2; 2: 72.7452; 2.1: 95.1886; 2.2: 3654.1962; 2.3: 76.4222; 2.4: -3370.3655; 2.5: -70.4863
| 2 | 84.65 | 1: 32.1593; 1.1: 284.9324; 1.2: 0.3821; 1.3: 457.11; 1.4: 5.9554; 1.5: 284.9324; 1.6: 457.11; 1.7: 274.266; 1.8: 8.4594; 1.9: 2285.55; 2: 72.7882; 2.1: 95.1893; 2.2: 3658.4933; 2.3: 76.4668; 2.4: -3373.5608; 2.5: -70.5114
| 2 | 84.7 | 1: 32.2649; 1.1: 286.0368; 1.2: 0.38358; 1.3: 457.38; 1.4: 5.975; 1.5: 286.0368; 1.6: 457.38; 1.7: 274.428; 1.8: 8.4594; 1.9: 2286.9; 2: 72.8312; 2.1: 95.1899; 2.2: 3662.7927; 2.3: 76.5115; 2.4: -3376.7558; 2.5: -70.5365
| 2 | 84.75 | 1: 32.3707; 1.1: 287.1439; 1.2: 0.38507; 1.3: 457.65; 1.4: 5.9946; 1.5: 287.1439; 1.6: 457.65; 1.7: 274.59; 1.8: 8.4594; 1.9: 2288.25; 2: 72.8742; 2.1: 95.1905; 2.2: 3667.0944; 2.3: 76.5562; 2.4: -3379.9505; 2.5: -70.5616
| 2 | 84.8 | 1: 32.4766; 1.1: 288.2537; 1.2: 0.38655; 1.3: 457.92; 1.4: 6.0142; 1.5: 288.2537; 1.6: 457.92; 1.7: 274.752; 1.8: 8.4594; 1.9: 2289.6; 2: 72.9172; 2.1: 95.1911; 2.2: 3671.3984; 2.3: 76.6008; 2.4: -3383.1447; 2.5: -70.5867
| 2 | 84.85 | 1: 32.5827; 1.1: 289.3661; 1.2: 0.38805; 1.3: 458.19; 1.4: 6.0338; 1.5: 289.3661; 1.6: 458.19; 1.7: 274.914; 1.8: 8.4594; 1.9: 2290.95; 2: 72.9602; 2.1: 95.1918; 2.2: 3675.7047; 2.3: 76.6455; 2.4: -3386.3386; 2.5: -70.6117
| 2 | 84.9 | 1: 32.689; 1.1: 290.4812; 1.2: 0.38954; 1.3: 458.46; 1.4: 6.0535; 1.5: 290.4812; 1.6: 458.46; 1.7: 275.076; 1.8: 8.4594; 1.9: 2292.3; 2: 73.0032; 2.1: 95.1924; 2.2: 3680.0133; 2.3: 76.6901; 2.4: -3389.5321; 2.5: -70.6366
| 2 | 84.95 | 1: 32.7955; 1.1: 291.599; 1.2: 0.39104; 1.3: 458.73; 1.4: 6.0732; 1.5: 291.599; 1.6: 458.73; 1.7: 275.238; 1.8: 8.4594; 1.9: 2293.65; 2: 73.0462; 2.1: 95.193; 2.2: 3684.3242; 2.3: 76.7348; 2.4: -3392.7253; 2.5: -70.6615
| 2 | 85 | 1: 32.9021; 1.1: 292.7194; 1.2: 0.39254; 1.3: 459; 1.4: 6.093; 1.5: 292.7194; 1.6: 459; 1.7: 275.4; 1.8: 8.4594; 1.9: 2295; 2: 73.0892; 2.1: 95.1937; 2.2: 3688.6374; 2.3: 76.7794; 2.4: -3395.918; 2.5: -70.6864
| 2 | 85.05 | 1: 33.009; 1.1: 293.8426; 1.2: 0.39405; 1.3: 459.27; 1.4: 6.1128; 1.5: 293.8426; 1.6: 459.27; 1.7: 275.562; 1.8: 8.4594; 1.9: 2296.35; 2: 73.1322; 2.1: 95.1943; 2.2: 3692.9529; 2.3: 76.8241; 2.4: -3399.1104; 2.5: -70.7113
| 2 | 85.1 | 1: 33.116; 1.1: 294.9684; 1.2: 0.39556; 1.3: 459.54; 1.4: 6.1326; 1.5: 294.9684; 1.6: 459.54; 1.7: 275.724; 1.8: 8.4594; 1.9: 2297.7; 2: 73.1752; 2.1: 95.195; 2.2: 3697.2707; 2.3: 76.8687; 2.4: -3402.3023; 2.5: -70.7361
| 2 | 85.15 | 1: 33.2232; 1.1: 296.0969; 1.2: 0.39707; 1.3: 459.81; 1.4: 6.1524; 1.5: 296.0969; 1.6: 459.81; 1.7: 275.886; 1.8: 8.4594; 1.9: 2299.05; 2: 73.2182; 2.1: 95.1957; 2.2: 3701.5908; 2.3: 76.9133; 2.4: -3405.4938; 2.5: -70.7609
| 2 | 85.2 | 1: 33.3305; 1.1: 297.2281; 1.2: 0.39859; 1.3: 460.08; 1.4: 6.1723; 1.5: 297.2281; 1.6: 460.08; 1.7: 276.048; 1.8: 8.4594; 1.9: 2300.4; 2: 73.2611; 2.1: 95.1963; 2.2: 3705.9131; 2.3: 76.9579; 2.4: -3408.685; 2.5: -70.7856
| 2 | 85.25 | 1: 33.438; 1.1: 298.362; 1.2: 0.40011; 1.3: 460.35; 1.4: 6.1922; 1.5: 298.362; 1.6: 460.35; 1.7: 276.21; 1.8: 8.4594; 1.9: 2301.75; 2: 73.3041; 2.1: 95.197; 2.2: 3710.2377; 2.3: 77.0026; 2.4: -3411.8757; 2.5: -70.8103
| 2 | 85.3 | 1: 33.5457; 1.1: 299.4986; 1.2: 0.40163; 1.3: 460.62; 1.4: 6.2122; 1.5: 299.4986; 1.6: 460.62; 1.7: 276.372; 1.8: 8.4594; 1.9: 2303.1; 2: 73.3471; 2.1: 95.1977; 2.2: 3714.5645; 2.3: 77.0472; 2.4: -3415.0659; 2.5: -70.835
| 2 | 85.35 | 1: 33.6536; 1.1: 300.6379; 1.2: 0.40316; 1.3: 460.89; 1.4: 6.2322; 1.5: 300.6379; 1.6: 460.89; 1.7: 276.534; 1.8: 8.4594; 1.9: 2304.45; 2: 73.3901; 2.1: 95.1984; 2.2: 3718.8937; 2.3: 77.0918; 2.4: -3418.2558; 2.5: -70.8596
| 2 | 85.4 | 1: 33.7617; 1.1: 301.7799; 1.2: 0.40469; 1.3: 461.16; 1.4: 6.2522; 1.5: 301.7799; 1.6: 461.16; 1.7: 276.696; 1.8: 8.4594; 1.9: 2305.8; 2: 73.4331; 2.1: 95.1991; 2.2: 3723.2251; 2.3: 77.1364; 2.4: -3421.4452; 2.5: -70.8842
| 2 | 85.45 | 1: 33.8699; 1.1: 302.9246; 1.2: 0.40623; 1.3: 461.43; 1.4: 6.2722; 1.5: 302.9246; 1.6: 461.43; 1.7: 276.858; 1.8: 8.4594; 1.9: 2307.15; 2: 73.4761; 2.1: 95.1998; 2.2: 3727.5587; 2.3: 77.181; 2.4: -3424.6341; 2.5: -70.9088
| 2 | 85.5 | 1: 33.9783; 1.1: 304.072; 1.2: 0.40777; 1.3: 461.7; 1.4: 6.2923; 1.5: 304.072; 1.6: 461.7; 1.7: 277.02; 1.8: 8.4594; 1.9: 2308.5; 2: 73.5191; 2.1: 95.2005; 2.2: 3731.8946; 2.3: 77.2256; 2.4: -3427.8226; 2.5: -70.9333
| 2 | 85.55 | 1: 34.0869; 1.1: 305.2222; 1.2: 0.40931; 1.3: 461.97; 1.4: 6.3124; 1.5: 305.2222; 1.6: 461.97; 1.7: 277.182; 1.8: 8.4594; 1.9: 2309.85; 2: 73.5621; 2.1: 95.2012; 2.2: 3736.2328; 2.3: 77.2702; 2.4: -3431.0106; 2.5: -70.9578
| 2 | 85.6 | 1: 34.1957; 1.1: 306.375; 1.2: 0.41086; 1.3: 462.24; 1.4: 6.3325; 1.5: 306.375; 1.6: 462.24; 1.7: 277.344; 1.8: 8.4594; 1.9: 2311.2; 2: 73.6051; 2.1: 95.2019; 2.2: 3740.5732; 2.3: 77.3147; 2.4: -3434.1982; 2.5: -70.9822
| 2 | 85.65 | 1: 34.3046; 1.1: 307.5306; 1.2: 0.41241; 1.3: 462.51; 1.4: 6.3527; 1.5: 307.5306; 1.6: 462.51; 1.7: 277.506; 1.8: 8.4594; 1.9: 2312.55; 2: 73.6481; 2.1: 95.2026; 2.2: 3744.9158; 2.3: 77.3593; 2.4: -3437.3853; 2.5: -71.0066
| 2 | 85.7 | 1: 34.4137; 1.1: 308.6888; 1.2: 0.41396; 1.3: 462.78; 1.4: 6.3729; 1.5: 308.6888; 1.6: 462.78; 1.7: 277.668; 1.8: 8.4594; 1.9: 2313.9; 2: 73.6911; 2.1: 95.2034; 2.2: 3749.2607; 2.3: 77.4039; 2.4: -3440.5719; 2.5: -71.031
| 2 | 85.75 | 1: 34.523; 1.1: 309.8499; 1.2: 0.41552; 1.3: 463.05; 1.4: 6.3932; 1.5: 309.8499; 1.6: 463.05; 1.7: 277.83; 1.8: 8.4594; 1.9: 2315.25; 2: 73.7341; 2.1: 95.2041; 2.2: 3753.6078; 2.3: 77.4484; 2.4: -3443.758; 2.5: -71.0553
| 2 | 85.8 | 1: 34.6325; 1.1: 311.0136; 1.2: 0.41708; 1.3: 463.32; 1.4: 6.4134; 1.5: 311.0136; 1.6: 463.32; 1.7: 277.992; 1.8: 8.4594; 1.9: 2316.6; 2: 73.7771; 2.1: 95.2048; 2.2: 3757.9572; 2.3: 77.493; 2.4: -3446.9436; 2.5: -71.0796
| 2 | 85.85 | 1: 34.7421; 1.1: 312.18; 1.2: 0.41864; 1.3: 463.59; 1.4: 6.4337; 1.5: 312.18; 1.6: 463.59; 1.7: 278.154; 1.8: 8.4594; 1.9: 2317.95; 2: 73.8201; 2.1: 95.2056; 2.2: 3762.3088; 2.3: 77.5375; 2.4: -3450.1287; 2.5: -71.1038
| 2 | 85.9 | 1: 34.8519; 1.1: 313.3492; 1.2: 0.42021; 1.3: 463.86; 1.4: 6.4541; 1.5: 313.3492; 1.6: 463.86; 1.7: 278.316; 1.8: 8.4594; 1.9: 2319.3; 2: 73.8631; 2.1: 95.2063; 2.2: 3766.6626; 2.3: 77.5821; 2.4: -3453.3134; 2.5: -71.128
| 2 | 85.95 | 1: 34.9619; 1.1: 314.5212; 1.2: 0.42178; 1.3: 464.13; 1.4: 6.4744; 1.5: 314.5212; 1.6: 464.13; 1.7: 278.478; 1.8: 8.4594; 1.9: 2320.65; 2: 73.9061; 2.1: 95.2071; 2.2: 3771.0186; 2.3: 77.6266; 2.4: -3456.4975; 2.5: -71.1522
| 2 | 86 | 1: 35.0721; 1.1: 315.6958; 1.2: 0.42336; 1.3: 464.4; 1.4: 6.4948; 1.5: 315.6958; 1.6: 464.4; 1.7: 278.64; 1.8: 8.4594; 1.9: 2322; 2: 73.949; 2.1: 95.2079; 2.2: 3775.3769; 2.3: 77.6711; 2.4: -3459.681; 2.5: -71.1763
| 2 | 86.05 | 1: 35.1825; 1.1: 316.8732; 1.2: 0.42493; 1.3: 464.67; 1.4: 6.5153; 1.5: 316.8732; 1.6: 464.67; 1.7: 278.802; 1.8: 8.4594; 1.9: 2323.35; 2: 73.992; 2.1: 95.2086; 2.2: 3779.7373; 2.3: 77.7157; 2.4: -3462.8641; 2.5: -71.2004
| 2 | 86.1 | 1: 35.293; 1.1: 318.0534; 1.2: 0.42652; 1.3: 464.94; 1.4: 6.5357; 1.5: 318.0534; 1.6: 464.94; 1.7: 278.964; 1.8: 8.4594; 1.9: 2324.7; 2: 74.035; 2.1: 95.2094; 2.2: 3784.1; 2.3: 77.7602; 2.4: -3466.0466; 2.5: -71.2244
| 2 | 86.15 | 1: 35.4037; 1.1: 319.2363; 1.2: 0.4281; 1.3: 465.21; 1.4: 6.5562; 1.5: 319.2363; 1.6: 465.21; 1.7: 279.126; 1.8: 8.4594; 1.9: 2326.05; 2: 74.078; 2.1: 95.2102; 2.2: 3788.4648; 2.3: 77.8047; 2.4: -3469.2285; 2.5: -71.2485
| 2 | 86.2 | 1: 35.5146; 1.1: 320.4219; 1.2: 0.42969; 1.3: 465.48; 1.4: 6.5768; 1.5: 320.4219; 1.6: 465.48; 1.7: 279.288; 1.8: 8.4594; 1.9: 2327.4; 2: 74.121; 2.1: 95.211; 2.2: 3792.8319; 2.3: 77.8492; 2.4: -3472.41; 2.5: -71.2724
| 2 | 86.25 | 1: 35.6256; 1.1: 321.6103; 1.2: 0.43129; 1.3: 465.75; 1.4: 6.5973; 1.5: 321.6103; 1.6: 465.75; 1.7: 279.45; 1.8: 8.4594; 1.9: 2328.75; 2: 74.164; 2.1: 95.2118; 2.2: 3797.2012; 2.3: 77.8937; 2.4: -3475.5908; 2.5: -71.2964
| 2 | 86.3 | 1: 35.7369; 1.1: 322.8015; 1.2: 0.43288; 1.3: 466.02; 1.4: 6.6179; 1.5: 322.8015; 1.6: 466.02; 1.7: 279.612; 1.8: 8.4594; 1.9: 2330.1; 2: 74.207; 2.1: 95.2126; 2.2: 3801.5726; 2.3: 77.9382; 2.4: -3478.7711; 2.5: -71.3203
| 2 | 86.35 | 1: 35.8483; 1.1: 323.9954; 1.2: 0.43449; 1.3: 466.29; 1.4: 6.6386; 1.5: 323.9954; 1.6: 466.29; 1.7: 279.774; 1.8: 8.4594; 1.9: 2331.45; 2: 74.25; 2.1: 95.2135; 2.2: 3805.9462; 2.3: 77.9827; 2.4: -3481.9508; 2.5: -71.3441
| 2 | 86.4 | 1: 35.9598; 1.1: 325.1921; 1.2: 0.43609; 1.3: 466.56; 1.4: 6.6592; 1.5: 325.1921; 1.6: 466.56; 1.7: 279.936; 1.8: 8.4594; 1.9: 2332.8; 2: 74.293; 2.1: 95.2143; 2.2: 3810.3221; 2.3: 78.0272; 2.4: -3485.13; 2.5: -71.3679
| 2 | 86.45 | 1: 36.0716; 1.1: 326.3915; 1.2: 0.4377; 1.3: 466.83; 1.4: 6.6799; 1.5: 326.3915; 1.6: 466.83; 1.7: 280.098; 1.8: 8.4594; 1.9: 2334.15; 2: 74.336; 2.1: 95.2151; 2.2: 3814.7001; 2.3: 78.0716; 2.4: -3488.3085; 2.5: -71.3917
| 2 | 86.5 | 1: 36.1835; 1.1: 327.5938; 1.2: 0.43931; 1.3: 467.1; 1.4: 6.7007; 1.5: 327.5938; 1.6: 467.1; 1.7: 280.26; 1.8: 8.4594; 1.9: 2335.5; 2: 74.379; 2.1: 95.2159; 2.2: 3819.0802; 2.3: 78.1161; 2.4: -3491.4865; 2.5: -71.4154
| 2 | 86.55 | 1: 36.2957; 1.1: 328.7987; 1.2: 0.44093; 1.3: 467.37; 1.4: 6.7214; 1.5: 328.7987; 1.6: 467.37; 1.7: 280.422; 1.8: 8.4594; 1.9: 2336.85; 2: 74.422; 2.1: 95.2168; 2.2: 3823.4626; 2.3: 78.1606; 2.4: -3494.6638; 2.5: -71.4391
| 2 | 86.6 | 1: 36.4079; 1.1: 330.0065; 1.2: 0.44255; 1.3: 467.64; 1.4: 6.7422; 1.5: 330.0065; 1.6: 467.64; 1.7: 280.584; 1.8: 8.4594; 1.9: 2338.2; 2: 74.465; 2.1: 95.2177; 2.2: 3827.8471; 2.3: 78.205; 2.4: -3497.8406; 2.5: -71.4628
| 2 | 86.65 | 1: 36.5204; 1.1: 331.217; 1.2: 0.44417; 1.3: 467.91; 1.4: 6.763; 1.5: 331.217; 1.6: 467.91; 1.7: 280.746; 1.8: 8.4594; 1.9: 2339.55; 2: 74.508; 2.1: 95.2185; 2.2: 3832.2338; 2.3: 78.2494; 2.4: -3501.0167; 2.5: -71.4864
| 2 | 86.7 | 1: 36.6331; 1.1: 332.4304; 1.2: 0.4458; 1.3: 468.18; 1.4: 6.7839; 1.5: 332.4304; 1.6: 468.18; 1.7: 280.908; 1.8: 8.4594; 1.9: 2340.9; 2: 74.551; 2.1: 95.2194; 2.2: 3836.6226; 2.3: 78.2939; 2.4: -3504.1922; 2.5: -71.51
| 2 | 86.75 | 1: 36.7459; 1.1: 333.6465; 1.2: 0.44743; 1.3: 468.45; 1.4: 6.8048; 1.5: 333.6465; 1.6: 468.45; 1.7: 281.07; 1.8: 8.4594; 1.9: 2342.25; 2: 74.5939; 2.1: 95.2203; 2.2: 3841.0136; 2.3: 78.3383; 2.4: -3507.3671; 2.5: -71.5335
| 2 | 86.8 | 1: 36.8589; 1.1: 334.8653; 1.2: 0.44906; 1.3: 468.72; 1.4: 6.8257; 1.5: 334.8653; 1.6: 468.72; 1.7: 281.232; 1.8: 8.4594; 1.9: 2343.6; 2: 74.6369; 2.1: 95.2212; 2.2: 3845.4067; 2.3: 78.3827; 2.4: -3510.5414; 2.5: -71.557
| 2 | 86.85 | 1: 36.972; 1.1: 336.087; 1.2: 0.4507; 1.3: 468.99; 1.4: 6.8467; 1.5: 336.087; 1.6: 468.99; 1.7: 281.394; 1.8: 8.4594; 1.9: 2344.95; 2: 74.6799; 2.1: 95.222; 2.2: 3849.802; 2.3: 78.4271; 2.4: -3513.715; 2.5: -71.5805
| 2 | 86.9 | 1: 37.0854; 1.1: 337.3115; 1.2: 0.45234; 1.3: 469.26; 1.4: 6.8677; 1.5: 337.3115; 1.6: 469.26; 1.7: 281.556; 1.8: 8.4594; 1.9: 2346.3; 2: 74.7229; 2.1: 95.223; 2.2: 3854.1994; 2.3: 78.4716; 2.4: -3516.8879; 2.5: -71.6039
| 2 | 86.95 | 1: 37.1989; 1.1: 338.5387; 1.2: 0.45399; 1.3: 469.53; 1.4: 6.8887; 1.5: 338.5387; 1.6: 469.53; 1.7: 281.718; 1.8: 8.4594; 1.9: 2347.65; 2: 74.7659; 2.1: 95.2239; 2.2: 3858.5989; 2.3: 78.516; 2.4: -3520.0602; 2.5: -71.6273
| 2 | 87 | 1: 37.3126; 1.1: 339.7688; 1.2: 0.45564; 1.3: 469.8; 1.4: 6.9097; 1.5: 339.7688; 1.6: 469.8; 1.7: 281.88; 1.8: 8.4594; 1.9: 2349; 2: 74.8089; 2.1: 95.2248; 2.2: 3863.0006; 2.3: 78.5603; 2.4: -3523.2318; 2.5: -71.6506
| 2 | 87.05 | 1: 37.4265; 1.1: 341.0016; 1.2: 0.45729; 1.3: 470.07; 1.4: 6.9308; 1.5: 341.0016; 1.6: 470.07; 1.7: 282.042; 1.8: 8.4594; 1.9: 2350.35; 2: 74.8519; 2.1: 95.2257; 2.2: 3867.4044; 2.3: 78.6047; 2.4: -3526.4027; 2.5: -71.6739
| 2 | 87.1 | 1: 37.5406; 1.1: 342.2373; 1.2: 0.45895; 1.3: 470.34; 1.4: 6.952; 1.5: 342.2373; 1.6: 470.34; 1.7: 282.204; 1.8: 8.4594; 1.9: 2351.7; 2: 74.8949; 2.1: 95.2267; 2.2: 3871.8103; 2.3: 78.6491; 2.4: -3529.573; 2.5: -71.6971
| 2 | 87.15 | 1: 37.6548; 1.1: 343.4758; 1.2: 0.46061; 1.3: 470.61; 1.4: 6.9731; 1.5: 343.4758; 1.6: 470.61; 1.7: 282.366; 1.8: 8.4594; 1.9: 2353.05; 2: 74.9379; 2.1: 95.2276; 2.2: 3876.2183; 2.3: 78.6935; 2.4: -3532.7426; 2.5: -71.7204
| 2 | 87.2 | 1: 37.7692; 1.1: 344.717; 1.2: 0.46227; 1.3: 470.88; 1.4: 6.9943; 1.5: 344.717; 1.6: 470.88; 1.7: 282.528; 1.8: 8.4594; 1.9: 2354.4; 2: 74.9809; 2.1: 95.2286; 2.2: 3880.6285; 2.3: 78.7378; 2.4: -3535.9114; 2.5: -71.7435
| 2 | 87.25 | 1: 37.8838; 1.1: 345.9611; 1.2: 0.46394; 1.3: 471.15; 1.4: 7.0155; 1.5: 345.9611; 1.6: 471.15; 1.7: 282.69; 1.8: 8.4594; 1.9: 2355.75; 2: 75.0239; 2.1: 95.2295; 2.2: 3885.0407; 2.3: 78.7822; 2.4: -3539.0796; 2.5: -71.7667
| 2 | 87.3 | 1: 37.9986; 1.1: 347.208; 1.2: 0.46561; 1.3: 471.42; 1.4: 7.0368; 1.5: 347.208; 1.6: 471.42; 1.7: 282.852; 1.8: 8.4594; 1.9: 2357.1; 2: 75.0669; 2.1: 95.2305; 2.2: 3889.4551; 2.3: 78.8265; 2.4: -3542.247; 2.5: -71.7898
| 2 | 87.35 | 1: 38.1135; 1.1: 348.4578; 1.2: 0.46729; 1.3: 471.69; 1.4: 7.0581; 1.5: 348.4578; 1.6: 471.69; 1.7: 283.014; 1.8: 8.4594; 1.9: 2358.45; 2: 75.1099; 2.1: 95.2315; 2.2: 3893.8715; 2.3: 78.8709; 2.4: -3545.4138; 2.5: -71.8128
| 2 | 87.4 | 1: 38.2286; 1.1: 349.7103; 1.2: 0.46897; 1.3: 471.96; 1.4: 7.0794; 1.5: 349.7103; 1.6: 471.96; 1.7: 283.176; 1.8: 8.4594; 1.9: 2359.8; 2: 75.1529; 2.1: 95.2325; 2.2: 3898.2901; 2.3: 78.9152; 2.4: -3548.5797; 2.5: -71.8358
| 2 | 87.45 | 1: 38.3439; 1.1: 350.9657; 1.2: 0.47065; 1.3: 472.23; 1.4: 7.1007; 1.5: 350.9657; 1.6: 472.23; 1.7: 283.338; 1.8: 8.4594; 1.9: 2361.15; 2: 75.1959; 2.1: 95.2335; 2.2: 3902.7107; 2.3: 78.9595; 2.4: -3551.745; 2.5: -71.8588
| 2 | 87.5 | 1: 38.4594; 1.1: 352.2239; 1.2: 0.47234; 1.3: 472.5; 1.4: 7.1221; 1.5: 352.2239; 1.6: 472.5; 1.7: 283.5; 1.8: 8.4594; 1.9: 2362.5; 2: 75.2389; 2.1: 95.2345; 2.2: 3907.1334; 2.3: 79.0038; 2.4: -3554.9095; 2.5: -71.8817
| 2 | 87.55 | 1: 38.575; 1.1: 353.4849; 1.2: 0.47403; 1.3: 472.77; 1.4: 7.1435; 1.5: 353.4849; 1.6: 472.77; 1.7: 283.662; 1.8: 8.4594; 1.9: 2363.85; 2: 75.2818; 2.1: 95.2355; 2.2: 3911.5582; 2.3: 79.0481; 2.4: -3558.0733; 2.5: -71.9046
| 2 | 87.6 | 1: 38.6909; 1.1: 354.7488; 1.2: 0.47573; 1.3: 473.04; 1.4: 7.165; 1.5: 354.7488; 1.6: 473.04; 1.7: 283.824; 1.8: 8.4594; 1.9: 2365.2; 2: 75.3248; 2.1: 95.2365; 2.2: 3915.985; 2.3: 79.0924; 2.4: -3561.2363; 2.5: -71.9274
| 2 | 87.65 | 1: 38.8069; 1.1: 356.0155; 1.2: 0.47742; 1.3: 473.31; 1.4: 7.1865; 1.5: 356.0155; 1.6: 473.31; 1.7: 283.986; 1.8: 8.4594; 1.9: 2366.55; 2: 75.3678; 2.1: 95.2375; 2.2: 3920.4139; 2.3: 79.1367; 2.4: -3564.3985; 2.5: -71.9502
| 2 | 87.7 | 1: 38.923; 1.1: 357.285; 1.2: 0.47913; 1.3: 473.58; 1.4: 7.208; 1.5: 357.285; 1.6: 473.58; 1.7: 284.148; 1.8: 8.4594; 1.9: 2367.9; 2: 75.4108; 2.1: 95.2386; 2.2: 3924.8449; 2.3: 79.181; 2.4: -3567.5599; 2.5: -71.973
| 2 | 87.75 | 1: 39.0394; 1.1: 358.5574; 1.2: 0.48083; 1.3: 473.85; 1.4: 7.2295; 1.5: 358.5574; 1.6: 473.85; 1.7: 284.31; 1.8: 8.4594; 1.9: 2369.25; 2: 75.4538; 2.1: 95.2396; 2.2: 3929.2779; 2.3: 79.2252; 2.4: -3570.7206; 2.5: -71.9957
| 2 | 87.8 | 1: 39.1559; 1.1: 359.8326; 1.2: 0.48254; 1.3: 474.12; 1.4: 7.2511; 1.5: 359.8326; 1.6: 474.12; 1.7: 284.472; 1.8: 8.4594; 1.9: 2370.6; 2: 75.4968; 2.1: 95.2407; 2.2: 3933.713; 2.3: 79.2695; 2.4: -3573.8804; 2.5: -72.0184
| 2 | 87.85 | 1: 39.2726; 1.1: 361.1107; 1.2: 0.48426; 1.3: 474.39; 1.4: 7.2727; 1.5: 361.1107; 1.6: 474.39; 1.7: 284.634; 1.8: 8.4594; 1.9: 2371.95; 2: 75.5398; 2.1: 95.2418; 2.2: 3938.1502; 2.3: 79.3137; 2.4: -3577.0395; 2.5: -72.041
| 2 | 87.9 | 1: 39.3895; 1.1: 362.3916; 1.2: 0.48598; 1.3: 474.66; 1.4: 7.2944; 1.5: 362.3916; 1.6: 474.66; 1.7: 284.796; 1.8: 8.4594; 1.9: 2373.3; 2: 75.5828; 2.1: 95.2429; 2.2: 3942.5893; 2.3: 79.358; 2.4: -3580.1978; 2.5: -72.0636
| 2 | 87.95 | 1: 39.5066; 1.1: 363.6754; 1.2: 0.4877; 1.3: 474.93; 1.4: 7.316; 1.5: 363.6754; 1.6: 474.93; 1.7: 284.958; 1.8: 8.4594; 1.9: 2374.65; 2: 75.6258; 2.1: 95.244; 2.2: 3947.0305; 2.3: 79.4022; 2.4: -3583.3552; 2.5: -72.0862
| 2 | 88 | 1: 39.6238; 1.1: 364.962; 1.2: 0.48942; 1.3: 475.2; 1.4: 7.3377; 1.5: 364.962; 1.6: 475.2; 1.7: 285.12; 1.8: 8.4594; 1.9: 2376; 2: 75.6688; 2.1: 95.2451; 2.2: 3951.4738; 2.3: 79.4464; 2.4: -3586.5118; 2.5: -72.1087
| 2 | 88.05 | 1: 39.7413; 1.1: 366.2515; 1.2: 0.49115; 1.3: 475.47; 1.4: 7.3595; 1.5: 366.2515; 1.6: 475.47; 1.7: 285.282; 1.8: 8.4594; 1.9: 2377.35; 2: 75.7118; 2.1: 95.2462; 2.2: 3955.919; 2.3: 79.4906; 2.4: -3589.6676; 2.5: -72.1311
| 2 | 88.1 | 1: 39.8589; 1.1: 367.5438; 1.2: 0.49288; 1.3: 475.74; 1.4: 7.3813; 1.5: 367.5438; 1.6: 475.74; 1.7: 285.444; 1.8: 8.4594; 1.9: 2378.7; 2: 75.7548; 2.1: 95.2473; 2.2: 3960.3663; 2.3: 79.5348; 2.4: -3592.8225; 2.5: -72.1535
| 2 | 88.15 | 1: 39.9766; 1.1: 368.8391; 1.2: 0.49462; 1.3: 476.01; 1.4: 7.4031; 1.5: 368.8391; 1.6: 476.01; 1.7: 285.606; 1.8: 8.4594; 1.9: 2380.05; 2: 75.7978; 2.1: 95.2484; 2.2: 3964.8156; 2.3: 79.579; 2.4: -3595.9766; 2.5: -72.1759
| 2 | 88.2 | 1: 40.0946; 1.1: 370.1372; 1.2: 0.49636; 1.3: 476.28; 1.4: 7.4249; 1.5: 370.1372; 1.6: 476.28; 1.7: 285.768; 1.8: 8.4594; 1.9: 2381.4; 2: 75.8408; 2.1: 95.2496; 2.2: 3969.2669; 2.3: 79.6232; 2.4: -3599.1298; 2.5: -72.1983
| 2 | 88.25 | 1: 40.2127; 1.1: 371.4381; 1.2: 0.49811; 1.3: 476.55; 1.4: 7.4468; 1.5: 371.4381; 1.6: 476.55; 1.7: 285.93; 1.8: 8.4594; 1.9: 2382.75; 2: 75.8838; 2.1: 95.2508; 2.2: 3973.7202; 2.3: 79.6674; 2.4: -3602.2821; 2.5: -72.2206
| 2 | 88.3 | 1: 40.331; 1.1: 372.742; 1.2: 0.49986; 1.3: 476.82; 1.4: 7.4687; 1.5: 372.742; 1.6: 476.82; 1.7: 286.092; 1.8: 8.4594; 1.9: 2384.1; 2: 75.9268; 2.1: 95.2519; 2.2: 3978.1755; 2.3: 79.7115; 2.4: -3605.4336; 2.5: -72.2428
| 2 | 88.35 | 1: 40.4495; 1.1: 374.0487; 1.2: 0.50161; 1.3: 477.09; 1.4: 7.4906; 1.5: 374.0487; 1.6: 477.09; 1.7: 286.254; 1.8: 8.4594; 1.9: 2385.45; 2: 75.9697; 2.1: 95.2531; 2.2: 3982.6328; 2.3: 79.7557; 2.4: -3608.5841; 2.5: -72.265
| 2 | 88.4 | 1: 40.5682; 1.1: 375.3583; 1.2: 0.50336; 1.3: 477.36; 1.4: 7.5126; 1.5: 375.3583; 1.6: 477.36; 1.7: 286.416; 1.8: 8.4594; 1.9: 2386.8; 2: 76.0127; 2.1: 95.2543; 2.2: 3987.0921; 2.3: 79.7998; 2.4: -3611.7338; 2.5: -72.2872
| 2 | 88.45 | 1: 40.687; 1.1: 376.6708; 1.2: 0.50512; 1.3: 477.63; 1.4: 7.5346; 1.5: 376.6708; 1.6: 477.63; 1.7: 286.578; 1.8: 8.4594; 1.9: 2388.15; 2: 76.0557; 2.1: 95.2555; 2.2: 3991.5534; 2.3: 79.8439; 2.4: -3614.8826; 2.5: -72.3093
| 2 | 88.5 | 1: 40.806; 1.1: 377.9861; 1.2: 0.50689; 1.3: 477.9; 1.4: 7.5567; 1.5: 377.9861; 1.6: 477.9; 1.7: 286.74; 1.8: 8.4594; 1.9: 2389.5; 2: 76.0987; 2.1: 95.2567; 2.2: 3996.0166; 2.3: 79.8881; 2.4: -3618.0305; 2.5: -72.3314
| 2 | 88.55 | 1: 40.9252; 1.1: 379.3044; 1.2: 0.50866; 1.3: 478.17; 1.4: 7.5787; 1.5: 379.3044; 1.6: 478.17; 1.7: 286.902; 1.8: 8.4594; 1.9: 2390.85; 2: 76.1417; 2.1: 95.2579; 2.2: 4000.4818; 2.3: 79.9322; 2.4: -3621.1774; 2.5: -72.3534
| 2 | 88.6 | 1: 41.0446; 1.1: 380.6255; 1.2: 0.51043; 1.3: 478.44; 1.4: 7.6008; 1.5: 380.6255; 1.6: 478.44; 1.7: 287.064; 1.8: 8.4594; 1.9: 2392.2; 2: 76.1847; 2.1: 95.2592; 2.2: 4004.949; 2.3: 79.9763; 2.4: -3624.3234; 2.5: -72.3754
| 2 | 88.65 | 1: 41.1641; 1.1: 381.9496; 1.2: 0.5122; 1.3: 478.71; 1.4: 7.623; 1.5: 381.9496; 1.6: 478.71; 1.7: 287.226; 1.8: 8.4594; 1.9: 2393.55; 2: 76.2277; 2.1: 95.2604; 2.2: 4009.4181; 2.3: 80.0204; 2.4: -3627.4685; 2.5: -72.3974
| 2 | 88.7 | 1: 41.2839; 1.1: 383.2765; 1.2: 0.51398; 1.3: 478.98; 1.4: 7.6452; 1.5: 383.2765; 1.6: 478.98; 1.7: 287.388; 1.8: 8.4594; 1.9: 2394.9; 2: 76.2707; 2.1: 95.2617; 2.2: 4013.8891; 2.3: 80.0644; 2.4: -3630.6126; 2.5: -72.4193
| 2 | 88.75 | 1: 41.4038; 1.1: 384.6064; 1.2: 0.51577; 1.3: 479.25; 1.4: 7.6674; 1.5: 384.6064; 1.6: 479.25; 1.7: 287.55; 1.8: 8.4594; 1.9: 2396.25; 2: 76.3137; 2.1: 95.2629; 2.2: 4018.3622; 2.3: 80.1085; 2.4: -3633.7558; 2.5: -72.4411
| 2 | 88.8 | 1: 41.5238; 1.1: 385.9392; 1.2: 0.51755; 1.3: 479.52; 1.4: 7.6896; 1.5: 385.9392; 1.6: 479.52; 1.7: 287.712; 1.8: 8.4594; 1.9: 2397.6; 2: 76.3567; 2.1: 95.2642; 2.2: 4022.8371; 2.3: 80.1525; 2.4: -3636.898; 2.5: -72.4629
| 2 | 88.85 | 1: 41.6441; 1.1: 387.2748; 1.2: 0.51934; 1.3: 479.79; 1.4: 7.7119; 1.5: 387.2748; 1.6: 479.79; 1.7: 287.874; 1.8: 8.4594; 1.9: 2398.95; 2: 76.3997; 2.1: 95.2655; 2.2: 4027.314; 2.3: 80.1966; 2.4: -3640.0392; 2.5: -72.4847
| 2 | 88.9 | 1: 41.7645; 1.1: 388.6134; 1.2: 0.52114; 1.3: 480.06; 1.4: 7.7342; 1.5: 388.6134; 1.6: 480.06; 1.7: 288.036; 1.8: 8.4594; 1.9: 2400.3; 2: 76.4427; 2.1: 95.2668; 2.2: 4031.7928; 2.3: 80.2406; 2.4: -3643.1794; 2.5: -72.5065
| 2 | 88.95 | 1: 41.8851; 1.1: 389.9549; 1.2: 0.52294; 1.3: 480.33; 1.4: 7.7565; 1.5: 389.9549; 1.6: 480.33; 1.7: 288.198; 1.8: 8.4594; 1.9: 2401.65; 2: 76.4857; 2.1: 95.2681; 2.2: 4036.2736; 2.3: 80.2846; 2.4: -3646.3187; 2.5: -72.5281
| 2 | 89 | 1: 42.0059; 1.1: 391.2993; 1.2: 0.52474; 1.3: 480.6; 1.4: 7.7789; 1.5: 391.2993; 1.6: 480.6; 1.7: 288.36; 1.8: 8.4594; 1.9: 2403; 2: 76.5287; 2.1: 95.2694; 2.2: 4040.7562; 2.3: 80.3287; 2.4: -3649.4569; 2.5: -72.5498
| 2 | 89.05 | 1: 42.1269; 1.1: 392.6466; 1.2: 0.52655; 1.3: 480.87; 1.4: 7.8013; 1.5: 392.6466; 1.6: 480.87; 1.7: 288.522; 1.8: 8.4594; 1.9: 2404.35; 2: 76.5717; 2.1: 95.2708; 2.2: 4045.2408; 2.3: 80.3727; 2.4: -3652.5942; 2.5: -72.5714
| 2 | 89.1 | 1: 42.248; 1.1: 393.9969; 1.2: 0.52836; 1.3: 481.14; 1.4: 7.8237; 1.5: 393.9969; 1.6: 481.14; 1.7: 288.684; 1.8: 8.4594; 1.9: 2405.7; 2: 76.6146; 2.1: 95.2721; 2.2: 4049.7273; 2.3: 80.4166; 2.4: -3655.7304; 2.5: -72.5929
| 2 | 89.15 | 1: 42.3694; 1.1: 395.35; 1.2: 0.53017; 1.3: 481.41; 1.4: 7.8462; 1.5: 395.35; 1.6: 481.41; 1.7: 288.846; 1.8: 8.4594; 1.9: 2407.05; 2: 76.6576; 2.1: 95.2735; 2.2: 4054.2156; 2.3: 80.4606; 2.4: -3658.8656; 2.5: -72.6144
| 2 | 89.2 | 1: 42.4909; 1.1: 396.7061; 1.2: 0.53199; 1.3: 481.68; 1.4: 7.8687; 1.5: 396.7061; 1.6: 481.68; 1.7: 289.008; 1.8: 8.4594; 1.9: 2408.4; 2: 76.7006; 2.1: 95.2749; 2.2: 4058.7059; 2.3: 80.5046; 2.4: -3661.9997; 2.5: -72.6359
| 2 | 89.25 | 1: 42.6126; 1.1: 398.0652; 1.2: 0.53381; 1.3: 481.95; 1.4: 7.8912; 1.5: 398.0652; 1.6: 481.95; 1.7: 289.17; 1.8: 8.4594; 1.9: 2409.75; 2: 76.7436; 2.1: 95.2763; 2.2: 4063.198; 2.3: 80.5485; 2.4: -3665.1328; 2.5: -72.6573
| 2 | 89.3 | 1: 42.7344; 1.1: 399.4272; 1.2: 0.53564; 1.3: 482.22; 1.4: 7.9138; 1.5: 399.4272; 1.6: 482.22; 1.7: 289.332; 1.8: 8.4594; 1.9: 2411.1; 2: 76.7866; 2.1: 95.2777; 2.2: 4067.692; 2.3: 80.5925; 2.4: -3668.2649; 2.5: -72.6787
| 2 | 89.35 | 1: 42.8564; 1.1: 400.7921; 1.2: 0.53747; 1.3: 482.49; 1.4: 7.9364; 1.5: 400.7921; 1.6: 482.49; 1.7: 289.494; 1.8: 8.4594; 1.9: 2412.45; 2: 76.8296; 2.1: 95.2791; 2.2: 4072.1879; 2.3: 80.6364; 2.4: -3671.3958; 2.5: -72.7
| 2 | 89.4 | 1: 42.9787; 1.1: 402.1599; 1.2: 0.53931; 1.3: 482.76; 1.4: 7.959; 1.5: 402.1599; 1.6: 482.76; 1.7: 289.656; 1.8: 8.4594; 1.9: 2413.8; 2: 76.8726; 2.1: 95.2805; 2.2: 4076.6857; 2.3: 80.6803; 2.4: -3674.5257; 2.5: -72.7213
| 2 | 89.45 | 1: 43.1011; 1.1: 403.5307; 1.2: 0.54114; 1.3: 483.03; 1.4: 7.9817; 1.5: 403.5307; 1.6: 483.03; 1.7: 289.818; 1.8: 8.4594; 1.9: 2415.15; 2: 76.9156; 2.1: 95.282; 2.2: 4081.1853; 2.3: 80.7242; 2.4: -3677.6546; 2.5: -72.7425
| 2 | 89.5 | 1: 43.2236; 1.1: 404.9045; 1.2: 0.54299; 1.3: 483.3; 1.4: 8.0044; 1.5: 404.9045; 1.6: 483.3; 1.7: 289.98; 1.8: 8.4594; 1.9: 2416.5; 2: 76.9586; 2.1: 95.2834; 2.2: 4085.6867; 2.3: 80.7681; 2.4: -3680.7823; 2.5: -72.7637
| 2 | 89.55 | 1: 43.3464; 1.1: 406.2811; 1.2: 0.54483; 1.3: 483.57; 1.4: 8.0271; 1.5: 406.2811; 1.6: 483.57; 1.7: 290.142; 1.8: 8.4594; 1.9: 2417.85; 2: 77.0016; 2.1: 95.2849; 2.2: 4090.19; 2.3: 80.812; 2.4: -3683.9089; 2.5: -72.7849
| 2 | 89.6 | 1: 43.4693; 1.1: 407.6608; 1.2: 0.54668; 1.3: 483.84; 1.4: 8.0499; 1.5: 407.6608; 1.6: 483.84; 1.7: 290.304; 1.8: 8.4594; 1.9: 2419.2; 2: 77.0446; 2.1: 95.2864; 2.2: 4094.6952; 2.3: 80.8558; 2.4: -3687.0344; 2.5: -72.806
| 2 | 89.65 | 1: 43.5924; 1.1: 409.0434; 1.2: 0.54854; 1.3: 484.11; 1.4: 8.0727; 1.5: 409.0434; 1.6: 484.11; 1.7: 290.466; 1.8: 8.4594; 1.9: 2420.55; 2: 77.0876; 2.1: 95.2878; 2.2: 4099.2022; 2.3: 80.8997; 2.4: -3690.1588; 2.5: -72.827
| 2 | 89.7 | 1: 43.7157; 1.1: 410.429; 1.2: 0.55039; 1.3: 484.38; 1.4: 8.0955; 1.5: 410.429; 1.6: 484.38; 1.7: 290.628; 1.8: 8.4594; 1.9: 2421.9; 2: 77.1306; 2.1: 95.2894; 2.2: 4103.711; 2.3: 80.9435; 2.4: -3693.282; 2.5: -72.848
| 2 | 89.75 | 1: 43.8391; 1.1: 411.8175; 1.2: 0.55226; 1.3: 484.65; 1.4: 8.1184; 1.5: 411.8175; 1.6: 484.65; 1.7: 290.79; 1.8: 8.4594; 1.9: 2423.25; 2: 77.1736; 2.1: 95.2909; 2.2: 4108.2216; 2.3: 80.9874; 2.4: -3696.4041; 2.5: -72.869
| 2 | 89.8 | 1: 43.9628; 1.1: 413.209; 1.2: 0.55412; 1.3: 484.92; 1.4: 8.1413; 1.5: 413.209; 1.6: 484.92; 1.7: 290.952; 1.8: 8.4594; 1.9: 2424.6; 2: 77.2166; 2.1: 95.2924; 2.2: 4112.734; 2.3: 81.0312; 2.4: -3699.5251; 2.5: -72.8899
| 2 | 89.85 | 1: 44.0866; 1.1: 414.6034; 1.2: 0.55599; 1.3: 485.19; 1.4: 8.1642; 1.5: 414.6034; 1.6: 485.19; 1.7: 291.114; 1.8: 8.4594; 1.9: 2425.95; 2: 77.2596; 2.1: 95.294; 2.2: 4117.2483; 2.3: 81.075; 2.4: -3702.6448; 2.5: -72.9108
| 2 | 89.9 | 1: 44.2106; 1.1: 416.0009; 1.2: 0.55787; 1.3: 485.46; 1.4: 8.1871; 1.5: 416.0009; 1.6: 485.46; 1.7: 291.276; 1.8: 8.4594; 1.9: 2427.3; 2: 77.3025; 2.1: 95.2955; 2.2: 4121.7643; 2.3: 81.1188; 2.4: -3705.7635; 2.5: -72.9316
| 2 | 89.95 | 1: 44.3347; 1.1: 417.4013; 1.2: 0.55974; 1.3: 485.73; 1.4: 8.2101; 1.5: 417.4013; 1.6: 485.73; 1.7: 291.438; 1.8: 8.4594; 1.9: 2428.65; 2: 77.3455; 2.1: 95.2971; 2.2: 4126.2822; 2.3: 81.1625; 2.4: -3708.8809; 2.5: -72.9524
| 2 | 90 | 1: 44.4591; 1.1: 418.8047; 1.2: 0.56163; 1.3: 486; 1.4: 8.2332; 1.5: 418.8047; 1.6: 486; 1.7: 291.6; 1.8: 8.4594; 1.9: 2430; 2: 77.3885; 2.1: 95.2987; 2.2: 4130.8018; 2.3: 81.2063; 2.4: -3711.9971; 2.5: -72.9731
| 2 | 90.05 | 1: 44.5836; 1.1: 420.211; 1.2: 0.56351; 1.3: 486.27; 1.4: 8.2562; 1.5: 420.211; 1.6: 486.27; 1.7: 291.762; 1.8: 8.4594; 1.9: 2431.35; 2: 77.4315; 2.1: 95.3003; 2.2: 4135.3232; 2.3: 81.25; 2.4: -3715.1122; 2.5: -72.9938
| 2 | 90.1 | 1: 44.7083; 1.1: 421.6204; 1.2: 0.5654; 1.3: 486.54; 1.4: 8.2793; 1.5: 421.6204; 1.6: 486.54; 1.7: 291.924; 1.8: 8.4594; 1.9: 2432.7; 2: 77.4745; 2.1: 95.3019; 2.2: 4139.8463; 2.3: 81.2938; 2.4: -3718.226; 2.5: -73.0145
| 2 | 90.15 | 1: 44.8332; 1.1: 423.0327; 1.2: 0.5673; 1.3: 486.81; 1.4: 8.3024; 1.5: 423.0327; 1.6: 486.81; 1.7: 292.086; 1.8: 8.4594; 1.9: 2434.05; 2: 77.5175; 2.1: 95.3035; 2.2: 4144.3713; 2.3: 81.3375; 2.4: -3721.3386; 2.5: -73.035
| 2 | 90.2 | 1: 44.9583; 1.1: 424.448; 1.2: 0.56919; 1.3: 487.08; 1.4: 8.3256; 1.5: 424.448; 1.6: 487.08; 1.7: 292.248; 1.8: 8.4594; 1.9: 2435.4; 2: 77.5605; 2.1: 95.3052; 2.2: 4148.898; 2.3: 81.3812; 2.4: -3724.4499; 2.5: -73.0556
| 2 | 90.25 | 1: 45.0835; 1.1: 425.8663; 1.2: 0.5711; 1.3: 487.35; 1.4: 8.3488; 1.5: 425.8663; 1.6: 487.35; 1.7: 292.41; 1.8: 8.4594; 1.9: 2436.75; 2: 77.6035; 2.1: 95.3069; 2.2: 4153.4264; 2.3: 81.4249; 2.4: -3727.5601; 2.5: -73.0761
| 2 | 90.3 | 1: 45.2089; 1.1: 427.2876; 1.2: 0.573; 1.3: 487.62; 1.4: 8.372; 1.5: 427.2876; 1.6: 487.62; 1.7: 292.572; 1.8: 8.4594; 1.9: 2438.1; 2: 77.6465; 2.1: 95.3085; 2.2: 4157.9566; 2.3: 81.4686; 2.4: -3730.6689; 2.5: -73.0965
| 2 | 90.35 | 1: 45.3345; 1.1: 428.7119; 1.2: 0.57491; 1.3: 487.89; 1.4: 8.3953; 1.5: 428.7119; 1.6: 487.89; 1.7: 292.734; 1.8: 8.4594; 1.9: 2439.45; 2: 77.6895; 2.1: 95.3102; 2.2: 4162.4885; 2.3: 81.5122; 2.4: -3733.7765; 2.5: -73.1169
| 2 | 90.4 | 1: 45.4603; 1.1: 430.1393; 1.2: 0.57683; 1.3: 488.16; 1.4: 8.4186; 1.5: 430.1393; 1.6: 488.16; 1.7: 292.896; 1.8: 8.4594; 1.9: 2440.8; 2: 77.7325; 2.1: 95.3119; 2.2: 4167.0221; 2.3: 81.5559; 2.4: -3736.8829; 2.5: -73.1373
| 2 | 90.45 | 1: 45.5862; 1.1: 431.5696; 1.2: 0.57874; 1.3: 488.43; 1.4: 8.4419; 1.5: 431.5696; 1.6: 488.43; 1.7: 293.058; 1.8: 8.4594; 1.9: 2442.15; 2: 77.7755; 2.1: 95.3137; 2.2: 4171.5575; 2.3: 81.5995; 2.4: -3739.9879; 2.5: -73.1576
| 2 | 90.5 | 1: 45.7124; 1.1: 433.0029; 1.2: 0.58067; 1.3: 488.7; 1.4: 8.4653; 1.5: 433.0029; 1.6: 488.7; 1.7: 293.22; 1.8: 8.4594; 1.9: 2443.5; 2: 77.8185; 2.1: 95.3154; 2.2: 4176.0946; 2.3: 81.6431; 2.4: -3743.0917; 2.5: -73.1779
| 2 | 90.55 | 1: 45.8387; 1.1: 434.4392; 1.2: 0.58259; 1.3: 488.97; 1.4: 8.4886; 1.5: 434.4392; 1.6: 488.97; 1.7: 293.382; 1.8: 8.4594; 1.9: 2444.85; 2: 77.8615; 2.1: 95.3172; 2.2: 4180.6333; 2.3: 81.6867; 2.4: -3746.1941; 2.5: -73.1981
| 2 | 90.6 | 1: 45.9652; 1.1: 435.8786; 1.2: 0.58452; 1.3: 489.24; 1.4: 8.5121; 1.5: 435.8786; 1.6: 489.24; 1.7: 293.544; 1.8: 8.4594; 1.9: 2446.2; 2: 77.9045; 2.1: 95.3189; 2.2: 4185.1738; 2.3: 81.7303; 2.4: -3749.2952; 2.5: -73.2182
| 2 | 90.65 | 1: 46.0918; 1.1: 437.3209; 1.2: 0.58646; 1.3: 489.51; 1.4: 8.5355; 1.5: 437.3209; 1.6: 489.51; 1.7: 293.706; 1.8: 8.4594; 1.9: 2447.55; 2: 77.9475; 2.1: 95.3207; 2.2: 4189.716; 2.3: 81.7739; 2.4: -3752.395; 2.5: -73.2384
| 2 | 90.7 | 1: 46.2187; 1.1: 438.7663; 1.2: 0.5884; 1.3: 489.78; 1.4: 8.559; 1.5: 438.7663; 1.6: 489.78; 1.7: 293.868; 1.8: 8.4594; 1.9: 2448.9; 2: 77.9904; 2.1: 95.3225; 2.2: 4194.2598; 2.3: 81.8174; 2.4: -3755.4935; 2.5: -73.2584
| 2 | 90.75 | 1: 46.3457; 1.1: 440.2147; 1.2: 0.59034; 1.3: 490.05; 1.4: 8.5825; 1.5: 440.2147; 1.6: 490.05; 1.7: 294.03; 1.8: 8.4594; 1.9: 2450.25; 2: 78.0334; 2.1: 95.3243; 2.2: 4198.8054; 2.3: 81.861; 2.4: -3758.5906; 2.5: -73.2784
| 2 | 90.8 | 1: 46.4729; 1.1: 441.6662; 1.2: 0.59228; 1.3: 490.32; 1.4: 8.6061; 1.5: 441.6662; 1.6: 490.32; 1.7: 294.192; 1.8: 8.4594; 1.9: 2451.6; 2: 78.0764; 2.1: 95.3262; 2.2: 4203.3526; 2.3: 81.9045; 2.4: -3761.6864; 2.5: -73.2984
| 2 | 90.85 | 1: 46.6003; 1.1: 443.1206; 1.2: 0.59423; 1.3: 490.59; 1.4: 8.6297; 1.5: 443.1206; 1.6: 490.59; 1.7: 294.354; 1.8: 8.4594; 1.9: 2452.95; 2: 78.1194; 2.1: 95.328; 2.2: 4207.9014; 2.3: 81.948; 2.4: -3764.7808; 2.5: -73.3183
| 2 | 90.9 | 1: 46.7279; 1.1: 444.5781; 1.2: 0.59619; 1.3: 490.86; 1.4: 8.6533; 1.5: 444.5781; 1.6: 490.86; 1.7: 294.516; 1.8: 8.4594; 1.9: 2454.3; 2: 78.1624; 2.1: 95.3299; 2.2: 4212.4519; 2.3: 81.9915; 2.4: -3767.8738; 2.5: -73.3382
| 2 | 90.95 | 1: 46.8556; 1.1: 446.0387; 1.2: 0.59815; 1.3: 491.13; 1.4: 8.677; 1.5: 446.0387; 1.6: 491.13; 1.7: 294.678; 1.8: 8.4594; 1.9: 2455.65; 2: 78.2054; 2.1: 95.3318; 2.2: 4217.0041; 2.3: 82.035; 2.4: -3770.9654; 2.5: -73.358
| 2 | 91 | 1: 46.9835; 1.1: 447.5022; 1.2: 0.60011; 1.3: 491.4; 1.4: 8.7006; 1.5: 447.5022; 1.6: 491.4; 1.7: 294.84; 1.8: 8.4594; 1.9: 2457; 2: 78.2484; 2.1: 95.3337; 2.2: 4221.5579; 2.3: 82.0785; 2.4: -3774.0557; 2.5: -73.3778
| 2 | 91.05 | 1: 47.1116; 1.1: 448.9688; 1.2: 0.60208; 1.3: 491.67; 1.4: 8.7244; 1.5: 448.9688; 1.6: 491.67; 1.7: 295.002; 1.8: 8.4594; 1.9: 2458.35; 2: 78.2914; 2.1: 95.3356; 2.2: 4226.1133; 2.3: 82.1219; 2.4: -3777.1445; 2.5: -73.3975
| 2 | 91.1 | 1: 47.2399; 1.1: 450.4385; 1.2: 0.60405; 1.3: 491.94; 1.4: 8.7481; 1.5: 450.4385; 1.6: 491.94; 1.7: 295.164; 1.8: 8.4594; 1.9: 2459.7; 2: 78.3344; 2.1: 95.3375; 2.2: 4230.6703; 2.3: 82.1653; 2.4: -3780.2319; 2.5: -73.4172
| 2 | 91.15 | 1: 47.3683; 1.1: 451.9112; 1.2: 0.60602; 1.3: 492.21; 1.4: 8.7719; 1.5: 451.9112; 1.6: 492.21; 1.7: 295.326; 1.8: 8.4594; 1.9: 2461.05; 2: 78.3774; 2.1: 95.3395; 2.2: 4235.229; 2.3: 82.2088; 2.4: -3783.3178; 2.5: -73.4368
| 2 | 91.2 | 1: 47.497; 1.1: 453.3869; 1.2: 0.608; 1.3: 492.48; 1.4: 8.7957; 1.5: 453.3869; 1.6: 492.48; 1.7: 295.488; 1.8: 8.4594; 1.9: 2462.4; 2: 78.4204; 2.1: 95.3414; 2.2: 4239.7893; 2.3: 82.2522; 2.4: -3786.4023; 2.5: -73.4564
| 2 | 91.25 | 1: 47.6258; 1.1: 454.8657; 1.2: 0.60999; 1.3: 492.75; 1.4: 8.8196; 1.5: 454.8657; 1.6: 492.75; 1.7: 295.65; 1.8: 8.4594; 1.9: 2463.75; 2: 78.4634; 2.1: 95.3434; 2.2: 4244.3511; 2.3: 82.2955; 2.4: -3789.4854; 2.5: -73.4759
| 2 | 91.3 | 1: 47.7548; 1.1: 456.3476; 1.2: 0.61197; 1.3: 493.02; 1.4: 8.8435; 1.5: 456.3476; 1.6: 493.02; 1.7: 295.812; 1.8: 8.4594; 1.9: 2465.1; 2: 78.5064; 2.1: 95.3454; 2.2: 4248.9146; 2.3: 82.3389; 2.4: -3792.567; 2.5: -73.4954
| 2 | 91.35 | 1: 47.8839; 1.1: 457.8325; 1.2: 0.61396; 1.3: 493.29; 1.4: 8.8674; 1.5: 457.8325; 1.6: 493.29; 1.7: 295.974; 1.8: 8.4594; 1.9: 2466.45; 2: 78.5494; 2.1: 95.3474; 2.2: 4253.4796; 2.3: 82.3823; 2.4: -3795.6471; 2.5: -73.5149
| 2 | 91.4 | 1: 48.0133; 1.1: 459.3205; 1.2: 0.61596; 1.3: 493.56; 1.4: 8.8913; 1.5: 459.3205; 1.6: 493.56; 1.7: 296.136; 1.8: 8.4594; 1.9: 2467.8; 2: 78.5924; 2.1: 95.3495; 2.2: 4258.0462; 2.3: 82.4256; 2.4: -3798.7257; 2.5: -73.5342
| 2 | 91.45 | 1: 48.1428; 1.1: 460.8116; 1.2: 0.61796; 1.3: 493.83; 1.4: 8.9153; 1.5: 460.8116; 1.6: 493.83; 1.7: 296.298; 1.8: 8.4594; 1.9: 2469.15; 2: 78.6354; 2.1: 95.3515; 2.2: 4262.6144; 2.3: 82.4689; 2.4: -3801.8028; 2.5: -73.5536
| 2 | 91.5 | 1: 48.2725; 1.1: 462.3057; 1.2: 0.61996; 1.3: 494.1; 1.4: 8.9394; 1.5: 462.3057; 1.6: 494.1; 1.7: 296.46; 1.8: 8.4594; 1.9: 2470.5; 2: 78.6783; 2.1: 95.3536; 2.2: 4267.1841; 2.3: 82.5122; 2.4: -3804.8784; 2.5: -73.5728
| 2 | 91.55 | 1: 48.4024; 1.1: 463.8029; 1.2: 0.62197; 1.3: 494.37; 1.4: 8.9634; 1.5: 463.8029; 1.6: 494.37; 1.7: 296.622; 1.8: 8.4594; 1.9: 2471.85; 2: 78.7213; 2.1: 95.3557; 2.2: 4271.7554; 2.3: 82.5555; 2.4: -3807.9525; 2.5: -73.5921
| 2 | 91.6 | 1: 48.5324; 1.1: 465.3031; 1.2: 0.62398; 1.3: 494.64; 1.4: 8.9875; 1.5: 465.3031; 1.6: 494.64; 1.7: 296.784; 1.8: 8.4594; 1.9: 2473.2; 2: 78.7643; 2.1: 95.3578; 2.2: 4276.3282; 2.3: 82.5987; 2.4: -3811.025; 2.5: -73.6112
| 2 | 91.65 | 1: 48.6627; 1.1: 466.8065; 1.2: 0.626; 1.3: 494.91; 1.4: 9.0116; 1.5: 466.8065; 1.6: 494.91; 1.7: 296.946; 1.8: 8.4594; 1.9: 2474.55; 2: 78.8073; 2.1: 95.3599; 2.2: 4280.9025; 2.3: 82.642; 2.4: -3814.096; 2.5: -73.6304
| 2 | 91.7 | 1: 48.7931; 1.1: 468.3129; 1.2: 0.62802; 1.3: 495.18; 1.4: 9.0358; 1.5: 468.3129; 1.6: 495.18; 1.7: 297.108; 1.8: 8.4594; 1.9: 2475.9; 2: 78.8503; 2.1: 95.3621; 2.2: 4285.4784; 2.3: 82.6852; 2.4: -3817.1655; 2.5: -73.6494
| 2 | 91.75 | 1: 48.9237; 1.1: 469.8224; 1.2: 0.63004; 1.3: 495.45; 1.4: 9.0599; 1.5: 469.8224; 1.6: 495.45; 1.7: 297.27; 1.8: 8.4594; 1.9: 2477.25; 2: 78.8933; 2.1: 95.3642; 2.2: 4290.0558; 2.3: 82.7284; 2.4: -3820.2334; 2.5: -73.6685
| 2 | 91.8 | 1: 49.0545; 1.1: 471.335; 1.2: 0.63207; 1.3: 495.72; 1.4: 9.0842; 1.5: 471.335; 1.6: 495.72; 1.7: 297.432; 1.8: 8.4594; 1.9: 2478.6; 2: 78.9363; 2.1: 95.3664; 2.2: 4294.6346; 2.3: 82.7716; 2.4: -3823.2996; 2.5: -73.6874
| 2 | 91.85 | 1: 49.1854; 1.1: 472.8507; 1.2: 0.6341; 1.3: 495.99; 1.4: 9.1084; 1.5: 472.8507; 1.6: 495.99; 1.7: 297.594; 1.8: 8.4594; 1.9: 2479.95; 2: 78.9793; 2.1: 95.3686; 2.2: 4299.215; 2.3: 82.8148; 2.4: -3826.3643; 2.5: -73.7064
| 2 | 91.9 | 1: 49.3166; 1.1: 474.3695; 1.2: 0.63614; 1.3: 496.26; 1.4: 9.1327; 1.5: 474.3695; 1.6: 496.26; 1.7: 297.756; 1.8: 8.4594; 1.9: 2481.3; 2: 79.0223; 2.1: 95.3708; 2.2: 4303.7969; 2.3: 82.8579; 2.4: -3829.4274; 2.5: -73.7252
| 2 | 91.95 | 1: 49.4479; 1.1: 475.8913; 1.2: 0.63818; 1.3: 496.53; 1.4: 9.157; 1.5: 475.8913; 1.6: 496.53; 1.7: 297.918; 1.8: 8.4594; 1.9: 2482.65; 2: 79.0653; 2.1: 95.3731; 2.2: 4308.3802; 2.3: 82.9011; 2.4: -3832.4889; 2.5: -73.7441
| 2 | 92 | 1: 49.5794; 1.1: 477.4163; 1.2: 0.64023; 1.3: 496.8; 1.4: 9.1814; 1.5: 477.4163; 1.6: 496.8; 1.7: 298.08; 1.8: 8.4594; 1.9: 2484; 2: 79.1083; 2.1: 95.3753; 2.2: 4312.9651; 2.3: 82.9442; 2.4: -3835.5488; 2.5: -73.7628
| 2 | 92.05 | 1: 49.711; 1.1: 478.9444; 1.2: 0.64227; 1.3: 497.07; 1.4: 9.2057; 1.5: 478.9444; 1.6: 497.07; 1.7: 298.242; 1.8: 8.4594; 1.9: 2485.35; 2: 79.1513; 2.1: 95.3776; 2.2: 4317.5513; 2.3: 82.9873; 2.4: -3838.607; 2.5: -73.7815
| 2 | 92.1 | 1: 49.8429; 1.1: 480.4756; 1.2: 0.64433; 1.3: 497.34; 1.4: 9.2302; 1.5: 480.4756; 1.6: 497.34; 1.7: 298.404; 1.8: 8.4594; 1.9: 2486.7; 2: 79.1943; 2.1: 95.3799; 2.2: 4322.1391; 2.3: 83.0304; 2.4: -3841.6635; 2.5: -73.8002
| 2 | 92.15 | 1: 49.9749; 1.1: 482.0098; 1.2: 0.64639; 1.3: 497.61; 1.4: 9.2546; 1.5: 482.0098; 1.6: 497.61; 1.7: 298.566; 1.8: 8.4594; 1.9: 2488.05; 2: 79.2373; 2.1: 95.3822; 2.2: 4326.7282; 2.3: 83.0734; 2.4: -3844.7184; 2.5: -73.8188
| 2 | 92.2 | 1: 50.1071; 1.1: 483.5472; 1.2: 0.64845; 1.3: 497.88; 1.4: 9.2791; 1.5: 483.5472; 1.6: 497.88; 1.7: 298.728; 1.8: 8.4594; 1.9: 2489.4; 2: 79.2803; 2.1: 95.3845; 2.2: 4331.3189; 2.3: 83.1165; 2.4: -3847.7716; 2.5: -73.8374
| 2 | 92.25 | 1: 50.2395; 1.1: 485.0878; 1.2: 0.65051; 1.3: 498.15; 1.4: 9.3036; 1.5: 485.0878; 1.6: 498.15; 1.7: 298.89; 1.8: 8.4594; 1.9: 2490.75; 2: 79.3232; 2.1: 95.3869; 2.2: 4335.9109; 2.3: 83.1595; 2.4: -3850.8231; 2.5: -73.8559
| 2 | 92.3 | 1: 50.3721; 1.1: 486.6314; 1.2: 0.65258; 1.3: 498.42; 1.4: 9.3282; 1.5: 486.6314; 1.6: 498.42; 1.7: 299.052; 1.8: 8.4594; 1.9: 2492.1; 2: 79.3662; 2.1: 95.3893; 2.2: 4340.5043; 2.3: 83.2025; 2.4: -3853.8729; 2.5: -73.8743
| 2 | 92.35 | 1: 50.5048; 1.1: 488.1781; 1.2: 0.65466; 1.3: 498.69; 1.4: 9.3527; 1.5: 488.1781; 1.6: 498.69; 1.7: 299.214; 1.8: 8.4594; 1.9: 2493.45; 2: 79.4092; 2.1: 95.3917; 2.2: 4345.0992; 2.3: 83.2455; 2.4: -3856.9211; 2.5: -73.8927
| 2 | 92.4 | 1: 50.6378; 1.1: 489.728; 1.2: 0.65674; 1.3: 498.96; 1.4: 9.3774; 1.5: 489.728; 1.6: 498.96; 1.7: 299.376; 1.8: 8.4594; 1.9: 2494.8; 2: 79.4522; 2.1: 95.3941; 2.2: 4349.6955; 2.3: 83.2884; 2.4: -3859.9674; 2.5: -73.9111
| 2 | 92.45 | 1: 50.7709; 1.1: 491.281; 1.2: 0.65882; 1.3: 499.23; 1.4: 9.402; 1.5: 491.281; 1.6: 499.23; 1.7: 299.538; 1.8: 8.4594; 1.9: 2496.15; 2: 79.4952; 2.1: 95.3965; 2.2: 4354.2931; 2.3: 83.3314; 2.4: -3863.0121; 2.5: -73.9294
| 2 | 92.5 | 1: 50.9042; 1.1: 492.8372; 1.2: 0.66091; 1.3: 499.5; 1.4: 9.4267; 1.5: 492.8372; 1.6: 499.5; 1.7: 299.7; 1.8: 8.4594; 1.9: 2497.5; 2: 79.5382; 2.1: 95.399; 2.2: 4358.8921; 2.3: 83.3743; 2.4: -3866.055; 2.5: -73.9476
| 2 | 92.55 | 1: 51.0376; 1.1: 494.3964; 1.2: 0.663; 1.3: 499.77; 1.4: 9.4514; 1.5: 494.3964; 1.6: 499.77; 1.7: 299.862; 1.8: 8.4594; 1.9: 2498.85; 2: 79.5812; 2.1: 95.4014; 2.2: 4363.4925; 2.3: 83.4172; 2.4: -3869.0961; 2.5: -73.9658
| 2 | 92.6 | 1: 51.1713; 1.1: 495.9588; 1.2: 0.66509; 1.3: 500.04; 1.4: 9.4762; 1.5: 495.9588; 1.6: 500.04; 1.7: 300.024; 1.8: 8.4594; 1.9: 2500.2; 2: 79.6242; 2.1: 95.4039; 2.2: 4368.0943; 2.3: 83.4601; 2.4: -3872.1355; 2.5: -73.9839
| 2 | 92.65 | 1: 51.3051; 1.1: 497.5244; 1.2: 0.66719; 1.3: 500.31; 1.4: 9.5009; 1.5: 497.5244; 1.6: 500.31; 1.7: 300.186; 1.8: 8.4594; 1.9: 2501.55; 2: 79.6672; 2.1: 95.4064; 2.2: 4372.6974; 2.3: 83.503; 2.4: -3875.173; 2.5: -74.002
| 2 | 92.7 | 1: 51.4391; 1.1: 499.0931; 1.2: 0.66929; 1.3: 500.58; 1.4: 9.5258; 1.5: 499.0931; 1.6: 500.58; 1.7: 300.348; 1.8: 8.4594; 1.9: 2502.9; 2: 79.7102; 2.1: 95.409; 2.2: 4377.3019; 2.3: 83.5458; 2.4: -3878.2088; 2.5: -74.02
| 2 | 92.75 | 1: 51.5733; 1.1: 500.6649; 1.2: 0.6714; 1.3: 500.85; 1.4: 9.5506; 1.5: 500.6649; 1.6: 500.85; 1.7: 300.51; 1.8: 8.4594; 1.9: 2504.25; 2: 79.7532; 2.1: 95.4115; 2.2: 4381.9077; 2.3: 83.5886; 2.4: -3881.2428; 2.5: -74.038
| 2 | 92.8 | 1: 51.7077; 1.1: 502.2399; 1.2: 0.67351; 1.3: 501.12; 1.4: 9.5755; 1.5: 502.2399; 1.6: 501.12; 1.7: 300.672; 1.8: 8.4594; 1.9: 2505.6; 2: 79.7962; 2.1: 95.4141; 2.2: 4386.5148; 2.3: 83.6314; 2.4: -3884.2749; 2.5: -74.0559
| 2 | 92.85 | 1: 51.8422; 1.1: 503.818; 1.2: 0.67563; 1.3: 501.39; 1.4: 9.6004; 1.5: 503.818; 1.6: 501.39; 1.7: 300.834; 1.8: 8.4594; 1.9: 2506.95; 2: 79.8392; 2.1: 95.4167; 2.2: 4391.1232; 2.3: 83.6742; 2.4: -3887.3052; 2.5: -74.0738
| 2 | 92.9 | 1: 51.9769; 1.1: 505.3993; 1.2: 0.67775; 1.3: 501.66; 1.4: 9.6254; 1.5: 505.3993; 1.6: 501.66; 1.7: 300.996; 1.8: 8.4594; 1.9: 2508.3; 2: 79.8822; 2.1: 95.4193; 2.2: 4395.7329; 2.3: 83.717; 2.4: -3890.3336; 2.5: -74.0916
| 2 | 92.95 | 1: 52.1118; 1.1: 506.9837; 1.2: 0.67988; 1.3: 501.93; 1.4: 9.6503; 1.5: 506.9837; 1.6: 501.93; 1.7: 301.158; 1.8: 8.4594; 1.9: 2509.65; 2: 79.9252; 2.1: 95.422; 2.2: 4400.344; 2.3: 83.7597; 2.4: -3893.3602; 2.5: -74.1094
| 2 | 93 | 1: 52.2469; 1.1: 508.5713; 1.2: 0.68201; 1.3: 502.2; 1.4: 9.6754; 1.5: 508.5713; 1.6: 502.2; 1.7: 301.32; 1.8: 8.4594; 1.9: 2511; 2: 79.9682; 2.1: 95.4246; 2.2: 4404.9563; 2.3: 83.8024; 2.4: -3896.3849; 2.5: -74.1271
| 2 | 93.05 | 1: 52.3822; 1.1: 510.1621; 1.2: 0.68414; 1.3: 502.47; 1.4: 9.7004; 1.5: 510.1621; 1.6: 502.47; 1.7: 301.482; 1.8: 8.4594; 1.9: 2512.35; 2: 80.0111; 2.1: 95.4273; 2.2: 4409.5698; 2.3: 83.8451; 2.4: -3899.4077; 2.5: -74.1447
| 2 | 93.1 | 1: 52.5176; 1.1: 511.7561; 1.2: 0.68628; 1.3: 502.74; 1.4: 9.7255; 1.5: 511.7561; 1.6: 502.74; 1.7: 301.644; 1.8: 8.4594; 1.9: 2513.7; 2: 80.0541; 2.1: 95.43; 2.2: 4414.1847; 2.3: 83.8878; 2.4: -3902.4286; 2.5: -74.1623
| 2 | 93.15 | 1: 52.6532; 1.1: 513.3532; 1.2: 0.68842; 1.3: 503.01; 1.4: 9.7506; 1.5: 513.3532; 1.6: 503.01; 1.7: 301.806; 1.8: 8.4594; 1.9: 2515.05; 2: 80.0971; 2.1: 95.4328; 2.2: 4418.8008; 2.3: 83.9304; 2.4: -3905.4476; 2.5: -74.1798
| 2 | 93.2 | 1: 52.789; 1.1: 514.9534; 1.2: 0.69056; 1.3: 503.28; 1.4: 9.7757; 1.5: 514.9534; 1.6: 503.28; 1.7: 301.968; 1.8: 8.4594; 1.9: 2516.4; 2: 80.1401; 2.1: 95.4355; 2.2: 4423.4181; 2.3: 83.9731; 2.4: -3908.4647; 2.5: -74.1973
| 2 | 93.25 | 1: 52.925; 1.1: 516.5569; 1.2: 0.69271; 1.3: 503.55; 1.4: 9.8009; 1.5: 516.5569; 1.6: 503.55; 1.7: 302.13; 1.8: 8.4594; 1.9: 2517.75; 2: 80.1831; 2.1: 95.4383; 2.2: 4428.0367; 2.3: 84.0157; 2.4: -3911.4798; 2.5: -74.2147
| 2 | 93.3 | 1: 53.0612; 1.1: 518.1635; 1.2: 0.69487; 1.3: 503.82; 1.4: 9.8261; 1.5: 518.1635; 1.6: 503.82; 1.7: 302.292; 1.8: 8.4594; 1.9: 2519.1; 2: 80.2261; 2.1: 95.4411; 2.2: 4432.6565; 2.3: 84.0582; 2.4: -3914.493; 2.5: -74.2321
| 2 | 93.35 | 1: 53.1975; 1.1: 519.7733; 1.2: 0.69703; 1.3: 504.09; 1.4: 9.8514; 1.5: 519.7733; 1.6: 504.09; 1.7: 302.454; 1.8: 8.4594; 1.9: 2520.45; 2: 80.2691; 2.1: 95.4439; 2.2: 4437.2775; 2.3: 84.1008; 2.4: -3917.5042; 2.5: -74.2494
| 2 | 93.4 | 1: 53.334; 1.1: 521.3864; 1.2: 0.69919; 1.3: 504.36; 1.4: 9.8767; 1.5: 521.3864; 1.6: 504.36; 1.7: 302.616; 1.8: 8.4594; 1.9: 2521.8; 2: 80.3121; 2.1: 95.4468; 2.2: 4441.8998; 2.3: 84.1433; 2.4: -3920.5134; 2.5: -74.2667
| 2 | 93.45 | 1: 53.4707; 1.1: 523.0025; 1.2: 0.70136; 1.3: 504.63; 1.4: 9.902; 1.5: 523.0025; 1.6: 504.63; 1.7: 302.778; 1.8: 8.4594; 1.9: 2523.15; 2: 80.3551; 2.1: 95.4496; 2.2: 4446.5232; 2.3: 84.1858; 2.4: -3923.5206; 2.5: -74.2839
| 2 | 93.5 | 1: 53.6076; 1.1: 524.6219; 1.2: 0.70353; 1.3: 504.9; 1.4: 9.9273; 1.5: 524.6219; 1.6: 504.9; 1.7: 302.94; 1.8: 8.4594; 1.9: 2524.5; 2: 80.3981; 2.1: 95.4525; 2.2: 4451.1478; 2.3: 84.2283; 2.4: -3926.5258; 2.5: -74.301
| 2 | 93.55 | 1: 53.7447; 1.1: 526.2445; 1.2: 0.70571; 1.3: 505.17; 1.4: 9.9527; 1.5: 526.2445; 1.6: 505.17; 1.7: 303.102; 1.8: 8.4594; 1.9: 2525.85; 2: 80.4411; 2.1: 95.4555; 2.2: 4455.7735; 2.3: 84.2708; 2.4: -3929.529; 2.5: -74.3181
| 2 | 93.6 | 1: 53.8819; 1.1: 527.8703; 1.2: 0.70789; 1.3: 505.44; 1.4: 9.9781; 1.5: 527.8703; 1.6: 505.44; 1.7: 303.264; 1.8: 8.4594; 1.9: 2527.2; 2: 80.4841; 2.1: 95.4584; 2.2: 4460.4005; 2.3: 84.3133; 2.4: -3932.5302; 2.5: -74.3351
| 2 | 93.65 | 1: 54.0193; 1.1: 529.4993; 1.2: 0.71007; 1.3: 505.71; 1.4: 10.0036; 1.5: 529.4993; 1.6: 505.71; 1.7: 303.426; 1.8: 8.4594; 1.9: 2528.55; 2: 80.5271; 2.1: 95.4614; 2.2: 4465.0285; 2.3: 84.3557; 2.4: -3935.5293; 2.5: -74.3521
| 2 | 93.7 | 1: 54.1569; 1.1: 531.1314; 1.2: 0.71226; 1.3: 505.98; 1.4: 10.0291; 1.5: 531.1314; 1.6: 505.98; 1.7: 303.588; 1.8: 8.4594; 1.9: 2529.9; 2: 80.5701; 2.1: 95.4643; 2.2: 4469.6578; 2.3: 84.3981; 2.4: -3938.5263; 2.5: -74.369
| 2 | 93.75 | 1: 54.2947; 1.1: 532.7668; 1.2: 0.71445; 1.3: 506.25; 1.4: 10.0546; 1.5: 532.7668; 1.6: 506.25; 1.7: 303.75; 1.8: 8.4594; 1.9: 2531.25; 2: 80.6131; 2.1: 95.4674; 2.2: 4474.2881; 2.3: 84.4404; 2.4: -3941.5213; 2.5: -74.3859
| 2 | 93.8 | 1: 54.4327; 1.1: 534.4054; 1.2: 0.71665; 1.3: 506.52; 1.4: 10.0801; 1.5: 534.4054; 1.6: 506.52; 1.7: 303.912; 1.8: 8.4594; 1.9: 2532.6; 2: 80.6561; 2.1: 95.4704; 2.2: 4478.9196; 2.3: 84.4828; 2.4: -3944.5142; 2.5: -74.4027
| 2 | 93.85 | 1: 54.5708; 1.1: 536.0472; 1.2: 0.71885; 1.3: 506.79; 1.4: 10.1057; 1.5: 536.0472; 1.6: 506.79; 1.7: 304.074; 1.8: 8.4594; 1.9: 2533.95; 2: 80.699; 2.1: 95.4734; 2.2: 4483.5522; 2.3: 84.5251; 2.4: -3947.5049; 2.5: -74.4194
| 2 | 93.9 | 1: 54.7091; 1.1: 537.6923; 1.2: 0.72106; 1.3: 507.06; 1.4: 10.1313; 1.5: 537.6923; 1.6: 507.06; 1.7: 304.236; 1.8: 8.4594; 1.9: 2535.3; 2: 80.742; 2.1: 95.4765; 2.2: 4488.1859; 2.3: 84.5674; 2.4: -3950.4936; 2.5: -74.4361
| 2 | 93.95 | 1: 54.8476; 1.1: 539.3405; 1.2: 0.72327; 1.3: 507.33; 1.4: 10.157; 1.5: 539.3405; 1.6: 507.33; 1.7: 304.398; 1.8: 8.4594; 1.9: 2536.65; 2: 80.785; 2.1: 95.4796; 2.2: 4492.8206; 2.3: 84.6097; 2.4: -3953.4801; 2.5: -74.4527
| 2 | 94 | 1: 54.9863; 1.1: 540.992; 1.2: 0.72548; 1.3: 507.6; 1.4: 10.1827; 1.5: 540.992; 1.6: 507.6; 1.7: 304.56; 1.8: 8.4594; 1.9: 2538; 2: 80.828; 2.1: 95.4828; 2.2: 4497.4565; 2.3: 84.6519; 2.4: -3956.4645; 2.5: -74.4693
| 2 | 94.05 | 1: 55.1252; 1.1: 542.6467; 1.2: 0.7277; 1.3: 507.87; 1.4: 10.2084; 1.5: 542.6467; 1.6: 507.87; 1.7: 304.722; 1.8: 8.4594; 1.9: 2539.35; 2: 80.871; 2.1: 95.4859; 2.2: 4502.0934; 2.3: 84.6942; 2.4: -3959.4467; 2.5: -74.4858
| 2 | 94.1 | 1: 55.2642; 1.1: 544.3046; 1.2: 0.72992; 1.3: 508.14; 1.4: 10.2341; 1.5: 544.3046; 1.6: 508.14; 1.7: 304.884; 1.8: 8.4594; 1.9: 2540.7; 2: 80.914; 2.1: 95.4891; 2.2: 4506.7313; 2.3: 84.7364; 2.4: -3962.4267; 2.5: -74.5023
| 2 | 94.15 | 1: 55.4034; 1.1: 545.9658; 1.2: 0.73215; 1.3: 508.41; 1.4: 10.2599; 1.5: 545.9658; 1.6: 508.41; 1.7: 305.046; 1.8: 8.4594; 1.9: 2542.05; 2: 80.957; 2.1: 95.4923; 2.2: 4511.3703; 2.3: 84.7786; 2.4: -3965.4045; 2.5: -74.5187
| 2 | 94.2 | 1: 55.5428; 1.1: 547.6302; 1.2: 0.73438; 1.3: 508.68; 1.4: 10.2857; 1.5: 547.6302; 1.6: 508.68; 1.7: 305.208; 1.8: 8.4594; 1.9: 2543.4; 2: 81; 2.1: 95.4956; 2.2: 4516.0104; 2.3: 84.8207; 2.4: -3968.3802; 2.5: -74.535
| 2 | 94.25 | 1: 55.6824; 1.1: 549.2978; 1.2: 0.73662; 1.3: 508.95; 1.4: 10.3116; 1.5: 549.2978; 1.6: 508.95; 1.7: 305.37; 1.8: 8.4594; 1.9: 2544.75; 2: 81.043; 2.1: 95.4988; 2.2: 4520.6514; 2.3: 84.8628; 2.4: -3971.3536; 2.5: -74.5513
| 2 | 94.3 | 1: 55.8222; 1.1: 550.9687; 1.2: 0.73886; 1.3: 509.22; 1.4: 10.3374; 1.5: 550.9687; 1.6: 509.22; 1.7: 305.532; 1.8: 8.4594; 1.9: 2546.1; 2: 81.086; 2.1: 95.5021; 2.2: 4525.2935; 2.3: 84.9049; 2.4: -3974.3248; 2.5: -74.5675
| 2 | 94.35 | 1: 55.9621; 1.1: 552.6428; 1.2: 0.74111; 1.3: 509.49; 1.4: 10.3634; 1.5: 552.6428; 1.6: 509.49; 1.7: 305.694; 1.8: 8.4594; 1.9: 2547.45; 2: 81.129; 2.1: 95.5054; 2.2: 4529.9366; 2.3: 84.947; 2.4: -3977.2937; 2.5: -74.5836
| 2 | 94.4 | 1: 56.1023; 1.1: 554.3202; 1.2: 0.74336; 1.3: 509.76; 1.4: 10.3893; 1.5: 554.3202; 1.6: 509.76; 1.7: 305.856; 1.8: 8.4594; 1.9: 2548.8; 2: 81.172; 2.1: 95.5087; 2.2: 4534.5806; 2.3: 84.9891; 2.4: -3980.2604; 2.5: -74.5997
| 2 | 94.45 | 1: 56.2426; 1.1: 556.0008; 1.2: 0.74561; 1.3: 510.03; 1.4: 10.4153; 1.5: 556.0008; 1.6: 510.03; 1.7: 306.018; 1.8: 8.4594; 1.9: 2550.15; 2: 81.215; 2.1: 95.5121; 2.2: 4539.2256; 2.3: 85.0311; 2.4: -3983.2248; 2.5: -74.6158
| 2 | 94.5 | 1: 56.383; 1.1: 557.6847; 1.2: 0.74787; 1.3: 510.3; 1.4: 10.4413; 1.5: 557.6847; 1.6: 510.3; 1.7: 306.18; 1.8: 8.4594; 1.9: 2551.5; 2: 81.258; 2.1: 95.5155; 2.2: 4543.8716; 2.3: 85.0731; 2.4: -3986.1869; 2.5: -74.6318
| 2 | 94.55 | 1: 56.5237; 1.1: 559.3718; 1.2: 0.75013; 1.3: 510.57; 1.4: 10.4674; 1.5: 559.3718; 1.6: 510.57; 1.7: 306.342; 1.8: 8.4594; 1.9: 2552.85; 2: 81.301; 2.1: 95.5189; 2.2: 4548.5186; 2.3: 85.115; 2.4: -3989.1468; 2.5: -74.6477
| 2 | 94.6 | 1: 56.6646; 1.1: 561.0622; 1.2: 0.7524; 1.3: 510.84; 1.4: 10.4934; 1.5: 561.0622; 1.6: 510.84; 1.7: 306.504; 1.8: 8.4594; 1.9: 2554.2; 2: 81.3439; 2.1: 95.5224; 2.2: 4553.1664; 2.3: 85.157; 2.4: -3992.1042; 2.5: -74.6635
| 2 | 94.65 | 1: 56.8056; 1.1: 562.7559; 1.2: 0.75467; 1.3: 511.11; 1.4: 10.5196; 1.5: 562.7559; 1.6: 511.11; 1.7: 306.666; 1.8: 8.4594; 1.9: 2555.55; 2: 81.3869; 2.1: 95.5258; 2.2: 4557.8153; 2.3: 85.1989; 2.4: -3995.0594; 2.5: -74.6793
| 2 | 94.7 | 1: 56.9468; 1.1: 564.4528; 1.2: 0.75694; 1.3: 511.38; 1.4: 10.5457; 1.5: 564.4528; 1.6: 511.38; 1.7: 306.828; 1.8: 8.4594; 1.9: 2556.9; 2: 81.4299; 2.1: 95.5293; 2.2: 4562.465; 2.3: 85.2408; 2.4: -3998.0122; 2.5: -74.6951
| 2 | 94.75 | 1: 57.0882; 1.1: 566.153; 1.2: 0.75922; 1.3: 511.65; 1.4: 10.5719; 1.5: 566.153; 1.6: 511.65; 1.7: 306.99; 1.8: 8.4594; 1.9: 2558.25; 2: 81.4729; 2.1: 95.5328; 2.2: 4567.1156; 2.3: 85.2826; 2.4: -4000.9626; 2.5: -74.7108
| 2 | 94.8 | 1: 57.2297; 1.1: 567.8564; 1.2: 0.76151; 1.3: 511.92; 1.4: 10.5981; 1.5: 567.8564; 1.6: 511.92; 1.7: 307.152; 1.8: 8.4594; 1.9: 2559.6; 2: 81.5159; 2.1: 95.5364; 2.2: 4571.7671; 2.3: 85.3245; 2.4: -4003.9107; 2.5: -74.7264
| 2 | 94.85 | 1: 57.3715; 1.1: 569.5632; 1.2: 0.7638; 1.3: 512.19; 1.4: 10.6244; 1.5: 569.5632; 1.6: 512.19; 1.7: 307.314; 1.8: 8.4594; 1.9: 2560.95; 2: 81.5589; 2.1: 95.54; 2.2: 4576.4195; 2.3: 85.3663; 2.4: -4006.8564; 2.5: -74.7419
| 2 | 94.9 | 1: 57.5134; 1.1: 571.2732; 1.2: 0.76609; 1.3: 512.46; 1.4: 10.6506; 1.5: 571.2732; 1.6: 512.46; 1.7: 307.476; 1.8: 8.4594; 1.9: 2562.3; 2: 81.6019; 2.1: 95.5436; 2.2: 4581.0728; 2.3: 85.4081; 2.4: -4009.7996; 2.5: -74.7574
| 2 | 94.95 | 1: 57.6555; 1.1: 572.9865; 1.2: 0.76839; 1.3: 512.73; 1.4: 10.677; 1.5: 572.9865; 1.6: 512.73; 1.7: 307.638; 1.8: 8.4594; 1.9: 2563.65; 2: 81.6449; 2.1: 95.5472; 2.2: 4585.727; 2.3: 85.4498; 2.4: -4012.7405; 2.5: -74.7729
| 2 | 95 | 1: 57.7978; 1.1: 574.7031; 1.2: 0.77069; 1.3: 513; 1.4: 10.7033; 1.5: 574.7031; 1.6: 513; 1.7: 307.8; 1.8: 8.4594; 1.9: 2565; 2: 81.6879; 2.1: 95.5509; 2.2: 4590.3819; 2.3: 85.4915; 2.4: -4015.6789; 2.5: -74.7882
| 2 | 95.05 | 1: 57.9403; 1.1: 576.4229; 1.2: 0.773; 1.3: 513.27; 1.4: 10.7297; 1.5: 576.4229; 1.6: 513.27; 1.7: 307.962; 1.8: 8.4594; 1.9: 2566.35; 2: 81.7309; 2.1: 95.5546; 2.2: 4595.0377; 2.3: 85.5332; 2.4: -4018.6148; 2.5: -74.8035
| 2 | 95.1 | 1: 58.083; 1.1: 578.1461; 1.2: 0.77531; 1.3: 513.54; 1.4: 10.7561; 1.5: 578.1461; 1.6: 513.54; 1.7: 308.124; 1.8: 8.4594; 1.9: 2567.7; 2: 81.7739; 2.1: 95.5583; 2.2: 4599.6944; 2.3: 85.5749; 2.4: -4021.5483; 2.5: -74.8188
| 2 | 95.15 | 1: 58.2258; 1.1: 579.8726; 1.2: 0.77762; 1.3: 513.81; 1.4: 10.7826; 1.5: 579.8726; 1.6: 513.81; 1.7: 308.286; 1.8: 8.4594; 1.9: 2569.05; 2: 81.8169; 2.1: 95.562; 2.2: 4604.3518; 2.3: 85.6165; 2.4: -4024.4792; 2.5: -74.834
| 2 | 95.2 | 1: 58.3688; 1.1: 581.6023; 1.2: 0.77994; 1.3: 514.08; 1.4: 10.809; 1.5: 581.6023; 1.6: 514.08; 1.7: 308.448; 1.8: 8.4594; 1.9: 2570.4; 2: 81.8599; 2.1: 95.5658; 2.2: 4609.0101; 2.3: 85.6581; 2.4: -4027.4077; 2.5: -74.8491
| 2 | 95.25 | 1: 58.512; 1.1: 583.3354; 1.2: 0.78227; 1.3: 514.35; 1.4: 10.8356; 1.5: 583.3354; 1.6: 514.35; 1.7: 308.61; 1.8: 8.4594; 1.9: 2571.75; 2: 81.9029; 2.1: 95.5696; 2.2: 4613.6691; 2.3: 85.6997; 2.4: -4030.3337; 2.5: -74.8641
| 2 | 95.3 | 1: 58.6554; 1.1: 585.0718; 1.2: 0.78459; 1.3: 514.62; 1.4: 10.8621; 1.5: 585.0718; 1.6: 514.62; 1.7: 308.772; 1.8: 8.4594; 1.9: 2573.1; 2: 81.9459; 2.1: 95.5734; 2.2: 4618.3289; 2.3: 85.7412; 2.4: -4033.2571; 2.5: -74.8791
| 2 | 95.35 | 1: 58.7989; 1.1: 586.8114; 1.2: 0.78693; 1.3: 514.89; 1.4: 10.8887; 1.5: 586.8114; 1.6: 514.89; 1.7: 308.934; 1.8: 8.4594; 1.9: 2574.45; 2: 81.9889; 2.1: 95.5773; 2.2: 4622.9894; 2.3: 85.7828; 2.4: -4036.178; 2.5: -74.8941
| 2 | 95.4 | 1: 58.9427; 1.1: 588.5544; 1.2: 0.78926; 1.3: 515.16; 1.4: 10.9153; 1.5: 588.5544; 1.6: 515.16; 1.7: 309.096; 1.8: 8.4594; 1.9: 2575.8; 2: 82.0318; 2.1: 95.5812; 2.2: 4627.6507; 2.3: 85.8243; 2.4: -4039.0963; 2.5: -74.9089
| 2 | 95.45 | 1: 59.0866; 1.1: 590.3007; 1.2: 0.79161; 1.3: 515.43; 1.4: 10.942; 1.5: 590.3007; 1.6: 515.43; 1.7: 309.258; 1.8: 8.4594; 1.9: 2577.15; 2: 82.0748; 2.1: 95.5851; 2.2: 4632.3128; 2.3: 85.8657; 2.4: -4042.012; 2.5: -74.9238
| 2 | 95.5 | 1: 59.2307; 1.1: 592.0503; 1.2: 0.79395; 1.3: 515.7; 1.4: 10.9686; 1.5: 592.0503; 1.6: 515.7; 1.7: 309.42; 1.8: 8.4594; 1.9: 2578.5; 2: 82.1178; 2.1: 95.5891; 2.2: 4636.9755; 2.3: 85.9071; 2.4: -4044.9252; 2.5: -74.9385
| 2 | 95.55 | 1: 59.375; 1.1: 593.8033; 1.2: 0.7963; 1.3: 515.97; 1.4: 10.9954; 1.5: 593.8033; 1.6: 515.97; 1.7: 309.582; 1.8: 8.4594; 1.9: 2579.85; 2: 82.1608; 2.1: 95.593; 2.2: 4641.639; 2.3: 85.9485; 2.4: -4047.8357; 2.5: -74.9532
| 2 | 95.6 | 1: 59.5194; 1.1: 595.5595; 1.2: 0.79866; 1.3: 516.24; 1.4: 11.0221; 1.5: 595.5595; 1.6: 516.24; 1.7: 309.744; 1.8: 8.4594; 1.9: 2581.2; 2: 82.2038; 2.1: 95.5971; 2.2: 4646.3031; 2.3: 85.9899; 2.4: -4050.7436; 2.5: -74.9678
| 2 | 95.65 | 1: 59.6641; 1.1: 597.3191; 1.2: 0.80102; 1.3: 516.51; 1.4: 11.0489; 1.5: 597.3191; 1.6: 516.51; 1.7: 309.906; 1.8: 8.4594; 1.9: 2582.55; 2: 82.2468; 2.1: 95.6011; 2.2: 4650.968; 2.3: 86.0312; 2.4: -4053.6489; 2.5: -74.9823
| 2 | 95.7 | 1: 59.8089; 1.1: 599.082; 1.2: 0.80338; 1.3: 516.78; 1.4: 11.0757; 1.5: 599.082; 1.6: 516.78; 1.7: 310.068; 1.8: 8.4594; 1.9: 2583.9; 2: 82.2898; 2.1: 95.6052; 2.2: 4655.6335; 2.3: 86.0726; 2.4: -4056.5515; 2.5: -74.9968
| 2 | 95.75 | 1: 59.9539; 1.1: 600.8482; 1.2: 0.80575; 1.3: 517.05; 1.4: 11.1026; 1.5: 600.8482; 1.6: 517.05; 1.7: 310.23; 1.8: 8.4594; 1.9: 2585.25; 2: 82.3328; 2.1: 95.6093; 2.2: 4660.2996; 2.3: 86.1138; 2.4: -4059.4514; 2.5: -75.0113
| 2 | 95.8 | 1: 60.0991; 1.1: 602.6178; 1.2: 0.80812; 1.3: 517.32; 1.4: 11.1295; 1.5: 602.6178; 1.6: 517.32; 1.7: 310.392; 1.8: 8.4594; 1.9: 2586.6; 2: 82.3758; 2.1: 95.6134; 2.2: 4664.9664; 2.3: 86.1551; 2.4: -4062.3486; 2.5: -75.0256
| 2 | 95.85 | 1: 60.2445; 1.1: 604.3907; 1.2: 0.8105; 1.3: 517.59; 1.4: 11.1564; 1.5: 604.3907; 1.6: 517.59; 1.7: 310.554; 1.8: 8.4594; 1.9: 2587.95; 2: 82.4188; 2.1: 95.6176; 2.2: 4669.6339; 2.3: 86.1963; 2.4: -4065.2431; 2.5: -75.0399
| 2 | 95.9 | 1: 60.39; 1.1: 606.167; 1.2: 0.81288; 1.3: 517.86; 1.4: 11.1833; 1.5: 606.167; 1.6: 517.86; 1.7: 310.716; 1.8: 8.4594; 1.9: 2589.3; 2: 82.4618; 2.1: 95.6218; 2.2: 4674.3019; 2.3: 86.2375; 2.4: -4068.1349; 2.5: -75.0541
| 2 | 95.95 | 1: 60.5358; 1.1: 607.9466; 1.2: 0.81527; 1.3: 518.13; 1.4: 11.2103; 1.5: 607.9466; 1.6: 518.13; 1.7: 310.878; 1.8: 8.4594; 1.9: 2590.65; 2: 82.5048; 2.1: 95.626; 2.2: 4678.9706; 2.3: 86.2786; 2.4: -4071.024; 2.5: -75.0683
| 2 | 96 | 1: 60.6817; 1.1: 609.7296; 1.2: 0.81766; 1.3: 518.4; 1.4: 11.2373; 1.5: 609.7296; 1.6: 518.4; 1.7: 311.04; 1.8: 8.4594; 1.9: 2592; 2: 82.5478; 2.1: 95.6302; 2.2: 4683.6398; 2.3: 86.3197; 2.4: -4073.9102; 2.5: -75.0824
| 2 | 96.05 | 1: 60.8278; 1.1: 611.5159; 1.2: 0.82006; 1.3: 518.67; 1.4: 11.2644; 1.5: 611.5159; 1.6: 518.67; 1.7: 311.202; 1.8: 8.4594; 1.9: 2593.35; 2: 82.5908; 2.1: 95.6345; 2.2: 4688.3096; 2.3: 86.3608; 2.4: -4076.7938; 2.5: -75.0964
| 2 | 96.1 | 1: 60.9741; 1.1: 613.3055; 1.2: 0.82246; 1.3: 518.94; 1.4: 11.2915; 1.5: 613.3055; 1.6: 518.94; 1.7: 311.364; 1.8: 8.4594; 1.9: 2594.7; 2: 82.6338; 2.1: 95.6388; 2.2: 4692.98; 2.3: 86.4019; 2.4: -4079.6745; 2.5: -75.1104
| 2 | 96.15 | 1: 61.1205; 1.1: 615.0985; 1.2: 0.82486; 1.3: 519.21; 1.4: 11.3186; 1.5: 615.0985; 1.6: 519.21; 1.7: 311.526; 1.8: 8.4594; 1.9: 2596.05; 2: 82.6768; 2.1: 95.6432; 2.2: 4697.651; 2.3: 86.4429; 2.4: -4082.5524; 2.5: -75.1243
| 2 | 96.2 | 1: 61.2672; 1.1: 616.8949; 1.2: 0.82727; 1.3: 519.48; 1.4: 11.3458; 1.5: 616.8949; 1.6: 519.48; 1.7: 311.688; 1.8: 8.4594; 1.9: 2597.4; 2: 82.7197; 2.1: 95.6476; 2.2: 4702.3224; 2.3: 86.4839; 2.4: -4085.4275; 2.5: -75.1381
| 2 | 96.25 | 1: 61.414; 1.1: 618.6947; 1.2: 0.82968; 1.3: 519.75; 1.4: 11.373; 1.5: 618.6947; 1.6: 519.75; 1.7: 311.85; 1.8: 8.4594; 1.9: 2598.75; 2: 82.7627; 2.1: 95.652; 2.2: 4706.9944; 2.3: 86.5248; 2.4: -4088.2998; 2.5: -75.1519
| 2 | 96.3 | 1: 61.561; 1.1: 620.4978; 1.2: 0.8321; 1.3: 520.02; 1.4: 11.4002; 1.5: 620.4978; 1.6: 520.02; 1.7: 312.012; 1.8: 8.4594; 1.9: 2600.1; 2: 82.8057; 2.1: 95.6565; 2.2: 4711.6669; 2.3: 86.5658; 2.4: -4091.1691; 2.5: -75.1656
| 2 | 96.35 | 1: 61.7082; 1.1: 622.3043; 1.2: 0.83452; 1.3: 520.29; 1.4: 11.4274; 1.5: 622.3043; 1.6: 520.29; 1.7: 312.174; 1.8: 8.4594; 1.9: 2601.45; 2: 82.8487; 2.1: 95.6609; 2.2: 4716.3399; 2.3: 86.6066; 2.4: -4094.0357; 2.5: -75.1792
| 2 | 96.4 | 1: 61.8555; 1.1: 624.1141; 1.2: 0.83695; 1.3: 520.56; 1.4: 11.4547; 1.5: 624.1141; 1.6: 520.56; 1.7: 312.336; 1.8: 8.4594; 1.9: 2602.8; 2: 82.8917; 2.1: 95.6654; 2.2: 4721.0134; 2.3: 86.6475; 2.4: -4096.8993; 2.5: -75.1928
| 2 | 96.45 | 1: 62.0031; 1.1: 625.9273; 1.2: 0.83938; 1.3: 520.83; 1.4: 11.4821; 1.5: 625.9273; 1.6: 520.83; 1.7: 312.498; 1.8: 8.4594; 1.9: 2604.15; 2: 82.9347; 2.1: 95.67; 2.2: 4725.6873; 2.3: 86.6883; 2.4: -4099.76; 2.5: -75.2063
| 2 | 96.5 | 1: 62.1508; 1.1: 627.744; 1.2: 0.84182; 1.3: 521.1; 1.4: 11.5094; 1.5: 627.744; 1.6: 521.1; 1.7: 312.66; 1.8: 8.4594; 1.9: 2605.5; 2: 82.9777; 2.1: 95.6746; 2.2: 4730.3617; 2.3: 86.7291; 2.4: -4102.6178; 2.5: -75.2197
| 2 | 96.55 | 1: 62.2987; 1.1: 629.5639; 1.2: 0.84426; 1.3: 521.37; 1.4: 11.5368; 1.5: 629.5639; 1.6: 521.37; 1.7: 312.822; 1.8: 8.4594; 1.9: 2606.85; 2: 83.0207; 2.1: 95.6792; 2.2: 4735.0366; 2.3: 86.7699; 2.4: -4105.4726; 2.5: -75.2331
| 2 | 96.6 | 1: 62.4468; 1.1: 631.3873; 1.2: 0.8467; 1.3: 521.64; 1.4: 11.5642; 1.5: 631.3873; 1.6: 521.64; 1.7: 312.984; 1.8: 8.4594; 1.9: 2608.2; 2: 83.0637; 2.1: 95.6838; 2.2: 4739.7118; 2.3: 86.8106; 2.4: -4108.3245; 2.5: -75.2464
| 2 | 96.65 | 1: 62.5951; 1.1: 633.2141; 1.2: 0.84915; 1.3: 521.91; 1.4: 11.5917; 1.5: 633.2141; 1.6: 521.91; 1.7: 313.146; 1.8: 8.4594; 1.9: 2609.55; 2: 83.1067; 2.1: 95.6885; 2.2: 4744.3875; 2.3: 86.8513; 2.4: -4111.1734; 2.5: -75.2596
| 2 | 96.7 | 1: 62.7436; 1.1: 635.0443; 1.2: 0.85161; 1.3: 522.18; 1.4: 11.6192; 1.5: 635.0443; 1.6: 522.18; 1.7: 313.308; 1.8: 8.4594; 1.9: 2610.9; 2: 83.1497; 2.1: 95.6932; 2.2: 4749.0636; 2.3: 86.8919; 2.4: -4114.0193; 2.5: -75.2727
| 2 | 96.75 | 1: 62.8922; 1.1: 636.8778; 1.2: 0.85407; 1.3: 522.45; 1.4: 11.6467; 1.5: 636.8778; 1.6: 522.45; 1.7: 313.47; 1.8: 8.4594; 1.9: 2612.25; 2: 83.1927; 2.1: 95.698; 2.2: 4753.74; 2.3: 86.9325; 2.4: -4116.8622; 2.5: -75.2858
| 2 | 96.8 | 1: 63.041; 1.1: 638.7148; 1.2: 0.85653; 1.3: 522.72; 1.4: 11.6743; 1.5: 638.7148; 1.6: 522.72; 1.7: 313.632; 1.8: 8.4594; 1.9: 2613.6; 2: 83.2357; 2.1: 95.7028; 2.2: 4758.4168; 2.3: 86.9731; 2.4: -4119.7021; 2.5: -75.2988
| 2 | 96.85 | 1: 63.19; 1.1: 640.5551; 1.2: 0.859; 1.3: 522.99; 1.4: 11.7019; 1.5: 640.5551; 1.6: 522.99; 1.7: 313.794; 1.8: 8.4594; 1.9: 2614.95; 2: 83.2787; 2.1: 95.7076; 2.2: 4763.094; 2.3: 87.0136; 2.4: -4122.5389; 2.5: -75.3118
| 2 | 96.9 | 1: 63.3392; 1.1: 642.3989; 1.2: 0.86147; 1.3: 523.26; 1.4: 11.7295; 1.5: 642.3989; 1.6: 523.26; 1.7: 313.956; 1.8: 8.4594; 1.9: 2616.3; 2: 83.3217; 2.1: 95.7124; 2.2: 4767.7715; 2.3: 87.0542; 2.4: -4125.3726; 2.5: -75.3247
| 2 | 96.95 | 1: 63.4886; 1.1: 644.2461; 1.2: 0.86395; 1.3: 523.53; 1.4: 11.7571; 1.5: 644.2461; 1.6: 523.53; 1.7: 314.118; 1.8: 8.4594; 1.9: 2617.65; 2: 83.3646; 2.1: 95.7173; 2.2: 4772.4493; 2.3: 87.0946; 2.4: -4128.2033; 2.5: -75.3375
| 2 | 97 | 1: 63.6381; 1.1: 646.0967; 1.2: 0.86643; 1.3: 523.8; 1.4: 11.7848; 1.5: 646.0967; 1.6: 523.8; 1.7: 314.28; 1.8: 8.4594; 1.9: 2619; 2: 83.4076; 2.1: 95.7223; 2.2: 4777.1275; 2.3: 87.1351; 2.4: -4131.0308; 2.5: -75.3502
| 2 | 97.05 | 1: 63.7879; 1.1: 647.9507; 1.2: 0.86892; 1.3: 524.07; 1.4: 11.8126; 1.5: 647.9507; 1.6: 524.07; 1.7: 314.442; 1.8: 8.4594; 1.9: 2620.35; 2: 83.4506; 2.1: 95.7272; 2.2: 4781.8059; 2.3: 87.1755; 2.4: -4133.8553; 2.5: -75.3629
| 2 | 97.1 | 1: 63.9378; 1.1: 649.8081; 1.2: 0.87141; 1.3: 524.34; 1.4: 11.8403; 1.5: 649.8081; 1.6: 524.34; 1.7: 314.604; 1.8: 8.4594; 1.9: 2621.7; 2: 83.4936; 2.1: 95.7322; 2.2: 4786.4846; 2.3: 87.2158; 2.4: -4136.6766; 2.5: -75.3755
| 2 | 97.15 | 1: 64.0879; 1.1: 651.6689; 1.2: 0.8739; 1.3: 524.61; 1.4: 11.8681; 1.5: 651.6689; 1.6: 524.61; 1.7: 314.766; 1.8: 8.4594; 1.9: 2623.05; 2: 83.5366; 2.1: 95.7372; 2.2: 4791.1636; 2.3: 87.2561; 2.4: -4139.4947; 2.5: -75.388
| 2 | 97.2 | 1: 64.2381; 1.1: 653.5332; 1.2: 0.8764; 1.3: 524.88; 1.4: 11.896; 1.5: 653.5332; 1.6: 524.88; 1.7: 314.928; 1.8: 8.4594; 1.9: 2624.4; 2: 83.5796; 2.1: 95.7423; 2.2: 4795.8428; 2.3: 87.2964; 2.4: -4142.3097; 2.5: -75.4005
| 2 | 97.25 | 1: 64.3886; 1.1: 655.4009; 1.2: 0.87891; 1.3: 525.15; 1.4: 11.9238; 1.5: 655.4009; 1.6: 525.15; 1.7: 315.09; 1.8: 8.4594; 1.9: 2625.75; 2: 83.6226; 2.1: 95.7474; 2.2: 4800.5223; 2.3: 87.3367; 2.4: -4145.1214; 2.5: -75.4129
| 2 | 97.3 | 1: 64.5392; 1.1: 657.272; 1.2: 0.88142; 1.3: 525.42; 1.4: 11.9517; 1.5: 657.272; 1.6: 525.42; 1.7: 315.252; 1.8: 8.4594; 1.9: 2627.1; 2: 83.6656; 2.1: 95.7525; 2.2: 4805.202; 2.3: 87.3769; 2.4: -4147.93; 2.5: -75.4252
| 2 | 97.35 | 1: 64.6901; 1.1: 659.1466; 1.2: 0.88393; 1.3: 525.69; 1.4: 11.9796; 1.5: 659.1466; 1.6: 525.69; 1.7: 315.414; 1.8: 8.4594; 1.9: 2628.45; 2: 83.7086; 2.1: 95.7577; 2.2: 4809.8819; 2.3: 87.4171; 2.4: -4150.7353; 2.5: -75.4374
| 2 | 97.4 | 1: 64.8411; 1.1: 661.0245; 1.2: 0.88645; 1.3: 525.96; 1.4: 12.0076; 1.5: 661.0245; 1.6: 525.96; 1.7: 315.576; 1.8: 8.4594; 1.9: 2629.8; 2: 83.7516; 2.1: 95.7629; 2.2: 4814.562; 2.3: 87.4572; 2.4: -4153.5374; 2.5: -75.4496
| 2 | 97.45 | 1: 64.9923; 1.1: 662.906; 1.2: 0.88897; 1.3: 526.23; 1.4: 12.0356; 1.5: 662.906; 1.6: 526.23; 1.7: 315.738; 1.8: 8.4594; 1.9: 2631.15; 2: 83.7946; 2.1: 95.7682; 2.2: 4819.2422; 2.3: 87.4973; 2.4: -4156.3362; 2.5: -75.4617
| 2 | 97.5 | 1: 65.1436; 1.1: 664.7909; 1.2: 0.8915; 1.3: 526.5; 1.4: 12.0636; 1.5: 664.7909; 1.6: 526.5; 1.7: 315.9; 1.8: 8.4594; 1.9: 2632.5; 2: 83.8376; 2.1: 95.7735; 2.2: 4823.9226; 2.3: 87.5374; 2.4: -4159.1318; 2.5: -75.4737
| 2 | 97.55 | 1: 65.2952; 1.1: 666.6792; 1.2: 0.89403; 1.3: 526.77; 1.4: 12.0917; 1.5: 666.6792; 1.6: 526.77; 1.7: 316.062; 1.8: 8.4594; 1.9: 2633.85; 2: 83.8806; 2.1: 95.7788; 2.2: 4828.6032; 2.3: 87.5774; 2.4: -4161.924; 2.5: -75.4857
| 2 | 97.6 | 1: 65.4469; 1.1: 668.571; 1.2: 0.89657; 1.3: 527.04; 1.4: 12.1198; 1.5: 668.571; 1.6: 527.04; 1.7: 316.224; 1.8: 8.4594; 1.9: 2635.2; 2: 83.9236; 2.1: 95.7841; 2.2: 4833.2839; 2.3: 87.6174; 2.4: -4164.7129; 2.5: -75.4976
| 2 | 97.65 | 1: 65.5989; 1.1: 670.4662; 1.2: 0.89911; 1.3: 527.31; 1.4: 12.1479; 1.5: 670.4662; 1.6: 527.31; 1.7: 316.386; 1.8: 8.4594; 1.9: 2636.55; 2: 83.9666; 2.1: 95.7895; 2.2: 4837.9647; 2.3: 87.6573; 2.4: -4167.4985; 2.5: -75.5094
| 2 | 97.7 | 1: 65.751; 1.1: 672.3649; 1.2: 0.90166; 1.3: 527.58; 1.4: 12.1761; 1.5: 672.3649; 1.6: 527.58; 1.7: 316.548; 1.8: 8.4594; 1.9: 2637.9; 2: 84.0096; 2.1: 95.795; 2.2: 4842.6456; 2.3: 87.6972; 2.4: -4170.2807; 2.5: -75.5211
| 2 | 97.75 | 1: 65.9032; 1.1: 674.267; 1.2: 0.90421; 1.3: 527.85; 1.4: 12.2043; 1.5: 674.267; 1.6: 527.85; 1.7: 316.71; 1.8: 8.4594; 1.9: 2639.25; 2: 84.0525; 2.1: 95.8004; 2.2: 4847.3265; 2.3: 87.7371; 2.4: -4173.0595; 2.5: -75.5328
| 2 | 97.8 | 1: 66.0557; 1.1: 676.1726; 1.2: 0.90676; 1.3: 528.12; 1.4: 12.2325; 1.5: 676.1726; 1.6: 528.12; 1.7: 316.872; 1.8: 8.4594; 1.9: 2640.6; 2: 84.0955; 2.1: 95.806; 2.2: 4852.0076; 2.3: 87.7769; 2.4: -4175.835; 2.5: -75.5444
| 2 | 97.85 | 1: 66.2084; 1.1: 678.0817; 1.2: 0.90932; 1.3: 528.39; 1.4: 12.2608; 1.5: 678.0817; 1.6: 528.39; 1.7: 317.034; 1.8: 8.4594; 1.9: 2641.95; 2: 84.1385; 2.1: 95.8115; 2.2: 4856.6887; 2.3: 87.8167; 2.4: -4178.607; 2.5: -75.5559
| 2 | 97.9 | 1: 66.3612; 1.1: 679.9942; 1.2: 0.91189; 1.3: 528.66; 1.4: 12.2891; 1.5: 679.9942; 1.6: 528.66; 1.7: 317.196; 1.8: 8.4594; 1.9: 2643.3; 2: 84.1815; 2.1: 95.8171; 2.2: 4861.3698; 2.3: 87.8565; 2.4: -4181.3755; 2.5: -75.5674
| 2 | 97.95 | 1: 66.5142; 1.1: 681.9103; 1.2: 0.91446; 1.3: 528.93; 1.4: 12.3174; 1.5: 681.9103; 1.6: 528.93; 1.7: 317.358; 1.8: 8.4594; 1.9: 2644.65; 2: 84.2245; 2.1: 95.8227; 2.2: 4866.0509; 2.3: 87.8962; 2.4: -4184.1407; 2.5: -75.5787
| 2 | 98 | 1: 66.6674; 1.1: 683.8297; 1.2: 0.91703; 1.3: 529.2; 1.4: 12.3458; 1.5: 683.8297; 1.6: 529.2; 1.7: 317.52; 1.8: 8.4594; 1.9: 2646; 2: 84.2675; 2.1: 95.8284; 2.2: 4870.7321; 2.3: 87.9359; 2.4: -4186.9023; 2.5: -75.59
| 2 | 98.05 | 1: 66.8208; 1.1: 685.7527; 1.2: 0.91961; 1.3: 529.47; 1.4: 12.3742; 1.5: 685.7527; 1.6: 529.47; 1.7: 317.682; 1.8: 8.4594; 1.9: 2647.35; 2: 84.3105; 2.1: 95.8341; 2.2: 4875.4132; 2.3: 87.9755; 2.4: -4189.6605; 2.5: -75.6013
| 2 | 98.1 | 1: 66.9743; 1.1: 687.6792; 1.2: 0.92219; 1.3: 529.74; 1.4: 12.4027; 1.5: 687.6792; 1.6: 529.74; 1.7: 317.844; 1.8: 8.4594; 1.9: 2648.7; 2: 84.3535; 2.1: 95.8398; 2.2: 4880.0943; 2.3: 88.0151; 2.4: -4192.4151; 2.5: -75.6124
| 2 | 98.15 | 1: 67.1281; 1.1: 689.6091; 1.2: 0.92478; 1.3: 530.01; 1.4: 12.4311; 1.5: 689.6091; 1.6: 530.01; 1.7: 318.006; 1.8: 8.4594; 1.9: 2650.05; 2: 84.3965; 2.1: 95.8456; 2.2: 4884.7753; 2.3: 88.0546; 2.4: -4195.1662; 2.5: -75.6235
| 2 | 98.2 | 1: 67.282; 1.1: 691.5425; 1.2: 0.92737; 1.3: 530.28; 1.4: 12.4596; 1.5: 691.5425; 1.6: 530.28; 1.7: 318.168; 1.8: 8.4594; 1.9: 2651.4; 2: 84.4395; 2.1: 95.8514; 2.2: 4889.4563; 2.3: 88.0941; 2.4: -4197.9138; 2.5: -75.6345
| 2 | 98.25 | 1: 67.4361; 1.1: 693.4794; 1.2: 0.92997; 1.3: 530.55; 1.4: 12.4882; 1.5: 693.4794; 1.6: 530.55; 1.7: 318.33; 1.8: 8.4594; 1.9: 2652.75; 2: 84.4825; 2.1: 95.8573; 2.2: 4894.1372; 2.3: 88.1336; 2.4: -4200.6578; 2.5: -75.6454
| 2 | 98.3 | 1: 67.5904; 1.1: 695.4199; 1.2: 0.93257; 1.3: 530.82; 1.4: 12.5167; 1.5: 695.4199; 1.6: 530.82; 1.7: 318.492; 1.8: 8.4594; 1.9: 2654.1; 2: 84.5255; 2.1: 95.8632; 2.2: 4898.8181; 2.3: 88.173; 2.4: -4203.3982; 2.5: -75.6563
| 2 | 98.35 | 1: 67.7449; 1.1: 697.3638; 1.2: 0.93518; 1.3: 531.09; 1.4: 12.5454; 1.5: 697.3638; 1.6: 531.09; 1.7: 318.654; 1.8: 8.4594; 1.9: 2655.45; 2: 84.5685; 2.1: 95.8692; 2.2: 4903.4987; 2.3: 88.2124; 2.4: -4206.135; 2.5: -75.667
| 2 | 98.4 | 1: 67.8996; 1.1: 699.3112; 1.2: 0.93779; 1.3: 531.36; 1.4: 12.574; 1.5: 699.3112; 1.6: 531.36; 1.7: 318.816; 1.8: 8.4594; 1.9: 2656.8; 2: 84.6115; 2.1: 95.8751; 2.2: 4908.1793; 2.3: 88.2517; 2.4: -4208.8681; 2.5: -75.6777
| 2 | 98.45 | 1: 68.0544; 1.1: 701.2621; 1.2: 0.94041; 1.3: 531.63; 1.4: 12.6027; 1.5: 701.2621; 1.6: 531.63; 1.7: 318.978; 1.8: 8.4594; 1.9: 2658.15; 2: 84.6545; 2.1: 95.8812; 2.2: 4912.8597; 2.3: 88.291; 2.4: -4211.5976; 2.5: -75.6883
| 2 | 98.5 | 1: 68.2094; 1.1: 703.2165; 1.2: 0.94303; 1.3: 531.9; 1.4: 12.6314; 1.5: 703.2165; 1.6: 531.9; 1.7: 319.14; 1.8: 8.4594; 1.9: 2659.5; 2: 84.6975; 2.1: 95.8872; 2.2: 4917.54; 2.3: 88.3303; 2.4: -4214.3235; 2.5: -75.6989
| 2 | 98.55 | 1: 68.3646; 1.1: 705.1745; 1.2: 0.94565; 1.3: 532.17; 1.4: 12.6601; 1.5: 705.1745; 1.6: 532.17; 1.7: 319.302; 1.8: 8.4594; 1.9: 2660.85; 2: 84.7404; 2.1: 95.8934; 2.2: 4922.2201; 2.3: 88.3695; 2.4: -4217.0456; 2.5: -75.7094
| 2 | 98.6 | 1: 68.52; 1.1: 707.1359; 1.2: 0.94828; 1.3: 532.44; 1.4: 12.6889; 1.5: 707.1359; 1.6: 532.44; 1.7: 319.464; 1.8: 8.4594; 1.9: 2662.2; 2: 84.7834; 2.1: 95.8995; 2.2: 4926.9; 2.3: 88.4086; 2.4: -4219.7641; 2.5: -75.7197
| 2 | 98.65 | 1: 68.6756; 1.1: 709.1009; 1.2: 0.95092; 1.3: 532.71; 1.4: 12.7177; 1.5: 709.1009; 1.6: 532.71; 1.7: 319.626; 1.8: 8.4594; 1.9: 2663.55; 2: 84.8264; 2.1: 95.9057; 2.2: 4931.5796; 2.3: 88.4478; 2.4: -4222.4788; 2.5: -75.73
| 2 | 98.7 | 1: 68.8314; 1.1: 711.0694; 1.2: 0.95356; 1.3: 532.98; 1.4: 12.7466; 1.5: 711.0694; 1.6: 532.98; 1.7: 319.788; 1.8: 8.4594; 1.9: 2664.9; 2: 84.8694; 2.1: 95.9119; 2.2: 4936.2591; 2.3: 88.4868; 2.4: -4225.1897; 2.5: -75.7403
| 2 | 98.75 | 1: 68.9873; 1.1: 713.0414; 1.2: 0.9562; 1.3: 533.25; 1.4: 12.7754; 1.5: 713.0414; 1.6: 533.25; 1.7: 319.95; 1.8: 8.4594; 1.9: 2666.25; 2: 84.9124; 2.1: 95.9182; 2.2: 4940.9383; 2.3: 88.5259; 2.4: -4227.8969; 2.5: -75.7504
| 2 | 98.8 | 1: 69.1434; 1.1: 715.0169; 1.2: 0.95885; 1.3: 533.52; 1.4: 12.8043; 1.5: 715.0169; 1.6: 533.52; 1.7: 320.112; 1.8: 8.4594; 1.9: 2667.6; 2: 84.9554; 2.1: 95.9245; 2.2: 4945.6172; 2.3: 88.5649; 2.4: -4230.6003; 2.5: -75.7605
| 2 | 98.85 | 1: 69.2997; 1.1: 716.996; 1.2: 0.96151; 1.3: 533.79; 1.4: 12.8333; 1.5: 716.996; 1.6: 533.79; 1.7: 320.274; 1.8: 8.4594; 1.9: 2668.95; 2: 84.9984; 2.1: 95.9309; 2.2: 4950.2959; 2.3: 88.6038; 2.4: -4233.2999; 2.5: -75.7705
| 2 | 98.9 | 1: 69.4562; 1.1: 718.9786; 1.2: 0.96417; 1.3: 534.06; 1.4: 12.8623; 1.5: 718.9786; 1.6: 534.06; 1.7: 320.436; 1.8: 8.4594; 1.9: 2670.3; 2: 85.0414; 2.1: 95.9373; 2.2: 4954.9742; 2.3: 88.6427; 2.4: -4235.9956; 2.5: -75.7804
| 2 | 98.95 | 1: 69.6129; 1.1: 720.9647; 1.2: 0.96683; 1.3: 534.33; 1.4: 12.8913; 1.5: 720.9647; 1.6: 534.33; 1.7: 320.598; 1.8: 8.4594; 1.9: 2671.65; 2: 85.0844; 2.1: 95.9437; 2.2: 4959.6522; 2.3: 88.6815; 2.4: -4238.6875; 2.5: -75.7903
| 2 | 99 | 1: 69.7698; 1.1: 722.9544; 1.2: 0.9695; 1.3: 534.6; 1.4: 12.9203; 1.5: 722.9544; 1.6: 534.6; 1.7: 320.76; 1.8: 8.4594; 1.9: 2673; 2: 85.1274; 2.1: 95.9502; 2.2: 4964.3299; 2.3: 88.7204; 2.4: -4241.3755; 2.5: -75.8
| 2 | 99.05 | 1: 69.9268; 1.1: 724.9476; 1.2: 0.97217; 1.3: 534.87; 1.4: 12.9494; 1.5: 724.9476; 1.6: 534.87; 1.7: 320.922; 1.8: 8.4594; 1.9: 2674.35; 2: 85.1704; 2.1: 95.9568; 2.2: 4969.0073; 2.3: 88.7591; 2.4: -4244.0596; 2.5: -75.8097
| 2 | 99.1 | 1: 70.084; 1.1: 726.9444; 1.2: 0.97485; 1.3: 535.14; 1.4: 12.9785; 1.5: 726.9444; 1.6: 535.14; 1.7: 321.084; 1.8: 8.4594; 1.9: 2675.7; 2: 85.2134; 2.1: 95.9633; 2.2: 4973.6843; 2.3: 88.7978; 2.4: -4246.7398; 2.5: -75.8193
| 2 | 99.15 | 1: 70.2415; 1.1: 728.9447; 1.2: 0.97753; 1.3: 535.41; 1.4: 13.0077; 1.5: 728.9447; 1.6: 535.41; 1.7: 321.246; 1.8: 8.4594; 1.9: 2677.05; 2: 85.2564; 2.1: 95.97; 2.2: 4978.3608; 2.3: 88.8365; 2.4: -4249.4161; 2.5: -75.8288
| 2 | 99.2 | 1: 70.399; 1.1: 730.9486; 1.2: 0.98022; 1.3: 535.68; 1.4: 13.0369; 1.5: 730.9486; 1.6: 535.68; 1.7: 321.408; 1.8: 8.4594; 1.9: 2678.4; 2: 85.2994; 2.1: 95.9766; 2.2: 4983.037; 2.3: 88.8751; 2.4: -4252.0884; 2.5: -75.8383
| 2 | 99.25 | 1: 70.5568; 1.1: 732.956; 1.2: 0.98291; 1.3: 535.95; 1.4: 13.0661; 1.5: 732.956; 1.6: 535.95; 1.7: 321.57; 1.8: 8.4594; 1.9: 2679.75; 2: 85.3424; 2.1: 95.9833; 2.2: 4987.7128; 2.3: 88.9137; 2.4: -4254.7568; 2.5: -75.8476
| 2 | 99.3 | 1: 70.7148; 1.1: 734.967; 1.2: 0.98561; 1.3: 536.22; 1.4: 13.0953; 1.5: 734.967; 1.6: 536.22; 1.7: 321.732; 1.8: 8.4594; 1.9: 2681.1; 2: 85.3854; 2.1: 95.9901; 2.2: 4992.3881; 2.3: 88.9523; 2.4: -4257.4211; 2.5: -75.8569
| 2 | 99.35 | 1: 70.8729; 1.1: 736.9816; 1.2: 0.98831; 1.3: 536.49; 1.4: 13.1246; 1.5: 736.9816; 1.6: 536.49; 1.7: 321.894; 1.8: 8.4594; 1.9: 2682.45; 2: 85.4283; 2.1: 95.9969; 2.2: 4997.063; 2.3: 88.9907; 2.4: -4260.0814; 2.5: -75.8661
| 2 | 99.4 | 1: 71.0313; 1.1: 738.9997; 1.2: 0.99101; 1.3: 536.76; 1.4: 13.1539; 1.5: 738.9997; 1.6: 536.76; 1.7: 322.056; 1.8: 8.4594; 1.9: 2683.8; 2: 85.4713; 2.1: 96.0037; 2.2: 5001.7374; 2.3: 89.0292; 2.4: -4262.7377; 2.5: -75.8752
| 2 | 99.45 | 1: 71.1898; 1.1: 741.0214; 1.2: 0.99373; 1.3: 537.03; 1.4: 13.1833; 1.5: 741.0214; 1.6: 537.03; 1.7: 322.218; 1.8: 8.4594; 1.9: 2685.15; 2: 85.5143; 2.1: 96.0106; 2.2: 5006.4113; 2.3: 89.0676; 2.4: -4265.3899; 2.5: -75.8843
| 2 | 99.5 | 1: 71.3485; 1.1: 743.0466; 1.2: 0.99644; 1.3: 537.3; 1.4: 13.2127; 1.5: 743.0466; 1.6: 537.3; 1.7: 322.38; 1.8: 8.4594; 1.9: 2686.5; 2: 85.5573; 2.1: 96.0176; 2.2: 5011.0846; 2.3: 89.1059; 2.4: -4268.038; 2.5: -75.8932
| 2 | 99.55 | 1: 71.5073; 1.1: 745.0755; 1.2: 0.99916; 1.3: 537.57; 1.4: 13.2421; 1.5: 745.0755; 1.6: 537.57; 1.7: 322.542; 1.8: 8.4594; 1.9: 2687.85; 2: 85.6003; 2.1: 96.0245; 2.2: 5015.7575; 2.3: 89.1442; 2.4: -4270.682; 2.5: -75.9021
| 2 | 99.6 | 1: 71.6664; 1.1: 747.1079; 1.2: 1.0019; 1.3: 537.84; 1.4: 13.2716; 1.5: 747.1079; 1.6: 537.84; 1.7: 322.704; 1.8: 8.4594; 1.9: 2689.2; 2: 85.6433; 2.1: 96.0316; 2.2: 5020.4298; 2.3: 89.1825; 2.4: -4273.3219; 2.5: -75.9109
| 2 | 99.65 | 1: 71.8256; 1.1: 749.1439; 1.2: 1.0046; 1.3: 538.11; 1.4: 13.301; 1.5: 749.1439; 1.6: 538.11; 1.7: 322.866; 1.8: 8.4594; 1.9: 2690.55; 2: 85.6863; 2.1: 96.0386; 2.2: 5025.1015; 2.3: 89.2207; 2.4: -4275.9576; 2.5: -75.9196
| 2 | 99.7 | 1: 71.9851; 1.1: 751.1835; 1.2: 1.0074; 1.3: 538.38; 1.4: 13.3306; 1.5: 751.1835; 1.6: 538.38; 1.7: 323.028; 1.8: 8.4594; 1.9: 2691.9; 2: 85.7293; 2.1: 96.0458; 2.2: 5029.7727; 2.3: 89.2588; 2.4: -4278.5892; 2.5: -75.9282
| 2 | 99.75 | 1: 72.1447; 1.1: 753.2266; 1.2: 1.0101; 1.3: 538.65; 1.4: 13.3601; 1.5: 753.2266; 1.6: 538.65; 1.7: 323.19; 1.8: 8.4594; 1.9: 2693.25; 2: 85.7723; 2.1: 96.0529; 2.2: 5034.4432; 2.3: 89.2969; 2.4: -4281.2166; 2.5: -75.9368
| 2 | 99.8 | 1: 72.3045; 1.1: 755.2734; 1.2: 1.0128; 1.3: 538.92; 1.4: 13.3897; 1.5: 755.2734; 1.6: 538.92; 1.7: 323.352; 1.8: 8.4594; 1.9: 2694.6; 2: 85.8153; 2.1: 96.0601; 2.2: 5039.1131; 2.3: 89.335; 2.4: -4283.8397; 2.5: -75.9452
| 2 | 99.85 | 1: 72.4645; 1.1: 757.3238; 1.2: 1.0156; 1.3: 539.19; 1.4: 13.4193; 1.5: 757.3238; 1.6: 539.19; 1.7: 323.514; 1.8: 8.4594; 1.9: 2695.95; 2: 85.8583; 2.1: 96.0674; 2.2: 5043.7824; 2.3: 89.373; 2.4: -4286.4586; 2.5: -75.9536
| 2 | 99.9 | 1: 72.6246; 1.1: 759.3777; 1.2: 1.0183; 1.3: 539.46; 1.4: 13.449; 1.5: 759.3777; 1.6: 539.46; 1.7: 323.676; 1.8: 8.4594; 1.9: 2697.3; 2: 85.9013; 2.1: 96.0747; 2.2: 5048.451; 2.3: 89.4109; 2.4: -4289.0733; 2.5: -75.9619
| 2 | 99.95 | 1: 72.785; 1.1: 761.4353; 1.2: 1.0211; 1.3: 539.73; 1.4: 13.4787; 1.5: 761.4353; 1.6: 539.73; 1.7: 323.838; 1.8: 8.4594; 1.9: 2698.65; 2: 85.9443; 2.1: 96.0821; 2.2: 5053.1189; 2.3: 89.4488; 2.4: -4291.6837; 2.5: -75.9701
| #REF! | 100 | 1: 72.9455; 1.1: 763.4965; 1.2: 1.0239; 1.3: 540; 1.4: 13.5084; 1.5: 763.4965; 1.6: 540; 1.7: 324; 1.8: 8.4594; 1.9: 2700; 2: 85.9873; 2.1: 96.0895; 2.2: 5057.7862; 2.3: 89.4867; 2.4: -4294.2897; 2.5: -75.9782
y = -0,00000000222632296219x6 + 0,00000048938126387399x5 - 0,00004301346151258660x4 + 0,00191959811502329000x3 - 0,01060505812711200000x2 - 3,96866694598430000000x + 143,34699991671500000000
WIND SPEED m/s
| 6 |  | 1: συναρτηση με; 1.3: "Power shaft"; 1.4: "Power shaft"; 1.5: "Power shaft"; 1.9: Electric; 2: συναρτηση; 2.2: Power; 2.3: Torque
|  |  | βαση τις στροφές |  |  | rotation speed | torque | power |  |  |  | energy | Torque |  | supply | supply
|  | Turbine | 1: Turbine; 1.1: Turbine; 1.2: Turbine; 1.3: after; 1.4: after; 1.5: after; 1.6: Generators; 1.7: Generators; 1.8: Generators; 1.9: from; 2: output from; 2.1: συνάρτηση; 2.2: to; 2.3: to; 2.4: Rest of; 2.5: Rest of
|  | speed | 1: torque; 1.1: power; 1.2: power; 1.3: transmission; 1.4: transmission; 1.5: transmission; 1.6: speed; 1.7: voltage; 1.8: current; 1.9: generator; 2: generator; 2.1: Efficiency; 2.2: generator; 2.3: generator; 2.4: power; 2.5: torque
|  | rpm | 1: Nm; 1.1: watt; 1.2: Hp; 1.3: rpm; 1.4: Nm; 1.5: watt; 1.6: rpm; 1.7: acv; 1.8: ampere; 1.9: watt/hour; 2: Nm; 2.1: %; 2.2: watt; 2.3: Nm; 2.4: watt; 2.5: Nm
| 1 | 2 | 1: 3; 1.1: 4; 1.2: 5; 1.3: 6; 1.4: 7; 1.5: 8; 1.6: 9; 1.7: 10; 1.8: 11; 1.9: 12; 2: 13; 2.1: 14; 2.2: 15; 2.3: 16
10160 το 12160 | 1 | 0 | 1: 143.347; 1.1: 0; 1.2: 0; 1.3: 0; 1.4: 26.5457; 1.5: 0; 1.6: 0; 1.7: 0; 1.8: 0; 1.9: 0; 2: 0; 2.1: 74.5037; 2.2: 0; 2.3: 0; 2.4: 0; 2.5: 26.5457
| 1 | 0.05 | 1: 143.1485; 1.1: 0.74914; 1.2: 0.0010046; 1.3: 0.27; 1.4: 26.509; 1.5: 0.74914; 1.6: 0.27; 1.7: 0.162; 1.8: 8.4594; 1.9: 1.35; 2: 0.042994; 2.1: 74.5732; 2.2: 0.0016293; 2.3: 0.057653; 2.4: 0.74751; 2.5: 26.4513
| 1 | 0.1 | 1: 142.95; 1.1: 1.4962; 1.2: 0.0020065; 1.3: 0.54; 1.4: 26.4722; 1.5: 1.4962; 1.6: 0.54; 1.7: 0.324; 1.8: 8.4594; 1.9: 2.7; 2: 0.085987; 2.1: 74.6426; 2.2: 0.006511; 2.3: 0.1152; 2.4: 1.4897; 2.5: 26.357
| 1 | 0.15 | 1: 142.7515; 1.1: 2.2412; 1.2: 0.0030055; 1.3: 0.81; 1.4: 26.4355; 1.5: 2.2412; 1.6: 0.81; 1.7: 0.486; 1.8: 8.4594; 1.9: 4.05; 2: 0.12898; 2.1: 74.7118; 2.2: 0.014636; 2.3: 0.17264; 2.4: 2.2266; 2.5: 26.2628
| 1 | 0.2 | 1: 142.5529; 1.1: 2.9841; 1.2: 0.0040018; 1.3: 1.08; 1.4: 26.3987; 1.5: 2.9841; 1.6: 1.08; 1.7: 0.648; 1.8: 8.4594; 1.9: 5.4; 2: 0.17197; 2.1: 74.7808; 2.2: 0.025996; 2.3: 0.22997; 2.4: 2.9581; 2.5: 26.1687
| 1 | 0.25 | 1: 142.3542; 1.1: 3.7249; 1.2: 0.0049952; 1.3: 1.35; 1.4: 26.3619; 1.5: 3.7249; 1.6: 1.35; 1.7: 0.81; 1.8: 8.4594; 1.9: 6.75; 2: 0.21497; 2.1: 74.8496; 2.2: 0.040581; 2.3: 0.2872; 2.4: 3.6844; 2.5: 26.0747
| 1 | 0.3 | 1: 142.1555; 1.1: 4.4637; 1.2: 0.0059859; 1.3: 1.62; 1.4: 26.3251; 1.5: 4.4637; 1.6: 1.62; 1.7: 0.972; 1.8: 8.4594; 1.9: 8.1; 2: 0.25796; 2.1: 74.9181; 2.2: 0.058384; 2.3: 0.34432; 2.4: 4.4053; 2.5: 25.9808
| 1 | 0.35 | 1: 141.9567; 1.1: 5.2003; 1.2: 0.0069738; 1.3: 1.89; 1.4: 26.2883; 1.5: 5.2003; 1.6: 1.89; 1.7: 1.134; 1.8: 8.4594; 1.9: 9.45; 2: 0.30096; 2.1: 74.9865; 2.2: 0.079394; 2.3: 0.40135; 2.4: 5.121; 2.5: 25.8869
| 1 | 0.4 | 1: 141.758; 1.1: 5.9349; 1.2: 0.0079589; 1.3: 2.16; 1.4: 26.2515; 1.5: 5.9349; 1.6: 2.16; 1.7: 1.296; 1.8: 8.4594; 1.9: 10.8; 2: 0.34395; 2.1: 75.0547; 2.2: 0.1036; 2.3: 0.45826; 2.4: 5.8313; 2.5: 25.7932
| 1 | 0.45 | 1: 141.5591; 1.1: 6.6674; 1.2: 0.0089412; 1.3: 2.43; 1.4: 26.2147; 1.5: 6.6674; 1.6: 2.43; 1.7: 1.458; 1.8: 8.4594; 1.9: 12.15; 2: 0.38694; 2.1: 75.1228; 2.2: 0.13101; 2.3: 0.51508; 2.4: 6.5364; 2.5: 25.6996
| 1 | 0.5 | 1: 141.3603; 1.1: 7.3979; 1.2: 0.0099207; 1.3: 2.7; 1.4: 26.1778; 1.5: 7.3979; 1.6: 2.7; 1.7: 1.62; 1.8: 8.4594; 1.9: 13.5; 2: 0.42994; 2.1: 75.1906; 2.2: 0.16159; 2.3: 0.5718; 2.4: 7.2363; 2.5: 25.606
| 1 | 0.55 | 1: 141.1613; 1.1: 8.1262; 1.2: 0.010897; 1.3: 2.97; 1.4: 26.141; 1.5: 8.1262; 1.6: 2.97; 1.7: 1.782; 1.8: 8.4594; 1.9: 14.85; 2: 0.47293; 2.1: 75.2582; 2.2: 0.19535; 2.3: 0.62841; 2.4: 7.9308; 2.5: 25.5126
| 1 | 0.6 | 1: 140.9624; 1.1: 8.8524; 1.2: 0.011871; 1.3: 3.24; 1.4: 26.1041; 1.5: 8.8524; 1.6: 3.24; 1.7: 1.944; 1.8: 8.4594; 1.9: 16.2; 2: 0.51592; 2.1: 75.3256; 2.2: 0.23227; 2.3: 0.68492; 2.4: 8.6202; 2.5: 25.4192
| 1 | 0.65 | 1: 140.7634; 1.1: 9.5766; 1.2: 0.012842; 1.3: 3.51; 1.4: 26.0673; 1.5: 9.5766; 1.6: 3.51; 1.7: 2.106; 1.8: 8.4594; 1.9: 17.55; 2: 0.55892; 2.1: 75.3929; 2.2: 0.27235; 2.3: 0.74134; 2.4: 9.3043; 2.5: 25.326
| 1 | 0.7 | 1: 140.5644; 1.1: 10.2987; 1.2: 0.013811; 1.3: 3.78; 1.4: 26.0304; 1.5: 10.2987; 1.6: 3.78; 1.7: 2.268; 1.8: 8.4594; 1.9: 18.9; 2: 0.60191; 2.1: 75.4599; 2.2: 0.31558; 2.3: 0.79766; 2.4: 9.9831; 2.5: 25.2328
| 1 | 0.75 | 1: 140.3653; 1.1: 11.0187; 1.2: 0.014776; 1.3: 4.05; 1.4: 25.9936; 1.5: 11.0187; 1.6: 4.05; 1.7: 2.43; 1.8: 8.4594; 1.9: 20.25; 2: 0.6449; 2.1: 75.5268; 2.2: 0.36196; 2.3: 0.85388; 2.4: 10.6567; 2.5: 25.1397
| 1 | 0.8 | 1: 140.1662; 1.1: 11.7366; 1.2: 0.015739; 1.3: 4.32; 1.4: 25.9567; 1.5: 11.7366; 1.6: 4.32; 1.7: 2.592; 1.8: 8.4594; 1.9: 21.6; 2: 0.6879; 2.1: 75.5934; 2.2: 0.41146; 2.3: 0.91; 2.4: 11.3251; 2.5: 25.0467
| 1 | 0.85 | 1: 139.9671; 1.1: 12.4524; 1.2: 0.016699; 1.3: 4.59; 1.4: 25.9198; 1.5: 12.4524; 1.6: 4.59; 1.7: 2.754; 1.8: 8.4594; 1.9: 22.95; 2: 0.73089; 2.1: 75.6599; 2.2: 0.4641; 2.3: 0.96602; 2.4: 11.9883; 2.5: 24.9538
| 1 | 0.9 | 1: 139.768; 1.1: 13.1661; 1.2: 0.017656; 1.3: 4.86; 1.4: 25.883; 1.5: 13.1661; 1.6: 4.86; 1.7: 2.916; 1.8: 8.4594; 1.9: 24.3; 2: 0.77389; 2.1: 75.7262; 2.2: 0.51985; 2.3: 1.022; 2.4: 12.6463; 2.5: 24.861
| 1 | 0.95 | 1: 139.5688; 1.1: 13.8778; 1.2: 0.01861; 1.3: 5.13; 1.4: 25.8461; 1.5: 13.8778; 1.6: 5.13; 1.7: 3.078; 1.8: 8.4594; 1.9: 25.65; 2: 0.81688; 2.1: 75.7923; 2.2: 0.57871; 2.3: 1.0778; 2.4: 13.2991; 2.5: 24.7683
| 1 | 1 | 1: 139.3696; 1.1: 14.5874; 1.2: 0.019562; 1.3: 5.4; 1.4: 25.8092; 1.5: 14.5874; 1.6: 5.4; 1.7: 3.24; 1.8: 8.4594; 1.9: 27; 2: 0.85987; 2.1: 75.8582; 2.2: 0.64067; 2.3: 1.1335; 2.4: 13.9467; 2.5: 24.6757
| 1 | 1.05 | 1: 139.1704; 1.1: 15.2948; 1.2: 0.020511; 1.3: 5.67; 1.4: 25.7723; 1.5: 15.2948; 1.6: 5.67; 1.7: 3.402; 1.8: 8.4594; 1.9: 28.35; 2: 0.90287; 2.1: 75.9239; 2.2: 0.70573; 2.3: 1.1892; 2.4: 14.5891; 2.5: 24.5831
| 1 | 1.1 | 1: 138.9711; 1.1: 16.0002; 1.2: 0.021457; 1.3: 5.94; 1.4: 25.7354; 1.5: 16.0002; 1.6: 5.94; 1.7: 3.564; 1.8: 8.4594; 1.9: 29.7; 2: 0.94586; 2.1: 75.9894; 2.2: 0.77387; 2.3: 1.2447; 2.4: 15.2263; 2.5: 24.4907
| 1 | 1.15 | 1: 138.7719; 1.1: 16.7035; 1.2: 0.0224; 1.3: 6.21; 1.4: 25.6985; 1.5: 16.7035; 1.6: 6.21; 1.7: 3.726; 1.8: 8.4594; 1.9: 31.05; 2: 0.98885; 2.1: 76.0547; 2.2: 0.8451; 2.3: 1.3002; 2.4: 15.8584; 2.5: 24.3983
| 1 | 1.2 | 1: 138.5726; 1.1: 17.4047; 1.2: 0.02334; 1.3: 6.48; 1.4: 25.6616; 1.5: 17.4047; 1.6: 6.48; 1.7: 3.888; 1.8: 8.4594; 1.9: 32.4; 2: 1.0318; 2.1: 76.1199; 2.2: 0.91939; 2.3: 1.3556; 2.4: 16.4853; 2.5: 24.306
| 1 | 1.25 | 1: 138.3732; 1.1: 18.1038; 1.2: 0.024278; 1.3: 6.75; 1.4: 25.6247; 1.5: 18.1038; 1.6: 6.75; 1.7: 4.05; 1.8: 8.4594; 1.9: 33.75; 2: 1.0748; 2.1: 76.1848; 2.2: 0.99675; 2.3: 1.4108; 2.4: 17.1071; 2.5: 24.2138
| 1 | 1.3 | 1: 138.1739; 1.1: 18.8009; 1.2: 0.025212; 1.3: 7.02; 1.4: 25.5878; 1.5: 18.8009; 1.6: 7.02; 1.7: 4.212; 1.8: 8.4594; 1.9: 35.1; 2: 1.1178; 2.1: 76.2496; 2.2: 1.0772; 2.3: 1.466; 2.4: 17.7237; 2.5: 24.1217
| 1 | 1.35 | 1: 137.9746; 1.1: 19.4958; 1.2: 0.026144; 1.3: 7.29; 1.4: 25.5508; 1.5: 19.4958; 1.6: 7.29; 1.7: 4.374; 1.8: 8.4594; 1.9: 36.45; 2: 1.1608; 2.1: 76.3142; 2.2: 1.1606; 2.3: 1.5211; 2.4: 18.3352; 2.5: 24.0297
| 1 | 1.4 | 1: 137.7752; 1.1: 20.1887; 1.2: 0.027073; 1.3: 7.56; 1.4: 25.5139; 1.5: 20.1887; 1.6: 7.56; 1.7: 4.536; 1.8: 8.4594; 1.9: 37.8; 2: 1.2038; 2.1: 76.3786; 2.2: 1.2472; 2.3: 1.5761; 2.4: 18.9415; 2.5: 23.9378
| 1 | 1.45 | 1: 137.5758; 1.1: 20.8794; 1.2: 0.028; 1.3: 7.83; 1.4: 25.477; 1.5: 20.8794; 1.6: 7.83; 1.7: 4.698; 1.8: 8.4594; 1.9: 39.15; 2: 1.2468; 2.1: 76.4428; 2.2: 1.3367; 2.3: 1.631; 2.4: 19.5427; 2.5: 23.846
| 1 | 1.5 | 1: 137.3764; 1.1: 21.5681; 1.2: 0.028923; 1.3: 8.1; 1.4: 25.4401; 1.5: 21.5681; 1.6: 8.1; 1.7: 4.86; 1.8: 8.4594; 1.9: 40.5; 2: 1.2898; 2.1: 76.5068; 2.2: 1.4293; 2.3: 1.6859; 2.4: 20.1388; 2.5: 23.7542
| 1 | 1.55 | 1: 137.177; 1.1: 22.2547; 1.2: 0.029844; 1.3: 8.37; 1.4: 25.4031; 1.5: 22.2547; 1.6: 8.37; 1.7: 5.022; 1.8: 8.4594; 1.9: 41.85; 2: 1.3328; 2.1: 76.5707; 2.2: 1.5249; 2.3: 1.7406; 2.4: 20.7298; 2.5: 23.6625
| 1 | 1.6 | 1: 136.9776; 1.1: 22.9392; 1.2: 0.030762; 1.3: 8.64; 1.4: 25.3662; 1.5: 22.9392; 1.6: 8.64; 1.7: 5.184; 1.8: 8.4594; 1.9: 43.2; 2: 1.3758; 2.1: 76.6343; 2.2: 1.6235; 2.3: 1.7953; 2.4: 21.3157; 2.5: 23.5709
| 1 | 1.65 | 1: 136.7781; 1.1: 23.6216; 1.2: 0.031677; 1.3: 8.91; 1.4: 25.3293; 1.5: 23.6216; 1.6: 8.91; 1.7: 5.346; 1.8: 8.4594; 1.9: 44.55; 2: 1.4188; 2.1: 76.6978; 2.2: 1.7251; 2.3: 1.8498; 2.4: 21.8965; 2.5: 23.4794
| 1 | 1.7 | 1: 136.5787; 1.1: 24.3019; 1.2: 0.032589; 1.3: 9.18; 1.4: 25.2924; 1.5: 24.3019; 1.6: 9.18; 1.7: 5.508; 1.8: 8.4594; 1.9: 45.9; 2: 1.4618; 2.1: 76.7611; 2.2: 1.8298; 2.3: 1.9043; 2.4: 22.4721; 2.5: 23.388
| 1 | 1.75 | 1: 136.3792; 1.1: 24.9801; 1.2: 0.033499; 1.3: 9.45; 1.4: 25.2554; 1.5: 24.9801; 1.6: 9.45; 1.7: 5.67; 1.8: 8.4594; 1.9: 47.25; 2: 1.5048; 2.1: 76.8242; 2.2: 1.9374; 2.3: 1.9587; 2.4: 23.0428; 2.5: 23.2967
| 1 | 1.8 | 1: 136.1798; 1.1: 25.6563; 1.2: 0.034406; 1.3: 9.72; 1.4: 25.2185; 1.5: 25.6563; 1.6: 9.72; 1.7: 5.832; 1.8: 8.4594; 1.9: 48.6; 2: 1.5478; 2.1: 76.8871; 2.2: 2.048; 2.3: 2.013; 2.4: 23.6083; 2.5: 23.2054
| 1 | 1.85 | 1: 135.9803; 1.1: 26.3303; 1.2: 0.03531; 1.3: 9.99; 1.4: 25.1815; 1.5: 26.3303; 1.6: 9.99; 1.7: 5.994; 1.8: 8.4594; 1.9: 49.95; 2: 1.5908; 2.1: 76.9499; 2.2: 2.1616; 2.3: 2.0673; 2.4: 24.1687; 2.5: 23.1143
| 1 | 1.9 | 1: 135.7809; 1.1: 27.0023; 1.2: 0.036211; 1.3: 10.26; 1.4: 25.1446; 1.5: 27.0023; 1.6: 10.26; 1.7: 6.156; 1.8: 8.4594; 1.9: 51.3; 2: 1.6338; 2.1: 77.0124; 2.2: 2.2782; 2.3: 2.1214; 2.4: 24.7241; 2.5: 23.0232
| 1 | 1.95 | 1: 135.5814; 1.1: 27.6722; 1.2: 0.037109; 1.3: 10.53; 1.4: 25.1077; 1.5: 27.6722; 1.6: 10.53; 1.7: 6.318; 1.8: 8.4594; 1.9: 52.65; 2: 1.6768; 2.1: 77.0748; 2.2: 2.3977; 2.3: 2.1755; 2.4: 25.2745; 2.5: 22.9322
| 1 | 2 | 1: 135.3819; 1.1: 28.34; 1.2: 0.038004; 1.3: 10.8; 1.4: 25.0707; 1.5: 28.34; 1.6: 10.8; 1.7: 6.48; 1.8: 8.4594; 1.9: 54; 2: 1.7197; 2.1: 77.137; 2.2: 2.5202; 2.3: 2.2295; 2.4: 25.8198; 2.5: 22.8413
| 1 | 2.05 | 1: 135.1825; 1.1: 29.0056; 1.2: 0.038897; 1.3: 11.07; 1.4: 25.0338; 1.5: 29.0056; 1.6: 11.07; 1.7: 6.642; 1.8: 8.4594; 1.9: 55.35; 2: 1.7627; 2.1: 77.199; 2.2: 2.6456; 2.3: 2.2834; 2.4: 26.36; 2.5: 22.7504
| 1 | 2.1 | 1: 134.983; 1.1: 29.6693; 1.2: 0.039787; 1.3: 11.34; 1.4: 24.9969; 1.5: 29.6693; 1.6: 11.34; 1.7: 6.804; 1.8: 8.4594; 1.9: 56.7; 2: 1.8057; 2.1: 77.2609; 2.2: 2.7741; 2.3: 2.3372; 2.4: 26.8952; 2.5: 22.6597
| 1 | 2.15 | 1: 134.7835; 1.1: 30.3308; 1.2: 0.040674; 1.3: 11.61; 1.4: 24.9599; 1.5: 30.3308; 1.6: 11.61; 1.7: 6.966; 1.8: 8.4594; 1.9: 58.05; 2: 1.8487; 2.1: 77.3225; 2.2: 2.9054; 2.3: 2.3909; 2.4: 27.4254; 2.5: 22.569
| 1 | 2.2 | 1: 134.5841; 1.1: 30.9902; 1.2: 0.041559; 1.3: 11.88; 1.4: 24.923; 1.5: 30.9902; 1.6: 11.88; 1.7: 7.128; 1.8: 8.4594; 1.9: 59.4; 2: 1.8917; 2.1: 77.384; 2.2: 3.0397; 2.3: 2.4446; 2.4: 27.9505; 2.5: 22.4784
| 1 | 2.25 | 1: 134.3846; 1.1: 31.6476; 1.2: 0.04244; 1.3: 12.15; 1.4: 24.886; 1.5: 31.6476; 1.6: 12.15; 1.7: 7.29; 1.8: 8.4594; 1.9: 60.75; 2: 1.9347; 2.1: 77.4453; 2.2: 3.1769; 2.3: 2.4982; 2.4: 28.4707; 2.5: 22.3879
| 1 | 2.3 | 1: 134.1851; 1.1: 32.3028; 1.2: 0.043319; 1.3: 12.42; 1.4: 24.8491; 1.5: 32.3028; 1.6: 12.42; 1.7: 7.452; 1.8: 8.4594; 1.9: 62.1; 2: 1.9777; 2.1: 77.5064; 2.2: 3.3171; 2.3: 2.5517; 2.4: 28.9858; 2.5: 22.2974
| 1 | 2.35 | 1: 133.9857; 1.1: 32.956; 1.2: 0.044195; 1.3: 12.69; 1.4: 24.8122; 1.5: 32.956; 1.6: 12.69; 1.7: 7.614; 1.8: 8.4594; 1.9: 63.45; 2: 2.0207; 2.1: 77.5673; 2.2: 3.4601; 2.3: 2.6051; 2.4: 29.4959; 2.5: 22.2071
| 1 | 2.4 | 1: 133.7863; 1.1: 33.6071; 1.2: 0.045068; 1.3: 12.96; 1.4: 24.7752; 1.5: 33.6071; 1.6: 12.96; 1.7: 7.776; 1.8: 8.4594; 1.9: 64.8; 2: 2.0637; 2.1: 77.6281; 2.2: 3.6061; 2.3: 2.6584; 2.4: 30.001; 2.5: 22.1168
| 1 | 2.45 | 1: 133.5868; 1.1: 34.2561; 1.2: 0.045938; 1.3: 13.23; 1.4: 24.7383; 1.5: 34.2561; 1.6: 13.23; 1.7: 7.938; 1.8: 8.4594; 1.9: 66.15; 2: 2.1067; 2.1: 77.6886; 2.2: 3.755; 2.3: 2.7117; 2.4: 30.5011; 2.5: 22.0266
| 1 | 2.5 | 1: 133.3874; 1.1: 34.903; 1.2: 0.046806; 1.3: 13.5; 1.4: 24.7014; 1.5: 34.903; 1.6: 13.5; 1.7: 8.1; 1.8: 8.4594; 1.9: 67.5; 2: 2.1497; 2.1: 77.749; 2.2: 3.9068; 2.3: 2.7649; 2.4: 30.9962; 2.5: 21.9365
| 1 | 2.55 | 1: 133.188; 1.1: 35.5479; 1.2: 0.04767; 1.3: 13.77; 1.4: 24.6644; 1.5: 35.5479; 1.6: 13.77; 1.7: 8.262; 1.8: 8.4594; 1.9: 68.85; 2: 2.1927; 2.1: 77.8093; 2.2: 4.0615; 2.3: 2.818; 2.4: 31.4864; 2.5: 21.8464
| 1 | 2.6 | 1: 132.9886; 1.1: 36.1906; 1.2: 0.048532; 1.3: 14.04; 1.4: 24.6275; 1.5: 36.1906; 1.6: 14.04; 1.7: 8.424; 1.8: 8.4594; 1.9: 70.2; 2: 2.2357; 2.1: 77.8693; 2.2: 4.2191; 2.3: 2.8711; 2.4: 31.9716; 2.5: 21.7565
| 1 | 2.65 | 1: 132.7892; 1.1: 36.8313; 1.2: 0.049392; 1.3: 14.31; 1.4: 24.5906; 1.5: 36.8313; 1.6: 14.31; 1.7: 8.586; 1.8: 8.4594; 1.9: 71.55; 2: 2.2787; 2.1: 77.9292; 2.2: 4.3795; 2.3: 2.924; 2.4: 32.4518; 2.5: 21.6666
| 1 | 2.7 | 1: 132.5899; 1.1: 37.4699; 1.2: 0.050248; 1.3: 14.58; 1.4: 24.5537; 1.5: 37.4699; 1.6: 14.58; 1.7: 8.748; 1.8: 8.4594; 1.9: 72.9; 2: 2.3217; 2.1: 77.9889; 2.2: 4.5429; 2.3: 2.9769; 2.4: 32.927; 2.5: 21.5768
| 1 | 2.75 | 1: 132.3905; 1.1: 38.1064; 1.2: 0.051102; 1.3: 14.85; 1.4: 24.5168; 1.5: 38.1064; 1.6: 14.85; 1.7: 8.91; 1.8: 8.4594; 1.9: 74.25; 2: 2.3646; 2.1: 78.0484; 2.2: 4.7091; 2.3: 3.0297; 2.4: 33.3973; 2.5: 21.487
| 1 | 2.8 | 1: 132.1912; 1.1: 38.7408; 1.2: 0.051952; 1.3: 15.12; 1.4: 24.4798; 1.5: 38.7408; 1.6: 15.12; 1.7: 9.072; 1.8: 8.4594; 1.9: 75.6; 2: 2.4076; 2.1: 78.1077; 2.2: 4.8782; 2.3: 3.0825; 2.4: 33.8626; 2.5: 21.3974
| 1 | 2.85 | 1: 131.9918; 1.1: 39.3732; 1.2: 0.0528; 1.3: 15.39; 1.4: 24.4429; 1.5: 39.3732; 1.6: 15.39; 1.7: 9.234; 1.8: 8.4594; 1.9: 76.95; 2: 2.4506; 2.1: 78.1669; 2.2: 5.0501; 2.3: 3.1351; 2.4: 34.323; 2.5: 21.3078
| 1 | 2.9 | 1: 131.7926; 1.1: 40.0034; 1.2: 0.053645; 1.3: 15.66; 1.4: 24.406; 1.5: 40.0034; 1.6: 15.66; 1.7: 9.396; 1.8: 8.4594; 1.9: 78.3; 2: 2.4936; 2.1: 78.2259; 2.2: 5.2249; 2.3: 3.1877; 2.4: 34.7785; 2.5: 21.2183
| 1 | 2.95 | 1: 131.5933; 1.1: 40.6316; 1.2: 0.054488; 1.3: 15.93; 1.4: 24.3691; 1.5: 40.6316; 1.6: 15.93; 1.7: 9.558; 1.8: 8.4594; 1.9: 79.65; 2: 2.5366; 2.1: 78.2847; 2.2: 5.4026; 2.3: 3.2403; 2.4: 35.229; 2.5: 21.1289
| 1 | 3 | 1: 131.394; 1.1: 41.2577; 1.2: 0.055328; 1.3: 16.2; 1.4: 24.3322; 1.5: 41.2577; 1.6: 16.2; 1.7: 9.72; 1.8: 8.4594; 1.9: 81; 2: 2.5796; 2.1: 78.3433; 2.2: 5.5831; 2.3: 3.2927; 2.4: 35.6746; 2.5: 21.0395
| 1 | 3.05 | 1: 131.1948; 1.1: 41.8817; 1.2: 0.056164; 1.3: 16.47; 1.4: 24.2953; 1.5: 41.8817; 1.6: 16.47; 1.7: 9.882; 1.8: 8.4594; 1.9: 82.35; 2: 2.6226; 2.1: 78.4018; 2.2: 5.7665; 2.3: 3.3451; 2.4: 36.1153; 2.5: 20.9502
| 1 | 3.1 | 1: 130.9956; 1.1: 42.5037; 1.2: 0.056998; 1.3: 16.74; 1.4: 24.2584; 1.5: 42.5037; 1.6: 16.74; 1.7: 10.044; 1.8: 8.4594; 1.9: 83.7; 2: 2.6656; 2.1: 78.4601; 2.2: 5.9527; 2.3: 3.3974; 2.4: 36.551; 2.5: 20.861
| 1 | 3.15 | 1: 130.7964; 1.1: 43.1236; 1.2: 0.05783; 1.3: 17.01; 1.4: 24.2216; 1.5: 43.1236; 1.6: 17.01; 1.7: 10.206; 1.8: 8.4594; 1.9: 85.05; 2: 2.7086; 2.1: 78.5182; 2.2: 6.1417; 2.3: 3.4496; 2.4: 36.9819; 2.5: 20.7719
| 1 | 3.2 | 1: 130.5972; 1.1: 43.7414; 1.2: 0.058658; 1.3: 17.28; 1.4: 24.1847; 1.5: 43.7414; 1.6: 17.28; 1.7: 10.368; 1.8: 8.4594; 1.9: 86.4; 2: 2.7516; 2.1: 78.5762; 2.2: 6.3335; 2.3: 3.5018; 2.4: 37.4078; 2.5: 20.6829
| 1 | 3.25 | 1: 130.3981; 1.1: 44.3571; 1.2: 0.059484; 1.3: 17.55; 1.4: 24.1478; 1.5: 44.3571; 1.6: 17.55; 1.7: 10.53; 1.8: 8.4594; 1.9: 87.75; 2: 2.7946; 2.1: 78.634; 2.2: 6.5282; 2.3: 3.5539; 2.4: 37.8289; 2.5: 20.5939
| 1 | 3.3 | 1: 130.199; 1.1: 44.9707; 1.2: 0.060307; 1.3: 17.82; 1.4: 24.1109; 1.5: 44.9707; 1.6: 17.82; 1.7: 10.692; 1.8: 8.4594; 1.9: 89.1; 2: 2.8376; 2.1: 78.6916; 2.2: 6.7257; 2.3: 3.606; 2.4: 38.2451; 2.5: 20.505
| 1 | 3.35 | 1: 129.9999; 1.1: 45.5823; 1.2: 0.061127; 1.3: 18.09; 1.4: 24.0741; 1.5: 45.5823; 1.6: 18.09; 1.7: 10.854; 1.8: 8.4594; 1.9: 90.45; 2: 2.8806; 2.1: 78.749; 2.2: 6.926; 2.3: 3.6579; 2.4: 38.6563; 2.5: 20.4161
| 1 | 3.4 | 1: 129.8009; 1.1: 46.1918; 1.2: 0.061944; 1.3: 18.36; 1.4: 24.0372; 1.5: 46.1918; 1.6: 18.36; 1.7: 11.016; 1.8: 8.4594; 1.9: 91.8; 2: 2.9236; 2.1: 78.8063; 2.2: 7.1291; 2.3: 3.7098; 2.4: 39.0627; 2.5: 20.3274
| 1 | 3.45 | 1: 129.6018; 1.1: 46.7992; 1.2: 0.062759; 1.3: 18.63; 1.4: 24.0003; 1.5: 46.7992; 1.6: 18.63; 1.7: 11.178; 1.8: 8.4594; 1.9: 93.15; 2: 2.9666; 2.1: 78.8634; 2.2: 7.335; 2.3: 3.7616; 2.4: 39.4642; 2.5: 20.2387
| 1 | 3.5 | 1: 129.4029; 1.1: 47.4046; 1.2: 0.063571; 1.3: 18.9; 1.4: 23.9635; 1.5: 47.4046; 1.6: 18.9; 1.7: 11.34; 1.8: 8.4594; 1.9: 94.5; 2: 3.0096; 2.1: 78.9203; 2.2: 7.5437; 2.3: 3.8134; 2.4: 39.8609; 2.5: 20.1501
| 1 | 3.55 | 1: 129.2039; 1.1: 48.0079; 1.2: 0.06438; 1.3: 19.17; 1.4: 23.9266; 1.5: 48.0079; 1.6: 19.17; 1.7: 11.502; 1.8: 8.4594; 1.9: 95.85; 2: 3.0525; 2.1: 78.977; 2.2: 7.7552; 2.3: 3.8651; 2.4: 40.2527; 2.5: 20.0615
| 1 | 3.6 | 1: 129.005; 1.1: 48.6091; 1.2: 0.065186; 1.3: 19.44; 1.4: 23.8898; 1.5: 48.6091; 1.6: 19.44; 1.7: 11.664; 1.8: 8.4594; 1.9: 97.2; 2: 3.0955; 2.1: 79.0336; 2.2: 7.9695; 2.3: 3.9167; 2.4: 40.6396; 2.5: 19.9731
| 1 | 3.65 | 1: 128.8061; 1.1: 49.2082; 1.2: 0.065989; 1.3: 19.71; 1.4: 23.853; 1.5: 49.2082; 1.6: 19.71; 1.7: 11.826; 1.8: 8.4594; 1.9: 98.55; 2: 3.1385; 2.1: 79.09; 2.2: 8.1865; 2.3: 3.9683; 2.4: 41.0217; 2.5: 19.8847
| 1 | 3.7 | 1: 128.6073; 1.1: 49.8053; 1.2: 0.06679; 1.3: 19.98; 1.4: 23.8162; 1.5: 49.8053; 1.6: 19.98; 1.7: 11.988; 1.8: 8.4594; 1.9: 99.9; 2: 3.1815; 2.1: 79.1463; 2.2: 8.4064; 2.3: 4.0198; 2.4: 41.3989; 2.5: 19.7964
| 1 | 3.75 | 1: 128.4084; 1.1: 50.4003; 1.2: 0.067588; 1.3: 20.25; 1.4: 23.7793; 1.5: 50.4003; 1.6: 20.25; 1.7: 12.15; 1.8: 8.4594; 1.9: 101.25; 2: 3.2245; 2.1: 79.2024; 2.2: 8.629; 2.3: 4.0712; 2.4: 41.7713; 2.5: 19.7081
| 1 | 3.8 | 1: 128.2097; 1.1: 50.9933; 1.2: 0.068383; 1.3: 20.52; 1.4: 23.7425; 1.5: 50.9933; 1.6: 20.52; 1.7: 12.312; 1.8: 8.4594; 1.9: 102.6; 2: 3.2675; 2.1: 79.2583; 2.2: 8.8544; 2.3: 4.1226; 2.4: 42.1389; 2.5: 19.6199
| 1 | 3.85 | 1: 128.0109; 1.1: 51.5841; 1.2: 0.069175; 1.3: 20.79; 1.4: 23.7057; 1.5: 51.5841; 1.6: 20.79; 1.7: 12.474; 1.8: 8.4594; 1.9: 103.95; 2: 3.3105; 2.1: 79.314; 2.2: 9.0826; 2.3: 4.1739; 2.4: 42.5016; 2.5: 19.5318
| 1 | 3.9 | 1: 127.8122; 1.1: 52.173; 1.2: 0.069965; 1.3: 21.06; 1.4: 23.6689; 1.5: 52.173; 1.6: 21.06; 1.7: 12.636; 1.8: 8.4594; 1.9: 105.3; 2: 3.3535; 2.1: 79.3696; 2.2: 9.3135; 2.3: 4.2252; 2.4: 42.8595; 2.5: 19.4438
| 1 | 3.95 | 1: 127.6136; 1.1: 52.7597; 1.2: 0.070752; 1.3: 21.33; 1.4: 23.6321; 1.5: 52.7597; 1.6: 21.33; 1.7: 12.798; 1.8: 8.4594; 1.9: 106.65; 2: 3.3965; 2.1: 79.425; 2.2: 9.5471; 2.3: 4.2764; 2.4: 43.2126; 2.5: 19.3558
| 1 | 4 | 1: 127.415; 1.1: 53.3444; 1.2: 0.071536; 1.3: 21.6; 1.4: 23.5954; 1.5: 53.3444; 1.6: 21.6; 1.7: 12.96; 1.8: 8.4594; 1.9: 108; 2: 3.4395; 2.1: 79.4802; 2.2: 9.7836; 2.3: 4.3275; 2.4: 43.5608; 2.5: 19.2679
| 1 | 4.05 | 1: 127.2164; 1.1: 53.927; 1.2: 0.072317; 1.3: 21.87; 1.4: 23.5586; 1.5: 53.927; 1.6: 21.87; 1.7: 13.122; 1.8: 8.4594; 1.9: 109.35; 2: 3.4825; 2.1: 79.5353; 2.2: 10.0227; 2.3: 4.3785; 2.4: 43.9043; 2.5: 19.1801
| 1 | 4.1 | 1: 127.0179; 1.1: 54.5076; 1.2: 0.073096; 1.3: 22.14; 1.4: 23.5218; 1.5: 54.5076; 1.6: 22.14; 1.7: 13.284; 1.8: 8.4594; 1.9: 110.7; 2: 3.5255; 2.1: 79.5902; 2.2: 10.2647; 2.3: 4.4295; 2.4: 44.243; 2.5: 19.0923
| 1 | 4.15 | 1: 126.8194; 1.1: 55.0861; 1.2: 0.073872; 1.3: 22.41; 1.4: 23.4851; 1.5: 55.0861; 1.6: 22.41; 1.7: 13.446; 1.8: 8.4594; 1.9: 112.05; 2: 3.5685; 2.1: 79.645; 2.2: 10.5093; 2.3: 4.4805; 2.4: 44.5768; 2.5: 19.0046
| 1 | 4.2 | 1: 126.621; 1.1: 55.6626; 1.2: 0.074645; 1.3: 22.68; 1.4: 23.4483; 1.5: 55.6626; 1.6: 22.68; 1.7: 13.608; 1.8: 8.4594; 1.9: 113.4; 2: 3.6115; 2.1: 79.6995; 2.2: 10.7567; 2.3: 4.5313; 2.4: 44.9059; 2.5: 18.917
| 1 | 4.25 | 1: 126.4226; 1.1: 56.237; 1.2: 0.075415; 1.3: 22.95; 1.4: 23.4116; 1.5: 56.237; 1.6: 22.95; 1.7: 13.77; 1.8: 8.4594; 1.9: 114.75; 2: 3.6545; 2.1: 79.754; 2.2: 11.0068; 2.3: 4.5822; 2.4: 45.2302; 2.5: 18.8294
| 1 | 4.3 | 1: 126.2243; 1.1: 56.8093; 1.2: 0.076183; 1.3: 23.22; 1.4: 23.3749; 1.5: 56.8093; 1.6: 23.22; 1.7: 13.932; 1.8: 8.4594; 1.9: 116.1; 2: 3.6975; 2.1: 79.8082; 2.2: 11.2597; 2.3: 4.6329; 2.4: 45.5497; 2.5: 18.7419
| 1 | 4.35 | 1: 126.026; 1.1: 57.3796; 1.2: 0.076947; 1.3: 23.49; 1.4: 23.3381; 1.5: 57.3796; 1.6: 23.49; 1.7: 14.094; 1.8: 8.4594; 1.9: 117.45; 2: 3.7404; 2.1: 79.8623; 2.2: 11.5152; 2.3: 4.6836; 2.4: 45.8644; 2.5: 18.6545
| 1 | 4.4 | 1: 125.8277; 1.1: 57.9479; 1.2: 0.077709; 1.3: 23.76; 1.4: 23.3014; 1.5: 57.9479; 1.6: 23.76; 1.7: 14.256; 1.8: 8.4594; 1.9: 118.8; 2: 3.7834; 2.1: 79.9162; 2.2: 11.7735; 2.3: 4.7343; 2.4: 46.1743; 2.5: 18.5672
| 1 | 4.45 | 1: 125.6296; 1.1: 58.5141; 1.2: 0.078469; 1.3: 24.03; 1.4: 23.2647; 1.5: 58.5141; 1.6: 24.03; 1.7: 14.418; 1.8: 8.4594; 1.9: 120.15; 2: 3.8264; 2.1: 79.97; 2.2: 12.0345; 2.3: 4.7848; 2.4: 46.4795; 2.5: 18.4799
| 1 | 4.5 | 1: 125.4314; 1.1: 59.0782; 1.2: 0.079225; 1.3: 24.3; 1.4: 23.228; 1.5: 59.0782; 1.6: 24.3; 1.7: 14.58; 1.8: 8.4594; 1.9: 121.5; 2: 3.8694; 2.1: 80.0236; 2.2: 12.2983; 2.3: 4.8354; 2.4: 46.7799; 2.5: 18.3927
| 1 | 4.55 | 1: 125.2333; 1.1: 59.6403; 1.2: 0.079979; 1.3: 24.57; 1.4: 23.1914; 1.5: 59.6403; 1.6: 24.57; 1.7: 14.742; 1.8: 8.4594; 1.9: 122.85; 2: 3.9124; 2.1: 80.077; 2.2: 12.5647; 2.3: 4.8858; 2.4: 47.0756; 2.5: 18.3055
| 1 | 4.6 | 1: 125.0353; 1.1: 60.2003; 1.2: 0.08073; 1.3: 24.84; 1.4: 23.1547; 1.5: 60.2003; 1.6: 24.84; 1.7: 14.904; 1.8: 8.4594; 1.9: 124.2; 2: 3.9554; 2.1: 80.1303; 2.2: 12.8338; 2.3: 4.9362; 2.4: 47.3665; 2.5: 18.2185
| 1 | 4.65 | 1: 124.8373; 1.1: 60.7583; 1.2: 0.081478; 1.3: 25.11; 1.4: 23.118; 1.5: 60.7583; 1.6: 25.11; 1.7: 15.066; 1.8: 8.4594; 1.9: 125.55; 2: 3.9984; 2.1: 80.1834; 2.2: 13.1056; 2.3: 4.9866; 2.4: 47.6527; 2.5: 18.1314
| 1 | 4.7 | 1: 124.6394; 1.1: 61.3143; 1.2: 0.082224; 1.3: 25.38; 1.4: 23.0814; 1.5: 61.3143; 1.6: 25.38; 1.7: 15.228; 1.8: 8.4594; 1.9: 126.9; 2: 4.0414; 2.1: 80.2363; 2.2: 13.3801; 2.3: 5.0369; 2.4: 47.9341; 2.5: 18.0445
| 1 | 4.75 | 1: 124.4415; 1.1: 61.8682; 1.2: 0.082967; 1.3: 25.65; 1.4: 23.0447; 1.5: 61.8682; 1.6: 25.65; 1.7: 15.39; 1.8: 8.4594; 1.9: 128.25; 2: 4.0844; 2.1: 80.2891; 2.2: 13.6574; 2.3: 5.0871; 2.4: 48.2108; 2.5: 17.9576
| 1 | 4.8 | 1: 124.2437; 1.1: 62.4201; 1.2: 0.083707; 1.3: 25.92; 1.4: 23.0081; 1.5: 62.4201; 1.6: 25.92; 1.7: 15.552; 1.8: 8.4594; 1.9: 129.6; 2: 4.1274; 2.1: 80.3418; 2.2: 13.9373; 2.3: 5.1373; 2.4: 48.4828; 2.5: 17.8708
| 1 | 4.85 | 1: 124.046; 1.1: 62.9699; 1.2: 0.084444; 1.3: 26.19; 1.4: 22.9715; 1.5: 62.9699; 1.6: 26.19; 1.7: 15.714; 1.8: 8.4594; 1.9: 130.95; 2: 4.1704; 2.1: 80.3942; 2.2: 14.2198; 2.3: 5.1874; 2.4: 48.75; 2.5: 17.7841
| 1 | 4.9 | 1: 123.8483; 1.1: 63.5177; 1.2: 0.085179; 1.3: 26.46; 1.4: 22.9349; 1.5: 63.5177; 1.6: 26.46; 1.7: 15.876; 1.8: 8.4594; 1.9: 132.3; 2: 4.2134; 2.1: 80.4465; 2.2: 14.5051; 2.3: 5.2375; 2.4: 49.0126; 2.5: 17.6974
| 1 | 4.95 | 1: 123.6507; 1.1: 64.0634; 1.2: 0.08591; 1.3: 26.73; 1.4: 22.8983; 1.5: 64.0634; 1.6: 26.73; 1.7: 16.038; 1.8: 8.4594; 1.9: 133.65; 2: 4.2564; 2.1: 80.4987; 2.2: 14.7931; 2.3: 5.2875; 2.4: 49.2704; 2.5: 17.6108
| 1 | 5 | 1: 123.4531; 1.1: 64.6071; 1.2: 0.08664; 1.3: 27; 1.4: 22.8617; 1.5: 64.6071; 1.6: 27; 1.7: 16.2; 1.8: 8.4594; 1.9: 135; 2: 4.2994; 2.1: 80.5507; 2.2: 15.0837; 2.3: 5.3375; 2.4: 49.5234; 2.5: 17.5242
| 1 | 5.05 | 1: 123.2556; 1.1: 65.1488; 1.2: 0.087366; 1.3: 27.27; 1.4: 22.8251; 1.5: 65.1488; 1.6: 27.27; 1.7: 16.362; 1.8: 8.4594; 1.9: 136.35; 2: 4.3424; 2.1: 80.6025; 2.2: 15.377; 2.3: 5.3874; 2.4: 49.7718; 2.5: 17.4377
| 1 | 5.1 | 1: 123.0581; 1.1: 65.6884; 1.2: 0.08809; 1.3: 27.54; 1.4: 22.7885; 1.5: 65.6884; 1.6: 27.54; 1.7: 16.524; 1.8: 8.4594; 1.9: 137.7; 2: 4.3854; 2.1: 80.6542; 2.2: 15.6729; 2.3: 5.4372; 2.4: 50.0155; 2.5: 17.3513
| 1 | 5.15 | 1: 122.8608; 1.1: 66.226; 1.2: 0.088811; 1.3: 27.81; 1.4: 22.752; 1.5: 66.226; 1.6: 27.81; 1.7: 16.686; 1.8: 8.4594; 1.9: 139.05; 2: 4.4283; 2.1: 80.7057; 2.2: 15.9715; 2.3: 5.487; 2.4: 50.2545; 2.5: 17.265
| 1 | 5.2 | 1: 122.6634; 1.1: 66.7616; 1.2: 0.089529; 1.3: 28.08; 1.4: 22.7155; 1.5: 66.7616; 1.6: 28.08; 1.7: 16.848; 1.8: 8.4594; 1.9: 140.4; 2: 4.4713; 2.1: 80.757; 2.2: 16.2728; 2.3: 5.5368; 2.4: 50.4888; 2.5: 17.1787
| 1 | 5.25 | 1: 122.4662; 1.1: 67.2952; 1.2: 0.090244; 1.3: 28.35; 1.4: 22.6789; 1.5: 67.2952; 1.6: 28.35; 1.7: 17.01; 1.8: 8.4594; 1.9: 141.75; 2: 4.5143; 2.1: 80.8082; 2.2: 16.5767; 2.3: 5.5865; 2.4: 50.7184; 2.5: 17.0925
| 1 | 5.3 | 1: 122.269; 1.1: 67.8267; 1.2: 0.090957; 1.3: 28.62; 1.4: 22.6424; 1.5: 67.8267; 1.6: 28.62; 1.7: 17.172; 1.8: 8.4594; 1.9: 143.1; 2: 4.5573; 2.1: 80.8593; 2.2: 16.8833; 2.3: 5.6361; 2.4: 50.9434; 2.5: 17.0063
| 1 | 5.35 | 1: 122.0719; 1.1: 68.3562; 1.2: 0.091667; 1.3: 28.89; 1.4: 22.6059; 1.5: 68.3562; 1.6: 28.89; 1.7: 17.334; 1.8: 8.4594; 1.9: 144.45; 2: 4.6003; 2.1: 80.9102; 2.2: 17.1926; 2.3: 5.6857; 2.4: 51.1636; 2.5: 16.9202
| 1 | 5.4 | 1: 121.8748; 1.1: 68.8837; 1.2: 0.092375; 1.3: 29.16; 1.4: 22.5694; 1.5: 68.8837; 1.6: 29.16; 1.7: 17.496; 1.8: 8.4594; 1.9: 145.8; 2: 4.6433; 2.1: 80.9609; 2.2: 17.5045; 2.3: 5.7353; 2.4: 51.3792; 2.5: 16.8342
| 1 | 5.45 | 1: 121.6779; 1.1: 69.4091; 1.2: 0.093079; 1.3: 29.43; 1.4: 22.5329; 1.5: 69.4091; 1.6: 29.43; 1.7: 17.658; 1.8: 8.4594; 1.9: 147.15; 2: 4.6863; 2.1: 81.0115; 2.2: 17.819; 2.3: 5.7847; 2.4: 51.5901; 2.5: 16.7482
| 1 | 5.5 | 1: 121.4809; 1.1: 69.9325; 1.2: 0.093781; 1.3: 29.7; 1.4: 22.4965; 1.5: 69.9325; 1.6: 29.7; 1.7: 17.82; 1.8: 8.4594; 1.9: 148.5; 2: 4.7293; 2.1: 81.0619; 2.2: 18.1361; 2.3: 5.8342; 2.4: 51.7964; 2.5: 16.6623
| 1 | 5.55 | 1: 121.2841; 1.1: 70.4539; 1.2: 0.09448; 1.3: 29.97; 1.4: 22.46; 1.5: 70.4539; 1.6: 29.97; 1.7: 17.982; 1.8: 8.4594; 1.9: 149.85; 2: 4.7723; 2.1: 81.1121; 2.2: 18.456; 2.3: 5.8836; 2.4: 51.998; 2.5: 16.5764
| 1 | 5.6 | 1: 121.0873; 1.1: 70.9733; 1.2: 0.095177; 1.3: 30.24; 1.4: 22.4236; 1.5: 70.9733; 1.6: 30.24; 1.7: 18.144; 1.8: 8.4594; 1.9: 151.2; 2: 4.8153; 2.1: 81.1622; 2.2: 18.7784; 2.3: 5.9329; 2.4: 52.1949; 2.5: 16.4907
| 1 | 5.65 | 1: 120.8906; 1.1: 71.4907; 1.2: 0.095871; 1.3: 30.51; 1.4: 22.3872; 1.5: 71.4907; 1.6: 30.51; 1.7: 18.306; 1.8: 8.4594; 1.9: 152.55; 2: 4.8583; 2.1: 81.2122; 2.2: 19.1035; 2.3: 5.9822; 2.4: 52.3872; 2.5: 16.4049
| 1 | 5.7 | 1: 120.694; 1.1: 72.006; 1.2: 0.096562; 1.3: 30.78; 1.4: 22.3507; 1.5: 72.006; 1.6: 30.78; 1.7: 18.468; 1.8: 8.4594; 1.9: 153.9; 2: 4.9013; 2.1: 81.262; 2.2: 19.4312; 2.3: 6.0314; 2.4: 52.5749; 2.5: 16.3193
| 1 | 5.75 | 1: 120.4974; 1.1: 72.5194; 1.2: 0.09725; 1.3: 31.05; 1.4: 22.3143; 1.5: 72.5194; 1.6: 31.05; 1.7: 18.63; 1.8: 8.4594; 1.9: 155.25; 2: 4.9443; 2.1: 81.3116; 2.2: 19.7615; 2.3: 6.0806; 2.4: 52.7579; 2.5: 16.2337
| 1 | 5.8 | 1: 120.301; 1.1: 73.0307; 1.2: 0.097936; 1.3: 31.32; 1.4: 22.278; 1.5: 73.0307; 1.6: 31.32; 1.7: 18.792; 1.8: 8.4594; 1.9: 156.6; 2: 4.9873; 2.1: 81.3611; 2.2: 20.0944; 2.3: 6.1298; 2.4: 52.9363; 2.5: 16.1482
| 1 | 5.85 | 1: 120.1046; 1.1: 73.54; 1.2: 0.098619; 1.3: 31.59; 1.4: 22.2416; 1.5: 73.54; 1.6: 31.59; 1.7: 18.954; 1.8: 8.4594; 1.9: 157.95; 2: 5.0303; 2.1: 81.4104; 2.2: 20.43; 2.3: 6.1789; 2.4: 53.11; 2.5: 16.0627
| 1 | 5.9 | 1: 119.9082; 1.1: 74.0473; 1.2: 0.099299; 1.3: 31.86; 1.4: 22.2052; 1.5: 74.0473; 1.6: 31.86; 1.7: 19.116; 1.8: 8.4594; 1.9: 159.3; 2: 5.0732; 2.1: 81.4596; 2.2: 20.7682; 2.3: 6.2279; 2.4: 53.2792; 2.5: 15.9773
| 1 | 5.95 | 1: 119.712; 1.1: 74.5526; 1.2: 0.099977; 1.3: 32.13; 1.4: 22.1689; 1.5: 74.5526; 1.6: 32.13; 1.7: 19.278; 1.8: 8.4594; 1.9: 160.65; 2: 5.1162; 2.1: 81.5087; 2.2: 21.1089; 2.3: 6.2769; 2.4: 53.4437; 2.5: 15.892
| 1 | 6 | 1: 119.5158; 1.1: 75.0559; 1.2: 0.10065; 1.3: 32.4; 1.4: 22.1326; 1.5: 75.0559; 1.6: 32.4; 1.7: 19.44; 1.8: 8.4594; 1.9: 162; 2: 5.1592; 2.1: 81.5575; 2.2: 21.4523; 2.3: 6.3259; 2.4: 53.6036; 2.5: 15.8067
| 1 | 6.05 | 1: 119.3197; 1.1: 75.5572; 1.2: 0.10132; 1.3: 32.67; 1.4: 22.0962; 1.5: 75.5572; 1.6: 32.67; 1.7: 19.602; 1.8: 8.4594; 1.9: 163.35; 2: 5.2022; 2.1: 81.6063; 2.2: 21.7983; 2.3: 6.3748; 2.4: 53.7589; 2.5: 15.7215
| 1 | 6.1 | 1: 119.1237; 1.1: 76.0565; 1.2: 0.10199; 1.3: 32.94; 1.4: 22.0599; 1.5: 76.0565; 1.6: 32.94; 1.7: 19.764; 1.8: 8.4594; 1.9: 164.7; 2: 5.2452; 2.1: 81.6548; 2.2: 22.147; 2.3: 6.4237; 2.4: 53.9096; 2.5: 15.6363
| 1 | 6.15 | 1: 118.9278; 1.1: 76.5538; 1.2: 0.10266; 1.3: 33.21; 1.4: 22.0237; 1.5: 76.5538; 1.6: 33.21; 1.7: 19.926; 1.8: 8.4594; 1.9: 166.05; 2: 5.2882; 2.1: 81.7033; 2.2: 22.4982; 2.3: 6.4725; 2.4: 54.0556; 2.5: 15.5512
| 1 | 6.2 | 1: 118.7319; 1.1: 77.0491; 1.2: 0.10332; 1.3: 33.48; 1.4: 21.9874; 1.5: 77.0491; 1.6: 33.48; 1.7: 20.088; 1.8: 8.4594; 1.9: 167.4; 2: 5.3312; 2.1: 81.7515; 2.2: 22.852; 2.3: 6.5212; 2.4: 54.1971; 2.5: 15.4662
| 1 | 6.25 | 1: 118.5361; 1.1: 77.5424; 1.2: 0.10399; 1.3: 33.75; 1.4: 21.9511; 1.5: 77.5424; 1.6: 33.75; 1.7: 20.25; 1.8: 8.4594; 1.9: 168.75; 2: 5.3742; 2.1: 81.7997; 2.2: 23.2084; 2.3: 6.57; 2.4: 54.334; 2.5: 15.3812
| 1 | 6.3 | 1: 118.3404; 1.1: 78.0337; 1.2: 0.10464; 1.3: 34.02; 1.4: 21.9149; 1.5: 78.0337; 1.6: 34.02; 1.7: 20.412; 1.8: 8.4594; 1.9: 170.1; 2: 5.4172; 2.1: 81.8476; 2.2: 23.5674; 2.3: 6.6186; 2.4: 54.4663; 2.5: 15.2963
| 1 | 6.35 | 1: 118.1448; 1.1: 78.523; 1.2: 0.1053; 1.3: 34.29; 1.4: 21.8787; 1.5: 78.523; 1.6: 34.29; 1.7: 20.574; 1.8: 8.4594; 1.9: 171.45; 2: 5.4602; 2.1: 81.8955; 2.2: 23.929; 2.3: 6.6673; 2.4: 54.594; 2.5: 15.2114
| 1 | 6.4 | 1: 117.9493; 1.1: 79.0103; 1.2: 0.10595; 1.3: 34.56; 1.4: 21.8425; 1.5: 79.0103; 1.6: 34.56; 1.7: 20.736; 1.8: 8.4594; 1.9: 172.8; 2: 5.5032; 2.1: 81.9431; 2.2: 24.2931; 2.3: 6.7159; 2.4: 54.7172; 2.5: 15.1266
| 1 | 6.45 | 1: 117.7539; 1.1: 79.4956; 1.2: 0.10661; 1.3: 34.83; 1.4: 21.8063; 1.5: 79.4956; 1.6: 34.83; 1.7: 20.898; 1.8: 8.4594; 1.9: 174.15; 2: 5.5462; 2.1: 81.9907; 2.2: 24.6599; 2.3: 6.7644; 2.4: 54.8357; 2.5: 15.0419
| 1 | 6.5 | 1: 117.5585; 1.1: 79.979; 1.2: 0.10725; 1.3: 35.1; 1.4: 21.7701; 1.5: 79.979; 1.6: 35.1; 1.7: 21.06; 1.8: 8.4594; 1.9: 175.5; 2: 5.5892; 2.1: 82.038; 2.2: 25.0292; 2.3: 6.8129; 2.4: 54.9497; 2.5: 14.9572
| 1 | 6.55 | 1: 117.3632; 1.1: 80.4603; 1.2: 0.1079; 1.3: 35.37; 1.4: 21.7339; 1.5: 80.4603; 1.6: 35.37; 1.7: 21.222; 1.8: 8.4594; 1.9: 176.85; 2: 5.6322; 2.1: 82.0853; 2.2: 25.4012; 2.3: 6.8614; 2.4: 55.0592; 2.5: 14.8726
| 1 | 6.6 | 1: 117.168; 1.1: 80.9397; 1.2: 0.10854; 1.3: 35.64; 1.4: 21.6978; 1.5: 80.9397; 1.6: 35.64; 1.7: 21.384; 1.8: 8.4594; 1.9: 178.2; 2: 5.6752; 2.1: 82.1324; 2.2: 25.7757; 2.3: 6.9098; 2.4: 55.164; 2.5: 14.788
| 1 | 6.65 | 1: 116.973; 1.1: 81.4171; 1.2: 0.10918; 1.3: 35.91; 1.4: 21.6617; 1.5: 81.4171; 1.6: 35.91; 1.7: 21.546; 1.8: 8.4594; 1.9: 179.55; 2: 5.7182; 2.1: 82.1793; 2.2: 26.1527; 2.3: 6.9581; 2.4: 55.2643; 2.5: 14.7035
| 1 | 6.7 | 1: 116.7779; 1.1: 81.8925; 1.2: 0.10982; 1.3: 36.18; 1.4: 21.6255; 1.5: 81.8925; 1.6: 36.18; 1.7: 21.708; 1.8: 8.4594; 1.9: 180.9; 2: 5.7611; 2.1: 82.2261; 2.2: 26.5324; 2.3: 7.0065; 2.4: 55.3601; 2.5: 14.6191
| 1 | 6.75 | 1: 116.583; 1.1: 82.3659; 1.2: 0.11045; 1.3: 36.45; 1.4: 21.5894; 1.5: 82.3659; 1.6: 36.45; 1.7: 21.87; 1.8: 8.4594; 1.9: 182.25; 2: 5.8041; 2.1: 82.2727; 2.2: 26.9146; 2.3: 7.0548; 2.4: 55.4513; 2.5: 14.5347
| 1 | 6.8 | 1: 116.3882; 1.1: 82.8374; 1.2: 0.11109; 1.3: 36.72; 1.4: 21.5534; 1.5: 82.8374; 1.6: 36.72; 1.7: 22.032; 1.8: 8.4594; 1.9: 183.6; 2: 5.8471; 2.1: 82.3192; 2.2: 27.2994; 2.3: 7.103; 2.4: 55.538; 2.5: 14.4504
| 1 | 6.85 | 1: 116.1935; 1.1: 83.3068; 1.2: 0.11172; 1.3: 36.99; 1.4: 21.5173; 1.5: 83.3068; 1.6: 36.99; 1.7: 22.194; 1.8: 8.4594; 1.9: 184.95; 2: 5.8901; 2.1: 82.3655; 2.2: 27.6867; 2.3: 7.1512; 2.4: 55.6201; 2.5: 14.3661
| 1 | 6.9 | 1: 115.9988; 1.1: 83.7743; 1.2: 0.11234; 1.3: 37.26; 1.4: 21.4813; 1.5: 83.7743; 1.6: 37.26; 1.7: 22.356; 1.8: 8.4594; 1.9: 186.3; 2: 5.9331; 2.1: 82.4117; 2.2: 28.0767; 2.3: 7.1994; 2.4: 55.6977; 2.5: 14.2819
| 1 | 6.95 | 1: 115.8043; 1.1: 84.2399; 1.2: 0.11297; 1.3: 37.53; 1.4: 21.4452; 1.5: 84.2399; 1.6: 37.53; 1.7: 22.518; 1.8: 8.4594; 1.9: 187.65; 2: 5.9761; 2.1: 82.4578; 2.2: 28.4691; 2.3: 7.2475; 2.4: 55.7708; 2.5: 14.1978
| 1 | 7 | 1: 115.6098; 1.1: 84.7034; 1.2: 0.11359; 1.3: 37.8; 1.4: 21.4092; 1.5: 84.7034; 1.6: 37.8; 1.7: 22.68; 1.8: 8.4594; 1.9: 189; 2: 6.0191; 2.1: 82.5037; 2.2: 28.8642; 2.3: 7.2956; 2.4: 55.8393; 2.5: 14.1137
| 1 | 7.05 | 1: 115.4154; 1.1: 85.165; 1.2: 0.11421; 1.3: 38.07; 1.4: 21.3732; 1.5: 85.165; 1.6: 38.07; 1.7: 22.842; 1.8: 8.4594; 1.9: 190.35; 2: 6.0621; 2.1: 82.5495; 2.2: 29.2617; 2.3: 7.3436; 2.4: 55.9033; 2.5: 14.0296
| 1 | 7.1 | 1: 115.2211; 1.1: 85.6247; 1.2: 0.11482; 1.3: 38.34; 1.4: 21.3372; 1.5: 85.6247; 1.6: 38.34; 1.7: 23.004; 1.8: 8.4594; 1.9: 191.7; 2: 6.1051; 2.1: 82.5951; 2.2: 29.6619; 2.3: 7.3916; 2.4: 55.9628; 2.5: 13.9457
| 1 | 7.15 | 1: 115.027; 1.1: 86.0823; 1.2: 0.11544; 1.3: 38.61; 1.4: 21.3013; 1.5: 86.0823; 1.6: 38.61; 1.7: 23.166; 1.8: 8.4594; 1.9: 193.05; 2: 6.1481; 2.1: 82.6406; 2.2: 30.0646; 2.3: 7.4396; 2.4: 56.0178; 2.5: 13.8617
| 1 | 7.2 | 1: 114.8329; 1.1: 86.5381; 1.2: 0.11605; 1.3: 38.88; 1.4: 21.2653; 1.5: 86.5381; 1.6: 38.88; 1.7: 23.328; 1.8: 8.4594; 1.9: 194.4; 2: 6.1911; 2.1: 82.6859; 2.2: 30.4698; 2.3: 7.4875; 2.4: 56.0682; 2.5: 13.7779
| 1 | 7.25 | 1: 114.6389; 1.1: 86.9918; 1.2: 0.11666; 1.3: 39.15; 1.4: 21.2294; 1.5: 86.9918; 1.6: 39.15; 1.7: 23.49; 1.8: 8.4594; 1.9: 195.75; 2: 6.2341; 2.1: 82.7311; 2.2: 30.8776; 2.3: 7.5353; 2.4: 56.1142; 2.5: 13.6941
| 1 | 7.3 | 1: 114.445; 1.1: 87.4436; 1.2: 0.11726; 1.3: 39.42; 1.4: 21.1935; 1.5: 87.4436; 1.6: 39.42; 1.7: 23.652; 1.8: 8.4594; 1.9: 197.1; 2: 6.2771; 2.1: 82.7761; 2.2: 31.2879; 2.3: 7.5832; 2.4: 56.1557; 2.5: 13.6103
| 1 | 7.35 | 1: 114.2512; 1.1: 87.8935; 1.2: 0.11787; 1.3: 39.69; 1.4: 21.1576; 1.5: 87.8935; 1.6: 39.69; 1.7: 23.814; 1.8: 8.4594; 1.9: 198.45; 2: 6.3201; 2.1: 82.821; 2.2: 31.7008; 2.3: 7.631; 2.4: 56.1927; 2.5: 13.5266
| 1 | 7.4 | 1: 114.0575; 1.1: 88.3413; 1.2: 0.11847; 1.3: 39.96; 1.4: 21.1218; 1.5: 88.3413; 1.6: 39.96; 1.7: 23.976; 1.8: 8.4594; 1.9: 199.8; 2: 6.3631; 2.1: 82.8658; 2.2: 32.1162; 2.3: 7.6787; 2.4: 56.2251; 2.5: 13.443
| 1 | 7.45 | 1: 113.8639; 1.1: 88.7873; 1.2: 0.11907; 1.3: 40.23; 1.4: 21.0859; 1.5: 88.7873; 1.6: 40.23; 1.7: 24.138; 1.8: 8.4594; 1.9: 201.15; 2: 6.4061; 2.1: 82.9104; 2.2: 32.5342; 2.3: 7.7265; 2.4: 56.2531; 2.5: 13.3594
| 1 | 7.5 | 1: 113.6704; 1.1: 89.2313; 1.2: 0.11966; 1.3: 40.5; 1.4: 21.0501; 1.5: 89.2313; 1.6: 40.5; 1.7: 24.3; 1.8: 8.4594; 1.9: 202.5; 2: 6.449; 2.1: 82.9549; 2.2: 32.9547; 2.3: 7.7742; 2.4: 56.2766; 2.5: 13.2759
| 1 | 7.55 | 1: 113.477; 1.1: 89.6733; 1.2: 0.12025; 1.3: 40.77; 1.4: 21.0143; 1.5: 89.6733; 1.6: 40.77; 1.7: 24.462; 1.8: 8.4594; 1.9: 203.85; 2: 6.492; 2.1: 82.9992; 2.2: 33.3777; 2.3: 7.8218; 2.4: 56.2956; 2.5: 13.1925
| 1 | 7.6 | 1: 113.2837; 1.1: 90.1134; 1.2: 0.12084; 1.3: 41.04; 1.4: 20.9785; 1.5: 90.1134; 1.6: 41.04; 1.7: 24.624; 1.8: 8.4594; 1.9: 205.2; 2: 6.535; 2.1: 83.0434; 2.2: 33.8032; 2.3: 7.8694; 2.4: 56.3102; 2.5: 13.1091
| 1 | 7.65 | 1: 113.0905; 1.1: 90.5516; 1.2: 0.12143; 1.3: 41.31; 1.4: 20.9427; 1.5: 90.5516; 1.6: 41.31; 1.7: 24.786; 1.8: 8.4594; 1.9: 206.55; 2: 6.578; 2.1: 83.0875; 2.2: 34.2313; 2.3: 7.917; 2.4: 56.3203; 2.5: 13.0257
| 1 | 7.7 | 1: 112.8974; 1.1: 90.9878; 1.2: 0.12202; 1.3: 41.58; 1.4: 20.9069; 1.5: 90.9878; 1.6: 41.58; 1.7: 24.948; 1.8: 8.4594; 1.9: 207.9; 2: 6.621; 2.1: 83.1314; 2.2: 34.6619; 2.3: 7.9645; 2.4: 56.3259; 2.5: 12.9424
| 1 | 7.75 | 1: 112.7044; 1.1: 91.4221; 1.2: 0.1226; 1.3: 41.85; 1.4: 20.8712; 1.5: 91.4221; 1.6: 41.85; 1.7: 25.11; 1.8: 8.4594; 1.9: 209.25; 2: 6.664; 2.1: 83.1752; 2.2: 35.0951; 2.3: 8.012; 2.4: 56.327; 2.5: 12.8592
| 1 | 7.8 | 1: 112.5115; 1.1: 91.8544; 1.2: 0.12318; 1.3: 42.12; 1.4: 20.8355; 1.5: 91.8544; 1.6: 42.12; 1.7: 25.272; 1.8: 8.4594; 1.9: 210.6; 2: 6.707; 2.1: 83.2188; 2.2: 35.5307; 2.3: 8.0595; 2.4: 56.3237; 2.5: 12.776
| 1 | 7.85 | 1: 112.3188; 1.1: 92.2848; 1.2: 0.12376; 1.3: 42.39; 1.4: 20.7998; 1.5: 92.2848; 1.6: 42.39; 1.7: 25.434; 1.8: 8.4594; 1.9: 211.95; 2: 6.75; 2.1: 83.2623; 2.2: 35.9689; 2.3: 8.1069; 2.4: 56.3159; 2.5: 12.6929
| 1 | 7.9 | 1: 112.1261; 1.1: 92.7133; 1.2: 0.12433; 1.3: 42.66; 1.4: 20.7641; 1.5: 92.7133; 1.6: 42.66; 1.7: 25.596; 1.8: 8.4594; 1.9: 213.3; 2: 6.793; 2.1: 83.3057; 2.2: 36.4096; 2.3: 8.1543; 2.4: 56.3037; 2.5: 12.6098
| 1 | 7.95 | 1: 111.9335; 1.1: 93.1399; 1.2: 0.1249; 1.3: 42.93; 1.4: 20.7284; 1.5: 93.1399; 1.6: 42.93; 1.7: 25.758; 1.8: 8.4594; 1.9: 214.65; 2: 6.836; 2.1: 83.3489; 2.2: 36.8528; 2.3: 8.2017; 2.4: 56.287; 2.5: 12.5268
| 1 | 8 | 1: 111.741; 1.1: 93.5645; 1.2: 0.12547; 1.3: 43.2; 1.4: 20.6928; 1.5: 93.5645; 1.6: 43.2; 1.7: 25.92; 1.8: 8.4594; 1.9: 216; 2: 6.879; 2.1: 83.3919; 2.2: 37.2986; 2.3: 8.249; 2.4: 56.2659; 2.5: 12.4438
| 1 | 8.05 | 1: 111.5487; 1.1: 93.9872; 1.2: 0.12604; 1.3: 43.47; 1.4: 20.6572; 1.5: 93.9872; 1.6: 43.47; 1.7: 26.082; 1.8: 8.4594; 1.9: 217.35; 2: 6.922; 2.1: 83.4349; 2.2: 37.7468; 2.3: 8.2963; 2.4: 56.2404; 2.5: 12.3609
| 1 | 8.1 | 1: 111.3564; 1.1: 94.408; 1.2: 0.1266; 1.3: 43.74; 1.4: 20.6216; 1.5: 94.408; 1.6: 43.74; 1.7: 26.244; 1.8: 8.4594; 1.9: 218.7; 2: 6.965; 2.1: 83.4777; 2.2: 38.1976; 2.3: 8.3435; 2.4: 56.2104; 2.5: 12.2781
| 1 | 8.15 | 1: 111.1643; 1.1: 94.8268; 1.2: 0.12716; 1.3: 44.01; 1.4: 20.586; 1.5: 94.8268; 1.6: 44.01; 1.7: 26.406; 1.8: 8.4594; 1.9: 220.05; 2: 7.008; 2.1: 83.5203; 2.2: 38.6509; 2.3: 8.3907; 2.4: 56.176; 2.5: 12.1953
| 1 | 8.2 | 1: 110.9722; 1.1: 95.2438; 1.2: 0.12772; 1.3: 44.28; 1.4: 20.5504; 1.5: 95.2438; 1.6: 44.28; 1.7: 26.568; 1.8: 8.4594; 1.9: 221.4; 2: 7.051; 2.1: 83.5629; 2.2: 39.1066; 2.3: 8.4379; 2.4: 56.1371; 2.5: 12.1125
| 1 | 8.25 | 1: 110.7803; 1.1: 95.6588; 1.2: 0.12828; 1.3: 44.55; 1.4: 20.5149; 1.5: 95.6588; 1.6: 44.55; 1.7: 26.73; 1.8: 8.4594; 1.9: 222.75; 2: 7.0939; 2.1: 83.6053; 2.2: 39.5649; 2.3: 8.4851; 2.4: 56.0939; 2.5: 12.0298
| 1 | 8.3 | 1: 110.5885; 1.1: 96.0719; 1.2: 0.12883; 1.3: 44.82; 1.4: 20.4794; 1.5: 96.0719; 1.6: 44.82; 1.7: 26.892; 1.8: 8.4594; 1.9: 224.1; 2: 7.1369; 2.1: 83.6475; 2.2: 40.0257; 2.3: 8.5322; 2.4: 56.0462; 2.5: 11.9472
| 1 | 8.35 | 1: 110.3968; 1.1: 96.4831; 1.2: 0.12939; 1.3: 45.09; 1.4: 20.4438; 1.5: 96.4831; 1.6: 45.09; 1.7: 27.054; 1.8: 8.4594; 1.9: 225.45; 2: 7.1799; 2.1: 83.6896; 2.2: 40.489; 2.3: 8.5792; 2.4: 55.9941; 2.5: 11.8646
| 1 | 8.4 | 1: 110.2052; 1.1: 96.8924; 1.2: 0.12993; 1.3: 45.36; 1.4: 20.4084; 1.5: 96.8924; 1.6: 45.36; 1.7: 27.216; 1.8: 8.4594; 1.9: 226.8; 2: 7.2229; 2.1: 83.7316; 2.2: 40.9549; 2.3: 8.6263; 2.4: 55.9376; 2.5: 11.7821
| 1 | 8.45 | 1: 110.0137; 1.1: 97.2998; 1.2: 0.13048; 1.3: 45.63; 1.4: 20.3729; 1.5: 97.2998; 1.6: 45.63; 1.7: 27.378; 1.8: 8.4594; 1.9: 228.15; 2: 7.2659; 2.1: 83.7735; 2.2: 41.4232; 2.3: 8.6733; 2.4: 55.8766; 2.5: 11.6996
| 1 | 8.5 | 1: 109.8223; 1.1: 97.7053; 1.2: 0.13102; 1.3: 45.9; 1.4: 20.3375; 1.5: 97.7053; 1.6: 45.9; 1.7: 27.54; 1.8: 8.4594; 1.9: 229.5; 2: 7.3089; 2.1: 83.8152; 2.2: 41.894; 2.3: 8.7203; 2.4: 55.8113; 2.5: 11.6172
| 1 | 8.55 | 1: 109.6311; 1.1: 98.1088; 1.2: 0.13157; 1.3: 46.17; 1.4: 20.302; 1.5: 98.1088; 1.6: 46.17; 1.7: 27.702; 1.8: 8.4594; 1.9: 230.85; 2: 7.3519; 2.1: 83.8568; 2.2: 42.3673; 2.3: 8.7672; 2.4: 55.7416; 2.5: 11.5348
| 1 | 8.6 | 1: 109.4399; 1.1: 98.5105; 1.2: 0.1321; 1.3: 46.44; 1.4: 20.2667; 1.5: 98.5105; 1.6: 46.44; 1.7: 27.864; 1.8: 8.4594; 1.9: 232.2; 2: 7.3949; 2.1: 83.8982; 2.2: 42.8431; 2.3: 8.8141; 2.4: 55.6675; 2.5: 11.4525
| 1 | 8.65 | 1: 109.2489; 1.1: 98.9103; 1.2: 0.13264; 1.3: 46.71; 1.4: 20.2313; 1.5: 98.9103; 1.6: 46.71; 1.7: 28.026; 1.8: 8.4594; 1.9: 233.55; 2: 7.4379; 2.1: 83.9395; 2.2: 43.3214; 2.3: 8.861; 2.4: 55.5889; 2.5: 11.3703
| 1 | 8.7 | 1: 109.058; 1.1: 99.3082; 1.2: 0.13317; 1.3: 46.98; 1.4: 20.1959; 1.5: 99.3082; 1.6: 46.98; 1.7: 28.188; 1.8: 8.4594; 1.9: 234.9; 2: 7.4809; 2.1: 83.9807; 2.2: 43.8021; 2.3: 8.9079; 2.4: 55.506; 2.5: 11.288
| 1 | 8.75 | 1: 108.8672; 1.1: 99.7042; 1.2: 0.13371; 1.3: 47.25; 1.4: 20.1606; 1.5: 99.7042; 1.6: 47.25; 1.7: 28.35; 1.8: 8.4594; 1.9: 236.25; 2: 7.5239; 2.1: 84.0217; 2.2: 44.2854; 2.3: 8.9547; 2.4: 55.4187; 2.5: 11.2059
| 1 | 8.8 | 1: 108.6765; 1.1: 100.0983; 1.2: 0.13423; 1.3: 47.52; 1.4: 20.1253; 1.5: 100.0983; 1.6: 47.52; 1.7: 28.512; 1.8: 8.4594; 1.9: 237.6; 2: 7.5669; 2.1: 84.0626; 2.2: 44.7712; 2.3: 9.0015; 2.4: 55.3271; 2.5: 11.1238
| 1 | 8.85 | 1: 108.4859; 1.1: 100.4905; 1.2: 0.13476; 1.3: 47.79; 1.4: 20.09; 1.5: 100.4905; 1.6: 47.79; 1.7: 28.674; 1.8: 8.4594; 1.9: 238.95; 2: 7.6099; 2.1: 84.1034; 2.2: 45.2595; 2.3: 9.0482; 2.4: 55.231; 2.5: 11.0417
| 1 | 8.9 | 1: 108.2954; 1.1: 100.8808; 1.2: 0.13528; 1.3: 48.06; 1.4: 20.0547; 1.5: 100.8808; 1.6: 48.06; 1.7: 28.836; 1.8: 8.4594; 1.9: 240.3; 2: 7.6529; 2.1: 84.144; 2.2: 45.7502; 2.3: 9.095; 2.4: 55.1306; 2.5: 10.9598
| 1 | 8.95 | 1: 108.1051; 1.1: 101.2693; 1.2: 0.1358; 1.3: 48.33; 1.4: 20.0195; 1.5: 101.2693; 1.6: 48.33; 1.7: 28.998; 1.8: 8.4594; 1.9: 241.65; 2: 7.6959; 2.1: 84.1845; 2.2: 46.2434; 2.3: 9.1417; 2.4: 55.0258; 2.5: 10.8778
| 1 | 9 | 1: 107.9149; 1.1: 101.6558; 1.2: 0.13632; 1.3: 48.6; 1.4: 19.9842; 1.5: 101.6558; 1.6: 48.6; 1.7: 29.16; 1.8: 8.4594; 1.9: 243; 2: 7.7389; 2.1: 84.2249; 2.2: 46.7391; 2.3: 9.1883; 2.4: 54.9167; 2.5: 10.7959
| 1 | 9.05 | 1: 107.7248; 1.1: 102.0405; 1.2: 0.13684; 1.3: 48.87; 1.4: 19.949; 1.5: 102.0405; 1.6: 48.87; 1.7: 29.322; 1.8: 8.4594; 1.9: 244.35; 2: 7.7818; 2.1: 84.2652; 2.2: 47.2373; 2.3: 9.235; 2.4: 54.8032; 2.5: 10.7141
| 1 | 9.1 | 1: 107.5348; 1.1: 102.4233; 1.2: 0.13735; 1.3: 49.14; 1.4: 19.9138; 1.5: 102.4233; 1.6: 49.14; 1.7: 29.484; 1.8: 8.4594; 1.9: 245.7; 2: 7.8248; 2.1: 84.3053; 2.2: 47.738; 2.3: 9.2816; 2.4: 54.6853; 2.5: 10.6323
| 1 | 9.15 | 1: 107.3449; 1.1: 102.8042; 1.2: 0.13786; 1.3: 49.41; 1.4: 19.8787; 1.5: 102.8042; 1.6: 49.41; 1.7: 29.646; 1.8: 8.4594; 1.9: 247.05; 2: 7.8678; 2.1: 84.3453; 2.2: 48.2412; 2.3: 9.3281; 2.4: 54.5631; 2.5: 10.5506
| 1 | 9.2 | 1: 107.1552; 1.1: 103.1833; 1.2: 0.13837; 1.3: 49.68; 1.4: 19.8436; 1.5: 103.1833; 1.6: 49.68; 1.7: 29.808; 1.8: 8.4594; 1.9: 248.4; 2: 7.9108; 2.1: 84.3851; 2.2: 48.7468; 2.3: 9.3747; 2.4: 54.4365; 2.5: 10.4689
| 1 | 9.25 | 1: 106.9656; 1.1: 103.5605; 1.2: 0.13888; 1.3: 49.95; 1.4: 19.8084; 1.5: 103.5605; 1.6: 49.95; 1.7: 29.97; 1.8: 8.4594; 1.9: 249.75; 2: 7.9538; 2.1: 84.4248; 2.2: 49.2549; 2.3: 9.4212; 2.4: 54.3056; 2.5: 10.3873
| 1 | 9.3 | 1: 106.7761; 1.1: 103.9358; 1.2: 0.13938; 1.3: 50.22; 1.4: 19.7733; 1.5: 103.9358; 1.6: 50.22; 1.7: 30.132; 1.8: 8.4594; 1.9: 251.1; 2: 7.9968; 2.1: 84.4644; 2.2: 49.7655; 2.3: 9.4677; 2.4: 54.1703; 2.5: 10.3057
| 1 | 9.35 | 1: 106.5867; 1.1: 104.3093; 1.2: 0.13988; 1.3: 50.49; 1.4: 19.7383; 1.5: 104.3093; 1.6: 50.49; 1.7: 30.294; 1.8: 8.4594; 1.9: 252.45; 2: 8.0398; 2.1: 84.5039; 2.2: 50.2785; 2.3: 9.5141; 2.4: 54.0307; 2.5: 10.2241
| 1 | 9.4 | 1: 106.3974; 1.1: 104.6809; 1.2: 0.14038; 1.3: 50.76; 1.4: 19.7032; 1.5: 104.6809; 1.6: 50.76; 1.7: 30.456; 1.8: 8.4594; 1.9: 253.8; 2: 8.0828; 2.1: 84.5432; 2.2: 50.7941; 2.3: 9.5606; 2.4: 53.8868; 2.5: 10.1427
| 1 | 9.45 | 1: 106.2083; 1.1: 105.0506; 1.2: 0.14088; 1.3: 51.03; 1.4: 19.6682; 1.5: 105.0506; 1.6: 51.03; 1.7: 30.618; 1.8: 8.4594; 1.9: 255.15; 2: 8.1258; 2.1: 84.5824; 2.2: 51.3121; 2.3: 9.607; 2.4: 53.7385; 2.5: 10.0612
| 1 | 9.5 | 1: 106.0193; 1.1: 105.4185; 1.2: 0.14137; 1.3: 51.3; 1.4: 19.6332; 1.5: 105.4185; 1.6: 51.3; 1.7: 30.78; 1.8: 8.4594; 1.9: 256.5; 2: 8.1688; 2.1: 84.6215; 2.2: 51.8326; 2.3: 9.6533; 2.4: 53.5859; 2.5: 9.9799
| 1 | 9.55 | 1: 105.8304; 1.1: 105.7845; 1.2: 0.14186; 1.3: 51.57; 1.4: 19.5982; 1.5: 105.7845; 1.6: 51.57; 1.7: 30.942; 1.8: 8.4594; 1.9: 257.85; 2: 8.2118; 2.1: 84.6605; 2.2: 52.3555; 2.3: 9.6997; 2.4: 53.429; 2.5: 9.8985
| 1 | 9.6 | 1: 105.6416; 1.1: 106.1487; 1.2: 0.14235; 1.3: 51.84; 1.4: 19.5633; 1.5: 106.1487; 1.6: 51.84; 1.7: 31.104; 1.8: 8.4594; 1.9: 259.2; 2: 8.2548; 2.1: 84.6993; 2.2: 52.8809; 2.3: 9.746; 2.4: 53.2678; 2.5: 9.8173
| 1 | 9.65 | 1: 105.453; 1.1: 106.511; 1.2: 0.14283; 1.3: 52.11; 1.4: 19.5283; 1.5: 106.511; 1.6: 52.11; 1.7: 31.266; 1.8: 8.4594; 1.9: 260.55; 2: 8.2978; 2.1: 84.738; 2.2: 53.4088; 2.3: 9.7923; 2.4: 53.1022; 2.5: 9.7361
| 1 | 9.7 | 1: 105.2644; 1.1: 106.8715; 1.2: 0.14332; 1.3: 52.38; 1.4: 19.4934; 1.5: 106.8715; 1.6: 52.38; 1.7: 31.428; 1.8: 8.4594; 1.9: 261.9; 2: 8.3408; 2.1: 84.7765; 2.2: 53.9391; 2.3: 9.8385; 2.4: 52.9323; 2.5: 9.6549
| 1 | 9.75 | 1: 105.0761; 1.1: 107.2301; 1.2: 0.1438; 1.3: 52.65; 1.4: 19.4585; 1.5: 107.2301; 1.6: 52.65; 1.7: 31.59; 1.8: 8.4594; 1.9: 263.25; 2: 8.3838; 2.1: 84.815; 2.2: 54.472; 2.3: 9.8848; 2.4: 52.7582; 2.5: 9.5738
| 1 | 9.8 | 1: 104.8878; 1.1: 107.5869; 1.2: 0.14428; 1.3: 52.92; 1.4: 19.4237; 1.5: 107.5869; 1.6: 52.92; 1.7: 31.752; 1.8: 8.4594; 1.9: 264.6; 2: 8.4268; 2.1: 84.8533; 2.2: 55.0072; 2.3: 9.931; 2.4: 52.5797; 2.5: 9.4927
| 1 | 9.85 | 1: 104.6996; 1.1: 107.9418; 1.2: 0.14475; 1.3: 53.19; 1.4: 19.3888; 1.5: 107.9418; 1.6: 53.19; 1.7: 31.914; 1.8: 8.4594; 1.9: 265.95; 2: 8.4697; 2.1: 84.8915; 2.2: 55.545; 2.3: 9.9771; 2.4: 52.3969; 2.5: 9.4117
| 1 | 9.9 | 1: 104.5116; 1.1: 108.295; 1.2: 0.14523; 1.3: 53.46; 1.4: 19.354; 1.5: 108.295; 1.6: 53.46; 1.7: 32.076; 1.8: 8.4594; 1.9: 267.3; 2: 8.5127; 2.1: 84.9295; 2.2: 56.0852; 2.3: 10.0233; 2.4: 52.2098; 2.5: 9.3307
| 1 | 9.95 | 1: 104.3238; 1.1: 108.6462; 1.2: 0.1457; 1.3: 53.73; 1.4: 19.3192; 1.5: 108.6462; 1.6: 53.73; 1.7: 32.238; 1.8: 8.4594; 1.9: 268.65; 2: 8.5557; 2.1: 84.9675; 2.2: 56.6278; 2.3: 10.0694; 2.4: 52.0184; 2.5: 9.2498
| 1 | 10 | 1: 104.136; 1.1: 108.9957; 1.2: 0.14617; 1.3: 54; 1.4: 19.2844; 1.5: 108.9957; 1.6: 54; 1.7: 32.4; 1.8: 8.4594; 1.9: 270; 2: 8.5987; 2.1: 85.0053; 2.2: 57.1729; 2.3: 10.1155; 2.4: 51.8228; 2.5: 9.1689
| 1 | 10.05 | 1: 103.9484; 1.1: 109.3433; 1.2: 0.14663; 1.3: 54.27; 1.4: 19.2497; 1.5: 109.3433; 1.6: 54.27; 1.7: 32.562; 1.8: 8.4594; 1.9: 271.35; 2: 8.6417; 2.1: 85.043; 2.2: 57.7205; 2.3: 10.1616; 2.4: 51.6228; 2.5: 9.0881
| 1 | 10.1 | 1: 103.7609; 1.1: 109.6891; 1.2: 0.1471; 1.3: 54.54; 1.4: 19.215; 1.5: 109.6891; 1.6: 54.54; 1.7: 32.724; 1.8: 8.4594; 1.9: 272.7; 2: 8.6847; 2.1: 85.0805; 2.2: 58.2705; 2.3: 10.2076; 2.4: 51.4186; 2.5: 9.0073
| 1 | 10.15 | 1: 103.5735; 1.1: 110.033; 1.2: 0.14756; 1.3: 54.81; 1.4: 19.1803; 1.5: 110.033; 1.6: 54.81; 1.7: 32.886; 1.8: 8.4594; 1.9: 274.05; 2: 8.7277; 2.1: 85.1179; 2.2: 58.823; 2.3: 10.2537; 2.4: 51.21; 2.5: 8.9266
| 1 | 10.2 | 1: 103.3863; 1.1: 110.3752; 1.2: 0.14802; 1.3: 55.08; 1.4: 19.1456; 1.5: 110.3752; 1.6: 55.08; 1.7: 33.048; 1.8: 8.4594; 1.9: 275.4; 2: 8.7707; 2.1: 85.1553; 2.2: 59.3779; 2.3: 10.2997; 2.4: 50.9972; 2.5: 8.8459
| 1 | 10.25 | 1: 103.1992; 1.1: 110.7155; 1.2: 0.14847; 1.3: 55.35; 1.4: 19.111; 1.5: 110.7155; 1.6: 55.35; 1.7: 33.21; 1.8: 8.4594; 1.9: 276.75; 2: 8.8137; 2.1: 85.1924; 2.2: 59.9353; 2.3: 10.3456; 2.4: 50.7802; 2.5: 8.7653
| 1 | 10.3 | 1: 103.0122; 1.1: 111.054; 1.2: 0.14893; 1.3: 55.62; 1.4: 19.0763; 1.5: 111.054; 1.6: 55.62; 1.7: 33.372; 1.8: 8.4594; 1.9: 278.1; 2: 8.8567; 2.1: 85.2295; 2.2: 60.4952; 2.3: 10.3916; 2.4: 50.5588; 2.5: 8.6848
| 1 | 10.35 | 1: 102.8253; 1.1: 111.3907; 1.2: 0.14938; 1.3: 55.89; 1.4: 19.0417; 1.5: 111.3907; 1.6: 55.89; 1.7: 33.534; 1.8: 8.4594; 1.9: 279.45; 2: 8.8997; 2.1: 85.2664; 2.2: 61.0575; 2.3: 10.4375; 2.4: 50.3332; 2.5: 8.6042
| 1 | 10.4 | 1: 102.6386; 1.1: 111.7256; 1.2: 0.14983; 1.3: 56.16; 1.4: 19.0072; 1.5: 111.7256; 1.6: 56.16; 1.7: 33.696; 1.8: 8.4594; 1.9: 280.8; 2: 8.9427; 2.1: 85.3033; 2.2: 61.6222; 2.3: 10.4834; 2.4: 50.1034; 2.5: 8.5238
| 1 | 10.45 | 1: 102.4521; 1.1: 112.0586; 1.2: 0.15027; 1.3: 56.43; 1.4: 18.9726; 1.5: 112.0586; 1.6: 56.43; 1.7: 33.858; 1.8: 8.4594; 1.9: 282.15; 2: 8.9857; 2.1: 85.3399; 2.2: 62.1894; 2.3: 10.5293; 2.4: 49.8692; 2.5: 8.4433
| 1 | 10.5 | 1: 102.2656; 1.1: 112.3899; 1.2: 0.15072; 1.3: 56.7; 1.4: 18.9381; 1.5: 112.3899; 1.6: 56.7; 1.7: 34.02; 1.8: 8.4594; 1.9: 283.5; 2: 9.0287; 2.1: 85.3765; 2.2: 62.7591; 2.3: 10.5751; 2.4: 49.6308; 2.5: 8.363
| 1 | 10.55 | 1: 102.0793; 1.1: 112.7194; 1.2: 0.15116; 1.3: 56.97; 1.4: 18.9036; 1.5: 112.7194; 1.6: 56.97; 1.7: 34.182; 1.8: 8.4594; 1.9: 284.85; 2: 9.0717; 2.1: 85.413; 2.2: 63.3312; 2.3: 10.6209; 2.4: 49.3882; 2.5: 8.2826
| 1 | 10.6 | 1: 101.8931; 1.1: 113.047; 1.2: 0.1516; 1.3: 57.24; 1.4: 18.8691; 1.5: 113.047; 1.6: 57.24; 1.7: 34.344; 1.8: 8.4594; 1.9: 286.2; 2: 9.1146; 2.1: 85.4493; 2.2: 63.9057; 2.3: 10.6667; 2.4: 49.1413; 2.5: 8.2024
| 1 | 10.65 | 1: 101.7071; 1.1: 113.3729; 1.2: 0.15204; 1.3: 57.51; 1.4: 18.8346; 1.5: 113.3729; 1.6: 57.51; 1.7: 34.506; 1.8: 8.4594; 1.9: 287.55; 2: 9.1576; 2.1: 85.4855; 2.2: 64.4827; 2.3: 10.7125; 2.4: 48.8902; 2.5: 8.1221
| 1 | 10.7 | 1: 101.5212; 1.1: 113.6969; 1.2: 0.15247; 1.3: 57.78; 1.4: 18.8002; 1.5: 113.6969; 1.6: 57.78; 1.7: 34.668; 1.8: 8.4594; 1.9: 288.9; 2: 9.2006; 2.1: 85.5216; 2.2: 65.0621; 2.3: 10.7583; 2.4: 48.6348; 2.5: 8.042
| 1 | 10.75 | 1: 101.3354; 1.1: 114.0192; 1.2: 0.1529; 1.3: 58.05; 1.4: 18.7658; 1.5: 114.0192; 1.6: 58.05; 1.7: 34.83; 1.8: 8.4594; 1.9: 290.25; 2: 9.2436; 2.1: 85.5575; 2.2: 65.644; 2.3: 10.804; 2.4: 48.3752; 2.5: 7.9618
| 1 | 10.8 | 1: 101.1497; 1.1: 114.3397; 1.2: 0.15333; 1.3: 58.32; 1.4: 18.7314; 1.5: 114.3397; 1.6: 58.32; 1.7: 34.992; 1.8: 8.4594; 1.9: 291.6; 2: 9.2866; 2.1: 85.5934; 2.2: 66.2283; 2.3: 10.8497; 2.4: 48.1114; 2.5: 7.8817
| 1 | 10.85 | 1: 100.9642; 1.1: 114.6584; 1.2: 0.15376; 1.3: 58.59; 1.4: 18.6971; 1.5: 114.6584; 1.6: 58.59; 1.7: 35.154; 1.8: 8.4594; 1.9: 292.95; 2: 9.3296; 2.1: 85.6291; 2.2: 66.8151; 2.3: 10.8954; 2.4: 47.8433; 2.5: 7.8017
| 1 | 10.9 | 1: 100.7789; 1.1: 114.9753; 1.2: 0.15418; 1.3: 58.86; 1.4: 18.6628; 1.5: 114.9753; 1.6: 58.86; 1.7: 35.316; 1.8: 8.4594; 1.9: 294.3; 2: 9.3726; 2.1: 85.6647; 2.2: 67.4043; 2.3: 10.941; 2.4: 47.571; 2.5: 7.7217
| 1 | 10.95 | 1: 100.5936; 1.1: 115.2904; 1.2: 0.15461; 1.3: 59.13; 1.4: 18.6285; 1.5: 115.2904; 1.6: 59.13; 1.7: 35.478; 1.8: 8.4594; 1.9: 295.65; 2: 9.4156; 2.1: 85.7002; 2.2: 67.9959; 2.3: 10.9867; 2.4: 47.2945; 2.5: 7.6418
| 1 | 11 | 1: 100.4085; 1.1: 115.6037; 1.2: 0.15503; 1.3: 59.4; 1.4: 18.5942; 1.5: 115.6037; 1.6: 59.4; 1.7: 35.64; 1.8: 8.4594; 1.9: 297; 2: 9.4586; 2.1: 85.7355; 2.2: 68.59; 2.3: 11.0323; 2.4: 47.0137; 2.5: 7.5619
| 1 | 11.05 | 1: 100.2236; 1.1: 115.9153; 1.2: 0.15544; 1.3: 59.67; 1.4: 18.5599; 1.5: 115.9153; 1.6: 59.67; 1.7: 35.802; 1.8: 8.4594; 1.9: 298.35; 2: 9.5016; 2.1: 85.7708; 2.2: 69.1865; 2.3: 11.0779; 2.4: 46.7288; 2.5: 7.482
| 1 | 11.1 | 1: 100.0388; 1.1: 116.225; 1.2: 0.15586; 1.3: 59.94; 1.4: 18.5257; 1.5: 116.225; 1.6: 59.94; 1.7: 35.964; 1.8: 8.4594; 1.9: 299.7; 2: 9.5446; 2.1: 85.8059; 2.2: 69.7855; 2.3: 11.1235; 2.4: 46.4396; 2.5: 7.4022
| 1 | 11.15 | 1: 99.8541; 1.1: 116.5331; 1.2: 0.15627; 1.3: 60.21; 1.4: 18.4915; 1.5: 116.5331; 1.6: 60.21; 1.7: 36.126; 1.8: 8.4594; 1.9: 301.05; 2: 9.5876; 2.1: 85.8409; 2.2: 70.3869; 2.3: 11.169; 2.4: 46.1462; 2.5: 7.3225
| 1 | 11.2 | 1: 99.6696; 1.1: 116.8393; 1.2: 0.15668; 1.3: 60.48; 1.4: 18.4573; 1.5: 116.8393; 1.6: 60.48; 1.7: 36.288; 1.8: 8.4594; 1.9: 302.4; 2: 9.6306; 2.1: 85.8758; 2.2: 70.9907; 2.3: 11.2145; 2.4: 45.8486; 2.5: 7.2428
| 1 | 11.25 | 1: 99.4852; 1.1: 117.1438; 1.2: 0.15709; 1.3: 60.75; 1.4: 18.4232; 1.5: 117.1438; 1.6: 60.75; 1.7: 36.45; 1.8: 8.4594; 1.9: 303.75; 2: 9.6736; 2.1: 85.9106; 2.2: 71.597; 2.3: 11.26; 2.4: 45.5468; 2.5: 7.1631
| 1 | 11.3 | 1: 99.3009; 1.1: 117.4465; 1.2: 0.1575; 1.3: 61.02; 1.4: 18.3891; 1.5: 117.4465; 1.6: 61.02; 1.7: 36.612; 1.8: 8.4594; 1.9: 305.1; 2: 9.7166; 2.1: 85.9452; 2.2: 72.2057; 2.3: 11.3055; 2.4: 45.2408; 2.5: 7.0835
| 1 | 11.35 | 1: 99.1168; 1.1: 117.7474; 1.2: 0.1579; 1.3: 61.29; 1.4: 18.355; 1.5: 117.7474; 1.6: 61.29; 1.7: 36.774; 1.8: 8.4594; 1.9: 306.45; 2: 9.7596; 2.1: 85.9798; 2.2: 72.8168; 2.3: 11.351; 2.4: 44.9306; 2.5: 7.004
| 1 | 11.4 | 1: 98.9328; 1.1: 118.0466; 1.2: 0.1583; 1.3: 61.56; 1.4: 18.3209; 1.5: 118.0466; 1.6: 61.56; 1.7: 36.936; 1.8: 8.4594; 1.9: 307.8; 2: 9.8025; 2.1: 86.0142; 2.2: 73.4304; 2.3: 11.3964; 2.4: 44.6162; 2.5: 6.9245
| 1 | 11.45 | 1: 98.749; 1.1: 118.344; 1.2: 0.1587; 1.3: 61.83; 1.4: 18.2868; 1.5: 118.344; 1.6: 61.83; 1.7: 37.098; 1.8: 8.4594; 1.9: 309.15; 2: 9.8455; 2.1: 86.0485; 2.2: 74.0464; 2.3: 11.4419; 2.4: 44.2976; 2.5: 6.845
| 1 | 11.5 | 1: 98.5653; 1.1: 118.6397; 1.2: 0.1591; 1.3: 62.1; 1.4: 18.2528; 1.5: 118.6397; 1.6: 62.1; 1.7: 37.26; 1.8: 8.4594; 1.9: 310.5; 2: 9.8885; 2.1: 86.0827; 2.2: 74.6649; 2.3: 11.4873; 2.4: 43.9749; 2.5: 6.7656
| 1 | 11.55 | 1: 98.3817; 1.1: 118.9336; 1.2: 0.15949; 1.3: 62.37; 1.4: 18.2188; 1.5: 118.9336; 1.6: 62.37; 1.7: 37.422; 1.8: 8.4594; 1.9: 311.85; 2: 9.9315; 2.1: 86.1167; 2.2: 75.2857; 2.3: 11.5326; 2.4: 43.6479; 2.5: 6.6862
| 1 | 11.6 | 1: 98.1983; 1.1: 119.2258; 1.2: 0.15988; 1.3: 62.64; 1.4: 18.1849; 1.5: 119.2258; 1.6: 62.64; 1.7: 37.584; 1.8: 8.4594; 1.9: 313.2; 2: 9.9745; 2.1: 86.1507; 2.2: 75.909; 2.3: 11.578; 2.4: 43.3168; 2.5: 6.6069
| 1 | 11.65 | 1: 98.015; 1.1: 119.5162; 1.2: 0.16027; 1.3: 62.91; 1.4: 18.1509; 1.5: 119.5162; 1.6: 62.91; 1.7: 37.746; 1.8: 8.4594; 1.9: 314.55; 2: 10.0175; 2.1: 86.1845; 2.2: 76.5348; 2.3: 11.6233; 2.4: 42.9815; 2.5: 6.5276
| 1 | 11.7 | 1: 97.8319; 1.1: 119.8049; 1.2: 0.16066; 1.3: 63.18; 1.4: 18.117; 1.5: 119.8049; 1.6: 63.18; 1.7: 37.908; 1.8: 8.4594; 1.9: 315.9; 2: 10.0605; 2.1: 86.2183; 2.2: 77.1629; 2.3: 11.6687; 2.4: 42.642; 2.5: 6.4484
| 1 | 11.75 | 1: 97.6489; 1.1: 120.0919; 1.2: 0.16105; 1.3: 63.45; 1.4: 18.0831; 1.5: 120.0919; 1.6: 63.45; 1.7: 38.07; 1.8: 8.4594; 1.9: 317.25; 2: 10.1035; 2.1: 86.2519; 2.2: 77.7935; 2.3: 11.714; 2.4: 42.2983; 2.5: 6.3692
| 1 | 11.8 | 1: 97.4661; 1.1: 120.3771; 1.2: 0.16143; 1.3: 63.72; 1.4: 18.0493; 1.5: 120.3771; 1.6: 63.72; 1.7: 38.232; 1.8: 8.4594; 1.9: 318.6; 2: 10.1465; 2.1: 86.2854; 2.2: 78.4266; 2.3: 11.7592; 2.4: 41.9505; 2.5: 6.29
| 1 | 11.85 | 1: 97.2834; 1.1: 120.6605; 1.2: 0.16181; 1.3: 63.99; 1.4: 18.0154; 1.5: 120.6605; 1.6: 63.99; 1.7: 38.394; 1.8: 8.4594; 1.9: 319.95; 2: 10.1895; 2.1: 86.3187; 2.2: 79.062; 2.3: 11.8045; 2.4: 41.5985; 2.5: 6.2109
| 1 | 11.9 | 1: 97.1008; 1.1: 120.9423; 1.2: 0.16219; 1.3: 64.26; 1.4: 17.9816; 1.5: 120.9423; 1.6: 64.26; 1.7: 38.556; 1.8: 8.4594; 1.9: 321.3; 2: 10.2325; 2.1: 86.352; 2.2: 79.6999; 2.3: 11.8497; 2.4: 41.2424; 2.5: 6.1319
| 1 | 11.95 | 1: 96.9184; 1.1: 121.2223; 1.2: 0.16256; 1.3: 64.53; 1.4: 17.9479; 1.5: 121.2223; 1.6: 64.53; 1.7: 38.718; 1.8: 8.4594; 1.9: 322.65; 2: 10.2755; 2.1: 86.3852; 2.2: 80.3402; 2.3: 11.895; 2.4: 40.8821; 2.5: 6.0529
| 1 | 12 | 1: 96.7361; 1.1: 121.5006; 1.2: 0.16293; 1.3: 64.8; 1.4: 17.9141; 1.5: 121.5006; 1.6: 64.8; 1.7: 38.88; 1.8: 8.4594; 1.9: 324; 2: 10.3185; 2.1: 86.4182; 2.2: 80.9829; 2.3: 11.9402; 2.4: 40.5176; 2.5: 5.9739
| 1 | 12.05 | 1: 96.554; 1.1: 121.7771; 1.2: 0.16331; 1.3: 65.07; 1.4: 17.8804; 1.5: 121.7771; 1.6: 65.07; 1.7: 39.042; 1.8: 8.4594; 1.9: 325.35; 2: 10.3615; 2.1: 86.4511; 2.2: 81.6281; 2.3: 11.9853; 2.4: 40.149; 2.5: 5.895
| 1 | 12.1 | 1: 96.372; 1.1: 122.052; 1.2: 0.16367; 1.3: 65.34; 1.4: 17.8467; 1.5: 122.052; 1.6: 65.34; 1.7: 39.204; 1.8: 8.4594; 1.9: 326.7; 2: 10.4045; 2.1: 86.4839; 2.2: 82.2757; 2.3: 12.0305; 2.4: 39.7763; 2.5: 5.8162
| 1 | 12.15 | 1: 96.1902; 1.1: 122.3251; 1.2: 0.16404; 1.3: 65.61; 1.4: 17.813; 1.5: 122.3251; 1.6: 65.61; 1.7: 39.366; 1.8: 8.4594; 1.9: 328.05; 2: 10.4475; 2.1: 86.5166; 2.2: 82.9257; 2.3: 12.0757; 2.4: 39.3994; 2.5: 5.7373
| 1 | 12.2 | 1: 96.0085; 1.1: 122.5965; 1.2: 0.1644; 1.3: 65.88; 1.4: 17.7794; 1.5: 122.5965; 1.6: 65.88; 1.7: 39.528; 1.8: 8.4594; 1.9: 329.4; 2: 10.4904; 2.1: 86.5492; 2.2: 83.5781; 2.3: 12.1208; 2.4: 39.0184; 2.5: 5.6586
| 1 | 12.25 | 1: 95.827; 1.1: 122.8662; 1.2: 0.16477; 1.3: 66.15; 1.4: 17.7457; 1.5: 122.8662; 1.6: 66.15; 1.7: 39.69; 1.8: 8.4594; 1.9: 330.75; 2: 10.5334; 2.1: 86.5817; 2.2: 84.233; 2.3: 12.1659; 2.4: 38.6332; 2.5: 5.5798
| 1 | 12.3 | 1: 95.6456; 1.1: 123.1342; 1.2: 0.16513; 1.3: 66.42; 1.4: 17.7122; 1.5: 123.1342; 1.6: 66.42; 1.7: 39.852; 1.8: 8.4594; 1.9: 332.1; 2: 10.5764; 2.1: 86.6141; 2.2: 84.8903; 2.3: 12.211; 2.4: 38.2439; 2.5: 5.5012
| 1 | 12.35 | 1: 95.4644; 1.1: 123.4004; 1.2: 0.16548; 1.3: 66.69; 1.4: 17.6786; 1.5: 123.4004; 1.6: 66.69; 1.7: 40.014; 1.8: 8.4594; 1.9: 333.45; 2: 10.6194; 2.1: 86.6463; 2.2: 85.55; 2.3: 12.2561; 2.4: 37.8504; 2.5: 5.4225
| 1 | 12.4 | 1: 95.2833; 1.1: 123.665; 1.2: 0.16584; 1.3: 66.96; 1.4: 17.6451; 1.5: 123.665; 1.6: 66.96; 1.7: 40.176; 1.8: 8.4594; 1.9: 334.8; 2: 10.6624; 2.1: 86.6785; 2.2: 86.2121; 2.3: 12.3011; 2.4: 37.4529; 2.5: 5.3439
| 1 | 12.45 | 1: 95.1024; 1.1: 123.9279; 1.2: 0.16619; 1.3: 67.23; 1.4: 17.6115; 1.5: 123.9279; 1.6: 67.23; 1.7: 40.338; 1.8: 8.4594; 1.9: 336.15; 2: 10.7054; 2.1: 86.7105; 2.2: 86.8767; 2.3: 12.3462; 2.4: 37.0512; 2.5: 5.2654
| 1 | 12.5 | 1: 94.9216; 1.1: 124.189; 1.2: 0.16654; 1.3: 67.5; 1.4: 17.5781; 1.5: 124.189; 1.6: 67.5; 1.7: 40.5; 1.8: 8.4594; 1.9: 337.5; 2: 10.7484; 2.1: 86.7424; 2.2: 87.5437; 2.3: 12.3912; 2.4: 36.6454; 2.5: 5.1869
| 1 | 12.55 | 1: 94.7409; 1.1: 124.4485; 1.2: 0.16689; 1.3: 67.77; 1.4: 17.5446; 1.5: 124.4485; 1.6: 67.77; 1.7: 40.662; 1.8: 8.4594; 1.9: 338.85; 2: 10.7914; 2.1: 86.7742; 2.2: 88.2131; 2.3: 12.4362; 2.4: 36.2354; 2.5: 5.1084
| 1 | 12.6 | 1: 94.5604; 1.1: 124.7063; 1.2: 0.16723; 1.3: 68.04; 1.4: 17.5112; 1.5: 124.7063; 1.6: 68.04; 1.7: 40.824; 1.8: 8.4594; 1.9: 340.2; 2: 10.8344; 2.1: 86.8059; 2.2: 88.8849; 2.3: 12.4812; 2.4: 35.8214; 2.5: 5.03
| 1 | 12.65 | 1: 94.3801; 1.1: 124.9624; 1.2: 0.16758; 1.3: 68.31; 1.4: 17.4778; 1.5: 124.9624; 1.6: 68.31; 1.7: 40.986; 1.8: 8.4594; 1.9: 341.55; 2: 10.8774; 2.1: 86.8375; 2.2: 89.5591; 2.3: 12.5261; 2.4: 35.4032; 2.5: 4.9517
| 1 | 12.7 | 1: 94.1999; 1.1: 125.2168; 1.2: 0.16792; 1.3: 68.58; 1.4: 17.4444; 1.5: 125.2168; 1.6: 68.58; 1.7: 41.148; 1.8: 8.4594; 1.9: 342.9; 2: 10.9204; 2.1: 86.869; 2.2: 90.2358; 2.3: 12.5711; 2.4: 34.981; 2.5: 4.8733
| 1 | 12.75 | 1: 94.0198; 1.1: 125.4695; 1.2: 0.16826; 1.3: 68.85; 1.4: 17.4111; 1.5: 125.4695; 1.6: 68.85; 1.7: 41.31; 1.8: 8.4594; 1.9: 344.25; 2: 10.9634; 2.1: 86.9004; 2.2: 90.9149; 2.3: 12.616; 2.4: 34.5546; 2.5: 4.7951
| 1 | 12.8 | 1: 93.8399; 1.1: 125.7205; 1.2: 0.16859; 1.3: 69.12; 1.4: 17.3778; 1.5: 125.7205; 1.6: 69.12; 1.7: 41.472; 1.8: 8.4594; 1.9: 345.6; 2: 11.0064; 2.1: 86.9317; 2.2: 91.5964; 2.3: 12.6609; 2.4: 34.1241; 2.5: 4.7168
| 1 | 12.85 | 1: 93.6602; 1.1: 125.9698; 1.2: 0.16893; 1.3: 69.39; 1.4: 17.3445; 1.5: 125.9698; 1.6: 69.39; 1.7: 41.634; 1.8: 8.4594; 1.9: 346.95; 2: 11.0494; 2.1: 86.9628; 2.2: 92.2803; 2.3: 12.7058; 2.4: 33.6896; 2.5: 4.6386
| 1 | 12.9 | 1: 93.4806; 1.1: 126.2175; 1.2: 0.16926; 1.3: 69.66; 1.4: 17.3112; 1.5: 126.2175; 1.6: 69.66; 1.7: 41.796; 1.8: 8.4594; 1.9: 348.3; 2: 11.0924; 2.1: 86.9939; 2.2: 92.9666; 2.3: 12.7507; 2.4: 33.2509; 2.5: 4.5605
| 1 | 12.95 | 1: 93.3012; 1.1: 126.4635; 1.2: 0.16959; 1.3: 69.93; 1.4: 17.278; 1.5: 126.4635; 1.6: 69.93; 1.7: 41.958; 1.8: 8.4594; 1.9: 349.65; 2: 11.1354; 2.1: 87.0248; 2.2: 93.6554; 2.3: 12.7956; 2.4: 32.8081; 2.5: 4.4824
| 1 | 13 | 1: 93.1219; 1.1: 126.7078; 1.2: 0.16992; 1.3: 70.2; 1.4: 17.2448; 1.5: 126.7078; 1.6: 70.2; 1.7: 42.12; 1.8: 8.4594; 1.9: 351; 2: 11.1783; 2.1: 87.0556; 2.2: 94.3466; 2.3: 12.8405; 2.4: 32.3613; 2.5: 4.4043
| 1 | 13.05 | 1: 92.9427; 1.1: 126.9505; 1.2: 0.17024; 1.3: 70.47; 1.4: 17.2116; 1.5: 126.9505; 1.6: 70.47; 1.7: 42.282; 1.8: 8.4594; 1.9: 352.35; 2: 11.2213; 2.1: 87.0864; 2.2: 95.0401; 2.3: 12.8853; 2.4: 31.9104; 2.5: 4.3263
| 1 | 13.1 | 1: 92.7638; 1.1: 127.1915; 1.2: 0.17057; 1.3: 70.74; 1.4: 17.1785; 1.5: 127.1915; 1.6: 70.74; 1.7: 42.444; 1.8: 8.4594; 1.9: 353.7; 2: 11.2643; 2.1: 87.117; 2.2: 95.7362; 2.3: 12.9301; 2.4: 31.4553; 2.5: 4.2484
| 1 | 13.15 | 1: 92.5849; 1.1: 127.4308; 1.2: 0.17089; 1.3: 71.01; 1.4: 17.1454; 1.5: 127.4308; 1.6: 71.01; 1.7: 42.606; 1.8: 8.4594; 1.9: 355.05; 2: 11.3073; 2.1: 87.1475; 2.2: 96.4346; 2.3: 12.9749; 2.4: 30.9962; 2.5: 4.1704
| 1 | 13.2 | 1: 92.4063; 1.1: 127.6685; 1.2: 0.17121; 1.3: 71.28; 1.4: 17.1123; 1.5: 127.6685; 1.6: 71.28; 1.7: 42.768; 1.8: 8.4594; 1.9: 356.4; 2: 11.3503; 2.1: 87.1779; 2.2: 97.1354; 2.3: 13.0197; 2.4: 30.5331; 2.5: 4.0926
| 1 | 13.25 | 1: 92.2277; 1.1: 127.9045; 1.2: 0.17152; 1.3: 71.55; 1.4: 17.0792; 1.5: 127.9045; 1.6: 71.55; 1.7: 42.93; 1.8: 8.4594; 1.9: 357.75; 2: 11.3933; 2.1: 87.2082; 2.2: 97.8387; 2.3: 13.0645; 2.4: 30.0658; 2.5: 4.0147
| 1 | 13.3 | 1: 92.0494; 1.1: 128.1388; 1.2: 0.17184; 1.3: 71.82; 1.4: 17.0462; 1.5: 128.1388; 1.6: 71.82; 1.7: 43.092; 1.8: 8.4594; 1.9: 359.1; 2: 11.4363; 2.1: 87.2384; 2.2: 98.5444; 2.3: 13.1093; 2.4: 29.5945; 2.5: 3.9369
| 1 | 13.35 | 1: 91.8711; 1.1: 128.3716; 1.2: 0.17215; 1.3: 72.09; 1.4: 17.0132; 1.5: 128.3716; 1.6: 72.09; 1.7: 43.254; 1.8: 8.4594; 1.9: 360.45; 2: 11.4793; 2.1: 87.2685; 2.2: 99.2525; 2.3: 13.154; 2.4: 29.1191; 2.5: 3.8592
| 1 | 13.4 | 1: 91.6931; 1.1: 128.6026; 1.2: 0.17246; 1.3: 72.36; 1.4: 16.9802; 1.5: 128.6026; 1.6: 72.36; 1.7: 43.416; 1.8: 8.4594; 1.9: 361.8; 2: 11.5223; 2.1: 87.2985; 2.2: 99.963; 2.3: 13.1987; 2.4: 28.6396; 2.5: 3.7815
| 1 | 13.45 | 1: 91.5152; 1.1: 128.832; 1.2: 0.17277; 1.3: 72.63; 1.4: 16.9473; 1.5: 128.832; 1.6: 72.63; 1.7: 43.578; 1.8: 8.4594; 1.9: 363.15; 2: 11.5653; 2.1: 87.3284; 2.2: 100.6759; 2.3: 13.2434; 2.4: 28.1561; 2.5: 3.7038
| 1 | 13.5 | 1: 91.3374; 1.1: 129.0598; 1.2: 0.17307; 1.3: 72.9; 1.4: 16.9143; 1.5: 129.0598; 1.6: 72.9; 1.7: 43.74; 1.8: 8.4594; 1.9: 364.5; 2: 11.6083; 2.1: 87.3581; 2.2: 101.3912; 2.3: 13.2881; 2.4: 27.6685; 2.5: 3.6262
| 1 | 13.55 | 1: 91.1598; 1.1: 129.2859; 1.2: 0.17338; 1.3: 73.17; 1.4: 16.8814; 1.5: 129.2859; 1.6: 73.17; 1.7: 43.902; 1.8: 8.4594; 1.9: 365.85; 2: 11.6513; 2.1: 87.3878; 2.2: 102.109; 2.3: 13.3328; 2.4: 27.1769; 2.5: 3.5486
| 1 | 13.6 | 1: 90.9824; 1.1: 129.5104; 1.2: 0.17368; 1.3: 73.44; 1.4: 16.8486; 1.5: 129.5104; 1.6: 73.44; 1.7: 44.064; 1.8: 8.4594; 1.9: 367.2; 2: 11.6943; 2.1: 87.4174; 2.2: 102.8292; 2.3: 13.3775; 2.4: 26.6812; 2.5: 3.4711
| 1 | 13.65 | 1: 90.8051; 1.1: 129.7332; 1.2: 0.17398; 1.3: 73.71; 1.4: 16.8158; 1.5: 129.7332; 1.6: 73.71; 1.7: 44.226; 1.8: 8.4594; 1.9: 368.55; 2: 11.7373; 2.1: 87.4468; 2.2: 103.5517; 2.3: 13.4222; 2.4: 26.1815; 2.5: 3.3936
| 1 | 13.7 | 1: 90.628; 1.1: 129.9545; 1.2: 0.17427; 1.3: 73.98; 1.4: 16.783; 1.5: 129.9545; 1.6: 73.98; 1.7: 44.388; 1.8: 8.4594; 1.9: 369.9; 2: 11.7803; 2.1: 87.4762; 2.2: 104.2767; 2.3: 13.4668; 2.4: 25.6777; 2.5: 3.3161
| 1 | 13.75 | 1: 90.451; 1.1: 130.1741; 1.2: 0.17457; 1.3: 74.25; 1.4: 16.7502; 1.5: 130.1741; 1.6: 74.25; 1.7: 44.55; 1.8: 8.4594; 1.9: 371.25; 2: 11.8232; 2.1: 87.5055; 2.2: 105.0042; 2.3: 13.5114; 2.4: 25.1699; 2.5: 3.2387
| 1 | 13.8 | 1: 90.2742; 1.1: 130.392; 1.2: 0.17486; 1.3: 74.52; 1.4: 16.7174; 1.5: 130.392; 1.6: 74.52; 1.7: 44.712; 1.8: 8.4594; 1.9: 372.6; 2: 11.8662; 2.1: 87.5346; 2.2: 105.734; 2.3: 13.5561; 2.4: 24.658; 2.5: 3.1614
| 1 | 13.85 | 1: 90.0975; 1.1: 130.6084; 1.2: 0.17515; 1.3: 74.79; 1.4: 16.6847; 1.5: 130.6084; 1.6: 74.79; 1.7: 44.874; 1.8: 8.4594; 1.9: 373.95; 2: 11.9092; 2.1: 87.5637; 2.2: 106.4662; 2.3: 13.6007; 2.4: 24.1421; 2.5: 3.0841
| 1 | 13.9 | 1: 89.921; 1.1: 130.8231; 1.2: 0.17544; 1.3: 75.06; 1.4: 16.652; 1.5: 130.8231; 1.6: 75.06; 1.7: 45.036; 1.8: 8.4594; 1.9: 375.3; 2: 11.9522; 2.1: 87.5926; 2.2: 107.2009; 2.3: 13.6452; 2.4: 23.6222; 2.5: 3.0068
| 1 | 13.95 | 1: 89.7447; 1.1: 131.0362; 1.2: 0.17572; 1.3: 75.33; 1.4: 16.6194; 1.5: 131.0362; 1.6: 75.33; 1.7: 45.198; 1.8: 8.4594; 1.9: 376.65; 2: 11.9952; 2.1: 87.6215; 2.2: 107.938; 2.3: 13.6898; 2.4: 23.0982; 2.5: 2.9296
| 1 | 14 | 1: 89.5685; 1.1: 131.2477; 1.2: 0.17601; 1.3: 75.6; 1.4: 16.5868; 1.5: 131.2477; 1.6: 75.6; 1.7: 45.36; 1.8: 8.4594; 1.9: 378; 2: 12.0382; 2.1: 87.6502; 2.2: 108.6774; 2.3: 13.7344; 2.4: 22.5702; 2.5: 2.8524
| 1 | 14.05 | 1: 89.3925; 1.1: 131.4576; 1.2: 0.17629; 1.3: 75.87; 1.4: 16.5542; 1.5: 131.4576; 1.6: 75.87; 1.7: 45.522; 1.8: 8.4594; 1.9: 379.35; 2: 12.0812; 2.1: 87.6788; 2.2: 109.4193; 2.3: 13.7789; 2.4: 22.0382; 2.5: 2.7752
| 1 | 14.1 | 1: 89.2166; 1.1: 131.6658; 1.2: 0.17657; 1.3: 76.14; 1.4: 16.5216; 1.5: 131.6658; 1.6: 76.14; 1.7: 45.684; 1.8: 8.4594; 1.9: 380.7; 2: 12.1242; 2.1: 87.7074; 2.2: 110.1636; 2.3: 13.8235; 2.4: 21.5022; 2.5: 2.6981
| 1 | 14.15 | 1: 89.0409; 1.1: 131.8725; 1.2: 0.17684; 1.3: 76.41; 1.4: 16.489; 1.5: 131.8725; 1.6: 76.41; 1.7: 45.846; 1.8: 8.4594; 1.9: 382.05; 2: 12.1672; 2.1: 87.7358; 2.2: 110.9104; 2.3: 13.868; 2.4: 20.9621; 2.5: 2.6211
| 1 | 14.2 | 1: 88.8653; 1.1: 132.0775; 1.2: 0.17712; 1.3: 76.68; 1.4: 16.4565; 1.5: 132.0775; 1.6: 76.68; 1.7: 46.008; 1.8: 8.4594; 1.9: 383.4; 2: 12.2102; 2.1: 87.7642; 2.2: 111.6595; 2.3: 13.9125; 2.4: 20.418; 2.5: 2.544
| 1 | 14.25 | 1: 88.6899; 1.1: 132.281; 1.2: 0.17739; 1.3: 76.95; 1.4: 16.4241; 1.5: 132.281; 1.6: 76.95; 1.7: 46.17; 1.8: 8.4594; 1.9: 384.75; 2: 12.2532; 2.1: 87.7924; 2.2: 112.4111; 2.3: 13.957; 2.4: 19.87; 2.5: 2.4671
| 1 | 14.3 | 1: 88.5147; 1.1: 132.4829; 1.2: 0.17766; 1.3: 77.22; 1.4: 16.3916; 1.5: 132.4829; 1.6: 77.22; 1.7: 46.332; 1.8: 8.4594; 1.9: 386.1; 2: 12.2962; 2.1: 87.8205; 2.2: 113.165; 2.3: 14.0015; 2.4: 19.3179; 2.5: 2.3901
| 1 | 14.35 | 1: 88.3396; 1.1: 132.6831; 1.2: 0.17793; 1.3: 77.49; 1.4: 16.3592; 1.5: 132.6831; 1.6: 77.49; 1.7: 46.494; 1.8: 8.4594; 1.9: 387.45; 2: 12.3392; 2.1: 87.8486; 2.2: 113.9214; 2.3: 14.046; 2.4: 18.7617; 2.5: 2.3132
| 1 | 14.4 | 1: 88.1647; 1.1: 132.8818; 1.2: 0.1782; 1.3: 77.76; 1.4: 16.3268; 1.5: 132.8818; 1.6: 77.76; 1.7: 46.656; 1.8: 8.4594; 1.9: 388.8; 2: 12.3822; 2.1: 87.8765; 2.2: 114.6802; 2.3: 14.0904; 2.4: 18.2016; 2.5: 2.2364
| 1 | 14.45 | 1: 87.9899; 1.1: 133.0789; 1.2: 0.17846; 1.3: 78.03; 1.4: 16.2944; 1.5: 133.0789; 1.6: 78.03; 1.7: 46.818; 1.8: 8.4594; 1.9: 390.15; 2: 12.4252; 2.1: 87.9044; 2.2: 115.4414; 2.3: 14.1349; 2.4: 17.6375; 2.5: 2.1596
| 1 | 14.5 | 1: 87.8153; 1.1: 133.2744; 1.2: 0.17872; 1.3: 78.3; 1.4: 16.2621; 1.5: 133.2744; 1.6: 78.3; 1.7: 46.98; 1.8: 8.4594; 1.9: 391.5; 2: 12.4682; 2.1: 87.9321; 2.2: 116.205; 2.3: 14.1793; 2.4: 17.0694; 2.5: 2.0828
| 1 | 14.55 | 1: 87.6409; 1.1: 133.4683; 1.2: 0.17898; 1.3: 78.57; 1.4: 16.2298; 1.5: 133.4683; 1.6: 78.57; 1.7: 47.142; 1.8: 8.4594; 1.9: 392.85; 2: 12.5111; 2.1: 87.9598; 2.2: 116.971; 2.3: 14.2237; 2.4: 16.4973; 2.5: 2.0061
| 1 | 14.6 | 1: 87.4666; 1.1: 133.6606; 1.2: 0.17924; 1.3: 78.84; 1.4: 16.1975; 1.5: 133.6606; 1.6: 78.84; 1.7: 47.304; 1.8: 8.4594; 1.9: 394.2; 2: 12.5541; 2.1: 87.9873; 2.2: 117.7395; 2.3: 14.2681; 2.4: 15.9212; 2.5: 1.9294
| 1 | 14.65 | 1: 87.2925; 1.1: 133.8514; 1.2: 0.1795; 1.3: 79.11; 1.4: 16.1653; 1.5: 133.8514; 1.6: 79.11; 1.7: 47.466; 1.8: 8.4594; 1.9: 395.55; 2: 12.5971; 2.1: 88.0147; 2.2: 118.5103; 2.3: 14.3125; 2.4: 15.3411; 2.5: 1.8528
| 1 | 14.7 | 1: 87.1185; 1.1: 134.0406; 1.2: 0.17975; 1.3: 79.38; 1.4: 16.1331; 1.5: 134.0406; 1.6: 79.38; 1.7: 47.628; 1.8: 8.4594; 1.9: 396.9; 2: 12.6401; 2.1: 88.0421; 2.2: 119.2836; 2.3: 14.3569; 2.4: 14.757; 2.5: 1.7761
| 1 | 14.75 | 1: 86.9447; 1.1: 134.2282; 1.2: 0.18; 1.3: 79.65; 1.4: 16.1009; 1.5: 134.2282; 1.6: 79.65; 1.7: 47.79; 1.8: 8.4594; 1.9: 398.25; 2: 12.6831; 2.1: 88.0693; 2.2: 120.0592; 2.3: 14.4013; 2.4: 14.169; 2.5: 1.6996
| 1 | 14.8 | 1: 86.7711; 1.1: 134.4142; 1.2: 0.18025; 1.3: 79.92; 1.4: 16.0687; 1.5: 134.4142; 1.6: 79.92; 1.7: 47.952; 1.8: 8.4594; 1.9: 399.6; 2: 12.7261; 2.1: 88.0965; 2.2: 120.8373; 2.3: 14.4457; 2.4: 13.5769; 2.5: 1.6231
| 1 | 14.85 | 1: 86.5976; 1.1: 134.5987; 1.2: 0.1805; 1.3: 80.19; 1.4: 16.0366; 1.5: 134.5987; 1.6: 80.19; 1.7: 48.114; 1.8: 8.4594; 1.9: 400.95; 2: 12.7691; 2.1: 88.1235; 2.2: 121.6178; 2.3: 14.49; 2.4: 12.9809; 2.5: 1.5466
| 1 | 14.9 | 1: 86.4243; 1.1: 134.7816; 1.2: 0.18075; 1.3: 80.46; 1.4: 16.0045; 1.5: 134.7816; 1.6: 80.46; 1.7: 48.276; 1.8: 8.4594; 1.9: 402.3; 2: 12.8121; 2.1: 88.1505; 2.2: 122.4007; 2.3: 14.5343; 2.4: 12.3809; 2.5: 1.4702
| 1 | 14.95 | 1: 86.2512; 1.1: 134.963; 1.2: 0.18099; 1.3: 80.73; 1.4: 15.9724; 1.5: 134.963; 1.6: 80.73; 1.7: 48.438; 1.8: 8.4594; 1.9: 403.65; 2: 12.8551; 2.1: 88.1774; 2.2: 123.186; 2.3: 14.5787; 2.4: 11.7769; 2.5: 1.3938
| 1 | 15 | 1: 86.0782; 1.1: 135.1428; 1.2: 0.18123; 1.3: 81; 1.4: 15.9404; 1.5: 135.1428; 1.6: 81; 1.7: 48.6; 1.8: 8.4594; 1.9: 405; 2: 12.8981; 2.1: 88.2041; 2.2: 123.9738; 2.3: 14.623; 2.4: 11.169; 2.5: 1.3174
| 1 | 15.05 | 1: 85.9054; 1.1: 135.321; 1.2: 0.18147; 1.3: 81.27; 1.4: 15.9084; 1.5: 135.321; 1.6: 81.27; 1.7: 48.762; 1.8: 8.4594; 1.9: 406.35; 2: 12.9411; 2.1: 88.2308; 2.2: 124.7639; 2.3: 14.6673; 2.4: 10.5571; 2.5: 1.2411
| 1 | 15.1 | 1: 85.7327; 1.1: 135.4977; 1.2: 0.18171; 1.3: 81.54; 1.4: 15.8764; 1.5: 135.4977; 1.6: 81.54; 1.7: 48.924; 1.8: 8.4594; 1.9: 407.7; 2: 12.9841; 2.1: 88.2574; 2.2: 125.5565; 2.3: 14.7116; 2.4: 9.9412; 2.5: 1.1648
| 1 | 15.15 | 1: 85.5602; 1.1: 135.6729; 1.2: 0.18194; 1.3: 81.81; 1.4: 15.8445; 1.5: 135.6729; 1.6: 81.81; 1.7: 49.086; 1.8: 8.4594; 1.9: 409.05; 2: 13.0271; 2.1: 88.2839; 2.2: 126.3515; 2.3: 14.7559; 2.4: 9.3214; 2.5: 1.0886
| 1 | 15.2 | 1: 85.3879; 1.1: 135.8465; 1.2: 0.18217; 1.3: 82.08; 1.4: 15.8126; 1.5: 135.8465; 1.6: 82.08; 1.7: 49.248; 1.8: 8.4594; 1.9: 410.4; 2: 13.0701; 2.1: 88.3102; 2.2: 127.1488; 2.3: 14.8002; 2.4: 8.6976; 2.5: 1.0124
| 1 | 15.25 | 1: 85.2157; 1.1: 136.0185; 1.2: 0.1824; 1.3: 82.35; 1.4: 15.7807; 1.5: 136.0185; 1.6: 82.35; 1.7: 49.41; 1.8: 8.4594; 1.9: 411.75; 2: 13.1131; 2.1: 88.3365; 2.2: 127.9486; 2.3: 14.8444; 2.4: 8.0699; 2.5: 0.93626
| 1 | 15.3 | 1: 85.0437; 1.1: 136.189; 1.2: 0.18263; 1.3: 82.62; 1.4: 15.7488; 1.5: 136.189; 1.6: 82.62; 1.7: 49.572; 1.8: 8.4594; 1.9: 413.1; 2: 13.1561; 2.1: 88.3627; 2.2: 128.7508; 2.3: 14.8887; 2.4: 7.4382; 2.5: 0.86015
| 1 | 15.35 | 1: 84.8719; 1.1: 136.358; 1.2: 0.18286; 1.3: 82.89; 1.4: 15.717; 1.5: 136.358; 1.6: 82.89; 1.7: 49.734; 1.8: 8.4594; 1.9: 414.45; 2: 13.199; 2.1: 88.3888; 2.2: 129.5555; 2.3: 14.9329; 2.4: 6.8026; 2.5: 0.78408
| 1 | 15.4 | 1: 84.7002; 1.1: 136.5255; 1.2: 0.18308; 1.3: 83.16; 1.4: 15.6852; 1.5: 136.5255; 1.6: 83.16; 1.7: 49.896; 1.8: 8.4594; 1.9: 415.8; 2: 13.242; 2.1: 88.4148; 2.2: 130.3625; 2.3: 14.9772; 2.4: 6.163; 2.5: 0.70806
| 1 | 15.45 | 1: 84.5287; 1.1: 136.6914; 1.2: 0.18331; 1.3: 83.43; 1.4: 15.6535; 1.5: 136.6914; 1.6: 83.43; 1.7: 50.058; 1.8: 8.4594; 1.9: 417.15; 2: 13.285; 2.1: 88.4407; 2.2: 131.1719; 2.3: 15.0214; 2.4: 5.5194; 2.5: 0.63207
| 1 | 15.5 | 1: 84.3574; 1.1: 136.8558; 1.2: 0.18353; 1.3: 83.7; 1.4: 15.6217; 1.5: 136.8558; 1.6: 83.7; 1.7: 50.22; 1.8: 8.4594; 1.9: 418.5; 2: 13.328; 2.1: 88.4665; 2.2: 131.9838; 2.3: 15.0656; 2.4: 4.872; 2.5: 0.55612
| 1 | 15.55 | 1: 84.1862; 1.1: 137.0186; 1.2: 0.18374; 1.3: 83.97; 1.4: 15.59; 1.5: 137.0186; 1.6: 83.97; 1.7: 50.382; 1.8: 8.4594; 1.9: 419.85; 2: 13.371; 2.1: 88.4923; 2.2: 132.7981; 2.3: 15.1098; 2.4: 4.2206; 2.5: 0.48022
| 1 | 15.6 | 1: 84.0152; 1.1: 137.18; 1.2: 0.18396; 1.3: 84.24; 1.4: 15.5584; 1.5: 137.18; 1.6: 84.24; 1.7: 50.544; 1.8: 8.4594; 1.9: 421.2; 2: 13.414; 2.1: 88.5179; 2.2: 133.6147; 2.3: 15.154; 2.4: 3.5652; 2.5: 0.40435
| 1 | 15.65 | 1: 83.8443; 1.1: 137.3398; 1.2: 0.18418; 1.3: 84.51; 1.4: 15.5267; 1.5: 137.3398; 1.6: 84.51; 1.7: 50.706; 1.8: 8.4594; 1.9: 422.55; 2: 13.457; 2.1: 88.5434; 2.2: 134.4338; 2.3: 15.1982; 2.4: 2.9059; 2.5: 0.32853
| 1 | 15.7 | 1: 83.6736; 1.1: 137.4981; 1.2: 0.18439; 1.3: 84.78; 1.4: 15.4951; 1.5: 137.4981; 1.6: 84.78; 1.7: 50.868; 1.8: 8.4594; 1.9: 423.9; 2: 13.5; 2.1: 88.5689; 2.2: 135.2553; 2.3: 15.2424; 2.4: 2.2427; 2.5: 0.25274
| 1 | 15.75 | 1: 83.5031; 1.1: 137.6549; 1.2: 0.1846; 1.3: 85.05; 1.4: 15.4635; 1.5: 137.6549; 1.6: 85.05; 1.7: 51.03; 1.8: 8.4594; 1.9: 425.25; 2: 13.543; 2.1: 88.5942; 2.2: 136.0793; 2.3: 15.2865; 2.4: 1.5756; 2.5: 0.177
| 1 | 15.8 | 1: 83.3327; 1.1: 137.8101; 1.2: 0.18481; 1.3: 85.32; 1.4: 15.432; 1.5: 137.8101; 1.6: 85.32; 1.7: 51.192; 1.8: 8.4594; 1.9: 426.6; 2: 13.586; 2.1: 88.6195; 2.2: 136.9056; 2.3: 15.3307; 2.4: 0.90455; 2.5: 0.10129
| 2 | 15.85 | 1: 83.1626; 1.1: 137.9639; 1.2: 0.18501; 1.3: 85.59; 1.4: 15.4005; 1.5: 137.9639; 1.6: 85.59; 1.7: 51.354; 1.8: 8.4594; 1.9: 427.95; 2: 13.629; 2.1: 88.6447; 2.2: 137.7343; 2.3: 15.3748; 2.4: 0.22957; 2.5: 0.025626
| 2 | 15.9 | 1: 82.9925; 1.1: 138.1162; 1.2: 0.18522; 1.3: 85.86; 1.4: 15.369; 1.5: 138.1162; 1.6: 85.86; 1.7: 51.516; 1.8: 8.4594; 1.9: 429.3; 2: 13.672; 2.1: 88.6697; 2.2: 138.5655; 2.3: 15.419; 2.4: -0.44932; 2.5: -0.049999
| 2 | 15.95 | 1: 82.8227; 1.1: 138.2669; 1.2: 0.18542; 1.3: 86.13; 1.4: 15.3375; 1.5: 138.2669; 1.6: 86.13; 1.7: 51.678; 1.8: 8.4594; 1.9: 430.65; 2: 13.715; 2.1: 88.6947; 2.2: 139.3991; 2.3: 15.4631; 2.4: -1.1321; 2.5: -0.12558
| 2 | 16 | 1: 82.653; 1.1: 138.4162; 1.2: 0.18562; 1.3: 86.4; 1.4: 15.3061; 1.5: 138.4162; 1.6: 86.4; 1.7: 51.84; 1.8: 8.4594; 1.9: 432; 2: 13.758; 2.1: 88.7196; 2.2: 140.235; 2.3: 15.5072; 2.4: -1.8189; 2.5: -0.20113
| 2 | 16.05 | 1: 82.4835; 1.1: 138.564; 1.2: 0.18582; 1.3: 86.67; 1.4: 15.2747; 1.5: 138.564; 1.6: 86.67; 1.7: 52.002; 1.8: 8.4594; 1.9: 433.35; 2: 13.801; 2.1: 88.7444; 2.2: 141.0734; 2.3: 15.5513; 2.4: -2.5095; 2.5: -0.27664
| 2 | 16.1 | 1: 82.3141; 1.1: 138.7102; 1.2: 0.18601; 1.3: 86.94; 1.4: 15.2434; 1.5: 138.7102; 1.6: 86.94; 1.7: 52.164; 1.8: 8.4594; 1.9: 434.7; 2: 13.8439; 2.1: 88.7691; 2.2: 141.9143; 2.3: 15.5955; 2.4: -3.204; 2.5: -0.3521
| 2 | 16.15 | 1: 82.1449; 1.1: 138.855; 1.2: 0.18621; 1.3: 87.21; 1.4: 15.212; 1.5: 138.855; 1.6: 87.21; 1.7: 52.326; 1.8: 8.4594; 1.9: 436.05; 2: 13.8869; 2.1: 88.7938; 2.2: 142.7575; 2.3: 15.6395; 2.4: -3.9025; 2.5: -0.42753
| 2 | 16.2 | 1: 81.9759; 1.1: 138.9983; 1.2: 0.1864; 1.3: 87.48; 1.4: 15.1807; 1.5: 138.9983; 1.6: 87.48; 1.7: 52.488; 1.8: 8.4594; 1.9: 437.4; 2: 13.9299; 2.1: 88.8183; 2.2: 143.6031; 2.3: 15.6836; 2.4: -4.6048; 2.5: -0.50292
| 2 | 16.25 | 1: 81.807; 1.1: 139.1401; 1.2: 0.18659; 1.3: 87.75; 1.4: 15.1494; 1.5: 139.1401; 1.6: 87.75; 1.7: 52.65; 1.8: 8.4594; 1.9: 438.75; 2: 13.9729; 2.1: 88.8427; 2.2: 144.4512; 2.3: 15.7277; 2.4: -5.3111; 2.5: -0.57826
| 2 | 16.3 | 1: 81.6383; 1.1: 139.2804; 1.2: 0.18678; 1.3: 88.02; 1.4: 15.1182; 1.5: 139.2804; 1.6: 88.02; 1.7: 52.812; 1.8: 8.4594; 1.9: 440.1; 2: 14.0159; 2.1: 88.8671; 2.2: 145.3016; 2.3: 15.7718; 2.4: -6.0212; 2.5: -0.65357
| 2 | 16.35 | 1: 81.4698; 1.1: 139.4193; 1.2: 0.18696; 1.3: 88.29; 1.4: 15.087; 1.5: 139.4193; 1.6: 88.29; 1.7: 52.974; 1.8: 8.4594; 1.9: 441.45; 2: 14.0589; 2.1: 88.8913; 2.2: 146.1545; 2.3: 15.8158; 2.4: -6.7352; 2.5: -0.72884
| 2 | 16.4 | 1: 81.3015; 1.1: 139.5567; 1.2: 0.18715; 1.3: 88.56; 1.4: 15.0558; 1.5: 139.5567; 1.6: 88.56; 1.7: 53.136; 1.8: 8.4594; 1.9: 442.8; 2: 14.1019; 2.1: 88.9155; 2.2: 147.0098; 2.3: 15.8599; 2.4: -7.4532; 2.5: -0.80407
| 2 | 16.45 | 1: 81.1333; 1.1: 139.6926; 1.2: 0.18733; 1.3: 88.83; 1.4: 15.0247; 1.5: 139.6926; 1.6: 88.83; 1.7: 53.298; 1.8: 8.4594; 1.9: 444.15; 2: 14.1449; 2.1: 88.9396; 2.2: 147.8675; 2.3: 15.9039; 2.4: -8.175; 2.5: -0.87926
| 2 | 16.5 | 1: 80.9653; 1.1: 139.827; 1.2: 0.18751; 1.3: 89.1; 1.4: 14.9936; 1.5: 139.827; 1.6: 89.1; 1.7: 53.46; 1.8: 8.4594; 1.9: 445.5; 2: 14.1879; 2.1: 88.9636; 2.2: 148.7277; 2.3: 15.948; 2.4: -8.9007; 2.5: -0.95441
| 2 | 16.55 | 1: 80.7974; 1.1: 139.96; 1.2: 0.18769; 1.3: 89.37; 1.4: 14.9625; 1.5: 139.96; 1.6: 89.37; 1.7: 53.622; 1.8: 8.4594; 1.9: 446.85; 2: 14.2309; 2.1: 88.9875; 2.2: 149.5902; 2.3: 15.992; 2.4: -9.6302; 2.5: -1.0295
| 2 | 16.6 | 1: 80.6297; 1.1: 140.0915; 1.2: 0.18787; 1.3: 89.64; 1.4: 14.9314; 1.5: 140.0915; 1.6: 89.64; 1.7: 53.784; 1.8: 8.4594; 1.9: 448.2; 2: 14.2739; 2.1: 89.0113; 2.2: 150.4552; 2.3: 16.036; 2.4: -10.3637; 2.5: -1.1046
| 2 | 16.65 | 1: 80.4622; 1.1: 140.2215; 1.2: 0.18804; 1.3: 89.91; 1.4: 14.9004; 1.5: 140.2215; 1.6: 89.91; 1.7: 53.946; 1.8: 8.4594; 1.9: 449.55; 2: 14.3169; 2.1: 89.0351; 2.2: 151.3225; 2.3: 16.08; 2.4: -11.101; 2.5: -1.1796
| 2 | 16.7 | 1: 80.2949; 1.1: 140.3501; 1.2: 0.18821; 1.3: 90.18; 1.4: 14.8694; 1.5: 140.3501; 1.6: 90.18; 1.7: 54.108; 1.8: 8.4594; 1.9: 450.9; 2: 14.3599; 2.1: 89.0587; 2.2: 152.1923; 2.3: 16.1241; 2.4: -11.8422; 2.5: -1.2546
| 2 | 16.75 | 1: 80.1277; 1.1: 140.4772; 1.2: 0.18838; 1.3: 90.45; 1.4: 14.8385; 1.5: 140.4772; 1.6: 90.45; 1.7: 54.27; 1.8: 8.4594; 1.9: 452.25; 2: 14.4029; 2.1: 89.0823; 2.2: 153.0645; 2.3: 16.168; 2.4: -12.5873; 2.5: -1.3296
| 2 | 16.8 | 1: 79.9607; 1.1: 140.6029; 1.2: 0.18855; 1.3: 90.72; 1.4: 14.8075; 1.5: 140.6029; 1.6: 90.72; 1.7: 54.432; 1.8: 8.4594; 1.9: 453.6; 2: 14.4459; 2.1: 89.1057; 2.2: 153.9392; 2.3: 16.212; 2.4: -13.3363; 2.5: -1.4045
| 2 | 16.85 | 1: 79.7939; 1.1: 140.7271; 1.2: 0.18872; 1.3: 90.99; 1.4: 14.7766; 1.5: 140.7271; 1.6: 90.99; 1.7: 54.594; 1.8: 8.4594; 1.9: 454.95; 2: 14.4889; 2.1: 89.1291; 2.2: 154.8162; 2.3: 16.256; 2.4: -14.0891; 2.5: -1.4794
| 2 | 16.9 | 1: 79.6272; 1.1: 140.8499; 1.2: 0.18888; 1.3: 91.26; 1.4: 14.7458; 1.5: 140.8499; 1.6: 91.26; 1.7: 54.756; 1.8: 8.4594; 1.9: 456.3; 2: 14.5318; 2.1: 89.1524; 2.2: 155.6957; 2.3: 16.3; 2.4: -14.8458; 2.5: -1.5542
| 2 | 16.95 | 1: 79.4607; 1.1: 140.9712; 1.2: 0.18905; 1.3: 91.53; 1.4: 14.7149; 1.5: 140.9712; 1.6: 91.53; 1.7: 54.918; 1.8: 8.4594; 1.9: 457.65; 2: 14.5748; 2.1: 89.1756; 2.2: 156.5775; 2.3: 16.344; 2.4: -15.6063; 2.5: -1.629
| 2 | 17 | 1: 79.2944; 1.1: 141.0911; 1.2: 0.18921; 1.3: 91.8; 1.4: 14.6841; 1.5: 141.0911; 1.6: 91.8; 1.7: 55.08; 1.8: 8.4594; 1.9: 459; 2: 14.6178; 2.1: 89.1988; 2.2: 157.4618; 2.3: 16.3879; 2.4: -16.3707; 2.5: -1.7038
| 2 | 17.05 | 1: 79.1282; 1.1: 141.2096; 1.2: 0.18937; 1.3: 92.07; 1.4: 14.6534; 1.5: 141.2096; 1.6: 92.07; 1.7: 55.242; 1.8: 8.4594; 1.9: 460.35; 2: 14.6608; 2.1: 89.2218; 2.2: 158.3485; 2.3: 16.4319; 2.4: -17.1389; 2.5: -1.7785
| 2 | 17.1 | 1: 78.9622; 1.1: 141.3266; 1.2: 0.18952; 1.3: 92.34; 1.4: 14.6226; 1.5: 141.3266; 1.6: 92.34; 1.7: 55.404; 1.8: 8.4594; 1.9: 461.7; 2: 14.7038; 2.1: 89.2448; 2.2: 159.2376; 2.3: 16.4758; 2.4: -17.9111; 2.5: -1.8532
| 2 | 17.15 | 1: 78.7964; 1.1: 141.4422; 1.2: 0.18968; 1.3: 92.61; 1.4: 14.5919; 1.5: 141.4422; 1.6: 92.61; 1.7: 55.566; 1.8: 8.4594; 1.9: 463.05; 2: 14.7468; 2.1: 89.2676; 2.2: 160.1292; 2.3: 16.5198; 2.4: -18.687; 2.5: -1.9279
| 2 | 17.2 | 1: 78.6308; 1.1: 141.5563; 1.2: 0.18983; 1.3: 92.88; 1.4: 14.5613; 1.5: 141.5563; 1.6: 92.88; 1.7: 55.728; 1.8: 8.4594; 1.9: 464.4; 2: 14.7898; 2.1: 89.2904; 2.2: 161.0231; 2.3: 16.5637; 2.4: -19.4668; 2.5: -2.0025
| 2 | 17.25 | 1: 78.4653; 1.1: 141.6691; 1.2: 0.18998; 1.3: 93.15; 1.4: 14.5306; 1.5: 141.6691; 1.6: 93.15; 1.7: 55.89; 1.8: 8.4594; 1.9: 465.75; 2: 14.8328; 2.1: 89.3131; 2.2: 161.9195; 2.3: 16.6076; 2.4: -20.2504; 2.5: -2.077
| 2 | 17.3 | 1: 78.3; 1.1: 141.7804; 1.2: 0.19013; 1.3: 93.42; 1.4: 14.5; 1.5: 141.7804; 1.6: 93.42; 1.7: 56.052; 1.8: 8.4594; 1.9: 467.1; 2: 14.8758; 2.1: 89.3357; 2.2: 162.8183; 2.3: 16.6516; 2.4: -21.0379; 2.5: -2.1516
| 2 | 17.35 | 1: 78.1348; 1.1: 141.8903; 1.2: 0.19028; 1.3: 93.69; 1.4: 14.4694; 1.5: 141.8903; 1.6: 93.69; 1.7: 56.214; 1.8: 8.4594; 1.9: 468.45; 2: 14.9188; 2.1: 89.3583; 2.2: 163.7195; 2.3: 16.6955; 2.4: -21.8293; 2.5: -2.2261
| 2 | 17.4 | 1: 77.9699; 1.1: 141.9987; 1.2: 0.19042; 1.3: 93.96; 1.4: 14.4389; 1.5: 141.9987; 1.6: 93.96; 1.7: 56.376; 1.8: 8.4594; 1.9: 469.8; 2: 14.9618; 2.1: 89.3807; 2.2: 164.6232; 2.3: 16.7394; 2.4: -22.6244; 2.5: -2.3005
| 2 | 17.45 | 1: 77.8051; 1.1: 142.1058; 1.2: 0.19057; 1.3: 94.23; 1.4: 14.4083; 1.5: 142.1058; 1.6: 94.23; 1.7: 56.538; 1.8: 8.4594; 1.9: 471.15; 2: 15.0048; 2.1: 89.4031; 2.2: 165.5292; 2.3: 16.7833; 2.4: -23.4234; 2.5: -2.3749
| 2 | 17.5 | 1: 77.6405; 1.1: 142.2114; 1.2: 0.19071; 1.3: 94.5; 1.4: 14.3779; 1.5: 142.2114; 1.6: 94.5; 1.7: 56.7; 1.8: 8.4594; 1.9: 472.5; 2: 15.0478; 2.1: 89.4254; 2.2: 166.4377; 2.3: 16.8272; 2.4: -24.2262; 2.5: -2.4493
| 2 | 17.55 | 1: 77.476; 1.1: 142.3157; 1.2: 0.19085; 1.3: 94.77; 1.4: 14.3474; 1.5: 142.3157; 1.6: 94.77; 1.7: 56.862; 1.8: 8.4594; 1.9: 473.85; 2: 15.0908; 2.1: 89.4476; 2.2: 167.3486; 2.3: 16.8711; 2.4: -25.0329; 2.5: -2.5237
| 2 | 17.6 | 1: 77.3117; 1.1: 142.4185; 1.2: 0.19099; 1.3: 95.04; 1.4: 14.317; 1.5: 142.4185; 1.6: 95.04; 1.7: 57.024; 1.8: 8.4594; 1.9: 475.2; 2: 15.1338; 2.1: 89.4697; 2.2: 168.2619; 2.3: 16.915; 2.4: -25.8434; 2.5: -2.598
| 2 | 17.65 | 1: 77.1476; 1.1: 142.5199; 1.2: 0.19112; 1.3: 95.31; 1.4: 14.2866; 1.5: 142.5199; 1.6: 95.31; 1.7: 57.186; 1.8: 8.4594; 1.9: 476.55; 2: 15.1768; 2.1: 89.4917; 2.2: 169.1776; 2.3: 16.9588; 2.4: -26.6577; 2.5: -2.6722
| 2 | 17.7 | 1: 76.9837; 1.1: 142.62; 1.2: 0.19126; 1.3: 95.58; 1.4: 14.2562; 1.5: 142.62; 1.6: 95.58; 1.7: 57.348; 1.8: 8.4594; 1.9: 477.9; 2: 15.2197; 2.1: 89.5136; 2.2: 170.0958; 2.3: 17.0027; 2.4: -27.4758; 2.5: -2.7465
| 2 | 17.75 | 1: 76.8199; 1.1: 142.7186; 1.2: 0.19139; 1.3: 95.85; 1.4: 14.2259; 1.5: 142.7186; 1.6: 95.85; 1.7: 57.51; 1.8: 8.4594; 1.9: 479.25; 2: 15.2627; 2.1: 89.5355; 2.2: 171.0164; 2.3: 17.0466; 2.4: -28.2978; 2.5: -2.8207
| 2 | 17.8 | 1: 76.6563; 1.1: 142.8158; 1.2: 0.19152; 1.3: 96.12; 1.4: 14.1956; 1.5: 142.8158; 1.6: 96.12; 1.7: 57.672; 1.8: 8.4594; 1.9: 480.6; 2: 15.3057; 2.1: 89.5573; 2.2: 171.9394; 2.3: 17.0904; 2.4: -29.1235; 2.5: -2.8948
| 2 | 17.85 | 1: 76.4929; 1.1: 142.9117; 1.2: 0.19165; 1.3: 96.39; 1.4: 14.1654; 1.5: 142.9117; 1.6: 96.39; 1.7: 57.834; 1.8: 8.4594; 1.9: 481.95; 2: 15.3487; 2.1: 89.579; 2.2: 172.8648; 2.3: 17.1343; 2.4: -29.9531; 2.5: -2.9689
| 2 | 17.9 | 1: 76.3297; 1.1: 143.0061; 1.2: 0.19177; 1.3: 96.66; 1.4: 14.1351; 1.5: 143.0061; 1.6: 96.66; 1.7: 57.996; 1.8: 8.4594; 1.9: 483.3; 2: 15.3917; 2.1: 89.6006; 2.2: 173.7926; 2.3: 17.1781; 2.4: -30.7865; 2.5: -3.043
| 2 | 17.95 | 1: 76.1666; 1.1: 143.0992; 1.2: 0.1919; 1.3: 96.93; 1.4: 14.1049; 1.5: 143.0992; 1.6: 96.93; 1.7: 58.158; 1.8: 8.4594; 1.9: 484.65; 2: 15.4347; 2.1: 89.6222; 2.2: 174.7229; 2.3: 17.222; 2.4: -31.6237; 2.5: -3.1171
| 2 | 18 | 1: 76.0037; 1.1: 143.1909; 1.2: 0.19202; 1.3: 97.2; 1.4: 14.0748; 1.5: 143.1909; 1.6: 97.2; 1.7: 58.32; 1.8: 8.4594; 1.9: 486; 2: 15.4777; 2.1: 89.6436; 2.2: 175.6556; 2.3: 17.2658; 2.4: -32.4646; 2.5: -3.1911
| 2 | 18.05 | 1: 75.8409; 1.1: 143.2812; 1.2: 0.19214; 1.3: 97.47; 1.4: 14.0446; 1.5: 143.2812; 1.6: 97.47; 1.7: 58.482; 1.8: 8.4594; 1.9: 487.35; 2: 15.5207; 2.1: 89.665; 2.2: 176.5907; 2.3: 17.3097; 2.4: -33.3094; 2.5: -3.265
| 2 | 18.1 | 1: 75.6784; 1.1: 143.3702; 1.2: 0.19226; 1.3: 97.74; 1.4: 14.0145; 1.5: 143.3702; 1.6: 97.74; 1.7: 58.644; 1.8: 8.4594; 1.9: 488.7; 2: 15.5637; 2.1: 89.6863; 2.2: 177.5282; 2.3: 17.3535; 2.4: -34.158; 2.5: -3.339
| 2 | 18.15 | 1: 75.516; 1.1: 143.4577; 1.2: 0.19238; 1.3: 98.01; 1.4: 13.9844; 1.5: 143.4577; 1.6: 98.01; 1.7: 58.806; 1.8: 8.4594; 1.9: 490.05; 2: 15.6067; 2.1: 89.7075; 2.2: 178.4681; 2.3: 17.3973; 2.4: -35.0104; 2.5: -3.4129
| 2 | 18.2 | 1: 75.3538; 1.1: 143.5439; 1.2: 0.1925; 1.3: 98.28; 1.4: 13.9544; 1.5: 143.5439; 1.6: 98.28; 1.7: 58.968; 1.8: 8.4594; 1.9: 491.4; 2: 15.6497; 2.1: 89.7287; 2.2: 179.4105; 2.3: 17.4411; 2.4: -35.8666; 2.5: -3.4867
| 2 | 18.25 | 1: 75.1917; 1.1: 143.6287; 1.2: 0.19261; 1.3: 98.55; 1.4: 13.9244; 1.5: 143.6287; 1.6: 98.55; 1.7: 59.13; 1.8: 8.4594; 1.9: 492.75; 2: 15.6927; 2.1: 89.7497; 2.2: 180.3553; 2.3: 17.4849; 2.4: -36.7266; 2.5: -3.5605
| 2 | 18.3 | 1: 75.0299; 1.1: 143.7122; 1.2: 0.19272; 1.3: 98.82; 1.4: 13.8944; 1.5: 143.7122; 1.6: 98.82; 1.7: 59.292; 1.8: 8.4594; 1.9: 494.1; 2: 15.7357; 2.1: 89.7707; 2.2: 181.3025; 2.3: 17.5287; 2.4: -37.5904; 2.5: -3.6343
| 2 | 18.35 | 1: 74.8682; 1.1: 143.7943; 1.2: 0.19283; 1.3: 99.09; 1.4: 13.8645; 1.5: 143.7943; 1.6: 99.09; 1.7: 59.454; 1.8: 8.4594; 1.9: 495.45; 2: 15.7787; 2.1: 89.7916; 2.2: 182.2522; 2.3: 17.5725; 2.4: -38.4579; 2.5: -3.7081
| 2 | 18.4 | 1: 74.7066; 1.1: 143.875; 1.2: 0.19294; 1.3: 99.36; 1.4: 13.8346; 1.5: 143.875; 1.6: 99.36; 1.7: 59.616; 1.8: 8.4594; 1.9: 496.8; 2: 15.8217; 2.1: 89.8124; 2.2: 183.2043; 2.3: 17.6163; 2.4: -39.3293; 2.5: -3.7818
| 2 | 18.45 | 1: 74.5453; 1.1: 143.9544; 1.2: 0.19305; 1.3: 99.63; 1.4: 13.8047; 1.5: 143.9544; 1.6: 99.63; 1.7: 59.778; 1.8: 8.4594; 1.9: 498.15; 2: 15.8646; 2.1: 89.8331; 2.2: 184.1588; 2.3: 17.6601; 2.4: -40.2044; 2.5: -3.8554
| 2 | 18.5 | 1: 74.3841; 1.1: 144.0324; 1.2: 0.19315; 1.3: 99.9; 1.4: 13.7748; 1.5: 144.0324; 1.6: 99.9; 1.7: 59.94; 1.8: 8.4594; 1.9: 499.5; 2: 15.9076; 2.1: 89.8538; 2.2: 185.1157; 2.3: 17.7039; 2.4: -41.0833; 2.5: -3.9291
| 2 | 18.55 | 1: 74.2231; 1.1: 144.1091; 1.2: 0.19325; 1.3: 100.17; 1.4: 13.745; 1.5: 144.1091; 1.6: 100.17; 1.7: 60.102; 1.8: 8.4594; 1.9: 500.85; 2: 15.9506; 2.1: 89.8744; 2.2: 186.0751; 2.3: 17.7477; 2.4: -41.9659; 2.5: -4.0027
| 2 | 18.6 | 1: 74.0623; 1.1: 144.1844; 1.2: 0.19335; 1.3: 100.44; 1.4: 13.7152; 1.5: 144.1844; 1.6: 100.44; 1.7: 60.264; 1.8: 8.4594; 1.9: 502.2; 2: 15.9936; 2.1: 89.8949; 2.2: 187.0368; 2.3: 17.7915; 2.4: -42.8524; 2.5: -4.0762
| 2 | 18.65 | 1: 73.9016; 1.1: 144.2584; 1.2: 0.19345; 1.3: 100.71; 1.4: 13.6855; 1.5: 144.2584; 1.6: 100.71; 1.7: 60.426; 1.8: 8.4594; 1.9: 503.55; 2: 16.0366; 2.1: 89.9153; 2.2: 188.001; 2.3: 17.8353; 2.4: -43.7426; 2.5: -4.1498
| 2 | 18.7 | 1: 73.7411; 1.1: 144.3311; 1.2: 0.19355; 1.3: 100.98; 1.4: 13.6558; 1.5: 144.3311; 1.6: 100.98; 1.7: 60.588; 1.8: 8.4594; 1.9: 504.9; 2: 16.0796; 2.1: 89.9357; 2.2: 188.9677; 2.3: 17.879; 2.4: -44.6366; 2.5: -4.2233
| 2 | 18.75 | 1: 73.5808; 1.1: 144.4024; 1.2: 0.19365; 1.3: 101.25; 1.4: 13.6261; 1.5: 144.4024; 1.6: 101.25; 1.7: 60.75; 1.8: 8.4594; 1.9: 506.25; 2: 16.1226; 2.1: 89.9559; 2.2: 189.9367; 2.3: 17.9228; 2.4: -45.5344; 2.5: -4.2967
| 2 | 18.8 | 1: 73.4207; 1.1: 144.4723; 1.2: 0.19374; 1.3: 101.52; 1.4: 13.5964; 1.5: 144.4723; 1.6: 101.52; 1.7: 60.912; 1.8: 8.4594; 1.9: 507.6; 2: 16.1656; 2.1: 89.9761; 2.2: 190.9082; 2.3: 17.9665; 2.4: -46.4359; 2.5: -4.3701
| 2 | 18.85 | 1: 73.2607; 1.1: 144.541; 1.2: 0.19383; 1.3: 101.79; 1.4: 13.5668; 1.5: 144.541; 1.6: 101.79; 1.7: 61.074; 1.8: 8.4594; 1.9: 508.95; 2: 16.2086; 2.1: 89.9963; 2.2: 191.8821; 2.3: 18.0103; 2.4: -47.3412; 2.5: -4.4435
| 2 | 18.9 | 1: 73.1009; 1.1: 144.6083; 1.2: 0.19392; 1.3: 102.06; 1.4: 13.5372; 1.5: 144.6083; 1.6: 102.06; 1.7: 61.236; 1.8: 8.4594; 1.9: 510.3; 2: 16.2516; 2.1: 90.0163; 2.2: 192.8585; 2.3: 18.0541; 2.4: -48.2502; 2.5: -4.5168
| 2 | 18.95 | 1: 72.9413; 1.1: 144.6743; 1.2: 0.19401; 1.3: 102.33; 1.4: 13.5077; 1.5: 144.6743; 1.6: 102.33; 1.7: 61.398; 1.8: 8.4594; 1.9: 511.65; 2: 16.2946; 2.1: 90.0363; 2.2: 193.8373; 2.3: 18.0978; 2.4: -49.163; 2.5: -4.5902
| 2 | 19 | 1: 72.7819; 1.1: 144.7389; 1.2: 0.1941; 1.3: 102.6; 1.4: 13.4781; 1.5: 144.7389; 1.6: 102.6; 1.7: 61.56; 1.8: 8.4594; 1.9: 513; 2: 16.3376; 2.1: 90.0561; 2.2: 194.8185; 2.3: 18.1415; 2.4: -50.0795; 2.5: -4.6634
| 2 | 19.05 | 1: 72.6226; 1.1: 144.8022; 1.2: 0.19418; 1.3: 102.87; 1.4: 13.4486; 1.5: 144.8022; 1.6: 102.87; 1.7: 61.722; 1.8: 8.4594; 1.9: 514.35; 2: 16.3806; 2.1: 90.076; 2.2: 195.8021; 2.3: 18.1853; 2.4: -50.9998; 2.5: -4.7367
| 2 | 19.1 | 1: 72.4635; 1.1: 144.8643; 1.2: 0.19427; 1.3: 103.14; 1.4: 13.4192; 1.5: 144.8643; 1.6: 103.14; 1.7: 61.884; 1.8: 8.4594; 1.9: 515.7; 2: 16.4236; 2.1: 90.0957; 2.2: 196.7882; 2.3: 18.229; 2.4: -51.9239; 2.5: -4.8099
| 2 | 19.15 | 1: 72.3046; 1.1: 144.925; 1.2: 0.19435; 1.3: 103.41; 1.4: 13.3897; 1.5: 144.925; 1.6: 103.41; 1.7: 62.046; 1.8: 8.4594; 1.9: 517.05; 2: 16.4666; 2.1: 90.1154; 2.2: 197.7766; 2.3: 18.2728; 2.4: -52.8517; 2.5: -4.883
| 2 | 19.2 | 1: 72.1459; 1.1: 144.9843; 1.2: 0.19443; 1.3: 103.68; 1.4: 13.3603; 1.5: 144.9843; 1.6: 103.68; 1.7: 62.208; 1.8: 8.4594; 1.9: 518.4; 2: 16.5096; 2.1: 90.1349; 2.2: 198.7676; 2.3: 18.3165; 2.4: -53.7832; 2.5: -4.9561
| 2 | 19.25 | 1: 71.9873; 1.1: 145.0424; 1.2: 0.19451; 1.3: 103.95; 1.4: 13.331; 1.5: 145.0424; 1.6: 103.95; 1.7: 62.37; 1.8: 8.4594; 1.9: 519.75; 2: 16.5525; 2.1: 90.1545; 2.2: 199.7609; 2.3: 18.3602; 2.4: -54.7185; 2.5: -5.0292
| 2 | 19.3 | 1: 71.8289; 1.1: 145.0992; 1.2: 0.19458; 1.3: 104.22; 1.4: 13.3017; 1.5: 145.0992; 1.6: 104.22; 1.7: 62.532; 1.8: 8.4594; 1.9: 521.1; 2: 16.5955; 2.1: 90.1739; 2.2: 200.7567; 2.3: 18.4039; 2.4: -55.6575; 2.5: -5.1023
| 2 | 19.35 | 1: 71.6707; 1.1: 145.1547; 1.2: 0.19466; 1.3: 104.49; 1.4: 13.2724; 1.5: 145.1547; 1.6: 104.49; 1.7: 62.694; 1.8: 8.4594; 1.9: 522.45; 2: 16.6385; 2.1: 90.1932; 2.2: 201.7549; 2.3: 18.4476; 2.4: -56.6003; 2.5: -5.1753
| 2 | 19.4 | 1: 71.5127; 1.1: 145.2088; 1.2: 0.19473; 1.3: 104.76; 1.4: 13.2431; 1.5: 145.2088; 1.6: 104.76; 1.7: 62.856; 1.8: 8.4594; 1.9: 523.8; 2: 16.6815; 2.1: 90.2125; 2.2: 202.7556; 2.3: 18.4914; 2.4: -57.5468; 2.5: -5.2483
| 2 | 19.45 | 1: 71.3548; 1.1: 145.2617; 1.2: 0.1948; 1.3: 105.03; 1.4: 13.2138; 1.5: 145.2617; 1.6: 105.03; 1.7: 63.018; 1.8: 8.4594; 1.9: 525.15; 2: 16.7245; 2.1: 90.2317; 2.2: 203.7587; 2.3: 18.5351; 2.4: -58.497; 2.5: -5.3212
| 2 | 19.5 | 1: 71.1971; 1.1: 145.3133; 1.2: 0.19487; 1.3: 105.3; 1.4: 13.1846; 1.5: 145.3133; 1.6: 105.3; 1.7: 63.18; 1.8: 8.4594; 1.9: 526.5; 2: 16.7675; 2.1: 90.2509; 2.2: 204.7642; 2.3: 18.5788; 2.4: -59.4509; 2.5: -5.3941
| 2 | 19.55 | 1: 71.0396; 1.1: 145.3635; 1.2: 0.19494; 1.3: 105.57; 1.4: 13.1555; 1.5: 145.3635; 1.6: 105.57; 1.7: 63.342; 1.8: 8.4594; 1.9: 527.85; 2: 16.8105; 2.1: 90.27; 2.2: 205.7721; 2.3: 18.6225; 2.4: -60.4086; 2.5: -5.467
| 2 | 19.6 | 1: 70.8822; 1.1: 145.4125; 1.2: 0.195; 1.3: 105.84; 1.4: 13.1263; 1.5: 145.4125; 1.6: 105.84; 1.7: 63.504; 1.8: 8.4594; 1.9: 529.2; 2: 16.8535; 2.1: 90.2889; 2.2: 206.7825; 2.3: 18.6662; 2.4: -61.37; 2.5: -5.5398
| 2 | 19.65 | 1: 70.7251; 1.1: 145.4602; 1.2: 0.19507; 1.3: 106.11; 1.4: 13.0972; 1.5: 145.4602; 1.6: 106.11; 1.7: 63.666; 1.8: 8.4594; 1.9: 530.55; 2: 16.8965; 2.1: 90.3079; 2.2: 207.7954; 2.3: 18.7099; 2.4: -62.3351; 2.5: -5.6127
| 2 | 19.7 | 1: 70.5681; 1.1: 145.5067; 1.2: 0.19513; 1.3: 106.38; 1.4: 13.0682; 1.5: 145.5067; 1.6: 106.38; 1.7: 63.828; 1.8: 8.4594; 1.9: 531.9; 2: 16.9395; 2.1: 90.3267; 2.2: 208.8106; 2.3: 18.7536; 2.4: -63.3039; 2.5: -5.6854
| 2 | 19.75 | 1: 70.4113; 1.1: 145.5518; 1.2: 0.19519; 1.3: 106.65; 1.4: 13.0391; 1.5: 145.5518; 1.6: 106.65; 1.7: 63.99; 1.8: 8.4594; 1.9: 533.25; 2: 16.9825; 2.1: 90.3455; 2.2: 209.8283; 2.3: 18.7973; 2.4: -64.2765; 2.5: -5.7581
| 2 | 19.8 | 1: 70.2546; 1.1: 145.5957; 1.2: 0.19525; 1.3: 106.92; 1.4: 13.0101; 1.5: 145.5957; 1.6: 106.92; 1.7: 64.152; 1.8: 8.4594; 1.9: 534.6; 2: 17.0255; 2.1: 90.3642; 2.2: 210.8484; 2.3: 18.841; 2.4: -65.2528; 2.5: -5.8308
| 2 | 19.85 | 1: 70.0981; 1.1: 145.6382; 1.2: 0.1953; 1.3: 107.19; 1.4: 12.9811; 1.5: 145.6382; 1.6: 107.19; 1.7: 64.314; 1.8: 8.4594; 1.9: 535.95; 2: 17.0685; 2.1: 90.3828; 2.2: 211.871; 2.3: 18.8846; 2.4: -66.2327; 2.5: -5.9035
| 2 | 19.9 | 1: 69.9419; 1.1: 145.6796; 1.2: 0.19536; 1.3: 107.46; 1.4: 12.9522; 1.5: 145.6796; 1.6: 107.46; 1.7: 64.476; 1.8: 8.4594; 1.9: 537.3; 2: 17.1115; 2.1: 90.4014; 2.2: 212.896; 2.3: 18.9283; 2.4: -67.2164; 2.5: -5.9761
| 2 | 19.95 | 1: 69.7857; 1.1: 145.7196; 1.2: 0.19541; 1.3: 107.73; 1.4: 12.9233; 1.5: 145.7196; 1.6: 107.73; 1.7: 64.638; 1.8: 8.4594; 1.9: 538.65; 2: 17.1545; 2.1: 90.4198; 2.2: 213.9234; 2.3: 18.972; 2.4: -68.2038; 2.5: -6.0487
| 2 | 20 | 1: 69.6298; 1.1: 145.7584; 1.2: 0.19547; 1.3: 108; 1.4: 12.8944; 1.5: 145.7584; 1.6: 108; 1.7: 64.8; 1.8: 8.4594; 1.9: 540; 2: 17.1975; 2.1: 90.4382; 2.2: 214.9533; 2.3: 19.0157; 2.4: -69.1949; 2.5: -6.1213
| 2 | 20.05 | 1: 69.474; 1.1: 145.7959; 1.2: 0.19552; 1.3: 108.27; 1.4: 12.8656; 1.5: 145.7959; 1.6: 108.27; 1.7: 64.962; 1.8: 8.4594; 1.9: 541.35; 2: 17.2404; 2.1: 90.4566; 2.2: 215.9856; 2.3: 19.0594; 2.4: -70.1897; 2.5: -6.1938
| 2 | 20.1 | 1: 69.3185; 1.1: 145.8322; 1.2: 0.19556; 1.3: 108.54; 1.4: 12.8368; 1.5: 145.8322; 1.6: 108.54; 1.7: 65.124; 1.8: 8.4594; 1.9: 542.7; 2: 17.2834; 2.1: 90.4749; 2.2: 217.0204; 2.3: 19.103; 2.4: -71.1882; 2.5: -6.2663
| 2 | 20.15 | 1: 69.163; 1.1: 145.8672; 1.2: 0.19561; 1.3: 108.81; 1.4: 12.808; 1.5: 145.8672; 1.6: 108.81; 1.7: 65.286; 1.8: 8.4594; 1.9: 544.05; 2: 17.3264; 2.1: 90.4931; 2.2: 218.0575; 2.3: 19.1467; 2.4: -72.1904; 2.5: -6.3387
| 2 | 20.2 | 1: 69.0078; 1.1: 145.9009; 1.2: 0.19566; 1.3: 109.08; 1.4: 12.7792; 1.5: 145.9009; 1.6: 109.08; 1.7: 65.448; 1.8: 8.4594; 1.9: 545.4; 2: 17.3694; 2.1: 90.5112; 2.2: 219.0972; 2.3: 19.1904; 2.4: -73.1963; 2.5: -6.4111
| 2 | 20.25 | 1: 68.8527; 1.1: 145.9334; 1.2: 0.1957; 1.3: 109.35; 1.4: 12.7505; 1.5: 145.9334; 1.6: 109.35; 1.7: 65.61; 1.8: 8.4594; 1.9: 546.75; 2: 17.4124; 2.1: 90.5292; 2.2: 220.1392; 2.3: 19.234; 2.4: -74.2058; 2.5: -6.4835
| 2 | 20.3 | 1: 68.6979; 1.1: 145.9646; 1.2: 0.19574; 1.3: 109.62; 1.4: 12.7218; 1.5: 145.9646; 1.6: 109.62; 1.7: 65.772; 1.8: 8.4594; 1.9: 548.1; 2: 17.4554; 2.1: 90.5472; 2.2: 221.1837; 2.3: 19.2777; 2.4: -75.2191; 2.5: -6.5559
| 2 | 20.35 | 1: 68.5432; 1.1: 145.9946; 1.2: 0.19578; 1.3: 109.89; 1.4: 12.6932; 1.5: 145.9946; 1.6: 109.89; 1.7: 65.934; 1.8: 8.4594; 1.9: 549.45; 2: 17.4984; 2.1: 90.5651; 2.2: 222.2307; 2.3: 19.3214; 2.4: -76.2361; 2.5: -6.6282
| 2 | 20.4 | 1: 68.3886; 1.1: 146.0234; 1.2: 0.19582; 1.3: 110.16; 1.4: 12.6646; 1.5: 146.0234; 1.6: 110.16; 1.7: 66.096; 1.8: 8.4594; 1.9: 550.8; 2: 17.5414; 2.1: 90.583; 2.2: 223.2801; 2.3: 19.365; 2.4: -77.2567; 2.5: -6.7004
| 2 | 20.45 | 1: 68.2343; 1.1: 146.0509; 1.2: 0.19586; 1.3: 110.43; 1.4: 12.636; 1.5: 146.0509; 1.6: 110.43; 1.7: 66.258; 1.8: 8.4594; 1.9: 552.15; 2: 17.5844; 2.1: 90.6008; 2.2: 224.3319; 2.3: 19.4087; 2.4: -78.281; 2.5: -6.7727
| 2 | 20.5 | 1: 68.0801; 1.1: 146.0772; 1.2: 0.19589; 1.3: 110.7; 1.4: 12.6074; 1.5: 146.0772; 1.6: 110.7; 1.7: 66.42; 1.8: 8.4594; 1.9: 553.5; 2: 17.6274; 2.1: 90.6185; 2.2: 225.3862; 2.3: 19.4523; 2.4: -79.309; 2.5: -6.8449
| 2 | 20.55 | 1: 67.9261; 1.1: 146.1022; 1.2: 0.19593; 1.3: 110.97; 1.4: 12.5789; 1.5: 146.1022; 1.6: 110.97; 1.7: 66.582; 1.8: 8.4594; 1.9: 554.85; 2: 17.6704; 2.1: 90.6361; 2.2: 226.4429; 2.3: 19.496; 2.4: -80.3407; 2.5: -6.9171
| 2 | 20.6 | 1: 67.7723; 1.1: 146.126; 1.2: 0.19596; 1.3: 111.24; 1.4: 12.5504; 1.5: 146.126; 1.6: 111.24; 1.7: 66.744; 1.8: 8.4594; 1.9: 556.2; 2: 17.7134; 2.1: 90.6537; 2.2: 227.5021; 2.3: 19.5396; 2.4: -81.376; 2.5: -6.9892
| 2 | 20.65 | 1: 67.6186; 1.1: 146.1486; 1.2: 0.19599; 1.3: 111.51; 1.4: 12.522; 1.5: 146.1486; 1.6: 111.51; 1.7: 66.906; 1.8: 8.4594; 1.9: 557.55; 2: 17.7564; 2.1: 90.6712; 2.2: 228.5637; 2.3: 19.5833; 2.4: -82.415; 2.5: -7.0613
| 2 | 20.7 | 1: 67.4651; 1.1: 146.17; 1.2: 0.19602; 1.3: 111.78; 1.4: 12.4935; 1.5: 146.17; 1.6: 111.78; 1.7: 67.068; 1.8: 8.4594; 1.9: 558.9; 2: 17.7994; 2.1: 90.6886; 2.2: 229.6277; 2.3: 19.6269; 2.4: -83.4577; 2.5: -7.1334
| 2 | 20.75 | 1: 67.3118; 1.1: 146.1901; 1.2: 0.19604; 1.3: 112.05; 1.4: 12.4652; 1.5: 146.1901; 1.6: 112.05; 1.7: 67.23; 1.8: 8.4594; 1.9: 560.25; 2: 17.8424; 2.1: 90.706; 2.2: 230.6942; 2.3: 19.6705; 2.4: -84.5041; 2.5: -7.2054
| 2 | 20.8 | 1: 67.1587; 1.1: 146.209; 1.2: 0.19607; 1.3: 112.32; 1.4: 12.4368; 1.5: 146.209; 1.6: 112.32; 1.7: 67.392; 1.8: 8.4594; 1.9: 561.6; 2: 17.8854; 2.1: 90.7233; 2.2: 231.7631; 2.3: 19.7142; 2.4: -85.5541; 2.5: -7.2774
| 2 | 20.85 | 1: 67.0058; 1.1: 146.2267; 1.2: 0.19609; 1.3: 112.59; 1.4: 12.4085; 1.5: 146.2267; 1.6: 112.59; 1.7: 67.554; 1.8: 8.4594; 1.9: 562.95; 2: 17.9283; 2.1: 90.7405; 2.2: 232.8345; 2.3: 19.7578; 2.4: -86.6078; 2.5: -7.3493
| 2 | 20.9 | 1: 66.853; 1.1: 146.2432; 1.2: 0.19612; 1.3: 112.86; 1.4: 12.3802; 1.5: 146.2432; 1.6: 112.86; 1.7: 67.716; 1.8: 8.4594; 1.9: 564.3; 2: 17.9713; 2.1: 90.7576; 2.2: 233.9083; 2.3: 19.8015; 2.4: -87.6651; 2.5: -7.4213
| 2 | 20.95 | 1: 66.7004; 1.1: 146.2584; 1.2: 0.19614; 1.3: 113.13; 1.4: 12.3519; 1.5: 146.2584; 1.6: 113.13; 1.7: 67.878; 1.8: 8.4594; 1.9: 565.65; 2: 18.0143; 2.1: 90.7747; 2.2: 234.9846; 2.3: 19.8451; 2.4: -88.7261; 2.5: -7.4932
| 2 | 21 | 1: 66.548; 1.1: 146.2725; 1.2: 0.19615; 1.3: 113.4; 1.4: 12.3237; 1.5: 146.2725; 1.6: 113.4; 1.7: 68.04; 1.8: 8.4594; 1.9: 567; 2: 18.0573; 2.1: 90.7918; 2.2: 236.0633; 2.3: 19.8887; 2.4: -89.7908; 2.5: -7.565
| 2 | 21.05 | 1: 66.3958; 1.1: 146.2854; 1.2: 0.19617; 1.3: 113.67; 1.4: 12.2955; 1.5: 146.2854; 1.6: 113.67; 1.7: 68.202; 1.8: 8.4594; 1.9: 568.35; 2: 18.1003; 2.1: 90.8087; 2.2: 237.1445; 2.3: 19.9324; 2.4: -90.8591; 2.5: -7.6368
| 2 | 21.1 | 1: 66.2437; 1.1: 146.297; 1.2: 0.19619; 1.3: 113.94; 1.4: 12.2674; 1.5: 146.297; 1.6: 113.94; 1.7: 68.364; 1.8: 8.4594; 1.9: 569.7; 2: 18.1433; 2.1: 90.8256; 2.2: 238.2281; 2.3: 19.976; 2.4: -91.9311; 2.5: -7.7086
| 2 | 21.15 | 1: 66.0918; 1.1: 146.3075; 1.2: 0.1962; 1.3: 114.21; 1.4: 12.2392; 1.5: 146.3075; 1.6: 114.21; 1.7: 68.526; 1.8: 8.4594; 1.9: 571.05; 2: 18.1863; 2.1: 90.8424; 2.2: 239.3141; 2.3: 20.0196; 2.4: -93.0067; 2.5: -7.7804
| 2 | 21.2 | 1: 65.9401; 1.1: 146.3167; 1.2: 0.19621; 1.3: 114.48; 1.4: 12.2111; 1.5: 146.3167; 1.6: 114.48; 1.7: 68.688; 1.8: 8.4594; 1.9: 572.4; 2: 18.2293; 2.1: 90.8592; 2.2: 240.4026; 2.3: 20.0632; 2.4: -94.0859; 2.5: -7.8521
| 2 | 21.25 | 1: 65.7886; 1.1: 146.3248; 1.2: 0.19622; 1.3: 114.75; 1.4: 12.1831; 1.5: 146.3248; 1.6: 114.75; 1.7: 68.85; 1.8: 8.4594; 1.9: 573.75; 2: 18.2723; 2.1: 90.8759; 2.2: 241.4936; 2.3: 20.1069; 2.4: -95.1688; 2.5: -7.9238
| 2 | 21.3 | 1: 65.6372; 1.1: 146.3316; 1.2: 0.19623; 1.3: 115.02; 1.4: 12.155; 1.5: 146.3316; 1.6: 115.02; 1.7: 69.012; 1.8: 8.4594; 1.9: 575.1; 2: 18.3153; 2.1: 90.8925; 2.2: 242.587; 2.3: 20.1505; 2.4: -96.2553; 2.5: -7.9955
| 2 | 21.35 | 1: 65.486; 1.1: 146.3373; 1.2: 0.19624; 1.3: 115.29; 1.4: 12.127; 1.5: 146.3373; 1.6: 115.29; 1.7: 69.174; 1.8: 8.4594; 1.9: 576.45; 2: 18.3583; 2.1: 90.9091; 2.2: 243.6828; 2.3: 20.1941; 2.4: -97.3455; 2.5: -8.0671
| 2 | 21.4 | 1: 65.335; 1.1: 146.3418; 1.2: 0.19625; 1.3: 115.56; 1.4: 12.0991; 1.5: 146.3418; 1.6: 115.56; 1.7: 69.336; 1.8: 8.4594; 1.9: 577.8; 2: 18.4013; 2.1: 90.9255; 2.2: 244.7811; 2.3: 20.2377; 2.4: -98.4393; 2.5: -8.1387
| 2 | 21.45 | 1: 65.1842; 1.1: 146.3451; 1.2: 0.19625; 1.3: 115.83; 1.4: 12.0712; 1.5: 146.3451; 1.6: 115.83; 1.7: 69.498; 1.8: 8.4594; 1.9: 579.15; 2: 18.4443; 2.1: 90.942; 2.2: 245.8819; 2.3: 20.2814; 2.4: -99.5368; 2.5: -8.2102
| 2 | 21.5 | 1: 65.0336; 1.1: 146.3472; 1.2: 0.19625; 1.3: 116.1; 1.4: 12.0433; 1.5: 146.3472; 1.6: 116.1; 1.7: 69.66; 1.8: 8.4594; 1.9: 580.5; 2: 18.4873; 2.1: 90.9583; 2.2: 246.9851; 2.3: 20.325; 2.4: -100.6378; 2.5: -8.2817
| 2 | 21.55 | 1: 64.8831; 1.1: 146.3482; 1.2: 0.19626; 1.3: 116.37; 1.4: 12.0154; 1.5: 146.3482; 1.6: 116.37; 1.7: 69.822; 1.8: 8.4594; 1.9: 581.85; 2: 18.5303; 2.1: 90.9746; 2.2: 248.0907; 2.3: 20.3686; 2.4: -101.7425; 2.5: -8.3532
| 2 | 21.6 | 1: 64.7328; 1.1: 146.348; 1.2: 0.19626; 1.3: 116.64; 1.4: 11.9876; 1.5: 146.348; 1.6: 116.64; 1.7: 69.984; 1.8: 8.4594; 1.9: 583.2; 2: 18.5732; 2.1: 90.9909; 2.2: 249.1988; 2.3: 20.4122; 2.4: -102.8509; 2.5: -8.4247
| 2 | 21.65 | 1: 64.5827; 1.1: 146.3466; 1.2: 0.19625; 1.3: 116.91; 1.4: 11.9598; 1.5: 146.3466; 1.6: 116.91; 1.7: 70.146; 1.8: 8.4594; 1.9: 584.55; 2: 18.6162; 2.1: 91.007; 2.2: 250.3094; 2.3: 20.4558; 2.4: -103.9628; 2.5: -8.4961
| 2 | 21.7 | 1: 64.4328; 1.1: 146.344; 1.2: 0.19625; 1.3: 117.18; 1.4: 11.932; 1.5: 146.344; 1.6: 117.18; 1.7: 70.308; 1.8: 8.4594; 1.9: 585.9; 2: 18.6592; 2.1: 91.0231; 2.2: 251.4224; 2.3: 20.4994; 2.4: -105.0784; 2.5: -8.5674
| 2 | 21.75 | 1: 64.283; 1.1: 146.3403; 1.2: 0.19625; 1.3: 117.45; 1.4: 11.9043; 1.5: 146.3403; 1.6: 117.45; 1.7: 70.47; 1.8: 8.4594; 1.9: 587.25; 2: 18.7022; 2.1: 91.0392; 2.2: 252.5378; 2.3: 20.5431; 2.4: -106.1976; 2.5: -8.6388
| 2 | 21.8 | 1: 64.1334; 1.1: 146.3354; 1.2: 0.19624; 1.3: 117.72; 1.4: 11.8766; 1.5: 146.3354; 1.6: 117.72; 1.7: 70.632; 1.8: 8.4594; 1.9: 588.6; 2: 18.7452; 2.1: 91.0552; 2.2: 253.6558; 2.3: 20.5867; 2.4: -107.3204; 2.5: -8.7101
| 2 | 21.85 | 1: 63.984; 1.1: 146.3293; 1.2: 0.19623; 1.3: 117.99; 1.4: 11.8489; 1.5: 146.3293; 1.6: 117.99; 1.7: 70.794; 1.8: 8.4594; 1.9: 589.95; 2: 18.7882; 2.1: 91.0711; 2.2: 254.7761; 2.3: 20.6303; 2.4: -108.4468; 2.5: -8.7814
| 2 | 21.9 | 1: 63.8348; 1.1: 146.3221; 1.2: 0.19622; 1.3: 118.26; 1.4: 11.8213; 1.5: 146.3221; 1.6: 118.26; 1.7: 70.956; 1.8: 8.4594; 1.9: 591.3; 2: 18.8312; 2.1: 91.0869; 2.2: 255.899; 2.3: 20.6739; 2.4: -109.5768; 2.5: -8.8526
| 2 | 21.95 | 1: 63.6857; 1.1: 146.3137; 1.2: 0.19621; 1.3: 118.53; 1.4: 11.7937; 1.5: 146.3137; 1.6: 118.53; 1.7: 71.118; 1.8: 8.4594; 1.9: 592.65; 2: 18.8742; 2.1: 91.1027; 2.2: 257.0242; 2.3: 20.7175; 2.4: -110.7105; 2.5: -8.9238
| 2 | 22 | 1: 63.5369; 1.1: 146.3042; 1.2: 0.1962; 1.3: 118.8; 1.4: 11.7661; 1.5: 146.3042; 1.6: 118.8; 1.7: 71.28; 1.8: 8.4594; 1.9: 594; 2: 18.9172; 2.1: 91.1184; 2.2: 258.152; 2.3: 20.7611; 2.4: -111.8477; 2.5: -8.995
| 2 | 22.05 | 1: 63.3882; 1.1: 146.2936; 1.2: 0.19618; 1.3: 119.07; 1.4: 11.7386; 1.5: 146.2936; 1.6: 119.07; 1.7: 71.442; 1.8: 8.4594; 1.9: 595.35; 2: 18.9602; 2.1: 91.1341; 2.2: 259.2822; 2.3: 20.8047; 2.4: -112.9886; 2.5: -9.0662
| 2 | 22.1 | 1: 63.2397; 1.1: 146.2818; 1.2: 0.19617; 1.3: 119.34; 1.4: 11.711; 1.5: 146.2818; 1.6: 119.34; 1.7: 71.604; 1.8: 8.4594; 1.9: 596.7; 2: 19.0032; 2.1: 91.1497; 2.2: 260.4148; 2.3: 20.8483; 2.4: -114.1331; 2.5: -9.1373
| 2 | 22.15 | 1: 63.0913; 1.1: 146.2688; 1.2: 0.19615; 1.3: 119.61; 1.4: 11.6836; 1.5: 146.2688; 1.6: 119.61; 1.7: 71.766; 1.8: 8.4594; 1.9: 598.05; 2: 19.0462; 2.1: 91.1652; 2.2: 261.5499; 2.3: 20.8919; 2.4: -115.2811; 2.5: -9.2084
| 2 | 22.2 | 1: 62.9431; 1.1: 146.2547; 1.2: 0.19613; 1.3: 119.88; 1.4: 11.6561; 1.5: 146.2547; 1.6: 119.88; 1.7: 71.928; 1.8: 8.4594; 1.9: 599.4; 2: 19.0892; 2.1: 91.1807; 2.2: 262.6875; 2.3: 20.9355; 2.4: -116.4328; 2.5: -9.2794
| 2 | 22.25 | 1: 62.7952; 1.1: 146.2395; 1.2: 0.19611; 1.3: 120.15; 1.4: 11.6287; 1.5: 146.2395; 1.6: 120.15; 1.7: 72.09; 1.8: 8.4594; 1.9: 600.75; 2: 19.1322; 2.1: 91.1961; 2.2: 263.8275; 2.3: 20.9792; 2.4: -117.588; 2.5: -9.3504
| 2 | 22.3 | 1: 62.6474; 1.1: 146.2231; 1.2: 0.19609; 1.3: 120.42; 1.4: 11.6014; 1.5: 146.2231; 1.6: 120.42; 1.7: 72.252; 1.8: 8.4594; 1.9: 602.1; 2: 19.1752; 2.1: 91.2114; 2.2: 264.97; 2.3: 21.0228; 2.4: -118.7469; 2.5: -9.4214
| 2 | 22.35 | 1: 62.4997; 1.1: 146.2056; 1.2: 0.19606; 1.3: 120.69; 1.4: 11.574; 1.5: 146.2056; 1.6: 120.69; 1.7: 72.414; 1.8: 8.4594; 1.9: 603.45; 2: 19.2182; 2.1: 91.2267; 2.2: 266.1149; 2.3: 21.0664; 2.4: -119.9093; 2.5: -9.4923
| 2 | 22.4 | 1: 62.3523; 1.1: 146.187; 1.2: 0.19604; 1.3: 120.96; 1.4: 11.5467; 1.5: 146.187; 1.6: 120.96; 1.7: 72.576; 1.8: 8.4594; 1.9: 604.8; 2: 19.2611; 2.1: 91.242; 2.2: 267.2623; 2.3: 21.11; 2.4: -121.0754; 2.5: -9.5633
| 2 | 22.45 | 1: 62.205; 1.1: 146.1672; 1.2: 0.19601; 1.3: 121.23; 1.4: 11.5194; 1.5: 146.1672; 1.6: 121.23; 1.7: 72.738; 1.8: 8.4594; 1.9: 606.15; 2: 19.3041; 2.1: 91.2571; 2.2: 268.4122; 2.3: 21.1536; 2.4: -122.245; 2.5: -9.6341
| 2 | 22.5 | 1: 62.0579; 1.1: 146.1463; 1.2: 0.19599; 1.3: 121.5; 1.4: 11.4922; 1.5: 146.1463; 1.6: 121.5; 1.7: 72.9; 1.8: 8.4594; 1.9: 607.5; 2: 19.3471; 2.1: 91.2722; 2.2: 269.5645; 2.3: 21.1972; 2.4: -123.4182; 2.5: -9.705
| 2 | 22.55 | 1: 61.911; 1.1: 146.1243; 1.2: 0.19596; 1.3: 121.77; 1.4: 11.465; 1.5: 146.1243; 1.6: 121.77; 1.7: 73.062; 1.8: 8.4594; 1.9: 608.85; 2: 19.3901; 2.1: 91.2873; 2.2: 270.7193; 2.3: 21.2408; 2.4: -124.5949; 2.5: -9.7758
| 2 | 22.6 | 1: 61.7642; 1.1: 146.1012; 1.2: 0.19592; 1.3: 122.04; 1.4: 11.4378; 1.5: 146.1012; 1.6: 122.04; 1.7: 73.224; 1.8: 8.4594; 1.9: 610.2; 2: 19.4331; 2.1: 91.3022; 2.2: 271.8765; 2.3: 21.2844; 2.4: -125.7753; 2.5: -9.8466
| 2 | 22.65 | 1: 61.6177; 1.1: 146.077; 1.2: 0.19589; 1.3: 122.31; 1.4: 11.4107; 1.5: 146.077; 1.6: 122.31; 1.7: 73.386; 1.8: 8.4594; 1.9: 611.55; 2: 19.4761; 2.1: 91.3172; 2.2: 273.0362; 2.3: 21.328; 2.4: -126.9592; 2.5: -9.9173
| 2 | 22.7 | 1: 61.4713; 1.1: 146.0516; 1.2: 0.19586; 1.3: 122.58; 1.4: 11.3836; 1.5: 146.0516; 1.6: 122.58; 1.7: 73.548; 1.8: 8.4594; 1.9: 612.9; 2: 19.5191; 2.1: 91.332; 2.2: 274.1984; 2.3: 21.3716; 2.4: -128.1468; 2.5: -9.988
| 2 | 22.75 | 1: 61.3251; 1.1: 146.0252; 1.2: 0.19582; 1.3: 122.85; 1.4: 11.3565; 1.5: 146.0252; 1.6: 122.85; 1.7: 73.71; 1.8: 8.4594; 1.9: 614.25; 2: 19.5621; 2.1: 91.3468; 2.2: 275.363; 2.3: 21.4152; 2.4: -129.3378; 2.5: -10.0587
| 2 | 22.8 | 1: 61.179; 1.1: 145.9976; 1.2: 0.19579; 1.3: 123.12; 1.4: 11.3294; 1.5: 145.9976; 1.6: 123.12; 1.7: 73.872; 1.8: 8.4594; 1.9: 615.6; 2: 19.6051; 2.1: 91.3616; 2.2: 276.5301; 2.3: 21.4588; 2.4: -130.5325; 2.5: -10.1294
| 2 | 22.85 | 1: 61.0332; 1.1: 145.9689; 1.2: 0.19575; 1.3: 123.39; 1.4: 11.3024; 1.5: 145.9689; 1.6: 123.39; 1.7: 74.034; 1.8: 8.4594; 1.9: 616.95; 2: 19.6481; 2.1: 91.3763; 2.2: 277.6997; 2.3: 21.5024; 2.4: -131.7307; 2.5: -10.2
| 2 | 22.9 | 1: 60.8875; 1.1: 145.9392; 1.2: 0.19571; 1.3: 123.66; 1.4: 11.2755; 1.5: 145.9392; 1.6: 123.66; 1.7: 74.196; 1.8: 8.4594; 1.9: 618.3; 2: 19.6911; 2.1: 91.3909; 2.2: 278.8717; 2.3: 21.546; 2.4: -132.9325; 2.5: -10.2705
| 2 | 22.95 | 1: 60.742; 1.1: 145.9083; 1.2: 0.19567; 1.3: 123.93; 1.4: 11.2485; 1.5: 145.9083; 1.6: 123.93; 1.7: 74.358; 1.8: 8.4594; 1.9: 619.65; 2: 19.7341; 2.1: 91.4054; 2.2: 280.0462; 2.3: 21.5896; 2.4: -134.1378; 2.5: -10.3411
| 2 | 23 | 1: 60.5967; 1.1: 145.8763; 1.2: 0.19562; 1.3: 124.2; 1.4: 11.2216; 1.5: 145.8763; 1.6: 124.2; 1.7: 74.52; 1.8: 8.4594; 1.9: 621; 2: 19.7771; 2.1: 91.4199; 2.2: 281.2231; 2.3: 21.6332; 2.4: -135.3468; 2.5: -10.4116
| 2 | 23.05 | 1: 60.4515; 1.1: 145.8433; 1.2: 0.19558; 1.3: 124.47; 1.4: 11.1947; 1.5: 145.8433; 1.6: 124.47; 1.7: 74.682; 1.8: 8.4594; 1.9: 622.35; 2: 19.8201; 2.1: 91.4344; 2.2: 282.4025; 2.3: 21.6768; 2.4: -136.5592; 2.5: -10.4821
| 2 | 23.1 | 1: 60.3065; 1.1: 145.8091; 1.2: 0.19553; 1.3: 124.74; 1.4: 11.1679; 1.5: 145.8091; 1.6: 124.74; 1.7: 74.844; 1.8: 8.4594; 1.9: 623.7; 2: 19.8631; 2.1: 91.4488; 2.2: 283.5844; 2.3: 21.7204; 2.4: -137.7753; 2.5: -10.5525
| 2 | 23.15 | 1: 60.1617; 1.1: 145.7739; 1.2: 0.19549; 1.3: 125.01; 1.4: 11.1411; 1.5: 145.7739; 1.6: 125.01; 1.7: 75.006; 1.8: 8.4594; 1.9: 625.05; 2: 19.9061; 2.1: 91.4631; 2.2: 284.7688; 2.3: 21.764; 2.4: -138.9948; 2.5: -10.623
| 2 | 23.2 | 1: 60.0171; 1.1: 145.7376; 1.2: 0.19544; 1.3: 125.28; 1.4: 11.1143; 1.5: 145.7376; 1.6: 125.28; 1.7: 75.168; 1.8: 8.4594; 1.9: 626.4; 2: 19.949; 2.1: 91.4774; 2.2: 285.9556; 2.3: 21.8076; 2.4: -140.218; 2.5: -10.6933
| 2 | 23.25 | 1: 59.8727; 1.1: 145.7002; 1.2: 0.19539; 1.3: 125.55; 1.4: 11.0875; 1.5: 145.7002; 1.6: 125.55; 1.7: 75.33; 1.8: 8.4594; 1.9: 627.75; 2: 19.992; 2.1: 91.4916; 2.2: 287.1448; 2.3: 21.8512; 2.4: -141.4446; 2.5: -10.7637
| 2 | 23.3 | 1: 59.7284; 1.1: 145.6617; 1.2: 0.19534; 1.3: 125.82; 1.4: 11.0608; 1.5: 145.6617; 1.6: 125.82; 1.7: 75.492; 1.8: 8.4594; 1.9: 629.1; 2: 20.035; 2.1: 91.5057; 2.2: 288.3366; 2.3: 21.8948; 2.4: -142.6749; 2.5: -10.834
| 2 | 23.35 | 1: 59.5844; 1.1: 145.6222; 1.2: 0.19528; 1.3: 126.09; 1.4: 11.0341; 1.5: 145.6222; 1.6: 126.09; 1.7: 75.654; 1.8: 8.4594; 1.9: 630.45; 2: 20.078; 2.1: 91.5198; 2.2: 289.5308; 2.3: 21.9384; 2.4: -143.9086; 2.5: -10.9043
| 2 | 23.4 | 1: 59.4405; 1.1: 145.5816; 1.2: 0.19523; 1.3: 126.36; 1.4: 11.0075; 1.5: 145.5816; 1.6: 126.36; 1.7: 75.816; 1.8: 8.4594; 1.9: 631.8; 2: 20.121; 2.1: 91.5339; 2.2: 290.7275; 2.3: 21.982; 2.4: -145.1459; 2.5: -10.9746
| 2 | 23.45 | 1: 59.2967; 1.1: 145.5399; 1.2: 0.19517; 1.3: 126.63; 1.4: 10.9809; 1.5: 145.5399; 1.6: 126.63; 1.7: 75.978; 1.8: 8.4594; 1.9: 633.15; 2: 20.164; 2.1: 91.5479; 2.2: 291.9267; 2.3: 22.0257; 2.4: -146.3868; 2.5: -11.0448
| 2 | 23.5 | 1: 59.1532; 1.1: 145.4971; 1.2: 0.19511; 1.3: 126.9; 1.4: 10.9543; 1.5: 145.4971; 1.6: 126.9; 1.7: 76.14; 1.8: 8.4594; 1.9: 634.5; 2: 20.207; 2.1: 91.5618; 2.2: 293.1283; 2.3: 22.0693; 2.4: -147.6312; 2.5: -11.115
| 2 | 23.55 | 1: 59.0098; 1.1: 145.4533; 1.2: 0.19506; 1.3: 127.17; 1.4: 10.9277; 1.5: 145.4533; 1.6: 127.17; 1.7: 76.302; 1.8: 8.4594; 1.9: 635.85; 2: 20.25; 2.1: 91.5757; 2.2: 294.3324; 2.3: 22.1129; 2.4: -148.8791; 2.5: -11.1851
| 2 | 23.6 | 1: 58.8666; 1.1: 145.4084; 1.2: 0.195; 1.3: 127.44; 1.4: 10.9012; 1.5: 145.4084; 1.6: 127.44; 1.7: 76.464; 1.8: 8.4594; 1.9: 637.2; 2: 20.293; 2.1: 91.5895; 2.2: 295.539; 2.3: 22.1565; 2.4: -150.1306; 2.5: -11.2552
| 2 | 23.65 | 1: 58.7236; 1.1: 145.3625; 1.2: 0.19493; 1.3: 127.71; 1.4: 10.8747; 1.5: 145.3625; 1.6: 127.71; 1.7: 76.626; 1.8: 8.4594; 1.9: 638.55; 2: 20.336; 2.1: 91.6032; 2.2: 296.748; 2.3: 22.2001; 2.4: -151.3856; 2.5: -11.3253
| 2 | 23.7 | 1: 58.5808; 1.1: 145.3154; 1.2: 0.19487; 1.3: 127.98; 1.4: 10.8483; 1.5: 145.3154; 1.6: 127.98; 1.7: 76.788; 1.8: 8.4594; 1.9: 639.9; 2: 20.379; 2.1: 91.6169; 2.2: 297.9595; 2.3: 22.2437; 2.4: -152.6441; 2.5: -11.3954
| 2 | 23.75 | 1: 58.4381; 1.1: 145.2674; 1.2: 0.19481; 1.3: 128.25; 1.4: 10.8219; 1.5: 145.2674; 1.6: 128.25; 1.7: 76.95; 1.8: 8.4594; 1.9: 641.25; 2: 20.422; 2.1: 91.6306; 2.2: 299.1735; 2.3: 22.2873; 2.4: -153.9061; 2.5: -11.4654
| 2 | 23.8 | 1: 58.2956; 1.1: 145.2183; 1.2: 0.19474; 1.3: 128.52; 1.4: 10.7955; 1.5: 145.2183; 1.6: 128.52; 1.7: 77.112; 1.8: 8.4594; 1.9: 642.6; 2: 20.465; 2.1: 91.6441; 2.2: 300.39; 2.3: 22.3309; 2.4: -155.1717; 2.5: -11.5354
| 2 | 23.85 | 1: 58.1533; 1.1: 145.1681; 1.2: 0.19467; 1.3: 128.79; 1.4: 10.7691; 1.5: 145.1681; 1.6: 128.79; 1.7: 77.274; 1.8: 8.4594; 1.9: 643.95; 2: 20.508; 2.1: 91.6577; 2.2: 301.6089; 2.3: 22.3745; 2.4: -156.4408; 2.5: -11.6054
| 2 | 23.9 | 1: 58.0112; 1.1: 145.1169; 1.2: 0.19461; 1.3: 129.06; 1.4: 10.7428; 1.5: 145.1169; 1.6: 129.06; 1.7: 77.436; 1.8: 8.4594; 1.9: 645.3; 2: 20.551; 2.1: 91.6712; 2.2: 302.8303; 2.3: 22.4181; 2.4: -157.7134; 2.5: -11.6753
| 2 | 23.95 | 1: 57.8692; 1.1: 145.0647; 1.2: 0.19453; 1.3: 129.33; 1.4: 10.7165; 1.5: 145.0647; 1.6: 129.33; 1.7: 77.598; 1.8: 8.4594; 1.9: 646.65; 2: 20.5939; 2.1: 91.6846; 2.2: 304.0542; 2.3: 22.4617; 2.4: -158.9895; 2.5: -11.7452
| 2 | 24 | 1: 57.7275; 1.1: 145.0114; 1.2: 0.19446; 1.3: 129.6; 1.4: 10.6903; 1.5: 145.0114; 1.6: 129.6; 1.7: 77.76; 1.8: 8.4594; 1.9: 648; 2: 20.6369; 2.1: 91.6979; 2.2: 305.2806; 2.3: 22.5053; 2.4: -160.2692; 2.5: -11.8151
| 2 | 24.05 | 1: 57.5859; 1.1: 144.9571; 1.2: 0.19439; 1.3: 129.87; 1.4: 10.6641; 1.5: 144.9571; 1.6: 129.87; 1.7: 77.922; 1.8: 8.4594; 1.9: 649.35; 2: 20.6799; 2.1: 91.7113; 2.2: 306.5094; 2.3: 22.549; 2.4: -161.5523; 2.5: -11.8849
| 2 | 24.1 | 1: 57.4445; 1.1: 144.9017; 1.2: 0.19432; 1.3: 130.14; 1.4: 10.6379; 1.5: 144.9017; 1.6: 130.14; 1.7: 78.084; 1.8: 8.4594; 1.9: 650.7; 2: 20.7229; 2.1: 91.7245; 2.2: 307.7407; 2.3: 22.5926; 2.4: -162.839; 2.5: -11.9547
| 2 | 24.15 | 1: 57.3032; 1.1: 144.8454; 1.2: 0.19424; 1.3: 130.41; 1.4: 10.6117; 1.5: 144.8454; 1.6: 130.41; 1.7: 78.246; 1.8: 8.4594; 1.9: 652.05; 2: 20.7659; 2.1: 91.7377; 2.2: 308.9745; 2.3: 22.6362; 2.4: -164.1291; 2.5: -12.0245
| 2 | 24.2 | 1: 57.1622; 1.1: 144.7879; 1.2: 0.19416; 1.3: 130.68; 1.4: 10.5856; 1.5: 144.7879; 1.6: 130.68; 1.7: 78.408; 1.8: 8.4594; 1.9: 653.4; 2: 20.8089; 2.1: 91.7509; 2.2: 310.2108; 2.3: 22.6798; 2.4: -165.4228; 2.5: -12.0942
| 2 | 24.25 | 1: 57.0213; 1.1: 144.7295; 1.2: 0.19409; 1.3: 130.95; 1.4: 10.5595; 1.5: 144.7295; 1.6: 130.95; 1.7: 78.57; 1.8: 8.4594; 1.9: 654.75; 2: 20.8519; 2.1: 91.764; 2.2: 311.4495; 2.3: 22.7234; 2.4: -166.72; 2.5: -12.1639
| 2 | 24.3 | 1: 56.8806; 1.1: 144.67; 1.2: 0.19401; 1.3: 131.22; 1.4: 10.5334; 1.5: 144.67; 1.6: 131.22; 1.7: 78.732; 1.8: 8.4594; 1.9: 656.1; 2: 20.8949; 2.1: 91.777; 2.2: 312.6907; 2.3: 22.767; 2.4: -168.0207; 2.5: -12.2336
| 2 | 24.35 | 1: 56.74; 1.1: 144.6096; 1.2: 0.19392; 1.3: 131.49; 1.4: 10.5074; 1.5: 144.6096; 1.6: 131.49; 1.7: 78.894; 1.8: 8.4594; 1.9: 657.45; 2: 20.9379; 2.1: 91.79; 2.2: 313.9344; 2.3: 22.8107; 2.4: -169.3248; 2.5: -12.3032
| 2 | 24.4 | 1: 56.5997; 1.1: 144.5481; 1.2: 0.19384; 1.3: 131.76; 1.4: 10.4814; 1.5: 144.5481; 1.6: 131.76; 1.7: 79.056; 1.8: 8.4594; 1.9: 658.8; 2: 20.9809; 2.1: 91.8029; 2.2: 315.1806; 2.3: 22.8543; 2.4: -170.6325; 2.5: -12.3729
| 2 | 24.45 | 1: 56.4595; 1.1: 144.4856; 1.2: 0.19376; 1.3: 132.03; 1.4: 10.4555; 1.5: 144.4856; 1.6: 132.03; 1.7: 79.218; 1.8: 8.4594; 1.9: 660.15; 2: 21.0239; 2.1: 91.8158; 2.2: 316.4293; 2.3: 22.8979; 2.4: -171.9437; 2.5: -12.4424
| 2 | 24.5 | 1: 56.3195; 1.1: 144.422; 1.2: 0.19367; 1.3: 132.3; 1.4: 10.4295; 1.5: 144.422; 1.6: 132.3; 1.7: 79.38; 1.8: 8.4594; 1.9: 661.5; 2: 21.0669; 2.1: 91.8286; 2.2: 317.6804; 2.3: 22.9415; 2.4: -173.2584; 2.5: -12.512
| 2 | 24.55 | 1: 56.1797; 1.1: 144.3575; 1.2: 0.19359; 1.3: 132.57; 1.4: 10.4036; 1.5: 144.3575; 1.6: 132.57; 1.7: 79.542; 1.8: 8.4594; 1.9: 662.85; 2: 21.1099; 2.1: 91.8414; 2.2: 318.934; 2.3: 22.9851; 2.4: -174.5765; 2.5: -12.5815
| 2 | 24.6 | 1: 56.0401; 1.1: 144.292; 1.2: 0.1935; 1.3: 132.84; 1.4: 10.3778; 1.5: 144.292; 1.6: 132.84; 1.7: 79.704; 1.8: 8.4594; 1.9: 664.2; 2: 21.1529; 2.1: 91.8541; 2.2: 320.1901; 2.3: 23.0288; 2.4: -175.8981; 2.5: -12.651
| 2 | 24.65 | 1: 55.9006; 1.1: 144.2254; 1.2: 0.19341; 1.3: 133.11; 1.4: 10.352; 1.5: 144.2254; 1.6: 133.11; 1.7: 79.866; 1.8: 8.4594; 1.9: 665.55; 2: 21.1959; 2.1: 91.8668; 2.2: 321.4487; 2.3: 23.0724; 2.4: -177.2233; 2.5: -12.7204
| 2 | 24.7 | 1: 55.7613; 1.1: 144.1579; 1.2: 0.19332; 1.3: 133.38; 1.4: 10.3262; 1.5: 144.1579; 1.6: 133.38; 1.7: 80.028; 1.8: 8.4594; 1.9: 666.9; 2: 21.2389; 2.1: 91.8794; 2.2: 322.7097; 2.3: 23.116; 2.4: -178.5519; 2.5: -12.7898
| 2 | 24.75 | 1: 55.6222; 1.1: 144.0893; 1.2: 0.19323; 1.3: 133.65; 1.4: 10.3004; 1.5: 144.0893; 1.6: 133.65; 1.7: 80.19; 1.8: 8.4594; 1.9: 668.25; 2: 21.2818; 2.1: 91.892; 2.2: 323.9733; 2.3: 23.1596; 2.4: -179.884; 2.5: -12.8592
| 2 | 24.8 | 1: 55.4833; 1.1: 144.0198; 1.2: 0.19313; 1.3: 133.92; 1.4: 10.2747; 1.5: 144.0198; 1.6: 133.92; 1.7: 80.352; 1.8: 8.4594; 1.9: 669.6; 2: 21.3248; 2.1: 91.9045; 2.2: 325.2393; 2.3: 23.2033; 2.4: -181.2195; 2.5: -12.9286
| 2 | 24.85 | 1: 55.3445; 1.1: 143.9493; 1.2: 0.19304; 1.3: 134.19; 1.4: 10.249; 1.5: 143.9493; 1.6: 134.19; 1.7: 80.514; 1.8: 8.4594; 1.9: 670.95; 2: 21.3678; 2.1: 91.9169; 2.2: 326.5078; 2.3: 23.2469; 2.4: -182.5586; 2.5: -12.9979
| 2 | 24.9 | 1: 55.2059; 1.1: 143.8777; 1.2: 0.19294; 1.3: 134.46; 1.4: 10.2233; 1.5: 143.8777; 1.6: 134.46; 1.7: 80.676; 1.8: 8.4594; 1.9: 672.3; 2: 21.4108; 2.1: 91.9293; 2.2: 327.7788; 2.3: 23.2905; 2.4: -183.9011; 2.5: -13.0672
| 2 | 24.95 | 1: 55.0676; 1.1: 143.8052; 1.2: 0.19285; 1.3: 134.73; 1.4: 10.1977; 1.5: 143.8052; 1.6: 134.73; 1.7: 80.838; 1.8: 8.4594; 1.9: 673.65; 2: 21.4538; 2.1: 91.9417; 2.2: 329.0523; 2.3: 23.3342; 2.4: -185.2471; 2.5: -13.1365
| 2 | 25 | 1: 54.9293; 1.1: 143.7317; 1.2: 0.19275; 1.3: 135; 1.4: 10.1721; 1.5: 143.7317; 1.6: 135; 1.7: 81; 1.8: 8.4594; 1.9: 675; 2: 21.4968; 2.1: 91.954; 2.2: 330.3283; 2.3: 23.3778; 2.4: -186.5965; 2.5: -13.2057
| 2 | 25.05 | 1: 54.7913; 1.1: 143.6573; 1.2: 0.19265; 1.3: 135.27; 1.4: 10.1465; 1.5: 143.6573; 1.6: 135.27; 1.7: 81.162; 1.8: 8.4594; 1.9: 676.35; 2: 21.5398; 2.1: 91.9662; 2.2: 331.6067; 2.3: 23.4214; 2.4: -187.9494; 2.5: -13.2749
| 2 | 25.1 | 1: 54.6534; 1.1: 143.5818; 1.2: 0.19255; 1.3: 135.54; 1.4: 10.121; 1.5: 143.5818; 1.6: 135.54; 1.7: 81.324; 1.8: 8.4594; 1.9: 677.7; 2: 21.5828; 2.1: 91.9784; 2.2: 332.8876; 2.3: 23.4651; 2.4: -189.3058; 2.5: -13.3441
| 2 | 25.15 | 1: 54.5157; 1.1: 143.5054; 1.2: 0.19244; 1.3: 135.81; 1.4: 10.0955; 1.5: 143.5054; 1.6: 135.81; 1.7: 81.486; 1.8: 8.4594; 1.9: 679.05; 2: 21.6258; 2.1: 91.9906; 2.2: 334.1711; 2.3: 23.5087; 2.4: -190.6657; 2.5: -13.4132
| 2 | 25.2 | 1: 54.3782; 1.1: 143.428; 1.2: 0.19234; 1.3: 136.08; 1.4: 10.07; 1.5: 143.428; 1.6: 136.08; 1.7: 81.648; 1.8: 8.4594; 1.9: 680.4; 2: 21.6688; 2.1: 92.0027; 2.2: 335.457; 2.3: 23.5523; 2.4: -192.029; 2.5: -13.4823
| 2 | 25.25 | 1: 54.2409; 1.1: 143.3496; 1.2: 0.19224; 1.3: 136.35; 1.4: 10.0446; 1.5: 143.3496; 1.6: 136.35; 1.7: 81.81; 1.8: 8.4594; 1.9: 681.75; 2: 21.7118; 2.1: 92.0147; 2.2: 336.7454; 2.3: 23.596; 2.4: -193.3957; 2.5: -13.5514
| 2 | 25.3 | 1: 54.1037; 1.1: 143.2703; 1.2: 0.19213; 1.3: 136.62; 1.4: 10.0192; 1.5: 143.2703; 1.6: 136.62; 1.7: 81.972; 1.8: 8.4594; 1.9: 683.1; 2: 21.7548; 2.1: 92.0267; 2.2: 338.0363; 2.3: 23.6396; 2.4: -194.766; 2.5: -13.6204
| 2 | 25.35 | 1: 53.9668; 1.1: 143.19; 1.2: 0.19202; 1.3: 136.89; 1.4: 9.9938; 1.5: 143.19; 1.6: 136.89; 1.7: 82.134; 1.8: 8.4594; 1.9: 684.45; 2: 21.7978; 2.1: 92.0387; 2.2: 339.3296; 2.3: 23.6833; 2.4: -196.1396; 2.5: -13.6894
| 2 | 25.4 | 1: 53.83; 1.1: 143.1087; 1.2: 0.19191; 1.3: 137.16; 1.4: 9.9685; 1.5: 143.1087; 1.6: 137.16; 1.7: 82.296; 1.8: 8.4594; 1.9: 685.8; 2: 21.8408; 2.1: 92.0506; 2.2: 340.6255; 2.3: 23.7269; 2.4: -197.5168; 2.5: -13.7584
| 2 | 25.45 | 1: 53.6933; 1.1: 143.0265; 1.2: 0.1918; 1.3: 137.43; 1.4: 9.9432; 1.5: 143.0265; 1.6: 137.43; 1.7: 82.458; 1.8: 8.4594; 1.9: 687.15; 2: 21.8838; 2.1: 92.0624; 2.2: 341.9238; 2.3: 23.7706; 2.4: -198.8973; 2.5: -13.8274
| 2 | 25.5 | 1: 53.5569; 1.1: 142.9433; 1.2: 0.19169; 1.3: 137.7; 1.4: 9.9179; 1.5: 142.9433; 1.6: 137.7; 1.7: 82.62; 1.8: 8.4594; 1.9: 688.5; 2: 21.9268; 2.1: 92.0742; 2.2: 343.2247; 2.3: 23.8142; 2.4: -200.2814; 2.5: -13.8963
| 2 | 25.55 | 1: 53.4206; 1.1: 142.8592; 1.2: 0.19158; 1.3: 137.97; 1.4: 9.8927; 1.5: 142.8592; 1.6: 137.97; 1.7: 82.782; 1.8: 8.4594; 1.9: 689.85; 2: 21.9697; 2.1: 92.086; 2.2: 344.528; 2.3: 23.8579; 2.4: -201.6688; 2.5: -13.9652
| 2 | 25.6 | 1: 53.2845; 1.1: 142.7741; 1.2: 0.19146; 1.3: 138.24; 1.4: 9.8675; 1.5: 142.7741; 1.6: 138.24; 1.7: 82.944; 1.8: 8.4594; 1.9: 691.2; 2: 22.0127; 2.1: 92.0977; 2.2: 345.8338; 2.3: 23.9015; 2.4: -203.0597; 2.5: -14.034
| 2 | 25.65 | 1: 53.1486; 1.1: 142.688; 1.2: 0.19135; 1.3: 138.51; 1.4: 9.8423; 1.5: 142.688; 1.6: 138.51; 1.7: 83.106; 1.8: 8.4594; 1.9: 692.55; 2: 22.0557; 2.1: 92.1093; 2.2: 347.1421; 2.3: 23.9452; 2.4: -204.4541; 2.5: -14.1028
| 2 | 25.7 | 1: 53.0129; 1.1: 142.6011; 1.2: 0.19123; 1.3: 138.78; 1.4: 9.8172; 1.5: 142.6011; 1.6: 138.78; 1.7: 83.268; 1.8: 8.4594; 1.9: 693.9; 2: 22.0987; 2.1: 92.1209; 2.2: 348.4529; 2.3: 23.9888; 2.4: -205.8519; 2.5: -14.1716
| 2 | 25.75 | 1: 52.8773; 1.1: 142.5131; 1.2: 0.19111; 1.3: 139.05; 1.4: 9.7921; 1.5: 142.5131; 1.6: 139.05; 1.7: 83.43; 1.8: 8.4594; 1.9: 695.25; 2: 22.1417; 2.1: 92.1325; 2.2: 349.7662; 2.3: 24.0325; 2.4: -207.2531; 2.5: -14.2404
| 2 | 25.8 | 1: 52.7419; 1.1: 142.4243; 1.2: 0.19099; 1.3: 139.32; 1.4: 9.767; 1.5: 142.4243; 1.6: 139.32; 1.7: 83.592; 1.8: 8.4594; 1.9: 696.6; 2: 22.1847; 2.1: 92.144; 2.2: 351.082; 2.3: 24.0761; 2.4: -208.6577; 2.5: -14.3091
| 2 | 25.85 | 1: 52.6067; 1.1: 142.3345; 1.2: 0.19087; 1.3: 139.59; 1.4: 9.742; 1.5: 142.3345; 1.6: 139.59; 1.7: 83.754; 1.8: 8.4594; 1.9: 697.95; 2: 22.2277; 2.1: 92.1555; 2.2: 352.4003; 2.3: 24.1198; 2.4: -210.0658; 2.5: -14.3778
| 2 | 25.9 | 1: 52.4717; 1.1: 142.2437; 1.2: 0.19075; 1.3: 139.86; 1.4: 9.717; 1.5: 142.2437; 1.6: 139.86; 1.7: 83.916; 1.8: 8.4594; 1.9: 699.3; 2: 22.2707; 2.1: 92.1669; 2.2: 353.7211; 2.3: 24.1635; 2.4: -211.4773; 2.5: -14.4465
| 2 | 25.95 | 1: 52.3368; 1.1: 142.1521; 1.2: 0.19063; 1.3: 140.13; 1.4: 9.692; 1.5: 142.1521; 1.6: 140.13; 1.7: 84.078; 1.8: 8.4594; 1.9: 700.65; 2: 22.3137; 2.1: 92.1782; 2.2: 355.0443; 2.3: 24.2071; 2.4: -212.8923; 2.5: -14.5151
| 2 | 26 | 1: 52.2022; 1.1: 142.0595; 1.2: 0.1905; 1.3: 140.4; 1.4: 9.6671; 1.5: 142.0595; 1.6: 140.4; 1.7: 84.24; 1.8: 8.4594; 1.9: 702; 2: 22.3567; 2.1: 92.1896; 2.2: 356.3701; 2.3: 24.2508; 2.4: -214.3106; 2.5: -14.5837
| 2 | 26.05 | 1: 52.0677; 1.1: 141.9659; 1.2: 0.19038; 1.3: 140.67; 1.4: 9.6422; 1.5: 141.9659; 1.6: 140.67; 1.7: 84.402; 1.8: 8.4594; 1.9: 703.35; 2: 22.3997; 2.1: 92.2008; 2.2: 357.6983; 2.3: 24.2944; 2.4: -215.7324; 2.5: -14.6523
| 2 | 26.1 | 1: 51.9333; 1.1: 141.8715; 1.2: 0.19025; 1.3: 140.94; 1.4: 9.6173; 1.5: 141.8715; 1.6: 140.94; 1.7: 84.564; 1.8: 8.4594; 1.9: 704.7; 2: 22.4427; 2.1: 92.212; 2.2: 359.0291; 2.3: 24.3381; 2.4: -217.1576; 2.5: -14.7208
| 2 | 26.15 | 1: 51.7992; 1.1: 141.7761; 1.2: 0.19012; 1.3: 141.21; 1.4: 9.5924; 1.5: 141.7761; 1.6: 141.21; 1.7: 84.726; 1.8: 8.4594; 1.9: 706.05; 2: 22.4857; 2.1: 92.2232; 2.2: 360.3623; 2.3: 24.3818; 2.4: -218.5862; 2.5: -14.7893
| 2 | 26.2 | 1: 51.6652; 1.1: 141.6798; 1.2: 0.19; 1.3: 141.48; 1.4: 9.5676; 1.5: 141.6798; 1.6: 141.48; 1.7: 84.888; 1.8: 8.4594; 1.9: 707.4; 2: 22.5287; 2.1: 92.2343; 2.2: 361.6981; 2.3: 24.4255; 2.4: -220.0183; 2.5: -14.8578
| 2 | 26.25 | 1: 51.5314; 1.1: 141.5826; 1.2: 0.18987; 1.3: 141.75; 1.4: 9.5429; 1.5: 141.5826; 1.6: 141.75; 1.7: 85.05; 1.8: 8.4594; 1.9: 708.75; 2: 22.5717; 2.1: 92.2454; 2.2: 363.0363; 2.3: 24.4691; 2.4: -221.4537; 2.5: -14.9263
| 2 | 26.3 | 1: 51.3978; 1.1: 141.4845; 1.2: 0.18973; 1.3: 142.02; 1.4: 9.5181; 1.5: 141.4845; 1.6: 142.02; 1.7: 85.212; 1.8: 8.4594; 1.9: 710.1; 2: 22.6146; 2.1: 92.2564; 2.2: 364.3771; 2.3: 24.5128; 2.4: -222.8926; 2.5: -14.9947
| 2 | 26.35 | 1: 51.2644; 1.1: 141.3855; 1.2: 0.1896; 1.3: 142.29; 1.4: 9.4934; 1.5: 141.3855; 1.6: 142.29; 1.7: 85.374; 1.8: 8.4594; 1.9: 711.45; 2: 22.6576; 2.1: 92.2674; 2.2: 365.7203; 2.3: 24.5565; 2.4: -224.3348; 2.5: -15.0631
| 2 | 26.4 | 1: 51.1311; 1.1: 141.2855; 1.2: 0.18947; 1.3: 142.56; 1.4: 9.4687; 1.5: 141.2855; 1.6: 142.56; 1.7: 85.536; 1.8: 8.4594; 1.9: 712.8; 2: 22.7006; 2.1: 92.2784; 2.2: 367.066; 2.3: 24.6002; 2.4: -225.7805; 2.5: -15.1314
| 2 | 26.45 | 1: 50.998; 1.1: 141.1847; 1.2: 0.18933; 1.3: 142.83; 1.4: 9.4441; 1.5: 141.1847; 1.6: 142.83; 1.7: 85.698; 1.8: 8.4594; 1.9: 714.15; 2: 22.7436; 2.1: 92.2893; 2.2: 368.4143; 2.3: 24.6439; 2.4: -227.2296; 2.5: -15.1998
| 2 | 26.5 | 1: 50.8651; 1.1: 141.0829; 1.2: 0.1892; 1.3: 143.1; 1.4: 9.4195; 1.5: 141.0829; 1.6: 143.1; 1.7: 85.86; 1.8: 8.4594; 1.9: 715.5; 2: 22.7866; 2.1: 92.3001; 2.2: 369.765; 2.3: 24.6875; 2.4: -228.6821; 2.5: -15.2681
| 2 | 26.55 | 1: 50.7324; 1.1: 140.9803; 1.2: 0.18906; 1.3: 143.37; 1.4: 9.3949; 1.5: 140.9803; 1.6: 143.37; 1.7: 86.022; 1.8: 8.4594; 1.9: 716.85; 2: 22.8296; 2.1: 92.3109; 2.2: 371.1182; 2.3: 24.7312; 2.4: -230.1379; 2.5: -15.3363
| 2 | 26.6 | 1: 50.5999; 1.1: 140.8767; 1.2: 0.18892; 1.3: 143.64; 1.4: 9.3703; 1.5: 140.8767; 1.6: 143.64; 1.7: 86.184; 1.8: 8.4594; 1.9: 718.2; 2: 22.8726; 2.1: 92.3217; 2.2: 372.474; 2.3: 24.7749; 2.4: -231.5972; 2.5: -15.4046
| 2 | 26.65 | 1: 50.4675; 1.1: 140.7723; 1.2: 0.18878; 1.3: 143.91; 1.4: 9.3458; 1.5: 140.7723; 1.6: 143.91; 1.7: 86.346; 1.8: 8.4594; 1.9: 719.55; 2: 22.9156; 2.1: 92.3324; 2.2: 373.8322; 2.3: 24.8186; 2.4: -233.0599; 2.5: -15.4728
| 2 | 26.7 | 1: 50.3353; 1.1: 140.667; 1.2: 0.18864; 1.3: 144.18; 1.4: 9.3213; 1.5: 140.667; 1.6: 144.18; 1.7: 86.508; 1.8: 8.4594; 1.9: 720.9; 2: 22.9586; 2.1: 92.343; 2.2: 375.1929; 2.3: 24.8623; 2.4: -234.5259; 2.5: -15.5409
| 2 | 26.75 | 1: 50.2033; 1.1: 140.5608; 1.2: 0.1885; 1.3: 144.45; 1.4: 9.2969; 1.5: 140.5608; 1.6: 144.45; 1.7: 86.67; 1.8: 8.4594; 1.9: 722.25; 2: 23.0016; 2.1: 92.3537; 2.2: 376.5561; 2.3: 24.906; 2.4: -235.9954; 2.5: -15.6091
| 2 | 26.8 | 1: 50.0714; 1.1: 140.4537; 1.2: 0.18835; 1.3: 144.72; 1.4: 9.2725; 1.5: 140.4537; 1.6: 144.72; 1.7: 86.832; 1.8: 8.4594; 1.9: 723.6; 2: 23.0446; 2.1: 92.3642; 2.2: 377.9219; 2.3: 24.9497; 2.4: -237.4682; 2.5: -15.6772
| 2 | 26.85 | 1: 49.9397; 1.1: 140.3457; 1.2: 0.18821; 1.3: 144.99; 1.4: 9.2481; 1.5: 140.3457; 1.6: 144.99; 1.7: 86.994; 1.8: 8.4594; 1.9: 724.95; 2: 23.0876; 2.1: 92.3748; 2.2: 379.2901; 2.3: 24.9934; 2.4: -238.9444; 2.5: -15.7453
| 2 | 26.9 | 1: 49.8083; 1.1: 140.2368; 1.2: 0.18806; 1.3: 145.26; 1.4: 9.2238; 1.5: 140.2368; 1.6: 145.26; 1.7: 87.156; 1.8: 8.4594; 1.9: 726.3; 2: 23.1306; 2.1: 92.3852; 2.2: 380.6609; 2.3: 25.0371; 2.4: -240.4241; 2.5: -15.8133
| 2 | 26.95 | 1: 49.6769; 1.1: 140.1271; 1.2: 0.18791; 1.3: 145.53; 1.4: 9.1994; 1.5: 140.1271; 1.6: 145.53; 1.7: 87.318; 1.8: 8.4594; 1.9: 727.65; 2: 23.1736; 2.1: 92.3957; 2.2: 382.0341; 2.3: 25.0808; 2.4: -241.907; 2.5: -15.8814
| 2 | 27 | 1: 49.5458; 1.1: 140.0164; 1.2: 0.18777; 1.3: 145.8; 1.4: 9.1751; 1.5: 140.0164; 1.6: 145.8; 1.7: 87.48; 1.8: 8.4594; 1.9: 729; 2: 23.2166; 2.1: 92.4061; 2.2: 383.4098; 2.3: 25.1245; 2.4: -243.3934; 2.5: -15.9493
| 2 | 27.05 | 1: 49.4148; 1.1: 139.9049; 1.2: 0.18762; 1.3: 146.07; 1.4: 9.1509; 1.5: 139.9049; 1.6: 146.07; 1.7: 87.642; 1.8: 8.4594; 1.9: 730.35; 2: 23.2596; 2.1: 92.4164; 2.2: 384.7881; 2.3: 25.1682; 2.4: -244.8831; 2.5: -16.0173
| 2 | 27.1 | 1: 49.2841; 1.1: 139.7926; 1.2: 0.18746; 1.3: 146.34; 1.4: 9.1267; 1.5: 139.7926; 1.6: 146.34; 1.7: 87.804; 1.8: 8.4594; 1.9: 731.7; 2: 23.3025; 2.1: 92.4267; 2.2: 386.1688; 2.3: 25.2119; 2.4: -246.3763; 2.5: -16.0852
| 2 | 27.15 | 1: 49.1534; 1.1: 139.6793; 1.2: 0.18731; 1.3: 146.61; 1.4: 9.1025; 1.5: 139.6793; 1.6: 146.61; 1.7: 87.966; 1.8: 8.4594; 1.9: 733.05; 2: 23.3455; 2.1: 92.437; 2.2: 387.5521; 2.3: 25.2556; 2.4: -247.8728; 2.5: -16.1531
| 2 | 27.2 | 1: 49.023; 1.1: 139.5653; 1.2: 0.18716; 1.3: 146.88; 1.4: 9.0783; 1.5: 139.5653; 1.6: 146.88; 1.7: 88.128; 1.8: 8.4594; 1.9: 734.4; 2: 23.3885; 2.1: 92.4472; 2.2: 388.9379; 2.3: 25.2993; 2.4: -249.3726; 2.5: -16.221
| 2 | 27.25 | 1: 48.8928; 1.1: 139.4503; 1.2: 0.18701; 1.3: 147.15; 1.4: 9.0542; 1.5: 139.4503; 1.6: 147.15; 1.7: 88.29; 1.8: 8.4594; 1.9: 735.75; 2: 23.4315; 2.1: 92.4574; 2.2: 390.3261; 2.3: 25.3431; 2.4: -250.8758; 2.5: -16.2888
| 2 | 27.3 | 1: 48.7627; 1.1: 139.3345; 1.2: 0.18685; 1.3: 147.42; 1.4: 9.0301; 1.5: 139.3345; 1.6: 147.42; 1.7: 88.452; 1.8: 8.4594; 1.9: 737.1; 2: 23.4745; 2.1: 92.4675; 2.2: 391.7169; 2.3: 25.3868; 2.4: -252.3824; 2.5: -16.3566
| 2 | 27.35 | 1: 48.6328; 1.1: 139.2178; 1.2: 0.18669; 1.3: 147.69; 1.4: 9.0061; 1.5: 139.2178; 1.6: 147.69; 1.7: 88.614; 1.8: 8.4594; 1.9: 738.45; 2: 23.5175; 2.1: 92.4776; 2.2: 393.1102; 2.3: 25.4305; 2.4: -253.8924; 2.5: -16.4244
| 2 | 27.4 | 1: 48.503; 1.1: 139.1003; 1.2: 0.18654; 1.3: 147.96; 1.4: 8.982; 1.5: 139.1003; 1.6: 147.96; 1.7: 88.776; 1.8: 8.4594; 1.9: 739.8; 2: 23.5605; 2.1: 92.4877; 2.2: 394.506; 2.3: 25.4742; 2.4: -255.4057; 2.5: -16.4922
| 2 | 27.45 | 1: 48.3735; 1.1: 138.9819; 1.2: 0.18638; 1.3: 148.23; 1.4: 8.9581; 1.5: 138.9819; 1.6: 148.23; 1.7: 88.938; 1.8: 8.4594; 1.9: 741.15; 2: 23.6035; 2.1: 92.4977; 2.2: 395.9043; 2.3: 25.5179; 2.4: -256.9224; 2.5: -16.5599
| 2 | 27.5 | 1: 48.2441; 1.1: 138.8627; 1.2: 0.18622; 1.3: 148.5; 1.4: 8.9341; 1.5: 138.8627; 1.6: 148.5; 1.7: 89.1; 1.8: 8.4594; 1.9: 742.5; 2: 23.6465; 2.1: 92.5076; 2.2: 397.3051; 2.3: 25.5617; 2.4: -258.4424; 2.5: -16.6276
| 2 | 27.55 | 1: 48.1149; 1.1: 138.7426; 1.2: 0.18606; 1.3: 148.77; 1.4: 8.9102; 1.5: 138.7426; 1.6: 148.77; 1.7: 89.262; 1.8: 8.4594; 1.9: 743.85; 2: 23.6895; 2.1: 92.5175; 2.2: 398.7084; 2.3: 25.6054; 2.4: -259.9658; 2.5: -16.6952
| 2 | 27.6 | 1: 47.9859; 1.1: 138.6217; 1.2: 0.18589; 1.3: 149.04; 1.4: 8.8863; 1.5: 138.6217; 1.6: 149.04; 1.7: 89.424; 1.8: 8.4594; 1.9: 745.2; 2: 23.7325; 2.1: 92.5274; 2.2: 400.1142; 2.3: 25.6491; 2.4: -261.4925; 2.5: -16.7629
| 2 | 27.65 | 1: 47.8571; 1.1: 138.4999; 1.2: 0.18573; 1.3: 149.31; 1.4: 8.8624; 1.5: 138.4999; 1.6: 149.31; 1.7: 89.586; 1.8: 8.4594; 1.9: 746.55; 2: 23.7755; 2.1: 92.5373; 2.2: 401.5225; 2.3: 25.6929; 2.4: -263.0226; 2.5: -16.8305
| 2 | 27.7 | 1: 47.7284; 1.1: 138.3773; 1.2: 0.18557; 1.3: 149.58; 1.4: 8.8386; 1.5: 138.3773; 1.6: 149.58; 1.7: 89.748; 1.8: 8.4594; 1.9: 747.9; 2: 23.8185; 2.1: 92.547; 2.2: 402.9334; 2.3: 25.7366; 2.4: -264.556; 2.5: -16.898
| 2 | 27.75 | 1: 47.5999; 1.1: 138.2539; 1.2: 0.1854; 1.3: 149.85; 1.4: 8.8148; 1.5: 138.2539; 1.6: 149.85; 1.7: 89.91; 1.8: 8.4594; 1.9: 749.25; 2: 23.8615; 2.1: 92.5568; 2.2: 404.3467; 2.3: 25.7803; 2.4: -266.0928; 2.5: -16.9656
| 2 | 27.8 | 1: 47.4716; 1.1: 138.1297; 1.2: 0.18523; 1.3: 150.12; 1.4: 8.791; 1.5: 138.1297; 1.6: 150.12; 1.7: 90.072; 1.8: 8.4594; 1.9: 750.6; 2: 23.9045; 2.1: 92.5665; 2.2: 405.7626; 2.3: 25.8241; 2.4: -267.6329; 2.5: -17.0331
| 2 | 27.85 | 1: 47.3434; 1.1: 138.0046; 1.2: 0.18507; 1.3: 150.39; 1.4: 8.7673; 1.5: 138.0046; 1.6: 150.39; 1.7: 90.234; 1.8: 8.4594; 1.9: 751.95; 2: 23.9475; 2.1: 92.5762; 2.2: 407.181; 2.3: 25.8678; 2.4: -269.1764; 2.5: -17.1005
| 2 | 27.9 | 1: 47.2155; 1.1: 137.8787; 1.2: 0.1849; 1.3: 150.66; 1.4: 8.7436; 1.5: 137.8787; 1.6: 150.66; 1.7: 90.396; 1.8: 8.4594; 1.9: 753.3; 2: 23.9904; 2.1: 92.5858; 2.2: 408.6018; 2.3: 25.9116; 2.4: -270.7232; 2.5: -17.168
| 2 | 27.95 | 1: 47.0877; 1.1: 137.7519; 1.2: 0.18473; 1.3: 150.93; 1.4: 8.7199; 1.5: 137.7519; 1.6: 150.93; 1.7: 90.558; 1.8: 8.4594; 1.9: 754.65; 2: 24.0334; 2.1: 92.5954; 2.2: 410.0252; 2.3: 25.9553; 2.4: -272.2733; 2.5: -17.2354
| 2 | 28 | 1: 46.9601; 1.1: 137.6244; 1.2: 0.18456; 1.3: 151.2; 1.4: 8.6963; 1.5: 137.6244; 1.6: 151.2; 1.7: 90.72; 1.8: 8.4594; 1.9: 756; 2: 24.0764; 2.1: 92.6049; 2.2: 411.4511; 2.3: 25.9991; 2.4: -273.8268; 2.5: -17.3028
| 2 | 28.05 | 1: 46.8326; 1.1: 137.496; 1.2: 0.18439; 1.3: 151.47; 1.4: 8.6727; 1.5: 137.496; 1.6: 151.47; 1.7: 90.882; 1.8: 8.4594; 1.9: 757.35; 2: 24.1194; 2.1: 92.6144; 2.2: 412.8796; 2.3: 26.0428; 2.4: -275.3836; 2.5: -17.3701
| 2 | 28.1 | 1: 46.7054; 1.1: 137.3668; 1.2: 0.18421; 1.3: 151.74; 1.4: 8.6491; 1.5: 137.3668; 1.6: 151.74; 1.7: 91.044; 1.8: 8.4594; 1.9: 758.7; 2: 24.1624; 2.1: 92.6239; 2.2: 414.3105; 2.3: 26.0866; 2.4: -276.9437; 2.5: -17.4375
| 2 | 28.15 | 1: 46.5783; 1.1: 137.2368; 1.2: 0.18404; 1.3: 152.01; 1.4: 8.6256; 1.5: 137.2368; 1.6: 152.01; 1.7: 91.206; 1.8: 8.4594; 1.9: 760.05; 2: 24.2054; 2.1: 92.6333; 2.2: 415.7439; 2.3: 26.1304; 2.4: -278.5072; 2.5: -17.5047
| 2 | 28.2 | 1: 46.4514; 1.1: 137.1059; 1.2: 0.18386; 1.3: 152.28; 1.4: 8.6021; 1.5: 137.1059; 1.6: 152.28; 1.7: 91.368; 1.8: 8.4594; 1.9: 761.4; 2: 24.2484; 2.1: 92.6427; 2.2: 417.1799; 2.3: 26.1741; 2.4: -280.0739; 2.5: -17.572
| 2 | 28.25 | 1: 46.3247; 1.1: 136.9743; 1.2: 0.18369; 1.3: 152.55; 1.4: 8.5786; 1.5: 136.9743; 1.6: 152.55; 1.7: 91.53; 1.8: 8.4594; 1.9: 762.75; 2: 24.2914; 2.1: 92.652; 2.2: 418.6184; 2.3: 26.2179; 2.4: -281.644; 2.5: -17.6392
| 2 | 28.3 | 1: 46.1981; 1.1: 136.8419; 1.2: 0.18351; 1.3: 152.82; 1.4: 8.5552; 1.5: 136.8419; 1.6: 152.82; 1.7: 91.692; 1.8: 8.4594; 1.9: 764.1; 2: 24.3344; 2.1: 92.6613; 2.2: 420.0593; 2.3: 26.2617; 2.4: -283.2175; 2.5: -17.7064
| 2 | 28.35 | 1: 46.0717; 1.1: 136.7086; 1.2: 0.18333; 1.3: 153.09; 1.4: 8.5318; 1.5: 136.7086; 1.6: 153.09; 1.7: 91.854; 1.8: 8.4594; 1.9: 765.45; 2: 24.3774; 2.1: 92.6706; 2.2: 421.5028; 2.3: 26.3054; 2.4: -284.7942; 2.5: -17.7736
| 2 | 28.4 | 1: 45.9455; 1.1: 136.5746; 1.2: 0.18315; 1.3: 153.36; 1.4: 8.5084; 1.5: 136.5746; 1.6: 153.36; 1.7: 92.016; 1.8: 8.4594; 1.9: 766.8; 2: 24.4204; 2.1: 92.6798; 2.2: 422.9489; 2.3: 26.3492; 2.4: -286.3743; 2.5: -17.8408
| 2 | 28.45 | 1: 45.8195; 1.1: 136.4398; 1.2: 0.18297; 1.3: 153.63; 1.4: 8.4851; 1.5: 136.4398; 1.6: 153.63; 1.7: 92.178; 1.8: 8.4594; 1.9: 768.15; 2: 24.4634; 2.1: 92.689; 2.2: 424.3974; 2.3: 26.393; 2.4: -287.9576; 2.5: -17.9079
| 2 | 28.5 | 1: 45.6936; 1.1: 136.3041; 1.2: 0.18279; 1.3: 153.9; 1.4: 8.4618; 1.5: 136.3041; 1.6: 153.9; 1.7: 92.34; 1.8: 8.4594; 1.9: 769.5; 2: 24.5064; 2.1: 92.6981; 2.2: 425.8484; 2.3: 26.4367; 2.4: -289.5443; 2.5: -17.975
| 2 | 28.55 | 1: 45.568; 1.1: 136.1677; 1.2: 0.1826; 1.3: 154.17; 1.4: 8.4385; 1.5: 136.1677; 1.6: 154.17; 1.7: 92.502; 1.8: 8.4594; 1.9: 770.85; 2: 24.5494; 2.1: 92.7072; 2.2: 427.302; 2.3: 26.4805; 2.4: -291.1343; 2.5: -18.042
| 2 | 28.6 | 1: 45.4425; 1.1: 136.0305; 1.2: 0.18242; 1.3: 154.44; 1.4: 8.4153; 1.5: 136.0305; 1.6: 154.44; 1.7: 92.664; 1.8: 8.4594; 1.9: 772.2; 2: 24.5924; 2.1: 92.7163; 2.2: 428.7581; 2.3: 26.5243; 2.4: -292.7276; 2.5: -18.109
| 2 | 28.65 | 1: 45.3171; 1.1: 135.8925; 1.2: 0.18223; 1.3: 154.71; 1.4: 8.3921; 1.5: 135.8925; 1.6: 154.71; 1.7: 92.826; 1.8: 8.4594; 1.9: 773.55; 2: 24.6354; 2.1: 92.7253; 2.2: 430.2167; 2.3: 26.5681; 2.4: -294.3242; 2.5: -18.176
| 2 | 28.7 | 1: 45.192; 1.1: 135.7537; 1.2: 0.18205; 1.3: 154.98; 1.4: 8.3689; 1.5: 135.7537; 1.6: 154.98; 1.7: 92.988; 1.8: 8.4594; 1.9: 774.9; 2: 24.6783; 2.1: 92.7343; 2.2: 431.6778; 2.3: 26.6119; 2.4: -295.9241; 2.5: -18.243
| 2 | 28.75 | 1: 45.067; 1.1: 135.6142; 1.2: 0.18186; 1.3: 155.25; 1.4: 8.3457; 1.5: 135.6142; 1.6: 155.25; 1.7: 93.15; 1.8: 8.4594; 1.9: 776.25; 2: 24.7213; 2.1: 92.7432; 2.2: 433.1415; 2.3: 26.6557; 2.4: -297.5273; 2.5: -18.3099
| 2 | 28.8 | 1: 44.9422; 1.1: 135.4738; 1.2: 0.18167; 1.3: 155.52; 1.4: 8.3226; 1.5: 135.4738; 1.6: 155.52; 1.7: 93.312; 1.8: 8.4594; 1.9: 777.6; 2: 24.7643; 2.1: 92.7521; 2.2: 434.6076; 2.3: 26.6995; 2.4: -299.1338; 2.5: -18.3768
| 2 | 28.85 | 1: 44.8176; 1.1: 135.3327; 1.2: 0.18148; 1.3: 155.79; 1.4: 8.2996; 1.5: 135.3327; 1.6: 155.79; 1.7: 93.474; 1.8: 8.4594; 1.9: 778.95; 2: 24.8073; 2.1: 92.761; 2.2: 436.0763; 2.3: 26.7433; 2.4: -300.7436; 2.5: -18.4437
| 2 | 28.9 | 1: 44.6932; 1.1: 135.1908; 1.2: 0.18129; 1.3: 156.06; 1.4: 8.2765; 1.5: 135.1908; 1.6: 156.06; 1.7: 93.636; 1.8: 8.4594; 1.9: 780.3; 2: 24.8503; 2.1: 92.7698; 2.2: 437.5475; 2.3: 26.7871; 2.4: -302.3567; 2.5: -18.5106
| 2 | 28.95 | 1: 44.5689; 1.1: 135.0482; 1.2: 0.1811; 1.3: 156.33; 1.4: 8.2535; 1.5: 135.0482; 1.6: 156.33; 1.7: 93.798; 1.8: 8.4594; 1.9: 781.65; 2: 24.8933; 2.1: 92.7786; 2.2: 439.0212; 2.3: 26.8309; 2.4: -303.973; 2.5: -18.5774
| 2 | 29 | 1: 44.4448; 1.1: 134.9047; 1.2: 0.18091; 1.3: 156.6; 1.4: 8.2305; 1.5: 134.9047; 1.6: 156.6; 1.7: 93.96; 1.8: 8.4594; 1.9: 783; 2: 24.9363; 2.1: 92.7874; 2.2: 440.4974; 2.3: 26.8747; 2.4: -305.5927; 2.5: -18.6442
| 2 | 29.05 | 1: 44.3209; 1.1: 134.7605; 1.2: 0.18072; 1.3: 156.87; 1.4: 8.2076; 1.5: 134.7605; 1.6: 156.87; 1.7: 94.122; 1.8: 8.4594; 1.9: 784.35; 2: 24.9793; 2.1: 92.7961; 2.2: 441.9762; 2.3: 26.9185; 2.4: -307.2156; 2.5: -18.7109
| 2 | 29.1 | 1: 44.1971; 1.1: 134.6156; 1.2: 0.18052; 1.3: 157.14; 1.4: 8.1847; 1.5: 134.6156; 1.6: 157.14; 1.7: 94.284; 1.8: 8.4594; 1.9: 785.7; 2: 25.0223; 2.1: 92.8048; 2.2: 443.4574; 2.3: 26.9623; 2.4: -308.8419; 2.5: -18.7776
| 2 | 29.15 | 1: 44.0735; 1.1: 134.4699; 1.2: 0.18033; 1.3: 157.41; 1.4: 8.1618; 1.5: 134.4699; 1.6: 157.41; 1.7: 94.446; 1.8: 8.4594; 1.9: 787.05; 2: 25.0653; 2.1: 92.8134; 2.2: 444.9412; 2.3: 27.0061; 2.4: -310.4714; 2.5: -18.8443
| 2 | 29.2 | 1: 43.9502; 1.1: 134.3234; 1.2: 0.18013; 1.3: 157.68; 1.4: 8.1389; 1.5: 134.3234; 1.6: 157.68; 1.7: 94.608; 1.8: 8.4594; 1.9: 788.4; 2: 25.1083; 2.1: 92.822; 2.2: 446.4276; 2.3: 27.0499; 2.4: -312.1042; 2.5: -18.911
| 2 | 29.25 | 1: 43.8269; 1.1: 134.1762; 1.2: 0.17993; 1.3: 157.95; 1.4: 8.1161; 1.5: 134.1762; 1.6: 157.95; 1.7: 94.77; 1.8: 8.4594; 1.9: 789.75; 2: 25.1513; 2.1: 92.8306; 2.2: 447.9164; 2.3: 27.0937; 2.4: -313.7402; 2.5: -18.9776
| 2 | 29.3 | 1: 43.7039; 1.1: 134.0282; 1.2: 0.17973; 1.3: 158.22; 1.4: 8.0933; 1.5: 134.0282; 1.6: 158.22; 1.7: 94.932; 1.8: 8.4594; 1.9: 791.1; 2: 25.1943; 2.1: 92.8391; 2.2: 449.4078; 2.3: 27.1376; 2.4: -315.3796; 2.5: -19.0442
| 2 | 29.35 | 1: 43.581; 1.1: 133.8794; 1.2: 0.17954; 1.3: 158.49; 1.4: 8.0706; 1.5: 133.8794; 1.6: 158.49; 1.7: 95.094; 1.8: 8.4594; 1.9: 792.45; 2: 25.2373; 2.1: 92.8476; 2.2: 450.9016; 2.3: 27.1814; 2.4: -317.0222; 2.5: -19.1108
| 2 | 29.4 | 1: 43.4583; 1.1: 133.73; 1.2: 0.17933; 1.3: 158.76; 1.4: 8.0478; 1.5: 133.73; 1.6: 158.76; 1.7: 95.256; 1.8: 8.4594; 1.9: 793.8; 2: 25.2803; 2.1: 92.8561; 2.2: 452.398; 2.3: 27.2252; 2.4: -318.6681; 2.5: -19.1774
| 2 | 29.45 | 1: 43.3358; 1.1: 133.5797; 1.2: 0.17913; 1.3: 159.03; 1.4: 8.0251; 1.5: 133.5797; 1.6: 159.03; 1.7: 95.418; 1.8: 8.4594; 1.9: 795.15; 2: 25.3232; 2.1: 92.8645; 2.2: 453.897; 2.3: 27.269; 2.4: -320.3172; 2.5: -19.2439
| 2 | 29.5 | 1: 43.2135; 1.1: 133.4288; 1.2: 0.17893; 1.3: 159.3; 1.4: 8.0025; 1.5: 133.4288; 1.6: 159.3; 1.7: 95.58; 1.8: 8.4594; 1.9: 796.5; 2: 25.3662; 2.1: 92.8728; 2.2: 455.3984; 2.3: 27.3129; 2.4: -321.9697; 2.5: -19.3104
| 2 | 29.55 | 1: 43.0913; 1.1: 133.2771; 1.2: 0.17873; 1.3: 159.57; 1.4: 7.9799; 1.5: 133.2771; 1.6: 159.57; 1.7: 95.742; 1.8: 8.4594; 1.9: 797.85; 2: 25.4092; 2.1: 92.8812; 2.2: 456.9024; 2.3: 27.3567; 2.4: -323.6253; 2.5: -19.3768
| 2 | 29.6 | 1: 42.9693; 1.1: 133.1246; 1.2: 0.17852; 1.3: 159.84; 1.4: 7.9573; 1.5: 133.1246; 1.6: 159.84; 1.7: 95.904; 1.8: 8.4594; 1.9: 799.2; 2: 25.4522; 2.1: 92.8895; 2.2: 458.4089; 2.3: 27.4005; 2.4: -325.2843; 2.5: -19.4433
| 2 | 29.65 | 1: 42.8475; 1.1: 132.9715; 1.2: 0.17832; 1.3: 160.11; 1.4: 7.9347; 1.5: 132.9715; 1.6: 160.11; 1.7: 96.066; 1.8: 8.4594; 1.9: 800.55; 2: 25.4952; 2.1: 92.8978; 2.2: 459.9179; 2.3: 27.4444; 2.4: -326.9465; 2.5: -19.5097
| 2 | 29.7 | 1: 42.7258; 1.1: 132.8176; 1.2: 0.17811; 1.3: 160.38; 1.4: 7.9122; 1.5: 132.8176; 1.6: 160.38; 1.7: 96.228; 1.8: 8.4594; 1.9: 801.9; 2: 25.5382; 2.1: 92.906; 2.2: 461.4295; 2.3: 27.4882; 2.4: -328.6119; 2.5: -19.576
| 2 | 29.75 | 1: 42.6044; 1.1: 132.6629; 1.2: 0.1779; 1.3: 160.65; 1.4: 7.8897; 1.5: 132.6629; 1.6: 160.65; 1.7: 96.39; 1.8: 8.4594; 1.9: 803.25; 2: 25.5812; 2.1: 92.9142; 2.2: 462.9436; 2.3: 27.5321; 2.4: -330.2807; 2.5: -19.6424
| 2 | 29.8 | 1: 42.4831; 1.1: 132.5076; 1.2: 0.1777; 1.3: 160.92; 1.4: 7.8672; 1.5: 132.5076; 1.6: 160.92; 1.7: 96.552; 1.8: 8.4594; 1.9: 804.6; 2: 25.6242; 2.1: 92.9224; 2.2: 464.4602; 2.3: 27.5759; 2.4: -331.9526; 2.5: -19.7087
| 2 | 29.85 | 1: 42.362; 1.1: 132.3515; 1.2: 0.17749; 1.3: 161.19; 1.4: 7.8448; 1.5: 132.3515; 1.6: 161.19; 1.7: 96.714; 1.8: 8.4594; 1.9: 805.95; 2: 25.6672; 2.1: 92.9305; 2.2: 465.9793; 2.3: 27.6198; 2.4: -333.6278; 2.5: -19.775
| 2 | 29.9 | 1: 42.241; 1.1: 132.1947; 1.2: 0.17728; 1.3: 161.46; 1.4: 7.8224; 1.5: 132.1947; 1.6: 161.46; 1.7: 96.876; 1.8: 8.4594; 1.9: 807.3; 2: 25.7102; 2.1: 92.9386; 2.2: 467.501; 2.3: 27.6636; 2.4: -335.3063; 2.5: -19.8412
| 2 | 29.95 | 1: 42.1203; 1.1: 132.0372; 1.2: 0.17706; 1.3: 161.73; 1.4: 7.8; 1.5: 132.0372; 1.6: 161.73; 1.7: 97.038; 1.8: 8.4594; 1.9: 808.65; 2: 25.7532; 2.1: 92.9467; 2.2: 469.0252; 2.3: 27.7075; 2.4: -336.988; 2.5: -19.9074
| 2 | 30 | 1: 41.9997; 1.1: 131.8789; 1.2: 0.17685; 1.3: 162; 1.4: 7.7777; 1.5: 131.8789; 1.6: 162; 1.7: 97.2; 1.8: 8.4594; 1.9: 810; 2: 25.7962; 2.1: 92.9547; 2.2: 470.5519; 2.3: 27.7513; 2.4: -338.6729; 2.5: -19.9736
| 2 | 30.05 | 1: 41.8792; 1.1: 131.72; 1.2: 0.17664; 1.3: 162.27; 1.4: 7.7554; 1.5: 131.72; 1.6: 162.27; 1.7: 97.362; 1.8: 8.4594; 1.9: 811.35; 2: 25.8392; 2.1: 92.9627; 2.2: 472.0811; 2.3: 27.7952; 2.4: -340.3611; 2.5: -20.0398
| 2 | 30.1 | 1: 41.759; 1.1: 131.5603; 1.2: 0.17643; 1.3: 162.54; 1.4: 7.7331; 1.5: 131.5603; 1.6: 162.54; 1.7: 97.524; 1.8: 8.4594; 1.9: 812.7; 2: 25.8822; 2.1: 92.9706; 2.2: 473.6129; 2.3: 27.8391; 2.4: -342.0525; 2.5: -20.1059
| 2 | 30.15 | 1: 41.6389; 1.1: 131.4; 1.2: 0.17621; 1.3: 162.81; 1.4: 7.7109; 1.5: 131.4; 1.6: 162.81; 1.7: 97.686; 1.8: 8.4594; 1.9: 814.05; 2: 25.9252; 2.1: 92.9785; 2.2: 475.1472; 2.3: 27.8829; 2.4: -343.7472; 2.5: -20.172
| 2 | 30.2 | 1: 41.519; 1.1: 131.2389; 1.2: 0.17599; 1.3: 163.08; 1.4: 7.6887; 1.5: 131.2389; 1.6: 163.08; 1.7: 97.848; 1.8: 8.4594; 1.9: 815.4; 2: 25.9682; 2.1: 92.9864; 2.2: 476.684; 2.3: 27.9268; 2.4: -345.4451; 2.5: -20.2381
| 2 | 30.25 | 1: 41.3993; 1.1: 131.0771; 1.2: 0.17578; 1.3: 163.35; 1.4: 7.6665; 1.5: 131.0771; 1.6: 163.35; 1.7: 98.01; 1.8: 8.4594; 1.9: 816.75; 2: 26.0111; 2.1: 92.9943; 2.2: 478.2234; 2.3: 27.9707; 2.4: -347.1462; 2.5: -20.3042
| 2 | 30.3 | 1: 41.2798; 1.1: 130.9147; 1.2: 0.17556; 1.3: 163.62; 1.4: 7.6444; 1.5: 130.9147; 1.6: 163.62; 1.7: 98.172; 1.8: 8.4594; 1.9: 818.1; 2: 26.0541; 2.1: 93.0021; 2.2: 479.7652; 2.3: 28.0146; 2.4: -348.8506; 2.5: -20.3702
| 2 | 30.35 | 1: 41.1604; 1.1: 130.7515; 1.2: 0.17534; 1.3: 163.89; 1.4: 7.6223; 1.5: 130.7515; 1.6: 163.89; 1.7: 98.334; 1.8: 8.4594; 1.9: 819.45; 2: 26.0971; 2.1: 93.0099; 2.2: 481.3097; 2.3: 28.0585; 2.4: -350.5581; 2.5: -20.4362
| 2 | 30.4 | 1: 41.0412; 1.1: 130.5876; 1.2: 0.17512; 1.3: 164.16; 1.4: 7.6002; 1.5: 130.5876; 1.6: 164.16; 1.7: 98.496; 1.8: 8.4594; 1.9: 820.8; 2: 26.1401; 2.1: 93.0176; 2.2: 482.8566; 2.3: 28.1023; 2.4: -352.2689; 2.5: -20.5021
| 2 | 30.45 | 1: 40.9222; 1.1: 130.4231; 1.2: 0.1749; 1.3: 164.43; 1.4: 7.5782; 1.5: 130.4231; 1.6: 164.43; 1.7: 98.658; 1.8: 8.4594; 1.9: 822.15; 2: 26.1831; 2.1: 93.0253; 2.2: 484.4061; 2.3: 28.1462; 2.4: -353.983; 2.5: -20.568
| 2 | 30.5 | 1: 40.8033; 1.1: 130.2579; 1.2: 0.17468; 1.3: 164.7; 1.4: 7.5562; 1.5: 130.2579; 1.6: 164.7; 1.7: 98.82; 1.8: 8.4594; 1.9: 823.5; 2: 26.2261; 2.1: 93.033; 2.2: 485.9581; 2.3: 28.1901; 2.4: -355.7002; 2.5: -20.6339
| 2 | 30.55 | 1: 40.6847; 1.1: 130.0919; 1.2: 0.17446; 1.3: 164.97; 1.4: 7.5342; 1.5: 130.0919; 1.6: 164.97; 1.7: 98.982; 1.8: 8.4594; 1.9: 824.85; 2: 26.2691; 2.1: 93.0407; 2.2: 487.5126; 2.3: 28.234; 2.4: -357.4207; 2.5: -20.6998
| 2 | 30.6 | 1: 40.5662; 1.1: 129.9253; 1.2: 0.17423; 1.3: 165.24; 1.4: 7.5123; 1.5: 129.9253; 1.6: 165.24; 1.7: 99.144; 1.8: 8.4594; 1.9: 826.2; 2: 26.3121; 2.1: 93.0483; 2.2: 489.0697; 2.3: 28.2779; 2.4: -359.1443; 2.5: -20.7656
| 2 | 30.65 | 1: 40.4478; 1.1: 129.7581; 1.2: 0.17401; 1.3: 165.51; 1.4: 7.4903; 1.5: 129.7581; 1.6: 165.51; 1.7: 99.306; 1.8: 8.4594; 1.9: 827.55; 2: 26.3551; 2.1: 93.0559; 2.2: 490.6293; 2.3: 28.3218; 2.4: -360.8712; 2.5: -20.8315
| 2 | 30.7 | 1: 40.3297; 1.1: 129.5901; 1.2: 0.17378; 1.3: 165.78; 1.4: 7.4685; 1.5: 129.5901; 1.6: 165.78; 1.7: 99.468; 1.8: 8.4594; 1.9: 828.9; 2: 26.3981; 2.1: 93.0634; 2.2: 492.1914; 2.3: 28.3657; 2.4: -362.6013; 2.5: -20.8972
| 2 | 30.75 | 1: 40.2117; 1.1: 129.4214; 1.2: 0.17356; 1.3: 166.05; 1.4: 7.4466; 1.5: 129.4214; 1.6: 166.05; 1.7: 99.63; 1.8: 8.4594; 1.9: 830.25; 2: 26.4411; 2.1: 93.0709; 2.2: 493.7561; 2.3: 28.4096; 2.4: -364.3346; 2.5: -20.963
| 2 | 30.8 | 1: 40.0939; 1.1: 129.2521; 1.2: 0.17333; 1.3: 166.32; 1.4: 7.4248; 1.5: 129.2521; 1.6: 166.32; 1.7: 99.792; 1.8: 8.4594; 1.9: 831.6; 2: 26.4841; 2.1: 93.0784; 2.2: 495.3233; 2.3: 28.4535; 2.4: -366.0711; 2.5: -21.0287
| 2 | 30.85 | 1: 39.9763; 1.1: 129.0822; 1.2: 0.1731; 1.3: 166.59; 1.4: 7.403; 1.5: 129.0822; 1.6: 166.59; 1.7: 99.954; 1.8: 8.4594; 1.9: 832.95; 2: 26.5271; 2.1: 93.0859; 2.2: 496.893; 2.3: 28.4974; 2.4: -367.8109; 2.5: -21.0944
| 2 | 30.9 | 1: 39.8589; 1.1: 128.9115; 1.2: 0.17287; 1.3: 166.86; 1.4: 7.3813; 1.5: 128.9115; 1.6: 166.86; 1.7: 100.116; 1.8: 8.4594; 1.9: 834.3; 2: 26.5701; 2.1: 93.0933; 2.2: 498.4653; 2.3: 28.5413; 2.4: -369.5538; 2.5: -21.1601
| 2 | 30.95 | 1: 39.7416; 1.1: 128.7402; 1.2: 0.17264; 1.3: 167.13; 1.4: 7.3596; 1.5: 128.7402; 1.6: 167.13; 1.7: 100.278; 1.8: 8.4594; 1.9: 835.65; 2: 26.6131; 2.1: 93.1007; 2.2: 500.0401; 2.3: 28.5853; 2.4: -371.2999; 2.5: -21.2257
| 2 | 31 | 1: 39.6245; 1.1: 128.5682; 1.2: 0.17241; 1.3: 167.4; 1.4: 7.3379; 1.5: 128.5682; 1.6: 167.4; 1.7: 100.44; 1.8: 8.4594; 1.9: 837; 2: 26.6561; 2.1: 93.108; 2.2: 501.6174; 2.3: 28.6292; 2.4: -373.0492; 2.5: -21.2913
| 2 | 31.05 | 1: 39.5075; 1.1: 128.3956; 1.2: 0.17218; 1.3: 167.67; 1.4: 7.3162; 1.5: 128.3956; 1.6: 167.67; 1.7: 100.602; 1.8: 8.4594; 1.9: 838.35; 2: 26.699; 2.1: 93.1153; 2.2: 503.1973; 2.3: 28.6731; 2.4: -374.8017; 2.5: -21.3569
| 2 | 31.1 | 1: 39.3908; 1.1: 128.2223; 1.2: 0.17195; 1.3: 167.94; 1.4: 7.2946; 1.5: 128.2223; 1.6: 167.94; 1.7: 100.764; 1.8: 8.4594; 1.9: 839.7; 2: 26.742; 2.1: 93.1226; 2.2: 504.7797; 2.3: 28.717; 2.4: -376.5574; 2.5: -21.4224
| 2 | 31.15 | 1: 39.2742; 1.1: 128.0483; 1.2: 0.17172; 1.3: 168.21; 1.4: 7.273; 1.5: 128.0483; 1.6: 168.21; 1.7: 100.926; 1.8: 8.4594; 1.9: 841.05; 2: 26.785; 2.1: 93.1299; 2.2: 506.3646; 2.3: 28.7609; 2.4: -378.3163; 2.5: -21.4879
| 2 | 31.2 | 1: 39.1578; 1.1: 127.8738; 1.2: 0.17148; 1.3: 168.48; 1.4: 7.2514; 1.5: 127.8738; 1.6: 168.48; 1.7: 101.088; 1.8: 8.4594; 1.9: 842.4; 2: 26.828; 2.1: 93.1371; 2.2: 507.9521; 2.3: 28.8049; 2.4: -380.0783; 2.5: -21.5534
| 2 | 31.25 | 1: 39.0416; 1.1: 127.6985; 1.2: 0.17125; 1.3: 168.75; 1.4: 7.2299; 1.5: 127.6985; 1.6: 168.75; 1.7: 101.25; 1.8: 8.4594; 1.9: 843.75; 2: 26.871; 2.1: 93.1443; 2.2: 509.5421; 2.3: 28.8488; 2.4: -381.8436; 2.5: -21.6189
| 2 | 31.3 | 1: 38.9255; 1.1: 127.5226; 1.2: 0.17101; 1.3: 169.02; 1.4: 7.2084; 1.5: 127.5226; 1.6: 169.02; 1.7: 101.412; 1.8: 8.4594; 1.9: 845.1; 2: 26.914; 2.1: 93.1515; 2.2: 511.1346; 2.3: 28.8927; 2.4: -383.612; 2.5: -21.6843
| 2 | 31.35 | 1: 38.8096; 1.1: 127.3461; 1.2: 0.17077; 1.3: 169.29; 1.4: 7.187; 1.5: 127.3461; 1.6: 169.29; 1.7: 101.574; 1.8: 8.4594; 1.9: 846.45; 2: 26.957; 2.1: 93.1586; 2.2: 512.7297; 2.3: 28.9367; 2.4: -385.3836; 2.5: -21.7497
| 2 | 31.4 | 1: 38.6939; 1.1: 127.1689; 1.2: 0.17054; 1.3: 169.56; 1.4: 7.1655; 1.5: 127.1689; 1.6: 169.56; 1.7: 101.736; 1.8: 8.4594; 1.9: 847.8; 2: 27; 2.1: 93.1657; 2.2: 514.3273; 2.3: 28.9806; 2.4: -387.1584; 2.5: -21.8151
| 2 | 31.45 | 1: 38.5784; 1.1: 126.9911; 1.2: 0.1703; 1.3: 169.83; 1.4: 7.1441; 1.5: 126.9911; 1.6: 169.83; 1.7: 101.898; 1.8: 8.4594; 1.9: 849.15; 2: 27.043; 2.1: 93.1728; 2.2: 515.9275; 2.3: 29.0246; 2.4: -388.9364; 2.5: -21.8804
| 2 | 31.5 | 1: 38.463; 1.1: 126.8126; 1.2: 0.17006; 1.3: 170.1; 1.4: 7.1228; 1.5: 126.8126; 1.6: 170.1; 1.7: 102.06; 1.8: 8.4594; 1.9: 850.5; 2: 27.086; 2.1: 93.1798; 2.2: 517.5302; 2.3: 29.0685; 2.4: -390.7175; 2.5: -21.9457
| 2 | 31.55 | 1: 38.3479; 1.1: 126.6336; 1.2: 0.16982; 1.3: 170.37; 1.4: 7.1015; 1.5: 126.6336; 1.6: 170.37; 1.7: 102.222; 1.8: 8.4594; 1.9: 851.85; 2: 27.129; 2.1: 93.1868; 2.2: 519.1354; 2.3: 29.1125; 2.4: -392.5018; 2.5: -22.011
| 2 | 31.6 | 1: 38.2328; 1.1: 126.4538; 1.2: 0.16958; 1.3: 170.64; 1.4: 7.0802; 1.5: 126.4538; 1.6: 170.64; 1.7: 102.384; 1.8: 8.4594; 1.9: 853.2; 2: 27.172; 2.1: 93.1938; 2.2: 520.7431; 2.3: 29.1564; 2.4: -394.2893; 2.5: -22.0763
| 2 | 31.65 | 1: 38.118; 1.1: 126.2735; 1.2: 0.16934; 1.3: 170.91; 1.4: 7.0589; 1.5: 126.2735; 1.6: 170.91; 1.7: 102.546; 1.8: 8.4594; 1.9: 854.55; 2: 27.215; 2.1: 93.2007; 2.2: 522.3534; 2.3: 29.2004; 2.4: -396.0799; 2.5: -22.1415
| 2 | 31.7 | 1: 38.0033; 1.1: 126.0925; 1.2: 0.16909; 1.3: 171.18; 1.4: 7.0377; 1.5: 126.0925; 1.6: 171.18; 1.7: 102.708; 1.8: 8.4594; 1.9: 855.9; 2: 27.258; 2.1: 93.2076; 2.2: 523.9663; 2.3: 29.2443; 2.4: -397.8737; 2.5: -22.2067
| 2 | 31.75 | 1: 37.8888; 1.1: 125.911; 1.2: 0.16885; 1.3: 171.45; 1.4: 7.0165; 1.5: 125.911; 1.6: 171.45; 1.7: 102.87; 1.8: 8.4594; 1.9: 857.25; 2: 27.301; 2.1: 93.2145; 2.2: 525.5817; 2.3: 29.2883; 2.4: -399.6707; 2.5: -22.2719
| 2 | 31.8 | 1: 37.7745; 1.1: 125.7287; 1.2: 0.16861; 1.3: 171.72; 1.4: 6.9953; 1.5: 125.7287; 1.6: 171.72; 1.7: 103.032; 1.8: 8.4594; 1.9: 858.6; 2: 27.3439; 2.1: 93.2214; 2.2: 527.1996; 2.3: 29.3323; 2.4: -401.4708; 2.5: -22.337
| 2 | 31.85 | 1: 37.6604; 1.1: 125.5459; 1.2: 0.16836; 1.3: 171.99; 1.4: 6.9741; 1.5: 125.5459; 1.6: 171.99; 1.7: 103.194; 1.8: 8.4594; 1.9: 859.95; 2: 27.3869; 2.1: 93.2282; 2.2: 528.82; 2.3: 29.3762; 2.4: -403.2741; 2.5: -22.4021
| 2 | 31.9 | 1: 37.5464; 1.1: 125.3625; 1.2: 0.16811; 1.3: 172.26; 1.4: 6.953; 1.5: 125.3625; 1.6: 172.26; 1.7: 103.356; 1.8: 8.4594; 1.9: 861.3; 2: 27.4299; 2.1: 93.235; 2.2: 530.443; 2.3: 29.4202; 2.4: -405.0805; 2.5: -22.4672
| 2 | 31.95 | 1: 37.4326; 1.1: 125.1784; 1.2: 0.16787; 1.3: 172.53; 1.4: 6.932; 1.5: 125.1784; 1.6: 172.53; 1.7: 103.518; 1.8: 8.4594; 1.9: 862.65; 2: 27.4729; 2.1: 93.2417; 2.2: 532.0686; 2.3: 29.4642; 2.4: -406.8901; 2.5: -22.5322
| 2 | 32 | 1: 37.319; 1.1: 124.9938; 1.2: 0.16762; 1.3: 172.8; 1.4: 6.9109; 1.5: 124.9938; 1.6: 172.8; 1.7: 103.68; 1.8: 8.4594; 1.9: 864; 2: 27.5159; 2.1: 93.2485; 2.2: 533.6966; 2.3: 29.5082; 2.4: -408.7029; 2.5: -22.5972
| 2 | 32.05 | 1: 37.2056; 1.1: 124.8085; 1.2: 0.16737; 1.3: 173.07; 1.4: 6.8899; 1.5: 124.8085; 1.6: 173.07; 1.7: 103.842; 1.8: 8.4594; 1.9: 865.35; 2: 27.5589; 2.1: 93.2552; 2.2: 535.3272; 2.3: 29.5522; 2.4: -410.5187; 2.5: -22.6622
| 2 | 32.1 | 1: 37.0923; 1.1: 124.6226; 1.2: 0.16712; 1.3: 173.34; 1.4: 6.8689; 1.5: 124.6226; 1.6: 173.34; 1.7: 104.004; 1.8: 8.4594; 1.9: 866.7; 2: 27.6019; 2.1: 93.2619; 2.2: 536.9604; 2.3: 29.5961; 2.4: -412.3378; 2.5: -22.7272
| 2 | 32.15 | 1: 36.9792; 1.1: 124.4362; 1.2: 0.16687; 1.3: 173.61; 1.4: 6.848; 1.5: 124.4362; 1.6: 173.61; 1.7: 104.166; 1.8: 8.4594; 1.9: 868.05; 2: 27.6449; 2.1: 93.2685; 2.2: 538.5961; 2.3: 29.6401; 2.4: -414.1599; 2.5: -22.7921
| 2 | 32.2 | 1: 36.8663; 1.1: 124.2491; 1.2: 0.16662; 1.3: 173.88; 1.4: 6.8271; 1.5: 124.2491; 1.6: 173.88; 1.7: 104.328; 1.8: 8.4594; 1.9: 869.4; 2: 27.6879; 2.1: 93.2751; 2.2: 540.2343; 2.3: 29.6841; 2.4: -415.9852; 2.5: -22.857
| 2 | 32.25 | 1: 36.7535; 1.1: 124.0614; 1.2: 0.16637; 1.3: 174.15; 1.4: 6.8062; 1.5: 124.0614; 1.6: 174.15; 1.7: 104.49; 1.8: 8.4594; 1.9: 870.75; 2: 27.7309; 2.1: 93.2817; 2.2: 541.8751; 2.3: 29.7281; 2.4: -417.8137; 2.5: -22.9219
| 2 | 32.3 | 1: 36.6409; 1.1: 123.8732; 1.2: 0.16612; 1.3: 174.42; 1.4: 6.7854; 1.5: 123.8732; 1.6: 174.42; 1.7: 104.652; 1.8: 8.4594; 1.9: 872.1; 2: 27.7739; 2.1: 93.2883; 2.2: 543.5184; 2.3: 29.7721; 2.4: -419.6452; 2.5: -22.9868
| 2 | 32.35 | 1: 36.5285; 1.1: 123.6843; 1.2: 0.16586; 1.3: 174.69; 1.4: 6.7645; 1.5: 123.6843; 1.6: 174.69; 1.7: 104.814; 1.8: 8.4594; 1.9: 873.45; 2: 27.8169; 2.1: 93.2948; 2.2: 545.1643; 2.3: 29.8161; 2.4: -421.48; 2.5: -23.0516
| 2 | 32.4 | 1: 36.4163; 1.1: 123.4949; 1.2: 0.16561; 1.3: 174.96; 1.4: 6.7438; 1.5: 123.4949; 1.6: 174.96; 1.7: 104.976; 1.8: 8.4594; 1.9: 874.8; 2: 27.8599; 2.1: 93.3013; 2.2: 546.8127; 2.3: 29.8601; 2.4: -423.3178; 2.5: -23.1164
| 2 | 32.45 | 1: 36.3042; 1.1: 123.3049; 1.2: 0.16535; 1.3: 175.23; 1.4: 6.723; 1.5: 123.3049; 1.6: 175.23; 1.7: 105.138; 1.8: 8.4594; 1.9: 876.15; 2: 27.9029; 2.1: 93.3078; 2.2: 548.4636; 2.3: 29.9041; 2.4: -425.1588; 2.5: -23.1811
| 2 | 32.5 | 1: 36.1923; 1.1: 123.1143; 1.2: 0.1651; 1.3: 175.5; 1.4: 6.7023; 1.5: 123.1143; 1.6: 175.5; 1.7: 105.3; 1.8: 8.4594; 1.9: 877.5; 2: 27.9459; 2.1: 93.3142; 2.2: 550.1171; 2.3: 29.9481; 2.4: -427.0028; 2.5: -23.2458
| 2 | 32.55 | 1: 36.0806; 1.1: 122.9231; 1.2: 0.16484; 1.3: 175.77; 1.4: 6.6816; 1.5: 122.9231; 1.6: 175.77; 1.7: 105.462; 1.8: 8.4594; 1.9: 878.85; 2: 27.9889; 2.1: 93.3206; 2.2: 551.7731; 2.3: 29.9921; 2.4: -428.8501; 2.5: -23.3105
| 2 | 32.6 | 1: 35.9691; 1.1: 122.7313; 1.2: 0.16459; 1.3: 176.04; 1.4: 6.6609; 1.5: 122.7313; 1.6: 176.04; 1.7: 105.624; 1.8: 8.4594; 1.9: 880.2; 2: 28.0318; 2.1: 93.327; 2.2: 553.4317; 2.3: 30.0362; 2.4: -430.7004; 2.5: -23.3752
| 2 | 32.65 | 1: 35.8577; 1.1: 122.539; 1.2: 0.16433; 1.3: 176.31; 1.4: 6.6403; 1.5: 122.539; 1.6: 176.31; 1.7: 105.786; 1.8: 8.4594; 1.9: 881.55; 2: 28.0748; 2.1: 93.3334; 2.2: 555.0928; 2.3: 30.0802; 2.4: -432.5538; 2.5: -23.4399
| 2 | 32.7 | 1: 35.7465; 1.1: 122.3461; 1.2: 0.16407; 1.3: 176.58; 1.4: 6.6197; 1.5: 122.3461; 1.6: 176.58; 1.7: 105.948; 1.8: 8.4594; 1.9: 882.9; 2: 28.1178; 2.1: 93.3397; 2.2: 556.7565; 2.3: 30.1242; 2.4: -434.4104; 2.5: -23.5045
| 2 | 32.75 | 1: 35.6355; 1.1: 122.1526; 1.2: 0.16381; 1.3: 176.85; 1.4: 6.5992; 1.5: 122.1526; 1.6: 176.85; 1.7: 106.11; 1.8: 8.4594; 1.9: 884.25; 2: 28.1608; 2.1: 93.346; 2.2: 558.4227; 2.3: 30.1682; 2.4: -436.2701; 2.5: -23.569
| 2 | 32.8 | 1: 35.5247; 1.1: 121.9585; 1.2: 0.16355; 1.3: 177.12; 1.4: 6.5786; 1.5: 121.9585; 1.6: 177.12; 1.7: 106.272; 1.8: 8.4594; 1.9: 885.6; 2: 28.2038; 2.1: 93.3523; 2.2: 560.0914; 2.3: 30.2122; 2.4: -438.1329; 2.5: -23.6336
| 2 | 32.85 | 1: 35.414; 1.1: 121.7639; 1.2: 0.16329; 1.3: 177.39; 1.4: 6.5581; 1.5: 121.7639; 1.6: 177.39; 1.7: 106.434; 1.8: 8.4594; 1.9: 886.95; 2: 28.2468; 2.1: 93.3586; 2.2: 561.7627; 2.3: 30.2563; 2.4: -439.9988; 2.5: -23.6981
| 2 | 32.9 | 1: 35.3035; 1.1: 121.5688; 1.2: 0.16303; 1.3: 177.66; 1.4: 6.5377; 1.5: 121.5688; 1.6: 177.66; 1.7: 106.596; 1.8: 8.4594; 1.9: 888.3; 2: 28.2898; 2.1: 93.3648; 2.2: 563.4365; 2.3: 30.3003; 2.4: -441.8678; 2.5: -23.7626
| 2 | 32.95 | 1: 35.1932; 1.1: 121.373; 1.2: 0.16276; 1.3: 177.93; 1.4: 6.5173; 1.5: 121.373; 1.6: 177.93; 1.7: 106.758; 1.8: 8.4594; 1.9: 889.65; 2: 28.3328; 2.1: 93.371; 2.2: 565.1129; 2.3: 30.3443; 2.4: -443.7399; 2.5: -23.8271
| 2 | 33 | 1: 35.083; 1.1: 121.1767; 1.2: 0.1625; 1.3: 178.2; 1.4: 6.4969; 1.5: 121.1767; 1.6: 178.2; 1.7: 106.92; 1.8: 8.4594; 1.9: 891; 2: 28.3758; 2.1: 93.3771; 2.2: 566.7918; 2.3: 30.3884; 2.4: -445.6151; 2.5: -23.8915
| 2 | 33.05 | 1: 34.973; 1.1: 120.9799; 1.2: 0.16224; 1.3: 178.47; 1.4: 6.4765; 1.5: 120.9799; 1.6: 178.47; 1.7: 107.082; 1.8: 8.4594; 1.9: 892.35; 2: 28.4188; 2.1: 93.3833; 2.2: 568.4733; 2.3: 30.4324; 2.4: -447.4934; 2.5: -23.9559
| 2 | 33.1 | 1: 34.8632; 1.1: 120.7825; 1.2: 0.16197; 1.3: 178.74; 1.4: 6.4562; 1.5: 120.7825; 1.6: 178.74; 1.7: 107.244; 1.8: 8.4594; 1.9: 893.7; 2: 28.4618; 2.1: 93.3894; 2.2: 570.1573; 2.3: 30.4765; 2.4: -449.3748; 2.5: -24.0203
| 2 | 33.15 | 1: 34.7536; 1.1: 120.5846; 1.2: 0.16171; 1.3: 179.01; 1.4: 6.4359; 1.5: 120.5846; 1.6: 179.01; 1.7: 107.406; 1.8: 8.4594; 1.9: 895.05; 2: 28.5048; 2.1: 93.3955; 2.2: 571.8439; 2.3: 30.5205; 2.4: -451.2593; 2.5: -24.0847
| 2 | 33.2 | 1: 34.6441; 1.1: 120.3861; 1.2: 0.16144; 1.3: 179.28; 1.4: 6.4156; 1.5: 120.3861; 1.6: 179.28; 1.7: 107.568; 1.8: 8.4594; 1.9: 896.4; 2: 28.5478; 2.1: 93.4015; 2.2: 573.533; 2.3: 30.5646; 2.4: -453.1469; 2.5: -24.149
| 2 | 33.25 | 1: 34.5349; 1.1: 120.1871; 1.2: 0.16117; 1.3: 179.55; 1.4: 6.3953; 1.5: 120.1871; 1.6: 179.55; 1.7: 107.73; 1.8: 8.4594; 1.9: 897.75; 2: 28.5908; 2.1: 93.4076; 2.2: 575.2246; 2.3: 30.6086; 2.4: -455.0376; 2.5: -24.2133
| 2 | 33.3 | 1: 34.4257; 1.1: 119.9875; 1.2: 0.16091; 1.3: 179.82; 1.4: 6.3751; 1.5: 119.9875; 1.6: 179.82; 1.7: 107.892; 1.8: 8.4594; 1.9: 899.1; 2: 28.6338; 2.1: 93.4136; 2.2: 576.9188; 2.3: 30.6527; 2.4: -456.9313; 2.5: -24.2775
| 2 | 33.35 | 1: 34.3168; 1.1: 119.7874; 1.2: 0.16064; 1.3: 180.09; 1.4: 6.355; 1.5: 119.7874; 1.6: 180.09; 1.7: 108.054; 1.8: 8.4594; 1.9: 900.45; 2: 28.6768; 2.1: 93.4196; 2.2: 578.6156; 2.3: 30.6967; 2.4: -458.8282; 2.5: -24.3418
| 2 | 33.4 | 1: 34.208; 1.1: 119.5867; 1.2: 0.16037; 1.3: 180.36; 1.4: 6.3348; 1.5: 119.5867; 1.6: 180.36; 1.7: 108.216; 1.8: 8.4594; 1.9: 901.8; 2: 28.7197; 2.1: 93.4255; 2.2: 580.3148; 2.3: 30.7408; 2.4: -460.7281; 2.5: -24.406
| 2 | 33.45 | 1: 34.0994; 1.1: 119.3856; 1.2: 0.1601; 1.3: 180.63; 1.4: 6.3147; 1.5: 119.3856; 1.6: 180.63; 1.7: 108.378; 1.8: 8.4594; 1.9: 903.15; 2: 28.7627; 2.1: 93.4314; 2.2: 582.0167; 2.3: 30.7849; 2.4: -462.6311; 2.5: -24.4701
| 2 | 33.5 | 1: 33.991; 1.1: 119.1839; 1.2: 0.15983; 1.3: 180.9; 1.4: 6.2946; 1.5: 119.1839; 1.6: 180.9; 1.7: 108.54; 1.8: 8.4594; 1.9: 904.5; 2: 28.8057; 2.1: 93.4374; 2.2: 583.7211; 2.3: 30.8289; 2.4: -464.5372; 2.5: -24.5343
| 2 | 33.55 | 1: 33.8828; 1.1: 118.9816; 1.2: 0.15956; 1.3: 181.17; 1.4: 6.2746; 1.5: 118.9816; 1.6: 181.17; 1.7: 108.702; 1.8: 8.4594; 1.9: 905.85; 2: 28.8487; 2.1: 93.4432; 2.2: 585.428; 2.3: 30.873; 2.4: -466.4464; 2.5: -24.5984
| 2 | 33.6 | 1: 33.7747; 1.1: 118.7789; 1.2: 0.15929; 1.3: 181.44; 1.4: 6.2546; 1.5: 118.7789; 1.6: 181.44; 1.7: 108.864; 1.8: 8.4594; 1.9: 907.2; 2: 28.8917; 2.1: 93.4491; 2.2: 587.1375; 2.3: 30.9171; 2.4: -468.3586; 2.5: -24.6625
| 2 | 33.65 | 1: 33.6668; 1.1: 118.5756; 1.2: 0.15901; 1.3: 181.71; 1.4: 6.2346; 1.5: 118.5756; 1.6: 181.71; 1.7: 109.026; 1.8: 8.4594; 1.9: 908.55; 2: 28.9347; 2.1: 93.4549; 2.2: 588.8495; 2.3: 30.9611; 2.4: -470.2739; 2.5: -24.7266
| 2 | 33.7 | 1: 33.5591; 1.1: 118.3718; 1.2: 0.15874; 1.3: 181.98; 1.4: 6.2146; 1.5: 118.3718; 1.6: 181.98; 1.7: 109.188; 1.8: 8.4594; 1.9: 909.9; 2: 28.9777; 2.1: 93.4607; 2.2: 590.5641; 2.3: 31.0052; 2.4: -472.1923; 2.5: -24.7906
| 2 | 33.75 | 1: 33.4515; 1.1: 118.1675; 1.2: 0.15847; 1.3: 182.25; 1.4: 6.1947; 1.5: 118.1675; 1.6: 182.25; 1.7: 109.35; 1.8: 8.4594; 1.9: 911.25; 2: 29.0207; 2.1: 93.4665; 2.2: 592.2812; 2.3: 31.0493; 2.4: -474.1137; 2.5: -24.8546
| 2 | 33.8 | 1: 33.3441; 1.1: 117.9627; 1.2: 0.15819; 1.3: 182.52; 1.4: 6.1748; 1.5: 117.9627; 1.6: 182.52; 1.7: 109.512; 1.8: 8.4594; 1.9: 912.6; 2: 29.0637; 2.1: 93.4722; 2.2: 594.0008; 2.3: 31.0934; 2.4: -476.0382; 2.5: -24.9186
| 2 | 33.85 | 1: 33.2369; 1.1: 117.7573; 1.2: 0.15792; 1.3: 182.79; 1.4: 6.155; 1.5: 117.7573; 1.6: 182.79; 1.7: 109.674; 1.8: 8.4594; 1.9: 913.95; 2: 29.1067; 2.1: 93.478; 2.2: 595.7231; 2.3: 31.1375; 2.4: -477.9657; 2.5: -24.9825
| 2 | 33.9 | 1: 33.1299; 1.1: 117.5515; 1.2: 0.15764; 1.3: 183.06; 1.4: 6.1352; 1.5: 117.5515; 1.6: 183.06; 1.7: 109.836; 1.8: 8.4594; 1.9: 915.3; 2: 29.1497; 2.1: 93.4837; 2.2: 597.4478; 2.3: 31.1816; 2.4: -479.8963; 2.5: -25.0464
| 2 | 33.95 | 1: 33.023; 1.1: 117.3451; 1.2: 0.15736; 1.3: 183.33; 1.4: 6.1154; 1.5: 117.3451; 1.6: 183.33; 1.7: 109.998; 1.8: 8.4594; 1.9: 916.65; 2: 29.1927; 2.1: 93.4893; 2.2: 599.1751; 2.3: 31.2257; 2.4: -481.83; 2.5: -25.1103
| 2 | 34 | 1: 32.9163; 1.1: 117.1383; 1.2: 0.15709; 1.3: 183.6; 1.4: 6.0956; 1.5: 117.1383; 1.6: 183.6; 1.7: 110.16; 1.8: 8.4594; 1.9: 918; 2: 29.2357; 2.1: 93.495; 2.2: 600.905; 2.3: 31.2698; 2.4: -483.7667; 2.5: -25.1742
| 2 | 34.05 | 1: 32.8098; 1.1: 116.9309; 1.2: 0.15681; 1.3: 183.87; 1.4: 6.0759; 1.5: 116.9309; 1.6: 183.87; 1.7: 110.322; 1.8: 8.4594; 1.9: 919.35; 2: 29.2787; 2.1: 93.5006; 2.2: 602.6374; 2.3: 31.3139; 2.4: -485.7065; 2.5: -25.238
| 2 | 34.1 | 1: 32.7035; 1.1: 116.7231; 1.2: 0.15653; 1.3: 184.14; 1.4: 6.0562; 1.5: 116.7231; 1.6: 184.14; 1.7: 110.484; 1.8: 8.4594; 1.9: 920.7; 2: 29.3217; 2.1: 93.5062; 2.2: 604.3724; 2.3: 31.358; 2.4: -487.6493; 2.5: -25.3018
| 2 | 34.15 | 1: 32.5973; 1.1: 116.5147; 1.2: 0.15625; 1.3: 184.41; 1.4: 6.0365; 1.5: 116.5147; 1.6: 184.41; 1.7: 110.646; 1.8: 8.4594; 1.9: 922.05; 2: 29.3646; 2.1: 93.5118; 2.2: 606.1099; 2.3: 31.4021; 2.4: -489.5952; 2.5: -25.3655
| 2 | 34.2 | 1: 32.4913; 1.1: 116.3059; 1.2: 0.15597; 1.3: 184.68; 1.4: 6.0169; 1.5: 116.3059; 1.6: 184.68; 1.7: 110.808; 1.8: 8.4594; 1.9: 923.4; 2: 29.4076; 2.1: 93.5173; 2.2: 607.8499; 2.3: 31.4462; 2.4: -491.5441; 2.5: -25.4293
| 2 | 34.25 | 1: 32.3855; 1.1: 116.0965; 1.2: 0.15569; 1.3: 184.95; 1.4: 5.9973; 1.5: 116.0965; 1.6: 184.95; 1.7: 110.97; 1.8: 8.4594; 1.9: 924.75; 2: 29.4506; 2.1: 93.5229; 2.2: 609.5925; 2.3: 31.4903; 2.4: -493.496; 2.5: -25.493
| 2 | 34.3 | 1: 32.2798; 1.1: 115.8867; 1.2: 0.15541; 1.3: 185.22; 1.4: 5.9777; 1.5: 115.8867; 1.6: 185.22; 1.7: 111.132; 1.8: 8.4594; 1.9: 926.1; 2: 29.4936; 2.1: 93.5284; 2.2: 611.3377; 2.3: 31.5344; 2.4: -495.451; 2.5: -25.5567
| 2 | 34.35 | 1: 32.1743; 1.1: 115.6764; 1.2: 0.15512; 1.3: 185.49; 1.4: 5.9582; 1.5: 115.6764; 1.6: 185.49; 1.7: 111.294; 1.8: 8.4594; 1.9: 927.45; 2: 29.5366; 2.1: 93.5338; 2.2: 613.0854; 2.3: 31.5785; 2.4: -497.409; 2.5: -25.6203
| 2 | 34.4 | 1: 32.069; 1.1: 115.4656; 1.2: 0.15484; 1.3: 185.76; 1.4: 5.9387; 1.5: 115.4656; 1.6: 185.76; 1.7: 111.456; 1.8: 8.4594; 1.9: 928.8; 2: 29.5796; 2.1: 93.5393; 2.2: 614.8356; 2.3: 31.6227; 2.4: -499.37; 2.5: -25.684
| 2 | 34.45 | 1: 31.9639; 1.1: 115.2544; 1.2: 0.15456; 1.3: 186.03; 1.4: 5.9192; 1.5: 115.2544; 1.6: 186.03; 1.7: 111.618; 1.8: 8.4594; 1.9: 930.15; 2: 29.6226; 2.1: 93.5447; 2.2: 616.5884; 2.3: 31.6668; 2.4: -501.3341; 2.5: -25.7475
| 2 | 34.5 | 1: 31.8589; 1.1: 115.0426; 1.2: 0.15427; 1.3: 186.3; 1.4: 5.8998; 1.5: 115.0426; 1.6: 186.3; 1.7: 111.78; 1.8: 8.4594; 1.9: 931.5; 2: 29.6656; 2.1: 93.5501; 2.2: 618.3438; 2.3: 31.7109; 2.4: -503.3012; 2.5: -25.8111
| 2 | 34.55 | 1: 31.7541; 1.1: 114.8304; 1.2: 0.15399; 1.3: 186.57; 1.4: 5.8804; 1.5: 114.8304; 1.6: 186.57; 1.7: 111.942; 1.8: 8.4594; 1.9: 932.85; 2: 29.7086; 2.1: 93.5555; 2.2: 620.1017; 2.3: 31.755; 2.4: -505.2713; 2.5: -25.8746
| 2 | 34.6 | 1: 31.6495; 1.1: 114.6177; 1.2: 0.1537; 1.3: 186.84; 1.4: 5.861; 1.5: 114.6177; 1.6: 186.84; 1.7: 112.104; 1.8: 8.4594; 1.9: 934.2; 2: 29.7516; 2.1: 93.5609; 2.2: 621.8622; 2.3: 31.7992; 2.4: -507.2445; 2.5: -25.9382
| 2 | 34.65 | 1: 31.5451; 1.1: 114.4045; 1.2: 0.15342; 1.3: 187.11; 1.4: 5.8417; 1.5: 114.4045; 1.6: 187.11; 1.7: 112.266; 1.8: 8.4594; 1.9: 935.55; 2: 29.7946; 2.1: 93.5662; 2.2: 623.6252; 2.3: 31.8433; 2.4: -509.2206; 2.5: -26.0016
| 2 | 34.7 | 1: 31.4408; 1.1: 114.1909; 1.2: 0.15313; 1.3: 187.38; 1.4: 5.8224; 1.5: 114.1909; 1.6: 187.38; 1.7: 112.428; 1.8: 8.4594; 1.9: 936.9; 2: 29.8376; 2.1: 93.5715; 2.2: 625.3907; 2.3: 31.8875; 2.4: -511.1998; 2.5: -26.0651
| 2 | 34.75 | 1: 31.3367; 1.1: 113.9768; 1.2: 0.15285; 1.3: 187.65; 1.4: 5.8031; 1.5: 113.9768; 1.6: 187.65; 1.7: 112.59; 1.8: 8.4594; 1.9: 938.25; 2: 29.8806; 2.1: 93.5768; 2.2: 627.1588; 2.3: 31.9316; 2.4: -513.182; 2.5: -26.1285
| 2 | 34.8 | 1: 31.2328; 1.1: 113.7623; 1.2: 0.15256; 1.3: 187.92; 1.4: 5.7838; 1.5: 113.7623; 1.6: 187.92; 1.7: 112.752; 1.8: 8.4594; 1.9: 939.6; 2: 29.9236; 2.1: 93.5821; 2.2: 628.9295; 2.3: 31.9757; 2.4: -515.1672; 2.5: -26.1919
| 2 | 34.85 | 1: 31.129; 1.1: 113.5473; 1.2: 0.15227; 1.3: 188.19; 1.4: 5.7646; 1.5: 113.5473; 1.6: 188.19; 1.7: 112.914; 1.8: 8.4594; 1.9: 940.95; 2: 29.9666; 2.1: 93.5873; 2.2: 630.7027; 2.3: 32.0199; 2.4: -517.1554; 2.5: -26.2553
| 2 | 34.9 | 1: 31.0254; 1.1: 113.3318; 1.2: 0.15198; 1.3: 188.46; 1.4: 5.7455; 1.5: 113.3318; 1.6: 188.46; 1.7: 113.076; 1.8: 8.4594; 1.9: 942.3; 2: 30.0096; 2.1: 93.5926; 2.2: 632.4785; 2.3: 32.064; 2.4: -519.1467; 2.5: -26.3186
| 2 | 34.95 | 1: 30.922; 1.1: 113.1159; 1.2: 0.15169; 1.3: 188.73; 1.4: 5.7263; 1.5: 113.1159; 1.6: 188.73; 1.7: 113.238; 1.8: 8.4594; 1.9: 943.65; 2: 30.0525; 2.1: 93.5978; 2.2: 634.2568; 2.3: 32.1082; 2.4: -521.1409; 2.5: -26.3819
| 2 | 35 | 1: 30.8188; 1.1: 112.8995; 1.2: 0.1514; 1.3: 189; 1.4: 5.7072; 1.5: 112.8995; 1.6: 189; 1.7: 113.4; 1.8: 8.4594; 1.9: 945; 2: 30.0955; 2.1: 93.6029; 2.2: 636.0377; 2.3: 32.1523; 2.4: -523.1381; 2.5: -26.4452
| 2 | 35.05 | 1: 30.7157; 1.1: 112.6827; 1.2: 0.15111; 1.3: 189.27; 1.4: 5.6881; 1.5: 112.6827; 1.6: 189.27; 1.7: 113.562; 1.8: 8.4594; 1.9: 946.35; 2: 30.1385; 2.1: 93.6081; 2.2: 637.8211; 2.3: 32.1965; 2.4: -525.1384; 2.5: -26.5084
| 2 | 35.1 | 1: 30.6128; 1.1: 112.4655; 1.2: 0.15082; 1.3: 189.54; 1.4: 5.669; 1.5: 112.4655; 1.6: 189.54; 1.7: 113.724; 1.8: 8.4594; 1.9: 947.7; 2: 30.1815; 2.1: 93.6132; 2.2: 639.6071; 2.3: 32.2407; 2.4: -527.1416; 2.5: -26.5716
| 2 | 35.15 | 1: 30.5101; 1.1: 112.2478; 1.2: 0.15053; 1.3: 189.81; 1.4: 5.65; 1.5: 112.2478; 1.6: 189.81; 1.7: 113.886; 1.8: 8.4594; 1.9: 949.05; 2: 30.2245; 2.1: 93.6183; 2.2: 641.3956; 2.3: 32.2848; 2.4: -529.1478; 2.5: -26.6348
| 2 | 35.2 | 1: 30.4076; 1.1: 112.0296; 1.2: 0.15023; 1.3: 190.08; 1.4: 5.631; 1.5: 112.0296; 1.6: 190.08; 1.7: 114.048; 1.8: 8.4594; 1.9: 950.4; 2: 30.2675; 2.1: 93.6234; 2.2: 643.1867; 2.3: 32.329; 2.4: -531.157; 2.5: -26.698
| 2 | 35.25 | 1: 30.3052; 1.1: 111.8111; 1.2: 0.14994; 1.3: 190.35; 1.4: 5.6121; 1.5: 111.8111; 1.6: 190.35; 1.7: 114.21; 1.8: 8.4594; 1.9: 951.75; 2: 30.3105; 2.1: 93.6285; 2.2: 644.9803; 2.3: 32.3732; 2.4: -533.1692; 2.5: -26.7611
| 2 | 35.3 | 1: 30.203; 1.1: 111.5921; 1.2: 0.14965; 1.3: 190.62; 1.4: 5.5931; 1.5: 111.5921; 1.6: 190.62; 1.7: 114.372; 1.8: 8.4594; 1.9: 953.1; 2: 30.3535; 2.1: 93.6335; 2.2: 646.7765; 2.3: 32.4173; 2.4: -535.1844; 2.5: -26.8242
| 2 | 35.35 | 1: 30.101; 1.1: 111.3726; 1.2: 0.14935; 1.3: 190.89; 1.4: 5.5743; 1.5: 111.3726; 1.6: 190.89; 1.7: 114.534; 1.8: 8.4594; 1.9: 954.45; 2: 30.3965; 2.1: 93.6386; 2.2: 648.5752; 2.3: 32.4615; 2.4: -537.2026; 2.5: -26.8873
| 2 | 35.4 | 1: 29.9991; 1.1: 111.1528; 1.2: 0.14906; 1.3: 191.16; 1.4: 5.5554; 1.5: 111.1528; 1.6: 191.16; 1.7: 114.696; 1.8: 8.4594; 1.9: 955.8; 2: 30.4395; 2.1: 93.6436; 2.2: 650.3765; 2.3: 32.5057; 2.4: -539.2238; 2.5: -26.9503
| 2 | 35.45 | 1: 29.8974; 1.1: 110.9325; 1.2: 0.14876; 1.3: 191.43; 1.4: 5.5366; 1.5: 110.9325; 1.6: 191.43; 1.7: 114.858; 1.8: 8.4594; 1.9: 957.15; 2: 30.4825; 2.1: 93.6485; 2.2: 652.1804; 2.3: 32.5499; 2.4: -541.2479; 2.5: -27.0133
| 2 | 35.5 | 1: 29.7959; 1.1: 110.7117; 1.2: 0.14847; 1.3: 191.7; 1.4: 5.5178; 1.5: 110.7117; 1.6: 191.7; 1.7: 115.02; 1.8: 8.4594; 1.9: 958.5; 2: 30.5255; 2.1: 93.6535; 2.2: 653.9868; 2.3: 32.5941; 2.4: -543.275; 2.5: -27.0763
| 2 | 35.55 | 1: 29.6946; 1.1: 110.4906; 1.2: 0.14817; 1.3: 191.97; 1.4: 5.499; 1.5: 110.4906; 1.6: 191.97; 1.7: 115.182; 1.8: 8.4594; 1.9: 959.85; 2: 30.5685; 2.1: 93.6584; 2.2: 655.7957; 2.3: 32.6382; 2.4: -545.3051; 2.5: -27.1392
| 2 | 35.6 | 1: 29.5934; 1.1: 110.269; 1.2: 0.14787; 1.3: 192.24; 1.4: 5.4803; 1.5: 110.269; 1.6: 192.24; 1.7: 115.344; 1.8: 8.4594; 1.9: 961.2; 2: 30.6115; 2.1: 93.6634; 2.2: 657.6072; 2.3: 32.6824; 2.4: -547.3382; 2.5: -27.2022
| 2 | 35.65 | 1: 29.4924; 1.1: 110.0471; 1.2: 0.14758; 1.3: 192.51; 1.4: 5.4616; 1.5: 110.0471; 1.6: 192.51; 1.7: 115.506; 1.8: 8.4594; 1.9: 962.55; 2: 30.6545; 2.1: 93.6682; 2.2: 659.4213; 2.3: 32.7266; 2.4: -549.3742; 2.5: -27.2651
| 2 | 35.7 | 1: 29.3916; 1.1: 109.8247; 1.2: 0.14728; 1.3: 192.78; 1.4: 5.4429; 1.5: 109.8247; 1.6: 192.78; 1.7: 115.668; 1.8: 8.4594; 1.9: 963.9; 2: 30.6975; 2.1: 93.6731; 2.2: 661.2379; 2.3: 32.7708; 2.4: -551.4132; 2.5: -27.3279
| 2 | 35.75 | 1: 29.291; 1.1: 109.6019; 1.2: 0.14698; 1.3: 193.05; 1.4: 5.4243; 1.5: 109.6019; 1.6: 193.05; 1.7: 115.83; 1.8: 8.4594; 1.9: 965.25; 2: 30.7404; 2.1: 93.678; 2.2: 663.057; 2.3: 32.815; 2.4: -553.4552; 2.5: -27.3908
| 2 | 35.8 | 1: 29.1905; 1.1: 109.3787; 1.2: 0.14668; 1.3: 193.32; 1.4: 5.4056; 1.5: 109.3787; 1.6: 193.32; 1.7: 115.992; 1.8: 8.4594; 1.9: 966.6; 2: 30.7834; 2.1: 93.6828; 2.2: 664.8788; 2.3: 32.8592; 2.4: -555.5001; 2.5: -27.4536
| 2 | 35.85 | 1: 29.0902; 1.1: 109.1551; 1.2: 0.14638; 1.3: 193.59; 1.4: 5.3871; 1.5: 109.1551; 1.6: 193.59; 1.7: 116.154; 1.8: 8.4594; 1.9: 967.95; 2: 30.8264; 2.1: 93.6876; 2.2: 666.703; 2.3: 32.9034; 2.4: -557.548; 2.5: -27.5164
| 2 | 35.9 | 1: 28.99; 1.1: 108.9311; 1.2: 0.14608; 1.3: 193.86; 1.4: 5.3685; 1.5: 108.9311; 1.6: 193.86; 1.7: 116.316; 1.8: 8.4594; 1.9: 969.3; 2: 30.8694; 2.1: 93.6924; 2.2: 668.5299; 2.3: 32.9476; 2.4: -559.5988; 2.5: -27.5791
| 2 | 35.95 | 1: 28.8901; 1.1: 108.7067; 1.2: 0.14578; 1.3: 194.13; 1.4: 5.35; 1.5: 108.7067; 1.6: 194.13; 1.7: 116.478; 1.8: 8.4594; 1.9: 970.65; 2: 30.9124; 2.1: 93.6972; 2.2: 670.3592; 2.3: 32.9918; 2.4: -561.6526; 2.5: -27.6418
| 2 | 36 | 1: 28.7903; 1.1: 108.4818; 1.2: 0.14548; 1.3: 194.4; 1.4: 5.3315; 1.5: 108.4818; 1.6: 194.4; 1.7: 116.64; 1.8: 8.4594; 1.9: 972; 2: 30.9554; 2.1: 93.7019; 2.2: 672.1912; 2.3: 33.0361; 2.4: -563.7093; 2.5: -27.7045
| 2 | 36.05 | 1: 28.6907; 1.1: 108.2566; 1.2: 0.14517; 1.3: 194.67; 1.4: 5.3131; 1.5: 108.2566; 1.6: 194.67; 1.7: 116.802; 1.8: 8.4594; 1.9: 973.35; 2: 30.9984; 2.1: 93.7066; 2.2: 674.0257; 2.3: 33.0803; 2.4: -565.769; 2.5: -27.7672
| 2 | 36.1 | 1: 28.5912; 1.1: 108.0311; 1.2: 0.14487; 1.3: 194.94; 1.4: 5.2947; 1.5: 108.0311; 1.6: 194.94; 1.7: 116.964; 1.8: 8.4594; 1.9: 974.7; 2: 31.0414; 2.1: 93.7113; 2.2: 675.8627; 2.3: 33.1245; 2.4: -567.8317; 2.5: -27.8298
| 2 | 36.15 | 1: 28.492; 1.1: 107.8051; 1.2: 0.14457; 1.3: 195.21; 1.4: 5.2763; 1.5: 107.8051; 1.6: 195.21; 1.7: 117.126; 1.8: 8.4594; 1.9: 976.05; 2: 31.0844; 2.1: 93.716; 2.2: 677.7023; 2.3: 33.1687; 2.4: -569.8972; 2.5: -27.8924
| 2 | 36.2 | 1: 28.3929; 1.1: 107.5787; 1.2: 0.14427; 1.3: 195.48; 1.4: 5.2579; 1.5: 107.5787; 1.6: 195.48; 1.7: 117.288; 1.8: 8.4594; 1.9: 977.4; 2: 31.1274; 2.1: 93.7207; 2.2: 679.5445; 2.3: 33.2129; 2.4: -571.9658; 2.5: -27.955
| 2 | 36.25 | 1: 28.2939; 1.1: 107.352; 1.2: 0.14396; 1.3: 195.75; 1.4: 5.2396; 1.5: 107.352; 1.6: 195.75; 1.7: 117.45; 1.8: 8.4594; 1.9: 978.75; 2: 31.1704; 2.1: 93.7253; 2.2: 681.3892; 2.3: 33.2572; 2.4: -574.0372; 2.5: -28.0175
| 2 | 36.3 | 1: 28.1952; 1.1: 107.1248; 1.2: 0.14366; 1.3: 196.02; 1.4: 5.2213; 1.5: 107.1248; 1.6: 196.02; 1.7: 117.612; 1.8: 8.4594; 1.9: 980.1; 2: 31.2134; 2.1: 93.73; 2.2: 683.2364; 2.3: 33.3014; 2.4: -576.1116; 2.5: -28.08
| 2 | 36.35 | 1: 28.0966; 1.1: 106.8973; 1.2: 0.14335; 1.3: 196.29; 1.4: 5.2031; 1.5: 106.8973; 1.6: 196.29; 1.7: 117.774; 1.8: 8.4594; 1.9: 981.45; 2: 31.2564; 2.1: 93.7346; 2.2: 685.0862; 2.3: 33.3456; 2.4: -578.1889; 2.5: -28.1425
| 2 | 36.4 | 1: 27.9982; 1.1: 106.6694; 1.2: 0.14305; 1.3: 196.56; 1.4: 5.1849; 1.5: 106.6694; 1.6: 196.56; 1.7: 117.936; 1.8: 8.4594; 1.9: 982.8; 2: 31.2994; 2.1: 93.7392; 2.2: 686.9386; 2.3: 33.3898; 2.4: -580.2692; 2.5: -28.205
| 2 | 36.45 | 1: 27.9; 1.1: 106.4412; 1.2: 0.14274; 1.3: 196.83; 1.4: 5.1667; 1.5: 106.4412; 1.6: 196.83; 1.7: 118.098; 1.8: 8.4594; 1.9: 984.15; 2: 31.3424; 2.1: 93.7437; 2.2: 688.7935; 2.3: 33.4341; 2.4: -582.3524; 2.5: -28.2674
| 2 | 36.5 | 1: 27.8019; 1.1: 106.2126; 1.2: 0.14243; 1.3: 197.1; 1.4: 5.1485; 1.5: 106.2126; 1.6: 197.1; 1.7: 118.26; 1.8: 8.4594; 1.9: 985.5; 2: 31.3854; 2.1: 93.7483; 2.2: 690.651; 2.3: 33.4783; 2.4: -584.4385; 2.5: -28.3298
| 2 | 36.55 | 1: 27.704; 1.1: 105.9836; 1.2: 0.14213; 1.3: 197.37; 1.4: 5.1304; 1.5: 105.9836; 1.6: 197.37; 1.7: 118.422; 1.8: 8.4594; 1.9: 986.85; 2: 31.4283; 2.1: 93.7528; 2.2: 692.5111; 2.3: 33.5226; 2.4: -586.5275; 2.5: -28.3922
| 2 | 36.6 | 1: 27.6063; 1.1: 105.7542; 1.2: 0.14182; 1.3: 197.64; 1.4: 5.1123; 1.5: 105.7542; 1.6: 197.64; 1.7: 118.584; 1.8: 8.4594; 1.9: 988.2; 2: 31.4713; 2.1: 93.7573; 2.2: 694.3737; 2.3: 33.5668; 2.4: -588.6195; 2.5: -28.4545
| 2 | 36.65 | 1: 27.5088; 1.1: 105.5245; 1.2: 0.14151; 1.3: 197.91; 1.4: 5.0942; 1.5: 105.5245; 1.6: 197.91; 1.7: 118.746; 1.8: 8.4594; 1.9: 989.55; 2: 31.5143; 2.1: 93.7618; 2.2: 696.2388; 2.3: 33.6111; 2.4: -590.7143; 2.5: -28.5168
| 2 | 36.7 | 1: 27.4114; 1.1: 105.2944; 1.2: 0.1412; 1.3: 198.18; 1.4: 5.0762; 1.5: 105.2944; 1.6: 198.18; 1.7: 118.908; 1.8: 8.4594; 1.9: 990.9; 2: 31.5573; 2.1: 93.7663; 2.2: 698.1065; 2.3: 33.6553; 2.4: -592.8121; 2.5: -28.5791
| 2 | 36.75 | 1: 27.3142; 1.1: 105.064; 1.2: 0.14089; 1.3: 198.45; 1.4: 5.0582; 1.5: 105.064; 1.6: 198.45; 1.7: 119.07; 1.8: 8.4594; 1.9: 992.25; 2: 31.6003; 2.1: 93.7707; 2.2: 699.9768; 2.3: 33.6996; 2.4: -594.9128; 2.5: -28.6414
| 2 | 36.8 | 1: 27.2171; 1.1: 104.8332; 1.2: 0.14058; 1.3: 198.72; 1.4: 5.0402; 1.5: 104.8332; 1.6: 198.72; 1.7: 119.232; 1.8: 8.4594; 1.9: 993.6; 2: 31.6433; 2.1: 93.7752; 2.2: 701.8496; 2.3: 33.7438; 2.4: -597.0164; 2.5: -28.7036
| 2 | 36.85 | 1: 27.1203; 1.1: 104.602; 1.2: 0.14027; 1.3: 198.99; 1.4: 5.0223; 1.5: 104.602; 1.6: 198.99; 1.7: 119.394; 1.8: 8.4594; 1.9: 994.95; 2: 31.6863; 2.1: 93.7796; 2.2: 703.725; 2.3: 33.7881; 2.4: -599.1229; 2.5: -28.7658
| 2 | 36.9 | 1: 27.0236; 1.1: 104.3706; 1.2: 0.13996; 1.3: 199.26; 1.4: 5.0044; 1.5: 104.3706; 1.6: 199.26; 1.7: 119.556; 1.8: 8.4594; 1.9: 996.3; 2: 31.7293; 2.1: 93.784; 2.2: 705.6029; 2.3: 33.8323; 2.4: -601.2323; 2.5: -28.828
| 2 | 36.95 | 1: 26.9271; 1.1: 104.1387; 1.2: 0.13965; 1.3: 199.53; 1.4: 4.9865; 1.5: 104.1387; 1.6: 199.53; 1.7: 119.718; 1.8: 8.4594; 1.9: 997.65; 2: 31.7723; 2.1: 93.7884; 2.2: 707.4834; 2.3: 33.8766; 2.4: -603.3447; 2.5: -28.8901
| 2 | 37 | 1: 26.8307; 1.1: 103.9065; 1.2: 0.13934; 1.3: 199.8; 1.4: 4.9687; 1.5: 103.9065; 1.6: 199.8; 1.7: 119.88; 1.8: 8.4594; 1.9: 999; 2: 31.8153; 2.1: 93.7927; 2.2: 709.3664; 2.3: 33.9209; 2.4: -605.4599; 2.5: -28.9522
| 2 | 37.05 | 1: 26.7346; 1.1: 103.674; 1.2: 0.13903; 1.3: 200.07; 1.4: 4.9508; 1.5: 103.674; 1.6: 200.07; 1.7: 120.042; 1.8: 8.4594; 1.9: 1000.35; 2: 31.8583; 2.1: 93.7971; 2.2: 711.252; 2.3: 33.9651; 2.4: -607.578; 2.5: -29.0143
| 2 | 37.1 | 1: 26.6386; 1.1: 103.4412; 1.2: 0.13872; 1.3: 200.34; 1.4: 4.9331; 1.5: 103.4412; 1.6: 200.34; 1.7: 120.204; 1.8: 8.4594; 1.9: 1001.7; 2: 31.9013; 2.1: 93.8014; 2.2: 713.1401; 2.3: 34.0094; 2.4: -609.699; 2.5: -29.0763
| 2 | 37.15 | 1: 26.5428; 1.1: 103.208; 1.2: 0.1384; 1.3: 200.61; 1.4: 4.9153; 1.5: 103.208; 1.6: 200.61; 1.7: 120.366; 1.8: 8.4594; 1.9: 1003.05; 2: 31.9443; 2.1: 93.8057; 2.2: 715.0309; 2.3: 34.0537; 2.4: -611.8229; 2.5: -29.1383
| 2 | 37.2 | 1: 26.4471; 1.1: 102.9745; 1.2: 0.13809; 1.3: 200.88; 1.4: 4.8976; 1.5: 102.9745; 1.6: 200.88; 1.7: 120.528; 1.8: 8.4594; 1.9: 1004.4; 2: 31.9873; 2.1: 93.81; 2.2: 716.9241; 2.3: 34.0979; 2.4: -613.9497; 2.5: -29.2003
| 2 | 37.25 | 1: 26.3516; 1.1: 102.7406; 1.2: 0.13778; 1.3: 201.15; 1.4: 4.8799; 1.5: 102.7406; 1.6: 201.15; 1.7: 120.69; 1.8: 8.4594; 1.9: 1005.75; 2: 32.0303; 2.1: 93.8142; 2.2: 718.8199; 2.3: 34.1422; 2.4: -616.0793; 2.5: -29.2623
| 2 | 37.3 | 1: 26.2563; 1.1: 102.5064; 1.2: 0.13746; 1.3: 201.42; 1.4: 4.8623; 1.5: 102.5064; 1.6: 201.42; 1.7: 120.852; 1.8: 8.4594; 1.9: 1007.1; 2: 32.0732; 2.1: 93.8185; 2.2: 720.7183; 2.3: 34.1865; 2.4: -618.2119; 2.5: -29.3242
| 2 | 37.35 | 1: 26.1612; 1.1: 102.2719; 1.2: 0.13715; 1.3: 201.69; 1.4: 4.8447; 1.5: 102.2719; 1.6: 201.69; 1.7: 121.014; 1.8: 8.4594; 1.9: 1008.45; 2: 32.1162; 2.1: 93.8227; 2.2: 722.6192; 2.3: 34.2308; 2.4: -620.3473; 2.5: -29.3861
| 2 | 37.4 | 1: 26.0662; 1.1: 102.0371; 1.2: 0.13683; 1.3: 201.96; 1.4: 4.8271; 1.5: 102.0371; 1.6: 201.96; 1.7: 121.176; 1.8: 8.4594; 1.9: 1009.8; 2: 32.1592; 2.1: 93.8269; 2.2: 724.5227; 2.3: 34.2751; 2.4: -622.4856; 2.5: -29.448
| 2 | 37.45 | 1: 25.9714; 1.1: 101.802; 1.2: 0.13652; 1.3: 202.23; 1.4: 4.8095; 1.5: 101.802; 1.6: 202.23; 1.7: 121.338; 1.8: 8.4594; 1.9: 1011.15; 2: 32.2022; 2.1: 93.8311; 2.2: 726.4288; 2.3: 34.3194; 2.4: -624.6268; 2.5: -29.5098
| 2 | 37.5 | 1: 25.8768; 1.1: 101.5665; 1.2: 0.1362; 1.3: 202.5; 1.4: 4.792; 1.5: 101.5665; 1.6: 202.5; 1.7: 121.5; 1.8: 8.4594; 1.9: 1012.5; 2: 32.2452; 2.1: 93.8353; 2.2: 728.3374; 2.3: 34.3636; 2.4: -626.7709; 2.5: -29.5716
| 2 | 37.55 | 1: 25.7824; 1.1: 101.3307; 1.2: 0.13589; 1.3: 202.77; 1.4: 4.7745; 1.5: 101.3307; 1.6: 202.77; 1.7: 121.662; 1.8: 8.4594; 1.9: 1013.85; 2: 32.2882; 2.1: 93.8395; 2.2: 730.2485; 2.3: 34.4079; 2.4: -628.9178; 2.5: -29.6334
| 2 | 37.6 | 1: 25.6881; 1.1: 101.0946; 1.2: 0.13557; 1.3: 203.04; 1.4: 4.7571; 1.5: 101.0946; 1.6: 203.04; 1.7: 121.824; 1.8: 8.4594; 1.9: 1015.2; 2: 32.3312; 2.1: 93.8436; 2.2: 732.1622; 2.3: 34.4522; 2.4: -631.0676; 2.5: -29.6952
| 2 | 37.65 | 1: 25.594; 1.1: 100.8583; 1.2: 0.13525; 1.3: 203.31; 1.4: 4.7396; 1.5: 100.8583; 1.6: 203.31; 1.7: 121.986; 1.8: 8.4594; 1.9: 1016.55; 2: 32.3742; 2.1: 93.8477; 2.2: 734.0785; 2.3: 34.4965; 2.4: -633.2202; 2.5: -29.7569
| 2 | 37.7 | 1: 25.5001; 1.1: 100.6216; 1.2: 0.13494; 1.3: 203.58; 1.4: 4.7222; 1.5: 100.6216; 1.6: 203.58; 1.7: 122.148; 1.8: 8.4594; 1.9: 1017.9; 2: 32.4172; 2.1: 93.8518; 2.2: 735.9973; 2.3: 34.5408; 2.4: -635.3758; 2.5: -29.8186
| 2 | 37.75 | 1: 25.4063; 1.1: 100.3846; 1.2: 0.13462; 1.3: 203.85; 1.4: 4.7049; 1.5: 100.3846; 1.6: 203.85; 1.7: 122.31; 1.8: 8.4594; 1.9: 1019.25; 2: 32.4602; 2.1: 93.8559; 2.2: 737.9187; 2.3: 34.5851; 2.4: -637.5341; 2.5: -29.8803
| 2 | 37.8 | 1: 25.3127; 1.1: 100.1473; 1.2: 0.1343; 1.3: 204.12; 1.4: 4.6875; 1.5: 100.1473; 1.6: 204.12; 1.7: 122.472; 1.8: 8.4594; 1.9: 1020.6; 2: 32.5032; 2.1: 93.86; 2.2: 739.8426; 2.3: 34.6294; 2.4: -639.6954; 2.5: -29.9419
| 2 | 37.85 | 1: 25.2193; 1.1: 99.9097; 1.2: 0.13398; 1.3: 204.39; 1.4: 4.6702; 1.5: 99.9097; 1.6: 204.39; 1.7: 122.634; 1.8: 8.4594; 1.9: 1021.95; 2: 32.5462; 2.1: 93.864; 2.2: 741.7691; 2.3: 34.6737; 2.4: -641.8595; 2.5: -30.0035
| 2 | 37.9 | 1: 25.1261; 1.1: 99.6718; 1.2: 0.13366; 1.3: 204.66; 1.4: 4.653; 1.5: 99.6718; 1.6: 204.66; 1.7: 122.796; 1.8: 8.4594; 1.9: 1023.3; 2: 32.5892; 2.1: 93.8681; 2.2: 743.6982; 2.3: 34.7181; 2.4: -644.0264; 2.5: -30.0651
| 2 | 37.95 | 1: 25.033; 1.1: 99.4336; 1.2: 0.13334; 1.3: 204.93; 1.4: 4.6357; 1.5: 99.4336; 1.6: 204.93; 1.7: 122.958; 1.8: 8.4594; 1.9: 1024.65; 2: 32.6322; 2.1: 93.8721; 2.2: 745.6298; 2.3: 34.7624; 2.4: -646.1962; 2.5: -30.1266
| 2 | 38 | 1: 24.9401; 1.1: 99.1951; 1.2: 0.13302; 1.3: 205.2; 1.4: 4.6185; 1.5: 99.1951; 1.6: 205.2; 1.7: 123.12; 1.8: 8.4594; 1.9: 1026; 2: 32.6752; 2.1: 93.8761; 2.2: 747.564; 2.3: 34.8067; 2.4: -648.3688; 2.5: -30.1881
| 2 | 38.05 | 1: 24.8474; 1.1: 98.9564; 1.2: 0.1327; 1.3: 205.47; 1.4: 4.6014; 1.5: 98.9564; 1.6: 205.47; 1.7: 123.282; 1.8: 8.4594; 1.9: 1027.35; 2: 32.7182; 2.1: 93.8801; 2.2: 749.5007; 2.3: 34.851; 2.4: -650.5443; 2.5: -30.2496
| 2 | 38.1 | 1: 24.7548; 1.1: 98.7173; 1.2: 0.13238; 1.3: 205.74; 1.4: 4.5842; 1.5: 98.7173; 1.6: 205.74; 1.7: 123.444; 1.8: 8.4594; 1.9: 1028.7; 2: 32.7611; 2.1: 93.8841; 2.2: 751.4399; 2.3: 34.8953; 2.4: -652.7226; 2.5: -30.3111
| 2 | 38.15 | 1: 24.6625; 1.1: 98.478; 1.2: 0.13206; 1.3: 206.01; 1.4: 4.5671; 1.5: 98.478; 1.6: 206.01; 1.7: 123.606; 1.8: 8.4594; 1.9: 1030.05; 2: 32.8041; 2.1: 93.888; 2.2: 753.3818; 2.3: 34.9396; 2.4: -654.9037; 2.5: -30.3725
| 2 | 38.2 | 1: 24.5703; 1.1: 98.2384; 1.2: 0.13174; 1.3: 206.28; 1.4: 4.55; 1.5: 98.2384; 1.6: 206.28; 1.7: 123.768; 1.8: 8.4594; 1.9: 1031.4; 2: 32.8471; 2.1: 93.892; 2.2: 755.3262; 2.3: 34.984; 2.4: -657.0877; 2.5: -30.4339
| 2 | 38.25 | 1: 24.4782; 1.1: 97.9986; 1.2: 0.13142; 1.3: 206.55; 1.4: 4.533; 1.5: 97.9986; 1.6: 206.55; 1.7: 123.93; 1.8: 8.4594; 1.9: 1032.75; 2: 32.8901; 2.1: 93.8959; 2.2: 757.2731; 2.3: 35.0283; 2.4: -659.2745; 2.5: -30.4953
| 2 | 38.3 | 1: 24.3864; 1.1: 97.7584; 1.2: 0.1311; 1.3: 206.82; 1.4: 4.516; 1.5: 97.7584; 1.6: 206.82; 1.7: 124.092; 1.8: 8.4594; 1.9: 1034.1; 2: 32.9331; 2.1: 93.8998; 2.2: 759.2226; 2.3: 35.0726; 2.4: -661.4642; 2.5: -30.5566
| 2 | 38.35 | 1: 24.2947; 1.1: 97.518; 1.2: 0.13077; 1.3: 207.09; 1.4: 4.499; 1.5: 97.518; 1.6: 207.09; 1.7: 124.254; 1.8: 8.4594; 1.9: 1035.45; 2: 32.9761; 2.1: 93.9037; 2.2: 761.1747; 2.3: 35.117; 2.4: -663.6567; 2.5: -30.6179
| 2 | 38.4 | 1: 24.2032; 1.1: 97.2773; 1.2: 0.13045; 1.3: 207.36; 1.4: 4.4821; 1.5: 97.2773; 1.6: 207.36; 1.7: 124.416; 1.8: 8.4594; 1.9: 1036.8; 2: 33.0191; 2.1: 93.9076; 2.2: 763.1293; 2.3: 35.1613; 2.4: -665.852; 2.5: -30.6792
| 2 | 38.45 | 1: 24.1118; 1.1: 97.0364; 1.2: 0.13013; 1.3: 207.63; 1.4: 4.4652; 1.5: 97.0364; 1.6: 207.63; 1.7: 124.578; 1.8: 8.4594; 1.9: 1038.15; 2: 33.0621; 2.1: 93.9114; 2.2: 765.0865; 2.3: 35.2056; 2.4: -668.0501; 2.5: -30.7405
| 2 | 38.5 | 1: 24.0206; 1.1: 96.7952; 1.2: 0.1298; 1.3: 207.9; 1.4: 4.4483; 1.5: 96.7952; 1.6: 207.9; 1.7: 124.74; 1.8: 8.4594; 1.9: 1039.5; 2: 33.1051; 2.1: 93.9153; 2.2: 767.0462; 2.3: 35.25; 2.4: -670.251; 2.5: -30.8017
| 2 | 38.55 | 1: 23.9296; 1.1: 96.5537; 1.2: 0.12948; 1.3: 208.17; 1.4: 4.4314; 1.5: 96.5537; 1.6: 208.17; 1.7: 124.902; 1.8: 8.4594; 1.9: 1040.85; 2: 33.1481; 2.1: 93.9191; 2.2: 769.0085; 2.3: 35.2943; 2.4: -672.4548; 2.5: -30.8629
| 2 | 38.6 | 1: 23.8388; 1.1: 96.312; 1.2: 0.12916; 1.3: 208.44; 1.4: 4.4146; 1.5: 96.312; 1.6: 208.44; 1.7: 125.064; 1.8: 8.4594; 1.9: 1042.2; 2: 33.1911; 2.1: 93.9229; 2.2: 770.9733; 2.3: 35.3386; 2.4: -674.6613; 2.5: -30.924
| 2 | 38.65 | 1: 23.7482; 1.1: 96.07; 1.2: 0.12883; 1.3: 208.71; 1.4: 4.3978; 1.5: 96.07; 1.6: 208.71; 1.7: 125.226; 1.8: 8.4594; 1.9: 1043.55; 2: 33.2341; 2.1: 93.9267; 2.2: 772.9407; 2.3: 35.383; 2.4: -676.8707; 2.5: -30.9852
| 2 | 38.7 | 1: 23.6577; 1.1: 95.8278; 1.2: 0.12851; 1.3: 208.98; 1.4: 4.3811; 1.5: 95.8278; 1.6: 208.98; 1.7: 125.388; 1.8: 8.4594; 1.9: 1044.9; 2: 33.2771; 2.1: 93.9305; 2.2: 774.9107; 2.3: 35.4273; 2.4: -679.0829; 2.5: -31.0463
| 2 | 38.75 | 1: 23.5674; 1.1: 95.5853; 1.2: 0.12818; 1.3: 209.25; 1.4: 4.3643; 1.5: 95.5853; 1.6: 209.25; 1.7: 125.55; 1.8: 8.4594; 1.9: 1046.25; 2: 33.3201; 2.1: 93.9342; 2.2: 776.8832; 2.3: 35.4717; 2.4: -681.2979; 2.5: -31.1074
| 2 | 38.8 | 1: 23.4772; 1.1: 95.3426; 1.2: 0.12786; 1.3: 209.52; 1.4: 4.3476; 1.5: 95.3426; 1.6: 209.52; 1.7: 125.712; 1.8: 8.4594; 1.9: 1047.6; 2: 33.3631; 2.1: 93.938; 2.2: 778.8582; 2.3: 35.516; 2.4: -683.5156; 2.5: -31.1684
| 2 | 38.85 | 1: 23.3873; 1.1: 95.0996; 1.2: 0.12753; 1.3: 209.79; 1.4: 4.331; 1.5: 95.0996; 1.6: 209.79; 1.7: 125.874; 1.8: 8.4594; 1.9: 1048.95; 2: 33.4061; 2.1: 93.9417; 2.2: 780.8359; 2.3: 35.5604; 2.4: -685.7362; 2.5: -31.2294
| 2 | 38.9 | 1: 23.2975; 1.1: 94.8564; 1.2: 0.1272; 1.3: 210.06; 1.4: 4.3143; 1.5: 94.8564; 1.6: 210.06; 1.7: 126.036; 1.8: 8.4594; 1.9: 1050.3; 2: 33.449; 2.1: 93.9455; 2.2: 782.816; 2.3: 35.6048; 2.4: -687.9596; 2.5: -31.2904
| 2 | 38.95 | 1: 23.2079; 1.1: 94.613; 1.2: 0.12688; 1.3: 210.33; 1.4: 4.2978; 1.5: 94.613; 1.6: 210.33; 1.7: 126.198; 1.8: 8.4594; 1.9: 1051.65; 2: 33.492; 2.1: 93.9492; 2.2: 784.7988; 2.3: 35.6491; 2.4: -690.1858; 2.5: -31.3514
| 2 | 39 | 1: 23.1184; 1.1: 94.3693; 1.2: 0.12655; 1.3: 210.6; 1.4: 4.2812; 1.5: 94.3693; 1.6: 210.6; 1.7: 126.36; 1.8: 8.4594; 1.9: 1053; 2: 33.535; 2.1: 93.9528; 2.2: 786.7841; 2.3: 35.6935; 2.4: -692.4148; 2.5: -31.4123
| 2 | 39.05 | 1: 23.0291; 1.1: 94.1254; 1.2: 0.12622; 1.3: 210.87; 1.4: 4.2647; 1.5: 94.1254; 1.6: 210.87; 1.7: 126.522; 1.8: 8.4594; 1.9: 1054.35; 2: 33.578; 2.1: 93.9565; 2.2: 788.7719; 2.3: 35.7378; 2.4: -694.6465; 2.5: -31.4732
| 2 | 39.1 | 1: 22.94; 1.1: 93.8813; 1.2: 0.1259; 1.3: 211.14; 1.4: 4.2482; 1.5: 93.8813; 1.6: 211.14; 1.7: 126.684; 1.8: 8.4594; 1.9: 1055.7; 2: 33.621; 2.1: 93.9602; 2.2: 790.7623; 2.3: 35.7822; 2.4: -696.881; 2.5: -31.534
| 2 | 39.15 | 1: 22.8511; 1.1: 93.6369; 1.2: 0.12557; 1.3: 211.41; 1.4: 4.2317; 1.5: 93.6369; 1.6: 211.41; 1.7: 126.846; 1.8: 8.4594; 1.9: 1057.05; 2: 33.664; 2.1: 93.9638; 2.2: 792.7553; 2.3: 35.8266; 2.4: -699.1184; 2.5: -31.5949
| 2 | 39.2 | 1: 22.7623; 1.1: 93.3923; 1.2: 0.12524; 1.3: 211.68; 1.4: 4.2152; 1.5: 93.3923; 1.6: 211.68; 1.7: 127.008; 1.8: 8.4594; 1.9: 1058.4; 2: 33.707; 2.1: 93.9674; 2.2: 794.7508; 2.3: 35.8709; 2.4: -701.3585; 2.5: -31.6557
| 2 | 39.25 | 1: 22.6738; 1.1: 93.1475; 1.2: 0.12491; 1.3: 211.95; 1.4: 4.1988; 1.5: 93.1475; 1.6: 211.95; 1.7: 127.17; 1.8: 8.4594; 1.9: 1059.75; 2: 33.75; 2.1: 93.9711; 2.2: 796.7489; 2.3: 35.9153; 2.4: -703.6013; 2.5: -31.7165
| 2 | 39.3 | 1: 22.5853; 1.1: 92.9025; 1.2: 0.12458; 1.3: 212.22; 1.4: 4.1825; 1.5: 92.9025; 1.6: 212.22; 1.7: 127.332; 1.8: 8.4594; 1.9: 1061.1; 2: 33.793; 2.1: 93.9747; 2.2: 798.7495; 2.3: 35.9597; 2.4: -705.847; 2.5: -31.7772
| 2 | 39.35 | 1: 22.4971; 1.1: 92.6573; 1.2: 0.12426; 1.3: 212.49; 1.4: 4.1661; 1.5: 92.6573; 1.6: 212.49; 1.7: 127.494; 1.8: 8.4594; 1.9: 1062.45; 2: 33.836; 2.1: 93.9782; 2.2: 800.7527; 2.3: 36.0041; 2.4: -708.0954; 2.5: -31.8379
| 2 | 39.4 | 1: 22.409; 1.1: 92.4118; 1.2: 0.12393; 1.3: 212.76; 1.4: 4.1498; 1.5: 92.4118; 1.6: 212.76; 1.7: 127.656; 1.8: 8.4594; 1.9: 1063.8; 2: 33.879; 2.1: 93.9818; 2.2: 802.7584; 2.3: 36.0484; 2.4: -710.3466; 2.5: -31.8986
| 2 | 39.45 | 1: 22.3211; 1.1: 92.1662; 1.2: 0.1236; 1.3: 213.03; 1.4: 4.1335; 1.5: 92.1662; 1.6: 213.03; 1.7: 127.818; 1.8: 8.4594; 1.9: 1065.15; 2: 33.922; 2.1: 93.9854; 2.2: 804.7667; 2.3: 36.0928; 2.4: -712.6006; 2.5: -31.9593
| 2 | 39.5 | 1: 22.2334; 1.1: 91.9203; 1.2: 0.12327; 1.3: 213.3; 1.4: 4.1173; 1.5: 91.9203; 1.6: 213.3; 1.7: 127.98; 1.8: 8.4594; 1.9: 1066.5; 2: 33.965; 2.1: 93.9889; 2.2: 806.7776; 2.3: 36.1372; 2.4: -714.8573; 2.5: -32.0199
| 2 | 39.55 | 1: 22.1459; 1.1: 91.6743; 1.2: 0.12294; 1.3: 213.57; 1.4: 4.1011; 1.5: 91.6743; 1.6: 213.57; 1.7: 128.142; 1.8: 8.4594; 1.9: 1067.85; 2: 34.008; 2.1: 93.9924; 2.2: 808.791; 2.3: 36.1816; 2.4: -717.1168; 2.5: -32.0805
| 2 | 39.6 | 1: 22.0585; 1.1: 91.428; 1.2: 0.12261; 1.3: 213.84; 1.4: 4.0849; 1.5: 91.428; 1.6: 213.84; 1.7: 128.304; 1.8: 8.4594; 1.9: 1069.2; 2: 34.051; 2.1: 93.996; 2.2: 810.807; 2.3: 36.226; 2.4: -719.379; 2.5: -32.1411
| 2 | 39.65 | 1: 21.9713; 1.1: 91.1815; 1.2: 0.12228; 1.3: 214.11; 1.4: 4.0688; 1.5: 91.1815; 1.6: 214.11; 1.7: 128.466; 1.8: 8.4594; 1.9: 1070.55; 2: 34.0939; 2.1: 93.9995; 2.2: 812.8255; 2.3: 36.2704; 2.4: -721.644; 2.5: -32.2016
| 2 | 39.7 | 1: 21.8842; 1.1: 90.9349; 1.2: 0.12195; 1.3: 214.38; 1.4: 4.0526; 1.5: 90.9349; 1.6: 214.38; 1.7: 128.628; 1.8: 8.4594; 1.9: 1071.9; 2: 34.1369; 2.1: 94.0029; 2.2: 814.8466; 2.3: 36.3148; 2.4: -723.9117; 2.5: -32.2621
| 2 | 39.75 | 1: 21.7974; 1.1: 90.688; 1.2: 0.12161; 1.3: 214.65; 1.4: 4.0366; 1.5: 90.688; 1.6: 214.65; 1.7: 128.79; 1.8: 8.4594; 1.9: 1073.25; 2: 34.1799; 2.1: 94.0064; 2.2: 816.8702; 2.3: 36.3592; 2.4: -726.1822; 2.5: -32.3226
| 2 | 39.8 | 1: 21.7107; 1.1: 90.441; 1.2: 0.12128; 1.3: 214.92; 1.4: 4.0205; 1.5: 90.441; 1.6: 214.92; 1.7: 128.952; 1.8: 8.4594; 1.9: 1074.6; 2: 34.2229; 2.1: 94.0099; 2.2: 818.8964; 2.3: 36.4036; 2.4: -728.4554; 2.5: -32.3831
| 2 | 39.85 | 1: 21.6242; 1.1: 90.1937; 1.2: 0.12095; 1.3: 215.19; 1.4: 4.0045; 1.5: 90.1937; 1.6: 215.19; 1.7: 129.114; 1.8: 8.4594; 1.9: 1075.95; 2: 34.2659; 2.1: 94.0133; 2.2: 820.9252; 2.3: 36.4479; 2.4: -730.7314; 2.5: -32.4435
| 2 | 39.9 | 1: 21.5378; 1.1: 89.9463; 1.2: 0.12062; 1.3: 215.46; 1.4: 3.9885; 1.5: 89.9463; 1.6: 215.46; 1.7: 129.276; 1.8: 8.4594; 1.9: 1077.3; 2: 34.3089; 2.1: 94.0167; 2.2: 822.9565; 2.3: 36.4923; 2.4: -733.0102; 2.5: -32.5039
| 2 | 39.95 | 1: 21.4517; 1.1: 89.6987; 1.2: 0.12029; 1.3: 215.73; 1.4: 3.9725; 1.5: 89.6987; 1.6: 215.73; 1.7: 129.438; 1.8: 8.4594; 1.9: 1078.65; 2: 34.3519; 2.1: 94.0202; 2.2: 824.9903; 2.3: 36.5368; 2.4: -735.2916; 2.5: -32.5642
| 2 | 40 | 1: 21.3657; 1.1: 89.4509; 1.2: 0.11996; 1.3: 216; 1.4: 3.9566; 1.5: 89.4509; 1.6: 216; 1.7: 129.6; 1.8: 8.4594; 1.9: 1080; 2: 34.3949; 2.1: 94.0236; 2.2: 827.0267; 2.3: 36.5812; 2.4: -737.5758; 2.5: -32.6245
| 2 | 40.05 | 1: 21.2798; 1.1: 89.203; 1.2: 0.11962; 1.3: 216.27; 1.4: 3.9407; 1.5: 89.203; 1.6: 216.27; 1.7: 129.762; 1.8: 8.4594; 1.9: 1081.35; 2: 34.4379; 2.1: 94.027; 2.2: 829.0657; 2.3: 36.6256; 2.4: -739.8627; 2.5: -32.6848
| 2 | 40.1 | 1: 21.1942; 1.1: 88.9549; 1.2: 0.11929; 1.3: 216.54; 1.4: 3.9249; 1.5: 88.9549; 1.6: 216.54; 1.7: 129.924; 1.8: 8.4594; 1.9: 1082.7; 2: 34.4809; 2.1: 94.0303; 2.2: 831.1072; 2.3: 36.67; 2.4: -742.1524; 2.5: -32.7451
| 2 | 40.15 | 1: 21.1087; 1.1: 88.7066; 1.2: 0.11896; 1.3: 216.81; 1.4: 3.909; 1.5: 88.7066; 1.6: 216.81; 1.7: 130.086; 1.8: 8.4594; 1.9: 1084.05; 2: 34.5239; 2.1: 94.0337; 2.2: 833.1513; 2.3: 36.7144; 2.4: -744.4448; 2.5: -32.8054
| 2 | 40.2 | 1: 21.0234; 1.1: 88.4581; 1.2: 0.11862; 1.3: 217.08; 1.4: 3.8932; 1.5: 88.4581; 1.6: 217.08; 1.7: 130.248; 1.8: 8.4594; 1.9: 1085.4; 2: 34.5669; 2.1: 94.037; 2.2: 835.198; 2.3: 36.7588; 2.4: -746.7399; 2.5: -32.8656
| 2 | 40.25 | 1: 20.9383; 1.1: 88.2095; 1.2: 0.11829; 1.3: 217.35; 1.4: 3.8775; 1.5: 88.2095; 1.6: 217.35; 1.7: 130.41; 1.8: 8.4594; 1.9: 1086.75; 2: 34.6099; 2.1: 94.0404; 2.2: 837.2471; 2.3: 36.8032; 2.4: -749.0377; 2.5: -32.9257
| 2 | 40.3 | 1: 20.8533; 1.1: 87.9607; 1.2: 0.11796; 1.3: 217.62; 1.4: 3.8617; 1.5: 87.9607; 1.6: 217.62; 1.7: 130.572; 1.8: 8.4594; 1.9: 1088.1; 2: 34.6529; 2.1: 94.0437; 2.2: 839.2989; 2.3: 36.8476; 2.4: -751.3382; 2.5: -32.9859
| 2 | 40.35 | 1: 20.7685; 1.1: 87.7117; 1.2: 0.11762; 1.3: 217.89; 1.4: 3.846; 1.5: 87.7117; 1.6: 217.89; 1.7: 130.734; 1.8: 8.4594; 1.9: 1089.45; 2: 34.6959; 2.1: 94.047; 2.2: 841.3532; 2.3: 36.892; 2.4: -753.6415; 2.5: -33.046
| 2 | 40.4 | 1: 20.6839; 1.1: 87.4626; 1.2: 0.11729; 1.3: 218.16; 1.4: 3.8304; 1.5: 87.4626; 1.6: 218.16; 1.7: 130.896; 1.8: 8.4594; 1.9: 1090.8; 2: 34.7389; 2.1: 94.0503; 2.2: 843.4101; 2.3: 36.9365; 2.4: -755.9475; 2.5: -33.1061
| 2 | 40.45 | 1: 20.5995; 1.1: 87.2133; 1.2: 0.11695; 1.3: 218.43; 1.4: 3.8147; 1.5: 87.2133; 1.6: 218.43; 1.7: 131.058; 1.8: 8.4594; 1.9: 1092.15; 2: 34.7818; 2.1: 94.0536; 2.2: 845.4695; 2.3: 36.9809; 2.4: -758.2561; 2.5: -33.1662
| 2 | 40.5 | 1: 20.5152; 1.1: 86.9639; 1.2: 0.11662; 1.3: 218.7; 1.4: 3.7991; 1.5: 86.9639; 1.6: 218.7; 1.7: 131.22; 1.8: 8.4594; 1.9: 1093.5; 2: 34.8248; 2.1: 94.0569; 2.2: 847.5314; 2.3: 37.0253; 2.4: -760.5675; 2.5: -33.2262
| 2 | 40.55 | 1: 20.4311; 1.1: 86.7143; 1.2: 0.11629; 1.3: 218.97; 1.4: 3.7835; 1.5: 86.7143; 1.6: 218.97; 1.7: 131.382; 1.8: 8.4594; 1.9: 1094.85; 2: 34.8678; 2.1: 94.0601; 2.2: 849.596; 2.3: 37.0697; 2.4: -762.8816; 2.5: -33.2862
| 2 | 40.6 | 1: 20.3472; 1.1: 86.4646; 1.2: 0.11595; 1.3: 219.24; 1.4: 3.768; 1.5: 86.4646; 1.6: 219.24; 1.7: 131.544; 1.8: 8.4594; 1.9: 1096.2; 2: 34.9108; 2.1: 94.0634; 2.2: 851.663; 2.3: 37.1142; 2.4: -765.1984; 2.5: -33.3462
| 2 | 40.65 | 1: 20.2634; 1.1: 86.2148; 1.2: 0.11562; 1.3: 219.51; 1.4: 3.7525; 1.5: 86.2148; 1.6: 219.51; 1.7: 131.706; 1.8: 8.4594; 1.9: 1097.55; 2: 34.9538; 2.1: 94.0666; 2.2: 853.7327; 2.3: 37.1586; 2.4: -767.5179; 2.5: -33.4061
| 2 | 40.7 | 1: 20.1798; 1.1: 85.9648; 1.2: 0.11528; 1.3: 219.78; 1.4: 3.737; 1.5: 85.9648; 1.6: 219.78; 1.7: 131.868; 1.8: 8.4594; 1.9: 1098.9; 2: 34.9968; 2.1: 94.0698; 2.2: 855.8049; 2.3: 37.203; 2.4: -769.8401; 2.5: -33.466
| 2 | 40.75 | 1: 20.0964; 1.1: 85.7147; 1.2: 0.11495; 1.3: 220.05; 1.4: 3.7216; 1.5: 85.7147; 1.6: 220.05; 1.7: 132.03; 1.8: 8.4594; 1.9: 1100.25; 2: 35.0398; 2.1: 94.073; 2.2: 857.8796; 2.3: 37.2475; 2.4: -772.1649; 2.5: -33.5259
| 2 | 40.8 | 1: 20.0132; 1.1: 85.4644; 1.2: 0.11461; 1.3: 220.32; 1.4: 3.7061; 1.5: 85.4644; 1.6: 220.32; 1.7: 132.192; 1.8: 8.4594; 1.9: 1101.6; 2: 35.0828; 2.1: 94.0762; 2.2: 859.9569; 2.3: 37.2919; 2.4: -774.4925; 2.5: -33.5857
| 2 | 40.85 | 1: 19.9301; 1.1: 85.214; 1.2: 0.11427; 1.3: 220.59; 1.4: 3.6908; 1.5: 85.214; 1.6: 220.59; 1.7: 132.354; 1.8: 8.4594; 1.9: 1102.95; 2: 35.1258; 2.1: 94.0794; 2.2: 862.0367; 2.3: 37.3363; 2.4: -776.8228; 2.5: -33.6456
| 2 | 40.9 | 1: 19.8473; 1.1: 84.9635; 1.2: 0.11394; 1.3: 220.86; 1.4: 3.6754; 1.5: 84.9635; 1.6: 220.86; 1.7: 132.516; 1.8: 8.4594; 1.9: 1104.3; 2: 35.1688; 2.1: 94.0826; 2.2: 864.1191; 2.3: 37.3808; 2.4: -779.1557; 2.5: -33.7053
| 2 | 40.95 | 1: 19.7645; 1.1: 84.7128; 1.2: 0.1136; 1.3: 221.13; 1.4: 3.6601; 1.5: 84.7128; 1.6: 221.13; 1.7: 132.678; 1.8: 8.4594; 1.9: 1105.65; 2: 35.2118; 2.1: 94.0857; 2.2: 866.2041; 2.3: 37.4252; 2.4: -781.4913; 2.5: -33.7651
| 2 | 41 | 1: 19.682; 1.1: 84.462; 1.2: 0.11327; 1.3: 221.4; 1.4: 3.6448; 1.5: 84.462; 1.6: 221.4; 1.7: 132.84; 1.8: 8.4594; 1.9: 1107; 2: 35.2548; 2.1: 94.0889; 2.2: 868.2916; 2.3: 37.4696; 2.4: -783.8296; 2.5: -33.8248
| 2 | 41.05 | 1: 19.5996; 1.1: 84.2111; 1.2: 0.11293; 1.3: 221.67; 1.4: 3.6296; 1.5: 84.2111; 1.6: 221.67; 1.7: 133.002; 1.8: 8.4594; 1.9: 1108.35; 2: 35.2978; 2.1: 94.092; 2.2: 870.3817; 2.3: 37.5141; 2.4: -786.1706; 2.5: -33.8845
| 2 | 41.1 | 1: 19.5174; 1.1: 83.9601; 1.2: 0.11259; 1.3: 221.94; 1.4: 3.6143; 1.5: 83.9601; 1.6: 221.94; 1.7: 133.164; 1.8: 8.4594; 1.9: 1109.7; 2: 35.3408; 2.1: 94.0952; 2.2: 872.4743; 2.3: 37.5585; 2.4: -788.5142; 2.5: -33.9442
| 2 | 41.15 | 1: 19.4354; 1.1: 83.709; 1.2: 0.11226; 1.3: 222.21; 1.4: 3.5992; 1.5: 83.709; 1.6: 222.21; 1.7: 133.326; 1.8: 8.4594; 1.9: 1111.05; 2: 35.3838; 2.1: 94.0983; 2.2: 874.5695; 2.3: 37.603; 2.4: -790.8605; 2.5: -34.0038
| 2 | 41.2 | 1: 19.3536; 1.1: 83.4577; 1.2: 0.11192; 1.3: 222.48; 1.4: 3.584; 1.5: 83.4577; 1.6: 222.48; 1.7: 133.488; 1.8: 8.4594; 1.9: 1112.4; 2: 35.4268; 2.1: 94.1014; 2.2: 876.6672; 2.3: 37.6474; 2.4: -793.2095; 2.5: -34.0634
| 2 | 41.25 | 1: 19.2719; 1.1: 83.2064; 1.2: 0.11158; 1.3: 222.75; 1.4: 3.5689; 1.5: 83.2064; 1.6: 222.75; 1.7: 133.65; 1.8: 8.4594; 1.9: 1113.75; 2: 35.4697; 2.1: 94.1045; 2.2: 878.7675; 2.3: 37.6919; 2.4: -795.5611; 2.5: -34.123
| 2 | 41.3 | 1: 19.1904; 1.1: 82.9549; 1.2: 0.11124; 1.3: 223.02; 1.4: 3.5538; 1.5: 82.9549; 1.6: 223.02; 1.7: 133.812; 1.8: 8.4594; 1.9: 1115.1; 2: 35.5127; 2.1: 94.1075; 2.2: 880.8703; 2.3: 37.7363; 2.4: -797.9154; 2.5: -34.1826
| 2 | 41.35 | 1: 19.1091; 1.1: 82.7033; 1.2: 0.11091; 1.3: 223.29; 1.4: 3.5387; 1.5: 82.7033; 1.6: 223.29; 1.7: 133.974; 1.8: 8.4594; 1.9: 1116.45; 2: 35.5557; 2.1: 94.1106; 2.2: 882.9757; 2.3: 37.7808; 2.4: -800.2724; 2.5: -34.2421
| 2 | 41.4 | 1: 19.0279; 1.1: 82.4517; 1.2: 0.11057; 1.3: 223.56; 1.4: 3.5237; 1.5: 82.4517; 1.6: 223.56; 1.7: 134.136; 1.8: 8.4594; 1.9: 1117.8; 2: 35.5987; 2.1: 94.1137; 2.2: 885.0837; 2.3: 37.8253; 2.4: -802.632; 2.5: -34.3016
| 2 | 41.45 | 1: 18.9469; 1.1: 82.1999; 1.2: 0.11023; 1.3: 223.83; 1.4: 3.5087; 1.5: 82.1999; 1.6: 223.83; 1.7: 134.298; 1.8: 8.4594; 1.9: 1119.15; 2: 35.6417; 2.1: 94.1167; 2.2: 887.1942; 2.3: 37.8697; 2.4: -804.9943; 2.5: -34.361
| 2 | 41.5 | 1: 18.8661; 1.1: 81.9481; 1.2: 0.10989; 1.3: 224.1; 1.4: 3.4937; 1.5: 81.9481; 1.6: 224.1; 1.7: 134.46; 1.8: 8.4594; 1.9: 1120.5; 2: 35.6847; 2.1: 94.1197; 2.2: 889.3072; 2.3: 37.9142; 2.4: -807.3592; 2.5: -34.4204
| 2 | 41.55 | 1: 18.7855; 1.1: 81.6961; 1.2: 0.10956; 1.3: 224.37; 1.4: 3.4788; 1.5: 81.6961; 1.6: 224.37; 1.7: 134.622; 1.8: 8.4594; 1.9: 1121.85; 2: 35.7277; 2.1: 94.1227; 2.2: 891.4228; 2.3: 37.9586; 2.4: -809.7267; 2.5: -34.4798
| 2 | 41.6 | 1: 18.705; 1.1: 81.4441; 1.2: 0.10922; 1.3: 224.64; 1.4: 3.4639; 1.5: 81.4441; 1.6: 224.64; 1.7: 134.784; 1.8: 8.4594; 1.9: 1123.2; 2: 35.7707; 2.1: 94.1258; 2.2: 893.541; 2.3: 38.0031; 2.4: -812.0969; 2.5: -34.5392
| 2 | 41.65 | 1: 18.6247; 1.1: 81.1919; 1.2: 0.10888; 1.3: 224.91; 1.4: 3.449; 1.5: 81.1919; 1.6: 224.91; 1.7: 134.946; 1.8: 8.4594; 1.9: 1124.55; 2: 35.8137; 2.1: 94.1287; 2.2: 895.6617; 2.3: 38.0476; 2.4: -814.4698; 2.5: -34.5985
| 2 | 41.7 | 1: 18.5446; 1.1: 80.9397; 1.2: 0.10854; 1.3: 225.18; 1.4: 3.4342; 1.5: 80.9397; 1.6: 225.18; 1.7: 135.108; 1.8: 8.4594; 1.9: 1125.9; 2: 35.8567; 2.1: 94.1317; 2.2: 897.785; 2.3: 38.092; 2.4: -816.8452; 2.5: -34.6578
| 2 | 41.75 | 1: 18.4646; 1.1: 80.6874; 1.2: 0.1082; 1.3: 225.45; 1.4: 3.4194; 1.5: 80.6874; 1.6: 225.45; 1.7: 135.27; 1.8: 8.4594; 1.9: 1127.25; 2: 35.8997; 2.1: 94.1347; 2.2: 899.9108; 2.3: 38.1365; 2.4: -819.2234; 2.5: -34.7171
| 2 | 41.8 | 1: 18.3849; 1.1: 80.435; 1.2: 0.10787; 1.3: 225.72; 1.4: 3.4046; 1.5: 80.435; 1.6: 225.72; 1.7: 135.432; 1.8: 8.4594; 1.9: 1128.6; 2: 35.9427; 2.1: 94.1377; 2.2: 902.0391; 2.3: 38.181; 2.4: -821.6041; 2.5: -34.7764
| 2 | 41.85 | 1: 18.3053; 1.1: 80.1826; 1.2: 0.10753; 1.3: 225.99; 1.4: 3.3899; 1.5: 80.1826; 1.6: 225.99; 1.7: 135.594; 1.8: 8.4594; 1.9: 1129.95; 2: 35.9857; 2.1: 94.1406; 2.2: 904.1701; 2.3: 38.2254; 2.4: -823.9875; 2.5: -34.8356
| 2 | 41.9 | 1: 18.2258; 1.1: 79.9301; 1.2: 0.10719; 1.3: 226.26; 1.4: 3.3752; 1.5: 79.9301; 1.6: 226.26; 1.7: 135.756; 1.8: 8.4594; 1.9: 1131.3; 2: 36.0287; 2.1: 94.1436; 2.2: 906.3035; 2.3: 38.2699; 2.4: -826.3735; 2.5: -34.8948
| 2 | 41.95 | 1: 18.1466; 1.1: 79.6775; 1.2: 0.10685; 1.3: 226.53; 1.4: 3.3605; 1.5: 79.6775; 1.6: 226.53; 1.7: 135.918; 1.8: 8.4594; 1.9: 1132.65; 2: 36.0717; 2.1: 94.1465; 2.2: 908.4396; 2.3: 38.3144; 2.4: -828.7621; 2.5: -34.9539
| 2 | 42 | 1: 18.0675; 1.1: 79.4248; 1.2: 0.10651; 1.3: 226.8; 1.4: 3.3458; 1.5: 79.4248; 1.6: 226.8; 1.7: 136.08; 1.8: 8.4594; 1.9: 1134; 2: 36.1146; 2.1: 94.1494; 2.2: 910.5781; 2.3: 38.3589; 2.4: -831.1533; 2.5: -35.013
| 2 | 42.05 | 1: 17.9886; 1.1: 79.1721; 1.2: 0.10617; 1.3: 227.07; 1.4: 3.3312; 1.5: 79.1721; 1.6: 227.07; 1.7: 136.242; 1.8: 8.4594; 1.9: 1135.35; 2: 36.1576; 2.1: 94.1523; 2.2: 912.7193; 2.3: 38.4033; 2.4: -833.5472; 2.5: -35.0721
| 2 | 42.1 | 1: 17.9099; 1.1: 78.9193; 1.2: 0.10583; 1.3: 227.34; 1.4: 3.3166; 1.5: 78.9193; 1.6: 227.34; 1.7: 136.404; 1.8: 8.4594; 1.9: 1136.7; 2: 36.2006; 2.1: 94.1552; 2.2: 914.863; 2.3: 38.4478; 2.4: -835.9437; 2.5: -35.1312
| 2 | 42.15 | 1: 17.8313; 1.1: 78.6664; 1.2: 0.10549; 1.3: 227.61; 1.4: 3.3021; 1.5: 78.6664; 1.6: 227.61; 1.7: 136.566; 1.8: 8.4594; 1.9: 1138.05; 2: 36.2436; 2.1: 94.1581; 2.2: 917.0092; 2.3: 38.4923; 2.4: -838.3428; 2.5: -35.1902
| 2 | 42.2 | 1: 17.7529; 1.1: 78.4135; 1.2: 0.10515; 1.3: 227.88; 1.4: 3.2876; 1.5: 78.4135; 1.6: 227.88; 1.7: 136.728; 1.8: 8.4594; 1.9: 1139.4; 2: 36.2866; 2.1: 94.161; 2.2: 919.158; 2.3: 38.5368; 2.4: -840.7444; 2.5: -35.2492
| 2 | 42.25 | 1: 17.6747; 1.1: 78.1606; 1.2: 0.10482; 1.3: 228.15; 1.4: 3.2731; 1.5: 78.1606; 1.6: 228.15; 1.7: 136.89; 1.8: 8.4594; 1.9: 1140.75; 2: 36.3296; 2.1: 94.1639; 2.2: 921.3093; 2.3: 38.5813; 2.4: -843.1487; 2.5: -35.3082
| 2 | 42.3 | 1: 17.5967; 1.1: 77.9076; 1.2: 0.10448; 1.3: 228.42; 1.4: 3.2586; 1.5: 77.9076; 1.6: 228.42; 1.7: 137.052; 1.8: 8.4594; 1.9: 1142.1; 2: 36.3726; 2.1: 94.1667; 2.2: 923.4632; 2.3: 38.6258; 2.4: -845.5556; 2.5: -35.3671
| 2 | 42.35 | 1: 17.5188; 1.1: 77.6545; 1.2: 0.10414; 1.3: 228.69; 1.4: 3.2442; 1.5: 77.6545; 1.6: 228.69; 1.7: 137.214; 1.8: 8.4594; 1.9: 1143.45; 2: 36.4156; 2.1: 94.1696; 2.2: 925.6197; 2.3: 38.6703; 2.4: -847.9651; 2.5: -35.426
| 2 | 42.4 | 1: 17.4411; 1.1: 77.4014; 1.2: 0.1038; 1.3: 228.96; 1.4: 3.2298; 1.5: 77.4014; 1.6: 228.96; 1.7: 137.376; 1.8: 8.4594; 1.9: 1144.8; 2: 36.4586; 2.1: 94.1724; 2.2: 927.7786; 2.3: 38.7147; 2.4: -850.3772; 2.5: -35.4849
| 2 | 42.45 | 1: 17.3636; 1.1: 77.1483; 1.2: 0.10346; 1.3: 229.23; 1.4: 3.2155; 1.5: 77.1483; 1.6: 229.23; 1.7: 137.538; 1.8: 8.4594; 1.9: 1146.15; 2: 36.5016; 2.1: 94.1752; 2.2: 929.9402; 2.3: 38.7592; 2.4: -852.7919; 2.5: -35.5437
| 2 | 42.5 | 1: 17.2863; 1.1: 76.8951; 1.2: 0.10312; 1.3: 229.5; 1.4: 3.2012; 1.5: 76.8951; 1.6: 229.5; 1.7: 137.7; 1.8: 8.4594; 1.9: 1147.5; 2: 36.5446; 2.1: 94.178; 2.2: 932.1043; 2.3: 38.8037; 2.4: -855.2092; 2.5: -35.6026
| 2 | 42.55 | 1: 17.2091; 1.1: 76.6419; 1.2: 0.10278; 1.3: 229.77; 1.4: 3.1869; 1.5: 76.6419; 1.6: 229.77; 1.7: 137.862; 1.8: 8.4594; 1.9: 1148.85; 2: 36.5876; 2.1: 94.1808; 2.2: 934.2709; 2.3: 38.8482; 2.4: -857.6291; 2.5: -35.6613
| 2 | 42.6 | 1: 17.1321; 1.1: 76.3886; 1.2: 0.10244; 1.3: 230.04; 1.4: 3.1726; 1.5: 76.3886; 1.6: 230.04; 1.7: 138.024; 1.8: 8.4594; 1.9: 1150.2; 2: 36.6306; 2.1: 94.1836; 2.2: 936.4401; 2.3: 38.8927; 2.4: -860.0515; 2.5: -35.7201
| 2 | 42.65 | 1: 17.0553; 1.1: 76.1353; 1.2: 0.1021; 1.3: 230.31; 1.4: 3.1584; 1.5: 76.1353; 1.6: 230.31; 1.7: 138.186; 1.8: 8.4594; 1.9: 1151.55; 2: 36.6736; 2.1: 94.1864; 2.2: 938.6119; 2.3: 38.9372; 2.4: -862.4766; 2.5: -35.7788
| 2 | 42.7 | 1: 16.9786; 1.1: 75.882; 1.2: 0.10176; 1.3: 230.58; 1.4: 3.1442; 1.5: 75.882; 1.6: 230.58; 1.7: 138.348; 1.8: 8.4594; 1.9: 1152.9; 2: 36.7166; 2.1: 94.1892; 2.2: 940.7862; 2.3: 38.9817; 2.4: -864.9042; 2.5: -35.8375
| 2 | 42.75 | 1: 16.9021; 1.1: 75.6287; 1.2: 0.10142; 1.3: 230.85; 1.4: 3.13; 1.5: 75.6287; 1.6: 230.85; 1.7: 138.51; 1.8: 8.4594; 1.9: 1154.25; 2: 36.7596; 2.1: 94.192; 2.2: 942.963; 2.3: 39.0262; 2.4: -867.3344; 2.5: -35.8962
| 2 | 42.8 | 1: 16.8258; 1.1: 75.3753; 1.2: 0.10108; 1.3: 231.12; 1.4: 3.1159; 1.5: 75.3753; 1.6: 231.12; 1.7: 138.672; 1.8: 8.4594; 1.9: 1155.6; 2: 36.8025; 2.1: 94.1947; 2.2: 945.1424; 2.3: 39.0707; 2.4: -869.7671; 2.5: -35.9548
| 2 | 42.85 | 1: 16.7497; 1.1: 75.1219; 1.2: 0.10074; 1.3: 231.39; 1.4: 3.1018; 1.5: 75.1219; 1.6: 231.39; 1.7: 138.834; 1.8: 8.4594; 1.9: 1156.95; 2: 36.8455; 2.1: 94.1975; 2.2: 947.3244; 2.3: 39.1152; 2.4: -872.2024; 2.5: -36.0134
| 2 | 42.9 | 1: 16.6738; 1.1: 74.8685; 1.2: 0.1004; 1.3: 231.66; 1.4: 3.0877; 1.5: 74.8685; 1.6: 231.66; 1.7: 138.996; 1.8: 8.4594; 1.9: 1158.3; 2: 36.8885; 2.1: 94.2002; 2.2: 949.5089; 2.3: 39.1597; 2.4: -874.6403; 2.5: -36.072
| 2 | 42.95 | 1: 16.598; 1.1: 74.6151; 1.2: 0.10006; 1.3: 231.93; 1.4: 3.0737; 1.5: 74.6151; 1.6: 231.93; 1.7: 139.158; 1.8: 8.4594; 1.9: 1159.65; 2: 36.9315; 2.1: 94.2029; 2.2: 951.6959; 2.3: 39.2042; 2.4: -877.0808; 2.5: -36.1305
| 2 | 43 | 1: 16.5224; 1.1: 74.3617; 1.2: 0.099721; 1.3: 232.2; 1.4: 3.0597; 1.5: 74.3617; 1.6: 232.2; 1.7: 139.32; 1.8: 8.4594; 1.9: 1161; 2: 36.9745; 2.1: 94.2056; 2.2: 953.8855; 2.3: 39.2487; 2.4: -879.5238; 2.5: -36.189
| 2 | 43.05 | 1: 16.4469; 1.1: 74.1083; 1.2: 0.099381; 1.3: 232.47; 1.4: 3.0457; 1.5: 74.1083; 1.6: 232.47; 1.7: 139.482; 1.8: 8.4594; 1.9: 1162.35; 2: 37.0175; 2.1: 94.2084; 2.2: 956.0777; 2.3: 39.2932; 2.4: -881.9694; 2.5: -36.2475
| 2 | 43.1 | 1: 16.3717; 1.1: 73.8548; 1.2: 0.099041; 1.3: 232.74; 1.4: 3.0318; 1.5: 73.8548; 1.6: 232.74; 1.7: 139.644; 1.8: 8.4594; 1.9: 1163.7; 2: 37.0605; 2.1: 94.2111; 2.2: 958.2724; 2.3: 39.3378; 2.4: -884.4175; 2.5: -36.306
| 2 | 43.15 | 1: 16.2966; 1.1: 73.6014; 1.2: 0.098701; 1.3: 233.01; 1.4: 3.0179; 1.5: 73.6014; 1.6: 233.01; 1.7: 139.806; 1.8: 8.4594; 1.9: 1165.05; 2: 37.1035; 2.1: 94.2137; 2.2: 960.4696; 2.3: 39.3823; 2.4: -886.8682; 2.5: -36.3644
| 2 | 43.2 | 1: 16.2217; 1.1: 73.3479; 1.2: 0.098361; 1.3: 233.28; 1.4: 3.004; 1.5: 73.3479; 1.6: 233.28; 1.7: 139.968; 1.8: 8.4594; 1.9: 1166.4; 2: 37.1465; 2.1: 94.2164; 2.2: 962.6694; 2.3: 39.4268; 2.4: -889.3215; 2.5: -36.4228
| 2 | 43.25 | 1: 16.1469; 1.1: 73.0945; 1.2: 0.098021; 1.3: 233.55; 1.4: 2.9902; 1.5: 73.0945; 1.6: 233.55; 1.7: 140.13; 1.8: 8.4594; 1.9: 1167.75; 2: 37.1895; 2.1: 94.2191; 2.2: 964.8717; 2.3: 39.4713; 2.4: -891.7772; 2.5: -36.4811
| 2 | 43.3 | 1: 16.0724; 1.1: 72.8411; 1.2: 0.097681; 1.3: 233.82; 1.4: 2.9764; 1.5: 72.8411; 1.6: 233.82; 1.7: 140.292; 1.8: 8.4594; 1.9: 1169.1; 2: 37.2325; 2.1: 94.2218; 2.2: 967.0766; 2.3: 39.5158; 2.4: -894.2356; 2.5: -36.5394
| 2 | 43.35 | 1: 15.998; 1.1: 72.5877; 1.2: 0.097342; 1.3: 234.09; 1.4: 2.9626; 1.5: 72.5877; 1.6: 234.09; 1.7: 140.454; 1.8: 8.4594; 1.9: 1170.45; 2: 37.2755; 2.1: 94.2244; 2.2: 969.2841; 2.3: 39.5603; 2.4: -896.6964; 2.5: -36.5977
| 2 | 43.4 | 1: 15.9238; 1.1: 72.3342; 1.2: 0.097002; 1.3: 234.36; 1.4: 2.9488; 1.5: 72.3342; 1.6: 234.36; 1.7: 140.616; 1.8: 8.4594; 1.9: 1171.8; 2: 37.3185; 2.1: 94.227; 2.2: 971.4941; 2.3: 39.6048; 2.4: -899.1598; 2.5: -36.656
| 2 | 43.45 | 1: 15.8497; 1.1: 72.0808; 1.2: 0.096662; 1.3: 234.63; 1.4: 2.9351; 1.5: 72.0808; 1.6: 234.63; 1.7: 140.778; 1.8: 8.4594; 1.9: 1173.15; 2: 37.3615; 2.1: 94.2297; 2.2: 973.7066; 2.3: 39.6494; 2.4: -901.6258; 2.5: -36.7142
| 2 | 43.5 | 1: 15.7759; 1.1: 71.8275; 1.2: 0.096322; 1.3: 234.9; 1.4: 2.9215; 1.5: 71.8275; 1.6: 234.9; 1.7: 140.94; 1.8: 8.4594; 1.9: 1174.5; 2: 37.4045; 2.1: 94.2323; 2.2: 975.9217; 2.3: 39.6939; 2.4: -904.0942; 2.5: -36.7724
| 2 | 43.55 | 1: 15.7022; 1.1: 71.5741; 1.2: 0.095982; 1.3: 235.17; 1.4: 2.9078; 1.5: 71.5741; 1.6: 235.17; 1.7: 141.102; 1.8: 8.4594; 1.9: 1175.85; 2: 37.4475; 2.1: 94.2349; 2.2: 978.1393; 2.3: 39.7384; 2.4: -906.5652; 2.5: -36.8306
| 2 | 43.6 | 1: 15.6286; 1.1: 71.3208; 1.2: 0.095643; 1.3: 235.44; 1.4: 2.8942; 1.5: 71.3208; 1.6: 235.44; 1.7: 141.264; 1.8: 8.4594; 1.9: 1177.2; 2: 37.4904; 2.1: 94.2375; 2.2: 980.3595; 2.3: 39.7829; 2.4: -909.0388; 2.5: -36.8887
| 2 | 43.65 | 1: 15.5553; 1.1: 71.0675; 1.2: 0.095303; 1.3: 235.71; 1.4: 2.8806; 1.5: 71.0675; 1.6: 235.71; 1.7: 141.426; 1.8: 8.4594; 1.9: 1178.55; 2: 37.5334; 2.1: 94.2401; 2.2: 982.5823; 2.3: 39.8275; 2.4: -911.5148; 2.5: -36.9468
| 2 | 43.7 | 1: 15.4821; 1.1: 70.8142; 1.2: 0.094963; 1.3: 235.98; 1.4: 2.8671; 1.5: 70.8142; 1.6: 235.98; 1.7: 141.588; 1.8: 8.4594; 1.9: 1179.9; 2: 37.5764; 2.1: 94.2427; 2.2: 984.8075; 2.3: 39.872; 2.4: -913.9934; 2.5: -37.0049
| 2 | 43.75 | 1: 15.4091; 1.1: 70.5609; 1.2: 0.094624; 1.3: 236.25; 1.4: 2.8535; 1.5: 70.5609; 1.6: 236.25; 1.7: 141.75; 1.8: 8.4594; 1.9: 1181.25; 2: 37.6194; 2.1: 94.2453; 2.2: 987.0354; 2.3: 39.9165; 2.4: -916.4744; 2.5: -37.063
| 2 | 43.8 | 1: 15.3363; 1.1: 70.3077; 1.2: 0.094284; 1.3: 236.52; 1.4: 2.8401; 1.5: 70.3077; 1.6: 236.52; 1.7: 141.912; 1.8: 8.4594; 1.9: 1182.6; 2: 37.6624; 2.1: 94.2479; 2.2: 989.2657; 2.3: 39.961; 2.4: -918.958; 2.5: -37.121
| 2 | 43.85 | 1: 15.2636; 1.1: 70.0545; 1.2: 0.093945; 1.3: 236.79; 1.4: 2.8266; 1.5: 70.0545; 1.6: 236.79; 1.7: 142.074; 1.8: 8.4594; 1.9: 1183.95; 2: 37.7054; 2.1: 94.2504; 2.2: 991.4987; 2.3: 40.0056; 2.4: -921.4441; 2.5: -37.179
| 2 | 43.9 | 1: 15.1912; 1.1: 69.8014; 1.2: 0.093605; 1.3: 237.06; 1.4: 2.8132; 1.5: 69.8014; 1.6: 237.06; 1.7: 142.236; 1.8: 8.4594; 1.9: 1185.3; 2: 37.7484; 2.1: 94.253; 2.2: 993.7341; 2.3: 40.0501; 2.4: -923.9327; 2.5: -37.2369
| 2 | 43.95 | 1: 15.1189; 1.1: 69.5483; 1.2: 0.093266; 1.3: 237.33; 1.4: 2.7998; 1.5: 69.5483; 1.6: 237.33; 1.7: 142.398; 1.8: 8.4594; 1.9: 1186.65; 2: 37.7914; 2.1: 94.2555; 2.2: 995.9722; 2.3: 40.0946; 2.4: -926.4239; 2.5: -37.2948
| 2 | 44 | 1: 15.0467; 1.1: 69.2952; 1.2: 0.092926; 1.3: 237.6; 1.4: 2.7864; 1.5: 69.2952; 1.6: 237.6; 1.7: 142.56; 1.8: 8.4594; 1.9: 1188; 2: 37.8344; 2.1: 94.2581; 2.2: 998.2127; 2.3: 40.1392; 2.4: -928.9175; 2.5: -37.3527
| 2 | 44.05 | 1: 14.9748; 1.1: 69.0422; 1.2: 0.092587; 1.3: 237.87; 1.4: 2.7731; 1.5: 69.0422; 1.6: 237.87; 1.7: 142.722; 1.8: 8.4594; 1.9: 1189.35; 2: 37.8774; 2.1: 94.2606; 2.2: 1000.4558; 2.3: 40.1837; 2.4: -931.4136; 2.5: -37.4106
| 2 | 44.1 | 1: 14.903; 1.1: 68.7893; 1.2: 0.092248; 1.3: 238.14; 1.4: 2.7598; 1.5: 68.7893; 1.6: 238.14; 1.7: 142.884; 1.8: 8.4594; 1.9: 1190.7; 2: 37.9204; 2.1: 94.2631; 2.2: 1002.7015; 2.3: 40.2282; 2.4: -933.9122; 2.5: -37.4684
| 2 | 44.15 | 1: 14.8314; 1.1: 68.5364; 1.2: 0.091909; 1.3: 238.41; 1.4: 2.7466; 1.5: 68.5364; 1.6: 238.41; 1.7: 143.046; 1.8: 8.4594; 1.9: 1192.05; 2: 37.9634; 2.1: 94.2656; 2.2: 1004.9497; 2.3: 40.2728; 2.4: -936.4133; 2.5: -37.5262
| 2 | 44.2 | 1: 14.76; 1.1: 68.2835; 1.2: 0.09157; 1.3: 238.68; 1.4: 2.7333; 1.5: 68.2835; 1.6: 238.68; 1.7: 143.208; 1.8: 8.4594; 1.9: 1193.4; 2: 38.0064; 2.1: 94.2681; 2.2: 1007.2004; 2.3: 40.3173; 2.4: -938.9169; 2.5: -37.584
| 2 | 44.25 | 1: 14.6887; 1.1: 68.0308; 1.2: 0.091231; 1.3: 238.95; 1.4: 2.7201; 1.5: 68.0308; 1.6: 238.95; 1.7: 143.37; 1.8: 8.4594; 1.9: 1194.75; 2: 38.0494; 2.1: 94.2706; 2.2: 1009.4537; 2.3: 40.3618; 2.4: -941.423; 2.5: -37.6417
| 2 | 44.3 | 1: 14.6176; 1.1: 67.778; 1.2: 0.090892; 1.3: 239.22; 1.4: 2.707; 1.5: 67.778; 1.6: 239.22; 1.7: 143.532; 1.8: 8.4594; 1.9: 1196.1; 2: 38.0924; 2.1: 94.2731; 2.2: 1011.7096; 2.3: 40.4064; 2.4: -943.9315; 2.5: -37.6994
| 2 | 44.35 | 1: 14.5467; 1.1: 67.5254; 1.2: 0.090553; 1.3: 239.49; 1.4: 2.6938; 1.5: 67.5254; 1.6: 239.49; 1.7: 143.694; 1.8: 8.4594; 1.9: 1197.45; 2: 38.1354; 2.1: 94.2756; 2.2: 1013.968; 2.3: 40.4509; 2.4: -946.4426; 2.5: -37.7571
| 2 | 44.4 | 1: 14.476; 1.1: 67.2728; 1.2: 0.090214; 1.3: 239.76; 1.4: 2.6807; 1.5: 67.2728; 1.6: 239.76; 1.7: 143.856; 1.8: 8.4594; 1.9: 1198.8; 2: 38.1783; 2.1: 94.2781; 2.2: 1016.2289; 2.3: 40.4955; 2.4: -948.9561; 2.5: -37.8147
| 2 | 44.45 | 1: 14.4054; 1.1: 67.0203; 1.2: 0.089876; 1.3: 240.03; 1.4: 2.6677; 1.5: 67.0203; 1.6: 240.03; 1.7: 144.018; 1.8: 8.4594; 1.9: 1200.15; 2: 38.2213; 2.1: 94.2805; 2.2: 1018.4924; 2.3: 40.54; 2.4: -951.4721; 2.5: -37.8723
| 2 | 44.5 | 1: 14.335; 1.1: 66.7678; 1.2: 0.089537; 1.3: 240.3; 1.4: 2.6546; 1.5: 66.7678; 1.6: 240.3; 1.7: 144.18; 1.8: 8.4594; 1.9: 1201.5; 2: 38.2643; 2.1: 94.283; 2.2: 1020.7584; 2.3: 40.5846; 2.4: -953.9906; 2.5: -37.9299
| 2 | 44.55 | 1: 14.2648; 1.1: 66.5155; 1.2: 0.089199; 1.3: 240.57; 1.4: 2.6416; 1.5: 66.5155; 1.6: 240.57; 1.7: 144.342; 1.8: 8.4594; 1.9: 1202.85; 2: 38.3073; 2.1: 94.2854; 2.2: 1023.027; 2.3: 40.6291; 2.4: -956.5115; 2.5: -37.9875
| 2 | 44.6 | 1: 14.1948; 1.1: 66.2632; 1.2: 0.08886; 1.3: 240.84; 1.4: 2.6287; 1.5: 66.2632; 1.6: 240.84; 1.7: 144.504; 1.8: 8.4594; 1.9: 1204.2; 2: 38.3503; 2.1: 94.2879; 2.2: 1025.2981; 2.3: 40.6736; 2.4: -959.0349; 2.5: -38.045
| 2 | 44.65 | 1: 14.1249; 1.1: 66.011; 1.2: 0.088522; 1.3: 241.11; 1.4: 2.6157; 1.5: 66.011; 1.6: 241.11; 1.7: 144.666; 1.8: 8.4594; 1.9: 1205.55; 2: 38.3933; 2.1: 94.2903; 2.2: 1027.5717; 2.3: 40.7182; 2.4: -961.5608; 2.5: -38.1025
| 2 | 44.7 | 1: 14.0552; 1.1: 65.7589; 1.2: 0.088184; 1.3: 241.38; 1.4: 2.6028; 1.5: 65.7589; 1.6: 241.38; 1.7: 144.828; 1.8: 8.4594; 1.9: 1206.9; 2: 38.4363; 2.1: 94.2927; 2.2: 1029.8479; 2.3: 40.7627; 2.4: -964.0891; 2.5: -38.1599
| 2 | 44.75 | 1: 13.9857; 1.1: 65.5068; 1.2: 0.087846; 1.3: 241.65; 1.4: 2.59; 1.5: 65.5068; 1.6: 241.65; 1.7: 144.99; 1.8: 8.4594; 1.9: 1208.25; 2: 38.4793; 2.1: 94.2951; 2.2: 1032.1267; 2.3: 40.8073; 2.4: -966.6198; 2.5: -38.2173
| 2 | 44.8 | 1: 13.9164; 1.1: 65.2549; 1.2: 0.087508; 1.3: 241.92; 1.4: 2.5771; 1.5: 65.2549; 1.6: 241.92; 1.7: 145.152; 1.8: 8.4594; 1.9: 1209.6; 2: 38.5223; 2.1: 94.2976; 2.2: 1034.408; 2.3: 40.8518; 2.4: -969.1531; 2.5: -38.2747
| 2 | 44.85 | 1: 13.8472; 1.1: 65.0031; 1.2: 0.087171; 1.3: 242.19; 1.4: 2.5643; 1.5: 65.0031; 1.6: 242.19; 1.7: 145.314; 1.8: 8.4594; 1.9: 1210.95; 2: 38.5653; 2.1: 94.3; 2.2: 1036.6918; 2.3: 40.8964; 2.4: -971.6888; 2.5: -38.3321
| 2 | 44.9 | 1: 13.7782; 1.1: 64.7513; 1.2: 0.086833; 1.3: 242.46; 1.4: 2.5515; 1.5: 64.7513; 1.6: 242.46; 1.7: 145.476; 1.8: 8.4594; 1.9: 1212.3; 2: 38.6083; 2.1: 94.3023; 2.2: 1038.9782; 2.3: 40.941; 2.4: -974.2269; 2.5: -38.3894
| 2 | 44.95 | 1: 13.7094; 1.1: 64.4997; 1.2: 0.086495; 1.3: 242.73; 1.4: 2.5388; 1.5: 64.4997; 1.6: 242.73; 1.7: 145.638; 1.8: 8.4594; 1.9: 1213.65; 2: 38.6513; 2.1: 94.3047; 2.2: 1041.2671; 2.3: 40.9855; 2.4: -976.7675; 2.5: -38.4467
| 2 | 45 | 1: 13.6408; 1.1: 64.2481; 1.2: 0.086158; 1.3: 243; 1.4: 2.5261; 1.5: 64.2481; 1.6: 243; 1.7: 145.8; 1.8: 8.4594; 1.9: 1215; 2: 38.6943; 2.1: 94.3071; 2.2: 1043.5586; 2.3: 41.0301; 2.4: -979.3105; 2.5: -38.504
| 2 | 45.05 | 1: 13.5723; 1.1: 63.9967; 1.2: 0.085821; 1.3: 243.27; 1.4: 2.5134; 1.5: 63.9967; 1.6: 243.27; 1.7: 145.962; 1.8: 8.4594; 1.9: 1216.35; 2: 38.7373; 2.1: 94.3095; 2.2: 1045.8526; 2.3: 41.0746; 2.4: -981.8559; 2.5: -38.5612
| 2 | 45.1 | 1: 13.504; 1.1: 63.7453; 1.2: 0.085484; 1.3: 243.54; 1.4: 2.5007; 1.5: 63.7453; 1.6: 243.54; 1.7: 146.124; 1.8: 8.4594; 1.9: 1217.7; 2: 38.7803; 2.1: 94.3118; 2.2: 1048.1492; 2.3: 41.1192; 2.4: -984.4038; 2.5: -38.6184
| 2 | 45.15 | 1: 13.4359; 1.1: 63.4941; 1.2: 0.085147; 1.3: 243.81; 1.4: 2.4881; 1.5: 63.4941; 1.6: 243.81; 1.7: 146.286; 1.8: 8.4594; 1.9: 1219.05; 2: 38.8232; 2.1: 94.3142; 2.2: 1050.4483; 2.3: 41.1637; 2.4: -986.9541; 2.5: -38.6756
| 2 | 45.2 | 1: 13.368; 1.1: 63.243; 1.2: 0.08481; 1.3: 244.08; 1.4: 2.4756; 1.5: 63.243; 1.6: 244.08; 1.7: 146.448; 1.8: 8.4594; 1.9: 1220.4; 2: 38.8662; 2.1: 94.3166; 2.2: 1052.7499; 2.3: 41.2083; 2.4: -989.5069; 2.5: -38.7327
| 2 | 45.25 | 1: 13.3002; 1.1: 62.992; 1.2: 0.084474; 1.3: 244.35; 1.4: 2.463; 1.5: 62.992; 1.6: 244.35; 1.7: 146.61; 1.8: 8.4594; 1.9: 1221.75; 2: 38.9092; 2.1: 94.3189; 2.2: 1055.0541; 2.3: 41.2529; 2.4: -992.0621; 2.5: -38.7899
| 2 | 45.3 | 1: 13.2326; 1.1: 62.7412; 1.2: 0.084137; 1.3: 244.62; 1.4: 2.4505; 1.5: 62.7412; 1.6: 244.62; 1.7: 146.772; 1.8: 8.4594; 1.9: 1223.1; 2: 38.9522; 2.1: 94.3212; 2.2: 1057.3608; 2.3: 41.2974; 2.4: -994.6197; 2.5: -38.8469
| 2 | 45.35 | 1: 13.1652; 1.1: 62.4904; 1.2: 0.083801; 1.3: 244.89; 1.4: 2.438; 1.5: 62.4904; 1.6: 244.89; 1.7: 146.934; 1.8: 8.4594; 1.9: 1224.45; 2: 38.9952; 2.1: 94.3236; 2.2: 1059.6701; 2.3: 41.342; 2.4: -997.1797; 2.5: -38.904
| 2 | 45.4 | 1: 13.098; 1.1: 62.2398; 1.2: 0.083465; 1.3: 245.16; 1.4: 2.4255; 1.5: 62.2398; 1.6: 245.16; 1.7: 147.096; 1.8: 8.4594; 1.9: 1225.8; 2: 39.0382; 2.1: 94.3259; 2.2: 1061.9819; 2.3: 41.3865; 2.4: -999.7421; 2.5: -38.961
| 2 | 45.45 | 1: 13.0309; 1.1: 61.9893; 1.2: 0.083129; 1.3: 245.43; 1.4: 2.4131; 1.5: 61.9893; 1.6: 245.43; 1.7: 147.258; 1.8: 8.4594; 1.9: 1227.15; 2: 39.0812; 2.1: 94.3282; 2.2: 1064.2962; 2.3: 41.4311; 2.4: -1002.307; 2.5: -39.018
| 2 | 45.5 | 1: 12.964; 1.1: 61.7389; 1.2: 0.082793; 1.3: 245.7; 1.4: 2.4007; 1.5: 61.7389; 1.6: 245.7; 1.7: 147.42; 1.8: 8.4594; 1.9: 1228.5; 2: 39.1242; 2.1: 94.3305; 2.2: 1066.6131; 2.3: 41.4757; 2.4: -1004.8742; 2.5: -39.0749
| 2 | 45.55 | 1: 12.8973; 1.1: 61.4887; 1.2: 0.082458; 1.3: 245.97; 1.4: 2.3884; 1.5: 61.4887; 1.6: 245.97; 1.7: 147.582; 1.8: 8.4594; 1.9: 1229.85; 2: 39.1672; 2.1: 94.3328; 2.2: 1068.9326; 2.3: 41.5202; 2.4: -1007.4439; 2.5: -39.1318
| 2 | 45.6 | 1: 12.8307; 1.1: 61.2386; 1.2: 0.082122; 1.3: 246.24; 1.4: 2.3761; 1.5: 61.2386; 1.6: 246.24; 1.7: 147.744; 1.8: 8.4594; 1.9: 1231.2; 2: 39.2102; 2.1: 94.3351; 2.2: 1071.2546; 2.3: 41.5648; 2.4: -1010.016; 2.5: -39.1887
| 2 | 45.65 | 1: 12.7644; 1.1: 60.9886; 1.2: 0.081787; 1.3: 246.51; 1.4: 2.3638; 1.5: 60.9886; 1.6: 246.51; 1.7: 147.906; 1.8: 8.4594; 1.9: 1232.55; 2: 39.2532; 2.1: 94.3374; 2.2: 1073.5791; 2.3: 41.6094; 2.4: -1012.5904; 2.5: -39.2456
| 2 | 45.7 | 1: 12.6982; 1.1: 60.7388; 1.2: 0.081452; 1.3: 246.78; 1.4: 2.3515; 1.5: 60.7388; 1.6: 246.78; 1.7: 148.068; 1.8: 8.4594; 1.9: 1233.9; 2: 39.2962; 2.1: 94.3397; 2.2: 1075.9061; 2.3: 41.6539; 2.4: -1015.1673; 2.5: -39.3024
| 2 | 45.75 | 1: 12.6322; 1.1: 60.4892; 1.2: 0.081117; 1.3: 247.05; 1.4: 2.3393; 1.5: 60.4892; 1.6: 247.05; 1.7: 148.23; 1.8: 8.4594; 1.9: 1235.25; 2: 39.3392; 2.1: 94.3419; 2.2: 1078.2357; 2.3: 41.6985; 2.4: -1017.7466; 2.5: -39.3592
| 2 | 45.8 | 1: 12.5663; 1.1: 60.2396; 1.2: 0.080783; 1.3: 247.32; 1.4: 2.3271; 1.5: 60.2396; 1.6: 247.32; 1.7: 148.392; 1.8: 8.4594; 1.9: 1236.6; 2: 39.3822; 2.1: 94.3442; 2.2: 1080.5679; 2.3: 41.7431; 2.4: -1020.3282; 2.5: -39.416
| 2 | 45.85 | 1: 12.5007; 1.1: 59.9903; 1.2: 0.080448; 1.3: 247.59; 1.4: 2.3149; 1.5: 59.9903; 1.6: 247.59; 1.7: 148.554; 1.8: 8.4594; 1.9: 1237.95; 2: 39.4252; 2.1: 94.3465; 2.2: 1082.9026; 2.3: 41.7876; 2.4: -1022.9123; 2.5: -39.4727
| 2 | 45.9 | 1: 12.4352; 1.1: 59.7411; 1.2: 0.080114; 1.3: 247.86; 1.4: 2.3028; 1.5: 59.7411; 1.6: 247.86; 1.7: 148.716; 1.8: 8.4594; 1.9: 1239.3; 2: 39.4682; 2.1: 94.3487; 2.2: 1085.2398; 2.3: 41.8322; 2.4: -1025.4987; 2.5: -39.5294
| 2 | 45.95 | 1: 12.3699; 1.1: 59.492; 1.2: 0.07978; 1.3: 248.13; 1.4: 2.2907; 1.5: 59.492; 1.6: 248.13; 1.7: 148.878; 1.8: 8.4594; 1.9: 1240.65; 2: 39.5111; 2.1: 94.3509; 2.2: 1087.5796; 2.3: 41.8768; 2.4: -1028.0876; 2.5: -39.5861
| 2 | 46 | 1: 12.3047; 1.1: 59.2431; 1.2: 0.079446; 1.3: 248.4; 1.4: 2.2787; 1.5: 59.2431; 1.6: 248.4; 1.7: 149.04; 1.8: 8.4594; 1.9: 1242; 2: 39.5541; 2.1: 94.3532; 2.2: 1089.9219; 2.3: 41.9214; 2.4: -1030.6788; 2.5: -39.6427
| 2 | 46.05 | 1: 12.2397; 1.1: 58.9944; 1.2: 0.079113; 1.3: 248.67; 1.4: 2.2666; 1.5: 58.9944; 1.6: 248.67; 1.7: 149.202; 1.8: 8.4594; 1.9: 1243.35; 2: 39.5971; 2.1: 94.3554; 2.2: 1092.2667; 2.3: 41.9659; 2.4: -1033.2723; 2.5: -39.6993
| 2 | 46.1 | 1: 12.175; 1.1: 58.7458; 1.2: 0.078779; 1.3: 248.94; 1.4: 2.2546; 1.5: 58.7458; 1.6: 248.94; 1.7: 149.364; 1.8: 8.4594; 1.9: 1244.7; 2: 39.6401; 2.1: 94.3576; 2.2: 1094.6141; 2.3: 42.0105; 2.4: -1035.8683; 2.5: -39.7559
| 2 | 46.15 | 1: 12.1103; 1.1: 58.4974; 1.2: 0.078446; 1.3: 249.21; 1.4: 2.2427; 1.5: 58.4974; 1.6: 249.21; 1.7: 149.526; 1.8: 8.4594; 1.9: 1246.05; 2: 39.6831; 2.1: 94.3599; 2.2: 1096.964; 2.3: 42.0551; 2.4: -1038.4666; 2.5: -39.8124
| 2 | 46.2 | 1: 12.0459; 1.1: 58.2492; 1.2: 0.078113; 1.3: 249.48; 1.4: 2.2307; 1.5: 58.2492; 1.6: 249.48; 1.7: 149.688; 1.8: 8.4594; 1.9: 1247.4; 2: 39.7261; 2.1: 94.3621; 2.2: 1099.3165; 2.3: 42.0997; 2.4: -1041.0673; 2.5: -39.8689
| 2 | 46.25 | 1: 11.9816; 1.1: 58.0011; 1.2: 0.077781; 1.3: 249.75; 1.4: 2.2188; 1.5: 58.0011; 1.6: 249.75; 1.7: 149.85; 1.8: 8.4594; 1.9: 1248.75; 2: 39.7691; 2.1: 94.3643; 2.2: 1101.6715; 2.3: 42.1442; 2.4: -1043.6704; 2.5: -39.9254
| 2 | 46.3 | 1: 11.9175; 1.1: 57.7532; 1.2: 0.077448; 1.3: 250.02; 1.4: 2.207; 1.5: 57.7532; 1.6: 250.02; 1.7: 150.012; 1.8: 8.4594; 1.9: 1250.1; 2: 39.8121; 2.1: 94.3665; 2.2: 1104.029; 2.3: 42.1888; 2.4: -1046.2758; 2.5: -39.9819
| 2 | 46.35 | 1: 11.8536; 1.1: 57.5055; 1.2: 0.077116; 1.3: 250.29; 1.4: 2.1951; 1.5: 57.5055; 1.6: 250.29; 1.7: 150.174; 1.8: 8.4594; 1.9: 1251.45; 2: 39.8551; 2.1: 94.3687; 2.2: 1106.3891; 2.3: 42.2334; 2.4: -1048.8836; 2.5: -40.0383
| 2 | 46.4 | 1: 11.7899; 1.1: 57.258; 1.2: 0.076784; 1.3: 250.56; 1.4: 2.1833; 1.5: 57.258; 1.6: 250.56; 1.7: 150.336; 1.8: 8.4594; 1.9: 1252.8; 2: 39.8981; 2.1: 94.3709; 2.2: 1108.7517; 2.3: 42.278; 2.4: -1051.4937; 2.5: -40.0947
| 2 | 46.45 | 1: 11.7263; 1.1: 57.0106; 1.2: 0.076453; 1.3: 250.83; 1.4: 2.1715; 1.5: 57.0106; 1.6: 250.83; 1.7: 150.498; 1.8: 8.4594; 1.9: 1254.15; 2: 39.9411; 2.1: 94.373; 2.2: 1111.1169; 2.3: 42.3226; 2.4: -1054.1062; 2.5: -40.151
| 2 | 46.5 | 1: 11.6629; 1.1: 56.7635; 1.2: 0.076121; 1.3: 251.1; 1.4: 2.1598; 1.5: 56.7635; 1.6: 251.1; 1.7: 150.66; 1.8: 8.4594; 1.9: 1255.5; 2: 39.9841; 2.1: 94.3752; 2.2: 1113.4846; 2.3: 42.3671; 2.4: -1056.7211; 2.5: -40.2073
| 2 | 46.55 | 1: 11.5997; 1.1: 56.5165; 1.2: 0.07579; 1.3: 251.37; 1.4: 2.1481; 1.5: 56.5165; 1.6: 251.37; 1.7: 150.822; 1.8: 8.4594; 1.9: 1256.85; 2: 40.0271; 2.1: 94.3774; 2.2: 1115.8548; 2.3: 42.4117; 2.4: -1059.3383; 2.5: -40.2636
| 2 | 46.6 | 1: 11.5367; 1.1: 56.2698; 1.2: 0.075459; 1.3: 251.64; 1.4: 2.1364; 1.5: 56.2698; 1.6: 251.64; 1.7: 150.984; 1.8: 8.4594; 1.9: 1258.2; 2: 40.0701; 2.1: 94.3795; 2.2: 1118.2276; 2.3: 42.4563; 2.4: -1061.9578; 2.5: -40.3199
| 2 | 46.65 | 1: 11.4738; 1.1: 56.0232; 1.2: 0.075128; 1.3: 251.91; 1.4: 2.1248; 1.5: 56.0232; 1.6: 251.91; 1.7: 151.146; 1.8: 8.4594; 1.9: 1259.55; 2: 40.1131; 2.1: 94.3817; 2.2: 1120.6029; 2.3: 42.5009; 2.4: -1064.5797; 2.5: -40.3761
| 2 | 46.7 | 1: 11.4111; 1.1: 55.7768; 1.2: 0.074798; 1.3: 252.18; 1.4: 2.1132; 1.5: 55.7768; 1.6: 252.18; 1.7: 151.308; 1.8: 8.4594; 1.9: 1260.9; 2: 40.1561; 2.1: 94.3839; 2.2: 1122.9808; 2.3: 42.5455; 2.4: -1067.2039; 2.5: -40.4323
| 2 | 46.75 | 1: 11.3486; 1.1: 55.5307; 1.2: 0.074468; 1.3: 252.45; 1.4: 2.1016; 1.5: 55.5307; 1.6: 252.45; 1.7: 151.47; 1.8: 8.4594; 1.9: 1262.25; 2: 40.199; 2.1: 94.386; 2.2: 1125.3611; 2.3: 42.59; 2.4: -1069.8305; 2.5: -40.4885
| 2 | 46.8 | 1: 11.2863; 1.1: 55.2847; 1.2: 0.074138; 1.3: 252.72; 1.4: 2.0901; 1.5: 55.2847; 1.6: 252.72; 1.7: 151.632; 1.8: 8.4594; 1.9: 1263.6; 2: 40.242; 2.1: 94.3881; 2.2: 1127.7441; 2.3: 42.6346; 2.4: -1072.4594; 2.5: -40.5446
| 2 | 46.85 | 1: 11.2241; 1.1: 55.0389; 1.2: 0.073808; 1.3: 252.99; 1.4: 2.0785; 1.5: 55.0389; 1.6: 252.99; 1.7: 151.794; 1.8: 8.4594; 1.9: 1264.95; 2: 40.285; 2.1: 94.3903; 2.2: 1130.1295; 2.3: 42.6792; 2.4: -1075.0906; 2.5: -40.6007
| 2 | 46.9 | 1: 11.1621; 1.1: 54.7934; 1.2: 0.073479; 1.3: 253.26; 1.4: 2.0671; 1.5: 54.7934; 1.6: 253.26; 1.7: 151.956; 1.8: 8.4594; 1.9: 1266.3; 2: 40.328; 2.1: 94.3924; 2.2: 1132.5175; 2.3: 42.7238; 2.4: -1077.7241; 2.5: -40.6567
| 2 | 46.95 | 1: 11.1003; 1.1: 54.5481; 1.2: 0.07315; 1.3: 253.53; 1.4: 2.0556; 1.5: 54.5481; 1.6: 253.53; 1.7: 152.118; 1.8: 8.4594; 1.9: 1267.65; 2: 40.371; 2.1: 94.3945; 2.2: 1134.9081; 2.3: 42.7684; 2.4: -1080.36; 2.5: -40.7128
| 2 | 47 | 1: 11.0387; 1.1: 54.3029; 1.2: 0.072821; 1.3: 253.8; 1.4: 2.0442; 1.5: 54.3029; 1.6: 253.8; 1.7: 152.28; 1.8: 8.4594; 1.9: 1269; 2: 40.414; 2.1: 94.3966; 2.2: 1137.3011; 2.3: 42.813; 2.4: -1082.9982; 2.5: -40.7688
| 2 | 47.05 | 1: 10.9772; 1.1: 54.058; 1.2: 0.072493; 1.3: 254.07; 1.4: 2.0328; 1.5: 54.058; 1.6: 254.07; 1.7: 152.442; 1.8: 8.4594; 1.9: 1270.35; 2: 40.457; 2.1: 94.3987; 2.2: 1139.6967; 2.3: 42.8576; 2.4: -1085.6387; 2.5: -40.8248
| 2 | 47.1 | 1: 10.9159; 1.1: 53.8134; 1.2: 0.072165; 1.3: 254.34; 1.4: 2.0215; 1.5: 53.8134; 1.6: 254.34; 1.7: 152.604; 1.8: 8.4594; 1.9: 1271.7; 2: 40.5; 2.1: 94.4008; 2.2: 1142.0949; 2.3: 42.9022; 2.4: -1088.2815; 2.5: -40.8807
| 2 | 47.15 | 1: 10.8548; 1.1: 53.5689; 1.2: 0.071837; 1.3: 254.61; 1.4: 2.0102; 1.5: 53.5689; 1.6: 254.61; 1.7: 152.766; 1.8: 8.4594; 1.9: 1273.05; 2: 40.543; 2.1: 94.4029; 2.2: 1144.4956; 2.3: 42.9467; 2.4: -1090.9267; 2.5: -40.9366
| 2 | 47.2 | 1: 10.7939; 1.1: 53.3247; 1.2: 0.07151; 1.3: 254.88; 1.4: 1.9989; 1.5: 53.3247; 1.6: 254.88; 1.7: 152.928; 1.8: 8.4594; 1.9: 1274.4; 2: 40.586; 2.1: 94.405; 2.2: 1146.8988; 2.3: 42.9913; 2.4: -1093.5741; 2.5: -40.9925
| 2 | 47.25 | 1: 10.7331; 1.1: 53.0807; 1.2: 0.071182; 1.3: 255.15; 1.4: 1.9876; 1.5: 53.0807; 1.6: 255.15; 1.7: 153.09; 1.8: 8.4594; 1.9: 1275.75; 2: 40.629; 2.1: 94.4071; 2.2: 1149.3045; 2.3: 43.0359; 2.4: -1096.2238; 2.5: -41.0483
| 2 | 47.3 | 1: 10.6725; 1.1: 52.8369; 1.2: 0.070856; 1.3: 255.42; 1.4: 1.9764; 1.5: 52.8369; 1.6: 255.42; 1.7: 153.252; 1.8: 8.4594; 1.9: 1277.1; 2: 40.672; 2.1: 94.4092; 2.2: 1151.7128; 2.3: 43.0805; 2.4: -1098.8759; 2.5: -41.1041
| 2 | 47.35 | 1: 10.6121; 1.1: 52.5934; 1.2: 0.070529; 1.3: 255.69; 1.4: 1.9652; 1.5: 52.5934; 1.6: 255.69; 1.7: 153.414; 1.8: 8.4594; 1.9: 1278.45; 2: 40.715; 2.1: 94.4113; 2.2: 1154.1237; 2.3: 43.1251; 2.4: -1101.5302; 2.5: -41.1599
| 2 | 47.4 | 1: 10.5519; 1.1: 52.3501; 1.2: 0.070203; 1.3: 255.96; 1.4: 1.9541; 1.5: 52.3501; 1.6: 255.96; 1.7: 153.576; 1.8: 8.4594; 1.9: 1279.8; 2: 40.758; 2.1: 94.4134; 2.2: 1156.537; 2.3: 43.1697; 2.4: -1104.1869; 2.5: -41.2156
| 2 | 47.45 | 1: 10.4919; 1.1: 52.1071; 1.2: 0.069877; 1.3: 256.23; 1.4: 1.9429; 1.5: 52.1071; 1.6: 256.23; 1.7: 153.738; 1.8: 8.4594; 1.9: 1281.15; 2: 40.801; 2.1: 94.4154; 2.2: 1158.9529; 2.3: 43.2143; 2.4: -1106.8458; 2.5: -41.2714
| 2 | 47.5 | 1: 10.432; 1.1: 51.8643; 1.2: 0.069551; 1.3: 256.5; 1.4: 1.9318; 1.5: 51.8643; 1.6: 256.5; 1.7: 153.9; 1.8: 8.4594; 1.9: 1282.5; 2: 40.8439; 2.1: 94.4175; 2.2: 1161.3713; 2.3: 43.2589; 2.4: -1109.5071; 2.5: -41.327
| 2 | 47.55 | 1: 10.3723; 1.1: 51.6217; 1.2: 0.069226; 1.3: 256.77; 1.4: 1.9208; 1.5: 51.6217; 1.6: 256.77; 1.7: 154.062; 1.8: 8.4594; 1.9: 1283.85; 2: 40.8869; 2.1: 94.4195; 2.2: 1163.7923; 2.3: 43.3035; 2.4: -1112.1706; 2.5: -41.3827
| 2 | 47.6 | 1: 10.3127; 1.1: 51.3794; 1.2: 0.068901; 1.3: 257.04; 1.4: 1.9098; 1.5: 51.3794; 1.6: 257.04; 1.7: 154.224; 1.8: 8.4594; 1.9: 1285.2; 2: 40.9299; 2.1: 94.4216; 2.2: 1166.2158; 2.3: 43.3481; 2.4: -1114.8364; 2.5: -41.4383
| 2 | 47.65 | 1: 10.2534; 1.1: 51.1374; 1.2: 0.068576; 1.3: 257.31; 1.4: 1.8988; 1.5: 51.1374; 1.6: 257.31; 1.7: 154.386; 1.8: 8.4594; 1.9: 1286.55; 2: 40.9729; 2.1: 94.4236; 2.2: 1168.6418; 2.3: 43.3927; 2.4: -1117.5045; 2.5: -41.4939
| 2 | 47.7 | 1: 10.1942; 1.1: 50.8956; 1.2: 0.068252; 1.3: 257.58; 1.4: 1.8878; 1.5: 50.8956; 1.6: 257.58; 1.7: 154.548; 1.8: 8.4594; 1.9: 1287.9; 2: 41.0159; 2.1: 94.4257; 2.2: 1171.0704; 2.3: 43.4373; 2.4: -1120.1748; 2.5: -41.5494
| 2 | 47.75 | 1: 10.1352; 1.1: 50.654; 1.2: 0.067928; 1.3: 257.85; 1.4: 1.8769; 1.5: 50.654; 1.6: 257.85; 1.7: 154.71; 1.8: 8.4594; 1.9: 1289.25; 2: 41.0589; 2.1: 94.4277; 2.2: 1173.5015; 2.3: 43.4819; 2.4: -1122.8475; 2.5: -41.605
| 2 | 47.8 | 1: 10.0764; 1.1: 50.4128; 1.2: 0.067605; 1.3: 258.12; 1.4: 1.866; 1.5: 50.4128; 1.6: 258.12; 1.7: 154.872; 1.8: 8.4594; 1.9: 1290.6; 2: 41.1019; 2.1: 94.4297; 2.2: 1175.9351; 2.3: 43.5265; 2.4: -1125.5224; 2.5: -41.6605
| 2 | 47.85 | 1: 10.0177; 1.1: 50.1718; 1.2: 0.067281; 1.3: 258.39; 1.4: 1.8551; 1.5: 50.1718; 1.6: 258.39; 1.7: 155.034; 1.8: 8.4594; 1.9: 1291.95; 2: 41.1449; 2.1: 94.4317; 2.2: 1178.3713; 2.3: 43.5711; 2.4: -1128.1995; 2.5: -41.7159
| 2 | 47.9 | 1: 9.9592; 1.1: 49.931; 1.2: 0.066959; 1.3: 258.66; 1.4: 1.8443; 1.5: 49.931; 1.6: 258.66; 1.7: 155.196; 1.8: 8.4594; 1.9: 1293.3; 2: 41.1879; 2.1: 94.4338; 2.2: 1180.81; 2.3: 43.6157; 2.4: -1130.879; 2.5: -41.7713
| 2 | 47.95 | 1: 9.9009; 1.1: 49.6905; 1.2: 0.066636; 1.3: 258.93; 1.4: 1.8335; 1.5: 49.6905; 1.6: 258.93; 1.7: 155.358; 1.8: 8.4594; 1.9: 1294.65; 2: 41.2309; 2.1: 94.4358; 2.2: 1183.2512; 2.3: 43.6602; 2.4: -1133.5607; 2.5: -41.8267
| 2 | 48 | 1: 9.8428; 1.1: 49.4503; 1.2: 0.066314; 1.3: 259.2; 1.4: 1.8227; 1.5: 49.4503; 1.6: 259.2; 1.7: 155.52; 1.8: 8.4594; 1.9: 1296; 2: 41.2739; 2.1: 94.4378; 2.2: 1185.695; 2.3: 43.7048; 2.4: -1136.2447; 2.5: -41.8821
| 2 | 48.05 | 1: 9.7849; 1.1: 49.2104; 1.2: 0.065992; 1.3: 259.47; 1.4: 1.812; 1.5: 49.2104; 1.6: 259.47; 1.7: 155.682; 1.8: 8.4594; 1.9: 1297.35; 2: 41.3169; 2.1: 94.4398; 2.2: 1188.1413; 2.3: 43.7494; 2.4: -1138.9309; 2.5: -41.9374
| 2 | 48.1 | 1: 9.7271; 1.1: 48.9708; 1.2: 0.065671; 1.3: 259.74; 1.4: 1.8013; 1.5: 48.9708; 1.6: 259.74; 1.7: 155.844; 1.8: 8.4594; 1.9: 1298.7; 2: 41.3599; 2.1: 94.4418; 2.2: 1190.5901; 2.3: 43.794; 2.4: -1141.6194; 2.5: -41.9927
| 2 | 48.15 | 1: 9.6695; 1.1: 48.7314; 1.2: 0.06535; 1.3: 260.01; 1.4: 1.7906; 1.5: 48.7314; 1.6: 260.01; 1.7: 156.006; 1.8: 8.4594; 1.9: 1300.05; 2: 41.4029; 2.1: 94.4438; 2.2: 1193.0415; 2.3: 43.8386; 2.4: -1144.3101; 2.5: -42.048
| 2 | 48.2 | 1: 9.6121; 1.1: 48.4923; 1.2: 0.065029; 1.3: 260.28; 1.4: 1.78; 1.5: 48.4923; 1.6: 260.28; 1.7: 156.168; 1.8: 8.4594; 1.9: 1301.4; 2: 41.4459; 2.1: 94.4458; 2.2: 1195.4954; 2.3: 43.8832; 2.4: -1147.0031; 2.5: -42.1032
| 2 | 48.25 | 1: 9.5548; 1.1: 48.2535; 1.2: 0.064709; 1.3: 260.55; 1.4: 1.7694; 1.5: 48.2535; 1.6: 260.55; 1.7: 156.33; 1.8: 8.4594; 1.9: 1302.75; 2: 41.4889; 2.1: 94.4477; 2.2: 1197.9518; 2.3: 43.9278; 2.4: -1149.6983; 2.5: -42.1584
| 2 | 48.3 | 1: 9.4978; 1.1: 48.015; 1.2: 0.064389; 1.3: 260.82; 1.4: 1.7588; 1.5: 48.015; 1.6: 260.82; 1.7: 156.492; 1.8: 8.4594; 1.9: 1304.1; 2: 41.5318; 2.1: 94.4497; 2.2: 1200.4108; 2.3: 43.9724; 2.4: -1152.3958; 2.5: -42.2136
| 2 | 48.35 | 1: 9.4409; 1.1: 47.7768; 1.2: 0.06407; 1.3: 261.09; 1.4: 1.7483; 1.5: 47.7768; 1.6: 261.09; 1.7: 156.654; 1.8: 8.4594; 1.9: 1305.45; 2: 41.5748; 2.1: 94.4517; 2.2: 1202.8723; 2.3: 44.017; 2.4: -1155.0955; 2.5: -42.2687
| 2 | 48.4 | 1: 9.3842; 1.1: 47.5389; 1.2: 0.063751; 1.3: 261.36; 1.4: 1.7378; 1.5: 47.5389; 1.6: 261.36; 1.7: 156.816; 1.8: 8.4594; 1.9: 1306.8; 2: 41.6178; 2.1: 94.4537; 2.2: 1205.3363; 2.3: 44.0616; 2.4: -1157.7974; 2.5: -42.3238
| 2 | 48.45 | 1: 9.3276; 1.1: 47.3013; 1.2: 0.063432; 1.3: 261.63; 1.4: 1.7273; 1.5: 47.3013; 1.6: 261.63; 1.7: 156.978; 1.8: 8.4594; 1.9: 1308.15; 2: 41.6608; 2.1: 94.4556; 2.2: 1207.8029; 2.3: 44.1062; 2.4: -1160.5016; 2.5: -42.3789
| 2 | 48.5 | 1: 9.2712; 1.1: 47.0639; 1.2: 0.063114; 1.3: 261.9; 1.4: 1.7169; 1.5: 47.0639; 1.6: 261.9; 1.7: 157.14; 1.8: 8.4594; 1.9: 1309.5; 2: 41.7038; 2.1: 94.4576; 2.2: 1210.272; 2.3: 44.1509; 2.4: -1163.208; 2.5: -42.434
| 2 | 48.55 | 1: 9.2151; 1.1: 46.8269; 1.2: 0.062796; 1.3: 262.17; 1.4: 1.7065; 1.5: 46.8269; 1.6: 262.17; 1.7: 157.302; 1.8: 8.4594; 1.9: 1310.85; 2: 41.7468; 2.1: 94.4595; 2.2: 1212.7436; 2.3: 44.1955; 2.4: -1165.9167; 2.5: -42.489
| 2 | 48.6 | 1: 9.159; 1.1: 46.5902; 1.2: 0.062478; 1.3: 262.44; 1.4: 1.6961; 1.5: 46.5902; 1.6: 262.44; 1.7: 157.464; 1.8: 8.4594; 1.9: 1312.2; 2: 41.7898; 2.1: 94.4615; 2.2: 1215.2177; 2.3: 44.2401; 2.4: -1168.6275; 2.5: -42.5439
| 2 | 48.65 | 1: 9.1032; 1.1: 46.3538; 1.2: 0.062161; 1.3: 262.71; 1.4: 1.6858; 1.5: 46.3538; 1.6: 262.71; 1.7: 157.626; 1.8: 8.4594; 1.9: 1313.55; 2: 41.8328; 2.1: 94.4634; 2.2: 1217.6944; 2.3: 44.2847; 2.4: -1171.3406; 2.5: -42.5989
| 2 | 48.7 | 1: 9.0475; 1.1: 46.1177; 1.2: 0.061845; 1.3: 262.98; 1.4: 1.6755; 1.5: 46.1177; 1.6: 262.98; 1.7: 157.788; 1.8: 8.4594; 1.9: 1314.9; 2: 41.8758; 2.1: 94.4654; 2.2: 1220.1736; 2.3: 44.3293; 2.4: -1174.0559; 2.5: -42.6538
| 2 | 48.75 | 1: 8.992; 1.1: 45.8819; 1.2: 0.061529; 1.3: 263.25; 1.4: 1.6652; 1.5: 45.8819; 1.6: 263.25; 1.7: 157.95; 1.8: 8.4594; 1.9: 1316.25; 2: 41.9188; 2.1: 94.4673; 2.2: 1222.6554; 2.3: 44.3739; 2.4: -1176.7735; 2.5: -42.7087
| 2 | 48.8 | 1: 8.9367; 1.1: 45.6465; 1.2: 0.061213; 1.3: 263.52; 1.4: 1.655; 1.5: 45.6465; 1.6: 263.52; 1.7: 158.112; 1.8: 8.4594; 1.9: 1317.6; 2: 41.9618; 2.1: 94.4692; 2.2: 1225.1397; 2.3: 44.4185; 2.4: -1179.4932; 2.5: -42.7635
| 2 | 48.85 | 1: 8.8816; 1.1: 45.4113; 1.2: 0.060898; 1.3: 263.79; 1.4: 1.6447; 1.5: 45.4113; 1.6: 263.79; 1.7: 158.274; 1.8: 8.4594; 1.9: 1318.95; 2: 42.0048; 2.1: 94.4711; 2.2: 1227.6265; 2.3: 44.4631; 2.4: -1182.2151; 2.5: -42.8183
| 2 | 48.9 | 1: 8.8266; 1.1: 45.1765; 1.2: 0.060583; 1.3: 264.06; 1.4: 1.6346; 1.5: 45.1765; 1.6: 264.06; 1.7: 158.436; 1.8: 8.4594; 1.9: 1320.3; 2: 42.0478; 2.1: 94.4731; 2.2: 1230.1158; 2.3: 44.5077; 2.4: -1184.9393; 2.5: -42.8731
| 2 | 48.95 | 1: 8.7719; 1.1: 44.942; 1.2: 0.060268; 1.3: 264.33; 1.4: 1.6244; 1.5: 44.942; 1.6: 264.33; 1.7: 158.598; 1.8: 8.4594; 1.9: 1321.65; 2: 42.0908; 2.1: 94.475; 2.2: 1232.6077; 2.3: 44.5523; 2.4: -1187.6656; 2.5: -42.9279
| 2 | 49 | 1: 8.7172; 1.1: 44.7079; 1.2: 0.059954; 1.3: 264.6; 1.4: 1.6143; 1.5: 44.7079; 1.6: 264.6; 1.7: 158.76; 1.8: 8.4594; 1.9: 1323; 2: 42.1338; 2.1: 94.4769; 2.2: 1235.102; 2.3: 44.5969; 2.4: -1190.3942; 2.5: -42.9826
| 2 | 49.05 | 1: 8.6628; 1.1: 44.474; 1.2: 0.059641; 1.3: 264.87; 1.4: 1.6042; 1.5: 44.474; 1.6: 264.87; 1.7: 158.922; 1.8: 8.4594; 1.9: 1324.35; 2: 42.1768; 2.1: 94.4788; 2.2: 1237.599; 2.3: 44.6415; 2.4: -1193.1249; 2.5: -43.0373
| 2 | 49.1 | 1: 8.6086; 1.1: 44.2405; 1.2: 0.059328; 1.3: 265.14; 1.4: 1.5942; 1.5: 44.2405; 1.6: 265.14; 1.7: 159.084; 1.8: 8.4594; 1.9: 1325.7; 2: 42.2197; 2.1: 94.4807; 2.2: 1240.0984; 2.3: 44.6861; 2.4: -1195.8579; 2.5: -43.0919
| 2 | 49.15 | 1: 8.5545; 1.1: 44.0074; 1.2: 0.059015; 1.3: 265.41; 1.4: 1.5842; 1.5: 44.0074; 1.6: 265.41; 1.7: 159.246; 1.8: 8.4594; 1.9: 1327.05; 2: 42.2627; 2.1: 94.4826; 2.2: 1242.6004; 2.3: 44.7307; 2.4: -1198.593; 2.5: -43.1466
| 2 | 49.2 | 1: 8.5006; 1.1: 43.7745; 1.2: 0.058703; 1.3: 265.68; 1.4: 1.5742; 1.5: 43.7745; 1.6: 265.68; 1.7: 159.408; 1.8: 8.4594; 1.9: 1328.4; 2: 42.3057; 2.1: 94.4845; 2.2: 1245.1049; 2.3: 44.7753; 2.4: -1201.3304; 2.5: -43.2011
| 2 | 49.25 | 1: 8.4468; 1.1: 43.542; 1.2: 0.058391; 1.3: 265.95; 1.4: 1.5642; 1.5: 43.542; 1.6: 265.95; 1.7: 159.57; 1.8: 8.4594; 1.9: 1329.75; 2: 42.3487; 2.1: 94.4864; 2.2: 1247.6119; 2.3: 44.8199; 2.4: -1204.0699; 2.5: -43.2557
| 2 | 49.3 | 1: 8.3933; 1.1: 43.3099; 1.2: 0.05808; 1.3: 266.22; 1.4: 1.5543; 1.5: 43.3099; 1.6: 266.22; 1.7: 159.732; 1.8: 8.4594; 1.9: 1331.1; 2: 42.3917; 2.1: 94.4883; 2.2: 1250.1215; 2.3: 44.8645; 2.4: -1206.8116; 2.5: -43.3102
| 2 | 49.35 | 1: 8.3399; 1.1: 43.0781; 1.2: 0.057769; 1.3: 266.49; 1.4: 1.5444; 1.5: 43.0781; 1.6: 266.49; 1.7: 159.894; 1.8: 8.4594; 1.9: 1332.45; 2: 42.4347; 2.1: 94.4901; 2.2: 1252.6336; 2.3: 44.9091; 2.4: -1209.5555; 2.5: -43.3647
| 2 | 49.4 | 1: 8.2867; 1.1: 42.8467; 1.2: 0.057458; 1.3: 266.76; 1.4: 1.5346; 1.5: 42.8467; 1.6: 266.76; 1.7: 160.056; 1.8: 8.4594; 1.9: 1333.8; 2: 42.4777; 2.1: 94.492; 2.2: 1255.1482; 2.3: 44.9537; 2.4: -1212.3015; 2.5: -43.4192
| 2 | 49.45 | 1: 8.2337; 1.1: 42.6156; 1.2: 0.057148; 1.3: 267.03; 1.4: 1.5248; 1.5: 42.6156; 1.6: 267.03; 1.7: 160.218; 1.8: 8.4594; 1.9: 1335.15; 2: 42.5207; 2.1: 94.4939; 2.2: 1257.6654; 2.3: 44.9984; 2.4: -1215.0498; 2.5: -43.4736
| 2 | 49.5 | 1: 8.1808; 1.1: 42.3849; 1.2: 0.056839; 1.3: 267.3; 1.4: 1.515; 1.5: 42.3849; 1.6: 267.3; 1.7: 160.38; 1.8: 8.4594; 1.9: 1336.5; 2: 42.5637; 2.1: 94.4958; 2.2: 1260.1851; 2.3: 45.043; 2.4: -1217.8002; 2.5: -43.528
| 2 | 49.55 | 1: 8.1282; 1.1: 42.1545; 1.2: 0.05653; 1.3: 267.57; 1.4: 1.5052; 1.5: 42.1545; 1.6: 267.57; 1.7: 160.542; 1.8: 8.4594; 1.9: 1337.85; 2: 42.6067; 2.1: 94.4976; 2.2: 1262.7073; 2.3: 45.0876; 2.4: -1220.5528; 2.5: -43.5824
| 2 | 49.6 | 1: 8.0757; 1.1: 41.9245; 1.2: 0.056222; 1.3: 267.84; 1.4: 1.4955; 1.5: 41.9245; 1.6: 267.84; 1.7: 160.704; 1.8: 8.4594; 1.9: 1339.2; 2: 42.6497; 2.1: 94.4995; 2.2: 1265.232; 2.3: 45.1322; 2.4: -1223.3075; 2.5: -43.6367
| 2 | 49.65 | 1: 8.0233; 1.1: 41.6948; 1.2: 0.055914; 1.3: 268.11; 1.4: 1.4858; 1.5: 41.6948; 1.6: 268.11; 1.7: 160.866; 1.8: 8.4594; 1.9: 1340.55; 2: 42.6927; 2.1: 94.5013; 2.2: 1267.7593; 2.3: 45.1768; 2.4: -1226.0644; 2.5: -43.691
| 2 | 49.7 | 1: 7.9712; 1.1: 41.4656; 1.2: 0.055606; 1.3: 268.38; 1.4: 1.4761; 1.5: 41.4656; 1.6: 268.38; 1.7: 161.028; 1.8: 8.4594; 1.9: 1341.9; 2: 42.7357; 2.1: 94.5032; 2.2: 1270.289; 2.3: 45.2214; 2.4: -1228.8235; 2.5: -43.7453
| 2 | 49.75 | 1: 7.9192; 1.1: 41.2366; 1.2: 0.055299; 1.3: 268.65; 1.4: 1.4665; 1.5: 41.2366; 1.6: 268.65; 1.7: 161.19; 1.8: 8.4594; 1.9: 1343.25; 2: 42.7787; 2.1: 94.505; 2.2: 1272.8214; 2.3: 45.266; 2.4: -1231.5847; 2.5: -43.7995
| 2 | 49.8 | 1: 7.8674; 1.1: 41.0081; 1.2: 0.054993; 1.3: 268.92; 1.4: 1.4569; 1.5: 41.0081; 1.6: 268.92; 1.7: 161.352; 1.8: 8.4594; 1.9: 1344.6; 2: 42.8217; 2.1: 94.5069; 2.2: 1275.3562; 2.3: 45.3106; 2.4: -1234.3481; 2.5: -43.8537
| 2 | 49.85 | 1: 7.8158; 1.1: 40.7799; 1.2: 0.054687; 1.3: 269.19; 1.4: 1.4474; 1.5: 40.7799; 1.6: 269.19; 1.7: 161.514; 1.8: 8.4594; 1.9: 1345.95; 2: 42.8646; 2.1: 94.5087; 2.2: 1277.8936; 2.3: 45.3552; 2.4: -1237.1136; 2.5: -43.9079
| 2 | 49.9 | 1: 7.7643; 1.1: 40.5522; 1.2: 0.054381; 1.3: 269.46; 1.4: 1.4378; 1.5: 40.5522; 1.6: 269.46; 1.7: 161.676; 1.8: 8.4594; 1.9: 1347.3; 2: 42.9076; 2.1: 94.5106; 2.2: 1280.4335; 2.3: 45.3998; 2.4: -1239.8813; 2.5: -43.962
| 2 | 49.95 | 1: 7.7131; 1.1: 40.3247; 1.2: 0.054076; 1.3: 269.73; 1.4: 1.4283; 1.5: 40.3247; 1.6: 269.73; 1.7: 161.838; 1.8: 8.4594; 1.9: 1348.65; 2: 42.9506; 2.1: 94.5124; 2.2: 1282.9759; 2.3: 45.4444; 2.4: -1242.6511; 2.5: -44.0161
| 2 | 50 | 1: 7.662; 1.1: 40.0977; 1.2: 0.053772; 1.3: 270; 1.4: 1.4189; 1.5: 40.0977; 1.6: 270; 1.7: 162; 1.8: 8.4594; 1.9: 1350; 2: 42.9936; 2.1: 94.5142; 2.2: 1285.5208; 2.3: 45.4891; 2.4: -1245.4231; 2.5: -44.0702
| 2 | 50.05 | 1: 7.6111; 1.1: 39.8711; 1.2: 0.053468; 1.3: 270.27; 1.4: 1.4095; 1.5: 39.8711; 1.6: 270.27; 1.7: 162.162; 1.8: 8.4594; 1.9: 1351.35; 2: 43.0366; 2.1: 94.516; 2.2: 1288.0683; 2.3: 45.5337; 2.4: -1248.1972; 2.5: -44.1242
| 2 | 50.1 | 1: 7.5603; 1.1: 39.6448; 1.2: 0.053165; 1.3: 270.54; 1.4: 1.4001; 1.5: 39.6448; 1.6: 270.54; 1.7: 162.324; 1.8: 8.4594; 1.9: 1352.7; 2: 43.0796; 2.1: 94.5179; 2.2: 1290.6183; 2.3: 45.5783; 2.4: -1250.9735; 2.5: -44.1782
| 2 | 50.15 | 1: 7.5098; 1.1: 39.419; 1.2: 0.052862; 1.3: 270.81; 1.4: 1.3907; 1.5: 39.419; 1.6: 270.81; 1.7: 162.486; 1.8: 8.4594; 1.9: 1354.05; 2: 43.1226; 2.1: 94.5197; 2.2: 1293.1708; 2.3: 45.6229; 2.4: -1253.7519; 2.5: -44.2322
| 2 | 50.2 | 1: 7.4594; 1.1: 39.1935; 1.2: 0.052559; 1.3: 271.08; 1.4: 1.3814; 1.5: 39.1935; 1.6: 271.08; 1.7: 162.648; 1.8: 8.4594; 1.9: 1355.4; 2: 43.1656; 2.1: 94.5215; 2.2: 1295.7259; 2.3: 45.6675; 2.4: -1256.5324; 2.5: -44.2861
| 2 | 50.25 | 1: 7.4092; 1.1: 38.9684; 1.2: 0.052258; 1.3: 271.35; 1.4: 1.3721; 1.5: 38.9684; 1.6: 271.35; 1.7: 162.81; 1.8: 8.4594; 1.9: 1356.75; 2: 43.2086; 2.1: 94.5233; 2.2: 1298.2835; 2.3: 45.7121; 2.4: -1259.315; 2.5: -44.34
| 2 | 50.3 | 1: 7.3591; 1.1: 38.7438; 1.2: 0.051956; 1.3: 271.62; 1.4: 1.3628; 1.5: 38.7438; 1.6: 271.62; 1.7: 162.972; 1.8: 8.4594; 1.9: 1358.1; 2: 43.2516; 2.1: 94.5251; 2.2: 1300.8436; 2.3: 45.7567; 2.4: -1262.0998; 2.5: -44.3939
| 2 | 50.35 | 1: 7.3093; 1.1: 38.5195; 1.2: 0.051656; 1.3: 271.89; 1.4: 1.3536; 1.5: 38.5195; 1.6: 271.89; 1.7: 163.134; 1.8: 8.4594; 1.9: 1359.45; 2: 43.2946; 2.1: 94.5269; 2.2: 1303.4062; 2.3: 45.8013; 2.4: -1264.8867; 2.5: -44.4478
| 2 | 50.4 | 1: 7.2596; 1.1: 38.2957; 1.2: 0.051355; 1.3: 272.16; 1.4: 1.3444; 1.5: 38.2957; 1.6: 272.16; 1.7: 163.296; 1.8: 8.4594; 1.9: 1360.8; 2: 43.3376; 2.1: 94.5287; 2.2: 1305.9714; 2.3: 45.8459; 2.4: -1267.6757; 2.5: -44.5016
| 2 | 50.45 | 1: 7.2101; 1.1: 38.0722; 1.2: 0.051056; 1.3: 272.43; 1.4: 1.3352; 1.5: 38.0722; 1.6: 272.43; 1.7: 163.458; 1.8: 8.4594; 1.9: 1362.15; 2: 43.3806; 2.1: 94.5305; 2.2: 1308.539; 2.3: 45.8906; 2.4: -1270.4668; 2.5: -44.5554
| 2 | 50.5 | 1: 7.1607; 1.1: 37.8492; 1.2: 0.050757; 1.3: 272.7; 1.4: 1.3261; 1.5: 37.8492; 1.6: 272.7; 1.7: 163.62; 1.8: 8.4594; 1.9: 1363.5; 2: 43.4236; 2.1: 94.5323; 2.2: 1311.1092; 2.3: 45.9352; 2.4: -1273.2601; 2.5: -44.6091
| 2 | 50.55 | 1: 7.1116; 1.1: 37.6265; 1.2: 0.050458; 1.3: 272.97; 1.4: 1.317; 1.5: 37.6265; 1.6: 272.97; 1.7: 163.782; 1.8: 8.4594; 1.9: 1364.85; 2: 43.4666; 2.1: 94.5341; 2.2: 1313.682; 2.3: 45.9798; 2.4: -1276.0554; 2.5: -44.6628
| 2 | 50.6 | 1: 7.0626; 1.1: 37.4043; 1.2: 0.05016; 1.3: 273.24; 1.4: 1.3079; 1.5: 37.4043; 1.6: 273.24; 1.7: 163.944; 1.8: 8.4594; 1.9: 1366.2; 2: 43.5096; 2.1: 94.5359; 2.2: 1316.2572; 2.3: 46.0244; 2.4: -1278.8529; 2.5: -44.7165
| 2 | 50.65 | 1: 7.0138; 1.1: 37.1825; 1.2: 0.049863; 1.3: 273.51; 1.4: 1.2988; 1.5: 37.1825; 1.6: 273.51; 1.7: 164.106; 1.8: 8.4594; 1.9: 1367.55; 2: 43.5525; 2.1: 94.5376; 2.2: 1318.835; 2.3: 46.069; 2.4: -1281.6525; 2.5: -44.7702
| 2 | 50.7 | 1: 6.9651; 1.1: 36.9611; 1.2: 0.049566; 1.3: 273.78; 1.4: 1.2898; 1.5: 36.9611; 1.6: 273.78; 1.7: 164.268; 1.8: 8.4594; 1.9: 1368.9; 2: 43.5955; 2.1: 94.5394; 2.2: 1321.4153; 2.3: 46.1136; 2.4: -1284.4542; 2.5: -44.8238
| 2 | 50.75 | 1: 6.9167; 1.1: 36.7402; 1.2: 0.049269; 1.3: 274.05; 1.4: 1.2809; 1.5: 36.7402; 1.6: 274.05; 1.7: 164.43; 1.8: 8.4594; 1.9: 1370.25; 2: 43.6385; 2.1: 94.5412; 2.2: 1323.9981; 2.3: 46.1582; 2.4: -1287.2579; 2.5: -44.8774
| 2 | 50.8 | 1: 6.8684; 1.1: 36.5196; 1.2: 0.048974; 1.3: 274.32; 1.4: 1.2719; 1.5: 36.5196; 1.6: 274.32; 1.7: 164.592; 1.8: 8.4594; 1.9: 1371.6; 2: 43.6815; 2.1: 94.5429; 2.2: 1326.5835; 2.3: 46.2028; 2.4: -1290.0638; 2.5: -44.9309
| 2 | 50.85 | 1: 6.8203; 1.1: 36.2995; 1.2: 0.048678; 1.3: 274.59; 1.4: 1.263; 1.5: 36.2995; 1.6: 274.59; 1.7: 164.754; 1.8: 8.4594; 1.9: 1372.95; 2: 43.7245; 2.1: 94.5447; 2.2: 1329.1713; 2.3: 46.2475; 2.4: -1292.8718; 2.5: -44.9844
| 2 | 50.9 | 1: 6.7723; 1.1: 36.0799; 1.2: 0.048384; 1.3: 274.86; 1.4: 1.2541; 1.5: 36.0799; 1.6: 274.86; 1.7: 164.916; 1.8: 8.4594; 1.9: 1374.3; 2: 43.7675; 2.1: 94.5465; 2.2: 1331.7617; 2.3: 46.2921; 2.4: -1295.6819; 2.5: -45.0379
| 2 | 50.95 | 1: 6.7246; 1.1: 35.8606; 1.2: 0.04809; 1.3: 275.13; 1.4: 1.2453; 1.5: 35.8606; 1.6: 275.13; 1.7: 165.078; 1.8: 8.4594; 1.9: 1375.65; 2: 43.8105; 2.1: 94.5482; 2.2: 1334.3546; 2.3: 46.3367; 2.4: -1298.494; 2.5: -45.0914
| 2 | 51 | 1: 6.677; 1.1: 35.6418; 1.2: 0.047796; 1.3: 275.4; 1.4: 1.2365; 1.5: 35.6418; 1.6: 275.4; 1.7: 165.24; 1.8: 8.4594; 1.9: 1377; 2: 43.8535; 2.1: 94.55; 2.2: 1336.9501; 2.3: 46.3813; 2.4: -1301.3083; 2.5: -45.1448
| 2 | 51.05 | 1: 6.6296; 1.1: 35.4235; 1.2: 0.047504; 1.3: 275.67; 1.4: 1.2277; 1.5: 35.4235; 1.6: 275.67; 1.7: 165.402; 1.8: 8.4594; 1.9: 1378.35; 2: 43.8965; 2.1: 94.5517; 2.2: 1339.548; 2.3: 46.4259; 2.4: -1304.1246; 2.5: -45.1982
| 2 | 51.1 | 1: 6.5824; 1.1: 35.2055; 1.2: 0.047211; 1.3: 275.94; 1.4: 1.219; 1.5: 35.2055; 1.6: 275.94; 1.7: 165.564; 1.8: 8.4594; 1.9: 1379.7; 2: 43.9395; 2.1: 94.5535; 2.2: 1342.1485; 2.3: 46.4705; 2.4: -1306.943; 2.5: -45.2516
| 2 | 51.15 | 1: 6.5353; 1.1: 34.9881; 1.2: 0.04692; 1.3: 276.21; 1.4: 1.2102; 1.5: 34.9881; 1.6: 276.21; 1.7: 165.726; 1.8: 8.4594; 1.9: 1381.05; 2: 43.9825; 2.1: 94.5552; 2.2: 1344.7515; 2.3: 46.5151; 2.4: -1309.7635; 2.5: -45.3049
| 2 | 51.2 | 1: 6.4884; 1.1: 34.771; 1.2: 0.046629; 1.3: 276.48; 1.4: 1.2016; 1.5: 34.771; 1.6: 276.48; 1.7: 165.888; 1.8: 8.4594; 1.9: 1382.4; 2: 44.0255; 2.1: 94.557; 2.2: 1347.3571; 2.3: 46.5597; 2.4: -1312.586; 2.5: -45.3582
| 2 | 51.25 | 1: 6.4417; 1.1: 34.5545; 1.2: 0.046338; 1.3: 276.75; 1.4: 1.1929; 1.5: 34.5545; 1.6: 276.75; 1.7: 166.05; 1.8: 8.4594; 1.9: 1383.75; 2: 44.0685; 2.1: 94.5587; 2.2: 1349.9651; 2.3: 46.6044; 2.4: -1315.4107; 2.5: -45.4114
| 2 | 51.3 | 1: 6.3952; 1.1: 34.3383; 1.2: 0.046048; 1.3: 277.02; 1.4: 1.1843; 1.5: 34.3383; 1.6: 277.02; 1.7: 166.212; 1.8: 8.4594; 1.9: 1385.1; 2: 44.1115; 2.1: 94.5604; 2.2: 1352.5757; 2.3: 46.649; 2.4: -1318.2374; 2.5: -45.4647
| 2 | 51.35 | 1: 6.3488; 1.1: 34.1227; 1.2: 0.045759; 1.3: 277.29; 1.4: 1.1757; 1.5: 34.1227; 1.6: 277.29; 1.7: 166.374; 1.8: 8.4594; 1.9: 1386.45; 2: 44.1545; 2.1: 94.5622; 2.2: 1355.1888; 2.3: 46.6936; 2.4: -1321.0661; 2.5: -45.5179
| 2 | 51.4 | 1: 6.3027; 1.1: 33.9074; 1.2: 0.045471; 1.3: 277.56; 1.4: 1.1672; 1.5: 33.9074; 1.6: 277.56; 1.7: 166.536; 1.8: 8.4594; 1.9: 1387.8; 2: 44.1975; 2.1: 94.5639; 2.2: 1357.8044; 2.3: 46.7382; 2.4: -1323.897; 2.5: -45.571
| 2 | 51.45 | 1: 6.2567; 1.1: 33.6927; 1.2: 0.045183; 1.3: 277.83; 1.4: 1.1586; 1.5: 33.6927; 1.6: 277.83; 1.7: 166.698; 1.8: 8.4594; 1.9: 1389.15; 2: 44.2404; 2.1: 94.5656; 2.2: 1360.4226; 2.3: 46.7828; 2.4: -1326.7299; 2.5: -45.6242
| 2 | 51.5 | 1: 6.2108; 1.1: 33.4784; 1.2: 0.044895; 1.3: 278.1; 1.4: 1.1502; 1.5: 33.4784; 1.6: 278.1; 1.7: 166.86; 1.8: 8.4594; 1.9: 1390.5; 2: 44.2834; 2.1: 94.5673; 2.2: 1363.0432; 2.3: 46.8274; 2.4: -1329.5648; 2.5: -45.6773
| 2 | 51.55 | 1: 6.1652; 1.1: 33.2646; 1.2: 0.044609; 1.3: 278.37; 1.4: 1.1417; 1.5: 33.2646; 1.6: 278.37; 1.7: 167.022; 1.8: 8.4594; 1.9: 1391.85; 2: 44.3264; 2.1: 94.569; 2.2: 1365.6664; 2.3: 46.872; 2.4: -1332.4018; 2.5: -45.7303
| 2 | 51.6 | 1: 6.1197; 1.1: 33.0512; 1.2: 0.044322; 1.3: 278.64; 1.4: 1.1333; 1.5: 33.0512; 1.6: 278.64; 1.7: 167.184; 1.8: 8.4594; 1.9: 1393.2; 2: 44.3694; 2.1: 94.5708; 2.2: 1368.2921; 2.3: 46.9166; 2.4: -1335.2409; 2.5: -45.7834
| 2 | 51.65 | 1: 6.0744; 1.1: 32.8383; 1.2: 0.044037; 1.3: 278.91; 1.4: 1.1249; 1.5: 32.8383; 1.6: 278.91; 1.7: 167.346; 1.8: 8.4594; 1.9: 1394.55; 2: 44.4124; 2.1: 94.5725; 2.2: 1370.9203; 2.3: 46.9613; 2.4: -1338.082; 2.5: -45.8364
| 2 | 51.7 | 1: 6.0293; 1.1: 32.6259; 1.2: 0.043752; 1.3: 279.18; 1.4: 1.1165; 1.5: 32.6259; 1.6: 279.18; 1.7: 167.508; 1.8: 8.4594; 1.9: 1395.9; 2: 44.4554; 2.1: 94.5742; 2.2: 1373.5511; 2.3: 47.0059; 2.4: -1340.9252; 2.5: -45.8893
| 2 | 51.75 | 1: 5.9843; 1.1: 32.4139; 1.2: 0.043468; 1.3: 279.45; 1.4: 1.1082; 1.5: 32.4139; 1.6: 279.45; 1.7: 167.67; 1.8: 8.4594; 1.9: 1397.25; 2: 44.4984; 2.1: 94.5759; 2.2: 1376.1844; 2.3: 47.0505; 2.4: -1343.7704; 2.5: -45.9423
| 2 | 51.8 | 1: 5.9395; 1.1: 32.2025; 1.2: 0.043184; 1.3: 279.72; 1.4: 1.0999; 1.5: 32.2025; 1.6: 279.72; 1.7: 167.832; 1.8: 8.4594; 1.9: 1398.6; 2: 44.5414; 2.1: 94.5776; 2.2: 1378.8202; 2.3: 47.0951; 2.4: -1346.6177; 2.5: -45.9952
| 2 | 51.85 | 1: 5.8949; 1.1: 31.9915; 1.2: 0.042901; 1.3: 279.99; 1.4: 1.0917; 1.5: 31.9915; 1.6: 279.99; 1.7: 167.994; 1.8: 8.4594; 1.9: 1399.95; 2: 44.5844; 2.1: 94.5793; 2.2: 1381.4585; 2.3: 47.1397; 2.4: -1349.467; 2.5: -46.0481
| 2 | 51.9 | 1: 5.8505; 1.1: 31.781; 1.2: 0.042619; 1.3: 280.26; 1.4: 1.0834; 1.5: 31.781; 1.6: 280.26; 1.7: 168.156; 1.8: 8.4594; 1.9: 1401.3; 2: 44.6274; 2.1: 94.581; 2.2: 1384.0993; 2.3: 47.1843; 2.4: -1352.3183; 2.5: -46.1009
| 2 | 51.95 | 1: 5.8062; 1.1: 31.571; 1.2: 0.042337; 1.3: 280.53; 1.4: 1.0752; 1.5: 31.571; 1.6: 280.53; 1.7: 168.318; 1.8: 8.4594; 1.9: 1402.65; 2: 44.6704; 2.1: 94.5827; 2.2: 1386.7427; 2.3: 47.2289; 2.4: -1355.1717; 2.5: -46.1537
| 2 | 52 | 1: 5.7621; 1.1: 31.3614; 1.2: 0.042056; 1.3: 280.8; 1.4: 1.0671; 1.5: 31.3614; 1.6: 280.8; 1.7: 168.48; 1.8: 8.4594; 1.9: 1404; 2: 44.7134; 2.1: 94.5843; 2.2: 1389.3885; 2.3: 47.2735; 2.4: -1358.0271; 2.5: -46.2065
| 2 | 52.05 | 1: 5.7182; 1.1: 31.1524; 1.2: 0.041776; 1.3: 281.07; 1.4: 1.0589; 1.5: 31.1524; 1.6: 281.07; 1.7: 168.642; 1.8: 8.4594; 1.9: 1405.35; 2: 44.7564; 2.1: 94.586; 2.2: 1392.0369; 2.3: 47.3182; 2.4: -1360.8845; 2.5: -46.2592
| 2 | 52.1 | 1: 5.6745; 1.1: 30.9439; 1.2: 0.041496; 1.3: 281.34; 1.4: 1.0508; 1.5: 30.9439; 1.6: 281.34; 1.7: 168.804; 1.8: 8.4594; 1.9: 1406.7; 2: 44.7994; 2.1: 94.5877; 2.2: 1394.6878; 2.3: 47.3628; 2.4: -1363.744; 2.5: -46.3119
| 2 | 52.15 | 1: 5.631; 1.1: 30.7358; 1.2: 0.041217; 1.3: 281.61; 1.4: 1.0428; 1.5: 30.7358; 1.6: 281.61; 1.7: 168.966; 1.8: 8.4594; 1.9: 1408.05; 2: 44.8424; 2.1: 94.5894; 2.2: 1397.3413; 2.3: 47.4074; 2.4: -1366.6055; 2.5: -46.3646
| 2 | 52.2 | 1: 5.5876; 1.1: 30.5283; 1.2: 0.040939; 1.3: 281.88; 1.4: 1.0347; 1.5: 30.5283; 1.6: 281.88; 1.7: 169.128; 1.8: 8.4594; 1.9: 1409.4; 2: 44.8854; 2.1: 94.5911; 2.2: 1399.9972; 2.3: 47.452; 2.4: -1369.469; 2.5: -46.4173
| 2 | 52.25 | 1: 5.5444; 1.1: 30.3212; 1.2: 0.040661; 1.3: 282.15; 1.4: 1.0267; 1.5: 30.3212; 1.6: 282.15; 1.7: 169.29; 1.8: 8.4594; 1.9: 1410.75; 2: 44.9283; 2.1: 94.5927; 2.2: 1402.6557; 2.3: 47.4966; 2.4: -1372.3345; 2.5: -46.4699
| 2 | 52.3 | 1: 5.5013; 1.1: 30.1147; 1.2: 0.040384; 1.3: 282.42; 1.4: 1.0188; 1.5: 30.1147; 1.6: 282.42; 1.7: 169.452; 1.8: 8.4594; 1.9: 1412.1; 2: 44.9713; 2.1: 94.5944; 2.2: 1405.3167; 2.3: 47.5412; 2.4: -1375.202; 2.5: -46.5225
| 2 | 52.35 | 1: 5.4585; 1.1: 29.9086; 1.2: 0.040108; 1.3: 282.69; 1.4: 1.0108; 1.5: 29.9086; 1.6: 282.69; 1.7: 169.614; 1.8: 8.4594; 1.9: 1413.45; 2: 45.0143; 2.1: 94.5961; 2.2: 1407.9802; 2.3: 47.5858; 2.4: -1378.0716; 2.5: -46.575
| 2 | 52.4 | 1: 5.4158; 1.1: 29.7031; 1.2: 0.039832; 1.3: 282.96; 1.4: 1.0029; 1.5: 29.7031; 1.6: 282.96; 1.7: 169.776; 1.8: 8.4594; 1.9: 1414.8; 2: 45.0573; 2.1: 94.5977; 2.2: 1410.6462; 2.3: 47.6304; 2.4: -1380.9432; 2.5: -46.6275
| 2 | 52.45 | 1: 5.3733; 1.1: 29.498; 1.2: 0.039558; 1.3: 283.23; 1.4: 0.99505; 1.5: 29.498; 1.6: 283.23; 1.7: 169.938; 1.8: 8.4594; 1.9: 1416.15; 2: 45.1003; 2.1: 94.5994; 2.2: 1413.3148; 2.3: 47.6751; 2.4: -1383.8168; 2.5: -46.68
| 2 | 52.5 | 1: 5.3309; 1.1: 29.2935; 1.2: 0.039283; 1.3: 283.5; 1.4: 0.98721; 1.5: 29.2935; 1.6: 283.5; 1.7: 170.1; 1.8: 8.4594; 1.9: 1417.5; 2: 45.1433; 2.1: 94.601; 2.2: 1415.9859; 2.3: 47.7197; 2.4: -1386.6923; 2.5: -46.7325
| 2 | 52.55 | 1: 5.2888; 1.1: 29.0895; 1.2: 0.03901; 1.3: 283.77; 1.4: 0.9794; 1.5: 29.0895; 1.6: 283.77; 1.7: 170.262; 1.8: 8.4594; 1.9: 1418.85; 2: 45.1863; 2.1: 94.6027; 2.2: 1418.6595; 2.3: 47.7643; 2.4: -1389.5699; 2.5: -46.7849
| 2 | 52.6 | 1: 5.2468; 1.1: 28.8861; 1.2: 0.038737; 1.3: 284.04; 1.4: 0.97163; 1.5: 28.8861; 1.6: 284.04; 1.7: 170.424; 1.8: 8.4594; 1.9: 1420.2; 2: 45.2293; 2.1: 94.6044; 2.2: 1421.3356; 2.3: 47.8089; 2.4: -1392.4495; 2.5: -46.8373
| 2 | 52.65 | 1: 5.205; 1.1: 28.6831; 1.2: 0.038465; 1.3: 284.31; 1.4: 0.96389; 1.5: 28.6831; 1.6: 284.31; 1.7: 170.586; 1.8: 8.4594; 1.9: 1421.55; 2: 45.2723; 2.1: 94.606; 2.2: 1424.0142; 2.3: 47.8535; 2.4: -1395.3311; 2.5: -46.8896
| 2 | 52.7 | 1: 5.1633; 1.1: 28.4807; 1.2: 0.038193; 1.3: 284.58; 1.4: 0.95617; 1.5: 28.4807; 1.6: 284.58; 1.7: 170.748; 1.8: 8.4594; 1.9: 1422.9; 2: 45.3153; 2.1: 94.6076; 2.2: 1426.6954; 2.3: 47.8981; 2.4: -1398.2147; 2.5: -46.9419
| 2 | 52.75 | 1: 5.1219; 1.1: 28.2787; 1.2: 0.037922; 1.3: 284.85; 1.4: 0.9485; 1.5: 28.2787; 1.6: 284.85; 1.7: 170.91; 1.8: 8.4594; 1.9: 1424.25; 2: 45.3583; 2.1: 94.6093; 2.2: 1429.379; 2.3: 47.9427; 2.4: -1401.1003; 2.5: -46.9942
| 2 | 52.8 | 1: 5.0806; 1.1: 28.0774; 1.2: 0.037652; 1.3: 285.12; 1.4: 0.94085; 1.5: 28.0774; 1.6: 285.12; 1.7: 171.072; 1.8: 8.4594; 1.9: 1425.6; 2: 45.4013; 2.1: 94.6109; 2.2: 1432.0652; 2.3: 47.9873; 2.4: -1403.9878; 2.5: -47.0465
| 2 | 52.85 | 1: 5.0395; 1.1: 27.8765; 1.2: 0.037383; 1.3: 285.39; 1.4: 0.93324; 1.5: 27.8765; 1.6: 285.39; 1.7: 171.234; 1.8: 8.4594; 1.9: 1426.95; 2: 45.4443; 2.1: 94.6126; 2.2: 1434.7539; 2.3: 48.032; 2.4: -1406.8774; 2.5: -47.0987
| 2 | 52.9 | 1: 4.9985; 1.1: 27.6762; 1.2: 0.037114; 1.3: 285.66; 1.4: 0.92565; 1.5: 27.6762; 1.6: 285.66; 1.7: 171.396; 1.8: 8.4594; 1.9: 1428.3; 2: 45.4873; 2.1: 94.6142; 2.2: 1437.4451; 2.3: 48.0766; 2.4: -1409.7689; 2.5: -47.1509
| 2 | 52.95 | 1: 4.9578; 1.1: 27.4764; 1.2: 0.036846; 1.3: 285.93; 1.4: 0.9181; 1.5: 27.4764; 1.6: 285.93; 1.7: 171.558; 1.8: 8.4594; 1.9: 1429.65; 2: 45.5303; 2.1: 94.6158; 2.2: 1440.1389; 2.3: 48.1212; 2.4: -1412.6625; 2.5: -47.2031
| 2 | 53 | 1: 4.9172; 1.1: 27.2771; 1.2: 0.036579; 1.3: 286.2; 1.4: 0.91059; 1.5: 27.2771; 1.6: 286.2; 1.7: 171.72; 1.8: 8.4594; 1.9: 1431; 2: 45.5732; 2.1: 94.6175; 2.2: 1442.8351; 2.3: 48.1658; 2.4: -1415.558; 2.5: -47.2552
| 2 | 53.05 | 1: 4.8767; 1.1: 27.0784; 1.2: 0.036313; 1.3: 286.47; 1.4: 0.9031; 1.5: 27.0784; 1.6: 286.47; 1.7: 171.882; 1.8: 8.4594; 1.9: 1432.35; 2: 45.6162; 2.1: 94.6191; 2.2: 1445.5339; 2.3: 48.2104; 2.4: -1418.4555; 2.5: -47.3073
| 2 | 53.1 | 1: 4.8365; 1.1: 26.8803; 1.2: 0.036047; 1.3: 286.74; 1.4: 0.89565; 1.5: 26.8803; 1.6: 286.74; 1.7: 172.044; 1.8: 8.4594; 1.9: 1433.7; 2: 45.6592; 2.1: 94.6207; 2.2: 1448.2352; 2.3: 48.255; 2.4: -1421.3549; 2.5: -47.3594
| 2 | 53.15 | 1: 4.7964; 1.1: 26.6826; 1.2: 0.035782; 1.3: 287.01; 1.4: 0.88823; 1.5: 26.6826; 1.6: 287.01; 1.7: 172.206; 1.8: 8.4594; 1.9: 1435.05; 2: 45.7022; 2.1: 94.6223; 2.2: 1450.939; 2.3: 48.2996; 2.4: -1424.2564; 2.5: -47.4114
| 2 | 53.2 | 1: 4.7565; 1.1: 26.4856; 1.2: 0.035518; 1.3: 287.28; 1.4: 0.88084; 1.5: 26.4856; 1.6: 287.28; 1.7: 172.368; 1.8: 8.4594; 1.9: 1436.4; 2: 45.7452; 2.1: 94.6239; 2.2: 1453.6453; 2.3: 48.3442; 2.4: -1427.1598; 2.5: -47.4634
| 2 | 53.25 | 1: 4.7168; 1.1: 26.289; 1.2: 0.035254; 1.3: 287.55; 1.4: 0.87348; 1.5: 26.289; 1.6: 287.55; 1.7: 172.53; 1.8: 8.4594; 1.9: 1437.75; 2: 45.7882; 2.1: 94.6256; 2.2: 1456.3542; 2.3: 48.3888; 2.4: -1430.0652; 2.5: -47.5154
| 2 | 53.3 | 1: 4.6772; 1.1: 26.0931; 1.2: 0.034991; 1.3: 287.82; 1.4: 0.86615; 1.5: 26.0931; 1.6: 287.82; 1.7: 172.692; 1.8: 8.4594; 1.9: 1439.1; 2: 45.8312; 2.1: 94.6272; 2.2: 1459.0656; 2.3: 48.4335; 2.4: -1432.9725; 2.5: -47.5673
| 2 | 53.35 | 1: 4.6379; 1.1: 25.8976; 1.2: 0.034729; 1.3: 288.09; 1.4: 0.85886; 1.5: 25.8976; 1.6: 288.09; 1.7: 172.854; 1.8: 8.4594; 1.9: 1440.45; 2: 45.8742; 2.1: 94.6288; 2.2: 1461.7794; 2.3: 48.4781; 2.4: -1435.8818; 2.5: -47.6192
| 2 | 53.4 | 1: 4.5986; 1.1: 25.7028; 1.2: 0.034468; 1.3: 288.36; 1.4: 0.8516; 1.5: 25.7028; 1.6: 288.36; 1.7: 173.016; 1.8: 8.4594; 1.9: 1441.8; 2: 45.9172; 2.1: 94.6304; 2.2: 1464.4958; 2.3: 48.5227; 2.4: -1438.7931; 2.5: -47.6711
| 2 | 53.45 | 1: 4.5596; 1.1: 25.5085; 1.2: 0.034207; 1.3: 288.63; 1.4: 0.84437; 1.5: 25.5085; 1.6: 288.63; 1.7: 173.178; 1.8: 8.4594; 1.9: 1443.15; 2: 45.9602; 2.1: 94.632; 2.2: 1467.2148; 2.3: 48.5673; 2.4: -1441.7063; 2.5: -47.7229
| 2 | 53.5 | 1: 4.5208; 1.1: 25.3147; 1.2: 0.033948; 1.3: 288.9; 1.4: 0.83718; 1.5: 25.3147; 1.6: 288.9; 1.7: 173.34; 1.8: 8.4594; 1.9: 1444.5; 2: 46.0032; 2.1: 94.6336; 2.2: 1469.9362; 2.3: 48.6119; 2.4: -1444.6215; 2.5: -47.7747
| 2 | 53.55 | 1: 4.4821; 1.1: 25.1215; 1.2: 0.033689; 1.3: 289.17; 1.4: 0.83001; 1.5: 25.1215; 1.6: 289.17; 1.7: 173.502; 1.8: 8.4594; 1.9: 1445.85; 2: 46.0462; 2.1: 94.6352; 2.2: 1472.6602; 2.3: 48.6565; 2.4: -1447.5386; 2.5: -47.8265
| 2 | 53.6 | 1: 4.4435; 1.1: 24.9289; 1.2: 0.03343; 1.3: 289.44; 1.4: 0.82288; 1.5: 24.9289; 1.6: 289.44; 1.7: 173.664; 1.8: 8.4594; 1.9: 1447.2; 2: 46.0892; 2.1: 94.6368; 2.2: 1475.3866; 2.3: 48.7011; 2.4: -1450.4577; 2.5: -47.8782
| 2 | 53.65 | 1: 4.4052; 1.1: 24.7368; 1.2: 0.033173; 1.3: 289.71; 1.4: 0.81578; 1.5: 24.7368; 1.6: 289.71; 1.7: 173.826; 1.8: 8.4594; 1.9: 1448.55; 2: 46.1322; 2.1: 94.6384; 2.2: 1478.1156; 2.3: 48.7457; 2.4: -1453.3788; 2.5: -47.9299
| 2 | 53.7 | 1: 4.367; 1.1: 24.5454; 1.2: 0.032916; 1.3: 289.98; 1.4: 0.80871; 1.5: 24.5454; 1.6: 289.98; 1.7: 173.988; 1.8: 8.4594; 1.9: 1449.9; 2: 46.1752; 2.1: 94.64; 2.2: 1480.8471; 2.3: 48.7903; 2.4: -1456.3018; 2.5: -47.9816
| 2 | 53.75 | 1: 4.329; 1.1: 24.3544; 1.2: 0.03266; 1.3: 290.25; 1.4: 0.80167; 1.5: 24.3544; 1.6: 290.25; 1.7: 174.15; 1.8: 8.4594; 1.9: 1451.25; 2: 46.2182; 2.1: 94.6416; 2.2: 1483.5811; 2.3: 48.8349; 2.4: -1459.2267; 2.5: -48.0333
| 2 | 53.8 | 1: 4.2912; 1.1: 24.1641; 1.2: 0.032405; 1.3: 290.52; 1.4: 0.79467; 1.5: 24.1641; 1.6: 290.52; 1.7: 174.312; 1.8: 8.4594; 1.9: 1452.6; 2: 46.2611; 2.1: 94.6431; 2.2: 1486.3177; 2.3: 48.8796; 2.4: -1462.1536; 2.5: -48.0849
| 2 | 53.85 | 1: 4.2536; 1.1: 23.9743; 1.2: 0.03215; 1.3: 290.79; 1.4: 0.7877; 1.5: 23.9743; 1.6: 290.79; 1.7: 174.474; 1.8: 8.4594; 1.9: 1453.95; 2: 46.3041; 2.1: 94.6447; 2.2: 1489.0567; 2.3: 48.9242; 2.4: -1465.0824; 2.5: -48.1365
| 2 | 53.9 | 1: 4.2161; 1.1: 23.7852; 1.2: 0.031896; 1.3: 291.06; 1.4: 0.78076; 1.5: 23.7852; 1.6: 291.06; 1.7: 174.636; 1.8: 8.4594; 1.9: 1455.3; 2: 46.3471; 2.1: 94.6463; 2.2: 1491.7983; 2.3: 48.9688; 2.4: -1468.0131; 2.5: -48.188
| 2 | 53.95 | 1: 4.1788; 1.1: 23.5966; 1.2: 0.031644; 1.3: 291.33; 1.4: 0.77385; 1.5: 23.5966; 1.6: 291.33; 1.7: 174.798; 1.8: 8.4594; 1.9: 1456.65; 2: 46.3901; 2.1: 94.6479; 2.2: 1494.5424; 2.3: 49.0134; 2.4: -1470.9458; 2.5: -48.2395
| 2 | 54 | 1: 4.1416; 1.1: 23.4086; 1.2: 0.031391; 1.3: 291.6; 1.4: 0.76697; 1.5: 23.4086; 1.6: 291.6; 1.7: 174.96; 1.8: 8.4594; 1.9: 1458; 2: 46.4331; 2.1: 94.6495; 2.2: 1497.289; 2.3: 49.058; 2.4: -1473.8804; 2.5: -48.291
| 2 | 54.05 | 1: 4.1047; 1.1: 23.2211; 1.2: 0.03114; 1.3: 291.87; 1.4: 0.76013; 1.5: 23.2211; 1.6: 291.87; 1.7: 175.122; 1.8: 8.4594; 1.9: 1459.35; 2: 46.4761; 2.1: 94.651; 2.2: 1500.0381; 2.3: 49.1026; 2.4: -1476.817; 2.5: -48.3425
| 2 | 54.1 | 1: 4.0679; 1.1: 23.0343; 1.2: 0.030889; 1.3: 292.14; 1.4: 0.75331; 1.5: 23.0343; 1.6: 292.14; 1.7: 175.284; 1.8: 8.4594; 1.9: 1460.7; 2: 46.5191; 2.1: 94.6526; 2.2: 1502.7897; 2.3: 49.1472; 2.4: -1479.7555; 2.5: -48.3939
| 2 | 54.15 | 1: 4.0313; 1.1: 22.848; 1.2: 0.03064; 1.3: 292.41; 1.4: 0.74653; 1.5: 22.848; 1.6: 292.41; 1.7: 175.446; 1.8: 8.4594; 1.9: 1462.05; 2: 46.5621; 2.1: 94.6542; 2.2: 1505.5439; 2.3: 49.1918; 2.4: -1482.6959; 2.5: -48.4453
| 2 | 54.2 | 1: 3.9948; 1.1: 22.6624; 1.2: 0.030391; 1.3: 292.68; 1.4: 0.73978; 1.5: 22.6624; 1.6: 292.68; 1.7: 175.608; 1.8: 8.4594; 1.9: 1463.4; 2: 46.6051; 2.1: 94.6557; 2.2: 1508.3006; 2.3: 49.2364; 2.4: -1485.6382; 2.5: -48.4966
| 2 | 54.25 | 1: 3.9585; 1.1: 22.4773; 1.2: 0.030143; 1.3: 292.95; 1.4: 0.73306; 1.5: 22.4773; 1.6: 292.95; 1.7: 175.77; 1.8: 8.4594; 1.9: 1464.75; 2: 46.6481; 2.1: 94.6573; 2.2: 1511.0597; 2.3: 49.281; 2.4: -1488.5825; 2.5: -48.548
| 2 | 54.3 | 1: 3.9224; 1.1: 22.2928; 1.2: 0.029895; 1.3: 293.22; 1.4: 0.72638; 1.5: 22.2928; 1.6: 293.22; 1.7: 175.932; 1.8: 8.4594; 1.9: 1466.1; 2: 46.6911; 2.1: 94.6589; 2.2: 1513.8214; 2.3: 49.3256; 2.4: -1491.5286; 2.5: -48.5993
| 2 | 54.35 | 1: 3.8865; 1.1: 22.109; 1.2: 0.029649; 1.3: 293.49; 1.4: 0.71972; 1.5: 22.109; 1.6: 293.49; 1.7: 176.094; 1.8: 8.4594; 1.9: 1467.45; 2: 46.7341; 2.1: 94.6604; 2.2: 1516.5857; 2.3: 49.3702; 2.4: -1494.4767; 2.5: -48.6505
| 2 | 54.4 | 1: 3.8508; 1.1: 21.9257; 1.2: 0.029403; 1.3: 293.76; 1.4: 0.7131; 1.5: 21.9257; 1.6: 293.76; 1.7: 176.256; 1.8: 8.4594; 1.9: 1468.8; 2: 46.7771; 2.1: 94.662; 2.2: 1519.3524; 2.3: 49.4148; 2.4: -1497.4267; 2.5: -48.7017
| 2 | 54.45 | 1: 3.8152; 1.1: 21.743; 1.2: 0.029158; 1.3: 294.03; 1.4: 0.70651; 1.5: 21.743; 1.6: 294.03; 1.7: 176.418; 1.8: 8.4594; 1.9: 1470.15; 2: 46.8201; 2.1: 94.6635; 2.2: 1522.1216; 2.3: 49.4595; 2.4: -1500.3786; 2.5: -48.7529
| 2 | 54.5 | 1: 3.7798; 1.1: 21.561; 1.2: 0.028914; 1.3: 294.3; 1.4: 0.69995; 1.5: 21.561; 1.6: 294.3; 1.7: 176.58; 1.8: 8.4594; 1.9: 1471.5; 2: 46.8631; 2.1: 94.6651; 2.2: 1524.8934; 2.3: 49.5041; 2.4: -1503.3324; 2.5: -48.8041
| 2 | 54.55 | 1: 3.7445; 1.1: 21.3795; 1.2: 0.02867; 1.3: 294.57; 1.4: 0.69343; 1.5: 21.3795; 1.6: 294.57; 1.7: 176.742; 1.8: 8.4594; 1.9: 1472.85; 2: 46.9061; 2.1: 94.6666; 2.2: 1527.6677; 2.3: 49.5487; 2.4: -1506.2882; 2.5: -48.8552
| 2 | 54.6 | 1: 3.7094; 1.1: 21.1987; 1.2: 0.028428; 1.3: 294.84; 1.4: 0.68693; 1.5: 21.1987; 1.6: 294.84; 1.7: 176.904; 1.8: 8.4594; 1.9: 1474.2; 2: 46.949; 2.1: 94.6682; 2.2: 1530.4445; 2.3: 49.5933; 2.4: -1509.2458; 2.5: -48.9063
| 2 | 54.65 | 1: 3.6745; 1.1: 21.0184; 1.2: 0.028186; 1.3: 295.11; 1.4: 0.68047; 1.5: 21.0184; 1.6: 295.11; 1.7: 177.066; 1.8: 8.4594; 1.9: 1475.55; 2: 46.992; 2.1: 94.6697; 2.2: 1533.2238; 2.3: 49.6379; 2.4: -1512.2054; 2.5: -48.9574
| 2 | 54.7 | 1: 3.6398; 1.1: 20.8388; 1.2: 0.027945; 1.3: 295.38; 1.4: 0.67404; 1.5: 20.8388; 1.6: 295.38; 1.7: 177.228; 1.8: 8.4594; 1.9: 1476.9; 2: 47.035; 2.1: 94.6713; 2.2: 1536.0056; 2.3: 49.6825; 2.4: -1515.1668; 2.5: -49.0085
| 2 | 54.75 | 1: 3.6052; 1.1: 20.6598; 1.2: 0.027705; 1.3: 295.65; 1.4: 0.66764; 1.5: 20.6598; 1.6: 295.65; 1.7: 177.39; 1.8: 8.4594; 1.9: 1478.25; 2: 47.078; 2.1: 94.6728; 2.2: 1538.79; 2.3: 49.7271; 2.4: -1518.1302; 2.5: -49.0595
| 2 | 54.8 | 1: 3.5708; 1.1: 20.4814; 1.2: 0.027466; 1.3: 295.92; 1.4: 0.66127; 1.5: 20.4814; 1.6: 295.92; 1.7: 177.552; 1.8: 8.4594; 1.9: 1479.6; 2: 47.121; 2.1: 94.6743; 2.2: 1541.5768; 2.3: 49.7717; 2.4: -1521.0954; 2.5: -49.1104
| 2 | 54.85 | 1: 3.5366; 1.1: 20.3037; 1.2: 0.027228; 1.3: 296.19; 1.4: 0.65493; 1.5: 20.3037; 1.6: 296.19; 1.7: 177.714; 1.8: 8.4594; 1.9: 1480.95; 2: 47.164; 2.1: 94.6759; 2.2: 1544.3662; 2.3: 49.8163; 2.4: -1524.0625; 2.5: -49.1614
| 2 | 54.9 | 1: 3.5026; 1.1: 20.1265; 1.2: 0.02699; 1.3: 296.46; 1.4: 0.64863; 1.5: 20.1265; 1.6: 296.46; 1.7: 177.876; 1.8: 8.4594; 1.9: 1482.3; 2: 47.207; 2.1: 94.6774; 2.2: 1547.1581; 2.3: 49.8609; 2.4: -1527.0316; 2.5: -49.2123
| 2 | 54.95 | 1: 3.4687; 1.1: 19.95; 1.2: 0.026753; 1.3: 296.73; 1.4: 0.64235; 1.5: 19.95; 1.6: 296.73; 1.7: 178.038; 1.8: 8.4594; 1.9: 1483.65; 2: 47.25; 2.1: 94.6789; 2.2: 1549.9525; 2.3: 49.9055; 2.4: -1530.0025; 2.5: -49.2632
| 2 | 55 | 1: 3.435; 1.1: 19.7741; 1.2: 0.026518; 1.3: 297; 1.4: 0.63611; 1.5: 19.7741; 1.6: 297; 1.7: 178.2; 1.8: 8.4594; 1.9: 1485; 2: 47.293; 2.1: 94.6804; 2.2: 1552.7494; 2.3: 49.9501; 2.4: -1532.9753; 2.5: -49.314
| 2 | 55.05 | 1: 3.4015; 1.1: 19.5989; 1.2: 0.026283; 1.3: 297.27; 1.4: 0.6299; 1.5: 19.5989; 1.6: 297.27; 1.7: 178.362; 1.8: 8.4594; 1.9: 1486.35; 2: 47.336; 2.1: 94.682; 2.2: 1555.5489; 2.3: 49.9947; 2.4: -1535.95; 2.5: -49.3648
| 2 | 55.1 | 1: 3.3681; 1.1: 19.4242; 1.2: 0.026048; 1.3: 297.54; 1.4: 0.62372; 1.5: 19.4242; 1.6: 297.54; 1.7: 178.524; 1.8: 8.4594; 1.9: 1487.7; 2: 47.379; 2.1: 94.6835; 2.2: 1558.3508; 2.3: 50.0393; 2.4: -1538.9266; 2.5: -49.4156
| 2 | 55.15 | 1: 3.3349; 1.1: 19.2502; 1.2: 0.025815; 1.3: 297.81; 1.4: 0.61757; 1.5: 19.2502; 1.6: 297.81; 1.7: 178.686; 1.8: 8.4594; 1.9: 1489.05; 2: 47.422; 2.1: 94.685; 2.2: 1561.1553; 2.3: 50.0839; 2.4: -1541.905; 2.5: -49.4664
| 2 | 55.2 | 1: 3.3019; 1.1: 19.0769; 1.2: 0.025582; 1.3: 298.08; 1.4: 0.61146; 1.5: 19.0769; 1.6: 298.08; 1.7: 178.848; 1.8: 8.4594; 1.9: 1490.4; 2: 47.465; 2.1: 94.6865; 2.2: 1563.9622; 2.3: 50.1285; 2.4: -1544.8854; 2.5: -49.5171
| 2 | 55.25 | 1: 3.269; 1.1: 18.9041; 1.2: 0.025351; 1.3: 298.35; 1.4: 0.60537; 1.5: 18.9041; 1.6: 298.35; 1.7: 179.01; 1.8: 8.4594; 1.9: 1491.75; 2: 47.508; 2.1: 94.688; 2.2: 1566.7717; 2.3: 50.1731; 2.4: -1547.8676; 2.5: -49.5678
| 2 | 55.3 | 1: 3.2363; 1.1: 18.732; 1.2: 0.02512; 1.3: 298.62; 1.4: 0.59932; 1.5: 18.732; 1.6: 298.62; 1.7: 179.172; 1.8: 8.4594; 1.9: 1493.1; 2: 47.551; 2.1: 94.6895; 2.2: 1569.5838; 2.3: 50.2177; 2.4: -1550.8517; 2.5: -49.6184
| 2 | 55.35 | 1: 3.2038; 1.1: 18.5606; 1.2: 0.02489; 1.3: 298.89; 1.4: 0.5933; 1.5: 18.5606; 1.6: 298.89; 1.7: 179.334; 1.8: 8.4594; 1.9: 1494.45; 2: 47.5939; 2.1: 94.6911; 2.2: 1572.3983; 2.3: 50.2623; 2.4: -1553.8377; 2.5: -49.6691
| 2 | 55.4 | 1: 3.1715; 1.1: 18.3898; 1.2: 0.024661; 1.3: 299.16; 1.4: 0.58731; 1.5: 18.3898; 1.6: 299.16; 1.7: 179.496; 1.8: 8.4594; 1.9: 1495.8; 2: 47.6369; 2.1: 94.6926; 2.2: 1575.2153; 2.3: 50.307; 2.4: -1556.8255; 2.5: -49.7196
| 2 | 55.45 | 1: 3.1393; 1.1: 18.2196; 1.2: 0.024433; 1.3: 299.43; 1.4: 0.58135; 1.5: 18.2196; 1.6: 299.43; 1.7: 179.658; 1.8: 8.4594; 1.9: 1497.15; 2: 47.6799; 2.1: 94.6941; 2.2: 1578.0349; 2.3: 50.3516; 2.4: -1559.8153; 2.5: -49.7702
| 2 | 55.5 | 1: 3.1073; 1.1: 18.0501; 1.2: 0.024206; 1.3: 299.7; 1.4: 0.57542; 1.5: 18.0501; 1.6: 299.7; 1.7: 179.82; 1.8: 8.4594; 1.9: 1498.5; 2: 47.7229; 2.1: 94.6956; 2.2: 1580.8569; 2.3: 50.3962; 2.4: -1562.8068; 2.5: -49.8207
| 2 | 55.55 | 1: 3.0754; 1.1: 17.8812; 1.2: 0.023979; 1.3: 299.97; 1.4: 0.56952; 1.5: 17.8812; 1.6: 299.97; 1.7: 179.982; 1.8: 8.4594; 1.9: 1499.85; 2: 47.7659; 2.1: 94.6971; 2.2: 1583.6815; 2.3: 50.4408; 2.4: -1565.8003; 2.5: -49.8712
| 2 | 55.6 | 1: 3.0438; 1.1: 17.713; 1.2: 0.023754; 1.3: 300.24; 1.4: 0.56366; 1.5: 17.713; 1.6: 300.24; 1.7: 180.144; 1.8: 8.4594; 1.9: 1501.2; 2: 47.8089; 2.1: 94.6986; 2.2: 1586.5086; 2.3: 50.4854; 2.4: -1568.7956; 2.5: -49.9217
| 2 | 55.65 | 1: 3.0123; 1.1: 17.5455; 1.2: 0.023529; 1.3: 300.51; 1.4: 0.55782; 1.5: 17.5455; 1.6: 300.51; 1.7: 180.306; 1.8: 8.4594; 1.9: 1502.55; 2: 47.8519; 2.1: 94.7001; 2.2: 1589.3383; 2.3: 50.53; 2.4: -1571.7928; 2.5: -49.9721
| 2 | 55.7 | 1: 2.9809; 1.1: 17.3785; 1.2: 0.023305; 1.3: 300.78; 1.4: 0.55202; 1.5: 17.3785; 1.6: 300.78; 1.7: 180.468; 1.8: 8.4594; 1.9: 1503.9; 2: 47.8949; 2.1: 94.7016; 2.2: 1592.1704; 2.3: 50.5746; 2.4: -1574.7918; 2.5: -50.0225
| 2 | 55.75 | 1: 2.9498; 1.1: 17.2123; 1.2: 0.023082; 1.3: 301.05; 1.4: 0.54625; 1.5: 17.2123; 1.6: 301.05; 1.7: 180.63; 1.8: 8.4594; 1.9: 1505.25; 2: 47.9379; 2.1: 94.703; 2.2: 1595.005; 2.3: 50.6192; 2.4: -1577.7927; 2.5: -50.0729
| 2 | 55.8 | 1: 2.9188; 1.1: 17.0467; 1.2: 0.02286; 1.3: 301.32; 1.4: 0.54051; 1.5: 17.0467; 1.6: 301.32; 1.7: 180.792; 1.8: 8.4594; 1.9: 1506.6; 2: 47.9809; 2.1: 94.7045; 2.2: 1597.8422; 2.3: 50.6638; 2.4: -1580.7955; 2.5: -50.1233
| 2 | 55.85 | 1: 2.8879; 1.1: 16.8818; 1.2: 0.022639; 1.3: 301.59; 1.4: 0.5348; 1.5: 16.8818; 1.6: 301.59; 1.7: 180.954; 1.8: 8.4594; 1.9: 1507.95; 2: 48.0239; 2.1: 94.706; 2.2: 1600.6819; 2.3: 50.7084; 2.4: -1583.8001; 2.5: -50.1736
| 2 | 55.9 | 1: 2.8573; 1.1: 16.7175; 1.2: 0.022419; 1.3: 301.86; 1.4: 0.52912; 1.5: 16.7175; 1.6: 301.86; 1.7: 181.116; 1.8: 8.4594; 1.9: 1509.3; 2: 48.0669; 2.1: 94.7075; 2.2: 1603.5241; 2.3: 50.753; 2.4: -1586.8066; 2.5: -50.2239
| 2 | 55.95 | 1: 2.8268; 1.1: 16.5539; 1.2: 0.022199; 1.3: 302.13; 1.4: 0.52348; 1.5: 16.5539; 1.6: 302.13; 1.7: 181.278; 1.8: 8.4594; 1.9: 1510.65; 2: 48.1099; 2.1: 94.709; 2.2: 1606.3688; 2.3: 50.7976; 2.4: -1589.8149; 2.5: -50.2741
| 2 | 56 | 1: 2.7964; 1.1: 16.3909; 1.2: 0.021981; 1.3: 302.4; 1.4: 0.51786; 1.5: 16.3909; 1.6: 302.4; 1.7: 181.44; 1.8: 8.4594; 1.9: 1512; 2: 48.1529; 2.1: 94.7105; 2.2: 1609.216; 2.3: 50.8422; 2.4: -1592.8251; 2.5: -50.3243
| 2 | 56.05 | 1: 2.7663; 1.1: 16.2286; 1.2: 0.021763; 1.3: 302.67; 1.4: 0.51228; 1.5: 16.2286; 1.6: 302.67; 1.7: 181.602; 1.8: 8.4594; 1.9: 1513.35; 2: 48.1959; 2.1: 94.7119; 2.2: 1612.0657; 2.3: 50.8868; 2.4: -1595.8371; 2.5: -50.3745
| 2 | 56.1 | 1: 2.7363; 1.1: 16.067; 1.2: 0.021546; 1.3: 302.94; 1.4: 0.50672; 1.5: 16.067; 1.6: 302.94; 1.7: 181.764; 1.8: 8.4594; 1.9: 1514.7; 2: 48.2389; 2.1: 94.7134; 2.2: 1614.918; 2.3: 50.9314; 2.4: -1598.8509; 2.5: -50.4247
| 2 | 56.15 | 1: 2.7065; 1.1: 15.9061; 1.2: 0.02133; 1.3: 303.21; 1.4: 0.5012; 1.5: 15.9061; 1.6: 303.21; 1.7: 181.926; 1.8: 8.4594; 1.9: 1516.05; 2: 48.2818; 2.1: 94.7149; 2.2: 1617.7727; 2.3: 50.976; 2.4: -1601.8667; 2.5: -50.4748
| 2 | 56.2 | 1: 2.6768; 1.1: 15.7458; 1.2: 0.021115; 1.3: 303.48; 1.4: 0.49571; 1.5: 15.7458; 1.6: 303.48; 1.7: 182.088; 1.8: 8.4594; 1.9: 1517.4; 2: 48.3248; 2.1: 94.7164; 2.2: 1620.63; 2.3: 51.0206; 2.4: -1604.8842; 2.5: -50.5249
| 2 | 56.25 | 1: 2.6473; 1.1: 15.5862; 1.2: 0.020901; 1.3: 303.75; 1.4: 0.49025; 1.5: 15.5862; 1.6: 303.75; 1.7: 182.25; 1.8: 8.4594; 1.9: 1518.75; 2: 48.3678; 2.1: 94.7178; 2.2: 1623.4898; 2.3: 51.0652; 2.4: -1607.9036; 2.5: -50.5749
| 2 | 56.3 | 1: 2.618; 1.1: 15.4273; 1.2: 0.020688; 1.3: 304.02; 1.4: 0.48482; 1.5: 15.4273; 1.6: 304.02; 1.7: 182.412; 1.8: 8.4594; 1.9: 1520.1; 2: 48.4108; 2.1: 94.7193; 2.2: 1626.3521; 2.3: 51.1098; 2.4: -1610.9248; 2.5: -50.625
| 2 | 56.35 | 1: 2.5889; 1.1: 15.269; 1.2: 0.020476; 1.3: 304.29; 1.4: 0.47942; 1.5: 15.269; 1.6: 304.29; 1.7: 182.574; 1.8: 8.4594; 1.9: 1521.45; 2: 48.4538; 2.1: 94.7208; 2.2: 1629.2169; 2.3: 51.1544; 2.4: -1613.9479; 2.5: -50.675
| 2 | 56.4 | 1: 2.5599; 1.1: 15.1115; 1.2: 0.020265; 1.3: 304.56; 1.4: 0.47405; 1.5: 15.1115; 1.6: 304.56; 1.7: 182.736; 1.8: 8.4594; 1.9: 1522.8; 2: 48.4968; 2.1: 94.7222; 2.2: 1632.0843; 2.3: 51.199; 2.4: -1616.9728; 2.5: -50.7249
| 2 | 56.45 | 1: 2.5311; 1.1: 14.9546; 1.2: 0.020054; 1.3: 304.83; 1.4: 0.46871; 1.5: 14.9546; 1.6: 304.83; 1.7: 182.898; 1.8: 8.4594; 1.9: 1524.15; 2: 48.5398; 2.1: 94.7237; 2.2: 1634.9541; 2.3: 51.2436; 2.4: -1619.9995; 2.5: -50.7749
| 2 | 56.5 | 1: 2.5024; 1.1: 14.7984; 1.2: 0.019845; 1.3: 305.1; 1.4: 0.46341; 1.5: 14.7984; 1.6: 305.1; 1.7: 183.06; 1.8: 8.4594; 1.9: 1525.5; 2: 48.5828; 2.1: 94.7251; 2.2: 1637.8265; 2.3: 51.2882; 2.4: -1623.0281; 2.5: -50.8248
| 2 | 56.55 | 1: 2.4739; 1.1: 14.6429; 1.2: 0.019636; 1.3: 305.37; 1.4: 0.45813; 1.5: 14.6429; 1.6: 305.37; 1.7: 183.222; 1.8: 8.4594; 1.9: 1526.85; 2: 48.6258; 2.1: 94.7266; 2.2: 1640.7014; 2.3: 51.3328; 2.4: -1626.0585; 2.5: -50.8746
| 2 | 56.6 | 1: 2.4456; 1.1: 14.4881; 1.2: 0.019429; 1.3: 305.64; 1.4: 0.45289; 1.5: 14.4881; 1.6: 305.64; 1.7: 183.384; 1.8: 8.4594; 1.9: 1528.2; 2: 48.6688; 2.1: 94.7281; 2.2: 1643.5788; 2.3: 51.3774; 2.4: -1629.0907; 2.5: -50.9245
| 2 | 56.65 | 1: 2.4174; 1.1: 14.3339; 1.2: 0.019222; 1.3: 305.91; 1.4: 0.44767; 1.5: 14.3339; 1.6: 305.91; 1.7: 183.546; 1.8: 8.4594; 1.9: 1529.55; 2: 48.7118; 2.1: 94.7295; 2.2: 1646.4587; 2.3: 51.422; 2.4: -1632.1248; 2.5: -50.9743
| 2 | 56.7 | 1: 2.3895; 1.1: 14.1805; 1.2: 0.019016; 1.3: 306.18; 1.4: 0.44249; 1.5: 14.1805; 1.6: 306.18; 1.7: 183.708; 1.8: 8.4594; 1.9: 1530.9; 2: 48.7548; 2.1: 94.731; 2.2: 1649.3411; 2.3: 51.4666; 2.4: -1635.1607; 2.5: -51.0241
| 2 | 56.75 | 1: 2.3616; 1.1: 14.0277; 1.2: 0.018811; 1.3: 306.45; 1.4: 0.43734; 1.5: 14.0277; 1.6: 306.45; 1.7: 183.87; 1.8: 8.4594; 1.9: 1532.25; 2: 48.7978; 2.1: 94.7324; 2.2: 1652.2261; 2.3: 51.5112; 2.4: -1638.1984; 2.5: -51.0738
| 2 | 56.8 | 1: 2.334; 1.1: 13.8756; 1.2: 0.018608; 1.3: 306.72; 1.4: 0.43222; 1.5: 13.8756; 1.6: 306.72; 1.7: 184.032; 1.8: 8.4594; 1.9: 1533.6; 2: 48.8408; 2.1: 94.7338; 2.2: 1655.1135; 2.3: 51.5558; 2.4: -1641.2379; 2.5: -51.1236
| 2 | 56.85 | 1: 2.3065; 1.1: 13.7242; 1.2: 0.018405; 1.3: 306.99; 1.4: 0.42713; 1.5: 13.7242; 1.6: 306.99; 1.7: 184.194; 1.8: 8.4594; 1.9: 1534.95; 2: 48.8838; 2.1: 94.7353; 2.2: 1658.0035; 2.3: 51.6004; 2.4: -1644.2792; 2.5: -51.1732
| 2 | 56.9 | 1: 2.2792; 1.1: 13.5736; 1.2: 0.018202; 1.3: 307.26; 1.4: 0.42207; 1.5: 13.5736; 1.6: 307.26; 1.7: 184.356; 1.8: 8.4594; 1.9: 1536.3; 2: 48.9268; 2.1: 94.7367; 2.2: 1660.896; 2.3: 51.645; 2.4: -1647.3224; 2.5: -51.2229
| 2 | 56.95 | 1: 2.252; 1.1: 13.4236; 1.2: 0.018001; 1.3: 307.53; 1.4: 0.41704; 1.5: 13.4236; 1.6: 307.53; 1.7: 184.518; 1.8: 8.4594; 1.9: 1537.65; 2: 48.9697; 2.1: 94.7382; 2.2: 1663.791; 2.3: 51.6896; 2.4: -1650.3674; 2.5: -51.2725
| 2 | 57 | 1: 2.225; 1.1: 13.2743; 1.2: 0.017801; 1.3: 307.8; 1.4: 0.41204; 1.5: 13.2743; 1.6: 307.8; 1.7: 184.68; 1.8: 8.4594; 1.9: 1539; 2: 49.0127; 2.1: 94.7396; 2.2: 1666.6885; 2.3: 51.7342; 2.4: -1653.4142; 2.5: -51.3221
| 2 | 57.05 | 1: 2.1982; 1.1: 13.1257; 1.2: 0.017602; 1.3: 308.07; 1.4: 0.40707; 1.5: 13.1257; 1.6: 308.07; 1.7: 184.842; 1.8: 8.4594; 1.9: 1540.35; 2: 49.0557; 2.1: 94.741; 2.2: 1669.5885; 2.3: 51.7788; 2.4: -1656.4628; 2.5: -51.3717
| 2 | 57.1 | 1: 2.1715; 1.1: 12.9778; 1.2: 0.017404; 1.3: 308.34; 1.4: 0.40213; 1.5: 12.9778; 1.6: 308.34; 1.7: 185.004; 1.8: 8.4594; 1.9: 1541.7; 2: 49.0987; 2.1: 94.7425; 2.2: 1672.4911; 2.3: 51.8234; 2.4: -1659.5132; 2.5: -51.4212
| 2 | 57.15 | 1: 2.145; 1.1: 12.8307; 1.2: 0.017206; 1.3: 308.61; 1.4: 0.39722; 1.5: 12.8307; 1.6: 308.61; 1.7: 185.166; 1.8: 8.4594; 1.9: 1543.05; 2: 49.1417; 2.1: 94.7439; 2.2: 1675.3961; 2.3: 51.868; 2.4: -1662.5655; 2.5: -51.4707
| 2 | 57.2 | 1: 2.1186; 1.1: 12.6842; 1.2: 0.01701; 1.3: 308.88; 1.4: 0.39234; 1.5: 12.6842; 1.6: 308.88; 1.7: 185.328; 1.8: 8.4594; 1.9: 1544.4; 2: 49.1847; 2.1: 94.7453; 2.2: 1678.3037; 2.3: 51.9126; 2.4: -1665.6195; 2.5: -51.5202
| 2 | 57.25 | 1: 2.0925; 1.1: 12.5384; 1.2: 0.016814; 1.3: 309.15; 1.4: 0.38749; 1.5: 12.5384; 1.6: 309.15; 1.7: 185.49; 1.8: 8.4594; 1.9: 1545.75; 2: 49.2277; 2.1: 94.7467; 2.2: 1681.2138; 2.3: 51.9571; 2.4: -1668.6754; 2.5: -51.5697
| 2 | 57.3 | 1: 2.0665; 1.1: 12.3934; 1.2: 0.01662; 1.3: 309.42; 1.4: 0.38268; 1.5: 12.3934; 1.6: 309.42; 1.7: 185.652; 1.8: 8.4594; 1.9: 1547.1; 2: 49.2707; 2.1: 94.7482; 2.2: 1684.1264; 2.3: 52.0017; 2.4: -1671.7331; 2.5: -51.6191
| 2 | 57.35 | 1: 2.0406; 1.1: 12.249; 1.2: 0.016426; 1.3: 309.69; 1.4: 0.37789; 1.5: 12.249; 1.6: 309.69; 1.7: 185.814; 1.8: 8.4594; 1.9: 1548.45; 2: 49.3137; 2.1: 94.7496; 2.2: 1687.0416; 2.3: 52.0463; 2.4: -1674.7925; 2.5: -51.6685
| 2 | 57.4 | 1: 2.0149; 1.1: 12.1054; 1.2: 0.016234; 1.3: 309.96; 1.4: 0.37313; 1.5: 12.1054; 1.6: 309.96; 1.7: 185.976; 1.8: 8.4594; 1.9: 1549.8; 2: 49.3567; 2.1: 94.751; 2.2: 1689.9592; 2.3: 52.0909; 2.4: -1677.8538; 2.5: -51.7178
| 2 | 57.45 | 1: 1.9894; 1.1: 11.9625; 1.2: 0.016042; 1.3: 310.23; 1.4: 0.36841; 1.5: 11.9625; 1.6: 310.23; 1.7: 186.138; 1.8: 8.4594; 1.9: 1551.15; 2: 49.3997; 2.1: 94.7524; 2.2: 1692.8793; 2.3: 52.1355; 2.4: -1680.9169; 2.5: -51.7671
| 2 | 57.5 | 1: 1.964; 1.1: 11.8202; 1.2: 0.015851; 1.3: 310.5; 1.4: 0.36371; 1.5: 11.8202; 1.6: 310.5; 1.7: 186.3; 1.8: 8.4594; 1.9: 1552.5; 2: 49.4427; 2.1: 94.7538; 2.2: 1695.802; 2.3: 52.1801; 2.4: -1683.9818; 2.5: -51.8164
| 2 | 57.55 | 1: 1.9388; 1.1: 11.6787; 1.2: 0.015661; 1.3: 310.77; 1.4: 0.35904; 1.5: 11.6787; 1.6: 310.77; 1.7: 186.462; 1.8: 8.4594; 1.9: 1553.85; 2: 49.4857; 2.1: 94.7553; 2.2: 1698.7272; 2.3: 52.2247; 2.4: -1687.0485; 2.5: -51.8657
| 2 | 57.6 | 1: 1.9138; 1.1: 11.538; 1.2: 0.015473; 1.3: 311.04; 1.4: 0.35441; 1.5: 11.538; 1.6: 311.04; 1.7: 186.624; 1.8: 8.4594; 1.9: 1555.2; 2: 49.5287; 2.1: 94.7567; 2.2: 1701.6549; 2.3: 52.2693; 2.4: -1690.1169; 2.5: -51.9149
| 2 | 57.65 | 1: 1.8889; 1.1: 11.3979; 1.2: 0.015285; 1.3: 311.31; 1.4: 0.3498; 1.5: 11.3979; 1.6: 311.31; 1.7: 186.786; 1.8: 8.4594; 1.9: 1556.55; 2: 49.5717; 2.1: 94.7581; 2.2: 1704.5851; 2.3: 52.3139; 2.4: -1693.1872; 2.5: -51.9641
| 2 | 57.7 | 1: 1.8642; 1.1: 11.2586; 1.2: 0.015098; 1.3: 311.58; 1.4: 0.34523; 1.5: 11.2586; 1.6: 311.58; 1.7: 186.948; 1.8: 8.4594; 1.9: 1557.9; 2: 49.6146; 2.1: 94.7595; 2.2: 1707.5179; 2.3: 52.3585; 2.4: -1696.2593; 2.5: -52.0133
| 2 | 57.75 | 1: 1.8397; 1.1: 11.1199; 1.2: 0.014912; 1.3: 311.85; 1.4: 0.34068; 1.5: 11.1199; 1.6: 311.85; 1.7: 187.11; 1.8: 8.4594; 1.9: 1559.25; 2: 49.6576; 2.1: 94.7609; 2.2: 1710.4531; 2.3: 52.4031; 2.4: -1699.3332; 2.5: -52.0624
| 2 | 57.8 | 1: 1.8153; 1.1: 10.982; 1.2: 0.014727; 1.3: 312.12; 1.4: 0.33617; 1.5: 10.982; 1.6: 312.12; 1.7: 187.272; 1.8: 8.4594; 1.9: 1560.6; 2: 49.7006; 2.1: 94.7623; 2.2: 1713.3909; 2.3: 52.4477; 2.4: -1702.4088; 2.5: -52.1115
| 2 | 57.85 | 1: 1.7911; 1.1: 10.8449; 1.2: 0.014543; 1.3: 312.39; 1.4: 0.33168; 1.5: 10.8449; 1.6: 312.39; 1.7: 187.434; 1.8: 8.4594; 1.9: 1561.95; 2: 49.7436; 2.1: 94.7637; 2.2: 1716.3311; 2.3: 52.4923; 2.4: -1705.4863; 2.5: -52.1606
| 2 | 57.9 | 1: 1.767; 1.1: 10.7084; 1.2: 0.01436; 1.3: 312.66; 1.4: 0.32722; 1.5: 10.7084; 1.6: 312.66; 1.7: 187.596; 1.8: 8.4594; 1.9: 1563.3; 2: 49.7866; 2.1: 94.7651; 2.2: 1719.2739; 2.3: 52.5369; 2.4: -1708.5655; 2.5: -52.2097
| 2 | 57.95 | 1: 1.7431; 1.1: 10.5727; 1.2: 0.014178; 1.3: 312.93; 1.4: 0.3228; 1.5: 10.5727; 1.6: 312.93; 1.7: 187.758; 1.8: 8.4594; 1.9: 1564.65; 2: 49.8296; 2.1: 94.7665; 2.2: 1722.2193; 2.3: 52.5815; 2.4: -1711.6466; 2.5: -52.2587
| 2 | 58 | 1: 1.7194; 1.1: 10.4377; 1.2: 0.013997; 1.3: 313.2; 1.4: 0.3184; 1.5: 10.4377; 1.6: 313.2; 1.7: 187.92; 1.8: 8.4594; 1.9: 1566; 2: 49.8726; 2.1: 94.7679; 2.2: 1725.1671; 2.3: 52.6261; 2.4: -1714.7294; 2.5: -52.3077
| 2 | 58.05 | 1: 1.6958; 1.1: 10.3034; 1.2: 0.013817; 1.3: 313.47; 1.4: 0.31403; 1.5: 10.3034; 1.6: 313.47; 1.7: 188.082; 1.8: 8.4594; 1.9: 1567.35; 2: 49.9156; 2.1: 94.7693; 2.2: 1728.1174; 2.3: 52.6707; 2.4: -1717.814; 2.5: -52.3566
| 2 | 58.1 | 1: 1.6724; 1.1: 10.1699; 1.2: 0.013638; 1.3: 313.74; 1.4: 0.3097; 1.5: 10.1699; 1.6: 313.74; 1.7: 188.244; 1.8: 8.4594; 1.9: 1568.7; 2: 49.9586; 2.1: 94.7706; 2.2: 1731.0703; 2.3: 52.7153; 2.4: -1720.9004; 2.5: -52.4056
| 2 | 58.15 | 1: 1.6491; 1.1: 10.0371; 1.2: 0.01346; 1.3: 314.01; 1.4: 0.30539; 1.5: 10.0371; 1.6: 314.01; 1.7: 188.406; 1.8: 8.4594; 1.9: 1570.05; 2: 50.0016; 2.1: 94.772; 2.2: 1734.0257; 2.3: 52.7599; 2.4: -1723.9886; 2.5: -52.4545
| 2 | 58.2 | 1: 1.626; 1.1: 9.905; 1.2: 0.013283; 1.3: 314.28; 1.4: 0.30111; 1.5: 9.905; 1.6: 314.28; 1.7: 188.568; 1.8: 8.4594; 1.9: 1571.4; 2: 50.0446; 2.1: 94.7734; 2.2: 1736.9836; 2.3: 52.8045; 2.4: -1727.0786; 2.5: -52.5033
| 2 | 58.25 | 1: 1.6031; 1.1: 9.7736; 1.2: 0.013107; 1.3: 314.55; 1.4: 0.29686; 1.5: 9.7736; 1.6: 314.55; 1.7: 188.73; 1.8: 8.4594; 1.9: 1572.75; 2: 50.0876; 2.1: 94.7748; 2.2: 1739.944; 2.3: 52.849; 2.4: -1730.1703; 2.5: -52.5522
| 2 | 58.3 | 1: 1.5803; 1.1: 9.643; 1.2: 0.012932; 1.3: 314.82; 1.4: 0.29265; 1.5: 9.643; 1.6: 314.82; 1.7: 188.892; 1.8: 8.4594; 1.9: 1574.1; 2: 50.1306; 2.1: 94.7762; 2.2: 1742.9069; 2.3: 52.8936; 2.4: -1733.2639; 2.5: -52.601
| 2 | 58.35 | 1: 1.5577; 1.1: 9.5131; 1.2: 0.012757; 1.3: 315.09; 1.4: 0.28846; 1.5: 9.5131; 1.6: 315.09; 1.7: 189.054; 1.8: 8.4594; 1.9: 1575.45; 2: 50.1736; 2.1: 94.7776; 2.2: 1745.8723; 2.3: 52.9382; 2.4: -1736.3592; 2.5: -52.6498
| 2 | 58.4 | 1: 1.5352; 1.1: 9.384; 1.2: 0.012584; 1.3: 315.36; 1.4: 0.2843; 1.5: 9.384; 1.6: 315.36; 1.7: 189.216; 1.8: 8.4594; 1.9: 1576.8; 2: 50.2166; 2.1: 94.7789; 2.2: 1748.8403; 2.3: 52.9828; 2.4: -1739.4563; 2.5: -52.6985
| 2 | 58.45 | 1: 1.5129; 1.1: 9.2556; 1.2: 0.012412; 1.3: 315.63; 1.4: 0.28017; 1.5: 9.2556; 1.6: 315.63; 1.7: 189.378; 1.8: 8.4594; 1.9: 1578.15; 2: 50.2596; 2.1: 94.7803; 2.2: 1751.8108; 2.3: 53.0274; 2.4: -1742.5552; 2.5: -52.7473
| 2 | 58.5 | 1: 1.4908; 1.1: 9.1279; 1.2: 0.012241; 1.3: 315.9; 1.4: 0.27607; 1.5: 9.1279; 1.6: 315.9; 1.7: 189.54; 1.8: 8.4594; 1.9: 1579.5; 2: 50.3025; 2.1: 94.7817; 2.2: 1754.7838; 2.3: 53.072; 2.4: -1745.6558; 2.5: -52.7959
| 2 | 58.55 | 1: 1.4688; 1.1: 9.001; 1.2: 0.012071; 1.3: 316.17; 1.4: 0.272; 1.5: 9.001; 1.6: 316.17; 1.7: 189.702; 1.8: 8.4594; 1.9: 1580.85; 2: 50.3455; 2.1: 94.783; 2.2: 1757.7593; 2.3: 53.1166; 2.4: -1748.7583; 2.5: -52.8446
| 2 | 58.6 | 1: 1.447; 1.1: 8.8748; 1.2: 0.011901; 1.3: 316.44; 1.4: 0.26795; 1.5: 8.8748; 1.6: 316.44; 1.7: 189.864; 1.8: 8.4594; 1.9: 1582.2; 2: 50.3885; 2.1: 94.7844; 2.2: 1760.7373; 2.3: 53.1612; 2.4: -1751.8625; 2.5: -52.8932
| 2 | 58.65 | 1: 1.4253; 1.1: 8.7494; 1.2: 0.011733; 1.3: 316.71; 1.4: 0.26394; 1.5: 8.7494; 1.6: 316.71; 1.7: 190.026; 1.8: 8.4594; 1.9: 1583.55; 2: 50.4315; 2.1: 94.7858; 2.2: 1763.7178; 2.3: 53.2058; 2.4: -1754.9685; 2.5: -52.9419
| 2 | 58.7 | 1: 1.4038; 1.1: 8.6247; 1.2: 0.011566; 1.3: 316.98; 1.4: 0.25996; 1.5: 8.6247; 1.6: 316.98; 1.7: 190.188; 1.8: 8.4594; 1.9: 1584.9; 2: 50.4745; 2.1: 94.7871; 2.2: 1766.7009; 2.3: 53.2504; 2.4: -1758.0762; 2.5: -52.9904
| 2 | 58.75 | 1: 1.3824; 1.1: 8.5007; 1.2: 0.0114; 1.3: 317.25; 1.4: 0.256; 1.5: 8.5007; 1.6: 317.25; 1.7: 190.35; 1.8: 8.4594; 1.9: 1586.25; 2: 50.5175; 2.1: 94.7885; 2.2: 1769.6865; 2.3: 53.295; 2.4: -1761.1858; 2.5: -53.039
| 2 | 58.8 | 1: 1.3612; 1.1: 8.3775; 1.2: 0.011234; 1.3: 317.52; 1.4: 0.25208; 1.5: 8.3775; 1.6: 317.52; 1.7: 190.512; 1.8: 8.4594; 1.9: 1587.6; 2: 50.5605; 2.1: 94.7899; 2.2: 1772.6746; 2.3: 53.3396; 2.4: -1764.2971; 2.5: -53.0875
| 2 | 58.85 | 1: 1.3402; 1.1: 8.255; 1.2: 0.01107; 1.3: 317.79; 1.4: 0.24818; 1.5: 8.255; 1.6: 317.79; 1.7: 190.674; 1.8: 8.4594; 1.9: 1588.95; 2: 50.6035; 2.1: 94.7912; 2.2: 1775.6652; 2.3: 53.3842; 2.4: -1767.4101; 2.5: -53.136
| 2 | 58.9 | 1: 1.3193; 1.1: 8.1333; 1.2: 0.010907; 1.3: 318.06; 1.4: 0.24432; 1.5: 8.1333; 1.6: 318.06; 1.7: 190.836; 1.8: 8.4594; 1.9: 1590.3; 2: 50.6465; 2.1: 94.7926; 2.2: 1778.6583; 2.3: 53.4288; 2.4: -1770.525; 2.5: -53.1844
| 2 | 58.95 | 1: 1.2986; 1.1: 8.0124; 1.2: 0.010745; 1.3: 318.33; 1.4: 0.24048; 1.5: 8.0124; 1.6: 318.33; 1.7: 190.998; 1.8: 8.4594; 1.9: 1591.65; 2: 50.6895; 2.1: 94.7939; 2.2: 1781.654; 2.3: 53.4734; 2.4: -1773.6416; 2.5: -53.2329
| 2 | 59 | 1: 1.278; 1.1: 7.8921; 1.2: 0.010584; 1.3: 318.6; 1.4: 0.23667; 1.5: 7.8921; 1.6: 318.6; 1.7: 191.16; 1.8: 8.4594; 1.9: 1593; 2: 50.7325; 2.1: 94.7953; 2.2: 1784.6521; 2.3: 53.5179; 2.4: -1776.76; 2.5: -53.2813
| 2 | 59.05 | 1: 1.2576; 1.1: 7.7727; 1.2: 0.010423; 1.3: 318.87; 1.4: 0.23289; 1.5: 7.7727; 1.6: 318.87; 1.7: 191.322; 1.8: 8.4594; 1.9: 1594.35; 2: 50.7755; 2.1: 94.7966; 2.2: 1787.6528; 2.3: 53.5625; 2.4: -1779.8802; 2.5: -53.3296
| 2 | 59.1 | 1: 1.2373; 1.1: 7.6539; 1.2: 0.010264; 1.3: 319.14; 1.4: 0.22914; 1.5: 7.6539; 1.6: 319.14; 1.7: 191.484; 1.8: 8.4594; 1.9: 1595.7; 2: 50.8185; 2.1: 94.798; 2.2: 1790.656; 2.3: 53.6071; 2.4: -1783.0021; 2.5: -53.378
| 2 | 59.15 | 1: 1.2172; 1.1: 7.536; 1.2: 0.010106; 1.3: 319.41; 1.4: 0.22541; 1.5: 7.536; 1.6: 319.41; 1.7: 191.646; 1.8: 8.4594; 1.9: 1597.05; 2: 50.8615; 2.1: 94.7993; 2.2: 1793.6617; 2.3: 53.6517; 2.4: -1786.1258; 2.5: -53.4263
| 2 | 59.2 | 1: 1.1973; 1.1: 7.4187; 1.2: 0.0099487; 1.3: 319.68; 1.4: 0.22172; 1.5: 7.4187; 1.6: 319.68; 1.7: 191.808; 1.8: 8.4594; 1.9: 1598.4; 2: 50.9045; 2.1: 94.8007; 2.2: 1796.67; 2.3: 53.6963; 2.4: -1789.2512; 2.5: -53.4746
| 2 | 59.25 | 1: 1.1775; 1.1: 7.3023; 1.2: 0.0097925; 1.3: 319.95; 1.4: 0.21806; 1.5: 7.3023; 1.6: 319.95; 1.7: 191.97; 1.8: 8.4594; 1.9: 1599.75; 2: 50.9475; 2.1: 94.802; 2.2: 1799.6807; 2.3: 53.7409; 2.4: -1792.3785; 2.5: -53.5228
| 2 | 59.3 | 1: 1.1579; 1.1: 7.1866; 1.2: 0.0096373; 1.3: 320.22; 1.4: 0.21442; 1.5: 7.1866; 1.6: 320.22; 1.7: 192.132; 1.8: 8.4594; 1.9: 1601.1; 2: 50.9904; 2.1: 94.8033; 2.2: 1802.694; 2.3: 53.7855; 2.4: -1795.5075; 2.5: -53.5711
| 2 | 59.35 | 1: 1.1384; 1.1: 7.0716; 1.2: 0.0094832; 1.3: 320.49; 1.4: 0.21081; 1.5: 7.0716; 1.6: 320.49; 1.7: 192.294; 1.8: 8.4594; 1.9: 1602.45; 2: 51.0334; 2.1: 94.8047; 2.2: 1805.7098; 2.3: 53.8301; 2.4: -1798.6382; 2.5: -53.6193
| 2 | 59.4 | 1: 1.1191; 1.1: 6.9574; 1.2: 0.00933; 1.3: 320.76; 1.4: 0.20723; 1.5: 6.9574; 1.6: 320.76; 1.7: 192.456; 1.8: 8.4594; 1.9: 1603.8; 2: 51.0764; 2.1: 94.806; 2.2: 1808.7281; 2.3: 53.8747; 2.4: -1801.7707; 2.5: -53.6674
| 2 | 59.45 | 1: 1.0999; 1.1: 6.8439; 1.2: 0.0091779; 1.3: 321.03; 1.4: 0.20368; 1.5: 6.8439; 1.6: 321.03; 1.7: 192.618; 1.8: 8.4594; 1.9: 1605.15; 2: 51.1194; 2.1: 94.8073; 2.2: 1811.7489; 2.3: 53.9193; 2.4: -1804.905; 2.5: -53.7156
| 2 | 59.5 | 1: 1.0809; 1.1: 6.7312; 1.2: 0.0090268; 1.3: 321.3; 1.4: 0.20016; 1.5: 6.7312; 1.6: 321.3; 1.7: 192.78; 1.8: 8.4594; 1.9: 1606.5; 2: 51.1624; 2.1: 94.8087; 2.2: 1814.7723; 2.3: 53.9639; 2.4: -1808.041; 2.5: -53.7637
| 2 | 59.55 | 1: 1.062; 1.1: 6.6193; 1.2: 0.0088766; 1.3: 321.57; 1.4: 0.19667; 1.5: 6.6193; 1.6: 321.57; 1.7: 192.942; 1.8: 8.4594; 1.9: 1607.85; 2: 51.2054; 2.1: 94.81; 2.2: 1817.7982; 2.3: 54.0085; 2.4: -1811.1789; 2.5: -53.8118
| 2 | 59.6 | 1: 1.0433; 1.1: 6.5081; 1.2: 0.0087275; 1.3: 321.84; 1.4: 0.1932; 1.5: 6.5081; 1.6: 321.84; 1.7: 193.104; 1.8: 8.4594; 1.9: 1609.2; 2: 51.2484; 2.1: 94.8113; 2.2: 1820.8266; 2.3: 54.053; 2.4: -1814.3184; 2.5: -53.8598
| 2 | 59.65 | 1: 1.0247; 1.1: 6.3977; 1.2: 0.0085795; 1.3: 322.11; 1.4: 0.18976; 1.5: 6.3977; 1.6: 322.11; 1.7: 193.266; 1.8: 8.4594; 1.9: 1610.55; 2: 51.2914; 2.1: 94.8126; 2.2: 1823.8575; 2.3: 54.0976; 2.4: -1817.4597; 2.5: -53.9079
| 2 | 59.7 | 1: 1.0063; 1.1: 6.288; 1.2: 0.0084324; 1.3: 322.38; 1.4: 0.18635; 1.5: 6.288; 1.6: 322.38; 1.7: 193.428; 1.8: 8.4594; 1.9: 1611.9; 2: 51.3344; 2.1: 94.814; 2.2: 1826.8909; 2.3: 54.1422; 2.4: -1820.6028; 2.5: -53.9559
| 2 | 59.75 | 1: 0.98806; 1.1: 6.1791; 1.2: 0.0082864; 1.3: 322.65; 1.4: 0.18297; 1.5: 6.1791; 1.6: 322.65; 1.7: 193.59; 1.8: 8.4594; 1.9: 1613.25; 2: 51.3774; 2.1: 94.8153; 2.2: 1829.9268; 2.3: 54.1868; 2.4: -1823.7477; 2.5: -54.0038
| 2 | 59.8 | 1: 0.96995; 1.1: 6.071; 1.2: 0.0081414; 1.3: 322.92; 1.4: 0.17962; 1.5: 6.071; 1.6: 322.92; 1.7: 193.752; 1.8: 8.4594; 1.9: 1614.6; 2: 51.4204; 2.1: 94.8166; 2.2: 1832.9653; 2.3: 54.2314; 2.4: -1826.8943; 2.5: -54.0518
| 2 | 59.85 | 1: 0.952; 1.1: 5.9636; 1.2: 0.0079974; 1.3: 323.19; 1.4: 0.1763; 1.5: 5.9636; 1.6: 323.19; 1.7: 193.914; 1.8: 8.4594; 1.9: 1615.95; 2: 51.4634; 2.1: 94.8179; 2.2: 1836.0063; 2.3: 54.276; 2.4: -1830.0427; 2.5: -54.0997
| 2 | 59.9 | 1: 0.9342; 1.1: 5.857; 1.2: 0.0078544; 1.3: 323.46; 1.4: 0.173; 1.5: 5.857; 1.6: 323.46; 1.7: 194.076; 1.8: 8.4594; 1.9: 1617.3; 2: 51.5064; 2.1: 94.8192; 2.2: 1839.0498; 2.3: 54.3206; 2.4: -1833.1928; 2.5: -54.1476
| 2 | 59.95 | 1: 0.91655; 1.1: 5.7511; 1.2: 0.0077124; 1.3: 323.73; 1.4: 0.16973; 1.5: 5.7511; 1.6: 323.73; 1.7: 194.238; 1.8: 8.4594; 1.9: 1618.65; 2: 51.5494; 2.1: 94.8205; 2.2: 1842.0958; 2.3: 54.3652; 2.4: -1836.3447; 2.5: -54.1955
| 2 | 60 | 1: 0.89905; 1.1: 5.646; 1.2: 0.0075715; 1.3: 324; 1.4: 0.16649; 1.5: 5.646; 1.6: 324; 1.7: 194.4; 1.8: 8.4594; 1.9: 1620; 2: 51.5924; 2.1: 94.8218; 2.2: 1845.1444; 2.3: 54.4098; 2.4: -1839.4983; 2.5: -54.2433
| 2 | 60.05 | 1: 0.8817; 1.1: 5.5417; 1.2: 0.0074316; 1.3: 324.27; 1.4: 0.16328; 1.5: 5.5417; 1.6: 324.27; 1.7: 194.562; 1.8: 8.4594; 1.9: 1621.35; 2: 51.6354; 2.1: 94.8232; 2.2: 1848.1954; 2.3: 54.4544; 2.4: -1842.6537; 2.5: -54.2911
| 2 | 60.1 | 1: 0.86451; 1.1: 5.4381; 1.2: 0.0072927; 1.3: 324.54; 1.4: 0.16009; 1.5: 5.4381; 1.6: 324.54; 1.7: 194.724; 1.8: 8.4594; 1.9: 1622.7; 2: 51.6783; 2.1: 94.8245; 2.2: 1851.249; 2.3: 54.499; 2.4: -1845.8109; 2.5: -54.3389
| 2 | 60.15 | 1: 0.84746; 1.1: 5.3353; 1.2: 0.0071548; 1.3: 324.81; 1.4: 0.15694; 1.5: 5.3353; 1.6: 324.81; 1.7: 194.886; 1.8: 8.4594; 1.9: 1624.05; 2: 51.7213; 2.1: 94.8258; 2.2: 1854.3051; 2.3: 54.5436; 2.4: -1848.9698; 2.5: -54.3866
| 2 | 60.2 | 1: 0.83056; 1.1: 5.2333; 1.2: 0.007018; 1.3: 325.08; 1.4: 0.15381; 1.5: 5.2333; 1.6: 325.08; 1.7: 195.048; 1.8: 8.4594; 1.9: 1625.4; 2: 51.7643; 2.1: 94.8271; 2.2: 1857.3638; 2.3: 54.5881; 2.4: -1852.1305; 2.5: -54.4343
| 2 | 60.25 | 1: 0.81381; 1.1: 5.132; 1.2: 0.0068821; 1.3: 325.35; 1.4: 0.15071; 1.5: 5.132; 1.6: 325.35; 1.7: 195.21; 1.8: 8.4594; 1.9: 1626.75; 2: 51.8073; 2.1: 94.8284; 2.2: 1860.4249; 2.3: 54.6327; 2.4: -1855.2929; 2.5: -54.482
| 2 | 60.3 | 1: 0.79721; 1.1: 5.0315; 1.2: 0.0067474; 1.3: 325.62; 1.4: 0.14763; 1.5: 5.0315; 1.6: 325.62; 1.7: 195.372; 1.8: 8.4594; 1.9: 1628.1; 2: 51.8503; 2.1: 94.8297; 2.2: 1863.4886; 2.3: 54.6773; 2.4: -1858.4571; 2.5: -54.5297
| 2 | 60.35 | 1: 0.78076; 1.1: 4.9318; 1.2: 0.0066136; 1.3: 325.89; 1.4: 0.14458; 1.5: 4.9318; 1.6: 325.89; 1.7: 195.534; 1.8: 8.4594; 1.9: 1629.45; 2: 51.8933; 2.1: 94.8309; 2.2: 1866.5548; 2.3: 54.7219; 2.4: -1861.623; 2.5: -54.5773
| 2 | 60.4 | 1: 0.76445; 1.1: 4.8328; 1.2: 0.0064809; 1.3: 326.16; 1.4: 0.14157; 1.5: 4.8328; 1.6: 326.16; 1.7: 195.696; 1.8: 8.4594; 1.9: 1630.8; 2: 51.9363; 2.1: 94.8322; 2.2: 1869.6235; 2.3: 54.7665; 2.4: -1864.7907; 2.5: -54.6249
| 2 | 60.45 | 1: 0.7483; 1.1: 4.7346; 1.2: 0.0063491; 1.3: 326.43; 1.4: 0.13857; 1.5: 4.7346; 1.6: 326.43; 1.7: 195.858; 1.8: 8.4594; 1.9: 1632.15; 2: 51.9793; 2.1: 94.8335; 2.2: 1872.6947; 2.3: 54.8111; 2.4: -1867.9602; 2.5: -54.6725
| 2 | 60.5 | 1: 0.73229; 1.1: 4.6371; 1.2: 0.0062185; 1.3: 326.7; 1.4: 0.13561; 1.5: 4.6371; 1.6: 326.7; 1.7: 196.02; 1.8: 8.4594; 1.9: 1633.5; 2: 52.0223; 2.1: 94.8348; 2.2: 1875.7685; 2.3: 54.8557; 2.4: -1871.1314; 2.5: -54.7201
| 2 | 60.55 | 1: 0.71643; 1.1: 4.5404; 1.2: 0.0060888; 1.3: 326.97; 1.4: 0.13267; 1.5: 4.5404; 1.6: 326.97; 1.7: 196.182; 1.8: 8.4594; 1.9: 1634.85; 2: 52.0653; 2.1: 94.8361; 2.2: 1878.8447; 2.3: 54.9003; 2.4: -1874.3043; 2.5: -54.7676
| 2 | 60.6 | 1: 0.70072; 1.1: 4.4445; 1.2: 0.0059602; 1.3: 327.24; 1.4: 0.12976; 1.5: 4.4445; 1.6: 327.24; 1.7: 196.344; 1.8: 8.4594; 1.9: 1636.2; 2: 52.1083; 2.1: 94.8374; 2.2: 1881.9235; 2.3: 54.9449; 2.4: -1877.4791; 2.5: -54.8151
| 2 | 60.65 | 1: 0.68515; 1.1: 4.3493; 1.2: 0.0058326; 1.3: 327.51; 1.4: 0.12688; 1.5: 4.3493; 1.6: 327.51; 1.7: 196.506; 1.8: 8.4594; 1.9: 1637.55; 2: 52.1513; 2.1: 94.8387; 2.2: 1885.0049; 2.3: 54.9895; 2.4: -1880.6555; 2.5: -54.8626
| 2 | 60.7 | 1: 0.66973; 1.1: 4.255; 1.2: 0.005706; 1.3: 327.78; 1.4: 0.12402; 1.5: 4.255; 1.6: 327.78; 1.7: 196.668; 1.8: 8.4594; 1.9: 1638.9; 2: 52.1943; 2.1: 94.8399; 2.2: 1888.0887; 2.3: 55.0341; 2.4: -1883.8338; 2.5: -54.91
| 2 | 60.75 | 1: 0.65445; 1.1: 4.1613; 1.2: 0.0055805; 1.3: 328.05; 1.4: 0.1212; 1.5: 4.1613; 1.6: 328.05; 1.7: 196.83; 1.8: 8.4594; 1.9: 1640.25; 2: 52.2373; 2.1: 94.8412; 2.2: 1891.1751; 2.3: 55.0787; 2.4: -1887.0137; 2.5: -54.9575
| 2 | 60.8 | 1: 0.63932; 1.1: 4.0685; 1.2: 0.0054559; 1.3: 328.32; 1.4: 0.11839; 1.5: 4.0685; 1.6: 328.32; 1.7: 196.992; 1.8: 8.4594; 1.9: 1641.6; 2: 52.2803; 2.1: 94.8425; 2.2: 1894.264; 2.3: 55.1232; 2.4: -1890.1955; 2.5: -55.0049
| 2 | 60.85 | 1: 0.62434; 1.1: 3.9764; 1.2: 0.0053324; 1.3: 328.59; 1.4: 0.11562; 1.5: 3.9764; 1.6: 328.59; 1.7: 197.154; 1.8: 8.4594; 1.9: 1642.95; 2: 52.3232; 2.1: 94.8438; 2.2: 1897.3554; 2.3: 55.1678; 2.4: -1893.379; 2.5: -55.0522
| 2 | 60.9 | 1: 0.6095; 1.1: 3.8851; 1.2: 0.00521; 1.3: 328.86; 1.4: 0.11287; 1.5: 3.8851; 1.6: 328.86; 1.7: 197.316; 1.8: 8.4594; 1.9: 1644.3; 2: 52.3662; 2.1: 94.845; 2.2: 1900.4493; 2.3: 55.2124; 2.4: -1896.5642; 2.5: -55.0996
| 2 | 60.95 | 1: 0.59481; 1.1: 3.7945; 1.2: 0.0050886; 1.3: 329.13; 1.4: 0.11015; 1.5: 3.7945; 1.6: 329.13; 1.7: 197.478; 1.8: 8.4594; 1.9: 1645.65; 2: 52.4092; 2.1: 94.8463; 2.2: 1903.5458; 2.3: 55.257; 2.4: -1899.7513; 2.5: -55.1469
| 2 | 61 | 1: 0.58026; 1.1: 3.7048; 1.2: 0.0049682; 1.3: 329.4; 1.4: 0.10746; 1.5: 3.7048; 1.6: 329.4; 1.7: 197.64; 1.8: 8.4594; 1.9: 1647; 2: 52.4522; 2.1: 94.8476; 2.2: 1906.6448; 2.3: 55.3016; 2.4: -1902.94; 2.5: -55.1942
| 2 | 61.05 | 1: 0.56585; 1.1: 3.6157; 1.2: 0.0048488; 1.3: 329.67; 1.4: 0.10479; 1.5: 3.6157; 1.6: 329.67; 1.7: 197.802; 1.8: 8.4594; 1.9: 1648.35; 2: 52.4952; 2.1: 94.8488; 2.2: 1909.7463; 2.3: 55.3462; 2.4: -1906.1305; 2.5: -55.2414
| 2 | 61.1 | 1: 0.55159; 1.1: 3.5275; 1.2: 0.0047304; 1.3: 329.94; 1.4: 0.10215; 1.5: 3.5275; 1.6: 329.94; 1.7: 197.964; 1.8: 8.4594; 1.9: 1649.7; 2: 52.5382; 2.1: 94.8501; 2.2: 1912.8503; 2.3: 55.3908; 2.4: -1909.3228; 2.5: -55.2887
| 2 | 61.15 | 1: 0.53747; 1.1: 3.44; 1.2: 0.0046131; 1.3: 330.21; 1.4: 0.099532; 1.5: 3.44; 1.6: 330.21; 1.7: 198.126; 1.8: 8.4594; 1.9: 1651.05; 2: 52.5812; 2.1: 94.8513; 2.2: 1915.9569; 2.3: 55.4354; 2.4: -1912.5169; 2.5: -55.3359
| 2 | 61.2 | 1: 0.5235; 1.1: 3.3533; 1.2: 0.0044969; 1.3: 330.48; 1.4: 0.096944; 1.5: 3.3533; 1.6: 330.48; 1.7: 198.288; 1.8: 8.4594; 1.9: 1652.4; 2: 52.6242; 2.1: 94.8526; 2.2: 1919.0659; 2.3: 55.48; 2.4: -1915.7126; 2.5: -55.383
| 2 | 61.25 | 1: 0.50966; 1.1: 3.2674; 1.2: 0.0043816; 1.3: 330.75; 1.4: 0.094382; 1.5: 3.2674; 1.6: 330.75; 1.7: 198.45; 1.8: 8.4594; 1.9: 1653.75; 2: 52.6672; 2.1: 94.8538; 2.2: 1922.1776; 2.3: 55.5246; 2.4: -1918.9102; 2.5: -55.4302
| 2 | 61.3 | 1: 0.49597; 1.1: 3.1822; 1.2: 0.0042674; 1.3: 331.02; 1.4: 0.091846; 1.5: 3.1822; 1.6: 331.02; 1.7: 198.612; 1.8: 8.4594; 1.9: 1655.1; 2: 52.7102; 2.1: 94.8551; 2.2: 1925.2917; 2.3: 55.5692; 2.4: -1922.1095; 2.5: -55.4773
| 2 | 61.35 | 1: 0.48242; 1.1: 3.0978; 1.2: 0.0041542; 1.3: 331.29; 1.4: 0.089337; 1.5: 3.0978; 1.6: 331.29; 1.7: 198.774; 1.8: 8.4594; 1.9: 1656.45; 2: 52.7532; 2.1: 94.8563; 2.2: 1928.4083; 2.3: 55.6138; 2.4: -1925.3106; 2.5: -55.5244
| 2 | 61.4 | 1: 0.46901; 1.1: 3.0141; 1.2: 0.004042; 1.3: 331.56; 1.4: 0.086854; 1.5: 3.0141; 1.6: 331.56; 1.7: 198.936; 1.8: 8.4594; 1.9: 1657.8; 2: 52.7962; 2.1: 94.8576; 2.2: 1931.5275; 2.3: 55.6584; 2.4: -1928.5134; 2.5: -55.5715
| 2 | 61.45 | 1: 0.45574; 1.1: 2.9312; 1.2: 0.0039309; 1.3: 331.83; 1.4: 0.084397; 1.5: 2.9312; 1.6: 331.83; 1.7: 199.098; 1.8: 8.4594; 1.9: 1659.15; 2: 52.8392; 2.1: 94.8588; 2.2: 1934.6492; 2.3: 55.7029; 2.4: -1931.718; 2.5: -55.6186
| 2 | 61.5 | 1: 0.44262; 1.1: 2.8491; 1.2: 0.0038207; 1.3: 332.1; 1.4: 0.081966; 1.5: 2.8491; 1.6: 332.1; 1.7: 199.26; 1.8: 8.4594; 1.9: 1660.5; 2: 52.8822; 2.1: 94.8601; 2.2: 1937.7734; 2.3: 55.7475; 2.4: -1934.9243; 2.5: -55.6656
| 2 | 61.55 | 1: 0.42963; 1.1: 2.7678; 1.2: 0.0037117; 1.3: 332.37; 1.4: 0.079561; 1.5: 2.7678; 1.6: 332.37; 1.7: 199.422; 1.8: 8.4594; 1.9: 1661.85; 2: 52.9252; 2.1: 94.8613; 2.2: 1940.9002; 2.3: 55.7921; 2.4: -1938.1324; 2.5: -55.7126
| 2 | 61.6 | 1: 0.41678; 1.1: 2.6872; 1.2: 0.0036036; 1.3: 332.64; 1.4: 0.077182; 1.5: 2.6872; 1.6: 332.64; 1.7: 199.584; 1.8: 8.4594; 1.9: 1663.2; 2: 52.9682; 2.1: 94.8626; 2.2: 1944.0295; 2.3: 55.8367; 2.4: -1941.3423; 2.5: -55.7595
| 2 | 61.65 | 1: 0.40408; 1.1: 2.6074; 1.2: 0.0034966; 1.3: 332.91; 1.4: 0.074829; 1.5: 2.6074; 1.6: 332.91; 1.7: 199.746; 1.8: 8.4594; 1.9: 1664.55; 2: 53.0111; 2.1: 94.8638; 2.2: 1947.1613; 2.3: 55.8813; 2.4: -1944.5539; 2.5: -55.8065
| 2 | 61.7 | 1: 0.39151; 1.1: 2.5283; 1.2: 0.0033906; 1.3: 333.18; 1.4: 0.072502; 1.5: 2.5283; 1.6: 333.18; 1.7: 199.908; 1.8: 8.4594; 1.9: 1665.9; 2: 53.0541; 2.1: 94.865; 2.2: 1950.2956; 2.3: 55.9259; 2.4: -1947.7673; 2.5: -55.8534
| 2 | 61.75 | 1: 0.37908; 1.1: 2.4501; 1.2: 0.0032856; 1.3: 333.45; 1.4: 0.0702; 1.5: 2.4501; 1.6: 333.45; 1.7: 200.07; 1.8: 8.4594; 1.9: 1667.25; 2: 53.0971; 2.1: 94.8663; 2.2: 1953.4325; 2.3: 55.9705; 2.4: -1950.9824; 2.5: -55.9003
| 2 | 61.8 | 1: 0.36679; 1.1: 2.3725; 1.2: 0.0031816; 1.3: 333.72; 1.4: 0.067924; 1.5: 2.3725; 1.6: 333.72; 1.7: 200.232; 1.8: 8.4594; 1.9: 1668.6; 2: 53.1401; 2.1: 94.8675; 2.2: 1956.5719; 2.3: 56.0151; 2.4: -1954.1993; 2.5: -55.9472
| 2 | 61.85 | 1: 0.35464; 1.1: 2.2958; 1.2: 0.0030787; 1.3: 333.99; 1.4: 0.065673; 1.5: 2.2958; 1.6: 333.99; 1.7: 200.394; 1.8: 8.4594; 1.9: 1669.95; 2: 53.1831; 2.1: 94.8687; 2.2: 1959.7138; 2.3: 56.0597; 2.4: -1957.418; 2.5: -55.994
| 2 | 61.9 | 1: 0.34262; 1.1: 2.2198; 1.2: 0.0029768; 1.3: 334.26; 1.4: 0.063448; 1.5: 2.2198; 1.6: 334.26; 1.7: 200.556; 1.8: 8.4594; 1.9: 1671.3; 2: 53.2261; 2.1: 94.8699; 2.2: 1962.8582; 2.3: 56.1043; 2.4: -1960.6384; 2.5: -56.0408
| 2 | 61.95 | 1: 0.33074; 1.1: 2.1446; 1.2: 0.0028759; 1.3: 334.53; 1.4: 0.061248; 1.5: 2.1446; 1.6: 334.53; 1.7: 200.718; 1.8: 8.4594; 1.9: 1672.65; 2: 53.2691; 2.1: 94.8712; 2.2: 1966.0052; 2.3: 56.1489; 2.4: -1963.8606; 2.5: -56.0876
| 2 | 62 | 1: 0.319; 1.1: 2.0701; 1.2: 0.002776; 1.3: 334.8; 1.4: 0.059074; 1.5: 2.0701; 1.6: 334.8; 1.7: 200.88; 1.8: 8.4594; 1.9: 1674; 2: 53.3121; 2.1: 94.8724; 2.2: 1969.1547; 2.3: 56.1935; 2.4: -1967.0846; 2.5: -56.1344
| 2 | 62.05 | 1: 0.30739; 1.1: 1.9964; 1.2: 0.0026772; 1.3: 335.07; 1.4: 0.056925; 1.5: 1.9964; 1.6: 335.07; 1.7: 201.042; 1.8: 8.4594; 1.9: 1675.35; 2: 53.3551; 2.1: 94.8736; 2.2: 1972.3067; 2.3: 56.2381; 2.4: -1970.3103; 2.5: -56.1812
| 2 | 62.1 | 1: 0.29592; 1.1: 1.9235; 1.2: 0.0025794; 1.3: 335.34; 1.4: 0.054801; 1.5: 1.9235; 1.6: 335.34; 1.7: 201.204; 1.8: 8.4594; 1.9: 1676.7; 2: 53.3981; 2.1: 94.8748; 2.2: 1975.4613; 2.3: 56.2827; 2.4: -1973.5378; 2.5: -56.2279
| 2 | 62.15 | 1: 0.28459; 1.1: 1.8513; 1.2: 0.0024826; 1.3: 335.61; 1.4: 0.052702; 1.5: 1.8513; 1.6: 335.61; 1.7: 201.366; 1.8: 8.4594; 1.9: 1678.05; 2: 53.4411; 2.1: 94.876; 2.2: 1978.6183; 2.3: 56.3273; 2.4: -1976.7671; 2.5: -56.2746
| 2 | 62.2 | 1: 0.27339; 1.1: 1.7798; 1.2: 0.0023868; 1.3: 335.88; 1.4: 0.050628; 1.5: 1.7798; 1.6: 335.88; 1.7: 201.528; 1.8: 8.4594; 1.9: 1679.4; 2: 53.4841; 2.1: 94.8772; 2.2: 1981.7779; 2.3: 56.3719; 2.4: -1979.9981; 2.5: -56.3212
| 2 | 62.25 | 1: 0.26233; 1.1: 1.7092; 1.2: 0.0022921; 1.3: 336.15; 1.4: 0.048579; 1.5: 1.7092; 1.6: 336.15; 1.7: 201.69; 1.8: 8.4594; 1.9: 1680.75; 2: 53.5271; 2.1: 94.8784; 2.2: 1984.9401; 2.3: 56.4165; 2.4: -1983.2309; 2.5: -56.3679
| 2 | 62.3 | 1: 0.2514; 1.1: 1.6393; 1.2: 0.0021983; 1.3: 336.42; 1.4: 0.046555; 1.5: 1.6393; 1.6: 336.42; 1.7: 201.852; 1.8: 8.4594; 1.9: 1682.1; 2: 53.5701; 2.1: 94.8797; 2.2: 1988.1047; 2.3: 56.4611; 2.4: -1986.4655; 2.5: -56.4145
| 2 | 62.35 | 1: 0.2406; 1.1: 1.5701; 1.2: 0.0021056; 1.3: 336.69; 1.4: 0.044555; 1.5: 1.5701; 1.6: 336.69; 1.7: 202.014; 1.8: 8.4594; 1.9: 1683.45; 2: 53.6131; 2.1: 94.8809; 2.2: 1991.2719; 2.3: 56.5057; 2.4: -1989.7018; 2.5: -56.4611
| 2 | 62.4 | 1: 0.22994; 1.1: 1.5018; 1.2: 0.0020139; 1.3: 336.96; 1.4: 0.042581; 1.5: 1.5018; 1.6: 336.96; 1.7: 202.176; 1.8: 8.4594; 1.9: 1684.8; 2: 53.6561; 2.1: 94.8821; 2.2: 1994.4417; 2.3: 56.5503; 2.4: -1992.9399; 2.5: -56.5077
| 2 | 62.45 | 1: 0.21941; 1.1: 1.4341; 1.2: 0.0019232; 1.3: 337.23; 1.4: 0.040631; 1.5: 1.4341; 1.6: 337.23; 1.7: 202.338; 1.8: 8.4594; 1.9: 1686.15; 2: 53.699; 2.1: 94.8833; 2.2: 1997.6139; 2.3: 56.5949; 2.4: -1996.1798; 2.5: -56.5542
| 2 | 62.5 | 1: 0.20901; 1.1: 1.3673; 1.2: 0.0018335; 1.3: 337.5; 1.4: 0.038705; 1.5: 1.3673; 1.6: 337.5; 1.7: 202.5; 1.8: 8.4594; 1.9: 1687.5; 2: 53.742; 2.1: 94.8845; 2.2: 2000.7887; 2.3: 56.6395; 2.4: -1999.4214; 2.5: -56.6007
| 2 | 62.55 | 1: 0.19874; 1.1: 1.3011; 1.2: 0.0017449; 1.3: 337.77; 1.4: 0.036804; 1.5: 1.3011; 1.6: 337.77; 1.7: 202.662; 1.8: 8.4594; 1.9: 1688.85; 2: 53.785; 2.1: 94.8857; 2.2: 2003.966; 2.3: 56.6841; 2.4: -2002.6649; 2.5: -56.6472
| 2 | 62.6 | 1: 0.18861; 1.1: 1.2358; 1.2: 0.0016572; 1.3: 338.04; 1.4: 0.034927; 1.5: 1.2358; 1.6: 338.04; 1.7: 202.824; 1.8: 8.4594; 1.9: 1690.2; 2: 53.828; 2.1: 94.8868; 2.2: 2007.1459; 2.3: 56.7286; 2.4: -2005.9101; 2.5: -56.6937
| 2 | 62.65 | 1: 0.1786; 1.1: 1.1712; 1.2: 0.0015706; 1.3: 338.31; 1.4: 0.033075; 1.5: 1.1712; 1.6: 338.31; 1.7: 202.986; 1.8: 8.4594; 1.9: 1691.55; 2: 53.871; 2.1: 94.888; 2.2: 2010.3282; 2.3: 56.7732; 2.4: -2009.157; 2.5: -56.7402
| 2 | 62.7 | 1: 0.16873; 1.1: 1.1073; 1.2: 0.0014849; 1.3: 338.58; 1.4: 0.031247; 1.5: 1.1073; 1.6: 338.58; 1.7: 203.148; 1.8: 8.4594; 1.9: 1692.9; 2: 53.914; 2.1: 94.8892; 2.2: 2013.5131; 2.3: 56.8178; 2.4: -2012.4058; 2.5: -56.7866
| 2 | 62.75 | 1: 0.15899; 1.1: 1.0442; 1.2: 0.0014003; 1.3: 338.85; 1.4: 0.029443; 1.5: 1.0442; 1.6: 338.85; 1.7: 203.31; 1.8: 8.4594; 1.9: 1694.25; 2: 53.957; 2.1: 94.8904; 2.2: 2016.7006; 2.3: 56.8624; 2.4: -2015.6563; 2.5: -56.833
| 2 | 62.8 | 1: 0.14938; 1.1: 0.98187; 1.2: 0.0013167; 1.3: 339.12; 1.4: 0.027662; 1.5: 0.98187; 1.6: 339.12; 1.7: 203.472; 1.8: 8.4594; 1.9: 1695.6; 2: 54; 2.1: 94.8916; 2.2: 2019.8905; 2.3: 56.907; 2.4: -2018.9087; 2.5: -56.8794
| 2 | 62.85 | 1: 0.13989; 1.1: 0.92027; 1.2: 0.0012341; 1.3: 339.39; 1.4: 0.025906; 1.5: 0.92027; 1.6: 339.39; 1.7: 203.634; 1.8: 8.4594; 1.9: 1696.95; 2: 54.043; 2.1: 94.8928; 2.2: 2023.083; 2.3: 56.9516; 2.4: -2022.1628; 2.5: -56.9257
| 2 | 62.9 | 1: 0.13054; 1.1: 0.85941; 1.2: 0.0011525; 1.3: 339.66; 1.4: 0.024174; 1.5: 0.85941; 1.6: 339.66; 1.7: 203.796; 1.8: 8.4594; 1.9: 1698.3; 2: 54.086; 2.1: 94.8939; 2.2: 2026.278; 2.3: 56.9962; 2.4: -2025.4186; 2.5: -56.9721
| 2 | 62.95 | 1: 0.12131; 1.1: 0.79931; 1.2: 0.0010719; 1.3: 339.93; 1.4: 0.022466; 1.5: 0.79931; 1.6: 339.93; 1.7: 203.958; 1.8: 8.4594; 1.9: 1699.65; 2: 54.129; 2.1: 94.8951; 2.2: 2029.4756; 2.3: 57.0408; 2.4: -2028.6763; 2.5: -57.0184
| 2 | 63 | 1: 0.11222; 1.1: 0.73995; 1.2: 0.00099229; 1.3: 340.2; 1.4: 0.020781; 1.5: 0.73995; 1.6: 340.2; 1.7: 204.12; 1.8: 8.4594; 1.9: 1701; 2: 54.172; 2.1: 94.8963; 2.2: 2032.6757; 2.3: 57.0854; 2.4: -2031.9358; 2.5: -57.0647
| 2 | 63.05 | 1: 0.10325; 1.1: 0.68134; 1.2: 0.00091369; 1.3: 340.47; 1.4: 0.01912; 1.5: 0.68134; 1.6: 340.47; 1.7: 204.282; 1.8: 8.4594; 1.9: 1702.35; 2: 54.215; 2.1: 94.8975; 2.2: 2035.8783; 2.3: 57.13; 2.4: -2035.197; 2.5: -57.1109
| 2 | 63.1 | 1: 0.094402; 1.1: 0.62347; 1.2: 0.00083609; 1.3: 340.74; 1.4: 0.017482; 1.5: 0.62347; 1.6: 340.74; 1.7: 204.444; 1.8: 8.4594; 1.9: 1703.7; 2: 54.258; 2.1: 94.8986; 2.2: 2039.0835; 2.3: 57.1746; 2.4: -2038.46; 2.5: -57.1572
| 2 | 63.15 | 1: 0.085685; 1.1: 0.56635; 1.2: 0.00075949; 1.3: 341.01; 1.4: 0.015868; 1.5: 0.56635; 1.6: 341.01; 1.7: 204.606; 1.8: 8.4594; 1.9: 1705.05; 2: 54.301; 2.1: 94.8998; 2.2: 2042.2912; 2.3: 57.2192; 2.4: -2041.7248; 2.5: -57.2034
| 2 | 63.2 | 1: 0.077094; 1.1: 0.50997; 1.2: 0.00068388; 1.3: 341.28; 1.4: 0.014277; 1.5: 0.50997; 1.6: 341.28; 1.7: 204.768; 1.8: 8.4594; 1.9: 1706.4; 2: 54.3439; 2.1: 94.901; 2.2: 2045.5014; 2.3: 57.2639; 2.4: -2044.9914; 2.5: -57.2496
| 2 | 63.25 | 1: 0.068628; 1.1: 0.45433; 1.2: 0.00060927; 1.3: 341.55; 1.4: 0.012709; 1.5: 0.45433; 1.6: 341.55; 1.7: 204.93; 1.8: 8.4594; 1.9: 1707.75; 2: 54.3869; 2.1: 94.9021; 2.2: 2048.7142; 2.3: 57.3085; 2.4: -2048.2598; 2.5: -57.2957
| 2 | 63.3 | 1: 0.060288; 1.1: 0.39943; 1.2: 0.00053565; 1.3: 341.82; 1.4: 0.011164; 1.5: 0.39943; 1.6: 341.82; 1.7: 205.092; 1.8: 8.4594; 1.9: 1709.1; 2: 54.4299; 2.1: 94.9033; 2.2: 2051.9294; 2.3: 57.3531; 2.4: -2051.53; 2.5: -57.3419
| 2 | 63.35 | 1: 0.052072; 1.1: 0.34527; 1.2: 0.00046302; 1.3: 342.09; 1.4: 0.009643; 1.5: 0.34527; 1.6: 342.09; 1.7: 205.254; 1.8: 8.4594; 1.9: 1710.45; 2: 54.4729; 2.1: 94.9044; 2.2: 2055.1473; 2.3: 57.3977; 2.4: -2054.802; 2.5: -57.388
| 2 | 63.4 | 1: 0.04398; 1.1: 0.29185; 1.2: 0.00039137; 1.3: 342.36; 1.4: 0.0081445; 1.5: 0.29185; 1.6: 342.36; 1.7: 205.416; 1.8: 8.4594; 1.9: 1711.8; 2: 54.5159; 2.1: 94.9056; 2.2: 2058.3676; 2.3: 57.4423; 2.4: -2058.0758; 2.5: -57.4341
| 2 | 63.45 | 1: 0.036012; 1.1: 0.23916; 1.2: 0.00032072; 1.3: 342.63; 1.4: 0.0066689; 1.5: 0.23916; 1.6: 342.63; 1.7: 205.578; 1.8: 8.4594; 1.9: 1713.15; 2: 54.5589; 2.1: 94.9068; 2.2: 2061.5905; 2.3: 57.4869; 2.4: -2061.3514; 2.5: -57.4802
| 2 | 63.5 | 1: 0.028167; 1.1: 0.18721; 1.2: 0.00025105; 1.3: 342.9; 1.4: 0.0052161; 1.5: 0.18721; 1.6: 342.9; 1.7: 205.74; 1.8: 8.4594; 1.9: 1714.5; 2: 54.6019; 2.1: 94.9079; 2.2: 2064.8159; 2.3: 57.5315; 2.4: -2064.6287; 2.5: -57.5263
| 2 | 63.55 | 1: 0.020445; 1.1: 0.13599; 1.2: 0.00018236; 1.3: 343.17; 1.4: 0.003786; 1.5: 0.13599; 1.6: 343.17; 1.7: 205.902; 1.8: 8.4594; 1.9: 1715.85; 2: 54.6449; 2.1: 94.909; 2.2: 2068.0439; 2.3: 57.5761; 2.4: -2067.9079; 2.5: -57.5723
| 2 | 63.6 | 1: 0.012844; 1.1: 0.085501; 1.2: 0.00011466; 1.3: 343.44; 1.4: 0.0023785; 1.5: 0.085501; 1.6: 343.44; 1.7: 206.064; 1.8: 8.4594; 1.9: 1717.2; 2: 54.6879; 2.1: 94.9102; 2.2: 2071.2744; 2.3: 57.6207; 2.4: -2071.1889; 2.5: -57.6183
| 2 | 63.65 | 1: 0.0053652; 1.1: 0.035743; 1.2: 4.7932e-05; 1.3: 343.71; 1.4: 0.00099355; 1.5: 0.035743; 1.6: 343.71; 1.7: 206.226; 1.8: 8.4594; 1.9: 1718.55; 2: 54.7309; 2.1: 94.9113; 2.2: 2074.5074; 2.3: 57.6653; 2.4: -2074.4717; 2.5: -57.6643
| 2 | 63.7 | 1: -0.0019927; 1.1: -0.013286; 1.2: -1.7817e-05; 1.3: 343.98; 1.4: -0.00036902; 1.5: -0.013286; 1.6: 343.98; 1.7: 206.388; 1.8: 8.4594; 1.9: 1719.9; 2: 54.7739; 2.1: 94.9125; 2.2: 2077.743; 2.3: 57.7099; 2.4: -2077.7563; 2.5: -57.7103
| 2 | 63.75 | 1: -0.00923; 1.1: -0.061587; 1.2: -8.259e-05; 1.3: 344.25; 1.4: -0.0017093; 1.5: -0.061587; 1.6: 344.25; 1.7: 206.55; 1.8: 8.4594; 1.9: 1721.25; 2: 54.8169; 2.1: 94.9136; 2.2: 2080.9811; 2.3: 57.7545; 2.4: -2081.0427; 2.5: -57.7562
| 2 | 63.8 | 1: -0.016347; 1.1: -0.10916; 1.2: -0.00014639; 1.3: 344.52; 1.4: -0.0030273; 1.5: -0.10916; 1.6: 344.52; 1.7: 206.712; 1.8: 8.4594; 1.9: 1722.6; 2: 54.8599; 2.1: 94.9147; 2.2: 2084.2217; 2.3: 57.7991; 2.4: -2084.3309; 2.5: -57.8021
| 2 | 63.85 | 1: -0.023345; 1.1: -0.15602; 1.2: -0.00020922; 1.3: 344.79; 1.4: -0.0043232; 1.5: -0.15602; 1.6: 344.79; 1.7: 206.874; 1.8: 8.4594; 1.9: 1723.95; 2: 54.9029; 2.1: 94.9159; 2.2: 2087.4649; 2.3: 57.8437; 2.4: -2087.6209; 2.5: -57.848
| 2 | 63.9 | 1: -0.030224; 1.1: -0.20215; 1.2: -0.00027108; 1.3: 345.06; 1.4: -0.0055971; 1.5: -0.20215; 1.6: 345.06; 1.7: 207.036; 1.8: 8.4594; 1.9: 1725.3; 2: 54.9459; 2.1: 94.917; 2.2: 2090.7106; 2.3: 57.8883; 2.4: -2090.9128; 2.5: -57.8939
| 2 | 63.95 | 1: -0.036985; 1.1: -0.24755; 1.2: -0.00033198; 1.3: 345.33; 1.4: -0.006849; 1.5: -0.24755; 1.6: 345.33; 1.7: 207.198; 1.8: 8.4594; 1.9: 1726.65; 2: 54.9889; 2.1: 94.9181; 2.2: 2093.9589; 2.3: 57.9329; 2.4: -2094.2064; 2.5: -57.9398
| 2 | 64 | 1: -0.043627; 1.1: -0.29224; 1.2: -0.00039191; 1.3: 345.6; 1.4: -0.0080791; 1.5: -0.29224; 1.6: 345.6; 1.7: 207.36; 1.8: 8.4594; 1.9: 1728; 2: 55.0318; 2.1: 94.9193; 2.2: 2097.2097; 2.3: 57.9775; 2.4: -2097.5019; 2.5: -57.9856
| 2 | 64.05 | 1: -0.050153; 1.1: -0.33622; 1.2: -0.00045087; 1.3: 345.87; 1.4: -0.0092875; 1.5: -0.33622; 1.6: 345.87; 1.7: 207.522; 1.8: 8.4594; 1.9: 1729.35; 2: 55.0748; 2.1: 94.9204; 2.2: 2100.463; 2.3: 58.0221; 2.4: -2100.7992; 2.5: -58.0314
| 2 | 64.1 | 1: -0.056561; 1.1: -0.37948; 1.2: -0.00050888; 1.3: 346.14; 1.4: -0.010474; 1.5: -0.37948; 1.6: 346.14; 1.7: 207.684; 1.8: 8.4594; 1.9: 1730.7; 2: 55.1178; 2.1: 94.9215; 2.2: 2103.7189; 2.3: 58.0668; 2.4: -2104.0983; 2.5: -58.0772
| 2 | 64.15 | 1: -0.062853; 1.1: -0.42202; 1.2: -0.00056594; 1.3: 346.41; 1.4: -0.011639; 1.5: -0.42202; 1.6: 346.41; 1.7: 207.846; 1.8: 8.4594; 1.9: 1732.05; 2: 55.1608; 2.1: 94.9226; 2.2: 2106.9773; 2.3: 58.1114; 2.4: -2107.3993; 2.5: -58.123
| 2 | 64.2 | 1: -0.06903; 1.1: -0.46385; 1.2: -0.00062203; 1.3: 346.68; 1.4: -0.012783; 1.5: -0.46385; 1.6: 346.68; 1.7: 208.008; 1.8: 8.4594; 1.9: 1733.4; 2: 55.2038; 2.1: 94.9237; 2.2: 2110.2382; 2.3: 58.156; 2.4: -2110.7021; 2.5: -58.1688
| 2 | 64.25 | 1: -0.075091; 1.1: -0.50497; 1.2: -0.00067718; 1.3: 346.95; 1.4: -0.013906; 1.5: -0.50497; 1.6: 346.95; 1.7: 208.17; 1.8: 8.4594; 1.9: 1734.75; 2: 55.2468; 2.1: 94.9249; 2.2: 2113.5017; 2.3: 58.2006; 2.4: -2114.0067; 2.5: -58.2145
| 2 | 64.3 | 1: -0.081038; 1.1: -0.54539; 1.2: -0.00073138; 1.3: 347.22; 1.4: -0.015007; 1.5: -0.54539; 1.6: 347.22; 1.7: 208.332; 1.8: 8.4594; 1.9: 1736.1; 2: 55.2898; 2.1: 94.926; 2.2: 2116.7677; 2.3: 58.2452; 2.4: -2117.3131; 2.5: -58.2602
| 2 | 64.35 | 1: -0.08687; 1.1: -0.5851; 1.2: -0.00078463; 1.3: 347.49; 1.4: -0.016087; 1.5: -0.5851; 1.6: 347.49; 1.7: 208.494; 1.8: 8.4594; 1.9: 1737.45; 2: 55.3328; 2.1: 94.9271; 2.2: 2120.0363; 2.3: 58.2898; 2.4: -2120.6214; 2.5: -58.3059
| 2 | 64.4 | 1: -0.092589; 1.1: -0.6241; 1.2: -0.00083693; 1.3: 347.76; 1.4: -0.017146; 1.5: -0.6241; 1.6: 347.76; 1.7: 208.656; 1.8: 8.4594; 1.9: 1738.8; 2: 55.3758; 2.1: 94.9282; 2.2: 2123.3074; 2.3: 58.3344; 2.4: -2123.9315; 2.5: -58.3516
| 2 | 64.45 | 1: -0.098196; 1.1: -0.6624; 1.2: -0.0008883; 1.3: 348.03; 1.4: -0.018184; 1.5: -0.6624; 1.6: 348.03; 1.7: 208.818; 1.8: 8.4594; 1.9: 1740.15; 2: 55.4188; 2.1: 94.9293; 2.2: 2126.581; 2.3: 58.379; 2.4: -2127.2434; 2.5: -58.3972
| 2 | 64.5 | 1: -0.10369; 1.1: -0.70001; 1.2: -0.00093873; 1.3: 348.3; 1.4: -0.019202; 1.5: -0.70001; 1.6: 348.3; 1.7: 208.98; 1.8: 8.4594; 1.9: 1741.5; 2: 55.4618; 2.1: 94.9304; 2.2: 2129.8572; 2.3: 58.4236; 2.4: -2130.5572; 2.5: -58.4428
| 2 | 64.55 | 1: -0.10907; 1.1: -0.73691; 1.2: -0.00098822; 1.3: 348.57; 1.4: -0.020198; 1.5: -0.73691; 1.6: 348.57; 1.7: 209.142; 1.8: 8.4594; 1.9: 1742.85; 2: 55.5048; 2.1: 94.9315; 2.2: 2133.1359; 2.3: 58.4683; 2.4: -2133.8728; 2.5: -58.4885
| 2 | 64.6 | 1: -0.11434; 1.1: -0.77312; 1.2: -0.0010368; 1.3: 348.84; 1.4: -0.021175; 1.5: -0.77312; 1.6: 348.84; 1.7: 209.304; 1.8: 8.4594; 1.9: 1744.2; 2: 55.5478; 2.1: 94.9326; 2.2: 2136.4172; 2.3: 58.5129; 2.4: -2137.1903; 2.5: -58.534
| 2 | 64.65 | 1: -0.1195; 1.1: -0.80864; 1.2: -0.0010844; 1.3: 349.11; 1.4: -0.02213; 1.5: -0.80864; 1.6: 349.11; 1.7: 209.466; 1.8: 8.4594; 1.9: 1745.55; 2: 55.5908; 2.1: 94.9337; 2.2: 2139.7009; 2.3: 58.5575; 2.4: -2140.5096; 2.5: -58.5796
| 2 | 64.7 | 1: -0.12455; 1.1: -0.84346; 1.2: -0.0011311; 1.3: 349.38; 1.4: -0.023065; 1.5: -0.84346; 1.6: 349.38; 1.7: 209.628; 1.8: 8.4594; 1.9: 1746.9; 2: 55.6338; 2.1: 94.9348; 2.2: 2142.9873; 2.3: 58.6021; 2.4: -2143.8308; 2.5: -58.6252
| 2 | 64.75 | 1: -0.12949; 1.1: -0.8776; 1.2: -0.0011769; 1.3: 349.65; 1.4: -0.02398; 1.5: -0.8776; 1.6: 349.65; 1.7: 209.79; 1.8: 8.4594; 1.9: 1748.25; 2: 55.6768; 2.1: 94.9358; 2.2: 2146.2762; 2.3: 58.6467; 2.4: -2147.1538; 2.5: -58.6707
| 2 | 64.8 | 1: -0.13433; 1.1: -0.91105; 1.2: -0.0012217; 1.3: 349.92; 1.4: -0.024875; 1.5: -0.91105; 1.6: 349.92; 1.7: 209.952; 1.8: 8.4594; 1.9: 1749.6; 2: 55.7197; 2.1: 94.9369; 2.2: 2149.5676; 2.3: 58.6913; 2.4: -2150.4786; 2.5: -58.7162
| 2 | 64.85 | 1: -0.13905; 1.1: -0.94382; 1.2: -0.0012657; 1.3: 350.19; 1.4: -0.02575; 1.5: -0.94382; 1.6: 350.19; 1.7: 210.114; 1.8: 8.4594; 1.9: 1750.95; 2: 55.7627; 2.1: 94.938; 2.2: 2152.8616; 2.3: 58.7359; 2.4: -2153.8054; 2.5: -58.7617
| 2 | 64.9 | 1: -0.14367; 1.1: -0.9759; 1.2: -0.0013087; 1.3: 350.46; 1.4: -0.026605; 1.5: -0.9759; 1.6: 350.46; 1.7: 210.276; 1.8: 8.4594; 1.9: 1752.3; 2: 55.8057; 2.1: 94.9391; 2.2: 2156.1581; 2.3: 58.7806; 2.4: -2157.134; 2.5: -58.8072
| 2 | 64.95 | 1: -0.14817; 1.1: -1.0073; 1.2: -0.0013508; 1.3: 350.73; 1.4: -0.02744; 1.5: -1.0073; 1.6: 350.73; 1.7: 210.438; 1.8: 8.4594; 1.9: 1753.65; 2: 55.8487; 2.1: 94.9402; 2.2: 2159.4571; 2.3: 58.8252; 2.4: -2160.4644; 2.5: -58.8526
| 2 | 65 | 1: -0.15258; 1.1: -1.038; 1.2: -0.001392; 1.3: 351; 1.4: -0.028255; 1.5: -1.038; 1.6: 351; 1.7: 210.6; 1.8: 8.4594; 1.9: 1755; 2: 55.8917; 2.1: 94.9412; 2.2: 2162.7587; 2.3: 58.8698; 2.4: -2163.7967; 2.5: -58.8981
| 2 | 65.05 | 1: -0.15687; 1.1: -1.0681; 1.2: -0.0014323; 1.3: 351.27; 1.4: -0.029051; 1.5: -1.0681; 1.6: 351.27; 1.7: 210.762; 1.8: 8.4594; 1.9: 1756.35; 2: 55.9347; 2.1: 94.9423; 2.2: 2166.0629; 2.3: 58.9144; 2.4: -2167.1309; 2.5: -58.9435
| 2 | 65.1 | 1: -0.16106; 1.1: -1.0975; 1.2: -0.0014717; 1.3: 351.54; 1.4: -0.029827; 1.5: -1.0975; 1.6: 351.54; 1.7: 210.924; 1.8: 8.4594; 1.9: 1757.7; 2: 55.9777; 2.1: 94.9434; 2.2: 2169.3695; 2.3: 58.959; 2.4: -2170.467; 2.5: -58.9889
| 2 | 65.15 | 1: -0.16515; 1.1: -1.1262; 1.2: -0.0015102; 1.3: 351.81; 1.4: -0.030584; 1.5: -1.1262; 1.6: 351.81; 1.7: 211.086; 1.8: 8.4594; 1.9: 1759.05; 2: 56.0207; 2.1: 94.9445; 2.2: 2172.6788; 2.3: 59.0037; 2.4: -2173.8049; 2.5: -59.0342
| 2 | 65.2 | 1: -0.16913; 1.1: -1.1542; 1.2: -0.0015478; 1.3: 352.08; 1.4: -0.031321; 1.5: -1.1542; 1.6: 352.08; 1.7: 211.248; 1.8: 8.4594; 1.9: 1760.4; 2: 56.0637; 2.1: 94.9455; 2.2: 2175.9905; 2.3: 59.0483; 2.4: -2177.1447; 2.5: -59.0796
| 2 | 65.25 | 1: -0.17301; 1.1: -1.1816; 1.2: -0.0015845; 1.3: 352.35; 1.4: -0.03204; 1.5: -1.1816; 1.6: 352.35; 1.7: 211.41; 1.8: 8.4594; 1.9: 1761.75; 2: 56.1067; 2.1: 94.9466; 2.2: 2179.3048; 2.3: 59.0929; 2.4: -2180.4864; 2.5: -59.1249
| 2 | 65.3 | 1: -0.17679; 1.1: -1.2083; 1.2: -0.0016204; 1.3: 352.62; 1.4: -0.032739; 1.5: -1.2083; 1.6: 352.62; 1.7: 211.572; 1.8: 8.4594; 1.9: 1763.1; 2: 56.1497; 2.1: 94.9476; 2.2: 2182.6217; 2.3: 59.1375; 2.4: -2183.83; 2.5: -59.1703
| 2 | 65.35 | 1: -0.18046; 1.1: -1.2344; 1.2: -0.0016553; 1.3: 352.89; 1.4: -0.033419; 1.5: -1.2344; 1.6: 352.89; 1.7: 211.734; 1.8: 8.4594; 1.9: 1764.45; 2: 56.1927; 2.1: 94.9487; 2.2: 2185.9411; 2.3: 59.1821; 2.4: -2187.1755; 2.5: -59.2156
| 2 | 65.4 | 1: -0.18404; 1.1: -1.2598; 1.2: -0.0016894; 1.3: 353.16; 1.4: -0.034081; 1.5: -1.2598; 1.6: 353.16; 1.7: 211.896; 1.8: 8.4594; 1.9: 1765.8; 2: 56.2357; 2.1: 94.9497; 2.2: 2189.263; 2.3: 59.2268; 2.4: -2190.5228; 2.5: -59.2609
| 2 | 65.45 | 1: -0.18751; 1.1: -1.2845; 1.2: -0.0017226; 1.3: 353.43; 1.4: -0.034724; 1.5: -1.2845; 1.6: 353.43; 1.7: 212.058; 1.8: 8.4594; 1.9: 1767.15; 2: 56.2787; 2.1: 94.9508; 2.2: 2192.5875; 2.3: 59.2714; 2.4: -2193.8721; 2.5: -59.3061
| 2 | 65.5 | 1: -0.19088; 1.1: -1.3086; 1.2: -0.0017549; 1.3: 353.7; 1.4: -0.035349; 1.5: -1.3086; 1.6: 353.7; 1.7: 212.22; 1.8: 8.4594; 1.9: 1768.5; 2: 56.3217; 2.1: 94.9518; 2.2: 2195.9146; 2.3: 59.316; 2.4: -2197.2232; 2.5: -59.3514
| 2 | 65.55 | 1: -0.19415; 1.1: -1.3321; 1.2: -0.0017863; 1.3: 353.97; 1.4: -0.035955; 1.5: -1.3321; 1.6: 353.97; 1.7: 212.382; 1.8: 8.4594; 1.9: 1769.85; 2: 56.3646; 2.1: 94.9529; 2.2: 2199.2442; 2.3: 59.3606; 2.4: -2200.5762; 2.5: -59.3966
| 2 | 65.6 | 1: -0.19733; 1.1: -1.3549; 1.2: -0.0018169; 1.3: 354.24; 1.4: -0.036542; 1.5: -1.3549; 1.6: 354.24; 1.7: 212.544; 1.8: 8.4594; 1.9: 1771.2; 2: 56.4076; 2.1: 94.9539; 2.2: 2202.5763; 2.3: 59.4053; 2.4: -2203.9312; 2.5: -59.4418
| 2 | 65.65 | 1: -0.2004; 1.1: -1.377; 1.2: -0.0018467; 1.3: 354.51; 1.4: -0.037112; 1.5: -1.377; 1.6: 354.51; 1.7: 212.706; 1.8: 8.4594; 1.9: 1772.55; 2: 56.4506; 2.1: 94.955; 2.2: 2205.911; 2.3: 59.4499; 2.4: -2207.288; 2.5: -59.487
| 2 | 65.7 | 1: -0.20338; 1.1: -1.3986; 1.2: -0.0018755; 1.3: 354.78; 1.4: -0.037663; 1.5: -1.3986; 1.6: 354.78; 1.7: 212.868; 1.8: 8.4594; 1.9: 1773.9; 2: 56.4936; 2.1: 94.956; 2.2: 2209.2482; 2.3: 59.4945; 2.4: -2210.6468; 2.5: -59.5322
| 2 | 65.75 | 1: -0.20626; 1.1: -1.4195; 1.2: -0.0019035; 1.3: 355.05; 1.4: -0.038197; 1.5: -1.4195; 1.6: 355.05; 1.7: 213.03; 1.8: 8.4594; 1.9: 1775.25; 2: 56.5366; 2.1: 94.9571; 2.2: 2212.588; 2.3: 59.5392; 2.4: -2214.0075; 2.5: -59.5773
| 2 | 65.8 | 1: -0.20905; 1.1: -1.4397; 1.2: -0.0019307; 1.3: 355.32; 1.4: -0.038712; 1.5: -1.4397; 1.6: 355.32; 1.7: 213.192; 1.8: 8.4594; 1.9: 1776.6; 2: 56.5796; 2.1: 94.9581; 2.2: 2215.9303; 2.3: 59.5838; 2.4: -2217.37; 2.5: -59.6225
| 2 | 65.85 | 1: -0.21174; 1.1: -1.4593; 1.2: -0.001957; 1.3: 355.59; 1.4: -0.03921; 1.5: -1.4593; 1.6: 355.59; 1.7: 213.354; 1.8: 8.4594; 1.9: 1777.95; 2: 56.6226; 2.1: 94.9591; 2.2: 2219.2752; 2.3: 59.6284; 2.4: -2220.7345; 2.5: -59.6676
| 2 | 65.9 | 1: -0.21433; 1.1: -1.4784; 1.2: -0.0019825; 1.3: 355.86; 1.4: -0.039691; 1.5: -1.4784; 1.6: 355.86; 1.7: 213.516; 1.8: 8.4594; 1.9: 1779.3; 2: 56.6656; 2.1: 94.9601; 2.2: 2222.6226; 2.3: 59.673; 2.4: -2224.101; 2.5: -59.7127
| 2 | 65.95 | 1: -0.21683; 1.1: -1.4967; 1.2: -0.0020071; 1.3: 356.13; 1.4: -0.040154; 1.5: -1.4967; 1.6: 356.13; 1.7: 213.678; 1.8: 8.4594; 1.9: 1780.65; 2: 56.7086; 2.1: 94.9612; 2.2: 2225.9726; 2.3: 59.7177; 2.4: -2227.4693; 2.5: -59.7578
| 2 | 66 | 1: -0.21924; 1.1: -1.5145; 1.2: -0.002031; 1.3: 356.4; 1.4: -0.040599; 1.5: -1.5145; 1.6: 356.4; 1.7: 213.84; 1.8: 8.4594; 1.9: 1782; 2: 56.7516; 2.1: 94.9622; 2.2: 2229.3251; 2.3: 59.7623; 2.4: -2230.8396; 2.5: -59.8029
| 2 | 66.05 | 1: -0.22155; 1.1: -1.5316; 1.2: -0.0020539; 1.3: 356.67; 1.4: -0.041028; 1.5: -1.5316; 1.6: 356.67; 1.7: 214.002; 1.8: 8.4594; 1.9: 1783.35; 2: 56.7946; 2.1: 94.9632; 2.2: 2232.6802; 2.3: 59.8069; 2.4: -2234.2118; 2.5: -59.848
| 2 | 66.1 | 1: -0.22377; 1.1: -1.5482; 1.2: -0.0020761; 1.3: 356.94; 1.4: -0.041439; 1.5: -1.5482; 1.6: 356.94; 1.7: 214.164; 1.8: 8.4594; 1.9: 1784.7; 2: 56.8376; 2.1: 94.9642; 2.2: 2236.0378; 2.3: 59.8516; 2.4: -2237.5859; 2.5: -59.893
| 2 | 66.15 | 1: -0.2259; 1.1: -1.5641; 1.2: -0.0020975; 1.3: 357.21; 1.4: -0.041834; 1.5: -1.5641; 1.6: 357.21; 1.7: 214.326; 1.8: 8.4594; 1.9: 1786.05; 2: 56.8806; 2.1: 94.9652; 2.2: 2239.3979; 2.3: 59.8962; 2.4: -2240.962; 2.5: -59.938
| 2 | 66.2 | 1: -0.22794; 1.1: -1.5794; 1.2: -0.002118; 1.3: 357.48; 1.4: -0.042211; 1.5: -1.5794; 1.6: 357.48; 1.7: 214.488; 1.8: 8.4594; 1.9: 1787.4; 2: 56.9236; 2.1: 94.9663; 2.2: 2242.7607; 2.3: 59.9408; 2.4: -2244.34; 2.5: -59.983
| 2 | 66.25 | 1: -0.22989; 1.1: -1.5941; 1.2: -0.0021377; 1.3: 357.75; 1.4: -0.042572; 1.5: -1.5941; 1.6: 357.75; 1.7: 214.65; 1.8: 8.4594; 1.9: 1788.75; 2: 56.9666; 2.1: 94.9673; 2.2: 2246.1259; 2.3: 59.9855; 2.4: -2247.72; 2.5: -60.028
| 2 | 66.3 | 1: -0.23175; 1.1: -1.6082; 1.2: -0.0021566; 1.3: 358.02; 1.4: -0.042917; 1.5: -1.6082; 1.6: 358.02; 1.7: 214.812; 1.8: 8.4594; 1.9: 1790.1; 2: 57.0096; 2.1: 94.9683; 2.2: 2249.4937; 2.3: 60.0301; 2.4: -2251.1019; 2.5: -60.073
| 2 | 66.35 | 1: -0.23352; 1.1: -1.6217; 1.2: -0.0021748; 1.3: 358.29; 1.4: -0.043245; 1.5: -1.6217; 1.6: 358.29; 1.7: 214.974; 1.8: 8.4594; 1.9: 1791.45; 2: 57.0525; 2.1: 94.9693; 2.2: 2252.8641; 2.3: 60.0747; 2.4: -2254.4858; 2.5: -60.118
| 2 | 66.4 | 1: -0.2352; 1.1: -1.6346; 1.2: -0.0021921; 1.3: 358.56; 1.4: -0.043556; 1.5: -1.6346; 1.6: 358.56; 1.7: 215.136; 1.8: 8.4594; 1.9: 1792.8; 2: 57.0955; 2.1: 94.9703; 2.2: 2256.237; 2.3: 60.1194; 2.4: -2257.8717; 2.5: -60.1629
| 2 | 66.45 | 1: -0.2368; 1.1: -1.647; 1.2: -0.0022086; 1.3: 358.83; 1.4: -0.043852; 1.5: -1.647; 1.6: 358.83; 1.7: 215.298; 1.8: 8.4594; 1.9: 1794.15; 2: 57.1385; 2.1: 94.9713; 2.2: 2259.6125; 2.3: 60.164; 2.4: -2261.2595; 2.5: -60.2079
| 2 | 66.5 | 1: -0.23831; 1.1: -1.6587; 1.2: -0.0022244; 1.3: 359.1; 1.4: -0.044132; 1.5: -1.6587; 1.6: 359.1; 1.7: 215.46; 1.8: 8.4594; 1.9: 1795.5; 2: 57.1815; 2.1: 94.9723; 2.2: 2262.9905; 2.3: 60.2087; 2.4: -2264.6492; 2.5: -60.2528
| 2 | 66.55 | 1: -0.23973; 1.1: -1.6699; 1.2: -0.0022394; 1.3: 359.37; 1.4: -0.044395; 1.5: -1.6699; 1.6: 359.37; 1.7: 215.622; 1.8: 8.4594; 1.9: 1796.85; 2: 57.2245; 2.1: 94.9733; 2.2: 2266.3711; 2.3: 60.2533; 2.4: -2268.041; 2.5: -60.2977
| 2 | 66.6 | 1: -0.24107; 1.1: -1.6805; 1.2: -0.0022535; 1.3: 359.64; 1.4: -0.044643; 1.5: -1.6805; 1.6: 359.64; 1.7: 215.784; 1.8: 8.4594; 1.9: 1798.2; 2: 57.2675; 2.1: 94.9743; 2.2: 2269.7542; 2.3: 60.2979; 2.4: -2271.4347; 2.5: -60.3426
| 2 | 66.65 | 1: -0.24233; 1.1: -1.6905; 1.2: -0.002267; 1.3: 359.91; 1.4: -0.044875; 1.5: -1.6905; 1.6: 359.91; 1.7: 215.946; 1.8: 8.4594; 1.9: 1799.55; 2: 57.3105; 2.1: 94.9752; 2.2: 2273.1399; 2.3: 60.3426; 2.4: -2274.8304; 2.5: -60.3875
| 2 | 66.7 | 1: -0.2435; 1.1: -1.6999; 1.2: -0.0022796; 1.3: 360.18; 1.4: -0.045092; 1.5: -1.6999; 1.6: 360.18; 1.7: 216.108; 1.8: 8.4594; 1.9: 1800.9; 2: 57.3535; 2.1: 94.9762; 2.2: 2276.5282; 2.3: 60.3872; 2.4: -2278.2281; 2.5: -60.4323
| 2 | 66.75 | 1: -0.24459; 1.1: -1.7088; 1.2: -0.0022915; 1.3: 360.45; 1.4: -0.045294; 1.5: -1.7088; 1.6: 360.45; 1.7: 216.27; 1.8: 8.4594; 1.9: 1802.25; 2: 57.3965; 2.1: 94.9772; 2.2: 2279.9189; 2.3: 60.4319; 2.4: -2281.6278; 2.5: -60.4772
| 2 | 66.8 | 1: -0.24559; 1.1: -1.7171; 1.2: -0.0023027; 1.3: 360.72; 1.4: -0.04548; 1.5: -1.7171; 1.6: 360.72; 1.7: 216.432; 1.8: 8.4594; 1.9: 1803.6; 2: 57.4395; 2.1: 94.9782; 2.2: 2283.3123; 2.3: 60.4765; 2.4: -2285.0294; 2.5: -60.522
| 2 | 66.85 | 1: -0.24652; 1.1: -1.7249; 1.2: -0.0023131; 1.3: 360.99; 1.4: -0.045652; 1.5: -1.7249; 1.6: 360.99; 1.7: 216.594; 1.8: 8.4594; 1.9: 1804.95; 2: 57.4825; 2.1: 94.9792; 2.2: 2286.7082; 2.3: 60.5212; 2.4: -2288.4331; 2.5: -60.5668
| 2 | 66.9 | 1: -0.24736; 1.1: -1.7321; 1.2: -0.0023228; 1.3: 361.26; 1.4: -0.045808; 1.5: -1.7321; 1.6: 361.26; 1.7: 216.756; 1.8: 8.4594; 1.9: 1806.3; 2: 57.5255; 2.1: 94.9801; 2.2: 2290.1066; 2.3: 60.5658; 2.4: -2291.8387; 2.5: -60.6116
| 2 | 66.95 | 1: -0.24813; 1.1: -1.7387; 1.2: -0.0023317; 1.3: 361.53; 1.4: -0.04595; 1.5: -1.7387; 1.6: 361.53; 1.7: 216.918; 1.8: 8.4594; 1.9: 1807.65; 2: 57.5685; 2.1: 94.9811; 2.2: 2293.5077; 2.3: 60.6104; 2.4: -2295.2464; 2.5: -60.6564
| 2 | 67 | 1: -0.24881; 1.1: -1.7448; 1.2: -0.0023399; 1.3: 361.8; 1.4: -0.046077; 1.5: -1.7448; 1.6: 361.8; 1.7: 217.08; 1.8: 8.4594; 1.9: 1809; 2: 57.6115; 2.1: 94.9821; 2.2: 2296.9112; 2.3: 60.6551; 2.4: -2298.6561; 2.5: -60.7012
| 2 | 67.05 | 1: -0.24942; 1.1: -1.7504; 1.2: -0.0023473; 1.3: 362.07; 1.4: -0.046189; 1.5: -1.7504; 1.6: 362.07; 1.7: 217.242; 1.8: 8.4594; 1.9: 1810.35; 2: 57.6545; 2.1: 94.983; 2.2: 2300.3173; 2.3: 60.6997; 2.4: -2302.0677; 2.5: -60.7459
| 2 | 67.1 | 1: -0.24995; 1.1: -1.7554; 1.2: -0.0023541; 1.3: 362.34; 1.4: -0.046287; 1.5: -1.7554; 1.6: 362.34; 1.7: 217.404; 1.8: 8.4594; 1.9: 1811.7; 2: 57.6975; 2.1: 94.984; 2.2: 2303.726; 2.3: 60.7444; 2.4: -2305.4814; 2.5: -60.7907
| 2 | 67.15 | 1: -0.2504; 1.1: -1.7599; 1.2: -0.0023601; 1.3: 362.61; 1.4: -0.046371; 1.5: -1.7599; 1.6: 362.61; 1.7: 217.566; 1.8: 8.4594; 1.9: 1813.05; 2: 57.7404; 2.1: 94.985; 2.2: 2307.1372; 2.3: 60.789; 2.4: -2308.8972; 2.5: -60.8354
| 2 | 67.2 | 1: -0.25078; 1.1: -1.7639; 1.2: -0.0023654; 1.3: 362.88; 1.4: -0.046441; 1.5: -1.7639; 1.6: 362.88; 1.7: 217.728; 1.8: 8.4594; 1.9: 1814.4; 2: 57.7834; 2.1: 94.9859; 2.2: 2310.551; 2.3: 60.8337; 2.4: -2312.3149; 2.5: -60.8801
| 2 | 67.25 | 1: -0.25108; 1.1: -1.7673; 1.2: -0.00237; 1.3: 363.15; 1.4: -0.046497; 1.5: -1.7673; 1.6: 363.15; 1.7: 217.89; 1.8: 8.4594; 1.9: 1815.75; 2: 57.8264; 2.1: 94.9869; 2.2: 2313.9674; 2.3: 60.8783; 2.4: -2315.7347; 2.5: -60.9248
| 2 | 67.3 | 1: -0.25131; 1.1: -1.7703; 1.2: -0.002374; 1.3: 363.42; 1.4: -0.046539; 1.5: -1.7703; 1.6: 363.42; 1.7: 218.052; 1.8: 8.4594; 1.9: 1817.1; 2: 57.8694; 2.1: 94.9878; 2.2: 2317.3863; 2.3: 60.923; 2.4: -2319.1565; 2.5: -60.9695
| 2 | 67.35 | 1: -0.25147; 1.1: -1.7727; 1.2: -0.0023772; 1.3: 363.69; 1.4: -0.046568; 1.5: -1.7727; 1.6: 363.69; 1.7: 218.214; 1.8: 8.4594; 1.9: 1818.45; 2: 57.9124; 2.1: 94.9888; 2.2: 2320.8077; 2.3: 60.9676; 2.4: -2322.5804; 2.5: -61.0142
| 2 | 67.4 | 1: -0.25155; 1.1: -1.7746; 1.2: -0.0023797; 1.3: 363.96; 1.4: -0.046583; 1.5: -1.7746; 1.6: 363.96; 1.7: 218.376; 1.8: 8.4594; 1.9: 1819.8; 2: 57.9554; 2.1: 94.9897; 2.2: 2324.2318; 2.3: 61.0123; 2.4: -2326.0063; 2.5: -61.0589
| 2 | 67.45 | 1: -0.25156; 1.1: -1.7759; 1.2: -0.0023816; 1.3: 364.23; 1.4: -0.046585; 1.5: -1.7759; 1.6: 364.23; 1.7: 218.538; 1.8: 8.4594; 1.9: 1821.15; 2: 57.9984; 2.1: 94.9907; 2.2: 2327.6583; 2.3: 61.057; 2.4: -2329.4343; 2.5: -61.1035
| 2 | 67.5 | 1: -0.2515; 1.1: -1.7768; 1.2: -0.0023828; 1.3: 364.5; 1.4: -0.046574; 1.5: -1.7768; 1.6: 364.5; 1.7: 218.7; 1.8: 8.4594; 1.9: 1822.5; 2: 58.0414; 2.1: 94.9916; 2.2: 2331.0875; 2.3: 61.1016; 2.4: -2332.8643; 2.5: -61.1482
| 2 | 67.55 | 1: -0.25137; 1.1: -1.7772; 1.2: -0.0023833; 1.3: 364.77; 1.4: -0.046549; 1.5: -1.7772; 1.6: 364.77; 1.7: 218.862; 1.8: 8.4594; 1.9: 1823.85; 2: 58.0844; 2.1: 94.9925; 2.2: 2334.5192; 2.3: 61.1463; 2.4: -2336.2964; 2.5: -61.1928
| 2 | 67.6 | 1: -0.25117; 1.1: -1.7771; 1.2: -0.0023832; 1.3: 365.04; 1.4: -0.046512; 1.5: -1.7771; 1.6: 365.04; 1.7: 219.024; 1.8: 8.4594; 1.9: 1825.2; 2: 58.1274; 2.1: 94.9935; 2.2: 2337.9534; 2.3: 61.1909; 2.4: -2339.7305; 2.5: -61.2374
| 2 | 67.65 | 1: -0.2509; 1.1: -1.7765; 1.2: -0.0023824; 1.3: 365.31; 1.4: -0.046462; 1.5: -1.7765; 1.6: 365.31; 1.7: 219.186; 1.8: 8.4594; 1.9: 1826.55; 2: 58.1704; 2.1: 94.9944; 2.2: 2341.3902; 2.3: 61.2356; 2.4: -2343.1667; 2.5: -61.282
| 2 | 67.7 | 1: -0.25056; 1.1: -1.7754; 1.2: -0.0023809; 1.3: 365.58; 1.4: -0.0464; 1.5: -1.7754; 1.6: 365.58; 1.7: 219.348; 1.8: 8.4594; 1.9: 1827.9; 2: 58.2134; 2.1: 94.9953; 2.2: 2344.8296; 2.3: 61.2802; 2.4: -2346.605; 2.5: -61.3266
| 2 | 67.75 | 1: -0.25016; 1.1: -1.7739; 1.2: -0.0023788; 1.3: 365.85; 1.4: -0.046325; 1.5: -1.7739; 1.6: 365.85; 1.7: 219.51; 1.8: 8.4594; 1.9: 1829.25; 2: 58.2564; 2.1: 94.9963; 2.2: 2348.2715; 2.3: 61.3249; 2.4: -2350.0454; 2.5: -61.3712
| 2 | 67.8 | 1: -0.24969; 1.1: -1.7719; 1.2: -0.0023761; 1.3: 366.12; 1.4: -0.046238; 1.5: -1.7719; 1.6: 366.12; 1.7: 219.672; 1.8: 8.4594; 1.9: 1830.6; 2: 58.2994; 2.1: 94.9972; 2.2: 2351.716; 2.3: 61.3696; 2.4: -2353.4879; 2.5: -61.4158
| 2 | 67.85 | 1: -0.24915; 1.1: -1.7694; 1.2: -0.0023728; 1.3: 366.39; 1.4: -0.046139; 1.5: -1.7694; 1.6: 366.39; 1.7: 219.834; 1.8: 8.4594; 1.9: 1831.95; 2: 58.3424; 2.1: 94.9981; 2.2: 2355.1631; 2.3: 61.4142; 2.4: -2356.9324; 2.5: -61.4604
| 2 | 67.9 | 1: -0.24855; 1.1: -1.7664; 1.2: -0.0023688; 1.3: 366.66; 1.4: -0.046028; 1.5: -1.7664; 1.6: 366.66; 1.7: 219.996; 1.8: 8.4594; 1.9: 1833.3; 2: 58.3854; 2.1: 94.999; 2.2: 2358.6127; 2.3: 61.4589; 2.4: -2360.3791; 2.5: -61.5049
| 2 | 67.95 | 1: -0.24789; 1.1: -1.763; 1.2: -0.0023642; 1.3: 366.93; 1.4: -0.045905; 1.5: -1.763; 1.6: 366.93; 1.7: 220.158; 1.8: 8.4594; 1.9: 1834.65; 2: 58.4283; 2.1: 94.9999; 2.2: 2362.0649; 2.3: 61.5036; 2.4: -2363.8278; 2.5: -61.5495
| 2 | 68 | 1: -0.24716; 1.1: -1.7591; 1.2: -0.002359; 1.3: 367.2; 1.4: -0.04577; 1.5: -1.7591; 1.6: 367.2; 1.7: 220.32; 1.8: 8.4594; 1.9: 1836; 2: 58.4713; 2.1: 95.0009; 2.2: 2365.5196; 2.3: 61.5482; 2.4: -2367.2787; 2.5: -61.594
| 2 | 68.05 | 1: -0.24637; 1.1: -1.7548; 1.2: -0.0023532; 1.3: 367.47; 1.4: -0.045624; 1.5: -1.7548; 1.6: 367.47; 1.7: 220.482; 1.8: 8.4594; 1.9: 1837.35; 2: 58.5143; 2.1: 95.0018; 2.2: 2368.9769; 2.3: 61.5929; 2.4: -2370.7317; 2.5: -61.6385
| 2 | 68.1 | 1: -0.24552; 1.1: -1.75; 1.2: -0.0023468; 1.3: 367.74; 1.4: -0.045467; 1.5: -1.75; 1.6: 367.74; 1.7: 220.644; 1.8: 8.4594; 1.9: 1838.7; 2: 58.5573; 2.1: 95.0027; 2.2: 2372.4367; 2.3: 61.6376; 2.4: -2374.1868; 2.5: -61.683
| 2 | 68.15 | 1: -0.24461; 1.1: -1.7448; 1.2: -0.0023399; 1.3: 368.01; 1.4: -0.045299; 1.5: -1.7448; 1.6: 368.01; 1.7: 220.806; 1.8: 8.4594; 1.9: 1840.05; 2: 58.6003; 2.1: 95.0036; 2.2: 2375.8992; 2.3: 61.6822; 2.4: -2377.644; 2.5: -61.7275
| 2 | 68.2 | 1: -0.24365; 1.1: -1.7392; 1.2: -0.0023323; 1.3: 368.28; 1.4: -0.04512; 1.5: -1.7392; 1.6: 368.28; 1.7: 220.968; 1.8: 8.4594; 1.9: 1841.4; 2: 58.6433; 2.1: 95.0045; 2.2: 2379.3642; 2.3: 61.7269; 2.4: -2381.1034; 2.5: -61.772
| 2 | 68.25 | 1: -0.24262; 1.1: -1.7331; 1.2: -0.0023242; 1.3: 368.55; 1.4: -0.044929; 1.5: -1.7331; 1.6: 368.55; 1.7: 221.13; 1.8: 8.4594; 1.9: 1842.75; 2: 58.6863; 2.1: 95.0054; 2.2: 2382.8317; 2.3: 61.7716; 2.4: -2384.5648; 2.5: -61.8165
| 2 | 68.3 | 1: -0.24153; 1.1: -1.7267; 1.2: -0.0023155; 1.3: 368.82; 1.4: -0.044729; 1.5: -1.7267; 1.6: 368.82; 1.7: 221.292; 1.8: 8.4594; 1.9: 1844.1; 2: 58.7293; 2.1: 95.0063; 2.2: 2386.3018; 2.3: 61.8162; 2.4: -2388.0285; 2.5: -61.861
| 2 | 68.35 | 1: -0.24039; 1.1: -1.7198; 1.2: -0.0023062; 1.3: 369.09; 1.4: -0.044517; 1.5: -1.7198; 1.6: 369.09; 1.7: 221.454; 1.8: 8.4594; 1.9: 1845.45; 2: 58.7723; 2.1: 95.0072; 2.2: 2389.7745; 2.3: 61.8609; 2.4: -2391.4943; 2.5: -61.9054
| 2 | 68.4 | 1: -0.2392; 1.1: -1.7125; 1.2: -0.0022964; 1.3: 369.36; 1.4: -0.044296; 1.5: -1.7125; 1.6: 369.36; 1.7: 221.616; 1.8: 8.4594; 1.9: 1846.8; 2: 58.8153; 2.1: 95.0081; 2.2: 2393.2497; 2.3: 61.9056; 2.4: -2394.9622; 2.5: -61.9499
| 2 | 68.45 | 1: -0.23795; 1.1: -1.7047; 1.2: -0.0022861; 1.3: 369.63; 1.4: -0.044064; 1.5: -1.7047; 1.6: 369.63; 1.7: 221.778; 1.8: 8.4594; 1.9: 1848.15; 2: 58.8583; 2.1: 95.0089; 2.2: 2396.7275; 2.3: 61.9502; 2.4: -2398.4323; 2.5: -61.9943
| 2 | 68.5 | 1: -0.23664; 1.1: -1.6966; 1.2: -0.0022752; 1.3: 369.9; 1.4: -0.043822; 1.5: -1.6966; 1.6: 369.9; 1.7: 221.94; 1.8: 8.4594; 1.9: 1849.5; 2: 58.9013; 2.1: 95.0098; 2.2: 2400.2079; 2.3: 61.9949; 2.4: -2401.9045; 2.5: -62.0387
| 2 | 68.55 | 1: -0.23528; 1.1: -1.6881; 1.2: -0.0022638; 1.3: 370.17; 1.4: -0.043571; 1.5: -1.6881; 1.6: 370.17; 1.7: 222.102; 1.8: 8.4594; 1.9: 1850.85; 2: 58.9443; 2.1: 95.0107; 2.2: 2403.6908; 2.3: 62.0396; 2.4: -2405.379; 2.5: -62.0832
| 2 | 68.6 | 1: -0.23387; 1.1: -1.6792; 1.2: -0.0022519; 1.3: 370.44; 1.4: -0.04331; 1.5: -1.6792; 1.6: 370.44; 1.7: 222.264; 1.8: 8.4594; 1.9: 1852.2; 2: 58.9873; 2.1: 95.0116; 2.2: 2407.1763; 2.3: 62.0843; 2.4: -2408.8556; 2.5: -62.1276
| 2 | 68.65 | 1: -0.23241; 1.1: -1.67; 1.2: -0.0022394; 1.3: 370.71; 1.4: -0.043039; 1.5: -1.67; 1.6: 370.71; 1.7: 222.426; 1.8: 8.4594; 1.9: 1853.55; 2: 59.0303; 2.1: 95.0125; 2.2: 2410.6644; 2.3: 62.129; 2.4: -2412.3343; 2.5: -62.172
| 2 | 68.7 | 1: -0.2309; 1.1: -1.6603; 1.2: -0.0022265; 1.3: 370.98; 1.4: -0.042759; 1.5: -1.6603; 1.6: 370.98; 1.7: 222.588; 1.8: 8.4594; 1.9: 1854.9; 2: 59.0732; 2.1: 95.0133; 2.2: 2414.155; 2.3: 62.1736; 2.4: -2415.8153; 2.5: -62.2164
| 2 | 68.75 | 1: -0.22934; 1.1: -1.6503; 1.2: -0.0022131; 1.3: 371.25; 1.4: -0.04247; 1.5: -1.6503; 1.6: 371.25; 1.7: 222.75; 1.8: 8.4594; 1.9: 1856.25; 2: 59.1162; 2.1: 95.0142; 2.2: 2417.6482; 2.3: 62.2183; 2.4: -2419.2985; 2.5: -62.2608
| 2 | 68.8 | 1: -0.22773; 1.1: -1.6399; 1.2: -0.0021991; 1.3: 371.52; 1.4: -0.042172; 1.5: -1.6399; 1.6: 371.52; 1.7: 222.912; 1.8: 8.4594; 1.9: 1857.6; 2: 59.1592; 2.1: 95.0151; 2.2: 2421.144; 2.3: 62.263; 2.4: -2422.7839; 2.5: -62.3052
| 2 | 68.85 | 1: -0.22607; 1.1: -1.6291; 1.2: -0.0021847; 1.3: 371.79; 1.4: -0.041865; 1.5: -1.6291; 1.6: 371.79; 1.7: 223.074; 1.8: 8.4594; 1.9: 1858.95; 2: 59.2022; 2.1: 95.0159; 2.2: 2424.6423; 2.3: 62.3077; 2.4: -2426.2714; 2.5: -62.3495
| 2 | 68.9 | 1: -0.22437; 1.1: -1.618; 1.2: -0.0021698; 1.3: 372.06; 1.4: -0.04155; 1.5: -1.618; 1.6: 372.06; 1.7: 223.236; 1.8: 8.4594; 1.9: 1860.3; 2: 59.2452; 2.1: 95.0168; 2.2: 2428.1432; 2.3: 62.3524; 2.4: -2429.7612; 2.5: -62.3939
| 2 | 68.95 | 1: -0.22262; 1.1: -1.6066; 1.2: -0.0021545; 1.3: 372.33; 1.4: -0.041226; 1.5: -1.6066; 1.6: 372.33; 1.7: 223.398; 1.8: 8.4594; 1.9: 1861.65; 2: 59.2882; 2.1: 95.0177; 2.2: 2431.6467; 2.3: 62.397; 2.4: -2433.2533; 2.5: -62.4383
| 2 | 69 | 1: -0.22083; 1.1: -1.5948; 1.2: -0.0021387; 1.3: 372.6; 1.4: -0.040894; 1.5: -1.5948; 1.6: 372.6; 1.7: 223.56; 1.8: 8.4594; 1.9: 1863; 2: 59.3312; 2.1: 95.0185; 2.2: 2435.1527; 2.3: 62.4417; 2.4: -2436.7475; 2.5: -62.4826
| 2 | 69.05 | 1: -0.21899; 1.1: -1.5827; 1.2: -0.0021224; 1.3: 372.87; 1.4: -0.040554; 1.5: -1.5827; 1.6: 372.87; 1.7: 223.722; 1.8: 8.4594; 1.9: 1864.35; 2: 59.3742; 2.1: 95.0194; 2.2: 2438.6613; 2.3: 62.4864; 2.4: -2440.244; 2.5: -62.527
| 2 | 69.1 | 1: -0.21711; 1.1: -1.5702; 1.2: -0.0021057; 1.3: 373.14; 1.4: -0.040206; 1.5: -1.5702; 1.6: 373.14; 1.7: 223.884; 1.8: 8.4594; 1.9: 1865.7; 2: 59.4172; 2.1: 95.0202; 2.2: 2442.1725; 2.3: 62.5311; 2.4: -2443.7427; 2.5: -62.5713
| 2 | 69.15 | 1: -0.21519; 1.1: -1.5575; 1.2: -0.0020886; 1.3: 373.41; 1.4: -0.03985; 1.5: -1.5575; 1.6: 373.41; 1.7: 224.046; 1.8: 8.4594; 1.9: 1867.05; 2: 59.4602; 2.1: 95.0211; 2.2: 2445.6862; 2.3: 62.5758; 2.4: -2447.2437; 2.5: -62.6156
| 2 | 69.2 | 1: -0.21323; 1.1: -1.5444; 1.2: -0.0020711; 1.3: 373.68; 1.4: -0.039486; 1.5: -1.5444; 1.6: 373.68; 1.7: 224.208; 1.8: 8.4594; 1.9: 1868.4; 2: 59.5032; 2.1: 95.0219; 2.2: 2449.2025; 2.3: 62.6205; 2.4: -2450.7469; 2.5: -62.66
| 2 | 69.25 | 1: -0.21123; 1.1: -1.531; 1.2: -0.0020531; 1.3: 373.95; 1.4: -0.039116; 1.5: -1.531; 1.6: 373.95; 1.7: 224.37; 1.8: 8.4594; 1.9: 1869.75; 2: 59.5462; 2.1: 95.0228; 2.2: 2452.7214; 2.3: 62.6652; 2.4: -2454.2524; 2.5: -62.7043
| 2 | 69.3 | 1: -0.20918; 1.1: -1.5173; 1.2: -0.0020347; 1.3: 374.22; 1.4: -0.038738; 1.5: -1.5173; 1.6: 374.22; 1.7: 224.532; 1.8: 8.4594; 1.9: 1871.1; 2: 59.5892; 2.1: 95.0236; 2.2: 2456.2428; 2.3: 62.7099; 2.4: -2457.7601; 2.5: -62.7486
| 2 | 69.35 | 1: -0.20711; 1.1: -1.5033; 1.2: -0.002016; 1.3: 374.49; 1.4: -0.038353; 1.5: -1.5033; 1.6: 374.49; 1.7: 224.694; 1.8: 8.4594; 1.9: 1872.45; 2: 59.6322; 2.1: 95.0244; 2.2: 2459.7668; 2.3: 62.7546; 2.4: -2461.2701; 2.5: -62.7929
| 2 | 69.4 | 1: -0.20499; 1.1: -1.489; 1.2: -0.0019968; 1.3: 374.76; 1.4: -0.037961; 1.5: -1.489; 1.6: 374.76; 1.7: 224.856; 1.8: 8.4594; 1.9: 1873.8; 2: 59.6752; 2.1: 95.0253; 2.2: 2463.2934; 2.3: 62.7993; 2.4: -2464.7824; 2.5: -62.8372
| 2 | 69.45 | 1: -0.20284; 1.1: -1.4745; 1.2: -0.0019773; 1.3: 375.03; 1.4: -0.037563; 1.5: -1.4745; 1.6: 375.03; 1.7: 225.018; 1.8: 8.4594; 1.9: 1875.15; 2: 59.7182; 2.1: 95.0261; 2.2: 2466.8225; 2.3: 62.844; 2.4: -2468.297; 2.5: -62.8815
| 2 | 69.5 | 1: -0.20065; 1.1: -1.4596; 1.2: -0.0019574; 1.3: 375.3; 1.4: -0.037158; 1.5: -1.4596; 1.6: 375.3; 1.7: 225.18; 1.8: 8.4594; 1.9: 1876.5; 2: 59.7611; 2.1: 95.0269; 2.2: 2470.3543; 2.3: 62.8887; 2.4: -2471.8139; 2.5: -62.9258
| 2 | 69.55 | 1: -0.19843; 1.1: -1.4445; 1.2: -0.0019371; 1.3: 375.57; 1.4: -0.036747; 1.5: -1.4445; 1.6: 375.57; 1.7: 225.342; 1.8: 8.4594; 1.9: 1877.85; 2: 59.8041; 2.1: 95.0277; 2.2: 2473.8886; 2.3: 62.9333; 2.4: -2475.3331; 2.5: -62.9701
| 2 | 69.6 | 1: -0.19618; 1.1: -1.4292; 1.2: -0.0019165; 1.3: 375.84; 1.4: -0.03633; 1.5: -1.4292; 1.6: 375.84; 1.7: 225.504; 1.8: 8.4594; 1.9: 1879.2; 2: 59.8471; 2.1: 95.0286; 2.2: 2477.4254; 2.3: 62.978; 2.4: -2478.8546; 2.5: -63.0144
| 2 | 69.65 | 1: -0.1939; 1.1: -1.4135; 1.2: -0.0018956; 1.3: 376.11; 1.4: -0.035907; 1.5: -1.4135; 1.6: 376.11; 1.7: 225.666; 1.8: 8.4594; 1.9: 1880.55; 2: 59.8901; 2.1: 95.0294; 2.2: 2480.9649; 2.3: 63.0227; 2.4: -2482.3784; 2.5: -63.0587
| 2 | 69.7 | 1: -0.19158; 1.1: -1.3977; 1.2: -0.0018743; 1.3: 376.38; 1.4: -0.035479; 1.5: -1.3977; 1.6: 376.38; 1.7: 225.828; 1.8: 8.4594; 1.9: 1881.9; 2: 59.9331; 2.1: 95.0302; 2.2: 2484.5069; 2.3: 63.0674; 2.4: -2485.9045; 2.5: -63.1029
| 2 | 69.75 | 1: -0.18924; 1.1: -1.3815; 1.2: -0.0018527; 1.3: 376.65; 1.4: -0.035044; 1.5: -1.3815; 1.6: 376.65; 1.7: 225.99; 1.8: 8.4594; 1.9: 1883.25; 2: 59.9761; 2.1: 95.031; 2.2: 2488.0514; 2.3: 63.1122; 2.4: -2489.433; 2.5: -63.1472
| 2 | 69.8 | 1: -0.18687; 1.1: -1.3652; 1.2: -0.0018308; 1.3: 376.92; 1.4: -0.034605; 1.5: -1.3652; 1.6: 376.92; 1.7: 226.152; 1.8: 8.4594; 1.9: 1884.6; 2: 60.0191; 2.1: 95.0318; 2.2: 2491.5986; 2.3: 63.1569; 2.4: -2492.9638; 2.5: -63.1915
| 2 | 69.85 | 1: -0.18447; 1.1: -1.3486; 1.2: -0.0018085; 1.3: 377.19; 1.4: -0.03416; 1.5: -1.3486; 1.6: 377.19; 1.7: 226.314; 1.8: 8.4594; 1.9: 1885.95; 2: 60.0621; 2.1: 95.0326; 2.2: 2495.1483; 2.3: 63.2016; 2.4: -2496.4969; 2.5: -63.2357
| 2 | 69.9 | 1: -0.18204; 1.1: -1.3318; 1.2: -0.001786; 1.3: 377.46; 1.4: -0.033711; 1.5: -1.3318; 1.6: 377.46; 1.7: 226.476; 1.8: 8.4594; 1.9: 1887.3; 2: 60.1051; 2.1: 95.0334; 2.2: 2498.7006; 2.3: 63.2463; 2.4: -2500.0324; 2.5: -63.28
| 2 | 69.95 | 1: -0.17959; 1.1: -1.3148; 1.2: -0.0017632; 1.3: 377.73; 1.4: -0.033257; 1.5: -1.3148; 1.6: 377.73; 1.7: 226.638; 1.8: 8.4594; 1.9: 1888.65; 2: 60.1481; 2.1: 95.0342; 2.2: 2502.2555; 2.3: 63.291; 2.4: -2503.5703; 2.5: -63.3242
| 2 | 70 | 1: -0.17711; 1.1: -1.2976; 1.2: -0.0017401; 1.3: 378; 1.4: -0.032798; 1.5: -1.2976; 1.6: 378; 1.7: 226.8; 1.8: 8.4594; 1.9: 1890; 2: 60.1911; 2.1: 95.035; 2.2: 2505.8129; 2.3: 63.3357; 2.4: -2507.1105; 2.5: -63.3685
| 2 | 70.05 | 1: -0.17461; 1.1: -1.2802; 1.2: -0.0017168; 1.3: 378.27; 1.4: -0.032335; 1.5: -1.2802; 1.6: 378.27; 1.7: 226.962; 1.8: 8.4594; 1.9: 1891.35; 2: 60.2341; 2.1: 95.0358; 2.2: 2509.3729; 2.3: 63.3804; 2.4: -2510.6531; 2.5: -63.4127
| 2 | 70.1 | 1: -0.17208; 1.1: -1.2626; 1.2: -0.0016932; 1.3: 378.54; 1.4: -0.031868; 1.5: -1.2626; 1.6: 378.54; 1.7: 227.124; 1.8: 8.4594; 1.9: 1892.7; 2: 60.2771; 2.1: 95.0366; 2.2: 2512.9355; 2.3: 63.4251; 2.4: -2514.1981; 2.5: -63.457
| 2 | 70.15 | 1: -0.16954; 1.1: -1.2448; 1.2: -0.0016693; 1.3: 378.81; 1.4: -0.031396; 1.5: -1.2448; 1.6: 378.81; 1.7: 227.286; 1.8: 8.4594; 1.9: 1894.05; 2: 60.3201; 2.1: 95.0374; 2.2: 2516.5007; 2.3: 63.4698; 2.4: -2517.7455; 2.5: -63.5012
| 2 | 70.2 | 1: -0.16698; 1.1: -1.2269; 1.2: -0.0016453; 1.3: 379.08; 1.4: -0.030922; 1.5: -1.2269; 1.6: 379.08; 1.7: 227.448; 1.8: 8.4594; 1.9: 1895.4; 2: 60.3631; 2.1: 95.0382; 2.2: 2520.0684; 2.3: 63.5145; 2.4: -2521.2953; 2.5: -63.5454
| 2 | 70.25 | 1: -0.16439; 1.1: -1.2088; 1.2: -0.001621; 1.3: 379.35; 1.4: -0.030443; 1.5: -1.2088; 1.6: 379.35; 1.7: 227.61; 1.8: 8.4594; 1.9: 1896.75; 2: 60.4061; 2.1: 95.039; 2.2: 2523.6387; 2.3: 63.5592; 2.4: -2524.8475; 2.5: -63.5897
| 2 | 70.3 | 1: -0.16179; 1.1: -1.1905; 1.2: -0.0015964; 1.3: 379.62; 1.4: -0.029961; 1.5: -1.1905; 1.6: 379.62; 1.7: 227.772; 1.8: 8.4594; 1.9: 1898.1; 2: 60.449; 2.1: 95.0398; 2.2: 2527.2116; 2.3: 63.604; 2.4: -2528.4021; 2.5: -63.6339
| 2 | 70.35 | 1: -0.15917; 1.1: -1.172; 1.2: -0.0015717; 1.3: 379.89; 1.4: -0.029476; 1.5: -1.172; 1.6: 379.89; 1.7: 227.934; 1.8: 8.4594; 1.9: 1899.45; 2: 60.492; 2.1: 95.0405; 2.2: 2530.7871; 2.3: 63.6487; 2.4: -2531.9591; 2.5: -63.6781
| 2 | 70.4 | 1: -0.15654; 1.1: -1.1535; 1.2: -0.0015468; 1.3: 380.16; 1.4: -0.028989; 1.5: -1.1535; 1.6: 380.16; 1.7: 228.096; 1.8: 8.4594; 1.9: 1900.8; 2: 60.535; 2.1: 95.0413; 2.2: 2534.3651; 2.3: 63.6934; 2.4: -2535.5185; 2.5: -63.7224
| 2 | 70.45 | 1: -0.15389; 1.1: -1.1347; 1.2: -0.0015217; 1.3: 380.43; 1.4: -0.028498; 1.5: -1.1347; 1.6: 380.43; 1.7: 228.258; 1.8: 8.4594; 1.9: 1902.15; 2: 60.578; 2.1: 95.0421; 2.2: 2537.9457; 2.3: 63.7381; 2.4: -2539.0804; 2.5: -63.7666
| 2 | 70.5 | 1: -0.15123; 1.1: -1.1159; 1.2: -0.0014964; 1.3: 380.7; 1.4: -0.028005; 1.5: -1.1159; 1.6: 380.7; 1.7: 228.42; 1.8: 8.4594; 1.9: 1903.5; 2: 60.621; 2.1: 95.0429; 2.2: 2541.5289; 2.3: 63.7828; 2.4: -2542.6448; 2.5: -63.8108
| 2 | 70.55 | 1: -0.14855; 1.1: -1.0969; 1.2: -0.001471; 1.3: 380.97; 1.4: -0.027509; 1.5: -1.0969; 1.6: 380.97; 1.7: 228.582; 1.8: 8.4594; 1.9: 1904.85; 2: 60.664; 2.1: 95.0436; 2.2: 2545.1146; 2.3: 63.8276; 2.4: -2546.2116; 2.5: -63.8551
| 2 | 70.6 | 1: -0.14586; 1.1: -1.0779; 1.2: -0.0014454; 1.3: 381.24; 1.4: -0.027012; 1.5: -1.0779; 1.6: 381.24; 1.7: 228.744; 1.8: 8.4594; 1.9: 1906.2; 2: 60.707; 2.1: 95.0444; 2.2: 2548.703; 2.3: 63.8723; 2.4: -2549.7808; 2.5: -63.8993
| 2 | 70.65 | 1: -0.14317; 1.1: -1.0587; 1.2: -0.0014197; 1.3: 381.51; 1.4: -0.026512; 1.5: -1.0587; 1.6: 381.51; 1.7: 228.906; 1.8: 8.4594; 1.9: 1907.55; 2: 60.75; 2.1: 95.0451; 2.2: 2552.2939; 2.3: 63.917; 2.4: -2553.3526; 2.5: -63.9435
| 2 | 70.7 | 1: -0.14046; 1.1: -1.0394; 1.2: -0.0013939; 1.3: 381.78; 1.4: -0.026011; 1.5: -1.0394; 1.6: 381.78; 1.7: 229.068; 1.8: 8.4594; 1.9: 1908.9; 2: 60.793; 2.1: 95.0459; 2.2: 2555.8874; 2.3: 63.9617; 2.4: -2556.9268; 2.5: -63.9877
| 2 | 70.75 | 1: -0.13775; 1.1: -1.02; 1.2: -0.0013679; 1.3: 382.05; 1.4: -0.025509; 1.5: -1.02; 1.6: 382.05; 1.7: 229.23; 1.8: 8.4594; 1.9: 1910.25; 2: 60.836; 2.1: 95.0467; 2.2: 2559.4834; 2.3: 64.0064; 2.4: -2560.5035; 2.5: -64.032
| 2 | 70.8 | 1: -0.13503; 1.1: -1.0006; 1.2: -0.0013418; 1.3: 382.32; 1.4: -0.025005; 1.5: -1.0006; 1.6: 382.32; 1.7: 229.392; 1.8: 8.4594; 1.9: 1911.6; 2: 60.879; 2.1: 95.0474; 2.2: 2563.0821; 2.3: 64.0512; 2.4: -2564.0827; 2.5: -64.0762
| 2 | 70.85 | 1: -0.1323; 1.1: -0.98108; 1.2: -0.0013157; 1.3: 382.59; 1.4: -0.0245; 1.5: -0.98108; 1.6: 382.59; 1.7: 229.554; 1.8: 8.4594; 1.9: 1912.95; 2: 60.922; 2.1: 95.0482; 2.2: 2566.6833; 2.3: 64.0959; 2.4: -2567.6644; 2.5: -64.1204
| 2 | 70.9 | 1: -0.12957; 1.1: -0.96151; 1.2: -0.0012894; 1.3: 382.86; 1.4: -0.023994; 1.5: -0.96151; 1.6: 382.86; 1.7: 229.716; 1.8: 8.4594; 1.9: 1914.3; 2: 60.965; 2.1: 95.0489; 2.2: 2570.2871; 2.3: 64.1406; 2.4: -2571.2486; 2.5: -64.1646
| 2 | 70.95 | 1: -0.12683; 1.1: -0.94188; 1.2: -0.0012631; 1.3: 383.13; 1.4: -0.023488; 1.5: -0.94188; 1.6: 383.13; 1.7: 229.878; 1.8: 8.4594; 1.9: 1915.65; 2: 61.008; 2.1: 95.0496; 2.2: 2573.8935; 2.3: 64.1854; 2.4: -2574.8353; 2.5: -64.2089
| 2 | 71 | 1: -0.1241; 1.1: -0.9222; 1.2: -0.0012367; 1.3: 383.4; 1.4: -0.022981; 1.5: -0.9222; 1.6: 383.4; 1.7: 230.04; 1.8: 8.4594; 1.9: 1917; 2: 61.051; 2.1: 95.0504; 2.2: 2577.5024; 2.3: 64.2301; 2.4: -2578.4246; 2.5: -64.2531
| 2 | 71.05 | 1: -0.12136; 1.1: -0.90249; 1.2: -0.0012103; 1.3: 383.67; 1.4: -0.022474; 1.5: -0.90249; 1.6: 383.67; 1.7: 230.202; 1.8: 8.4594; 1.9: 1918.35; 2: 61.0939; 2.1: 95.0511; 2.2: 2581.1139; 2.3: 64.2748; 2.4: -2582.0164; 2.5: -64.2973
| 2 | 71.1 | 1: -0.11862; 1.1: -0.88275; 1.2: -0.0011838; 1.3: 383.94; 1.4: -0.021967; 1.5: -0.88275; 1.6: 383.94; 1.7: 230.364; 1.8: 8.4594; 1.9: 1919.7; 2: 61.1369; 2.1: 95.0519; 2.2: 2584.7281; 2.3: 64.3196; 2.4: -2585.6108; 2.5: -64.3415
| 2 | 71.15 | 1: -0.11588; 1.1: -0.86299; 1.2: -0.0011573; 1.3: 384.21; 1.4: -0.02146; 1.5: -0.86299; 1.6: 384.21; 1.7: 230.526; 1.8: 8.4594; 1.9: 1921.05; 2: 61.1799; 2.1: 95.0526; 2.2: 2588.3447; 2.3: 64.3643; 2.4: -2589.2077; 2.5: -64.3858
| 2 | 71.2 | 1: -0.11315; 1.1: -0.84322; 1.2: -0.0011308; 1.3: 384.48; 1.4: -0.020954; 1.5: -0.84322; 1.6: 384.48; 1.7: 230.688; 1.8: 8.4594; 1.9: 1922.4; 2: 61.2229; 2.1: 95.0533; 2.2: 2591.964; 2.3: 64.409; 2.4: -2592.8072; 2.5: -64.43
| 2 | 71.25 | 1: -0.11042; 1.1: -0.82345; 1.2: -0.0011043; 1.3: 384.75; 1.4: -0.020448; 1.5: -0.82345; 1.6: 384.75; 1.7: 230.85; 1.8: 8.4594; 1.9: 1923.75; 2: 61.2659; 2.1: 95.054; 2.2: 2595.5859; 2.3: 64.4538; 2.4: -2596.4093; 2.5: -64.4742
| 2 | 71.3 | 1: -0.10769; 1.1: -0.80369; 1.2: -0.0010778; 1.3: 385.02; 1.4: -0.019943; 1.5: -0.80369; 1.6: 385.02; 1.7: 231.012; 1.8: 8.4594; 1.9: 1925.1; 2: 61.3089; 2.1: 95.0548; 2.2: 2599.2103; 2.3: 64.4985; 2.4: -2600.014; 2.5: -64.5185
| 2 | 71.35 | 1: -0.10497; 1.1: -0.78395; 1.2: -0.0010513; 1.3: 385.29; 1.4: -0.01944; 1.5: -0.78395; 1.6: 385.29; 1.7: 231.174; 1.8: 8.4594; 1.9: 1926.45; 2: 61.3519; 2.1: 95.0555; 2.2: 2602.8373; 2.3: 64.5433; 2.4: -2603.6212; 2.5: -64.5627
| 2 | 71.4 | 1: -0.10226; 1.1: -0.76423; 1.2: -0.0010248; 1.3: 385.56; 1.4: -0.018937; 1.5: -0.76423; 1.6: 385.56; 1.7: 231.336; 1.8: 8.4594; 1.9: 1927.8; 2: 61.3949; 2.1: 95.0562; 2.2: 2606.4669; 2.3: 64.588; 2.4: -2607.2311; 2.5: -64.6069
| 2 | 71.45 | 1: -0.099558; 1.1: -0.74454; 1.2: -0.00099845; 1.3: 385.83; 1.4: -0.018437; 1.5: -0.74454; 1.6: 385.83; 1.7: 231.498; 1.8: 8.4594; 1.9: 1929.15; 2: 61.4379; 2.1: 95.0569; 2.2: 2610.099; 2.3: 64.6327; 2.4: -2610.8436; 2.5: -64.6512
| 2 | 71.5 | 1: -0.096864; 1.1: -0.7249; 1.2: -0.00097211; 1.3: 386.1; 1.4: -0.017938; 1.5: -0.7249; 1.6: 386.1; 1.7: 231.66; 1.8: 8.4594; 1.9: 1930.5; 2: 61.4809; 2.1: 95.0576; 2.2: 2613.7338; 2.3: 64.6775; 2.4: -2614.4587; 2.5: -64.6954
| 2 | 71.55 | 1: -0.094181; 1.1: -0.70531; 1.2: -0.00094584; 1.3: 386.37; 1.4: -0.017441; 1.5: -0.70531; 1.6: 386.37; 1.7: 231.822; 1.8: 8.4594; 1.9: 1931.85; 2: 61.5239; 2.1: 95.0583; 2.2: 2617.3711; 2.3: 64.7222; 2.4: -2618.0764; 2.5: -64.7397
| 2 | 71.6 | 1: -0.09151; 1.1: -0.68579; 1.2: -0.00091966; 1.3: 386.64; 1.4: -0.016946; 1.5: -0.68579; 1.6: 386.64; 1.7: 231.984; 1.8: 8.4594; 1.9: 1933.2; 2: 61.5669; 2.1: 95.0591; 2.2: 2621.011; 2.3: 64.767; 2.4: -2621.6968; 2.5: -64.7839
| 2 | 71.65 | 1: -0.088853; 1.1: -0.66634; 1.2: -0.00089358; 1.3: 386.91; 1.4: -0.016454; 1.5: -0.66634; 1.6: 386.91; 1.7: 232.146; 1.8: 8.4594; 1.9: 1934.55; 2: 61.6099; 2.1: 95.0598; 2.2: 2624.6535; 2.3: 64.8117; 2.4: -2625.3198; 2.5: -64.8282
| 2 | 71.7 | 1: -0.08621; 1.1: -0.64697; 1.2: -0.0008676; 1.3: 387.18; 1.4: -0.015965; 1.5: -0.64697; 1.6: 387.18; 1.7: 232.308; 1.8: 8.4594; 1.9: 1935.9; 2: 61.6529; 2.1: 95.0605; 2.2: 2628.2985; 2.3: 64.8565; 2.4: -2628.9455; 2.5: -64.8724
| 2 | 71.75 | 1: -0.083583; 1.1: -0.62769; 1.2: -0.00084175; 1.3: 387.45; 1.4: -0.015478; 1.5: -0.62769; 1.6: 387.45; 1.7: 232.47; 1.8: 8.4594; 1.9: 1937.25; 2: 61.6959; 2.1: 95.0612; 2.2: 2631.9462; 2.3: 64.9012; 2.4: -2632.5739; 2.5: -64.9167
| 2 | 71.8 | 1: -0.080973; 1.1: -0.60852; 1.2: -0.00081604; 1.3: 387.72; 1.4: -0.014995; 1.5: -0.60852; 1.6: 387.72; 1.7: 232.632; 1.8: 8.4594; 1.9: 1938.6; 2: 61.7389; 2.1: 95.0618; 2.2: 2635.5964; 2.3: 64.946; 2.4: -2636.2049; 2.5: -64.961
| 2 | 71.85 | 1: -0.078382; 1.1: -0.58945; 1.2: -0.00079047; 1.3: 387.99; 1.4: -0.014515; 1.5: -0.58945; 1.6: 387.99; 1.7: 232.794; 1.8: 8.4594; 1.9: 1939.95; 2: 61.7818; 2.1: 95.0625; 2.2: 2639.2492; 2.3: 64.9907; 2.4: -2639.8386; 2.5: -65.0053
| 2 | 71.9 | 1: -0.07581; 1.1: -0.57051; 1.2: -0.00076507; 1.3: 388.26; 1.4: -0.014039; 1.5: -0.57051; 1.6: 388.26; 1.7: 232.956; 1.8: 8.4594; 1.9: 1941.3; 2: 61.8248; 2.1: 95.0632; 2.2: 2642.9046; 2.3: 65.0355; 2.4: -2643.4751; 2.5: -65.0495
| 2 | 71.95 | 1: -0.073259; 1.1: -0.5517; 1.2: -0.00073984; 1.3: 388.53; 1.4: -0.013567; 1.5: -0.5517; 1.6: 388.53; 1.7: 233.118; 1.8: 8.4594; 1.9: 1942.65; 2: 61.8678; 2.1: 95.0639; 2.2: 2646.5625; 2.3: 65.0802; 2.4: -2647.1142; 2.5: -65.0938
| 2 | 72 | 1: -0.070731; 1.1: -0.53303; 1.2: -0.0007148; 1.3: 388.8; 1.4: -0.013098; 1.5: -0.53303; 1.6: 388.8; 1.7: 233.28; 1.8: 8.4594; 1.9: 1944; 2: 61.9108; 2.1: 95.0646; 2.2: 2650.2231; 2.3: 65.125; 2.4: -2650.7561; 2.5: -65.1381
| 2 | 72.05 | 1: -0.068226; 1.1: -0.51451; 1.2: -0.00068996; 1.3: 389.07; 1.4: -0.012634; 1.5: -0.51451; 1.6: 389.07; 1.7: 233.442; 1.8: 8.4594; 1.9: 1945.35; 2: 61.9538; 2.1: 95.0653; 2.2: 2653.8862; 2.3: 65.1698; 2.4: -2654.4007; 2.5: -65.1824
| 2 | 72.1 | 1: -0.065746; 1.1: -0.49615; 1.2: -0.00066534; 1.3: 389.34; 1.4: -0.012175; 1.5: -0.49615; 1.6: 389.34; 1.7: 233.604; 1.8: 8.4594; 1.9: 1946.7; 2: 61.9968; 2.1: 95.066; 2.2: 2657.5519; 2.3: 65.2145; 2.4: -2658.0481; 2.5: -65.2267
| 2 | 72.15 | 1: -0.063291; 1.1: -0.47796; 1.2: -0.00064095; 1.3: 389.61; 1.4: -0.011721; 1.5: -0.47796; 1.6: 389.61; 1.7: 233.766; 1.8: 8.4594; 1.9: 1948.05; 2: 62.0398; 2.1: 95.0666; 2.2: 2661.2202; 2.3: 65.2593; 2.4: -2661.6982; 2.5: -65.271
| 2 | 72.2 | 1: -0.060865; 1.1: -0.45995; 1.2: -0.00061681; 1.3: 389.88; 1.4: -0.011271; 1.5: -0.45995; 1.6: 389.88; 1.7: 233.928; 1.8: 8.4594; 1.9: 1949.4; 2: 62.0828; 2.1: 95.0673; 2.2: 2664.8911; 2.3: 65.3041; 2.4: -2665.3511; 2.5: -65.3153
| 2 | 72.25 | 1: -0.058467; 1.1: -0.44214; 1.2: -0.00059291; 1.3: 390.15; 1.4: -0.010827; 1.5: -0.44214; 1.6: 390.15; 1.7: 234.09; 1.8: 8.4594; 1.9: 1950.75; 2: 62.1258; 2.1: 95.068; 2.2: 2668.5646; 2.3: 65.3488; 2.4: -2669.0067; 2.5: -65.3596
| 2 | 72.3 | 1: -0.056099; 1.1: -0.42452; 1.2: -0.0005693; 1.3: 390.42; 1.4: -0.010389; 1.5: -0.42452; 1.6: 390.42; 1.7: 234.252; 1.8: 8.4594; 1.9: 1952.1; 2: 62.1688; 2.1: 95.0686; 2.2: 2672.2406; 2.3: 65.3936; 2.4: -2672.6651; 2.5: -65.404
| 2 | 72.35 | 1: -0.053763; 1.1: -0.40712; 1.2: -0.00054596; 1.3: 390.69; 1.4: -0.009956; 1.5: -0.40712; 1.6: 390.69; 1.7: 234.414; 1.8: 8.4594; 1.9: 1953.45; 2: 62.2118; 2.1: 95.0693; 2.2: 2675.9192; 2.3: 65.4383; 2.4: -2676.3263; 2.5: -65.4483
| 2 | 72.4 | 1: -0.051459; 1.1: -0.38995; 1.2: -0.00052293; 1.3: 390.96; 1.4: -0.0095294; 1.5: -0.38995; 1.6: 390.96; 1.7: 234.576; 1.8: 8.4594; 1.9: 1954.8; 2: 62.2548; 2.1: 95.07; 2.2: 2679.6004; 2.3: 65.4831; 2.4: -2679.9904; 2.5: -65.4926
| 2 | 72.45 | 1: -0.049189; 1.1: -0.373; 1.2: -0.00050021; 1.3: 391.23; 1.4: -0.0091091; 1.5: -0.373; 1.6: 391.23; 1.7: 234.738; 1.8: 8.4594; 1.9: 1956.15; 2: 62.2978; 2.1: 95.0706; 2.2: 2683.2842; 2.3: 65.5279; 2.4: -2683.6572; 2.5: -65.537
| 2 | 72.5 | 1: -0.046955; 1.1: -0.35631; 1.2: -0.00047782; 1.3: 391.5; 1.4: -0.0086953; 1.5: -0.35631; 1.6: 391.5; 1.7: 234.9; 1.8: 8.4594; 1.9: 1957.5; 2: 62.3408; 2.1: 95.0713; 2.2: 2686.9706; 2.3: 65.5727; 2.4: -2687.3269; 2.5: -65.5813
| 2 | 72.55 | 1: -0.044757; 1.1: -0.33986; 1.2: -0.00045577; 1.3: 391.77; 1.4: -0.0082883; 1.5: -0.33986; 1.6: 391.77; 1.7: 235.062; 1.8: 8.4594; 1.9: 1958.85; 2: 62.3838; 2.1: 95.0719; 2.2: 2690.6595; 2.3: 65.6174; 2.4: -2690.9994; 2.5: -65.6257
| 2 | 72.6 | 1: -0.042597; 1.1: -0.32369; 1.2: -0.00043407; 1.3: 392.04; 1.4: -0.0078884; 1.5: -0.32369; 1.6: 392.04; 1.7: 235.224; 1.8: 8.4594; 1.9: 1960.2; 2: 62.4268; 2.1: 95.0726; 2.2: 2694.3511; 2.3: 65.6622; 2.4: -2694.6748; 2.5: -65.6701
| 2 | 72.65 | 1: -0.040477; 1.1: -0.30779; 1.2: -0.00041275; 1.3: 392.31; 1.4: -0.0074957; 1.5: -0.30779; 1.6: 392.31; 1.7: 235.386; 1.8: 8.4594; 1.9: 1961.55; 2: 62.4697; 2.1: 95.0732; 2.2: 2698.0452; 2.3: 65.707; 2.4: -2698.353; 2.5: -65.7145
| 2 | 72.7 | 1: -0.038398; 1.1: -0.29218; 1.2: -0.00039182; 1.3: 392.58; 1.4: -0.0071107; 1.5: -0.29218; 1.6: 392.58; 1.7: 235.548; 1.8: 8.4594; 1.9: 1962.9; 2: 62.5127; 2.1: 95.0739; 2.2: 2701.7419; 2.3: 65.7517; 2.4: -2702.0341; 2.5: -65.7589
| 2 | 72.75 | 1: -0.03636; 1.1: -0.27687; 1.2: -0.00037128; 1.3: 392.85; 1.4: -0.0067334; 1.5: -0.27687; 1.6: 392.85; 1.7: 235.71; 1.8: 8.4594; 1.9: 1964.25; 2: 62.5557; 2.1: 95.0745; 2.2: 2705.4412; 2.3: 65.7965; 2.4: -2705.718; 2.5: -65.8033
| 2 | 72.8 | 1: -0.034367; 1.1: -0.26186; 1.2: -0.00035117; 1.3: 393.12; 1.4: -0.0063642; 1.5: -0.26186; 1.6: 393.12; 1.7: 235.872; 1.8: 8.4594; 1.9: 1965.6; 2: 62.5987; 2.1: 95.0752; 2.2: 2709.143; 2.3: 65.8413; 2.4: -2709.4049; 2.5: -65.8477
| 2 | 72.85 | 1: -0.032418; 1.1: -0.24718; 1.2: -0.00033148; 1.3: 393.39; 1.4: -0.0060033; 1.5: -0.24718; 1.6: 393.39; 1.7: 236.034; 1.8: 8.4594; 1.9: 1966.95; 2: 62.6417; 2.1: 95.0758; 2.2: 2712.8475; 2.3: 65.8861; 2.4: -2713.0947; 2.5: -65.8921
| 2 | 72.9 | 1: -0.030515; 1.1: -0.23284; 1.2: -0.00031224; 1.3: 393.66; 1.4: -0.005651; 1.5: -0.23284; 1.6: 393.66; 1.7: 236.196; 1.8: 8.4594; 1.9: 1968.3; 2: 62.6847; 2.1: 95.0764; 2.2: 2716.5545; 2.3: 65.9309; 2.4: -2716.7874; 2.5: -65.9365
| 2 | 72.95 | 1: -0.028661; 1.1: -0.21884; 1.2: -0.00029346; 1.3: 393.93; 1.4: -0.0053075; 1.5: -0.21884; 1.6: 393.93; 1.7: 236.358; 1.8: 8.4594; 1.9: 1969.65; 2: 62.7277; 2.1: 95.0771; 2.2: 2720.2641; 2.3: 65.9756; 2.4: -2720.483; 2.5: -65.9809
| 2 | 73 | 1: -0.026855; 1.1: -0.20519; 1.2: -0.00027516; 1.3: 394.2; 1.4: -0.0049731; 1.5: -0.20519; 1.6: 394.2; 1.7: 236.52; 1.8: 8.4594; 1.9: 1971; 2: 62.7707; 2.1: 95.0777; 2.2: 2723.9763; 2.3: 66.0204; 2.4: -2724.1815; 2.5: -66.0254
| 2 | 73.05 | 1: -0.0251; 1.1: -0.19191; 1.2: -0.00025736; 1.3: 394.47; 1.4: -0.0046481; 1.5: -0.19191; 1.6: 394.47; 1.7: 236.682; 1.8: 8.4594; 1.9: 1972.35; 2: 62.8137; 2.1: 95.0783; 2.2: 2727.6911; 2.3: 66.0652; 2.4: -2727.883; 2.5: -66.0699
| 2 | 73.1 | 1: -0.023397; 1.1: -0.17901; 1.2: -0.00024006; 1.3: 394.74; 1.4: -0.0043327; 1.5: -0.17901; 1.6: 394.74; 1.7: 236.844; 1.8: 8.4594; 1.9: 1973.7; 2: 62.8567; 2.1: 95.0789; 2.2: 2731.4085; 2.3: 66.11; 2.4: -2731.5875; 2.5: -66.1143
| 2 | 73.15 | 1: -0.021747; 1.1: -0.1665; 1.2: -0.00022328; 1.3: 395.01; 1.4: -0.0040272; 1.5: -0.1665; 1.6: 395.01; 1.7: 237.006; 1.8: 8.4594; 1.9: 1975.05; 2: 62.8997; 2.1: 95.0796; 2.2: 2735.1284; 2.3: 66.1548; 2.4: -2735.2949; 2.5: -66.1588
| 2 | 73.2 | 1: -0.020152; 1.1: -0.15439; 1.2: -0.00020705; 1.3: 395.28; 1.4: -0.0037318; 1.5: -0.15439; 1.6: 395.28; 1.7: 237.168; 1.8: 8.4594; 1.9: 1976.4; 2: 62.9427; 2.1: 95.0802; 2.2: 2738.851; 2.3: 66.1996; 2.4: -2739.0054; 2.5: -66.2033
| 2 | 73.25 | 1: -0.018613; 1.1: -0.1427; 1.2: -0.00019137; 1.3: 395.55; 1.4: -0.0034468; 1.5: -0.1427; 1.6: 395.55; 1.7: 237.33; 1.8: 8.4594; 1.9: 1977.75; 2: 62.9857; 2.1: 95.0808; 2.2: 2742.5761; 2.3: 66.2444; 2.4: -2742.7188; 2.5: -66.2478
| 2 | 73.3 | 1: -0.017132; 1.1: -0.13144; 1.2: -0.00017626; 1.3: 395.82; 1.4: -0.0031725; 1.5: -0.13144; 1.6: 395.82; 1.7: 237.492; 1.8: 8.4594; 1.9: 1979.1; 2: 63.0287; 2.1: 95.0814; 2.2: 2746.3038; 2.3: 66.2892; 2.4: -2746.4352; 2.5: -66.2923
| 2 | 73.35 | 1: -0.01571; 1.1: -0.12061; 1.2: -0.00016174; 1.3: 396.09; 1.4: -0.0029092; 1.5: -0.12061; 1.6: 396.09; 1.7: 237.654; 1.8: 8.4594; 1.9: 1980.45; 2: 63.0717; 2.1: 95.082; 2.2: 2750.0341; 2.3: 66.3339; 2.4: -2750.1547; 2.5: -66.3369
| 2 | 73.4 | 1: -0.014348; 1.1: -0.11023; 1.2: -0.00014782; 1.3: 396.36; 1.4: -0.0026571; 1.5: -0.11023; 1.6: 396.36; 1.7: 237.816; 1.8: 8.4594; 1.9: 1981.8; 2: 63.1146; 2.1: 95.0826; 2.2: 2753.767; 2.3: 66.3787; 2.4: -2753.8772; 2.5: -66.3814
| 2 | 73.45 | 1: -0.013049; 1.1: -0.10031; 1.2: -0.00013452; 1.3: 396.63; 1.4: -0.0024164; 1.5: -0.10031; 1.6: 396.63; 1.7: 237.978; 1.8: 8.4594; 1.9: 1983.15; 2: 63.1576; 2.1: 95.0832; 2.2: 2757.5024; 2.3: 66.4235; 2.4: -2757.6027; 2.5: -66.4259
| 2 | 73.5 | 1: -0.011813; 1.1: -0.090875; 1.2: -0.00012186; 1.3: 396.9; 1.4: -0.0021875; 1.5: -0.090875; 1.6: 396.9; 1.7: 238.14; 1.8: 8.4594; 1.9: 1984.5; 2: 63.2006; 2.1: 95.0838; 2.2: 2761.2405; 2.3: 66.4683; 2.4: -2761.3313; 2.5: -66.4705
| 2 | 73.55 | 1: -0.010642; 1.1: -0.081922; 1.2: -0.00010986; 1.3: 397.17; 1.4: -0.0019707; 1.5: -0.081922; 1.6: 397.17; 1.7: 238.302; 1.8: 8.4594; 1.9: 1985.85; 2: 63.2436; 2.1: 95.0844; 2.2: 2764.9811; 2.3: 66.5131; 2.4: -2765.063; 2.5: -66.5151
| 2 | 73.6 | 1: -0.009537; 1.1: -0.073468; 1.2: -9.8522e-05; 1.3: 397.44; 1.4: -0.0017661; 1.5: -0.073468; 1.6: 397.44; 1.7: 238.464; 1.8: 8.4594; 1.9: 1987.2; 2: 63.2866; 2.1: 95.085; 2.2: 2768.7243; 2.3: 66.5579; 2.4: -2768.7978; 2.5: -66.5597
| 2 | 73.65 | 1: -0.0085003; 1.1: -0.065527; 1.2: -8.7873e-05; 1.3: 397.71; 1.4: -0.0015741; 1.5: -0.065527; 1.6: 397.71; 1.7: 238.626; 1.8: 8.4594; 1.9: 1988.55; 2: 63.3296; 2.1: 95.0856; 2.2: 2772.4701; 2.3: 66.6027; 2.4: -2772.5356; 2.5: -66.6043
| 2 | 73.7 | 1: -0.0075331; 1.1: -0.05811; 1.2: -7.7927e-05; 1.3: 397.98; 1.4: -0.001395; 1.5: -0.05811; 1.6: 397.98; 1.7: 238.788; 1.8: 8.4594; 1.9: 1989.9; 2: 63.3726; 2.1: 95.0862; 2.2: 2776.2185; 2.3: 66.6475; 2.4: -2776.2766; 2.5: -66.6489
| 2 | 73.75 | 1: -0.0066368; 1.1: -0.05123; 1.2: -6.8701e-05; 1.3: 398.25; 1.4: -0.001229; 1.5: -0.05123; 1.6: 398.25; 1.7: 238.95; 1.8: 8.4594; 1.9: 1991.25; 2: 63.4156; 2.1: 95.0868; 2.2: 2779.9694; 2.3: 66.6923; 2.4: -2780.0206; 2.5: -66.6936
| 2 | 73.8 | 1: -0.0058129; 1.1: -0.044901; 1.2: -6.0213e-05; 1.3: 398.52; 1.4: -0.0010765; 1.5: -0.044901; 1.6: 398.52; 1.7: 239.112; 1.8: 8.4594; 1.9: 1992.6; 2: 63.4586; 2.1: 95.0874; 2.2: 2783.723; 2.3: 66.7371; 2.4: -2783.7679; 2.5: -66.7382
| 2 | 73.85 | 1: -0.0050629; 1.1: -0.039135; 1.2: -5.248e-05; 1.3: 398.79; 1.4: -0.00093758; 1.5: -0.039135; 1.6: 398.79; 1.7: 239.274; 1.8: 8.4594; 1.9: 1993.95; 2: 63.5016; 2.1: 95.088; 2.2: 2787.4791; 2.3: 66.7819; 2.4: -2787.5182; 2.5: -66.7829
| 2 | 73.9 | 1: -0.0043884; 1.1: -0.033944; 1.2: -4.552e-05; 1.3: 399.06; 1.4: -0.00081267; 1.5: -0.033944; 1.6: 399.06; 1.7: 239.436; 1.8: 8.4594; 1.9: 1995.3; 2: 63.5446; 2.1: 95.0886; 2.2: 2791.2378; 2.3: 66.8267; 2.4: -2791.2717; 2.5: -66.8275
| 2 | 73.95 | 1: -0.0037909; 1.1: -0.029342; 1.2: -3.9348e-05; 1.3: 399.33; 1.4: -0.00070202; 1.5: -0.029342; 1.6: 399.33; 1.7: 239.598; 1.8: 8.4594; 1.9: 1996.65; 2: 63.5876; 2.1: 95.0891; 2.2: 2794.9991; 2.3: 66.8715; 2.4: -2795.0284; 2.5: -66.8722
| 2 | 74 | 1: -0.0032719; 1.1: -0.025342; 1.2: -3.3984e-05; 1.3: 399.6; 1.4: -0.00060591; 1.5: -0.025342; 1.6: 399.6; 1.7: 239.76; 1.8: 8.4594; 1.9: 1998; 2: 63.6306; 2.1: 95.0897; 2.2: 2798.763; 2.3: 66.9164; 2.4: -2798.7883; 2.5: -66.917
| 2 | 74.05 | 1: -0.002833; 1.1: -0.021957; 1.2: -2.9445e-05; 1.3: 399.87; 1.4: -0.00052463; 1.5: -0.021957; 1.6: 399.87; 1.7: 239.922; 1.8: 8.4594; 1.9: 1999.35; 2: 63.6736; 2.1: 95.0903; 2.2: 2802.5294; 2.3: 66.9612; 2.4: -2802.5514; 2.5: -66.9617
| 2 | 74.1 | 1: -0.0024756; 1.1: -0.019201; 1.2: -2.5748e-05; 1.3: 400.14; 1.4: -0.00045845; 1.5: -0.019201; 1.6: 400.14; 1.7: 240.084; 1.8: 8.4594; 1.9: 2000.7; 2: 63.7166; 2.1: 95.0909; 2.2: 2806.2985; 2.3: 67.006; 2.4: -2806.3177; 2.5: -67.0064
| 2 | 74.15 | 1: -0.0022015; 1.1: -0.017086; 1.2: -2.2912e-05; 1.3: 400.41; 1.4: -0.00040768; 1.5: -0.017086; 1.6: 400.41; 1.7: 240.246; 1.8: 8.4594; 1.9: 2002.05; 2: 63.7596; 2.1: 95.0914; 2.2: 2810.0701; 2.3: 67.0508; 2.4: -2810.0872; 2.5: -67.0512
| 2 | 74.2 | 1: -0.002012; 1.1: -0.015626; 1.2: -2.0954e-05; 1.3: 400.68; 1.4: -0.00037259; 1.5: -0.015626; 1.6: 400.68; 1.7: 240.408; 1.8: 8.4594; 1.9: 2003.4; 2: 63.8025; 2.1: 95.092; 2.2: 2813.8443; 2.3: 67.0956; 2.4: -2813.8599; 2.5: -67.096
| 2 | 74.25 | 1: -0.0019088; 1.1: -0.014834; 1.2: -1.9893e-05; 1.3: 400.95; 1.4: -0.00035349; 1.5: -0.014834; 1.6: 400.95; 1.7: 240.57; 1.8: 8.4594; 1.9: 2004.75; 2: 63.8455; 2.1: 95.0926; 2.2: 2817.6211; 2.3: 67.1404; 2.4: -2817.6359; 2.5: -67.1408
| 2 | 74.3 | 1: -0.0018935; 1.1: -0.014725; 1.2: -1.9747e-05; 1.3: 401.22; 1.4: -0.00035065; 1.5: -0.014725; 1.6: 401.22; 1.7: 240.732; 1.8: 8.4594; 1.9: 2006.1; 2: 63.8885; 2.1: 95.0931; 2.2: 2821.4005; 2.3: 67.1852; 2.4: -2821.4152; 2.5: -67.1856
| 2 | 74.35 | 1: -0.0019676; 1.1: -0.015312; 1.2: -2.0533e-05; 1.3: 401.49; 1.4: -0.00036437; 1.5: -0.015312; 1.6: 401.49; 1.7: 240.894; 1.8: 8.4594; 1.9: 2007.45; 2: 63.9315; 2.1: 95.0937; 2.2: 2825.1825; 2.3: 67.23; 2.4: -2825.1978; 2.5: -67.2304
| 2 | 74.4 | 1: -0.0021327; 1.1: -0.016608; 1.2: -2.2272e-05; 1.3: 401.76; 1.4: -0.00039495; 1.5: -0.016608; 1.6: 401.76; 1.7: 241.056; 1.8: 8.4594; 1.9: 2008.8; 2: 63.9745; 2.1: 95.0943; 2.2: 2828.967; 2.3: 67.2749; 2.4: -2828.9836; 2.5: -67.2753
| 2 | 74.45 | 1: -0.0023905; 1.1: -0.018628; 1.2: -2.498e-05; 1.3: 402.03; 1.4: -0.00044268; 1.5: -0.018628; 1.6: 402.03; 1.7: 241.218; 1.8: 8.4594; 1.9: 2010.15; 2: 64.0175; 2.1: 95.0948; 2.2: 2832.7541; 2.3: 67.3197; 2.4: -2832.7728; 2.5: -67.3201
| 2 | 74.5 | 1: -0.0027424; 1.1: -0.021385; 1.2: -2.8677e-05; 1.3: 402.3; 1.4: -0.00050786; 1.5: -0.021385; 1.6: 402.3; 1.7: 241.38; 1.8: 8.4594; 1.9: 2011.5; 2: 64.0605; 2.1: 95.0954; 2.2: 2836.5438; 2.3: 67.3645; 2.4: -2836.5652; 2.5: -67.365
| 2 | 74.55 | 1: -0.0031902; 1.1: -0.024893; 1.2: -3.3382e-05; 1.3: 402.57; 1.4: -0.00059078; 1.5: -0.024893; 1.6: 402.57; 1.7: 241.542; 1.8: 8.4594; 1.9: 2012.85; 2: 64.1035; 2.1: 95.0959; 2.2: 2840.3361; 2.3: 67.4093; 2.4: -2840.361; 2.5: -67.4099
| 2 | 74.6 | 1: -0.0037355; 1.1: -0.029167; 1.2: -3.9114e-05; 1.3: 402.84; 1.4: -0.00069175; 1.5: -0.029167; 1.6: 402.84; 1.7: 241.704; 1.8: 8.4594; 1.9: 2014.2; 2: 64.1465; 2.1: 95.0965; 2.2: 2844.131; 2.3: 67.4541; 2.4: -2844.1602; 2.5: -67.4548
| 2 | 74.65 | 1: -0.0043797; 1.1: -0.034221; 1.2: -4.5891e-05; 1.3: 403.11; 1.4: -0.00081106; 1.5: -0.034221; 1.6: 403.11; 1.7: 241.866; 1.8: 8.4594; 1.9: 2015.55; 2: 64.1895; 2.1: 95.097; 2.2: 2847.9285; 2.3: 67.499; 2.4: -2847.9627; 2.5: -67.4998
| 2 | 74.7 | 1: -0.0051247; 1.1: -0.040068; 1.2: -5.3732e-05; 1.3: 403.38; 1.4: -0.00094902; 1.5: -0.040068; 1.6: 403.38; 1.7: 242.028; 1.8: 8.4594; 1.9: 2016.9; 2: 64.2325; 2.1: 95.0975; 2.2: 2851.7285; 2.3: 67.5438; 2.4: -2851.7686; 2.5: -67.5447
| 2 | 74.75 | 1: -0.005972; 1.1: -0.046724; 1.2: -6.2658e-05; 1.3: 403.65; 1.4: -0.0011059; 1.5: -0.046724; 1.6: 403.65; 1.7: 242.19; 1.8: 8.4594; 1.9: 2018.25; 2: 64.2755; 2.1: 95.0981; 2.2: 2855.5311; 2.3: 67.5886; 2.4: -2855.5779; 2.5: -67.5897
| 2 | 74.8 | 1: -0.0069233; 1.1: -0.054203; 1.2: -7.2687e-05; 1.3: 403.92; 1.4: -0.0012821; 1.5: -0.054203; 1.6: 403.92; 1.7: 242.352; 1.8: 8.4594; 1.9: 2019.6; 2: 64.3185; 2.1: 95.0986; 2.2: 2859.3363; 2.3: 67.6334; 2.4: -2859.3905; 2.5: -67.6347
| 2 | 74.85 | 1: -0.0079802; 1.1: -0.062519; 1.2: -8.3839e-05; 1.3: 404.19; 1.4: -0.0014778; 1.5: -0.062519; 1.6: 404.19; 1.7: 242.514; 1.8: 8.4594; 1.9: 2020.95; 2: 64.3615; 2.1: 95.0992; 2.2: 2863.1441; 2.3: 67.6783; 2.4: -2863.2067; 2.5: -67.6797
| 2 | 74.9 | 1: -0.0091443; 1.1: -0.071687; 1.2: -9.6134e-05; 1.3: 404.46; 1.4: -0.0016934; 1.5: -0.071687; 1.6: 404.46; 1.7: 242.676; 1.8: 8.4594; 1.9: 2022.3; 2: 64.4045; 2.1: 95.0997; 2.2: 2866.9545; 2.3: 67.7231; 2.4: -2867.0262; 2.5: -67.7248
| 2 | 74.95 | 1: -0.010417; 1.1: -0.081722; 1.2: -0.00010959; 1.3: 404.73; 1.4: -0.0019291; 1.5: -0.081722; 1.6: 404.73; 1.7: 242.838; 1.8: 8.4594; 1.9: 2023.65; 2: 64.4475; 2.1: 95.1002; 2.2: 2870.7675; 2.3: 67.7679; 2.4: -2870.8492; 2.5: -67.7699
| 2 | 75 | 1: -0.011801; 1.1: -0.092639; 1.2: -0.00012423; 1.3: 405; 1.4: -0.0021854; 1.5: -0.092639; 1.6: 405; 1.7: 243; 1.8: 8.4594; 1.9: 2025; 2: 64.4904; 2.1: 95.1008; 2.2: 2874.583; 2.3: 67.8128; 2.4: -2874.6756; 2.5: -67.8149
| 2 | 75.05 | 1: -0.013297; 1.1: -0.10445; 1.2: -0.00014007; 1.3: 405.27; 1.4: -0.0024624; 1.5: -0.10445; 1.6: 405.27; 1.7: 243.162; 1.8: 8.4594; 1.9: 2026.35; 2: 64.5334; 2.1: 95.1013; 2.2: 2878.4011; 2.3: 67.8576; 2.4: -2878.5056; 2.5: -67.8601
| 2 | 75.1 | 1: -0.014907; 1.1: -0.11718; 1.2: -0.00015714; 1.3: 405.54; 1.4: -0.0027606; 1.5: -0.11718; 1.6: 405.54; 1.7: 243.324; 1.8: 8.4594; 1.9: 2027.7; 2: 64.5764; 2.1: 95.1018; 2.2: 2882.2218; 2.3: 67.9024; 2.4: -2882.339; 2.5: -67.9052
| 2 | 75.15 | 1: -0.016633; 1.1: -0.13083; 1.2: -0.00017544; 1.3: 405.81; 1.4: -0.0030801; 1.5: -0.13083; 1.6: 405.81; 1.7: 243.486; 1.8: 8.4594; 1.9: 2029.05; 2: 64.6194; 2.1: 95.1023; 2.2: 2886.0451; 2.3: 67.9473; 2.4: -2886.1759; 2.5: -67.9503
| 2 | 75.2 | 1: -0.018476; 1.1: -0.14542; 1.2: -0.00019501; 1.3: 406.08; 1.4: -0.0034214; 1.5: -0.14542; 1.6: 406.08; 1.7: 243.648; 1.8: 8.4594; 1.9: 2030.4; 2: 64.6624; 2.1: 95.1028; 2.2: 2889.8709; 2.3: 67.9921; 2.4: -2890.0164; 2.5: -67.9955
| 2 | 75.25 | 1: -0.020438; 1.1: -0.16097; 1.2: -0.00021586; 1.3: 406.35; 1.4: -0.0037847; 1.5: -0.16097; 1.6: 406.35; 1.7: 243.81; 1.8: 8.4594; 1.9: 2031.75; 2: 64.7054; 2.1: 95.1034; 2.2: 2893.6994; 2.3: 68.0369; 2.4: -2893.8604; 2.5: -68.0407
| 2 | 75.3 | 1: -0.02252; 1.1: -0.17749; 1.2: -0.00023802; 1.3: 406.62; 1.4: -0.0041704; 1.5: -0.17749; 1.6: 406.62; 1.7: 243.972; 1.8: 8.4594; 1.9: 2033.1; 2: 64.7484; 2.1: 95.1039; 2.2: 2897.5304; 2.3: 68.0818; 2.4: -2897.7079; 2.5: -68.0859
| 2 | 75.35 | 1: -0.024726; 1.1: -0.195; 1.2: -0.0002615; 1.3: 406.89; 1.4: -0.0045788; 1.5: -0.195; 1.6: 406.89; 1.7: 244.134; 1.8: 8.4594; 1.9: 2034.45; 2: 64.7914; 2.1: 95.1044; 2.2: 2901.364; 2.3: 68.1266; 2.4: -2901.559; 2.5: -68.1312
| 2 | 75.4 | 1: -0.027055; 1.1: -0.21352; 1.2: -0.00028633; 1.3: 407.16; 1.4: -0.0050102; 1.5: -0.21352; 1.6: 407.16; 1.7: 244.296; 1.8: 8.4594; 1.9: 2035.8; 2: 64.8344; 2.1: 95.1049; 2.2: 2905.2002; 2.3: 68.1715; 2.4: -2905.4137; 2.5: -68.1765
| 2 | 75.45 | 1: -0.029511; 1.1: -0.23305; 1.2: -0.00031252; 1.3: 407.43; 1.4: -0.0054649; 1.5: -0.23305; 1.6: 407.43; 1.7: 244.458; 1.8: 8.4594; 1.9: 2037.15; 2: 64.8774; 2.1: 95.1054; 2.2: 2909.0389; 2.3: 68.2163; 2.4: -2909.272; 2.5: -68.2218
| 2 | 75.5 | 1: -0.032094; 1.1: -0.25362; 1.2: -0.0003401; 1.3: 407.7; 1.4: -0.0059433; 1.5: -0.25362; 1.6: 407.7; 1.7: 244.62; 1.8: 8.4594; 1.9: 2038.5; 2: 64.9204; 2.1: 95.1059; 2.2: 2912.8803; 2.3: 68.2611; 2.4: -2913.1339; 2.5: -68.2671
| 2 | 75.55 | 1: -0.034806; 1.1: -0.27523; 1.2: -0.0003691; 1.3: 407.97; 1.4: -0.0064456; 1.5: -0.27523; 1.6: 407.97; 1.7: 244.782; 1.8: 8.4594; 1.9: 2039.85; 2: 64.9634; 2.1: 95.1064; 2.2: 2916.7242; 2.3: 68.306; 2.4: -2916.9994; 2.5: -68.3124
| 2 | 75.6 | 1: -0.03765; 1.1: -0.29792; 1.2: -0.00039952; 1.3: 408.24; 1.4: -0.0069723; 1.5: -0.29792; 1.6: 408.24; 1.7: 244.944; 1.8: 8.4594; 1.9: 2041.2; 2: 65.0064; 2.1: 95.1069; 2.2: 2920.5707; 2.3: 68.3508; 2.4: -2920.8686; 2.5: -68.3578
| 2 | 75.65 | 1: -0.040627; 1.1: -0.32169; 1.2: -0.00043139; 1.3: 408.51; 1.4: -0.0075235; 1.5: -0.32169; 1.6: 408.51; 1.7: 245.106; 1.8: 8.4594; 1.9: 2042.55; 2: 65.0494; 2.1: 95.1074; 2.2: 2924.4198; 2.3: 68.3957; 2.4: -2924.7415; 2.5: -68.4032
| 2 | 75.7 | 1: -0.043739; 1.1: -0.34655; 1.2: -0.00046474; 1.3: 408.78; 1.4: -0.0080997; 1.5: -0.34655; 1.6: 408.78; 1.7: 245.268; 1.8: 8.4594; 1.9: 2043.9; 2: 65.0924; 2.1: 95.1079; 2.2: 2928.2714; 2.3: 68.4405; 2.4: -2928.618; 2.5: -68.4486
| 2 | 75.75 | 1: -0.046987; 1.1: -0.37253; 1.2: -0.00049958; 1.3: 409.05; 1.4: -0.0087012; 1.5: -0.37253; 1.6: 409.05; 1.7: 245.43; 1.8: 8.4594; 1.9: 2045.25; 2: 65.1354; 2.1: 95.1084; 2.2: 2932.1257; 2.3: 68.4854; 2.4: -2932.4982; 2.5: -68.4941
| 2 | 75.8 | 1: -0.050373; 1.1: -0.39965; 1.2: -0.00053593; 1.3: 409.32; 1.4: -0.0093283; 1.5: -0.39965; 1.6: 409.32; 1.7: 245.592; 1.8: 8.4594; 1.9: 2046.6; 2: 65.1783; 2.1: 95.1089; 2.2: 2935.9825; 2.3: 68.5302; 2.4: -2936.3821; 2.5: -68.5395
| 2 | 75.85 | 1: -0.0539; 1.1: -0.42791; 1.2: -0.00057383; 1.3: 409.59; 1.4: -0.0099814; 1.5: -0.42791; 1.6: 409.59; 1.7: 245.754; 1.8: 8.4594; 1.9: 2047.95; 2: 65.2213; 2.1: 95.1094; 2.2: 2939.8419; 2.3: 68.5751; 2.4: -2940.2698; 2.5: -68.585
| 2 | 75.9 | 1: -0.057568; 1.1: -0.45733; 1.2: -0.00061329; 1.3: 409.86; 1.4: -0.010661; 1.5: -0.45733; 1.6: 409.86; 1.7: 245.916; 1.8: 8.4594; 1.9: 2049.3; 2: 65.2643; 2.1: 95.1099; 2.2: 2943.7038; 2.3: 68.6199; 2.4: -2944.1612; 2.5: -68.6306
| 2 | 75.95 | 1: -0.06138; 1.1: -0.48794; 1.2: -0.00065433; 1.3: 410.13; 1.4: -0.011367; 1.5: -0.48794; 1.6: 410.13; 1.7: 246.078; 1.8: 8.4594; 1.9: 2050.65; 2: 65.3073; 2.1: 95.1104; 2.2: 2947.5684; 2.3: 68.6648; 2.4: -2948.0563; 2.5: -68.6761
| 2 | 76 | 1: -0.065338; 1.1: -0.51974; 1.2: -0.00069698; 1.3: 410.4; 1.4: -0.0121; 1.5: -0.51974; 1.6: 410.4; 1.7: 246.24; 1.8: 8.4594; 1.9: 2052; 2: 65.3503; 2.1: 95.1109; 2.2: 2951.4355; 2.3: 68.7096; 2.4: -2951.9552; 2.5: -68.7217
| 2 | 76.05 | 1: -0.069443; 1.1: -0.55276; 1.2: -0.00074126; 1.3: 410.67; 1.4: -0.01286; 1.5: -0.55276; 1.6: 410.67; 1.7: 246.402; 1.8: 8.4594; 1.9: 2053.35; 2: 65.3933; 2.1: 95.1114; 2.2: 2955.3052; 2.3: 68.7545; 2.4: -2955.8579; 2.5: -68.7673
| 2 | 76.1 | 1: -0.073697; 1.1: -0.587; 1.2: -0.00078719; 1.3: 410.94; 1.4: -0.013648; 1.5: -0.587; 1.6: 410.94; 1.7: 246.564; 1.8: 8.4594; 1.9: 2054.7; 2: 65.4363; 2.1: 95.1118; 2.2: 2959.1775; 2.3: 68.7993; 2.4: -2959.7645; 2.5: -68.813
| 2 | 76.15 | 1: -0.078102; 1.1: -0.6225; 1.2: -0.00083479; 1.3: 411.21; 1.4: -0.014463; 1.5: -0.6225; 1.6: 411.21; 1.7: 246.726; 1.8: 8.4594; 1.9: 2056.05; 2: 65.4793; 2.1: 95.1123; 2.2: 2963.0523; 2.3: 68.8442; 2.4: -2963.6748; 2.5: -68.8586
| 2 | 76.2 | 1: -0.08266; 1.1: -0.65926; 1.2: -0.00088409; 1.3: 411.48; 1.4: -0.015307; 1.5: -0.65926; 1.6: 411.48; 1.7: 246.888; 1.8: 8.4594; 1.9: 2057.4; 2: 65.5223; 2.1: 95.1128; 2.2: 2966.9297; 2.3: 68.889; 2.4: -2967.589; 2.5: -68.9043
| 2 | 76.25 | 1: -0.087373; 1.1: -0.69731; 1.2: -0.0009351; 1.3: 411.75; 1.4: -0.01618; 1.5: -0.69731; 1.6: 411.75; 1.7: 247.05; 1.8: 8.4594; 1.9: 2058.75; 2: 65.5653; 2.1: 95.1133; 2.2: 2970.8097; 2.3: 68.9339; 2.4: -2971.507; 2.5: -68.9501
| 2 | 76.3 | 1: -0.092242; 1.1: -0.73665; 1.2: -0.00098786; 1.3: 412.02; 1.4: -0.017082; 1.5: -0.73665; 1.6: 412.02; 1.7: 247.212; 1.8: 8.4594; 1.9: 2060.1; 2: 65.6083; 2.1: 95.1137; 2.2: 2974.6923; 2.3: 68.9788; 2.4: -2975.4289; 2.5: -68.9958
| 2 | 76.35 | 1: -0.09727; 1.1: -0.77731; 1.2: -0.0010424; 1.3: 412.29; 1.4: -0.018013; 1.5: -0.77731; 1.6: 412.29; 1.7: 247.374; 1.8: 8.4594; 1.9: 2061.45; 2: 65.6513; 2.1: 95.1142; 2.2: 2978.5774; 2.3: 69.0236; 2.4: -2979.3548; 2.5: -69.0416
| 2 | 76.4 | 1: -0.10246; 1.1: -0.81931; 1.2: -0.0010987; 1.3: 412.56; 1.4: -0.018974; 1.5: -0.81931; 1.6: 412.56; 1.7: 247.536; 1.8: 8.4594; 1.9: 2062.8; 2: 65.6943; 2.1: 95.1147; 2.2: 2982.4652; 2.3: 69.0685; 2.4: -2983.2845; 2.5: -69.0874
| 2 | 76.45 | 1: -0.10781; 1.1: -0.86266; 1.2: -0.0011568; 1.3: 412.83; 1.4: -0.019964; 1.5: -0.86266; 1.6: 412.83; 1.7: 247.698; 1.8: 8.4594; 1.9: 2064.15; 2: 65.7373; 2.1: 95.1152; 2.2: 2986.3555; 2.3: 69.1133; 2.4: -2987.2181; 2.5: -69.1333
| 2 | 76.5 | 1: -0.11332; 1.1: -0.90737; 1.2: -0.0012168; 1.3: 413.1; 1.4: -0.020986; 1.5: -0.90737; 1.6: 413.1; 1.7: 247.86; 1.8: 8.4594; 1.9: 2065.5; 2: 65.7803; 2.1: 95.1156; 2.2: 2990.2483; 2.3: 69.1582; 2.4: -2991.1557; 2.5: -69.1792
| 2 | 76.55 | 1: -0.119; 1.1: -0.95348; 1.2: -0.0012786; 1.3: 413.37; 1.4: -0.022038; 1.5: -0.95348; 1.6: 413.37; 1.7: 248.022; 1.8: 8.4594; 1.9: 2066.85; 2: 65.8232; 2.1: 95.1161; 2.2: 2994.1438; 2.3: 69.2031; 2.4: -2995.0972; 2.5: -69.2251
| 2 | 76.6 | 1: -0.12485; 1.1: -1.001; 1.2: -0.0013423; 1.3: 413.64; 1.4: -0.023121; 1.5: -1.001; 1.6: 413.64; 1.7: 248.184; 1.8: 8.4594; 1.9: 2068.2; 2: 65.8662; 2.1: 95.1166; 2.2: 2998.0418; 2.3: 69.2479; 2.4: -2999.0428; 2.5: -69.271
| 2 | 76.65 | 1: -0.13087; 1.1: -1.0499; 1.2: -0.001408; 1.3: 413.91; 1.4: -0.024235; 1.5: -1.0499; 1.6: 413.91; 1.7: 248.346; 1.8: 8.4594; 1.9: 2069.55; 2: 65.9092; 2.1: 95.117; 2.2: 3001.9423; 2.3: 69.2928; 2.4: -3002.9923; 2.5: -69.317
| 2 | 76.7 | 1: -0.13706; 1.1: -1.1003; 1.2: -0.0014755; 1.3: 414.18; 1.4: -0.025381; 1.5: -1.1003; 1.6: 414.18; 1.7: 248.508; 1.8: 8.4594; 1.9: 2070.9; 2: 65.9522; 2.1: 95.1175; 2.2: 3005.8455; 2.3: 69.3377; 2.4: -3006.9458; 2.5: -69.363
| 2 | 76.75 | 1: -0.14342; 1.1: -1.1521; 1.2: -0.001545; 1.3: 414.45; 1.4: -0.02656; 1.5: -1.1521; 1.6: 414.45; 1.7: 248.67; 1.8: 8.4594; 1.9: 2072.25; 2: 65.9952; 2.1: 95.1179; 2.2: 3009.7512; 2.3: 69.3825; 2.4: -3010.9034; 2.5: -69.4091
| 2 | 76.8 | 1: -0.14996; 1.1: -1.2055; 1.2: -0.0016165; 1.3: 414.72; 1.4: -0.027771; 1.5: -1.2055; 1.6: 414.72; 1.7: 248.832; 1.8: 8.4594; 1.9: 2073.6; 2: 66.0382; 2.1: 95.1184; 2.2: 3013.6595; 2.3: 69.4274; 2.4: -3014.865; 2.5: -69.4552
| 2 | 76.85 | 1: -0.15668; 1.1: -1.2603; 1.2: -0.00169; 1.3: 414.99; 1.4: -0.029015; 1.5: -1.2603; 1.6: 414.99; 1.7: 248.994; 1.8: 8.4594; 1.9: 2074.95; 2: 66.0812; 2.1: 95.1189; 2.2: 3017.5704; 2.3: 69.4723; 2.4: -3018.8306; 2.5: -69.5013
| 2 | 76.9 | 1: -0.16357; 1.1: -1.3166; 1.2: -0.0017656; 1.3: 415.26; 1.4: -0.030292; 1.5: -1.3166; 1.6: 415.26; 1.7: 249.156; 1.8: 8.4594; 1.9: 2076.3; 2: 66.1242; 2.1: 95.1193; 2.2: 3021.4838; 2.3: 69.5171; 2.4: -3022.8004; 2.5: -69.5474
| 2 | 76.95 | 1: -0.17065; 1.1: -1.3744; 1.2: -0.0018432; 1.3: 415.53; 1.4: -0.031602; 1.5: -1.3744; 1.6: 415.53; 1.7: 249.318; 1.8: 8.4594; 1.9: 2077.65; 2: 66.1672; 2.1: 95.1198; 2.2: 3025.3998; 2.3: 69.562; 2.4: -3026.7742; 2.5: -69.5936
| 2 | 77 | 1: -0.17791; 1.1: -1.4339; 1.2: -0.0019228; 1.3: 415.8; 1.4: -0.032947; 1.5: -1.4339; 1.6: 415.8; 1.7: 249.48; 1.8: 8.4594; 1.9: 2079; 2: 66.2102; 2.1: 95.1202; 2.2: 3029.3184; 2.3: 69.6069; 2.4: -3030.7522; 2.5: -69.6398
| 2 | 77.05 | 1: -0.18536; 1.1: -1.4948; 1.2: -0.0020046; 1.3: 416.07; 1.4: -0.034326; 1.5: -1.4948; 1.6: 416.07; 1.7: 249.642; 1.8: 8.4594; 1.9: 2080.35; 2: 66.2532; 2.1: 95.1207; 2.2: 3033.2395; 2.3: 69.6517; 2.4: -3034.7343; 2.5: -69.6861
| 2 | 77.1 | 1: -0.19299; 1.1: -1.5574; 1.2: -0.0020885; 1.3: 416.34; 1.4: -0.03574; 1.5: -1.5574; 1.6: 416.34; 1.7: 249.804; 1.8: 8.4594; 1.9: 2081.7; 2: 66.2962; 2.1: 95.1211; 2.2: 3037.1632; 2.3: 69.6966; 2.4: -3038.7206; 2.5: -69.7323
| 2 | 77.15 | 1: -0.20082; 1.1: -1.6216; 1.2: -0.0021746; 1.3: 416.61; 1.4: -0.037188; 1.5: -1.6216; 1.6: 416.61; 1.7: 249.966; 1.8: 8.4594; 1.9: 2083.05; 2: 66.3392; 2.1: 95.1216; 2.2: 3041.0895; 2.3: 69.7415; 2.4: -3042.7111; 2.5: -69.7787
| 2 | 77.2 | 1: -0.20883; 1.1: -1.6874; 1.2: -0.0022629; 1.3: 416.88; 1.4: -0.038673; 1.5: -1.6874; 1.6: 416.88; 1.7: 250.128; 1.8: 8.4594; 1.9: 2084.4; 2: 66.3822; 2.1: 95.122; 2.2: 3045.0183; 2.3: 69.7863; 2.4: -3046.7057; 2.5: -69.825
| 2 | 77.25 | 1: -0.21704; 1.1: -1.7549; 1.2: -0.0023533; 1.3: 417.15; 1.4: -0.040193; 1.5: -1.7549; 1.6: 417.15; 1.7: 250.29; 1.8: 8.4594; 1.9: 2085.75; 2: 66.4252; 2.1: 95.1224; 2.2: 3048.9497; 2.3: 69.8312; 2.4: -3050.7046; 2.5: -69.8714
| 2 | 77.3 | 1: -0.22544; 1.1: -1.824; 1.2: -0.002446; 1.3: 417.42; 1.4: -0.041749; 1.5: -1.824; 1.6: 417.42; 1.7: 250.452; 1.8: 8.4594; 1.9: 2087.1; 2: 66.4682; 2.1: 95.1229; 2.2: 3052.8837; 2.3: 69.8761; 2.4: -3054.7077; 2.5: -69.9178
| 2 | 77.35 | 1: -0.23404; 1.1: -1.8948; 1.2: -0.002541; 1.3: 417.69; 1.4: -0.043341; 1.5: -1.8948; 1.6: 417.69; 1.7: 250.614; 1.8: 8.4594; 1.9: 2088.45; 2: 66.5111; 2.1: 95.1233; 2.2: 3056.8202; 2.3: 69.921; 2.4: -3058.715; 2.5: -69.9643
| 2 | 77.4 | 1: -0.24284; 1.1: -1.9673; 1.2: -0.0026382; 1.3: 417.96; 1.4: -0.044971; 1.5: -1.9673; 1.6: 417.96; 1.7: 250.776; 1.8: 8.4594; 1.9: 2089.8; 2: 66.5541; 2.1: 95.1238; 2.2: 3060.7593; 2.3: 69.9658; 2.4: -3062.7266; 2.5: -70.0108
| 2 | 77.45 | 1: -0.25185; 1.1: -2.0416; 1.2: -0.0027378; 1.3: 418.23; 1.4: -0.046638; 1.5: -2.0416; 1.6: 418.23; 1.7: 250.938; 1.8: 8.4594; 1.9: 2091.15; 2: 66.5971; 2.1: 95.1242; 2.2: 3064.7009; 2.3: 70.0107; 2.4: -3066.7425; 2.5: -70.0574
| 2 | 77.5 | 1: -0.26105; 1.1: -2.1176; 1.2: -0.0028397; 1.3: 418.5; 1.4: -0.048343; 1.5: -2.1176; 1.6: 418.5; 1.7: 251.1; 1.8: 8.4594; 1.9: 2092.5; 2: 66.6401; 2.1: 95.1246; 2.2: 3068.6452; 2.3: 70.0556; 2.4: -3070.7627; 2.5: -70.1039
| 2 | 77.55 | 1: -0.27046; 1.1: -2.1953; 1.2: -0.002944; 1.3: 418.77; 1.4: -0.050086; 1.5: -2.1953; 1.6: 418.77; 1.7: 251.262; 1.8: 8.4594; 1.9: 2093.85; 2: 66.6831; 2.1: 95.1251; 2.2: 3072.5919; 2.3: 70.1005; 2.4: -3074.7873; 2.5: -70.1506
| 2 | 77.6 | 1: -0.28008; 1.1: -2.2749; 1.2: -0.0030506; 1.3: 419.04; 1.4: -0.051867; 1.5: -2.2749; 1.6: 419.04; 1.7: 251.424; 1.8: 8.4594; 1.9: 2095.2; 2: 66.7261; 2.1: 95.1255; 2.2: 3076.5413; 2.3: 70.1453; 2.4: -3078.8161; 2.5: -70.1972
| 2 | 77.65 | 1: -0.28991; 1.1: -2.3562; 1.2: -0.0031597; 1.3: 419.31; 1.4: -0.053687; 1.5: -2.3562; 1.6: 419.31; 1.7: 251.586; 1.8: 8.4594; 1.9: 2096.55; 2: 66.7691; 2.1: 95.1259; 2.2: 3080.4932; 2.3: 70.1902; 2.4: -3082.8494; 2.5: -70.2439
| 2 | 77.7 | 1: -0.29995; 1.1: -2.4394; 1.2: -0.0032713; 1.3: 419.58; 1.4: -0.055546; 1.5: -2.4394; 1.6: 419.58; 1.7: 251.748; 1.8: 8.4594; 1.9: 2097.9; 2: 66.8121; 2.1: 95.1264; 2.2: 3084.4476; 2.3: 70.2351; 2.4: -3086.887; 2.5: -70.2907
| 2 | 77.75 | 1: -0.3102; 1.1: -2.5244; 1.2: -0.0033853; 1.3: 419.85; 1.4: -0.057445; 1.5: -2.5244; 1.6: 419.85; 1.7: 251.91; 1.8: 8.4594; 1.9: 2099.25; 2: 66.8551; 2.1: 95.1268; 2.2: 3088.4047; 2.3: 70.28; 2.4: -3090.929; 2.5: -70.3374
| 2 | 77.8 | 1: -0.32067; 1.1: -2.6113; 1.2: -0.0035018; 1.3: 420.12; 1.4: -0.059384; 1.5: -2.6113; 1.6: 420.12; 1.7: 252.072; 1.8: 8.4594; 1.9: 2100.6; 2: 66.8981; 2.1: 95.1272; 2.2: 3092.3642; 2.3: 70.3249; 2.4: -3094.9755; 2.5: -70.3842
| 2 | 77.85 | 1: -0.33136; 1.1: -2.7; 1.2: -0.0036208; 1.3: 420.39; 1.4: -0.061364; 1.5: -2.7; 1.6: 420.39; 1.7: 252.234; 1.8: 8.4594; 1.9: 2101.95; 2: 66.9411; 2.1: 95.1277; 2.2: 3096.3264; 2.3: 70.3697; 2.4: -3099.0264; 2.5: -70.4311
| 2 | 77.9 | 1: -0.34227; 1.1: -2.7907; 1.2: -0.0037424; 1.3: 420.66; 1.4: -0.063384; 1.5: -2.7907; 1.6: 420.66; 1.7: 252.396; 1.8: 8.4594; 1.9: 2103.3; 2: 66.9841; 2.1: 95.1281; 2.2: 3100.2911; 2.3: 70.4146; 2.4: -3103.0818; 2.5: -70.478
| 2 | 77.95 | 1: -0.3534; 1.1: -2.8833; 1.2: -0.0038666; 1.3: 420.93; 1.4: -0.065445; 1.5: -2.8833; 1.6: 420.93; 1.7: 252.558; 1.8: 8.4594; 1.9: 2104.65; 2: 67.0271; 2.1: 95.1285; 2.2: 3104.2583; 2.3: 70.4595; 2.4: -3107.1416; 2.5: -70.5249
| 2 | 78 | 1: -0.36476; 1.1: -2.9779; 1.2: -0.0039934; 1.3: 421.2; 1.4: -0.067548; 1.5: -2.9779; 1.6: 421.2; 1.7: 252.72; 1.8: 8.4594; 1.9: 2106; 2: 67.0701; 2.1: 95.1289; 2.2: 3108.2281; 2.3: 70.5044; 2.4: -3111.206; 2.5: -70.5719
| 2 | 78.05 | 1: -0.37634; 1.1: -3.0744; 1.2: -0.0041229; 1.3: 421.47; 1.4: -0.069693; 1.5: -3.0744; 1.6: 421.47; 1.7: 252.882; 1.8: 8.4594; 1.9: 2107.35; 2: 67.1131; 2.1: 95.1293; 2.2: 3112.2005; 2.3: 70.5493; 2.4: -3115.2749; 2.5: -70.619
| 2 | 78.1 | 1: -0.38815; 1.1: -3.1729; 1.2: -0.004255; 1.3: 421.74; 1.4: -0.07188; 1.5: -3.1729; 1.6: 421.74; 1.7: 253.044; 1.8: 8.4594; 1.9: 2108.7; 2: 67.1561; 2.1: 95.1298; 2.2: 3116.1754; 2.3: 70.5941; 2.4: -3119.3483; 2.5: -70.666
| 2 | 78.15 | 1: -0.40019; 1.1: -3.2735; 1.2: -0.0043898; 1.3: 422.01; 1.4: -0.07411; 1.5: -3.2735; 1.6: 422.01; 1.7: 253.206; 1.8: 8.4594; 1.9: 2110.05; 2: 67.199; 2.1: 95.1302; 2.2: 3120.1528; 2.3: 70.639; 2.4: -3123.4263; 2.5: -70.7131
| 2 | 78.2 | 1: -0.41247; 1.1: -3.376; 1.2: -0.0045273; 1.3: 422.28; 1.4: -0.076383; 1.5: -3.376; 1.6: 422.28; 1.7: 253.368; 1.8: 8.4594; 1.9: 2111.4; 2: 67.242; 2.1: 95.1306; 2.2: 3124.1329; 2.3: 70.6839; 2.4: -3127.5089; 2.5: -70.7603
| 2 | 78.25 | 1: -0.42498; 1.1: -3.4806; 1.2: -0.0046676; 1.3: 422.55; 1.4: -0.0787; 1.5: -3.4806; 1.6: 422.55; 1.7: 253.53; 1.8: 8.4594; 1.9: 2112.75; 2: 67.285; 2.1: 95.131; 2.2: 3128.1154; 2.3: 70.7288; 2.4: -3131.5961; 2.5: -70.8075
| 2 | 78.3 | 1: -0.43773; 1.1: -3.5873; 1.2: -0.0048107; 1.3: 422.82; 1.4: -0.08106; 1.5: -3.5873; 1.6: 422.82; 1.7: 253.692; 1.8: 8.4594; 1.9: 2114.1; 2: 67.328; 2.1: 95.1314; 2.2: 3132.1005; 2.3: 70.7737; 2.4: -3135.6879; 2.5: -70.8547
| 2 | 78.35 | 1: -0.45071; 1.1: -3.6961; 1.2: -0.0049566; 1.3: 423.09; 1.4: -0.083465; 1.5: -3.6961; 1.6: 423.09; 1.7: 253.854; 1.8: 8.4594; 1.9: 2115.45; 2: 67.371; 2.1: 95.1319; 2.2: 3136.0882; 2.3: 70.8186; 2.4: -3139.7844; 2.5: -70.902
| 2 | 78.4 | 1: -0.46394; 1.1: -3.807; 1.2: -0.0051053; 1.3: 423.36; 1.4: -0.085915; 1.5: -3.807; 1.6: 423.36; 1.7: 254.016; 1.8: 8.4594; 1.9: 2116.8; 2: 67.414; 2.1: 95.1323; 2.2: 3140.0784; 2.3: 70.8634; 2.4: -3143.8855; 2.5: -70.9494
| 2 | 78.45 | 1: -0.47742; 1.1: -3.9201; 1.2: -0.0052569; 1.3: 423.63; 1.4: -0.08841; 1.5: -3.9201; 1.6: 423.63; 1.7: 254.178; 1.8: 8.4594; 1.9: 2118.15; 2: 67.457; 2.1: 95.1327; 2.2: 3144.0712; 2.3: 70.9083; 2.4: -3147.9913; 2.5: -70.9967
| 2 | 78.5 | 1: -0.49113; 1.1: -4.0353; 1.2: -0.0054115; 1.3: 423.9; 1.4: -0.090951; 1.5: -4.0353; 1.6: 423.9; 1.7: 254.34; 1.8: 8.4594; 1.9: 2119.5; 2: 67.5; 2.1: 95.1331; 2.2: 3148.0665; 2.3: 70.9532; 2.4: -3152.1018; 2.5: -71.0442
| 2 | 78.55 | 1: -0.5051; 1.1: -4.1527; 1.2: -0.0055689; 1.3: 424.17; 1.4: -0.093538; 1.5: -4.1527; 1.6: 424.17; 1.7: 254.502; 1.8: 8.4594; 1.9: 2120.85; 2: 67.543; 2.1: 95.1335; 2.2: 3152.0644; 2.3: 70.9981; 2.4: -3156.2171; 2.5: -71.0916
| 2 | 78.6 | 1: -0.51932; 1.1: -4.2724; 1.2: -0.0057293; 1.3: 424.44; 1.4: -0.096171; 1.5: -4.2724; 1.6: 424.44; 1.7: 254.664; 1.8: 8.4594; 1.9: 2122.2; 2: 67.586; 2.1: 95.1339; 2.2: 3156.0648; 2.3: 71.043; 2.4: -3160.3371; 2.5: -71.1392
| 2 | 78.65 | 1: -0.53379; 1.1: -4.3942; 1.2: -0.0058927; 1.3: 424.71; 1.4: -0.098851; 1.5: -4.3942; 1.6: 424.71; 1.7: 254.826; 1.8: 8.4594; 1.9: 2123.55; 2: 67.629; 2.1: 95.1343; 2.2: 3160.0677; 2.3: 71.0879; 2.4: -3164.4619; 2.5: -71.1867
| 2 | 78.7 | 1: -0.54852; 1.1: -4.5183; 1.2: -0.0060591; 1.3: 424.98; 1.4: -0.10158; 1.5: -4.5183; 1.6: 424.98; 1.7: 254.988; 1.8: 8.4594; 1.9: 2124.9; 2: 67.672; 2.1: 95.1348; 2.2: 3164.0732; 2.3: 71.1328; 2.4: -3168.5915; 2.5: -71.2343
| 2 | 78.75 | 1: -0.5635; 1.1: -4.6447; 1.2: -0.0062286; 1.3: 425.25; 1.4: -0.10435; 1.5: -4.6447; 1.6: 425.25; 1.7: 255.15; 1.8: 8.4594; 1.9: 2126.25; 2: 67.715; 2.1: 95.1352; 2.2: 3168.0813; 2.3: 71.1776; 2.4: -3172.726; 2.5: -71.282
| 2 | 78.8 | 1: -0.57875; 1.1: -4.7734; 1.2: -0.0064012; 1.3: 425.52; 1.4: -0.10718; 1.5: -4.7734; 1.6: 425.52; 1.7: 255.312; 1.8: 8.4594; 1.9: 2127.6; 2: 67.758; 2.1: 95.1356; 2.2: 3172.0919; 2.3: 71.2225; 2.4: -3176.8652; 2.5: -71.3297
| 2 | 78.85 | 1: -0.59425; 1.1: -4.9044; 1.2: -0.0065768; 1.3: 425.79; 1.4: -0.11005; 1.5: -4.9044; 1.6: 425.79; 1.7: 255.474; 1.8: 8.4594; 1.9: 2128.95; 2: 67.801; 2.1: 95.136; 2.2: 3176.105; 2.3: 71.2674; 2.4: -3181.0093; 2.5: -71.3775
| 2 | 78.9 | 1: -0.61002; 1.1: -5.0377; 1.2: -0.0067557; 1.3: 426.06; 1.4: -0.11297; 1.5: -5.0377; 1.6: 426.06; 1.7: 255.636; 1.8: 8.4594; 1.9: 2130.3; 2: 67.8439; 2.1: 95.1364; 2.2: 3180.1206; 2.3: 71.3123; 2.4: -3185.1583; 2.5: -71.4253
| 2 | 78.95 | 1: -0.62606; 1.1: -5.1734; 1.2: -0.0069377; 1.3: 426.33; 1.4: -0.11594; 1.5: -5.1734; 1.6: 426.33; 1.7: 255.798; 1.8: 8.4594; 1.9: 2131.65; 2: 67.8869; 2.1: 95.1368; 2.2: 3184.1388; 2.3: 71.3572; 2.4: -3189.3123; 2.5: -71.4731
| 2 | 79 | 1: -0.64237; 1.1: -5.3115; 1.2: -0.0071229; 1.3: 426.6; 1.4: -0.11896; 1.5: -5.3115; 1.6: 426.6; 1.7: 255.96; 1.8: 8.4594; 1.9: 2133; 2: 67.9299; 2.1: 95.1372; 2.2: 3188.1596; 2.3: 71.4021; 2.4: -3193.4711; 2.5: -71.521
| 2 | 79.05 | 1: -0.65894; 1.1: -5.452; 1.2: -0.0073113; 1.3: 426.87; 1.4: -0.12203; 1.5: -5.452; 1.6: 426.87; 1.7: 256.122; 1.8: 8.4594; 1.9: 2134.35; 2: 67.9729; 2.1: 95.1376; 2.2: 3192.1829; 2.3: 71.447; 2.4: -3197.6349; 2.5: -71.569
| 2 | 79.1 | 1: -0.67579; 1.1: -5.595; 1.2: -0.007503; 1.3: 427.14; 1.4: -0.12515; 1.5: -5.595; 1.6: 427.14; 1.7: 256.284; 1.8: 8.4594; 1.9: 2135.7; 2: 68.0159; 2.1: 95.138; 2.2: 3196.2087; 2.3: 71.4918; 2.4: -3201.8037; 2.5: -71.617
| 2 | 79.15 | 1: -0.69292; 1.1: -5.7404; 1.2: -0.007698; 1.3: 427.41; 1.4: -0.12832; 1.5: -5.7404; 1.6: 427.41; 1.7: 256.446; 1.8: 8.4594; 1.9: 2137.05; 2: 68.0589; 2.1: 95.1384; 2.2: 3200.237; 2.3: 71.5367; 2.4: -3205.9774; 2.5: -71.665
| 2 | 79.2 | 1: -0.71032; 1.1: -5.8883; 1.2: -0.0078963; 1.3: 427.68; 1.4: -0.13154; 1.5: -5.8883; 1.6: 427.68; 1.7: 256.608; 1.8: 8.4594; 1.9: 2138.4; 2: 68.1019; 2.1: 95.1388; 2.2: 3204.2679; 2.3: 71.5816; 2.4: -3210.1562; 2.5: -71.7132
| 2 | 79.25 | 1: -0.72801; 1.1: -6.0387; 1.2: -0.008098; 1.3: 427.95; 1.4: -0.13482; 1.5: -6.0387; 1.6: 427.95; 1.7: 256.77; 1.8: 8.4594; 1.9: 2139.75; 2: 68.1449; 2.1: 95.1392; 2.2: 3208.3013; 2.3: 71.6265; 2.4: -3214.34; 2.5: -71.7613
| 2 | 79.3 | 1: -0.74598; 1.1: -6.1916; 1.2: -0.0083031; 1.3: 428.22; 1.4: -0.13814; 1.5: -6.1916; 1.6: 428.22; 1.7: 256.932; 1.8: 8.4594; 1.9: 2141.1; 2: 68.1879; 2.1: 95.1396; 2.2: 3212.3373; 2.3: 71.6714; 2.4: -3218.5289; 2.5: -71.8095
| 2 | 79.35 | 1: -0.76423; 1.1: -6.3471; 1.2: -0.0085117; 1.3: 428.49; 1.4: -0.14152; 1.5: -6.3471; 1.6: 428.49; 1.7: 257.094; 1.8: 8.4594; 1.9: 2142.45; 2: 68.2309; 2.1: 95.14; 2.2: 3216.3757; 2.3: 71.7163; 2.4: -3222.7229; 2.5: -71.8578
| 2 | 79.4 | 1: -0.78277; 1.1: -6.5052; 1.2: -0.0087236; 1.3: 428.76; 1.4: -0.14496; 1.5: -6.5052; 1.6: 428.76; 1.7: 257.256; 1.8: 8.4594; 1.9: 2143.8; 2: 68.2739; 2.1: 95.1404; 2.2: 3220.4168; 2.3: 71.7612; 2.4: -3226.922; 2.5: -71.9061
| 2 | 79.45 | 1: -0.8016; 1.1: -6.6659; 1.2: -0.0089391; 1.3: 429.03; 1.4: -0.14844; 1.5: -6.6659; 1.6: 429.03; 1.7: 257.418; 1.8: 8.4594; 1.9: 2145.15; 2: 68.3169; 2.1: 95.1409; 2.2: 3224.4603; 2.3: 71.806; 2.4: -3231.1262; 2.5: -71.9545
| 2 | 79.5 | 1: -0.82072; 1.1: -6.8292; 1.2: -0.0091581; 1.3: 429.3; 1.4: -0.15199; 1.5: -6.8292; 1.6: 429.3; 1.7: 257.58; 1.8: 8.4594; 1.9: 2146.5; 2: 68.3599; 2.1: 95.1413; 2.2: 3228.5064; 2.3: 71.8509; 2.4: -3235.3356; 2.5: -72.0029
| 2 | 79.55 | 1: -0.84014; 1.1: -6.9952; 1.2: -0.0093807; 1.3: 429.57; 1.4: -0.15558; 1.5: -6.9952; 1.6: 429.57; 1.7: 257.742; 1.8: 8.4594; 1.9: 2147.85; 2: 68.4029; 2.1: 95.1417; 2.2: 3232.5549; 2.3: 71.8958; 2.4: -3239.5501; 2.5: -72.0514
| 2 | 79.6 | 1: -0.85985; 1.1: -7.1638; 1.2: -0.0096069; 1.3: 429.84; 1.4: -0.15923; 1.5: -7.1638; 1.6: 429.84; 1.7: 257.904; 1.8: 8.4594; 1.9: 2149.2; 2: 68.4459; 2.1: 95.1421; 2.2: 3236.6061; 2.3: 71.9407; 2.4: -3243.7699; 2.5: -72.0999
| 2 | 79.65 | 1: -0.87987; 1.1: -7.3352; 1.2: -0.0098366; 1.3: 430.11; 1.4: -0.16294; 1.5: -7.3352; 1.6: 430.11; 1.7: 258.066; 1.8: 8.4594; 1.9: 2150.55; 2: 68.4889; 2.1: 95.1425; 2.2: 3240.6597; 2.3: 71.9856; 2.4: -3247.9949; 2.5: -72.1485
| 2 | 79.7 | 1: -0.90018; 1.1: -7.5093; 1.2: -0.01007; 1.3: 430.38; 1.4: -0.1667; 1.5: -7.5093; 1.6: 430.38; 1.7: 258.228; 1.8: 8.4594; 1.9: 2151.9; 2: 68.5318; 2.1: 95.1429; 2.2: 3244.7159; 2.3: 72.0305; 2.4: -3252.2251; 2.5: -72.1972
| 2 | 79.75 | 1: -0.9208; 1.1: -7.6861; 1.2: -0.010307; 1.3: 430.65; 1.4: -0.17052; 1.5: -7.6861; 1.6: 430.65; 1.7: 258.39; 1.8: 8.4594; 1.9: 2153.25; 2: 68.5748; 2.1: 95.1433; 2.2: 3248.7745; 2.3: 72.0753; 2.4: -3256.4606; 2.5: -72.2459
| 2 | 79.8 | 1: -0.94173; 1.1: -7.8657; 1.2: -0.010548; 1.3: 430.92; 1.4: -0.17439; 1.5: -7.8657; 1.6: 430.92; 1.7: 258.552; 1.8: 8.4594; 1.9: 2154.6; 2: 68.6178; 2.1: 95.1437; 2.2: 3252.8357; 2.3: 72.1202; 2.4: -3260.7015; 2.5: -72.2946
| 2 | 79.85 | 1: -0.96297; 1.1: -8.0481; 1.2: -0.010793; 1.3: 431.19; 1.4: -0.17833; 1.5: -8.0481; 1.6: 431.19; 1.7: 258.714; 1.8: 8.4594; 1.9: 2155.95; 2: 68.6608; 2.1: 95.1441; 2.2: 3256.8995; 2.3: 72.1651; 2.4: -3264.9476; 2.5: -72.3434
| 2 | 79.9 | 1: -0.98452; 1.1: -8.2334; 1.2: -0.011041; 1.3: 431.46; 1.4: -0.18232; 1.5: -8.2334; 1.6: 431.46; 1.7: 258.876; 1.8: 8.4594; 1.9: 2157.3; 2: 68.7038; 2.1: 95.1445; 2.2: 3260.9657; 2.3: 72.21; 2.4: -3269.1991; 2.5: -72.3923
| 2 | 79.95 | 1: -1.0064; 1.1: -8.4215; 1.2: -0.011293; 1.3: 431.73; 1.4: -0.18637; 1.5: -8.4215; 1.6: 431.73; 1.7: 259.038; 1.8: 8.4594; 1.9: 2158.65; 2: 68.7468; 2.1: 95.1449; 2.2: 3265.0345; 2.3: 72.2549; 2.4: -3273.4559; 2.5: -72.4412
| 2 | 80 | 1: -1.0286; 1.1: -8.6125; 1.2: -0.011549; 1.3: 432; 1.4: -0.19047; 1.5: -8.6125; 1.6: 432; 1.7: 259.2; 1.8: 8.4594; 1.9: 2160; 2: 68.7898; 2.1: 95.1453; 2.2: 3269.1057; 2.3: 72.2998; 2.4: -3277.7182; 2.5: -72.4902
| 2 | 80.05 | 1: -1.0511; 1.1: -8.8063; 1.2: -0.01181; 1.3: 432.27; 1.4: -0.19464; 1.5: -8.8063; 1.6: 432.27; 1.7: 259.362; 1.8: 8.4594; 1.9: 2161.35; 2: 68.8328; 2.1: 95.1457; 2.2: 3273.1795; 2.3: 72.3446; 2.4: -3281.9859; 2.5: -72.5393
| 2 | 80.1 | 1: -1.0739; 1.1: -9.0032; 1.2: -0.012073; 1.3: 432.54; 1.4: -0.19887; 1.5: -9.0032; 1.6: 432.54; 1.7: 259.524; 1.8: 8.4594; 1.9: 2162.7; 2: 68.8758; 2.1: 95.1461; 2.2: 3277.2558; 2.3: 72.3895; 2.4: -3286.259; 2.5: -72.5884
| 2 | 80.15 | 1: -1.097; 1.1: -9.2029; 1.2: -0.012341; 1.3: 432.81; 1.4: -0.20315; 1.5: -9.2029; 1.6: 432.81; 1.7: 259.686; 1.8: 8.4594; 1.9: 2164.05; 2: 68.9188; 2.1: 95.1465; 2.2: 3281.3346; 2.3: 72.4344; 2.4: -3290.5376; 2.5: -72.6375
| 2 | 80.2 | 1: -1.1205; 1.1: -9.4057; 1.2: -0.012613; 1.3: 433.08; 1.4: -0.2075; 1.5: -9.4057; 1.6: 433.08; 1.7: 259.848; 1.8: 8.4594; 1.9: 2165.4; 2: 68.9618; 2.1: 95.1469; 2.2: 3285.416; 2.3: 72.4793; 2.4: -3294.8217; 2.5: -72.6868
| 2 | 80.25 | 1: -1.1443; 1.1: -9.6115; 1.2: -0.012889; 1.3: 433.35; 1.4: -0.21191; 1.5: -9.6115; 1.6: 433.35; 1.7: 260.01; 1.8: 8.4594; 1.9: 2166.75; 2: 69.0048; 2.1: 95.1473; 2.2: 3289.4998; 2.3: 72.5242; 2.4: -3299.1113; 2.5: -72.7361
| 2 | 80.3 | 1: -1.1684; 1.1: -9.8203; 1.2: -0.013169; 1.3: 433.62; 1.4: -0.21637; 1.5: -9.8203; 1.6: 433.62; 1.7: 260.172; 1.8: 8.4594; 1.9: 2168.1; 2: 69.0478; 2.1: 95.1477; 2.2: 3293.5861; 2.3: 72.569; 2.4: -3303.4064; 2.5: -72.7854
| 2 | 80.35 | 1: -1.1929; 1.1: -10.0322; 1.2: -0.013453; 1.3: 433.89; 1.4: -0.22091; 1.5: -10.0322; 1.6: 433.89; 1.7: 260.334; 1.8: 8.4594; 1.9: 2169.45; 2: 69.0908; 2.1: 95.1481; 2.2: 3297.675; 2.3: 72.6139; 2.4: -3307.7071; 2.5: -72.8348
| 2 | 80.4 | 1: -1.2177; 1.1: -10.2471; 1.2: -0.013742; 1.3: 434.16; 1.4: -0.2255; 1.5: -10.2471; 1.6: 434.16; 1.7: 260.496; 1.8: 8.4594; 1.9: 2170.8; 2: 69.1338; 2.1: 95.1485; 2.2: 3301.7663; 2.3: 72.6588; 2.4: -3312.0135; 2.5: -72.8843
| 2 | 80.45 | 1: -1.2428; 1.1: -10.4652; 1.2: -0.014034; 1.3: 434.43; 1.4: -0.23015; 1.5: -10.4652; 1.6: 434.43; 1.7: 260.658; 1.8: 8.4594; 1.9: 2172.15; 2: 69.1768; 2.1: 95.1489; 2.2: 3305.8602; 2.3: 72.7037; 2.4: -3316.3254; 2.5: -72.9338
| 2 | 80.5 | 1: -1.2683; 1.1: -10.6865; 1.2: -0.014331; 1.3: 434.7; 1.4: -0.23487; 1.5: -10.6865; 1.6: 434.7; 1.7: 260.82; 1.8: 8.4594; 1.9: 2173.5; 2: 69.2197; 2.1: 95.1493; 2.2: 3309.9565; 2.3: 72.7485; 2.4: -3320.643; 2.5: -72.9834
| 2 | 80.55 | 1: -1.2942; 1.1: -10.9109; 1.2: -0.014632; 1.3: 434.97; 1.4: -0.23966; 1.5: -10.9109; 1.6: 434.97; 1.7: 260.982; 1.8: 8.4594; 1.9: 2174.85; 2: 69.2627; 2.1: 95.1497; 2.2: 3314.0554; 2.3: 72.7934; 2.4: -3324.9662; 2.5: -73.0331
| 2 | 80.6 | 1: -1.3203; 1.1: -11.1385; 1.2: -0.014937; 1.3: 435.24; 1.4: -0.2445; 1.5: -11.1385; 1.6: 435.24; 1.7: 261.144; 1.8: 8.4594; 1.9: 2176.2; 2: 69.3057; 2.1: 95.1501; 2.2: 3318.1567; 2.3: 72.8383; 2.4: -3329.2952; 2.5: -73.0828
| 2 | 80.65 | 1: -1.3469; 1.1: -11.3693; 1.2: -0.015246; 1.3: 435.51; 1.4: -0.24942; 1.5: -11.3693; 1.6: 435.51; 1.7: 261.306; 1.8: 8.4594; 1.9: 2177.55; 2: 69.3487; 2.1: 95.1506; 2.2: 3322.2606; 2.3: 72.8832; 2.4: -3333.6299; 2.5: -73.1326
| 2 | 80.7 | 1: -1.3737; 1.1: -11.6034; 1.2: -0.01556; 1.3: 435.78; 1.4: -0.25439; 1.5: -11.6034; 1.6: 435.78; 1.7: 261.468; 1.8: 8.4594; 1.9: 2178.9; 2: 69.3917; 2.1: 95.151; 2.2: 3326.3669; 2.3: 72.928; 2.4: -3337.9703; 2.5: -73.1824
| 2 | 80.75 | 1: -1.401; 1.1: -11.8407; 1.2: -0.015879; 1.3: 436.05; 1.4: -0.25944; 1.5: -11.8407; 1.6: 436.05; 1.7: 261.63; 1.8: 8.4594; 1.9: 2180.25; 2: 69.4347; 2.1: 95.1514; 2.2: 3330.4758; 2.3: 72.9729; 2.4: -3342.3165; 2.5: -73.2323
| 2 | 80.8 | 1: -1.4286; 1.1: -12.0814; 1.2: -0.016201; 1.3: 436.32; 1.4: -0.26455; 1.5: -12.0814; 1.6: 436.32; 1.7: 261.792; 1.8: 8.4594; 1.9: 2181.6; 2: 69.4777; 2.1: 95.1518; 2.2: 3334.5871; 2.3: 73.0178; 2.4: -3346.6685; 2.5: -73.2823
| 2 | 80.85 | 1: -1.4565; 1.1: -12.3254; 1.2: -0.016529; 1.3: 436.59; 1.4: -0.26972; 1.5: -12.3254; 1.6: 436.59; 1.7: 261.954; 1.8: 8.4594; 1.9: 2182.95; 2: 69.5207; 2.1: 95.1522; 2.2: 3338.7009; 2.3: 73.0626; 2.4: -3351.0263; 2.5: -73.3324
| 2 | 80.9 | 1: -1.4848; 1.1: -12.5728; 1.2: -0.01686; 1.3: 436.86; 1.4: -0.27497; 1.5: -12.5728; 1.6: 436.86; 1.7: 262.116; 1.8: 8.4594; 1.9: 2184.3; 2: 69.5637; 2.1: 95.1526; 2.2: 3342.8172; 2.3: 73.1075; 2.4: -3355.39; 2.5: -73.3825
| 2 | 80.95 | 1: -1.5135; 1.1: -12.8235; 1.2: -0.017197; 1.3: 437.13; 1.4: -0.28028; 1.5: -12.8235; 1.6: 437.13; 1.7: 262.278; 1.8: 8.4594; 1.9: 2185.65; 2: 69.6067; 2.1: 95.153; 2.2: 3346.936; 2.3: 73.1524; 2.4: -3359.7596; 2.5: -73.4326
| 2 | 81 | 1: -1.5425; 1.1: -13.0777; 1.2: -0.017538; 1.3: 437.4; 1.4: -0.28566; 1.5: -13.0777; 1.6: 437.4; 1.7: 262.44; 1.8: 8.4594; 1.9: 2187; 2: 69.6497; 2.1: 95.1534; 2.2: 3351.0573; 2.3: 73.1972; 2.4: -3364.1351; 2.5: -73.4829
| 2 | 81.05 | 1: -1.572; 1.1: -13.3354; 1.2: -0.017883; 1.3: 437.67; 1.4: -0.29111; 1.5: -13.3354; 1.6: 437.67; 1.7: 262.602; 1.8: 8.4594; 1.9: 2188.35; 2: 69.6927; 2.1: 95.1538; 2.2: 3355.1811; 2.3: 73.2421; 2.4: -3368.5165; 2.5: -73.5332
| 2 | 81.1 | 1: -1.6018; 1.1: -13.5965; 1.2: -0.018233; 1.3: 437.94; 1.4: -0.29662; 1.5: -13.5965; 1.6: 437.94; 1.7: 262.764; 1.8: 8.4594; 1.9: 2189.7; 2: 69.7357; 2.1: 95.1543; 2.2: 3359.3074; 2.3: 73.287; 2.4: -3372.9038; 2.5: -73.5836
| 2 | 81.15 | 1: -1.6319; 1.1: -13.8611; 1.2: -0.018588; 1.3: 438.21; 1.4: -0.30221; 1.5: -13.8611; 1.6: 438.21; 1.7: 262.926; 1.8: 8.4594; 1.9: 2191.05; 2: 69.7787; 2.1: 95.1547; 2.2: 3363.4361; 2.3: 73.3318; 2.4: -3377.2972; 2.5: -73.634
| 2 | 81.2 | 1: -1.6625; 1.1: -14.1293; 1.2: -0.018948; 1.3: 438.48; 1.4: -0.30787; 1.5: -14.1293; 1.6: 438.48; 1.7: 263.088; 1.8: 8.4594; 1.9: 2192.4; 2: 69.8217; 2.1: 95.1551; 2.2: 3367.5673; 2.3: 73.3767; 2.4: -3381.6966; 2.5: -73.6846
| 2 | 81.25 | 1: -1.6934; 1.1: -14.401; 1.2: -0.019312; 1.3: 438.75; 1.4: -0.31359; 1.5: -14.401; 1.6: 438.75; 1.7: 263.25; 1.8: 8.4594; 1.9: 2193.75; 2: 69.8646; 2.1: 95.1555; 2.2: 3371.701; 2.3: 73.4215; 2.4: -3386.102; 2.5: -73.7351
| 2 | 81.3 | 1: -1.7247; 1.1: -14.6763; 1.2: -0.019681; 1.3: 439.02; 1.4: -0.31939; 1.5: -14.6763; 1.6: 439.02; 1.7: 263.412; 1.8: 8.4594; 1.9: 2195.1; 2: 69.9076; 2.1: 95.1559; 2.2: 3375.8372; 2.3: 73.4664; 2.4: -3390.5135; 2.5: -73.7858
| 2 | 81.35 | 1: -1.7564; 1.1: -14.9553; 1.2: -0.020055; 1.3: 439.29; 1.4: -0.32526; 1.5: -14.9553; 1.6: 439.29; 1.7: 263.574; 1.8: 8.4594; 1.9: 2196.45; 2: 69.9506; 2.1: 95.1564; 2.2: 3379.9758; 2.3: 73.5113; 2.4: -3394.9311; 2.5: -73.8365
| 2 | 81.4 | 1: -1.7885; 1.1: -15.2379; 1.2: -0.020434; 1.3: 439.56; 1.4: -0.33121; 1.5: -15.2379; 1.6: 439.56; 1.7: 263.736; 1.8: 8.4594; 1.9: 2197.8; 2: 69.9936; 2.1: 95.1568; 2.2: 3384.1169; 2.3: 73.5561; 2.4: -3399.3548; 2.5: -73.8873
| 2 | 81.45 | 1: -1.821; 1.1: -15.5242; 1.2: -0.020818; 1.3: 439.83; 1.4: -0.33722; 1.5: -15.5242; 1.6: 439.83; 1.7: 263.898; 1.8: 8.4594; 1.9: 2199.15; 2: 70.0366; 2.1: 95.1572; 2.2: 3388.2605; 2.3: 73.601; 2.4: -3403.7847; 2.5: -73.9382
| 2 | 81.5 | 1: -1.8539; 1.1: -15.8142; 1.2: -0.021207; 1.3: 440.1; 1.4: -0.34331; 1.5: -15.8142; 1.6: 440.1; 1.7: 264.06; 1.8: 8.4594; 1.9: 2200.5; 2: 70.0796; 2.1: 95.1576; 2.2: 3392.4066; 2.3: 73.6458; 2.4: -3408.2208; 2.5: -73.9891
| 2 | 81.55 | 1: -1.8872; 1.1: -16.1079; 1.2: -0.021601; 1.3: 440.37; 1.4: -0.34947; 1.5: -16.1079; 1.6: 440.37; 1.7: 264.222; 1.8: 8.4594; 1.9: 2201.85; 2: 70.1226; 2.1: 95.1581; 2.2: 3396.5551; 2.3: 73.6907; 2.4: -3412.663; 2.5: -74.0401
| 2 | 81.6 | 1: -1.9208; 1.1: -16.4054; 1.2: -0.022; 1.3: 440.64; 1.4: -0.35571; 1.5: -16.4054; 1.6: 440.64; 1.7: 264.384; 1.8: 8.4594; 1.9: 2203.2; 2: 70.1656; 2.1: 95.1585; 2.2: 3400.7061; 2.3: 73.7355; 2.4: -3417.1115; 2.5: -74.0912
| 2 | 81.65 | 1: -1.9549; 1.1: -16.7067; 1.2: -0.022404; 1.3: 440.91; 1.4: -0.36202; 1.5: -16.7067; 1.6: 440.91; 1.7: 264.546; 1.8: 8.4594; 1.9: 2204.55; 2: 70.2086; 2.1: 95.1589; 2.2: 3404.8596; 2.3: 73.7804; 2.4: -3421.5663; 2.5: -74.1424
| 2 | 81.7 | 1: -1.9894; 1.1: -17.0119; 1.2: -0.022813; 1.3: 441.18; 1.4: -0.36841; 1.5: -17.0119; 1.6: 441.18; 1.7: 264.708; 1.8: 8.4594; 1.9: 2205.9; 2: 70.2516; 2.1: 95.1593; 2.2: 3409.0155; 2.3: 73.8252; 2.4: -3426.0274; 2.5: -74.1936
| 2 | 81.75 | 1: -2.0243; 1.1: -17.3209; 1.2: -0.023228; 1.3: 441.45; 1.4: -0.37487; 1.5: -17.3209; 1.6: 441.45; 1.7: 264.87; 1.8: 8.4594; 1.9: 2207.25; 2: 70.2946; 2.1: 95.1598; 2.2: 3413.1739; 2.3: 73.8701; 2.4: -3430.4947; 2.5: -74.2449
| 2 | 81.8 | 1: -2.0596; 1.1: -17.6338; 1.2: -0.023647; 1.3: 441.72; 1.4: -0.38141; 1.5: -17.6338; 1.6: 441.72; 1.7: 265.032; 1.8: 8.4594; 1.9: 2208.6; 2: 70.3376; 2.1: 95.1602; 2.2: 3417.3347; 2.3: 73.9149; 2.4: -3434.9685; 2.5: -74.2963
| 2 | 81.85 | 1: -2.0953; 1.1: -17.9506; 1.2: -0.024072; 1.3: 441.99; 1.4: -0.38802; 1.5: -17.9506; 1.6: 441.99; 1.7: 265.194; 1.8: 8.4594; 1.9: 2209.95; 2: 70.3806; 2.1: 95.1606; 2.2: 3421.498; 2.3: 73.9598; 2.4: -3439.4486; 2.5: -74.3478
| 2 | 81.9 | 1: -2.1315; 1.1: -18.2714; 1.2: -0.024502; 1.3: 442.26; 1.4: -0.39472; 1.5: -18.2714; 1.6: 442.26; 1.7: 265.356; 1.8: 8.4594; 1.9: 2211.3; 2: 70.4236; 2.1: 95.1611; 2.2: 3425.6637; 2.3: 74.0046; 2.4: -3443.9351; 2.5: -74.3993
| 2 | 81.95 | 1: -2.168; 1.1: -18.5962; 1.2: -0.024938; 1.3: 442.53; 1.4: -0.40149; 1.5: -18.5962; 1.6: 442.53; 1.7: 265.518; 1.8: 8.4594; 1.9: 2212.65; 2: 70.4666; 2.1: 95.1615; 2.2: 3429.8319; 2.3: 74.0494; 2.4: -3448.4281; 2.5: -74.4509
| 2 | 82 | 1: -2.205; 1.1: -18.925; 1.2: -0.025379; 1.3: 442.8; 1.4: -0.40834; 1.5: -18.925; 1.6: 442.8; 1.7: 265.68; 1.8: 8.4594; 1.9: 2214; 2: 70.5096; 2.1: 95.162; 2.2: 3434.0026; 2.3: 74.0943; 2.4: -3452.9275; 2.5: -74.5026
| 2 | 82.05 | 1: -2.2424; 1.1: -19.2578; 1.2: -0.025825; 1.3: 443.07; 1.4: -0.41527; 1.5: -19.2578; 1.6: 443.07; 1.7: 265.842; 1.8: 8.4594; 1.9: 2215.35; 2: 70.5525; 2.1: 95.1624; 2.2: 3438.1757; 2.3: 74.1391; 2.4: -3457.4335; 2.5: -74.5544
| 2 | 82.1 | 1: -2.2803; 1.1: -19.5947; 1.2: -0.026277; 1.3: 443.34; 1.4: -0.42227; 1.5: -19.5947; 1.6: 443.34; 1.7: 266.004; 1.8: 8.4594; 1.9: 2216.7; 2: 70.5955; 2.1: 95.1628; 2.2: 3442.3512; 2.3: 74.1839; 2.4: -3461.9459; 2.5: -74.6062
| 2 | 82.15 | 1: -2.3186; 1.1: -19.9358; 1.2: -0.026734; 1.3: 443.61; 1.4: -0.42936; 1.5: -19.9358; 1.6: 443.61; 1.7: 266.166; 1.8: 8.4594; 1.9: 2218.05; 2: 70.6385; 2.1: 95.1633; 2.2: 3446.5292; 2.3: 74.2288; 2.4: -3466.465; 2.5: -74.6581
| 2 | 82.2 | 1: -2.3573; 1.1: -20.2809; 1.2: -0.027197; 1.3: 443.88; 1.4: -0.43653; 1.5: -20.2809; 1.6: 443.88; 1.7: 266.328; 1.8: 8.4594; 1.9: 2219.4; 2: 70.6815; 2.1: 95.1637; 2.2: 3450.7096; 2.3: 74.2736; 2.4: -3470.9906; 2.5: -74.7101
| 2 | 82.25 | 1: -2.3964; 1.1: -20.6303; 1.2: -0.027666; 1.3: 444.15; 1.4: -0.44378; 1.5: -20.6303; 1.6: 444.15; 1.7: 266.49; 1.8: 8.4594; 1.9: 2220.75; 2: 70.7245; 2.1: 95.1642; 2.2: 3454.8925; 2.3: 74.3184; 2.4: -3475.5228; 2.5: -74.7622
| 2 | 82.3 | 1: -2.436; 1.1: -20.9838; 1.2: -0.02814; 1.3: 444.42; 1.4: -0.45111; 1.5: -20.9838; 1.6: 444.42; 1.7: 266.652; 1.8: 8.4594; 1.9: 2222.1; 2: 70.7675; 2.1: 95.1646; 2.2: 3459.0778; 2.3: 74.3632; 2.4: -3480.0616; 2.5: -74.8144
| 2 | 82.35 | 1: -2.476; 1.1: -21.3416; 1.2: -0.02862; 1.3: 444.69; 1.4: -0.45852; 1.5: -21.3416; 1.6: 444.69; 1.7: 266.814; 1.8: 8.4594; 1.9: 2223.45; 2: 70.8105; 2.1: 95.1651; 2.2: 3463.2655; 2.3: 74.4081; 2.4: -3484.6072; 2.5: -74.8666
| 2 | 82.4 | 1: -2.5165; 1.1: -21.7037; 1.2: -0.029105; 1.3: 444.96; 1.4: -0.46602; 1.5: -21.7037; 1.6: 444.96; 1.7: 266.976; 1.8: 8.4594; 1.9: 2224.8; 2: 70.8535; 2.1: 95.1656; 2.2: 3467.4557; 2.3: 74.4529; 2.4: -3489.1594; 2.5: -74.9189
| 2 | 82.45 | 1: -2.5574; 1.1: -22.0701; 1.2: -0.029596; 1.3: 445.23; 1.4: -0.4736; 1.5: -22.0701; 1.6: 445.23; 1.7: 267.138; 1.8: 8.4594; 1.9: 2226.15; 2: 70.8965; 2.1: 95.166; 2.2: 3471.6483; 2.3: 74.4977; 2.4: -3493.7184; 2.5: -74.9713
| 2 | 82.5 | 1: -2.5988; 1.1: -22.4408; 1.2: -0.030094; 1.3: 445.5; 1.4: -0.48126; 1.5: -22.4408; 1.6: 445.5; 1.7: 267.3; 1.8: 8.4594; 1.9: 2227.5; 2: 70.9395; 2.1: 95.1665; 2.2: 3475.8434; 2.3: 74.5425; 2.4: -3498.2842; 2.5: -75.0238
| 2 | 82.55 | 1: -2.6407; 1.1: -22.8159; 1.2: -0.030597; 1.3: 445.77; 1.4: -0.48901; 1.5: -22.8159; 1.6: 445.77; 1.7: 267.462; 1.8: 8.4594; 1.9: 2228.85; 2: 70.9825; 2.1: 95.1669; 2.2: 3480.0408; 2.3: 74.5873; 2.4: -3502.8567; 2.5: -75.0763
| 2 | 82.6 | 1: -2.683; 1.1: -23.1954; 1.2: -0.031106; 1.3: 446.04; 1.4: -0.49684; 1.5: -23.1954; 1.6: 446.04; 1.7: 267.624; 1.8: 8.4594; 1.9: 2230.2; 2: 71.0255; 2.1: 95.1674; 2.2: 3484.2407; 2.3: 74.6321; 2.4: -3507.4361; 2.5: -75.129
| 2 | 82.65 | 1: -2.7257; 1.1: -23.5793; 1.2: -0.03162; 1.3: 446.31; 1.4: -0.50476; 1.5: -23.5793; 1.6: 446.31; 1.7: 267.786; 1.8: 8.4594; 1.9: 2231.55; 2: 71.0685; 2.1: 95.1679; 2.2: 3488.443; 2.3: 74.677; 2.4: -3512.0223; 2.5: -75.1817
| 2 | 82.7 | 1: -2.7689; 1.1: -23.9677; 1.2: -0.032141; 1.3: 446.58; 1.4: -0.51277; 1.5: -23.9677; 1.6: 446.58; 1.7: 267.948; 1.8: 8.4594; 1.9: 2232.9; 2: 71.1115; 2.1: 95.1683; 2.2: 3492.6478; 2.3: 74.7218; 2.4: -3516.6154; 2.5: -75.2345
| 2 | 82.75 | 1: -2.8126; 1.1: -24.3606; 1.2: -0.032668; 1.3: 446.85; 1.4: -0.52086; 1.5: -24.3606; 1.6: 446.85; 1.7: 268.11; 1.8: 8.4594; 1.9: 2234.25; 2: 71.1545; 2.1: 95.1688; 2.2: 3496.8549; 2.3: 74.7666; 2.4: -3521.2155; 2.5: -75.2874
| 2 | 82.8 | 1: -2.8568; 1.1: -24.758; 1.2: -0.033201; 1.3: 447.12; 1.4: -0.52903; 1.5: -24.758; 1.6: 447.12; 1.7: 268.272; 1.8: 8.4594; 1.9: 2235.6; 2: 71.1975; 2.1: 95.1693; 2.2: 3501.0645; 2.3: 74.8114; 2.4: -3525.8225; 2.5: -75.3404
| 2 | 82.85 | 1: -2.9014; 1.1: -25.16; 1.2: -0.03374; 1.3: 447.39; 1.4: -0.5373; 1.5: -25.16; 1.6: 447.39; 1.7: 268.434; 1.8: 8.4594; 1.9: 2236.95; 2: 71.2404; 2.1: 95.1698; 2.2: 3505.2764; 2.3: 74.8562; 2.4: -3530.4365; 2.5: -75.3935
| 2 | 82.9 | 1: -2.9465; 1.1: -25.5666; 1.2: -0.034285; 1.3: 447.66; 1.4: -0.54565; 1.5: -25.5666; 1.6: 447.66; 1.7: 268.596; 1.8: 8.4594; 1.9: 2238.3; 2: 71.2834; 2.1: 95.1703; 2.2: 3509.4908; 2.3: 74.901; 2.4: -3535.0575; 2.5: -75.4466
| 2 | 82.95 | 1: -2.9921; 1.1: -25.9779; 1.2: -0.034837; 1.3: 447.93; 1.4: -0.5541; 1.5: -25.9779; 1.6: 447.93; 1.7: 268.758; 1.8: 8.4594; 1.9: 2239.65; 2: 71.3264; 2.1: 95.1707; 2.2: 3513.7076; 2.3: 74.9458; 2.4: -3539.6855; 2.5: -75.4999
| 2 | 83 | 1: -3.0382; 1.1: -26.3938; 1.2: -0.035395; 1.3: 448.2; 1.4: -0.56263; 1.5: -26.3938; 1.6: 448.2; 1.7: 268.92; 1.8: 8.4594; 1.9: 2241; 2: 71.3694; 2.1: 95.1712; 2.2: 3517.9268; 2.3: 74.9906; 2.4: -3544.3206; 2.5: -75.5532
| 2 | 83.05 | 1: -3.0848; 1.1: -26.8144; 1.2: -0.035959; 1.3: 448.47; 1.4: -0.57125; 1.5: -26.8144; 1.6: 448.47; 1.7: 269.082; 1.8: 8.4594; 1.9: 2242.35; 2: 71.4124; 2.1: 95.1717; 2.2: 3522.1484; 2.3: 75.0353; 2.4: -3548.9628; 2.5: -75.6066
| 2 | 83.1 | 1: -3.1318; 1.1: -27.2398; 1.2: -0.036529; 1.3: 448.74; 1.4: -0.57996; 1.5: -27.2398; 1.6: 448.74; 1.7: 269.244; 1.8: 8.4594; 1.9: 2243.7; 2: 71.4554; 2.1: 95.1722; 2.2: 3526.3725; 2.3: 75.0801; 2.4: -3553.6122; 2.5: -75.6601
| 2 | 83.15 | 1: -3.1793; 1.1: -27.6699; 1.2: -0.037106; 1.3: 449.01; 1.4: -0.58877; 1.5: -27.6699; 1.6: 449.01; 1.7: 269.406; 1.8: 8.4594; 1.9: 2245.05; 2: 71.4984; 2.1: 95.1727; 2.2: 3530.5989; 2.3: 75.1249; 2.4: -3558.2688; 2.5: -75.7137
| 2 | 83.2 | 1: -3.2274; 1.1: -28.1048; 1.2: -0.037689; 1.3: 449.28; 1.4: -0.59766; 1.5: -28.1048; 1.6: 449.28; 1.7: 269.568; 1.8: 8.4594; 1.9: 2246.4; 2: 71.5414; 2.1: 95.1732; 2.2: 3534.8277; 2.3: 75.1697; 2.4: -3562.9325; 2.5: -75.7674
| 2 | 83.25 | 1: -3.2759; 1.1: -28.5446; 1.2: -0.038279; 1.3: 449.55; 1.4: -0.60665; 1.5: -28.5446; 1.6: 449.55; 1.7: 269.73; 1.8: 8.4594; 1.9: 2247.75; 2: 71.5844; 2.1: 95.1737; 2.2: 3539.0589; 2.3: 75.2145; 2.4: -3567.6035; 2.5: -75.8211
| 2 | 83.3 | 1: -3.3249; 1.1: -28.9893; 1.2: -0.038875; 1.3: 449.82; 1.4: -0.61573; 1.5: -28.9893; 1.6: 449.82; 1.7: 269.892; 1.8: 8.4594; 1.9: 2249.1; 2: 71.6274; 2.1: 95.1742; 2.2: 3543.2925; 2.3: 75.2592; 2.4: -3572.2818; 2.5: -75.875
| 2 | 83.35 | 1: -3.3745; 1.1: -29.4389; 1.2: -0.039478; 1.3: 450.09; 1.4: -0.6249; 1.5: -29.4389; 1.6: 450.09; 1.7: 270.054; 1.8: 8.4594; 1.9: 2250.45; 2: 71.6704; 2.1: 95.1747; 2.2: 3547.5284; 2.3: 75.304; 2.4: -3576.9673; 2.5: -75.9289
| 2 | 83.4 | 1: -3.4245; 1.1: -29.8934; 1.2: -0.040088; 1.3: 450.36; 1.4: -0.63417; 1.5: -29.8934; 1.6: 450.36; 1.7: 270.216; 1.8: 8.4594; 1.9: 2251.8; 2: 71.7134; 2.1: 95.1752; 2.2: 3551.7668; 2.3: 75.3488; 2.4: -3581.6602; 2.5: -75.983
| 2 | 83.45 | 1: -3.4751; 1.1: -30.353; 1.2: -0.040704; 1.3: 450.63; 1.4: -0.64354; 1.5: -30.353; 1.6: 450.63; 1.7: 270.378; 1.8: 8.4594; 1.9: 2253.15; 2: 71.7564; 2.1: 95.1757; 2.2: 3556.0075; 2.3: 75.3935; 2.4: -3586.3605; 2.5: -76.0371
| 2 | 83.5 | 1: -3.5262; 1.1: -30.8175; 1.2: -0.041327; 1.3: 450.9; 1.4: -0.65299; 1.5: -30.8175; 1.6: 450.9; 1.7: 270.54; 1.8: 8.4594; 1.9: 2254.5; 2: 71.7994; 2.1: 95.1763; 2.2: 3560.2507; 2.3: 75.4383; 2.4: -3591.0682; 2.5: -76.0913
| 2 | 83.55 | 1: -3.5778; 1.1: -31.2871; 1.2: -0.041957; 1.3: 451.17; 1.4: -0.66255; 1.5: -31.2871; 1.6: 451.17; 1.7: 270.702; 1.8: 8.4594; 1.9: 2255.85; 2: 71.8424; 2.1: 95.1768; 2.2: 3564.4962; 2.3: 75.4831; 2.4: -3595.7833; 2.5: -76.1456
| 2 | 83.6 | 1: -3.6299; 1.1: -31.7618; 1.2: -0.042593; 1.3: 451.44; 1.4: -0.6722; 1.5: -31.7618; 1.6: 451.44; 1.7: 270.864; 1.8: 8.4594; 1.9: 2257.2; 2: 71.8854; 2.1: 95.1773; 2.2: 3568.7441; 2.3: 75.5278; 2.4: -3600.5059; 2.5: -76.2
| 2 | 83.65 | 1: -3.6825; 1.1: -32.2416; 1.2: -0.043237; 1.3: 451.71; 1.4: -0.68194; 1.5: -32.2416; 1.6: 451.71; 1.7: 271.026; 1.8: 8.4594; 1.9: 2258.55; 2: 71.9283; 2.1: 95.1778; 2.2: 3572.9943; 2.3: 75.5726; 2.4: -3605.2359; 2.5: -76.2545
| 2 | 83.7 | 1: -3.7357; 1.1: -32.7266; 1.2: -0.043887; 1.3: 451.98; 1.4: -0.69179; 1.5: -32.7266; 1.6: 451.98; 1.7: 271.188; 1.8: 8.4594; 1.9: 2259.9; 2: 71.9713; 2.1: 95.1784; 2.2: 3577.2469; 2.3: 75.6173; 2.4: -3609.9736; 2.5: -76.3091
| 2 | 83.75 | 1: -3.7894; 1.1: -33.2168; 1.2: -0.044545; 1.3: 452.25; 1.4: -0.70173; 1.5: -33.2168; 1.6: 452.25; 1.7: 271.35; 1.8: 8.4594; 1.9: 2261.25; 2: 72.0143; 2.1: 95.1789; 2.2: 3581.5019; 2.3: 75.6621; 2.4: -3614.7188; 2.5: -76.3638
| 2 | 83.8 | 1: -3.8436; 1.1: -33.7123; 1.2: -0.045209; 1.3: 452.52; 1.4: -0.71177; 1.5: -33.7123; 1.6: 452.52; 1.7: 271.512; 1.8: 8.4594; 1.9: 2262.6; 2: 72.0573; 2.1: 95.1794; 2.2: 3585.7593; 2.3: 75.7068; 2.4: -3619.4716; 2.5: -76.4186
| 2 | 83.85 | 1: -3.8983; 1.1: -34.213; 1.2: -0.04588; 1.3: 452.79; 1.4: -0.72191; 1.5: -34.213; 1.6: 452.79; 1.7: 271.674; 1.8: 8.4594; 1.9: 2263.95; 2: 72.1003; 2.1: 95.18; 2.2: 3590.019; 2.3: 75.7516; 2.4: -3624.232; 2.5: -76.4735
| 2 | 83.9 | 1: -3.9536; 1.1: -34.719; 1.2: -0.046559; 1.3: 453.06; 1.4: -0.73216; 1.5: -34.719; 1.6: 453.06; 1.7: 271.836; 1.8: 8.4594; 1.9: 2265.3; 2: 72.1433; 2.1: 95.1805; 2.2: 3594.2811; 2.3: 75.7963; 2.4: -3629.0001; 2.5: -76.5284
| 2 | 83.95 | 1: -4.0095; 1.1: -35.2304; 1.2: -0.047245; 1.3: 453.33; 1.4: -0.7425; 1.5: -35.2304; 1.6: 453.33; 1.7: 271.998; 1.8: 8.4594; 1.9: 2266.65; 2: 72.1863; 2.1: 95.1811; 2.2: 3598.5455; 2.3: 75.841; 2.4: -3633.7759; 2.5: -76.5835
| 2 | 84 | 1: -4.0659; 1.1: -35.7472; 1.2: -0.047938; 1.3: 453.6; 1.4: -0.75294; 1.5: -35.7472; 1.6: 453.6; 1.7: 272.16; 1.8: 8.4594; 1.9: 2268; 2: 72.2293; 2.1: 95.1816; 2.2: 3602.8123; 2.3: 75.8857; 2.4: -3638.5595; 2.5: -76.6387
| 2 | 84.05 | 1: -4.1228; 1.1: -36.2694; 1.2: -0.048638; 1.3: 453.87; 1.4: -0.76348; 1.5: -36.2694; 1.6: 453.87; 1.7: 272.322; 1.8: 8.4594; 1.9: 2269.35; 2: 72.2723; 2.1: 95.1822; 2.2: 3607.0814; 2.3: 75.9305; 2.4: -3643.3508; 2.5: -76.694
| 2 | 84.1 | 1: -4.1803; 1.1: -36.797; 1.2: -0.049346; 1.3: 454.14; 1.4: -0.77413; 1.5: -36.797; 1.6: 454.14; 1.7: 272.484; 1.8: 8.4594; 1.9: 2270.7; 2: 72.3153; 2.1: 95.1828; 2.2: 3611.3529; 2.3: 75.9752; 2.4: -3648.1499; 2.5: -76.7493
| 2 | 84.15 | 1: -4.2384; 1.1: -37.3302; 1.2: -0.050061; 1.3: 454.41; 1.4: -0.78488; 1.5: -37.3302; 1.6: 454.41; 1.7: 272.646; 1.8: 8.4594; 1.9: 2272.05; 2: 72.3583; 2.1: 95.1833; 2.2: 3615.6267; 2.3: 76.0199; 2.4: -3652.9569; 2.5: -76.8048
| 2 | 84.2 | 1: -4.297; 1.1: -37.8689; 1.2: -0.050783; 1.3: 454.68; 1.4: -0.79573; 1.5: -37.8689; 1.6: 454.68; 1.7: 272.808; 1.8: 8.4594; 1.9: 2273.4; 2: 72.4013; 2.1: 95.1839; 2.2: 3619.9029; 2.3: 76.0646; 2.4: -3657.7718; 2.5: -76.8604
| 2 | 84.25 | 1: -4.3561; 1.1: -38.4132; 1.2: -0.051513; 1.3: 454.95; 1.4: -0.80669; 1.5: -38.4132; 1.6: 454.95; 1.7: 272.97; 1.8: 8.4594; 1.9: 2274.75; 2: 72.4443; 2.1: 95.1845; 2.2: 3624.1814; 2.3: 76.1093; 2.4: -3662.5946; 2.5: -76.916
| 2 | 84.3 | 1: -4.4159; 1.1: -38.9631; 1.2: -0.05225; 1.3: 455.22; 1.4: -0.81776; 1.5: -38.9631; 1.6: 455.22; 1.7: 273.132; 1.8: 8.4594; 1.9: 2276.1; 2: 72.4873; 2.1: 95.1851; 2.2: 3628.4622; 2.3: 76.154; 2.4: -3667.4253; 2.5: -76.9718
| 2 | 84.35 | 1: -4.4762; 1.1: -39.5186; 1.2: -0.052995; 1.3: 455.49; 1.4: -0.82892; 1.5: -39.5186; 1.6: 455.49; 1.7: 273.294; 1.8: 8.4594; 1.9: 2277.45; 2: 72.5303; 2.1: 95.1857; 2.2: 3632.7454; 2.3: 76.1987; 2.4: -3672.264; 2.5: -77.0277
| 2 | 84.4 | 1: -4.5371; 1.1: -40.0799; 1.2: -0.053748; 1.3: 455.76; 1.4: -0.8402; 1.5: -40.0799; 1.6: 455.76; 1.7: 273.456; 1.8: 8.4594; 1.9: 2278.8; 2: 72.5732; 2.1: 95.1862; 2.2: 3637.0309; 2.3: 76.2434; 2.4: -3677.1108; 2.5: -77.0836
| 2 | 84.45 | 1: -4.5985; 1.1: -40.6468; 1.2: -0.054508; 1.3: 456.03; 1.4: -0.85158; 1.5: -40.6468; 1.6: 456.03; 1.7: 273.618; 1.8: 8.4594; 1.9: 2280.15; 2: 72.6162; 2.1: 95.1868; 2.2: 3641.3187; 2.3: 76.2881; 2.4: -3681.9656; 2.5: -77.1397
| 2 | 84.5 | 1: -4.6606; 1.1: -41.2196; 1.2: -0.055276; 1.3: 456.3; 1.4: -0.86307; 1.5: -41.2196; 1.6: 456.3; 1.7: 273.78; 1.8: 8.4594; 1.9: 2281.5; 2: 72.6592; 2.1: 95.1874; 2.2: 3645.6089; 2.3: 76.3328; 2.4: -3686.8285; 2.5: -77.1959
| 2 | 84.55 | 1: -4.7232; 1.1: -41.7981; 1.2: -0.056052; 1.3: 456.57; 1.4: -0.87466; 1.5: -41.7981; 1.6: 456.57; 1.7: 273.942; 1.8: 8.4594; 1.9: 2282.85; 2: 72.7022; 2.1: 95.188; 2.2: 3649.9014; 2.3: 76.3775; 2.4: -3691.6995; 2.5: -77.2522
| 2 | 84.6 | 1: -4.7864; 1.1: -42.3825; 1.2: -0.056836; 1.3: 456.84; 1.4: -0.88637; 1.5: -42.3825; 1.6: 456.84; 1.7: 274.104; 1.8: 8.4594; 1.9: 2284.2; 2: 72.7452; 2.1: 95.1886; 2.2: 3654.1962; 2.3: 76.4222; 2.4: -3696.5787; 2.5: -77.3085
| 2 | 84.65 | 1: -4.8502; 1.1: -42.9728; 1.2: -0.057628; 1.3: 457.11; 1.4: -0.89818; 1.5: -42.9728; 1.6: 457.11; 1.7: 274.266; 1.8: 8.4594; 1.9: 2285.55; 2: 72.7882; 2.1: 95.1893; 2.2: 3658.4933; 2.3: 76.4668; 2.4: -3701.4661; 2.5: -77.365
| 2 | 84.7 | 1: -4.9146; 1.1: -43.569; 1.2: -0.058427; 1.3: 457.38; 1.4: -0.91011; 1.5: -43.569; 1.6: 457.38; 1.7: 274.428; 1.8: 8.4594; 1.9: 2286.9; 2: 72.8312; 2.1: 95.1899; 2.2: 3662.7927; 2.3: 76.5115; 2.4: -3706.3617; 2.5: -77.4216
| 2 | 84.75 | 1: -4.9796; 1.1: -44.1712; 1.2: -0.059235; 1.3: 457.65; 1.4: -0.92214; 1.5: -44.1712; 1.6: 457.65; 1.7: 274.59; 1.8: 8.4594; 1.9: 2288.25; 2: 72.8742; 2.1: 95.1905; 2.2: 3667.0944; 2.3: 76.5562; 2.4: -3711.2656; 2.5: -77.4783
| 2 | 84.8 | 1: -5.0452; 1.1: -44.7794; 1.2: -0.06005; 1.3: 457.92; 1.4: -0.93429; 1.5: -44.7794; 1.6: 457.92; 1.7: 274.752; 1.8: 8.4594; 1.9: 2289.6; 2: 72.9172; 2.1: 95.1911; 2.2: 3671.3984; 2.3: 76.6008; 2.4: -3716.1778; 2.5: -77.5351
| 2 | 84.85 | 1: -5.1113; 1.1: -45.3937; 1.2: -0.060874; 1.3: 458.19; 1.4: -0.94655; 1.5: -45.3937; 1.6: 458.19; 1.7: 274.914; 1.8: 8.4594; 1.9: 2290.95; 2: 72.9602; 2.1: 95.1918; 2.2: 3675.7047; 2.3: 76.6455; 2.4: -3721.0984; 2.5: -77.592
| 2 | 84.9 | 1: -5.1781; 1.1: -46.014; 1.2: -0.061706; 1.3: 458.46; 1.4: -0.95892; 1.5: -46.014; 1.6: 458.46; 1.7: 275.076; 1.8: 8.4594; 1.9: 2292.3; 2: 73.0032; 2.1: 95.1924; 2.2: 3680.0133; 2.3: 76.6901; 2.4: -3726.0274; 2.5: -77.6491
| 2 | 84.95 | 1: -5.2456; 1.1: -46.6405; 1.2: -0.062546; 1.3: 458.73; 1.4: -0.9714; 1.5: -46.6405; 1.6: 458.73; 1.7: 275.238; 1.8: 8.4594; 1.9: 2293.65; 2: 73.0462; 2.1: 95.193; 2.2: 3684.3242; 2.3: 76.7348; 2.4: -3730.9647; 2.5: -77.7062
| 2 | 85 | 1: -5.3136; 1.1: -47.2731; 1.2: -0.063394; 1.3: 459; 1.4: -0.984; 1.5: -47.2731; 1.6: 459; 1.7: 275.4; 1.8: 8.4594; 1.9: 2295; 2: 73.0892; 2.1: 95.1937; 2.2: 3688.6374; 2.3: 76.7794; 2.4: -3735.9106; 2.5: -77.7634
| 2 | 85.05 | 1: -5.3822; 1.1: -47.912; 1.2: -0.064251; 1.3: 459.27; 1.4: -0.99671; 1.5: -47.912; 1.6: 459.27; 1.7: 275.562; 1.8: 8.4594; 1.9: 2296.35; 2: 73.1322; 2.1: 95.1943; 2.2: 3692.9529; 2.3: 76.8241; 2.4: -3740.8649; 2.5: -77.8208
| 2 | 85.1 | 1: -5.4515; 1.1: -48.5571; 1.2: -0.065116; 1.3: 459.54; 1.4: -1.0095; 1.5: -48.5571; 1.6: 459.54; 1.7: 275.724; 1.8: 8.4594; 1.9: 2297.7; 2: 73.1752; 2.1: 95.195; 2.2: 3697.2707; 2.3: 76.8687; 2.4: -3745.8278; 2.5: -77.8782
| 2 | 85.15 | 1: -5.5214; 1.1: -49.2085; 1.2: -0.06599; 1.3: 459.81; 1.4: -1.0225; 1.5: -49.2085; 1.6: 459.81; 1.7: 275.886; 1.8: 8.4594; 1.9: 2299.05; 2: 73.2182; 2.1: 95.1957; 2.2: 3701.5908; 2.3: 76.9133; 2.4: -3750.7992; 2.5: -77.9358
| 2 | 85.2 | 1: -5.5919; 1.1: -49.8662; 1.2: -0.066872; 1.3: 460.08; 1.4: -1.0355; 1.5: -49.8662; 1.6: 460.08; 1.7: 276.048; 1.8: 8.4594; 1.9: 2300.4; 2: 73.2611; 2.1: 95.1963; 2.2: 3705.9131; 2.3: 76.9579; 2.4: -3755.7793; 2.5: -77.9935
| 2 | 85.25 | 1: -5.663; 1.1: -50.5303; 1.2: -0.067762; 1.3: 460.35; 1.4: -1.0487; 1.5: -50.5303; 1.6: 460.35; 1.7: 276.21; 1.8: 8.4594; 1.9: 2301.75; 2: 73.3041; 2.1: 95.197; 2.2: 3710.2377; 2.3: 77.0026; 2.4: -3760.768; 2.5: -78.0513
| 2 | 85.3 | 1: -5.7348; 1.1: -51.2009; 1.2: -0.068661; 1.3: 460.62; 1.4: -1.062; 1.5: -51.2009; 1.6: 460.62; 1.7: 276.372; 1.8: 8.4594; 1.9: 2303.1; 2: 73.3471; 2.1: 95.1977; 2.2: 3714.5645; 2.3: 77.0472; 2.4: -3765.7654; 2.5: -78.1092
| 2 | 85.35 | 1: -5.8072; 1.1: -51.8778; 1.2: -0.069569; 1.3: 460.89; 1.4: -1.0754; 1.5: -51.8778; 1.6: 460.89; 1.7: 276.534; 1.8: 8.4594; 1.9: 2304.45; 2: 73.3901; 2.1: 95.1984; 2.2: 3718.8937; 2.3: 77.0918; 2.4: -3770.7715; 2.5: -78.1672
| 2 | 85.4 | 1: -5.8803; 1.1: -52.5613; 1.2: -0.070486; 1.3: 461.16; 1.4: -1.0889; 1.5: -52.5613; 1.6: 461.16; 1.7: 276.696; 1.8: 8.4594; 1.9: 2305.8; 2: 73.4331; 2.1: 95.1991; 2.2: 3723.2251; 2.3: 77.1364; 2.4: -3775.7864; 2.5: -78.2253
| 2 | 85.45 | 1: -5.954; 1.1: -53.2514; 1.2: -0.071411; 1.3: 461.43; 1.4: -1.1026; 1.5: -53.2514; 1.6: 461.43; 1.7: 276.858; 1.8: 8.4594; 1.9: 2307.15; 2: 73.4761; 2.1: 95.1998; 2.2: 3727.5587; 2.3: 77.181; 2.4: -3780.8101; 2.5: -78.2836
| 2 | 85.5 | 1: -6.0284; 1.1: -53.948; 1.2: -0.072345; 1.3: 461.7; 1.4: -1.1164; 1.5: -53.948; 1.6: 461.7; 1.7: 277.02; 1.8: 8.4594; 1.9: 2308.5; 2: 73.5191; 2.1: 95.2005; 2.2: 3731.8946; 2.3: 77.2256; 2.4: -3785.8426; 2.5: -78.3419
| 2 | 85.55 | 1: -6.1034; 1.1: -54.6513; 1.2: -0.073289; 1.3: 461.97; 1.4: -1.1303; 1.5: -54.6513; 1.6: 461.97; 1.7: 277.182; 1.8: 8.4594; 1.9: 2309.85; 2: 73.5621; 2.1: 95.2012; 2.2: 3736.2328; 2.3: 77.2702; 2.4: -3790.884; 2.5: -78.4004
| 2 | 85.6 | 1: -6.1791; 1.1: -55.3612; 1.2: -0.074241; 1.3: 462.24; 1.4: -1.1443; 1.5: -55.3612; 1.6: 462.24; 1.7: 277.344; 1.8: 8.4594; 1.9: 2311.2; 2: 73.6051; 2.1: 95.2019; 2.2: 3740.5732; 2.3: 77.3147; 2.4: -3795.9344; 2.5: -78.459
| 2 | 85.65 | 1: -6.2554; 1.1: -56.0778; 1.2: -0.075202; 1.3: 462.51; 1.4: -1.1584; 1.5: -56.0778; 1.6: 462.51; 1.7: 277.506; 1.8: 8.4594; 1.9: 2312.55; 2: 73.6481; 2.1: 95.2026; 2.2: 3744.9158; 2.3: 77.3593; 2.4: -3800.9937; 2.5: -78.5177
| 2 | 85.7 | 1: -6.3324; 1.1: -56.8012; 1.2: -0.076172; 1.3: 462.78; 1.4: -1.1727; 1.5: -56.8012; 1.6: 462.78; 1.7: 277.668; 1.8: 8.4594; 1.9: 2313.9; 2: 73.6911; 2.1: 95.2034; 2.2: 3749.2607; 2.3: 77.4039; 2.4: -3806.062; 2.5: -78.5765
| 2 | 85.75 | 1: -6.4101; 1.1: -57.5314; 1.2: -0.077151; 1.3: 463.05; 1.4: -1.187; 1.5: -57.5314; 1.6: 463.05; 1.7: 277.83; 1.8: 8.4594; 1.9: 2315.25; 2: 73.7341; 2.1: 95.2041; 2.2: 3753.6078; 2.3: 77.4484; 2.4: -3811.1393; 2.5: -78.6355
| 2 | 85.8 | 1: -6.4884; 1.1: -58.2685; 1.2: -0.078139; 1.3: 463.32; 1.4: -1.2016; 1.5: -58.2685; 1.6: 463.32; 1.7: 277.992; 1.8: 8.4594; 1.9: 2316.6; 2: 73.7771; 2.1: 95.2048; 2.2: 3757.9572; 2.3: 77.493; 2.4: -3816.2257; 2.5: -78.6945
| 2 | 85.85 | 1: -6.5674; 1.1: -59.0124; 1.2: -0.079137; 1.3: 463.59; 1.4: -1.2162; 1.5: -59.0124; 1.6: 463.59; 1.7: 278.154; 1.8: 8.4594; 1.9: 2317.95; 2: 73.8201; 2.1: 95.2056; 2.2: 3762.3088; 2.3: 77.5375; 2.4: -3821.3212; 2.5: -78.7537
| 2 | 85.9 | 1: -6.6471; 1.1: -59.7633; 1.2: -0.080144; 1.3: 463.86; 1.4: -1.2309; 1.5: -59.7633; 1.6: 463.86; 1.7: 278.316; 1.8: 8.4594; 1.9: 2319.3; 2: 73.8631; 2.1: 95.2063; 2.2: 3766.6626; 2.3: 77.5821; 2.4: -3826.4259; 2.5: -78.813
| 2 | 85.95 | 1: -6.7275; 1.1: -60.5212; 1.2: -0.08116; 1.3: 464.13; 1.4: -1.2458; 1.5: -60.5212; 1.6: 464.13; 1.7: 278.478; 1.8: 8.4594; 1.9: 2320.65; 2: 73.9061; 2.1: 95.2071; 2.2: 3771.0186; 2.3: 77.6266; 2.4: -3831.5398; 2.5: -78.8724
| 2 | 86 | 1: -6.8086; 1.1: -61.2861; 1.2: -0.082186; 1.3: 464.4; 1.4: -1.2608; 1.5: -61.2861; 1.6: 464.4; 1.7: 278.64; 1.8: 8.4594; 1.9: 2322; 2: 73.949; 2.1: 95.2079; 2.2: 3775.3769; 2.3: 77.6711; 2.4: -3836.6629; 2.5: -78.932
| 2 | 86.05 | 1: -6.8903; 1.1: -62.058; 1.2: -0.083221; 1.3: 464.67; 1.4: -1.276; 1.5: -62.058; 1.6: 464.67; 1.7: 278.802; 1.8: 8.4594; 1.9: 2323.35; 2: 73.992; 2.1: 95.2086; 2.2: 3779.7373; 2.3: 77.7157; 2.4: -3841.7953; 2.5: -78.9917
| 2 | 86.1 | 1: -6.9728; 1.1: -62.8371; 1.2: -0.084266; 1.3: 464.94; 1.4: -1.2913; 1.5: -62.8371; 1.6: 464.94; 1.7: 278.964; 1.8: 8.4594; 1.9: 2324.7; 2: 74.035; 2.1: 95.2094; 2.2: 3784.1; 2.3: 77.7602; 2.4: -3846.937; 2.5: -79.0514
| 2 | 86.15 | 1: -7.0559; 1.1: -63.6233; 1.2: -0.08532; 1.3: 465.21; 1.4: -1.3066; 1.5: -63.6233; 1.6: 465.21; 1.7: 279.126; 1.8: 8.4594; 1.9: 2326.05; 2: 74.078; 2.1: 95.2102; 2.2: 3788.4648; 2.3: 77.8047; 2.4: -3852.0881; 2.5: -79.1113
| 2 | 86.2 | 1: -7.1397; 1.1: -64.4167; 1.2: -0.086384; 1.3: 465.48; 1.4: -1.3222; 1.5: -64.4167; 1.6: 465.48; 1.7: 279.288; 1.8: 8.4594; 1.9: 2327.4; 2: 74.121; 2.1: 95.211; 2.2: 3792.8319; 2.3: 77.8492; 2.4: -3857.2486; 2.5: -79.1714
| 2 | 86.25 | 1: -7.2243; 1.1: -65.2174; 1.2: -0.087458; 1.3: 465.75; 1.4: -1.3378; 1.5: -65.2174; 1.6: 465.75; 1.7: 279.45; 1.8: 8.4594; 1.9: 2328.75; 2: 74.164; 2.1: 95.2118; 2.2: 3797.2012; 2.3: 77.8937; 2.4: -3862.4185; 2.5: -79.2315
| 2 | 86.3 | 1: -7.3096; 1.1: -66.0253; 1.2: -0.088541; 1.3: 466.02; 1.4: -1.3536; 1.5: -66.0253; 1.6: 466.02; 1.7: 279.612; 1.8: 8.4594; 1.9: 2330.1; 2: 74.207; 2.1: 95.2126; 2.2: 3801.5726; 2.3: 77.9382; 2.4: -3867.5979; 2.5: -79.2918
| 2 | 86.35 | 1: -7.3955; 1.1: -66.8406; 1.2: -0.089635; 1.3: 466.29; 1.4: -1.3695; 1.5: -66.8406; 1.6: 466.29; 1.7: 279.774; 1.8: 8.4594; 1.9: 2331.45; 2: 74.25; 2.1: 95.2135; 2.2: 3805.9462; 2.3: 77.9827; 2.4: -3872.7869; 2.5: -79.3522
| 2 | 86.4 | 1: -7.4822; 1.1: -67.6633; 1.2: -0.090738; 1.3: 466.56; 1.4: -1.3856; 1.5: -67.6633; 1.6: 466.56; 1.7: 279.936; 1.8: 8.4594; 1.9: 2332.8; 2: 74.293; 2.1: 95.2143; 2.2: 3810.3221; 2.3: 78.0272; 2.4: -3877.9854; 2.5: -79.4128
| 2 | 86.45 | 1: -7.5696; 1.1: -68.4934; 1.2: -0.091851; 1.3: 466.83; 1.4: -1.4018; 1.5: -68.4934; 1.6: 466.83; 1.7: 280.098; 1.8: 8.4594; 1.9: 2334.15; 2: 74.336; 2.1: 95.2151; 2.2: 3814.7001; 2.3: 78.0716; 2.4: -3883.1935; 2.5: -79.4734
| 2 | 86.5 | 1: -7.6578; 1.1: -69.331; 1.2: -0.092974; 1.3: 467.1; 1.4: -1.4181; 1.5: -69.331; 1.6: 467.1; 1.7: 280.26; 1.8: 8.4594; 1.9: 2335.5; 2: 74.379; 2.1: 95.2159; 2.2: 3819.0802; 2.3: 78.1161; 2.4: -3888.4113; 2.5: -79.5342
| 2 | 86.55 | 1: -7.7467; 1.1: -70.1761; 1.2: -0.094108; 1.3: 467.37; 1.4: -1.4346; 1.5: -70.1761; 1.6: 467.37; 1.7: 280.422; 1.8: 8.4594; 1.9: 2336.85; 2: 74.422; 2.1: 95.2168; 2.2: 3823.4626; 2.3: 78.1606; 2.4: -3893.6387; 2.5: -79.5951
| 2 | 86.6 | 1: -7.8363; 1.1: -71.0288; 1.2: -0.095251; 1.3: 467.64; 1.4: -1.4512; 1.5: -71.0288; 1.6: 467.64; 1.7: 280.584; 1.8: 8.4594; 1.9: 2338.2; 2: 74.465; 2.1: 95.2177; 2.2: 3827.8471; 2.3: 78.205; 2.4: -3898.8759; 2.5: -79.6562
| 2 | 86.65 | 1: -7.9266; 1.1: -71.8891; 1.2: -0.096405; 1.3: 467.91; 1.4: -1.4679; 1.5: -71.8891; 1.6: 467.91; 1.7: 280.746; 1.8: 8.4594; 1.9: 2339.55; 2: 74.508; 2.1: 95.2185; 2.2: 3832.2338; 2.3: 78.2494; 2.4: -3904.1229; 2.5: -79.7173
| 2 | 86.7 | 1: -8.0177; 1.1: -72.7571; 1.2: -0.097569; 1.3: 468.18; 1.4: -1.4848; 1.5: -72.7571; 1.6: 468.18; 1.7: 280.908; 1.8: 8.4594; 1.9: 2340.9; 2: 74.551; 2.1: 95.2194; 2.2: 3836.6226; 2.3: 78.2939; 2.4: -3909.3797; 2.5: -79.7786
| 2 | 86.75 | 1: -8.1095; 1.1: -73.6328; 1.2: -0.098743; 1.3: 468.45; 1.4: -1.5018; 1.5: -73.6328; 1.6: 468.45; 1.7: 281.07; 1.8: 8.4594; 1.9: 2342.25; 2: 74.5939; 2.1: 95.2203; 2.2: 3841.0136; 2.3: 78.3383; 2.4: -3914.6463; 2.5: -79.8401
| 2 | 86.8 | 1: -8.2021; 1.1: -74.5162; 1.2: -0.099928; 1.3: 468.72; 1.4: -1.5189; 1.5: -74.5162; 1.6: 468.72; 1.7: 281.232; 1.8: 8.4594; 1.9: 2343.6; 2: 74.6369; 2.1: 95.2212; 2.2: 3845.4067; 2.3: 78.3827; 2.4: -3919.9229; 2.5: -79.9016
| 2 | 86.85 | 1: -8.2954; 1.1: -75.4074; 1.2: -0.10112; 1.3: 468.99; 1.4: -1.5362; 1.5: -75.4074; 1.6: 468.99; 1.7: 281.394; 1.8: 8.4594; 1.9: 2344.95; 2: 74.6799; 2.1: 95.222; 2.2: 3849.802; 2.3: 78.4271; 2.4: -3925.2094; 2.5: -79.9633
| 2 | 86.9 | 1: -8.3895; 1.1: -76.3065; 1.2: -0.10233; 1.3: 469.26; 1.4: -1.5536; 1.5: -76.3065; 1.6: 469.26; 1.7: 281.556; 1.8: 8.4594; 1.9: 2346.3; 2: 74.7229; 2.1: 95.223; 2.2: 3854.1994; 2.3: 78.4716; 2.4: -3930.5059; 2.5: -80.0252
| 2 | 86.95 | 1: -8.4843; 1.1: -77.2135; 1.2: -0.10355; 1.3: 469.53; 1.4: -1.5712; 1.5: -77.2135; 1.6: 469.53; 1.7: 281.718; 1.8: 8.4594; 1.9: 2347.65; 2: 74.7659; 2.1: 95.2239; 2.2: 3858.5989; 2.3: 78.516; 2.4: -3935.8124; 2.5: -80.0871
| 2 | 87 | 1: -8.5799; 1.1: -78.1285; 1.2: -0.10477; 1.3: 469.8; 1.4: -1.5889; 1.5: -78.1285; 1.6: 469.8; 1.7: 281.88; 1.8: 8.4594; 1.9: 2349; 2: 74.8089; 2.1: 95.2248; 2.2: 3863.0006; 2.3: 78.5603; 2.4: -3941.129; 2.5: -80.1492
| 2 | 87.05 | 1: -8.6763; 1.1: -79.0514; 1.2: -0.10601; 1.3: 470.07; 1.4: -1.6067; 1.5: -79.0514; 1.6: 470.07; 1.7: 282.042; 1.8: 8.4594; 1.9: 2350.35; 2: 74.8519; 2.1: 95.2257; 2.2: 3867.4044; 2.3: 78.6047; 2.4: -3946.4558; 2.5: -80.2114
| 2 | 87.1 | 1: -8.7734; 1.1: -79.9824; 1.2: -0.10726; 1.3: 470.34; 1.4: -1.6247; 1.5: -79.9824; 1.6: 470.34; 1.7: 282.204; 1.8: 8.4594; 1.9: 2351.7; 2: 74.8949; 2.1: 95.2267; 2.2: 3871.8103; 2.3: 78.6491; 2.4: -3951.7927; 2.5: -80.2738
| 2 | 87.15 | 1: -8.8713; 1.1: -80.9215; 1.2: -0.10852; 1.3: 470.61; 1.4: -1.6428; 1.5: -80.9215; 1.6: 470.61; 1.7: 282.366; 1.8: 8.4594; 1.9: 2353.05; 2: 74.9379; 2.1: 95.2276; 2.2: 3876.2183; 2.3: 78.6935; 2.4: -3957.1398; 2.5: -80.3363
| 2 | 87.2 | 1: -8.97; 1.1: -81.8687; 1.2: -0.10979; 1.3: 470.88; 1.4: -1.6611; 1.5: -81.8687; 1.6: 470.88; 1.7: 282.528; 1.8: 8.4594; 1.9: 2354.4; 2: 74.9809; 2.1: 95.2286; 2.2: 3880.6285; 2.3: 78.7378; 2.4: -3962.4972; 2.5: -80.3989
| 2 | 87.25 | 1: -9.0695; 1.1: -82.8241; 1.2: -0.11107; 1.3: 471.15; 1.4: -1.6795; 1.5: -82.8241; 1.6: 471.15; 1.7: 282.69; 1.8: 8.4594; 1.9: 2355.75; 2: 75.0239; 2.1: 95.2295; 2.2: 3885.0407; 2.3: 78.7822; 2.4: -3967.8648; 2.5: -80.4617
| 2 | 87.3 | 1: -9.1698; 1.1: -83.7878; 1.2: -0.11236; 1.3: 471.42; 1.4: -1.6981; 1.5: -83.7878; 1.6: 471.42; 1.7: 282.852; 1.8: 8.4594; 1.9: 2357.1; 2: 75.0669; 2.1: 95.2305; 2.2: 3889.4551; 2.3: 78.8265; 2.4: -3973.2429; 2.5: -80.5246
| 2 | 87.35 | 1: -9.2708; 1.1: -84.7597; 1.2: -0.11366; 1.3: 471.69; 1.4: -1.7168; 1.5: -84.7597; 1.6: 471.69; 1.7: 283.014; 1.8: 8.4594; 1.9: 2358.45; 2: 75.1099; 2.1: 95.2315; 2.2: 3893.8715; 2.3: 78.8709; 2.4: -3978.6313; 2.5: -80.5877
| 2 | 87.4 | 1: -9.3727; 1.1: -85.74; 1.2: -0.11498; 1.3: 471.96; 1.4: -1.7357; 1.5: -85.74; 1.6: 471.96; 1.7: 283.176; 1.8: 8.4594; 1.9: 2359.8; 2: 75.1529; 2.1: 95.2325; 2.2: 3898.2901; 2.3: 78.9152; 2.4: -3984.0301; 2.5: -80.6509
| 2 | 87.45 | 1: -9.4753; 1.1: -86.7287; 1.2: -0.11631; 1.3: 472.23; 1.4: -1.7547; 1.5: -86.7287; 1.6: 472.23; 1.7: 283.338; 1.8: 8.4594; 1.9: 2361.15; 2: 75.1959; 2.1: 95.2335; 2.2: 3902.7107; 2.3: 78.9595; 2.4: -3989.4394; 2.5: -80.7142
| 2 | 87.5 | 1: -9.5788; 1.1: -87.7259; 1.2: -0.11764; 1.3: 472.5; 1.4: -1.7739; 1.5: -87.7259; 1.6: 472.5; 1.7: 283.5; 1.8: 8.4594; 1.9: 2362.5; 2: 75.2389; 2.1: 95.2345; 2.2: 3907.1334; 2.3: 79.0038; 2.4: -3994.8592; 2.5: -80.7777
| 2 | 87.55 | 1: -9.6831; 1.1: -88.7315; 1.2: -0.11899; 1.3: 472.77; 1.4: -1.7932; 1.5: -88.7315; 1.6: 472.77; 1.7: 283.662; 1.8: 8.4594; 1.9: 2363.85; 2: 75.2818; 2.1: 95.2355; 2.2: 3911.5582; 2.3: 79.0481; 2.4: -4000.2896; 2.5: -80.8413
| 2 | 87.6 | 1: -9.7882; 1.1: -89.7456; 1.2: -0.12035; 1.3: 473.04; 1.4: -1.8126; 1.5: -89.7456; 1.6: 473.04; 1.7: 283.824; 1.8: 8.4594; 1.9: 2365.2; 2: 75.3248; 2.1: 95.2365; 2.2: 3915.985; 2.3: 79.0924; 2.4: -4005.7307; 2.5: -80.905
| 2 | 87.65 | 1: -9.8941; 1.1: -90.7684; 1.2: -0.12172; 1.3: 473.31; 1.4: -1.8322; 1.5: -90.7684; 1.6: 473.31; 1.7: 283.986; 1.8: 8.4594; 1.9: 2366.55; 2: 75.3678; 2.1: 95.2375; 2.2: 3920.4139; 2.3: 79.1367; 2.4: -4011.1823; 2.5: -80.9689
| 2 | 87.7 | 1: -10.0008; 1.1: -91.7998; 1.2: -0.12311; 1.3: 473.58; 1.4: -1.852; 1.5: -91.7998; 1.6: 473.58; 1.7: 284.148; 1.8: 8.4594; 1.9: 2367.9; 2: 75.4108; 2.1: 95.2386; 2.2: 3924.8449; 2.3: 79.181; 2.4: -4016.6447; 2.5: -81.033
| 2 | 87.75 | 1: -10.1083; 1.1: -92.8399; 1.2: -0.1245; 1.3: 473.85; 1.4: -1.8719; 1.5: -92.8399; 1.6: 473.85; 1.7: 284.31; 1.8: 8.4594; 1.9: 2369.25; 2: 75.4538; 2.1: 95.2396; 2.2: 3929.2779; 2.3: 79.2252; 2.4: -4022.1179; 2.5: -81.0971
| 2 | 87.8 | 1: -10.2167; 1.1: -93.8888; 1.2: -0.12591; 1.3: 474.12; 1.4: -1.892; 1.5: -93.8888; 1.6: 474.12; 1.7: 284.472; 1.8: 8.4594; 1.9: 2370.6; 2: 75.4968; 2.1: 95.2407; 2.2: 3933.713; 2.3: 79.2695; 2.4: -4027.6018; 2.5: -81.1615
| 2 | 87.85 | 1: -10.3259; 1.1: -94.9464; 1.2: -0.12733; 1.3: 474.39; 1.4: -1.9122; 1.5: -94.9464; 1.6: 474.39; 1.7: 284.634; 1.8: 8.4594; 1.9: 2371.95; 2: 75.5398; 2.1: 95.2418; 2.2: 3938.1502; 2.3: 79.3137; 2.4: -4033.0966; 2.5: -81.2259
| 2 | 87.9 | 1: -10.436; 1.1: -96.0129; 1.2: -0.12876; 1.3: 474.66; 1.4: -1.9326; 1.5: -96.0129; 1.6: 474.66; 1.7: 284.796; 1.8: 8.4594; 1.9: 2373.3; 2: 75.5828; 2.1: 95.2429; 2.2: 3942.5893; 2.3: 79.358; 2.4: -4038.6022; 2.5: -81.2905
| 2 | 87.95 | 1: -10.5468; 1.1: -97.0883; 1.2: -0.1302; 1.3: 474.93; 1.4: -1.9531; 1.5: -97.0883; 1.6: 474.93; 1.7: 284.958; 1.8: 8.4594; 1.9: 2374.65; 2: 75.6258; 2.1: 95.244; 2.2: 3947.0305; 2.3: 79.4022; 2.4: -4044.1188; 2.5: -81.3553
| 2 | 88 | 1: -10.6586; 1.1: -98.1726; 1.2: -0.13165; 1.3: 475.2; 1.4: -1.9738; 1.5: -98.1726; 1.6: 475.2; 1.7: 285.12; 1.8: 8.4594; 1.9: 2376; 2: 75.6688; 2.1: 95.2451; 2.2: 3951.4738; 2.3: 79.4464; 2.4: -4049.6464; 2.5: -81.4202
| 2 | 88.05 | 1: -10.7712; 1.1: -99.266; 1.2: -0.13312; 1.3: 475.47; 1.4: -1.9947; 1.5: -99.266; 1.6: 475.47; 1.7: 285.282; 1.8: 8.4594; 1.9: 2377.35; 2: 75.7118; 2.1: 95.2462; 2.2: 3955.919; 2.3: 79.4906; 2.4: -4055.185; 2.5: -81.4853
| 2 | 88.1 | 1: -10.8846; 1.1: -100.3684; 1.2: -0.1346; 1.3: 475.74; 1.4: -2.0157; 1.5: -100.3684; 1.6: 475.74; 1.7: 285.444; 1.8: 8.4594; 1.9: 2378.7; 2: 75.7548; 2.1: 95.2473; 2.2: 3960.3663; 2.3: 79.5348; 2.4: -4060.7347; 2.5: -81.5505
| 2 | 88.15 | 1: -10.9989; 1.1: -101.4799; 1.2: -0.13609; 1.3: 476.01; 1.4: -2.0368; 1.5: -101.4799; 1.6: 476.01; 1.7: 285.606; 1.8: 8.4594; 1.9: 2380.05; 2: 75.7978; 2.1: 95.2484; 2.2: 3964.8156; 2.3: 79.579; 2.4: -4066.2956; 2.5: -81.6158
| 2 | 88.2 | 1: -11.1141; 1.1: -102.6006; 1.2: -0.13759; 1.3: 476.28; 1.4: -2.0582; 1.5: -102.6006; 1.6: 476.28; 1.7: 285.768; 1.8: 8.4594; 1.9: 2381.4; 2: 75.8408; 2.1: 95.2496; 2.2: 3969.2669; 2.3: 79.6232; 2.4: -4071.8676; 2.5: -81.6813
| 2 | 88.25 | 1: -11.2301; 1.1: -103.7306; 1.2: -0.1391; 1.3: 476.55; 1.4: -2.0796; 1.5: -103.7306; 1.6: 476.55; 1.7: 285.93; 1.8: 8.4594; 1.9: 2382.75; 2: 75.8838; 2.1: 95.2508; 2.2: 3973.7202; 2.3: 79.6674; 2.4: -4077.4508; 2.5: -81.747
| 2 | 88.3 | 1: -11.347; 1.1: -104.8697; 1.2: -0.14063; 1.3: 476.82; 1.4: -2.1013; 1.5: -104.8697; 1.6: 476.82; 1.7: 286.092; 1.8: 8.4594; 1.9: 2384.1; 2: 75.9268; 2.1: 95.2519; 2.2: 3978.1755; 2.3: 79.7115; 2.4: -4083.0453; 2.5: -81.8128
| 2 | 88.35 | 1: -11.4648; 1.1: -106.0183; 1.2: -0.14217; 1.3: 477.09; 1.4: -2.1231; 1.5: -106.0183; 1.6: 477.09; 1.7: 286.254; 1.8: 8.4594; 1.9: 2385.45; 2: 75.9697; 2.1: 95.2531; 2.2: 3982.6328; 2.3: 79.7557; 2.4: -4088.6511; 2.5: -81.8788
| 2 | 88.4 | 1: -11.5834; 1.1: -107.1762; 1.2: -0.14373; 1.3: 477.36; 1.4: -2.1451; 1.5: -107.1762; 1.6: 477.36; 1.7: 286.416; 1.8: 8.4594; 1.9: 2386.8; 2: 76.0127; 2.1: 95.2543; 2.2: 3987.0921; 2.3: 79.7998; 2.4: -4094.2682; 2.5: -81.9449
| 2 | 88.45 | 1: -11.703; 1.1: -108.3435; 1.2: -0.14529; 1.3: 477.63; 1.4: -2.1672; 1.5: -108.3435; 1.6: 477.63; 1.7: 286.578; 1.8: 8.4594; 1.9: 2388.15; 2: 76.0557; 2.1: 95.2555; 2.2: 3991.5534; 2.3: 79.8439; 2.4: -4099.8968; 2.5: -82.0112
| 2 | 88.5 | 1: -11.8234; 1.1: -109.5203; 1.2: -0.14687; 1.3: 477.9; 1.4: -2.1895; 1.5: -109.5203; 1.6: 477.9; 1.7: 286.74; 1.8: 8.4594; 1.9: 2389.5; 2: 76.0987; 2.1: 95.2567; 2.2: 3996.0166; 2.3: 79.8881; 2.4: -4105.5369; 2.5: -82.0776
| 2 | 88.55 | 1: -11.9447; 1.1: -110.7066; 1.2: -0.14846; 1.3: 478.17; 1.4: -2.212; 1.5: -110.7066; 1.6: 478.17; 1.7: 286.902; 1.8: 8.4594; 1.9: 2390.85; 2: 76.1417; 2.1: 95.2579; 2.2: 4000.4818; 2.3: 79.9322; 2.4: -4111.1884; 2.5: -82.1442
| 2 | 88.6 | 1: -12.067; 1.1: -111.9026; 1.2: -0.15006; 1.3: 478.44; 1.4: -2.2346; 1.5: -111.9026; 1.6: 478.44; 1.7: 287.064; 1.8: 8.4594; 1.9: 2392.2; 2: 76.1847; 2.1: 95.2592; 2.2: 4004.949; 2.3: 79.9763; 2.4: -4116.8516; 2.5: -82.2109
| 2 | 88.65 | 1: -12.1901; 1.1: -113.1082; 1.2: -0.15168; 1.3: 478.71; 1.4: -2.2574; 1.5: -113.1082; 1.6: 478.71; 1.7: 287.226; 1.8: 8.4594; 1.9: 2393.55; 2: 76.2277; 2.1: 95.2604; 2.2: 4009.4181; 2.3: 80.0204; 2.4: -4122.5263; 2.5: -82.2778
| 2 | 88.7 | 1: -12.3141; 1.1: -114.3235; 1.2: -0.15331; 1.3: 478.98; 1.4: -2.2804; 1.5: -114.3235; 1.6: 478.98; 1.7: 287.388; 1.8: 8.4594; 1.9: 2394.9; 2: 76.2707; 2.1: 95.2617; 2.2: 4013.8891; 2.3: 80.0644; 2.4: -4128.2127; 2.5: -82.3448
| 2 | 88.75 | 1: -12.4391; 1.1: -115.5486; 1.2: -0.15495; 1.3: 479.25; 1.4: -2.3035; 1.5: -115.5486; 1.6: 479.25; 1.7: 287.55; 1.8: 8.4594; 1.9: 2396.25; 2: 76.3137; 2.1: 95.2629; 2.2: 4018.3622; 2.3: 80.1085; 2.4: -4133.9108; 2.5: -82.412
| 2 | 88.8 | 1: -12.5649; 1.1: -116.7835; 1.2: -0.15661; 1.3: 479.52; 1.4: -2.3268; 1.5: -116.7835; 1.6: 479.52; 1.7: 287.712; 1.8: 8.4594; 1.9: 2397.6; 2: 76.3567; 2.1: 95.2642; 2.2: 4022.8371; 2.3: 80.1525; 2.4: -4139.6206; 2.5: -82.4794
| 2 | 88.85 | 1: -12.6917; 1.1: -118.0283; 1.2: -0.15828; 1.3: 479.79; 1.4: -2.3503; 1.5: -118.0283; 1.6: 479.79; 1.7: 287.874; 1.8: 8.4594; 1.9: 2398.95; 2: 76.3997; 2.1: 95.2655; 2.2: 4027.314; 2.3: 80.1966; 2.4: -4145.3423; 2.5: -82.5469
| 2 | 88.9 | 1: -12.8194; 1.1: -119.283; 1.2: -0.15996; 1.3: 480.06; 1.4: -2.374; 1.5: -119.283; 1.6: 480.06; 1.7: 288.036; 1.8: 8.4594; 1.9: 2400.3; 2: 76.4427; 2.1: 95.2668; 2.2: 4031.7928; 2.3: 80.2406; 2.4: -4151.0758; 2.5: -82.6146
| 2 | 88.95 | 1: -12.9481; 1.1: -120.5476; 1.2: -0.16166; 1.3: 480.33; 1.4: -2.3978; 1.5: -120.5476; 1.6: 480.33; 1.7: 288.198; 1.8: 8.4594; 1.9: 2401.65; 2: 76.4857; 2.1: 95.2681; 2.2: 4036.2736; 2.3: 80.2846; 2.4: -4156.8212; 2.5: -82.6824
| 2 | 89 | 1: -13.0776; 1.1: -121.8224; 1.2: -0.16337; 1.3: 480.6; 1.4: -2.4218; 1.5: -121.8224; 1.6: 480.6; 1.7: 288.36; 1.8: 8.4594; 1.9: 2403; 2: 76.5287; 2.1: 95.2694; 2.2: 4040.7562; 2.3: 80.3287; 2.4: -4162.5786; 2.5: -82.7504
| 2 | 89.05 | 1: -13.2081; 1.1: -123.1072; 1.2: -0.16509; 1.3: 480.87; 1.4: -2.4459; 1.5: -123.1072; 1.6: 480.87; 1.7: 288.522; 1.8: 8.4594; 1.9: 2404.35; 2: 76.5717; 2.1: 95.2708; 2.2: 4045.2408; 2.3: 80.3727; 2.4: -4168.348; 2.5: -82.8186
| 2 | 89.1 | 1: -13.3396; 1.1: -124.4022; 1.2: -0.16683; 1.3: 481.14; 1.4: -2.4703; 1.5: -124.4022; 1.6: 481.14; 1.7: 288.684; 1.8: 8.4594; 1.9: 2405.7; 2: 76.6146; 2.1: 95.2721; 2.2: 4049.7273; 2.3: 80.4166; 2.4: -4174.1294; 2.5: -82.8869
| 2 | 89.15 | 1: -13.472; 1.1: -125.7074; 1.2: -0.16858; 1.3: 481.41; 1.4: -2.4948; 1.5: -125.7074; 1.6: 481.41; 1.7: 288.846; 1.8: 8.4594; 1.9: 2407.05; 2: 76.6576; 2.1: 95.2735; 2.2: 4054.2156; 2.3: 80.4606; 2.4: -4179.923; 2.5: -82.9554
| 2 | 89.2 | 1: -13.6053; 1.1: -127.0228; 1.2: -0.17034; 1.3: 481.68; 1.4: -2.5195; 1.5: -127.0228; 1.6: 481.68; 1.7: 289.008; 1.8: 8.4594; 1.9: 2408.4; 2: 76.7006; 2.1: 95.2749; 2.2: 4058.7059; 2.3: 80.5046; 2.4: -4185.7287; 2.5: -83.0241
| 2 | 89.25 | 1: -13.7396; 1.1: -128.3486; 1.2: -0.17212; 1.3: 481.95; 1.4: -2.5444; 1.5: -128.3486; 1.6: 481.95; 1.7: 289.17; 1.8: 8.4594; 1.9: 2409.75; 2: 76.7436; 2.1: 95.2763; 2.2: 4063.198; 2.3: 80.5485; 2.4: -4191.5466; 2.5: -83.0929
| 2 | 89.3 | 1: -13.8749; 1.1: -129.6848; 1.2: -0.17391; 1.3: 482.22; 1.4: -2.5694; 1.5: -129.6848; 1.6: 482.22; 1.7: 289.332; 1.8: 8.4594; 1.9: 2411.1; 2: 76.7866; 2.1: 95.2777; 2.2: 4067.692; 2.3: 80.5925; 2.4: -4197.3768; 2.5: -83.1619
| 2 | 89.35 | 1: -14.0111; 1.1: -131.0314; 1.2: -0.17572; 1.3: 482.49; 1.4: -2.5947; 1.5: -131.0314; 1.6: 482.49; 1.7: 289.494; 1.8: 8.4594; 1.9: 2412.45; 2: 76.8296; 2.1: 95.2791; 2.2: 4072.1879; 2.3: 80.6364; 2.4: -4203.2194; 2.5: -83.231
| 2 | 89.4 | 1: -14.1483; 1.1: -132.3886; 1.2: -0.17754; 1.3: 482.76; 1.4: -2.6201; 1.5: -132.3886; 1.6: 482.76; 1.7: 289.656; 1.8: 8.4594; 1.9: 2413.8; 2: 76.8726; 2.1: 95.2805; 2.2: 4076.6857; 2.3: 80.6803; 2.4: -4209.0742; 2.5: -83.3004
| 2 | 89.45 | 1: -14.2865; 1.1: -133.7563; 1.2: -0.17937; 1.3: 483.03; 1.4: -2.6456; 1.5: -133.7563; 1.6: 483.03; 1.7: 289.818; 1.8: 8.4594; 1.9: 2415.15; 2: 76.9156; 2.1: 95.282; 2.2: 4081.1853; 2.3: 80.7242; 2.4: -4214.9415; 2.5: -83.3699
| 2 | 89.5 | 1: -14.4256; 1.1: -135.1346; 1.2: -0.18122; 1.3: 483.3; 1.4: -2.6714; 1.5: -135.1346; 1.6: 483.3; 1.7: 289.98; 1.8: 8.4594; 1.9: 2416.5; 2: 76.9586; 2.1: 95.2834; 2.2: 4085.6867; 2.3: 80.7681; 2.4: -4220.8213; 2.5: -83.4395
| 2 | 89.55 | 1: -14.5658; 1.1: -136.5235; 1.2: -0.18308; 1.3: 483.57; 1.4: -2.6974; 1.5: -136.5235; 1.6: 483.57; 1.7: 290.142; 1.8: 8.4594; 1.9: 2417.85; 2: 77.0016; 2.1: 95.2849; 2.2: 4090.19; 2.3: 80.812; 2.4: -4226.7136; 2.5: -83.5093
| 2 | 89.6 | 1: -14.7069; 1.1: -137.9233; 1.2: -0.18496; 1.3: 483.84; 1.4: -2.7235; 1.5: -137.9233; 1.6: 483.84; 1.7: 290.304; 1.8: 8.4594; 1.9: 2419.2; 2: 77.0446; 2.1: 95.2864; 2.2: 4094.6952; 2.3: 80.8558; 2.4: -4232.6185; 2.5: -83.5793
| 2 | 89.65 | 1: -14.849; 1.1: -139.3338; 1.2: -0.18685; 1.3: 484.11; 1.4: -2.7498; 1.5: -139.3338; 1.6: 484.11; 1.7: 290.466; 1.8: 8.4594; 1.9: 2420.55; 2: 77.0876; 2.1: 95.2878; 2.2: 4099.2022; 2.3: 80.8997; 2.4: -4238.536; 2.5: -83.6495
| 2 | 89.7 | 1: -14.9921; 1.1: -140.7552; 1.2: -0.18876; 1.3: 484.38; 1.4: -2.7763; 1.5: -140.7552; 1.6: 484.38; 1.7: 290.628; 1.8: 8.4594; 1.9: 2421.9; 2: 77.1306; 2.1: 95.2894; 2.2: 4103.711; 2.3: 80.9435; 2.4: -4244.4661; 2.5: -83.7199
| 2 | 89.75 | 1: -15.1363; 1.1: -142.1875; 1.2: -0.19068; 1.3: 484.65; 1.4: -2.803; 1.5: -142.1875; 1.6: 484.65; 1.7: 290.79; 1.8: 8.4594; 1.9: 2423.25; 2: 77.1736; 2.1: 95.2909; 2.2: 4108.2216; 2.3: 80.9874; 2.4: -4250.4091; 2.5: -83.7904
| 2 | 89.8 | 1: -15.2814; 1.1: -143.6307; 1.2: -0.19261; 1.3: 484.92; 1.4: -2.8299; 1.5: -143.6307; 1.6: 484.92; 1.7: 290.952; 1.8: 8.4594; 1.9: 2424.6; 2: 77.2166; 2.1: 95.2924; 2.2: 4112.734; 2.3: 81.0312; 2.4: -4256.3648; 2.5: -83.8611
| 2 | 89.85 | 1: -15.4275; 1.1: -145.085; 1.2: -0.19456; 1.3: 485.19; 1.4: -2.8569; 1.5: -145.085; 1.6: 485.19; 1.7: 291.114; 1.8: 8.4594; 1.9: 2425.95; 2: 77.2596; 2.1: 95.294; 2.2: 4117.2483; 2.3: 81.075; 2.4: -4262.3333; 2.5: -83.9319
| 2 | 89.9 | 1: -15.5747; 1.1: -146.5504; 1.2: -0.19653; 1.3: 485.46; 1.4: -2.8842; 1.5: -146.5504; 1.6: 485.46; 1.7: 291.276; 1.8: 8.4594; 1.9: 2427.3; 2: 77.3025; 2.1: 95.2955; 2.2: 4121.7643; 2.3: 81.1188; 2.4: -4268.3148; 2.5: -84.003
| 2 | 89.95 | 1: -15.7229; 1.1: -148.027; 1.2: -0.19851; 1.3: 485.73; 1.4: -2.9116; 1.5: -148.027; 1.6: 485.73; 1.7: 291.438; 1.8: 8.4594; 1.9: 2428.65; 2: 77.3455; 2.1: 95.2971; 2.2: 4126.2822; 2.3: 81.1625; 2.4: -4274.3092; 2.5: -84.0742
| 2 | 90 | 1: -15.8721; 1.1: -149.5148; 1.2: -0.2005; 1.3: 486; 1.4: -2.9393; 1.5: -149.5148; 1.6: 486; 1.7: 291.6; 1.8: 8.4594; 1.9: 2430; 2: 77.3885; 2.1: 95.2987; 2.2: 4130.8018; 2.3: 81.2063; 2.4: -4280.3165; 2.5: -84.1456
| 2 | 90.05 | 1: -16.0223; 1.1: -151.0138; 1.2: -0.20251; 1.3: 486.27; 1.4: -2.9671; 1.5: -151.0138; 1.6: 486.27; 1.7: 291.762; 1.8: 8.4594; 1.9: 2431.35; 2: 77.4315; 2.1: 95.3003; 2.2: 4135.3232; 2.3: 81.25; 2.4: -4286.337; 2.5: -84.2171
| 2 | 90.1 | 1: -16.1736; 1.1: -152.5242; 1.2: -0.20454; 1.3: 486.54; 1.4: -2.9951; 1.5: -152.5242; 1.6: 486.54; 1.7: 291.924; 1.8: 8.4594; 1.9: 2432.7; 2: 77.4745; 2.1: 95.3019; 2.2: 4139.8463; 2.3: 81.2938; 2.4: -4292.3706; 2.5: -84.2889
| 2 | 90.15 | 1: -16.3259; 1.1: -154.046; 1.2: -0.20658; 1.3: 486.81; 1.4: -3.0233; 1.5: -154.046; 1.6: 486.81; 1.7: 292.086; 1.8: 8.4594; 1.9: 2434.05; 2: 77.5175; 2.1: 95.3035; 2.2: 4144.3713; 2.3: 81.3375; 2.4: -4298.4173; 2.5: -84.3608
| 2 | 90.2 | 1: -16.4792; 1.1: -155.5793; 1.2: -0.20864; 1.3: 487.08; 1.4: -3.0517; 1.5: -155.5793; 1.6: 487.08; 1.7: 292.248; 1.8: 8.4594; 1.9: 2435.4; 2: 77.5605; 2.1: 95.3052; 2.2: 4148.898; 2.3: 81.3812; 2.4: -4304.4772; 2.5: -84.4329
| 2 | 90.25 | 1: -16.6336; 1.1: -157.1241; 1.2: -0.21071; 1.3: 487.35; 1.4: -3.0803; 1.5: -157.1241; 1.6: 487.35; 1.7: 292.41; 1.8: 8.4594; 1.9: 2436.75; 2: 77.6035; 2.1: 95.3069; 2.2: 4153.4264; 2.3: 81.4249; 2.4: -4310.5505; 2.5: -84.5052
| 2 | 90.3 | 1: -16.7891; 1.1: -158.6805; 1.2: -0.21279; 1.3: 487.62; 1.4: -3.1091; 1.5: -158.6805; 1.6: 487.62; 1.7: 292.572; 1.8: 8.4594; 1.9: 2438.1; 2: 77.6465; 2.1: 95.3085; 2.2: 4157.9566; 2.3: 81.4686; 2.4: -4316.637; 2.5: -84.5777
| 2 | 90.35 | 1: -16.9456; 1.1: -160.2485; 1.2: -0.2149; 1.3: 487.89; 1.4: -3.1381; 1.5: -160.2485; 1.6: 487.89; 1.7: 292.734; 1.8: 8.4594; 1.9: 2439.45; 2: 77.6895; 2.1: 95.3102; 2.2: 4162.4885; 2.3: 81.5122; 2.4: -4322.737; 2.5: -84.6503
| 2 | 90.4 | 1: -17.1032; 1.1: -161.8283; 1.2: -0.21702; 1.3: 488.16; 1.4: -3.1673; 1.5: -161.8283; 1.6: 488.16; 1.7: 292.896; 1.8: 8.4594; 1.9: 2440.8; 2: 77.7325; 2.1: 95.3119; 2.2: 4167.0221; 2.3: 81.5559; 2.4: -4328.8504; 2.5: -84.7231
| 2 | 90.45 | 1: -17.2619; 1.1: -163.4198; 1.2: -0.21915; 1.3: 488.43; 1.4: -3.1966; 1.5: -163.4198; 1.6: 488.43; 1.7: 293.058; 1.8: 8.4594; 1.9: 2442.15; 2: 77.7755; 2.1: 95.3137; 2.2: 4171.5575; 2.3: 81.5995; 2.4: -4334.9773; 2.5: -84.7961
| 2 | 90.5 | 1: -17.4216; 1.1: -165.0231; 1.2: -0.2213; 1.3: 488.7; 1.4: -3.2262; 1.5: -165.0231; 1.6: 488.7; 1.7: 293.22; 1.8: 8.4594; 1.9: 2443.5; 2: 77.8185; 2.1: 95.3154; 2.2: 4176.0946; 2.3: 81.6431; 2.4: -4341.1177; 2.5: -84.8693
| 2 | 90.55 | 1: -17.5824; 1.1: -166.6384; 1.2: -0.22347; 1.3: 488.97; 1.4: -3.256; 1.5: -166.6384; 1.6: 488.97; 1.7: 293.382; 1.8: 8.4594; 1.9: 2444.85; 2: 77.8615; 2.1: 95.3172; 2.2: 4180.6333; 2.3: 81.6867; 2.4: -4347.2718; 2.5: -84.9427
| 2 | 90.6 | 1: -17.7443; 1.1: -168.2657; 1.2: -0.22565; 1.3: 489.24; 1.4: -3.286; 1.5: -168.2657; 1.6: 489.24; 1.7: 293.544; 1.8: 8.4594; 1.9: 2446.2; 2: 77.9045; 2.1: 95.3189; 2.2: 4185.1738; 2.3: 81.7303; 2.4: -4353.4395; 2.5: -85.0163
| 2 | 90.65 | 1: -17.9073; 1.1: -169.9049; 1.2: -0.22785; 1.3: 489.51; 1.4: -3.3162; 1.5: -169.9049; 1.6: 489.51; 1.7: 293.706; 1.8: 8.4594; 1.9: 2447.55; 2: 77.9475; 2.1: 95.3207; 2.2: 4189.716; 2.3: 81.7739; 2.4: -4359.6209; 2.5: -85.09
| 2 | 90.7 | 1: -18.0714; 1.1: -171.5563; 1.2: -0.23006; 1.3: 489.78; 1.4: -3.3465; 1.5: -171.5563; 1.6: 489.78; 1.7: 293.868; 1.8: 8.4594; 1.9: 2448.9; 2: 77.9904; 2.1: 95.3225; 2.2: 4194.2598; 2.3: 81.8174; 2.4: -4365.8161; 2.5: -85.164
| 2 | 90.75 | 1: -18.2365; 1.1: -173.2198; 1.2: -0.23229; 1.3: 490.05; 1.4: -3.3771; 1.5: -173.2198; 1.6: 490.05; 1.7: 294.03; 1.8: 8.4594; 1.9: 2450.25; 2: 78.0334; 2.1: 95.3243; 2.2: 4198.8054; 2.3: 81.861; 2.4: -4372.0252; 2.5: -85.2381
| 2 | 90.8 | 1: -18.4028; 1.1: -174.8956; 1.2: -0.23454; 1.3: 490.32; 1.4: -3.4079; 1.5: -174.8956; 1.6: 490.32; 1.7: 294.192; 1.8: 8.4594; 1.9: 2451.6; 2: 78.0764; 2.1: 95.3262; 2.2: 4203.3526; 2.3: 81.9045; 2.4: -4378.2482; 2.5: -85.3124
| 2 | 90.85 | 1: -18.5702; 1.1: -176.5836; 1.2: -0.2368; 1.3: 490.59; 1.4: -3.4389; 1.5: -176.5836; 1.6: 490.59; 1.7: 294.354; 1.8: 8.4594; 1.9: 2452.95; 2: 78.1194; 2.1: 95.328; 2.2: 4207.9014; 2.3: 81.948; 2.4: -4384.4851; 2.5: -85.387
| 2 | 90.9 | 1: -18.7387; 1.1: -178.284; 1.2: -0.23908; 1.3: 490.86; 1.4: -3.4701; 1.5: -178.284; 1.6: 490.86; 1.7: 294.516; 1.8: 8.4594; 1.9: 2454.3; 2: 78.1624; 2.1: 95.3299; 2.2: 4212.4519; 2.3: 81.9915; 2.4: -4390.736; 2.5: -85.4617
| 2 | 90.95 | 1: -18.9084; 1.1: -179.9969; 1.2: -0.24138; 1.3: 491.13; 1.4: -3.5015; 1.5: -179.9969; 1.6: 491.13; 1.7: 294.678; 1.8: 8.4594; 1.9: 2455.65; 2: 78.2054; 2.1: 95.3318; 2.2: 4217.0041; 2.3: 82.035; 2.4: -4397.0009; 2.5: -85.5365
| 2 | 91 | 1: -19.0791; 1.1: -181.7222; 1.2: -0.24369; 1.3: 491.4; 1.4: -3.5332; 1.5: -181.7222; 1.6: 491.4; 1.7: 294.84; 1.8: 8.4594; 1.9: 2457; 2: 78.2484; 2.1: 95.3337; 2.2: 4221.5579; 2.3: 82.0785; 2.4: -4403.28; 2.5: -85.6116
| 2 | 91.05 | 1: -19.251; 1.1: -183.46; 1.2: -0.24602; 1.3: 491.67; 1.4: -3.565; 1.5: -183.46; 1.6: 491.67; 1.7: 295.002; 1.8: 8.4594; 1.9: 2458.35; 2: 78.2914; 2.1: 95.3356; 2.2: 4226.1133; 2.3: 82.1219; 2.4: -4409.5733; 2.5: -85.6869
| 2 | 91.1 | 1: -19.424; 1.1: -185.2105; 1.2: -0.24837; 1.3: 491.94; 1.4: -3.597; 1.5: -185.2105; 1.6: 491.94; 1.7: 295.164; 1.8: 8.4594; 1.9: 2459.7; 2: 78.3344; 2.1: 95.3375; 2.2: 4230.6703; 2.3: 82.1653; 2.4: -4415.8809; 2.5: -85.7624
| 2 | 91.15 | 1: -19.5982; 1.1: -186.9737; 1.2: -0.25074; 1.3: 492.21; 1.4: -3.6293; 1.5: -186.9737; 1.6: 492.21; 1.7: 295.326; 1.8: 8.4594; 1.9: 2461.05; 2: 78.3774; 2.1: 95.3395; 2.2: 4235.229; 2.3: 82.2088; 2.4: -4422.2027; 2.5: -85.838
| 2 | 91.2 | 1: -19.7735; 1.1: -188.7496; 1.2: -0.25312; 1.3: 492.48; 1.4: -3.6618; 1.5: -188.7496; 1.6: 492.48; 1.7: 295.488; 1.8: 8.4594; 1.9: 2462.4; 2: 78.4204; 2.1: 95.3414; 2.2: 4239.7893; 2.3: 82.2522; 2.4: -4428.5389; 2.5: -85.9139
| 2 | 91.25 | 1: -19.9499; 1.1: -190.5383; 1.2: -0.25552; 1.3: 492.75; 1.4: -3.6944; 1.5: -190.5383; 1.6: 492.75; 1.7: 295.65; 1.8: 8.4594; 1.9: 2463.75; 2: 78.4634; 2.1: 95.3434; 2.2: 4244.3511; 2.3: 82.2955; 2.4: -4434.8895; 2.5: -85.99
| 2 | 91.3 | 1: -20.1275; 1.1: -192.34; 1.2: -0.25793; 1.3: 493.02; 1.4: -3.7273; 1.5: -192.34; 1.6: 493.02; 1.7: 295.812; 1.8: 8.4594; 1.9: 2465.1; 2: 78.5064; 2.1: 95.3454; 2.2: 4248.9146; 2.3: 82.3389; 2.4: -4441.2545; 2.5: -86.0662
| 2 | 91.35 | 1: -20.3063; 1.1: -194.1545; 1.2: -0.26037; 1.3: 493.29; 1.4: -3.7604; 1.5: -194.1545; 1.6: 493.29; 1.7: 295.974; 1.8: 8.4594; 1.9: 2466.45; 2: 78.5494; 2.1: 95.3474; 2.2: 4253.4796; 2.3: 82.3823; 2.4: -4447.6341; 2.5: -86.1427
| 2 | 91.4 | 1: -20.4862; 1.1: -195.9821; 1.2: -0.26282; 1.3: 493.56; 1.4: -3.7937; 1.5: -195.9821; 1.6: 493.56; 1.7: 296.136; 1.8: 8.4594; 1.9: 2467.8; 2: 78.5924; 2.1: 95.3495; 2.2: 4258.0462; 2.3: 82.4256; 2.4: -4454.0283; 2.5: -86.2193
| 2 | 91.45 | 1: -20.6673; 1.1: -197.8228; 1.2: -0.26528; 1.3: 493.83; 1.4: -3.8273; 1.5: -197.8228; 1.6: 493.83; 1.7: 296.298; 1.8: 8.4594; 1.9: 2469.15; 2: 78.6354; 2.1: 95.3515; 2.2: 4262.6144; 2.3: 82.4689; 2.4: -4460.4372; 2.5: -86.2962
| 2 | 91.5 | 1: -20.8496; 1.1: -199.6767; 1.2: -0.26777; 1.3: 494.1; 1.4: -3.861; 1.5: -199.6767; 1.6: 494.1; 1.7: 296.46; 1.8: 8.4594; 1.9: 2470.5; 2: 78.6783; 2.1: 95.3536; 2.2: 4267.1841; 2.3: 82.5122; 2.4: -4466.8608; 2.5: -86.3732
| 2 | 91.55 | 1: -21.0331; 1.1: -201.5437; 1.2: -0.27027; 1.3: 494.37; 1.4: -3.895; 1.5: -201.5437; 1.6: 494.37; 1.7: 296.622; 1.8: 8.4594; 1.9: 2471.85; 2: 78.7213; 2.1: 95.3557; 2.2: 4271.7554; 2.3: 82.5555; 2.4: -4473.2991; 2.5: -86.4505
| 2 | 91.6 | 1: -21.2177; 1.1: -203.4241; 1.2: -0.2728; 1.3: 494.64; 1.4: -3.9292; 1.5: -203.4241; 1.6: 494.64; 1.7: 296.784; 1.8: 8.4594; 1.9: 2473.2; 2: 78.7643; 2.1: 95.3578; 2.2: 4276.3282; 2.3: 82.5987; 2.4: -4479.7523; 2.5: -86.5279
| 2 | 91.65 | 1: -21.4036; 1.1: -205.3178; 1.2: -0.27534; 1.3: 494.91; 1.4: -3.9636; 1.5: -205.3178; 1.6: 494.91; 1.7: 296.946; 1.8: 8.4594; 1.9: 2474.55; 2: 78.8073; 2.1: 95.3599; 2.2: 4280.9025; 2.3: 82.642; 2.4: -4486.2204; 2.5: -86.6056
| 2 | 91.7 | 1: -21.5906; 1.1: -207.225; 1.2: -0.27789; 1.3: 495.18; 1.4: -3.9983; 1.5: -207.225; 1.6: 495.18; 1.7: 297.108; 1.8: 8.4594; 1.9: 2475.9; 2: 78.8503; 2.1: 95.3621; 2.2: 4285.4784; 2.3: 82.6852; 2.4: -4492.7034; 2.5: -86.6835
| 2 | 91.75 | 1: -21.7788; 1.1: -209.1457; 1.2: -0.28047; 1.3: 495.45; 1.4: -4.0331; 1.5: -209.1457; 1.6: 495.45; 1.7: 297.27; 1.8: 8.4594; 1.9: 2477.25; 2: 78.8933; 2.1: 95.3642; 2.2: 4290.0558; 2.3: 82.7284; 2.4: -4499.2014; 2.5: -86.7615
| 2 | 91.8 | 1: -21.9683; 1.1: -211.0799; 1.2: -0.28306; 1.3: 495.72; 1.4: -4.0682; 1.5: -211.0799; 1.6: 495.72; 1.7: 297.432; 1.8: 8.4594; 1.9: 2478.6; 2: 78.9363; 2.1: 95.3664; 2.2: 4294.6346; 2.3: 82.7716; 2.4: -4505.7146; 2.5: -86.8398
| 2 | 91.85 | 1: -22.1589; 1.1: -213.0278; 1.2: -0.28567; 1.3: 495.99; 1.4: -4.1035; 1.5: -213.0278; 1.6: 495.99; 1.7: 297.594; 1.8: 8.4594; 1.9: 2479.95; 2: 78.9793; 2.1: 95.3686; 2.2: 4299.215; 2.3: 82.8148; 2.4: -4512.2428; 2.5: -86.9183
| 2 | 91.9 | 1: -22.3508; 1.1: -214.9894; 1.2: -0.28831; 1.3: 496.26; 1.4: -4.139; 1.5: -214.9894; 1.6: 496.26; 1.7: 297.756; 1.8: 8.4594; 1.9: 2481.3; 2: 79.0223; 2.1: 95.3708; 2.2: 4303.7969; 2.3: 82.8579; 2.4: -4518.7863; 2.5: -86.997
| 2 | 91.95 | 1: -22.5439; 1.1: -216.9648; 1.2: -0.29095; 1.3: 496.53; 1.4: -4.1748; 1.5: -216.9648; 1.6: 496.53; 1.7: 297.918; 1.8: 8.4594; 1.9: 2482.65; 2: 79.0653; 2.1: 95.3731; 2.2: 4308.3802; 2.3: 82.9011; 2.4: -4525.345; 2.5: -87.0759
| 2 | 92 | 1: -22.7382; 1.1: -218.954; 1.2: -0.29362; 1.3: 496.8; 1.4: -4.2108; 1.5: -218.954; 1.6: 496.8; 1.7: 298.08; 1.8: 8.4594; 1.9: 2484; 2: 79.1083; 2.1: 95.3753; 2.2: 4312.9651; 2.3: 82.9442; 2.4: -4531.919; 2.5: -87.155
| 2 | 92.05 | 1: -22.9338; 1.1: -220.9571; 1.2: -0.29631; 1.3: 497.07; 1.4: -4.247; 1.5: -220.9571; 1.6: 497.07; 1.7: 298.242; 1.8: 8.4594; 1.9: 2485.35; 2: 79.1513; 2.1: 95.3776; 2.2: 4317.5513; 2.3: 82.9873; 2.4: -4538.5085; 2.5: -87.2343
| 2 | 92.1 | 1: -23.1306; 1.1: -222.9743; 1.2: -0.29901; 1.3: 497.34; 1.4: -4.2834; 1.5: -222.9743; 1.6: 497.34; 1.7: 298.404; 1.8: 8.4594; 1.9: 2486.7; 2: 79.1943; 2.1: 95.3799; 2.2: 4322.1391; 2.3: 83.0304; 2.4: -4545.1134; 2.5: -87.3138
| 2 | 92.15 | 1: -23.3286; 1.1: -225.0055; 1.2: -0.30174; 1.3: 497.61; 1.4: -4.3201; 1.5: -225.0055; 1.6: 497.61; 1.7: 298.566; 1.8: 8.4594; 1.9: 2488.05; 2: 79.2373; 2.1: 95.3822; 2.2: 4326.7282; 2.3: 83.0734; 2.4: -4551.7337; 2.5: -87.3935
| 2 | 92.2 | 1: -23.5279; 1.1: -227.0509; 1.2: -0.30448; 1.3: 497.88; 1.4: -4.357; 1.5: -227.0509; 1.6: 497.88; 1.7: 298.728; 1.8: 8.4594; 1.9: 2489.4; 2: 79.2803; 2.1: 95.3845; 2.2: 4331.3189; 2.3: 83.1165; 2.4: -4558.3697; 2.5: -87.4735
| 2 | 92.25 | 1: -23.7285; 1.1: -229.1104; 1.2: -0.30724; 1.3: 498.15; 1.4: -4.3942; 1.5: -229.1104; 1.6: 498.15; 1.7: 298.89; 1.8: 8.4594; 1.9: 2490.75; 2: 79.3232; 2.1: 95.3869; 2.2: 4335.9109; 2.3: 83.1595; 2.4: -4565.0213; 2.5: -87.5537
| 2 | 92.3 | 1: -23.9303; 1.1: -231.1843; 1.2: -0.31002; 1.3: 498.42; 1.4: -4.4315; 1.5: -231.1843; 1.6: 498.42; 1.7: 299.052; 1.8: 8.4594; 1.9: 2492.1; 2: 79.3662; 2.1: 95.3893; 2.2: 4340.5043; 2.3: 83.2025; 2.4: -4571.6886; 2.5: -87.634
| 2 | 92.35 | 1: -24.1334; 1.1: -233.2725; 1.2: -0.31282; 1.3: 498.69; 1.4: -4.4691; 1.5: -233.2725; 1.6: 498.69; 1.7: 299.214; 1.8: 8.4594; 1.9: 2493.45; 2: 79.4092; 2.1: 95.3917; 2.2: 4345.0992; 2.3: 83.2455; 2.4: -4578.3717; 2.5: -87.7146
| 2 | 92.4 | 1: -24.3377; 1.1: -235.3751; 1.2: -0.31564; 1.3: 498.96; 1.4: -4.507; 1.5: -235.3751; 1.6: 498.96; 1.7: 299.376; 1.8: 8.4594; 1.9: 2494.8; 2: 79.4522; 2.1: 95.3941; 2.2: 4349.6955; 2.3: 83.2884; 2.4: -4585.0706; 2.5: -87.7954
| 2 | 92.45 | 1: -24.5434; 1.1: -237.4922; 1.2: -0.31848; 1.3: 499.23; 1.4: -4.5451; 1.5: -237.4922; 1.6: 499.23; 1.7: 299.538; 1.8: 8.4594; 1.9: 2496.15; 2: 79.4952; 2.1: 95.3965; 2.2: 4354.2931; 2.3: 83.3314; 2.4: -4591.7853; 2.5: -87.8765
| 2 | 92.5 | 1: -24.7503; 1.1: -239.6239; 1.2: -0.32134; 1.3: 499.5; 1.4: -4.5834; 1.5: -239.6239; 1.6: 499.5; 1.7: 299.7; 1.8: 8.4594; 1.9: 2497.5; 2: 79.5382; 2.1: 95.399; 2.2: 4358.8921; 2.3: 83.3743; 2.4: -4598.5161; 2.5: -87.9577
| 2 | 92.55 | 1: -24.9585; 1.1: -241.7703; 1.2: -0.32422; 1.3: 499.77; 1.4: -4.6219; 1.5: -241.7703; 1.6: 499.77; 1.7: 299.862; 1.8: 8.4594; 1.9: 2498.85; 2: 79.5812; 2.1: 95.4014; 2.2: 4363.4925; 2.3: 83.4172; 2.4: -4605.2628; 2.5: -88.0392
| 2 | 92.6 | 1: -25.168; 1.1: -243.9314; 1.2: -0.32712; 1.3: 500.04; 1.4: -4.6607; 1.5: -243.9314; 1.6: 500.04; 1.7: 300.024; 1.8: 8.4594; 1.9: 2500.2; 2: 79.6242; 2.1: 95.4039; 2.2: 4368.0943; 2.3: 83.4601; 2.4: -4612.0257; 2.5: -88.1208
| 2 | 92.65 | 1: -25.3788; 1.1: -246.1072; 1.2: -0.33004; 1.3: 500.31; 1.4: -4.6998; 1.5: -246.1072; 1.6: 500.31; 1.7: 300.186; 1.8: 8.4594; 1.9: 2501.55; 2: 79.6672; 2.1: 95.4064; 2.2: 4372.6974; 2.3: 83.503; 2.4: -4618.8047; 2.5: -88.2027
| 2 | 92.7 | 1: -25.5909; 1.1: -248.298; 1.2: -0.33297; 1.3: 500.58; 1.4: -4.739; 1.5: -248.298; 1.6: 500.58; 1.7: 300.348; 1.8: 8.4594; 1.9: 2502.9; 2: 79.7102; 2.1: 95.409; 2.2: 4377.3019; 2.3: 83.5458; 2.4: -4625.5999; 2.5: -88.2848
| 2 | 92.75 | 1: -25.8043; 1.1: -250.5037; 1.2: -0.33593; 1.3: 500.85; 1.4: -4.7786; 1.5: -250.5037; 1.6: 500.85; 1.7: 300.51; 1.8: 8.4594; 1.9: 2504.25; 2: 79.7532; 2.1: 95.4115; 2.2: 4381.9077; 2.3: 83.5886; 2.4: -4632.4113; 2.5: -88.3672
| 2 | 92.8 | 1: -26.019; 1.1: -252.7244; 1.2: -0.33891; 1.3: 501.12; 1.4: -4.8183; 1.5: -252.7244; 1.6: 501.12; 1.7: 300.672; 1.8: 8.4594; 1.9: 2505.6; 2: 79.7962; 2.1: 95.4141; 2.2: 4386.5148; 2.3: 83.6314; 2.4: -4639.2391; 2.5: -88.4498
| 2 | 92.85 | 1: -26.2351; 1.1: -254.9602; 1.2: -0.34191; 1.3: 501.39; 1.4: -4.8583; 1.5: -254.9602; 1.6: 501.39; 1.7: 300.834; 1.8: 8.4594; 1.9: 2506.95; 2: 79.8392; 2.1: 95.4167; 2.2: 4391.1232; 2.3: 83.6742; 2.4: -4646.0834; 2.5: -88.5325
| 2 | 92.9 | 1: -26.4524; 1.1: -257.2111; 1.2: -0.34493; 1.3: 501.66; 1.4: -4.8986; 1.5: -257.2111; 1.6: 501.66; 1.7: 300.996; 1.8: 8.4594; 1.9: 2508.3; 2: 79.8822; 2.1: 95.4193; 2.2: 4395.7329; 2.3: 83.717; 2.4: -4652.9441; 2.5: -88.6156
| 2 | 92.95 | 1: -26.6711; 1.1: -259.4773; 1.2: -0.34796; 1.3: 501.93; 1.4: -4.9391; 1.5: -259.4773; 1.6: 501.93; 1.7: 301.158; 1.8: 8.4594; 1.9: 2509.65; 2: 79.9252; 2.1: 95.422; 2.2: 4400.344; 2.3: 83.7597; 2.4: -4659.8213; 2.5: -88.6988
| 2 | 93 | 1: -26.8912; 1.1: -261.7589; 1.2: -0.35102; 1.3: 502.2; 1.4: -4.9799; 1.5: -261.7589; 1.6: 502.2; 1.7: 301.32; 1.8: 8.4594; 1.9: 2511; 2: 79.9682; 2.1: 95.4246; 2.2: 4404.9563; 2.3: 83.8024; 2.4: -4666.7152; 2.5: -88.7823
| 2 | 93.05 | 1: -27.1126; 1.1: -264.0558; 1.2: -0.3541; 1.3: 502.47; 1.4: -5.0208; 1.5: -264.0558; 1.6: 502.47; 1.7: 301.482; 1.8: 8.4594; 1.9: 2512.35; 2: 80.0111; 2.1: 95.4273; 2.2: 4409.5698; 2.3: 83.8451; 2.4: -4673.6257; 2.5: -88.866
| 2 | 93.1 | 1: -27.3353; 1.1: -266.3682; 1.2: -0.35721; 1.3: 502.74; 1.4: -5.0621; 1.5: -266.3682; 1.6: 502.74; 1.7: 301.644; 1.8: 8.4594; 1.9: 2513.7; 2: 80.0541; 2.1: 95.43; 2.2: 4414.1847; 2.3: 83.8878; 2.4: -4680.5529; 2.5: -88.9499
| 2 | 93.15 | 1: -27.5594; 1.1: -268.6962; 1.2: -0.36033; 1.3: 503.01; 1.4: -5.1036; 1.5: -268.6962; 1.6: 503.01; 1.7: 301.806; 1.8: 8.4594; 1.9: 2515.05; 2: 80.0971; 2.1: 95.4328; 2.2: 4418.8008; 2.3: 83.9304; 2.4: -4687.497; 2.5: -89.034
| 2 | 93.2 | 1: -27.7849; 1.1: -271.0398; 1.2: -0.36347; 1.3: 503.28; 1.4: -5.1454; 1.5: -271.0398; 1.6: 503.28; 1.7: 301.968; 1.8: 8.4594; 1.9: 2516.4; 2: 80.1401; 2.1: 95.4355; 2.2: 4423.4181; 2.3: 83.9731; 2.4: -4694.4579; 2.5: -89.1184
| 2 | 93.25 | 1: -28.0117; 1.1: -273.3991; 1.2: -0.36663; 1.3: 503.55; 1.4: -5.1874; 1.5: -273.3991; 1.6: 503.55; 1.7: 302.13; 1.8: 8.4594; 1.9: 2517.75; 2: 80.1831; 2.1: 95.4383; 2.2: 4428.0367; 2.3: 84.0157; 2.4: -4701.4358; 2.5: -89.203
| 2 | 93.3 | 1: -28.2399; 1.1: -275.7742; 1.2: -0.36982; 1.3: 503.82; 1.4: -5.2296; 1.5: -275.7742; 1.6: 503.82; 1.7: 302.292; 1.8: 8.4594; 1.9: 2519.1; 2: 80.2261; 2.1: 95.4411; 2.2: 4432.6565; 2.3: 84.0582; 2.4: -4708.4307; 2.5: -89.2879
| 2 | 93.35 | 1: -28.4695; 1.1: -278.1651; 1.2: -0.37303; 1.3: 504.09; 1.4: -5.2721; 1.5: -278.1651; 1.6: 504.09; 1.7: 302.454; 1.8: 8.4594; 1.9: 2520.45; 2: 80.2691; 2.1: 95.4439; 2.2: 4437.2775; 2.3: 84.1008; 2.4: -4715.4426; 2.5: -89.3729
| 2 | 93.4 | 1: -28.7005; 1.1: -280.572; 1.2: -0.37625; 1.3: 504.36; 1.4: -5.3149; 1.5: -280.572; 1.6: 504.36; 1.7: 302.616; 1.8: 8.4594; 1.9: 2521.8; 2: 80.3121; 2.1: 95.4468; 2.2: 4441.8998; 2.3: 84.1433; 2.4: -4722.4717; 2.5: -89.4582
| 2 | 93.45 | 1: -28.9328; 1.1: -282.9949; 1.2: -0.3795; 1.3: 504.63; 1.4: -5.3579; 1.5: -282.9949; 1.6: 504.63; 1.7: 302.778; 1.8: 8.4594; 1.9: 2523.15; 2: 80.3551; 2.1: 95.4496; 2.2: 4446.5232; 2.3: 84.1858; 2.4: -4729.5181; 2.5: -89.5438
| 2 | 93.5 | 1: -29.1666; 1.1: -285.4339; 1.2: -0.38277; 1.3: 504.9; 1.4: -5.4012; 1.5: -285.4339; 1.6: 504.9; 1.7: 302.94; 1.8: 8.4594; 1.9: 2524.5; 2: 80.3981; 2.1: 95.4525; 2.2: 4451.1478; 2.3: 84.2283; 2.4: -4736.5816; 2.5: -89.6296
| 2 | 93.55 | 1: -29.4017; 1.1: -287.8891; 1.2: -0.38607; 1.3: 505.17; 1.4: -5.4448; 1.5: -287.8891; 1.6: 505.17; 1.7: 303.102; 1.8: 8.4594; 1.9: 2525.85; 2: 80.4411; 2.1: 95.4555; 2.2: 4455.7735; 2.3: 84.2708; 2.4: -4743.6626; 2.5: -89.7156
| 2 | 93.6 | 1: -29.6383; 1.1: -290.3605; 1.2: -0.38938; 1.3: 505.44; 1.4: -5.4886; 1.5: -290.3605; 1.6: 505.44; 1.7: 303.264; 1.8: 8.4594; 1.9: 2527.2; 2: 80.4841; 2.1: 95.4584; 2.2: 4460.4005; 2.3: 84.3133; 2.4: -4750.7609; 2.5: -89.8018
| 2 | 93.65 | 1: -29.8763; 1.1: -292.8482; 1.2: -0.39272; 1.3: 505.71; 1.4: -5.5326; 1.5: -292.8482; 1.6: 505.71; 1.7: 303.426; 1.8: 8.4594; 1.9: 2528.55; 2: 80.5271; 2.1: 95.4614; 2.2: 4465.0285; 2.3: 84.3557; 2.4: -4757.8768; 2.5: -89.8883
| 2 | 93.7 | 1: -30.1157; 1.1: -295.3524; 1.2: -0.39607; 1.3: 505.98; 1.4: -5.577; 1.5: -295.3524; 1.6: 505.98; 1.7: 303.588; 1.8: 8.4594; 1.9: 2529.9; 2: 80.5701; 2.1: 95.4643; 2.2: 4469.6578; 2.3: 84.3981; 2.4: -4765.0102; 2.5: -89.975
| 2 | 93.75 | 1: -30.3565; 1.1: -297.8731; 1.2: -0.39945; 1.3: 506.25; 1.4: -5.6216; 1.5: -297.8731; 1.6: 506.25; 1.7: 303.75; 1.8: 8.4594; 1.9: 2531.25; 2: 80.6131; 2.1: 95.4674; 2.2: 4474.2881; 2.3: 84.4404; 2.4: -4772.1612; 2.5: -90.062
| 2 | 93.8 | 1: -30.5987; 1.1: -300.4103; 1.2: -0.40286; 1.3: 506.52; 1.4: -5.6664; 1.5: -300.4103; 1.6: 506.52; 1.7: 303.912; 1.8: 8.4594; 1.9: 2532.6; 2: 80.6561; 2.1: 95.4704; 2.2: 4478.9196; 2.3: 84.4828; 2.4: -4779.3299; 2.5: -90.1492
| 2 | 93.85 | 1: -30.8424; 1.1: -302.9642; 1.2: -0.40628; 1.3: 506.79; 1.4: -5.7116; 1.5: -302.9642; 1.6: 506.79; 1.7: 304.074; 1.8: 8.4594; 1.9: 2533.95; 2: 80.699; 2.1: 95.4734; 2.2: 4483.5522; 2.3: 84.5251; 2.4: -4786.5164; 2.5: -90.2367
| 2 | 93.9 | 1: -31.0876; 1.1: -305.5349; 1.2: -0.40973; 1.3: 507.06; 1.4: -5.757; 1.5: -305.5349; 1.6: 507.06; 1.7: 304.236; 1.8: 8.4594; 1.9: 2535.3; 2: 80.742; 2.1: 95.4765; 2.2: 4488.1859; 2.3: 84.5674; 2.4: -4793.7207; 2.5: -90.3244
| 2 | 93.95 | 1: -31.3342; 1.1: -308.1223; 1.2: -0.4132; 1.3: 507.33; 1.4: -5.8026; 1.5: -308.1223; 1.6: 507.33; 1.7: 304.398; 1.8: 8.4594; 1.9: 2536.65; 2: 80.785; 2.1: 95.4796; 2.2: 4492.8206; 2.3: 84.6097; 2.4: -4800.9429; 2.5: -90.4123
| 2 | 94 | 1: -31.5822; 1.1: -310.7267; 1.2: -0.41669; 1.3: 507.6; 1.4: -5.8486; 1.5: -310.7267; 1.6: 507.6; 1.7: 304.56; 1.8: 8.4594; 1.9: 2538; 2: 80.828; 2.1: 95.4828; 2.2: 4497.4565; 2.3: 84.6519; 2.4: -4808.1831; 2.5: -90.5005
| 2 | 94.05 | 1: -31.8317; 1.1: -313.348; 1.2: -0.42021; 1.3: 507.87; 1.4: -5.8948; 1.5: -313.348; 1.6: 507.87; 1.7: 304.722; 1.8: 8.4594; 1.9: 2539.35; 2: 80.871; 2.1: 95.4859; 2.2: 4502.0934; 2.3: 84.6942; 2.4: -4815.4414; 2.5: -90.5889
| 2 | 94.1 | 1: -32.0827; 1.1: -315.9864; 1.2: -0.42374; 1.3: 508.14; 1.4: -5.9412; 1.5: -315.9864; 1.6: 508.14; 1.7: 304.884; 1.8: 8.4594; 1.9: 2540.7; 2: 80.914; 2.1: 95.4891; 2.2: 4506.7313; 2.3: 84.7364; 2.4: -4822.7177; 2.5: -90.6776
| 2 | 94.15 | 1: -32.3351; 1.1: -318.642; 1.2: -0.42731; 1.3: 508.41; 1.4: -5.988; 1.5: -318.642; 1.6: 508.41; 1.7: 305.046; 1.8: 8.4594; 1.9: 2542.05; 2: 80.957; 2.1: 95.4923; 2.2: 4511.3703; 2.3: 84.7786; 2.4: -4830.0123; 2.5: -90.7665
| 2 | 94.2 | 1: -32.589; 1.1: -321.3147; 1.2: -0.43089; 1.3: 508.68; 1.4: -6.035; 1.5: -321.3147; 1.6: 508.68; 1.7: 305.208; 1.8: 8.4594; 1.9: 2543.4; 2: 81; 2.1: 95.4956; 2.2: 4516.0104; 2.3: 84.8207; 2.4: -4837.3251; 2.5: -90.8557
| 2 | 94.25 | 1: -32.8444; 1.1: -324.0048; 1.2: -0.4345; 1.3: 508.95; 1.4: -6.0823; 1.5: -324.0048; 1.6: 508.95; 1.7: 305.37; 1.8: 8.4594; 1.9: 2544.75; 2: 81.043; 2.1: 95.4988; 2.2: 4520.6514; 2.3: 84.8628; 2.4: -4844.6562; 2.5: -90.9451
| 2 | 94.3 | 1: -33.1013; 1.1: -326.7123; 1.2: -0.43813; 1.3: 509.22; 1.4: -6.1299; 1.5: -326.7123; 1.6: 509.22; 1.7: 305.532; 1.8: 8.4594; 1.9: 2546.1; 2: 81.086; 2.1: 95.5021; 2.2: 4525.2935; 2.3: 84.9049; 2.4: -4852.0058; 2.5: -91.0348
| 2 | 94.35 | 1: -33.3597; 1.1: -329.4372; 1.2: -0.44178; 1.3: 509.49; 1.4: -6.1777; 1.5: -329.4372; 1.6: 509.49; 1.7: 305.694; 1.8: 8.4594; 1.9: 2547.45; 2: 81.129; 2.1: 95.5054; 2.2: 4529.9366; 2.3: 84.947; 2.4: -4859.3738; 2.5: -91.1247
| 2 | 94.4 | 1: -33.6196; 1.1: -332.1797; 1.2: -0.44546; 1.3: 509.76; 1.4: -6.2259; 1.5: -332.1797; 1.6: 509.76; 1.7: 305.856; 1.8: 8.4594; 1.9: 2548.8; 2: 81.172; 2.1: 95.5087; 2.2: 4534.5806; 2.3: 84.9891; 2.4: -4866.7604; 2.5: -91.2149
| 2 | 94.45 | 1: -33.881; 1.1: -334.9399; 1.2: -0.44916; 1.3: 510.03; 1.4: -6.2743; 1.5: -334.9399; 1.6: 510.03; 1.7: 306.018; 1.8: 8.4594; 1.9: 2550.15; 2: 81.215; 2.1: 95.5121; 2.2: 4539.2256; 2.3: 85.0311; 2.4: -4874.1655; 2.5: -91.3053
| 2 | 94.5 | 1: -34.1439; 1.1: -337.7178; 1.2: -0.45289; 1.3: 510.3; 1.4: -6.323; 1.5: -337.7178; 1.6: 510.3; 1.7: 306.18; 1.8: 8.4594; 1.9: 2551.5; 2: 81.258; 2.1: 95.5155; 2.2: 4543.8716; 2.3: 85.0731; 2.4: -4881.5894; 2.5: -91.396
| 2 | 94.55 | 1: -34.4084; 1.1: -340.5135; 1.2: -0.45664; 1.3: 510.57; 1.4: -6.3719; 1.5: -340.5135; 1.6: 510.57; 1.7: 306.342; 1.8: 8.4594; 1.9: 2552.85; 2: 81.301; 2.1: 95.5189; 2.2: 4548.5186; 2.3: 85.115; 2.4: -4889.0321; 2.5: -91.487
| 2 | 94.6 | 1: -34.6744; 1.1: -343.3271; 1.2: -0.46041; 1.3: 510.84; 1.4: -6.4212; 1.5: -343.3271; 1.6: 510.84; 1.7: 306.504; 1.8: 8.4594; 1.9: 2554.2; 2: 81.3439; 2.1: 95.5224; 2.2: 4553.1664; 2.3: 85.157; 2.4: -4896.4935; 2.5: -91.5782
| 2 | 94.65 | 1: -34.9419; 1.1: -346.1587; 1.2: -0.46421; 1.3: 511.11; 1.4: -6.4707; 1.5: -346.1587; 1.6: 511.11; 1.7: 306.666; 1.8: 8.4594; 1.9: 2555.55; 2: 81.3869; 2.1: 95.5258; 2.2: 4557.8153; 2.3: 85.1989; 2.4: -4903.9739; 2.5: -91.6696
| 2 | 94.7 | 1: -35.2109; 1.1: -349.0084; 1.2: -0.46803; 1.3: 511.38; 1.4: -6.5205; 1.5: -349.0084; 1.6: 511.38; 1.7: 306.828; 1.8: 8.4594; 1.9: 2556.9; 2: 81.4299; 2.1: 95.5293; 2.2: 4562.465; 2.3: 85.2408; 2.4: -4911.4733; 2.5: -91.7613
| 2 | 94.75 | 1: -35.4815; 1.1: -351.8762; 1.2: -0.47187; 1.3: 511.65; 1.4: -6.5707; 1.5: -351.8762; 1.6: 511.65; 1.7: 306.99; 1.8: 8.4594; 1.9: 2558.25; 2: 81.4729; 2.1: 95.5328; 2.2: 4567.1156; 2.3: 85.2826; 2.4: -4918.9918; 2.5: -91.8533
| 2 | 94.8 | 1: -35.7537; 1.1: -354.7622; 1.2: -0.47574; 1.3: 511.92; 1.4: -6.6211; 1.5: -354.7622; 1.6: 511.92; 1.7: 307.152; 1.8: 8.4594; 1.9: 2559.6; 2: 81.5159; 2.1: 95.5364; 2.2: 4571.7671; 2.3: 85.3245; 2.4: -4926.5294; 2.5: -91.9455
| 2 | 94.85 | 1: -36.0274; 1.1: -357.6666; 1.2: -0.47964; 1.3: 512.19; 1.4: -6.6717; 1.5: -357.6666; 1.6: 512.19; 1.7: 307.314; 1.8: 8.4594; 1.9: 2560.95; 2: 81.5589; 2.1: 95.54; 2.2: 4576.4195; 2.3: 85.3663; 2.4: -4934.0862; 2.5: -92.038
| 2 | 94.9 | 1: -36.3027; 1.1: -360.5894; 1.2: -0.48356; 1.3: 512.46; 1.4: -6.7227; 1.5: -360.5894; 1.6: 512.46; 1.7: 307.476; 1.8: 8.4594; 1.9: 2562.3; 2: 81.6019; 2.1: 95.5436; 2.2: 4581.0728; 2.3: 85.4081; 2.4: -4941.6622; 2.5: -92.1308
| 2 | 94.95 | 1: -36.5795; 1.1: -363.5307; 1.2: -0.4875; 1.3: 512.73; 1.4: -6.774; 1.5: -363.5307; 1.6: 512.73; 1.7: 307.638; 1.8: 8.4594; 1.9: 2563.65; 2: 81.6449; 2.1: 95.5472; 2.2: 4585.727; 2.3: 85.4498; 2.4: -4949.2577; 2.5: -92.2238
| 2 | 95 | 1: -36.8579; 1.1: -366.4906; 1.2: -0.49147; 1.3: 513; 1.4: -6.8255; 1.5: -366.4906; 1.6: 513; 1.7: 307.8; 1.8: 8.4594; 1.9: 2565; 2: 81.6879; 2.1: 95.5509; 2.2: 4590.3819; 2.3: 85.4915; 2.4: -4956.8725; 2.5: -92.3171
| 2 | 95.05 | 1: -37.1379; 1.1: -369.4692; 1.2: -0.49547; 1.3: 513.27; 1.4: -6.8774; 1.5: -369.4692; 1.6: 513.27; 1.7: 307.962; 1.8: 8.4594; 1.9: 2566.35; 2: 81.7309; 2.1: 95.5546; 2.2: 4595.0377; 2.3: 85.5332; 2.4: -4964.5069; 2.5: -92.4106
| 2 | 95.1 | 1: -37.4195; 1.1: -372.4665; 1.2: -0.49949; 1.3: 513.54; 1.4: -6.9295; 1.5: -372.4665; 1.6: 513.54; 1.7: 308.124; 1.8: 8.4594; 1.9: 2567.7; 2: 81.7739; 2.1: 95.5583; 2.2: 4599.6944; 2.3: 85.5749; 2.4: -4972.1609; 2.5: -92.5044
| 2 | 95.15 | 1: -37.7027; 1.1: -375.4827; 1.2: -0.50353; 1.3: 513.81; 1.4: -6.982; 1.5: -375.4827; 1.6: 513.81; 1.7: 308.286; 1.8: 8.4594; 1.9: 2569.05; 2: 81.8169; 2.1: 95.562; 2.2: 4604.3518; 2.3: 85.6165; 2.4: -4979.8345; 2.5: -92.5985
| 2 | 95.2 | 1: -37.9875; 1.1: -378.5179; 1.2: -0.5076; 1.3: 514.08; 1.4: -7.0347; 1.5: -378.5179; 1.6: 514.08; 1.7: 308.448; 1.8: 8.4594; 1.9: 2570.4; 2: 81.8599; 2.1: 95.5658; 2.2: 4609.0101; 2.3: 85.6581; 2.4: -4987.5279; 2.5: -92.6929
| 2 | 95.25 | 1: -38.2739; 1.1: -381.572; 1.2: -0.5117; 1.3: 514.35; 1.4: -7.0878; 1.5: -381.572; 1.6: 514.35; 1.7: 308.61; 1.8: 8.4594; 1.9: 2571.75; 2: 81.9029; 2.1: 95.5696; 2.2: 4613.6691; 2.3: 85.6997; 2.4: -4995.2411; 2.5: -92.7875
| 2 | 95.3 | 1: -38.562; 1.1: -384.6453; 1.2: -0.51582; 1.3: 514.62; 1.4: -7.1411; 1.5: -384.6453; 1.6: 514.62; 1.7: 308.772; 1.8: 8.4594; 1.9: 2573.1; 2: 81.9459; 2.1: 95.5734; 2.2: 4618.3289; 2.3: 85.7412; 2.4: -5002.9742; 2.5: -92.8824
| 2 | 95.35 | 1: -38.8516; 1.1: -387.7378; 1.2: -0.51996; 1.3: 514.89; 1.4: -7.1947; 1.5: -387.7378; 1.6: 514.89; 1.7: 308.934; 1.8: 8.4594; 1.9: 2574.45; 2: 81.9889; 2.1: 95.5773; 2.2: 4622.9894; 2.3: 85.7828; 2.4: -5010.7272; 2.5: -92.9775
| 2 | 95.4 | 1: -39.1429; 1.1: -390.8496; 1.2: -0.52414; 1.3: 515.16; 1.4: -7.2487; 1.5: -390.8496; 1.6: 515.16; 1.7: 309.096; 1.8: 8.4594; 1.9: 2575.8; 2: 82.0318; 2.1: 95.5812; 2.2: 4627.6507; 2.3: 85.8243; 2.4: -5018.5003; 2.5: -93.0729
| 2 | 95.45 | 1: -39.4358; 1.1: -393.9808; 1.2: -0.52834; 1.3: 515.43; 1.4: -7.3029; 1.5: -393.9808; 1.6: 515.43; 1.7: 309.258; 1.8: 8.4594; 1.9: 2577.15; 2: 82.0748; 2.1: 95.5851; 2.2: 4632.3128; 2.3: 85.8657; 2.4: -5026.2935; 2.5: -93.1686
| 2 | 95.5 | 1: -39.7304; 1.1: -397.1314; 1.2: -0.53256; 1.3: 515.7; 1.4: -7.3575; 1.5: -397.1314; 1.6: 515.7; 1.7: 309.42; 1.8: 8.4594; 1.9: 2578.5; 2: 82.1178; 2.1: 95.5891; 2.2: 4636.9755; 2.3: 85.9071; 2.4: -5034.1069; 2.5: -93.2646
| 2 | 95.55 | 1: -40.0266; 1.1: -400.3017; 1.2: -0.53681; 1.3: 515.97; 1.4: -7.4123; 1.5: -400.3017; 1.6: 515.97; 1.7: 309.582; 1.8: 8.4594; 1.9: 2579.85; 2: 82.1608; 2.1: 95.593; 2.2: 4641.639; 2.3: 85.9485; 2.4: -5041.9406; 2.5: -93.3609
| 2 | 95.6 | 1: -40.3244; 1.1: -403.4916; 1.2: -0.54109; 1.3: 516.24; 1.4: -7.4675; 1.5: -403.4916; 1.6: 516.24; 1.7: 309.744; 1.8: 8.4594; 1.9: 2581.2; 2: 82.2038; 2.1: 95.5971; 2.2: 4646.3031; 2.3: 85.9899; 2.4: -5049.7947; 2.5: -93.4574
| 2 | 95.65 | 1: -40.6239; 1.1: -406.7012; 1.2: -0.5454; 1.3: 516.51; 1.4: -7.523; 1.5: -406.7012; 1.6: 516.51; 1.7: 309.906; 1.8: 8.4594; 1.9: 2582.55; 2: 82.2468; 2.1: 95.6011; 2.2: 4650.968; 2.3: 86.0312; 2.4: -5057.6692; 2.5: -93.5542
| 2 | 95.7 | 1: -40.9251; 1.1: -409.9307; 1.2: -0.54973; 1.3: 516.78; 1.4: -7.5787; 1.5: -409.9307; 1.6: 516.78; 1.7: 310.068; 1.8: 8.4594; 1.9: 2583.9; 2: 82.2898; 2.1: 95.6052; 2.2: 4655.6335; 2.3: 86.0726; 2.4: -5065.5642; 2.5: -93.6513
| 2 | 95.75 | 1: -41.228; 1.1: -413.1801; 1.2: -0.55408; 1.3: 517.05; 1.4: -7.6348; 1.5: -413.1801; 1.6: 517.05; 1.7: 310.23; 1.8: 8.4594; 1.9: 2585.25; 2: 82.3328; 2.1: 95.6093; 2.2: 4660.2996; 2.3: 86.1138; 2.4: -5073.4798; 2.5: -93.7486
| 2 | 95.8 | 1: -41.5325; 1.1: -416.4496; 1.2: -0.55847; 1.3: 517.32; 1.4: -7.6912; 1.5: -416.4496; 1.6: 517.32; 1.7: 310.392; 1.8: 8.4594; 1.9: 2586.6; 2: 82.3758; 2.1: 95.6134; 2.2: 4664.9664; 2.3: 86.1551; 2.4: -5081.416; 2.5: -93.8463
| 2 | 95.85 | 1: -41.8388; 1.1: -419.7392; 1.2: -0.56288; 1.3: 517.59; 1.4: -7.7479; 1.5: -419.7392; 1.6: 517.59; 1.7: 310.554; 1.8: 8.4594; 1.9: 2587.95; 2: 82.4188; 2.1: 95.6176; 2.2: 4669.6339; 2.3: 86.1963; 2.4: -5089.373; 2.5: -93.9442
| 2 | 95.9 | 1: -42.1467; 1.1: -423.049; 1.2: -0.56732; 1.3: 517.86; 1.4: -7.8049; 1.5: -423.049; 1.6: 517.86; 1.7: 310.716; 1.8: 8.4594; 1.9: 2589.3; 2: 82.4618; 2.1: 95.6218; 2.2: 4674.3019; 2.3: 86.2375; 2.4: -5097.3509; 2.5: -94.0424
| 2 | 95.95 | 1: -42.4563; 1.1: -426.379; 1.2: -0.57178; 1.3: 518.13; 1.4: -7.8623; 1.5: -426.379; 1.6: 518.13; 1.7: 310.878; 1.8: 8.4594; 1.9: 2590.65; 2: 82.5048; 2.1: 95.626; 2.2: 4678.9706; 2.3: 86.2786; 2.4: -5105.3496; 2.5: -94.1409
| 2 | 96 | 1: -42.7677; 1.1: -429.7295; 1.2: -0.57628; 1.3: 518.4; 1.4: -7.9199; 1.5: -429.7295; 1.6: 518.4; 1.7: 311.04; 1.8: 8.4594; 1.9: 2592; 2: 82.5478; 2.1: 95.6302; 2.2: 4683.6398; 2.3: 86.3197; 2.4: -5113.3694; 2.5: -94.2397
| 2 | 96.05 | 1: -43.0807; 1.1: -433.1005; 1.2: -0.5808; 1.3: 518.67; 1.4: -7.9779; 1.5: -433.1005; 1.6: 518.67; 1.7: 311.202; 1.8: 8.4594; 1.9: 2593.35; 2: 82.5908; 2.1: 95.6345; 2.2: 4688.3096; 2.3: 86.3608; 2.4: -5121.4102; 2.5: -94.3387
| 2 | 96.1 | 1: -43.3955; 1.1: -436.4921; 1.2: -0.58535; 1.3: 518.94; 1.4: -8.0362; 1.5: -436.4921; 1.6: 518.94; 1.7: 311.364; 1.8: 8.4594; 1.9: 2594.7; 2: 82.6338; 2.1: 95.6388; 2.2: 4692.98; 2.3: 86.4019; 2.4: -5129.4721; 2.5: -94.4381
| 2 | 96.15 | 1: -43.712; 1.1: -439.9044; 1.2: -0.58992; 1.3: 519.21; 1.4: -8.0948; 1.5: -439.9044; 1.6: 519.21; 1.7: 311.526; 1.8: 8.4594; 1.9: 2596.05; 2: 82.6768; 2.1: 95.6432; 2.2: 4697.651; 2.3: 86.4429; 2.4: -5137.5553; 2.5: -94.5377
| 2 | 96.2 | 1: -44.0302; 1.1: -443.3374; 1.2: -0.59453; 1.3: 519.48; 1.4: -8.1537; 1.5: -443.3374; 1.6: 519.48; 1.7: 311.688; 1.8: 8.4594; 1.9: 2597.4; 2: 82.7197; 2.1: 95.6476; 2.2: 4702.3224; 2.3: 86.4839; 2.4: -5145.6598; 2.5: -94.6376
| 2 | 96.25 | 1: -44.3502; 1.1: -446.7913; 1.2: -0.59916; 1.3: 519.75; 1.4: -8.213; 1.5: -446.7913; 1.6: 519.75; 1.7: 311.85; 1.8: 8.4594; 1.9: 2598.75; 2: 82.7627; 2.1: 95.652; 2.2: 4706.9944; 2.3: 86.5248; 2.4: -5153.7857; 2.5: -94.7378
| 2 | 96.3 | 1: -44.6719; 1.1: -450.2662; 1.2: -0.60382; 1.3: 520.02; 1.4: -8.2726; 1.5: -450.2662; 1.6: 520.02; 1.7: 312.012; 1.8: 8.4594; 1.9: 2600.1; 2: 82.8057; 2.1: 95.6565; 2.2: 4711.6669; 2.3: 86.5658; 2.4: -5161.9331; 2.5: -94.8383
| 2 | 96.35 | 1: -44.9954; 1.1: -453.7621; 1.2: -0.60851; 1.3: 520.29; 1.4: -8.3325; 1.5: -453.7621; 1.6: 520.29; 1.7: 312.174; 1.8: 8.4594; 1.9: 2601.45; 2: 82.8487; 2.1: 95.6609; 2.2: 4716.3399; 2.3: 86.6066; 2.4: -5170.1021; 2.5: -94.9391
| 2 | 96.4 | 1: -45.3206; 1.1: -457.2793; 1.2: -0.61322; 1.3: 520.56; 1.4: -8.3927; 1.5: -457.2793; 1.6: 520.56; 1.7: 312.336; 1.8: 8.4594; 1.9: 2602.8; 2: 82.8917; 2.1: 95.6654; 2.2: 4721.0134; 2.3: 86.6475; 2.4: -5178.2926; 2.5: -95.0402
| 2 | 96.45 | 1: -45.6477; 1.1: -460.8176; 1.2: -0.61797; 1.3: 520.83; 1.4: -8.4533; 1.5: -460.8176; 1.6: 520.83; 1.7: 312.498; 1.8: 8.4594; 1.9: 2604.15; 2: 82.9347; 2.1: 95.67; 2.2: 4725.6873; 2.3: 86.6883; 2.4: -5186.5049; 2.5: -95.1416
| 2 | 96.5 | 1: -45.9764; 1.1: -464.3773; 1.2: -0.62274; 1.3: 521.1; 1.4: -8.5142; 1.5: -464.3773; 1.6: 521.1; 1.7: 312.66; 1.8: 8.4594; 1.9: 2605.5; 2: 82.9777; 2.1: 95.6746; 2.2: 4730.3617; 2.3: 86.7291; 2.4: -5194.739; 2.5: -95.2433
| 2 | 96.55 | 1: -46.307; 1.1: -467.9585; 1.2: -0.62754; 1.3: 521.37; 1.4: -8.5754; 1.5: -467.9585; 1.6: 521.37; 1.7: 312.822; 1.8: 8.4594; 1.9: 2606.85; 2: 83.0207; 2.1: 95.6792; 2.2: 4735.0366; 2.3: 86.7699; 2.4: -5202.995; 2.5: -95.3452
| 2 | 96.6 | 1: -46.6394; 1.1: -471.5612; 1.2: -0.63237; 1.3: 521.64; 1.4: -8.6369; 1.5: -471.5612; 1.6: 521.64; 1.7: 312.984; 1.8: 8.4594; 1.9: 2608.2; 2: 83.0637; 2.1: 95.6838; 2.2: 4739.7118; 2.3: 86.8106; 2.4: -5211.273; 2.5: -95.4475
| 2 | 96.65 | 1: -46.9735; 1.1: -475.1855; 1.2: -0.63723; 1.3: 521.91; 1.4: -8.6988; 1.5: -475.1855; 1.6: 521.91; 1.7: 313.146; 1.8: 8.4594; 1.9: 2609.55; 2: 83.1067; 2.1: 95.6885; 2.2: 4744.3875; 2.3: 86.8513; 2.4: -5219.573; 2.5: -95.5501
| 2 | 96.7 | 1: -47.3095; 1.1: -478.8316; 1.2: -0.64212; 1.3: 522.18; 1.4: -8.761; 1.5: -478.8316; 1.6: 522.18; 1.7: 313.308; 1.8: 8.4594; 1.9: 2610.9; 2: 83.1497; 2.1: 95.6932; 2.2: 4749.0636; 2.3: 86.8919; 2.4: -5227.8952; 2.5: -95.6529
| 2 | 96.75 | 1: -47.6472; 1.1: -482.4995; 1.2: -0.64704; 1.3: 522.45; 1.4: -8.8236; 1.5: -482.4995; 1.6: 522.45; 1.7: 313.47; 1.8: 8.4594; 1.9: 2612.25; 2: 83.1927; 2.1: 95.698; 2.2: 4753.74; 2.3: 86.9325; 2.4: -5236.2396; 2.5: -95.7561
| 2 | 96.8 | 1: -47.9868; 1.1: -486.1894; 1.2: -0.65199; 1.3: 522.72; 1.4: -8.8864; 1.5: -486.1894; 1.6: 522.72; 1.7: 313.632; 1.8: 8.4594; 1.9: 2613.6; 2: 83.2357; 2.1: 95.7028; 2.2: 4758.4168; 2.3: 86.9731; 2.4: -5244.6062; 2.5: -95.8595
| 2 | 96.85 | 1: -48.3282; 1.1: -489.9013; 1.2: -0.65697; 1.3: 522.99; 1.4: -8.9497; 1.5: -489.9013; 1.6: 522.99; 1.7: 313.794; 1.8: 8.4594; 1.9: 2614.95; 2: 83.2787; 2.1: 95.7076; 2.2: 4763.094; 2.3: 87.0136; 2.4: -5252.9953; 2.5: -95.9633
| 2 | 96.9 | 1: -48.6714; 1.1: -493.6354; 1.2: -0.66198; 1.3: 523.26; 1.4: -9.0132; 1.5: -493.6354; 1.6: 523.26; 1.7: 313.956; 1.8: 8.4594; 1.9: 2616.3; 2: 83.3217; 2.1: 95.7124; 2.2: 4767.7715; 2.3: 87.0542; 2.4: -5261.4069; 2.5: -96.0674
| 2 | 96.95 | 1: -49.0165; 1.1: -497.3916; 1.2: -0.66701; 1.3: 523.53; 1.4: -9.0771; 1.5: -497.3916; 1.6: 523.53; 1.7: 314.118; 1.8: 8.4594; 1.9: 2617.65; 2: 83.3646; 2.1: 95.7173; 2.2: 4772.4493; 2.3: 87.0946; 2.4: -5269.841; 2.5: -96.1718
| 2 | 97 | 1: -49.3634; 1.1: -501.1702; 1.2: -0.67208; 1.3: 523.8; 1.4: -9.1414; 1.5: -501.1702; 1.6: 523.8; 1.7: 314.28; 1.8: 8.4594; 1.9: 2619; 2: 83.4076; 2.1: 95.7223; 2.2: 4777.1275; 2.3: 87.1351; 2.4: -5278.2977; 2.5: -96.2764
| 2 | 97.05 | 1: -49.7122; 1.1: -504.9713; 1.2: -0.67718; 1.3: 524.07; 1.4: -9.206; 1.5: -504.9713; 1.6: 524.07; 1.7: 314.442; 1.8: 8.4594; 1.9: 2620.35; 2: 83.4506; 2.1: 95.7272; 2.2: 4781.8059; 2.3: 87.1755; 2.4: -5286.7772; 2.5: -96.3814
| 2 | 97.1 | 1: -50.0628; 1.1: -508.7949; 1.2: -0.68231; 1.3: 524.34; 1.4: -9.2709; 1.5: -508.7949; 1.6: 524.34; 1.7: 314.604; 1.8: 8.4594; 1.9: 2621.7; 2: 83.4936; 2.1: 95.7322; 2.2: 4786.4846; 2.3: 87.2158; 2.4: -5295.2795; 2.5: -96.4867
| 2 | 97.15 | 1: -50.4153; 1.1: -512.6411; 1.2: -0.68746; 1.3: 524.61; 1.4: -9.3362; 1.5: -512.6411; 1.6: 524.61; 1.7: 314.766; 1.8: 8.4594; 1.9: 2623.05; 2: 83.5366; 2.1: 95.7372; 2.2: 4791.1636; 2.3: 87.2561; 2.4: -5303.8047; 2.5: -96.5923
| 2 | 97.2 | 1: -50.7696; 1.1: -516.5101; 1.2: -0.69265; 1.3: 524.88; 1.4: -9.4018; 1.5: -516.5101; 1.6: 524.88; 1.7: 314.928; 1.8: 8.4594; 1.9: 2624.4; 2: 83.5796; 2.1: 95.7423; 2.2: 4795.8428; 2.3: 87.2964; 2.4: -5312.3529; 2.5: -96.6982
| 2 | 97.25 | 1: -51.1259; 1.1: -520.4019; 1.2: -0.69787; 1.3: 525.15; 1.4: -9.4678; 1.5: -520.4019; 1.6: 525.15; 1.7: 315.09; 1.8: 8.4594; 1.9: 2625.75; 2: 83.6226; 2.1: 95.7474; 2.2: 4800.5223; 2.3: 87.3367; 2.4: -5320.9242; 2.5: -96.8044
| 2 | 97.3 | 1: -51.484; 1.1: -524.3166; 1.2: -0.70312; 1.3: 525.42; 1.4: -9.5341; 1.5: -524.3166; 1.6: 525.42; 1.7: 315.252; 1.8: 8.4594; 1.9: 2627.1; 2: 83.6656; 2.1: 95.7525; 2.2: 4805.202; 2.3: 87.3769; 2.4: -5329.5186; 2.5: -96.911
| 2 | 97.35 | 1: -51.844; 1.1: -528.2544; 1.2: -0.7084; 1.3: 525.69; 1.4: -9.6007; 1.5: -528.2544; 1.6: 525.69; 1.7: 315.414; 1.8: 8.4594; 1.9: 2628.45; 2: 83.7086; 2.1: 95.7577; 2.2: 4809.8819; 2.3: 87.4171; 2.4: -5338.1363; 2.5: -97.0178
| 2 | 97.4 | 1: -52.206; 1.1: -532.2153; 1.2: -0.71371; 1.3: 525.96; 1.4: -9.6678; 1.5: -532.2153; 1.6: 525.96; 1.7: 315.576; 1.8: 8.4594; 1.9: 2629.8; 2: 83.7516; 2.1: 95.7629; 2.2: 4814.562; 2.3: 87.4572; 2.4: -5346.7773; 2.5: -97.125
| 2 | 97.45 | 1: -52.5698; 1.1: -536.1995; 1.2: -0.71906; 1.3: 526.23; 1.4: -9.7351; 1.5: -536.1995; 1.6: 526.23; 1.7: 315.738; 1.8: 8.4594; 1.9: 2631.15; 2: 83.7946; 2.1: 95.7682; 2.2: 4819.2422; 2.3: 87.4973; 2.4: -5355.4417; 2.5: -97.2325
| 2 | 97.5 | 1: -52.9355; 1.1: -540.2071; 1.2: -0.72443; 1.3: 526.5; 1.4: -9.8029; 1.5: -540.2071; 1.6: 526.5; 1.7: 315.9; 1.8: 8.4594; 1.9: 2632.5; 2: 83.8376; 2.1: 95.7735; 2.2: 4823.9226; 2.3: 87.5374; 2.4: -5364.1297; 2.5: -97.3403
| 2 | 97.55 | 1: -53.3032; 1.1: -544.238; 1.2: -0.72984; 1.3: 526.77; 1.4: -9.871; 1.5: -544.238; 1.6: 526.77; 1.7: 316.062; 1.8: 8.4594; 1.9: 2633.85; 2: 83.8806; 2.1: 95.7788; 2.2: 4828.6032; 2.3: 87.5774; 2.4: -5372.8412; 2.5: -97.4484
| 2 | 97.6 | 1: -53.6728; 1.1: -548.2926; 1.2: -0.73527; 1.3: 527.04; 1.4: -9.9394; 1.5: -548.2926; 1.6: 527.04; 1.7: 316.224; 1.8: 8.4594; 1.9: 2635.2; 2: 83.9236; 2.1: 95.7841; 2.2: 4833.2839; 2.3: 87.6174; 2.4: -5381.5765; 2.5: -97.5568
| 2 | 97.65 | 1: -54.0443; 1.1: -552.3708; 1.2: -0.74074; 1.3: 527.31; 1.4: -10.0082; 1.5: -552.3708; 1.6: 527.31; 1.7: 316.386; 1.8: 8.4594; 1.9: 2636.55; 2: 83.9666; 2.1: 95.7895; 2.2: 4837.9647; 2.3: 87.6573; 2.4: -5390.3355; 2.5: -97.6655
| 2 | 97.7 | 1: -54.4178; 1.1: -556.4728; 1.2: -0.74624; 1.3: 527.58; 1.4: -10.0774; 1.5: -556.4728; 1.6: 527.58; 1.7: 316.548; 1.8: 8.4594; 1.9: 2637.9; 2: 84.0096; 2.1: 95.795; 2.2: 4842.6456; 2.3: 87.6972; 2.4: -5399.1184; 2.5: -97.7746
| 2 | 97.75 | 1: -54.7932; 1.1: -560.5987; 1.2: -0.75178; 1.3: 527.85; 1.4: -10.1469; 1.5: -560.5987; 1.6: 527.85; 1.7: 316.71; 1.8: 8.4594; 1.9: 2639.25; 2: 84.0525; 2.1: 95.8004; 2.2: 4847.3265; 2.3: 87.7371; 2.4: -5407.9252; 2.5: -97.884
| 2 | 97.8 | 1: -55.1706; 1.1: -564.7485; 1.2: -0.75734; 1.3: 528.12; 1.4: -10.2168; 1.5: -564.7485; 1.6: 528.12; 1.7: 316.872; 1.8: 8.4594; 1.9: 2640.6; 2: 84.0955; 2.1: 95.806; 2.2: 4852.0076; 2.3: 87.7769; 2.4: -5416.7561; 2.5: -97.9937
| 2 | 97.85 | 1: -55.55; 1.1: -568.9224; 1.2: -0.76294; 1.3: 528.39; 1.4: -10.287; 1.5: -568.9224; 1.6: 528.39; 1.7: 317.034; 1.8: 8.4594; 1.9: 2641.95; 2: 84.1385; 2.1: 95.8115; 2.2: 4856.6887; 2.3: 87.8167; 2.4: -5425.6111; 2.5: -98.1038
| 2 | 97.9 | 1: -55.9313; 1.1: -573.1205; 1.2: -0.76857; 1.3: 528.66; 1.4: -10.3576; 1.5: -573.1205; 1.6: 528.66; 1.7: 317.196; 1.8: 8.4594; 1.9: 2643.3; 2: 84.1815; 2.1: 95.8171; 2.2: 4861.3698; 2.3: 87.8565; 2.4: -5434.4903; 2.5: -98.2141
| 2 | 97.95 | 1: -56.3146; 1.1: -577.3429; 1.2: -0.77423; 1.3: 528.93; 1.4: -10.4286; 1.5: -577.3429; 1.6: 528.93; 1.7: 317.358; 1.8: 8.4594; 1.9: 2644.65; 2: 84.2245; 2.1: 95.8227; 2.2: 4866.0509; 2.3: 87.8962; 2.4: -5443.3939; 2.5: -98.3248
| 2 | 98 | 1: -56.6999; 1.1: -581.5898; 1.2: -0.77992; 1.3: 529.2; 1.4: -10.5; 1.5: -581.5898; 1.6: 529.2; 1.7: 317.52; 1.8: 8.4594; 1.9: 2646; 2: 84.2675; 2.1: 95.8284; 2.2: 4870.7321; 2.3: 87.9359; 2.4: -5452.3218; 2.5: -98.4358
| 2 | 98.05 | 1: -57.0872; 1.1: -585.8611; 1.2: -0.78565; 1.3: 529.47; 1.4: -10.5717; 1.5: -585.8611; 1.6: 529.47; 1.7: 317.682; 1.8: 8.4594; 1.9: 2647.35; 2: 84.3105; 2.1: 95.8341; 2.2: 4875.4132; 2.3: 87.9755; 2.4: -5461.2743; 2.5: -98.5472
| 2 | 98.1 | 1: -57.4765; 1.1: -590.157; 1.2: -0.79141; 1.3: 529.74; 1.4: -10.6438; 1.5: -590.157; 1.6: 529.74; 1.7: 317.844; 1.8: 8.4594; 1.9: 2648.7; 2: 84.3535; 2.1: 95.8398; 2.2: 4880.0943; 2.3: 88.0151; 2.4: -5470.2513; 2.5: -98.6589
| 2 | 98.15 | 1: -57.8678; 1.1: -594.4777; 1.2: -0.79721; 1.3: 530.01; 1.4: -10.7163; 1.5: -594.4777; 1.6: 530.01; 1.7: 318.006; 1.8: 8.4594; 1.9: 2650.05; 2: 84.3965; 2.1: 95.8456; 2.2: 4884.7753; 2.3: 88.0546; 2.4: -5479.253; 2.5: -98.7709
| 2 | 98.2 | 1: -58.2611; 1.1: -598.8232; 1.2: -0.80304; 1.3: 530.28; 1.4: -10.7891; 1.5: -598.8232; 1.6: 530.28; 1.7: 318.168; 1.8: 8.4594; 1.9: 2651.4; 2: 84.4395; 2.1: 95.8514; 2.2: 4889.4563; 2.3: 88.0941; 2.4: -5488.2795; 2.5: -98.8832
| 2 | 98.25 | 1: -58.6565; 1.1: -603.1936; 1.2: -0.8089; 1.3: 530.55; 1.4: -10.8623; 1.5: -603.1936; 1.6: 530.55; 1.7: 318.33; 1.8: 8.4594; 1.9: 2652.75; 2: 84.4825; 2.1: 95.8573; 2.2: 4894.1372; 2.3: 88.1336; 2.4: -5497.3309; 2.5: -98.9959
| 2 | 98.3 | 1: -59.0538; 1.1: -607.5891; 1.2: -0.81479; 1.3: 530.82; 1.4: -10.9359; 1.5: -607.5891; 1.6: 530.82; 1.7: 318.492; 1.8: 8.4594; 1.9: 2654.1; 2: 84.5255; 2.1: 95.8632; 2.2: 4898.8181; 2.3: 88.173; 2.4: -5506.4072; 2.5: -99.1089
| 2 | 98.35 | 1: -59.4532; 1.1: -612.0098; 1.2: -0.82072; 1.3: 531.09; 1.4: -11.0099; 1.5: -612.0098; 1.6: 531.09; 1.7: 318.654; 1.8: 8.4594; 1.9: 2655.45; 2: 84.5685; 2.1: 95.8692; 2.2: 4903.4987; 2.3: 88.2124; 2.4: -5515.5085; 2.5: -99.2222
| 2 | 98.4 | 1: -59.8547; 1.1: -616.4557; 1.2: -0.82668; 1.3: 531.36; 1.4: -11.0842; 1.5: -616.4557; 1.6: 531.36; 1.7: 318.816; 1.8: 8.4594; 1.9: 2656.8; 2: 84.6115; 2.1: 95.8751; 2.2: 4908.1793; 2.3: 88.2517; 2.4: -5524.635; 2.5: -99.3359
| 2 | 98.45 | 1: -60.2582; 1.1: -620.927; 1.2: -0.83268; 1.3: 531.63; 1.4: -11.1589; 1.5: -620.927; 1.6: 531.63; 1.7: 318.978; 1.8: 8.4594; 1.9: 2658.15; 2: 84.6545; 2.1: 95.8812; 2.2: 4912.8597; 2.3: 88.291; 2.4: -5533.7867; 2.5: -99.4499
| 2 | 98.5 | 1: -60.6638; 1.1: -625.4238; 1.2: -0.83871; 1.3: 531.9; 1.4: -11.234; 1.5: -625.4238; 1.6: 531.9; 1.7: 319.14; 1.8: 8.4594; 1.9: 2659.5; 2: 84.6975; 2.1: 95.8872; 2.2: 4917.54; 2.3: 88.3303; 2.4: -5542.9638; 2.5: -99.5643
| 2 | 98.55 | 1: -61.0715; 1.1: -629.9461; 1.2: -0.84477; 1.3: 532.17; 1.4: -11.3095; 1.5: -629.9461; 1.6: 532.17; 1.7: 319.302; 1.8: 8.4594; 1.9: 2660.85; 2: 84.7404; 2.1: 95.8934; 2.2: 4922.2201; 2.3: 88.3695; 2.4: -5552.1662; 2.5: -99.679
| 2 | 98.6 | 1: -61.4812; 1.1: -634.4942; 1.2: -0.85087; 1.3: 532.44; 1.4: -11.3854; 1.5: -634.4942; 1.6: 532.44; 1.7: 319.464; 1.8: 8.4594; 1.9: 2662.2; 2: 84.7834; 2.1: 95.8995; 2.2: 4926.9; 2.3: 88.4086; 2.4: -5561.3942; 2.5: -99.794
| 2 | 98.65 | 1: -61.893; 1.1: -639.0681; 1.2: -0.857; 1.3: 532.71; 1.4: -11.4617; 1.5: -639.0681; 1.6: 532.71; 1.7: 319.626; 1.8: 8.4594; 1.9: 2663.55; 2: 84.8264; 2.1: 95.9057; 2.2: 4931.5796; 2.3: 88.4478; 2.4: -5570.6478; 2.5: -99.9094
| 2 | 98.7 | 1: -62.3069; 1.1: -643.668; 1.2: -0.86317; 1.3: 532.98; 1.4: -11.5383; 1.5: -643.668; 1.6: 532.98; 1.7: 319.788; 1.8: 8.4594; 1.9: 2664.9; 2: 84.8694; 2.1: 95.9119; 2.2: 4936.2591; 2.3: 88.4868; 2.4: -5579.9271; 2.5: -100.0252
| 2 | 98.75 | 1: -62.7229; 1.1: -648.2939; 1.2: -0.86938; 1.3: 533.25; 1.4: -11.6154; 1.5: -648.2939; 1.6: 533.25; 1.7: 319.95; 1.8: 8.4594; 1.9: 2666.25; 2: 84.9124; 2.1: 95.9182; 2.2: 4940.9383; 2.3: 88.5259; 2.4: -5589.2321; 2.5: -100.1412
| 2 | 98.8 | 1: -63.1411; 1.1: -652.9459; 1.2: -0.87561; 1.3: 533.52; 1.4: -11.6928; 1.5: -652.9459; 1.6: 533.52; 1.7: 320.112; 1.8: 8.4594; 1.9: 2667.6; 2: 84.9554; 2.1: 95.9245; 2.2: 4945.6172; 2.3: 88.5649; 2.4: -5598.5631; 2.5: -100.2576
| 2 | 98.85 | 1: -63.5613; 1.1: -657.6242; 1.2: -0.88189; 1.3: 533.79; 1.4: -11.7706; 1.5: -657.6242; 1.6: 533.79; 1.7: 320.274; 1.8: 8.4594; 1.9: 2668.95; 2: 84.9984; 2.1: 95.9309; 2.2: 4950.2959; 2.3: 88.6038; 2.4: -5607.9201; 2.5: -100.3744
| 2 | 98.9 | 1: -63.9837; 1.1: -662.3289; 1.2: -0.8882; 1.3: 534.06; 1.4: -11.8488; 1.5: -662.3289; 1.6: 534.06; 1.7: 320.436; 1.8: 8.4594; 1.9: 2670.3; 2: 85.0414; 2.1: 95.9373; 2.2: 4954.9742; 2.3: 88.6427; 2.4: -5617.3031; 2.5: -100.4915
| 2 | 98.95 | 1: -64.4081; 1.1: -667.0601; 1.2: -0.89454; 1.3: 534.33; 1.4: -11.9274; 1.5: -667.0601; 1.6: 534.33; 1.7: 320.598; 1.8: 8.4594; 1.9: 2671.65; 2: 85.0844; 2.1: 95.9437; 2.2: 4959.6522; 2.3: 88.6815; 2.4: -5626.7123; 2.5: -100.609
| 2 | 99 | 1: -64.8348; 1.1: -671.8179; 1.2: -0.90092; 1.3: 534.6; 1.4: -12.0064; 1.5: -671.8179; 1.6: 534.6; 1.7: 320.76; 1.8: 8.4594; 1.9: 2673; 2: 85.1274; 2.1: 95.9502; 2.2: 4964.3299; 2.3: 88.7204; 2.4: -5636.1478; 2.5: -100.7268
| 2 | 99.05 | 1: -65.2635; 1.1: -676.6024; 1.2: -0.90734; 1.3: 534.87; 1.4: -12.0858; 1.5: -676.6024; 1.6: 534.87; 1.7: 320.922; 1.8: 8.4594; 1.9: 2674.35; 2: 85.1704; 2.1: 95.9568; 2.2: 4969.0073; 2.3: 88.7591; 2.4: -5645.6097; 2.5: -100.845
| 2 | 99.1 | 1: -65.6945; 1.1: -681.4138; 1.2: -0.91379; 1.3: 535.14; 1.4: -12.1656; 1.5: -681.4138; 1.6: 535.14; 1.7: 321.084; 1.8: 8.4594; 1.9: 2675.7; 2: 85.2134; 2.1: 95.9633; 2.2: 4973.6843; 2.3: 88.7978; 2.4: -5655.098; 2.5: -100.9635
| 2 | 99.15 | 1: -66.1276; 1.1: -686.2521; 1.2: -0.92028; 1.3: 535.41; 1.4: -12.2458; 1.5: -686.2521; 1.6: 535.41; 1.7: 321.246; 1.8: 8.4594; 1.9: 2677.05; 2: 85.2564; 2.1: 95.97; 2.2: 4978.3608; 2.3: 88.8365; 2.4: -5664.6129; 2.5: -101.0824
| 2 | 99.2 | 1: -66.5628; 1.1: -691.1174; 1.2: -0.9268; 1.3: 535.68; 1.4: -12.3265; 1.5: -691.1174; 1.6: 535.68; 1.7: 321.408; 1.8: 8.4594; 1.9: 2678.4; 2: 85.2994; 2.1: 95.9766; 2.2: 4983.037; 2.3: 88.8751; 2.4: -5674.1545; 2.5: -101.2016
| 2 | 99.25 | 1: -67.0003; 1.1: -696.01; 1.2: -0.93336; 1.3: 535.95; 1.4: -12.4075; 1.5: -696.01; 1.6: 535.95; 1.7: 321.57; 1.8: 8.4594; 1.9: 2679.75; 2: 85.3424; 2.1: 95.9833; 2.2: 4987.7128; 2.3: 88.9137; 2.4: -5683.7228; 2.5: -101.3212
| 2 | 99.3 | 1: -67.4399; 1.1: -700.9298; 1.2: -0.93996; 1.3: 536.22; 1.4: -12.4889; 1.5: -700.9298; 1.6: 536.22; 1.7: 321.732; 1.8: 8.4594; 1.9: 2681.1; 2: 85.3854; 2.1: 95.9901; 2.2: 4992.3881; 2.3: 88.9523; 2.4: -5693.318; 2.5: -101.4411
| 2 | 99.35 | 1: -67.8817; 1.1: -705.8771; 1.2: -0.9466; 1.3: 536.49; 1.4: -12.5707; 1.5: -705.8771; 1.6: 536.49; 1.7: 321.894; 1.8: 8.4594; 1.9: 2682.45; 2: 85.4283; 2.1: 95.9969; 2.2: 4997.063; 2.3: 88.9907; 2.4: -5702.9401; 2.5: -101.5614
| 2 | 99.4 | 1: -68.3257; 1.1: -710.8519; 1.2: -0.95327; 1.3: 536.76; 1.4: -12.6529; 1.5: -710.8519; 1.6: 536.76; 1.7: 322.056; 1.8: 8.4594; 1.9: 2683.8; 2: 85.4713; 2.1: 96.0037; 2.2: 5001.7374; 2.3: 89.0292; 2.4: -5712.5893; 2.5: -101.6821
| 2 | 99.45 | 1: -68.772; 1.1: -715.8543; 1.2: -0.95998; 1.3: 537.03; 1.4: -12.7356; 1.5: -715.8543; 1.6: 537.03; 1.7: 322.218; 1.8: 8.4594; 1.9: 2685.15; 2: 85.5143; 2.1: 96.0106; 2.2: 5006.4113; 2.3: 89.0676; 2.4: -5722.2656; 2.5: -101.8031
| 2 | 99.5 | 1: -69.2204; 1.1: -720.8846; 1.2: -0.96672; 1.3: 537.3; 1.4: -12.8186; 1.5: -720.8846; 1.6: 537.3; 1.7: 322.38; 1.8: 8.4594; 1.9: 2686.5; 2: 85.5573; 2.1: 96.0176; 2.2: 5011.0846; 2.3: 89.1059; 2.4: -5731.9692; 2.5: -101.9245
| 2 | 99.55 | 1: -69.6711; 1.1: -725.9426; 1.2: -0.97351; 1.3: 537.57; 1.4: -12.9021; 1.5: -725.9426; 1.6: 537.57; 1.7: 322.542; 1.8: 8.4594; 1.9: 2687.85; 2: 85.6003; 2.1: 96.0245; 2.2: 5015.7575; 2.3: 89.1442; 2.4: -5741.7001; 2.5: -102.0463
| 2 | 99.6 | 1: -70.124; 1.1: -731.0287; 1.2: -0.98033; 1.3: 537.84; 1.4: -12.9859; 1.5: -731.0287; 1.6: 537.84; 1.7: 322.704; 1.8: 8.4594; 1.9: 2689.2; 2: 85.6433; 2.1: 96.0316; 2.2: 5020.4298; 2.3: 89.1825; 2.4: -5751.4585; 2.5: -102.1684
| 2 | 99.65 | 1: -70.5792; 1.1: -736.1429; 1.2: -0.98718; 1.3: 538.11; 1.4: -13.0702; 1.5: -736.1429; 1.6: 538.11; 1.7: 322.866; 1.8: 8.4594; 1.9: 2690.55; 2: 85.6863; 2.1: 96.0386; 2.2: 5025.1015; 2.3: 89.2207; 2.4: -5761.2444; 2.5: -102.2909
| 2 | 99.7 | 1: -71.0366; 1.1: -741.2854; 1.2: -0.99408; 1.3: 538.38; 1.4: -13.1549; 1.5: -741.2854; 1.6: 538.38; 1.7: 323.028; 1.8: 8.4594; 1.9: 2691.9; 2: 85.7293; 2.1: 96.0458; 2.2: 5029.7727; 2.3: 89.2588; 2.4: -5771.058; 2.5: -102.4137
| 2 | 99.75 | 1: -71.4962; 1.1: -746.4562; 1.2: -1.001; 1.3: 538.65; 1.4: -13.24; 1.5: -746.4562; 1.6: 538.65; 1.7: 323.19; 1.8: 8.4594; 1.9: 2693.25; 2: 85.7723; 2.1: 96.0529; 2.2: 5034.4432; 2.3: 89.2969; 2.4: -5780.8994; 2.5: -102.5369
| 2 | 99.8 | 1: -71.9581; 1.1: -751.6555; 1.2: -1.008; 1.3: 538.92; 1.4: -13.3256; 1.5: -751.6555; 1.6: 538.92; 1.7: 323.352; 1.8: 8.4594; 1.9: 2694.6; 2: 85.8153; 2.1: 96.0601; 2.2: 5039.1131; 2.3: 89.335; 2.4: -5790.7686; 2.5: -102.6605
| 2 | 99.85 | 1: -72.4223; 1.1: -756.8833; 1.2: -1.015; 1.3: 539.19; 1.4: -13.4115; 1.5: -756.8833; 1.6: 539.19; 1.7: 323.514; 1.8: 8.4594; 1.9: 2695.95; 2: 85.8583; 2.1: 96.0674; 2.2: 5043.7824; 2.3: 89.373; 2.4: -5800.6657; 2.5: -102.7845
| 2 | 99.9 | 1: -72.8888; 1.1: -762.1399; 1.2: -1.022; 1.3: 539.46; 1.4: -13.4979; 1.5: -762.1399; 1.6: 539.46; 1.7: 323.676; 1.8: 8.4594; 1.9: 2697.3; 2: 85.9013; 2.1: 96.0747; 2.2: 5048.451; 2.3: 89.4109; 2.4: -5810.5909; 2.5: -102.9088
| 2 | 99.95 | 1: -73.3576; 1.1: -767.4253; 1.2: -1.0291; 1.3: 539.73; 1.4: -13.5847; 1.5: -767.4253; 1.6: 539.73; 1.7: 323.838; 1.8: 8.4594; 1.9: 2698.65; 2: 85.9443; 2.1: 96.0821; 2.2: 5053.1189; 2.3: 89.4488; 2.4: -5820.5443; 2.5: -103.0335
| #REF! | 100 | 1: -73.8286; 1.1: -772.7397; 1.2: -1.0363; 1.3: 540; 1.4: -13.672; 1.5: -772.7397; 1.6: 540; 1.7: 324; 1.8: 8.4594; 1.9: 2700; 2: 85.9873; 2.1: 96.0895; 2.2: 5057.7862; 2.3: 89.4867; 2.4: -5830.5259; 2.5: -103.1586
y = -0,00000000215886886609x6 + 0,00000053294268916732x5 - 0,00005208593698191600x4 + 0,00255537739359113000x3 - 0,03088612795045260000x2 - 4,42496537772422000000x + 194,62289917789100000000
WIND SPEED m/s
| 7 |  | 1: συναρτηση με; 1.3: "Power shaft"; 1.4: "Power shaft"; 1.5: "Power shaft"; 1.9: Electric; 2: συναρτηση; 2.2: Power; 2.3: Torque
|  |  | βαση τις στροφές |  |  | rotation speed | torque | power |  |  |  | energy | Torque |  | supply | supply
|  | Turbine | 1: Turbine; 1.1: Turbine; 1.2: Turbine; 1.3: after; 1.4: after; 1.5: after; 1.6: Generators; 1.7: Generators; 1.8: Generators; 1.9: from; 2: output from; 2.1: συνάρτηση; 2.2: to; 2.3: to; 2.4: Rest of; 2.5: Rest of
|  | speed | 1: torque; 1.1: power; 1.2: power; 1.3: transmission; 1.4: transmission; 1.5: transmission; 1.6: speed; 1.7: voltage; 1.8: current; 1.9: generator; 2: generator; 2.1: Efficiency; 2.2: generator; 2.3: generator; 2.4: power; 2.5: torque
|  | rpm | 1: Nm; 1.1: watt; 1.2: Hp; 1.3: rpm; 1.4: Nm; 1.5: watt; 1.6: rpm; 1.7: acv; 1.8: ampere; 1.9: watt/hour; 2: Nm; 2.1: %; 2.2: watt; 2.3: Nm; 2.4: watt; 2.5: Nm
| 1 | 2 | 1: 3; 1.1: 4; 1.2: 5; 1.3: 6; 1.4: 7; 1.5: 8; 1.6: 9; 1.7: 10; 1.8: 11; 1.9: 12; 2: 13; 2.1: 14; 2.2: 15; 2.3: 16
12180 το 14180 | 1 | 0 | 1: 194.6229; 1.1: 0; 1.2: 0; 1.3: 0; 1.4: 36.0413; 1.5: 0; 1.6: 0; 1.7: 0; 1.8: 0; 1.9: 0; 2: 0; 2.1: 74.5037; 2.2: 0; 2.3: 0; 2.4: 0; 2.5: 36.0413
| 1 | 0.05 | 1: 194.4016; 1.1: 1.0174; 1.2: 0.0013643; 1.3: 0.27; 1.4: 36.0003; 1.5: 1.0174; 1.6: 0.27; 1.7: 0.162; 1.8: 8.4594; 1.9: 1.35; 2: 0.042994; 2.1: 74.5732; 2.2: 0.0016293; 2.3: 0.057653; 2.4: 1.0157; 2.5: 35.9426
| 1 | 0.1 | 1: 194.1801; 1.1: 2.0324; 1.2: 0.0027255; 1.3: 0.54; 1.4: 35.9593; 1.5: 2.0324; 1.6: 0.54; 1.7: 0.324; 1.8: 8.4594; 1.9: 2.7; 2: 0.085987; 2.1: 74.6426; 2.2: 0.006511; 2.3: 0.1152; 2.4: 2.0259; 2.5: 35.8441
| 1 | 0.15 | 1: 193.9585; 1.1: 3.0451; 1.2: 0.0040836; 1.3: 0.81; 1.4: 35.9182; 1.5: 3.0451; 1.6: 0.81; 1.7: 0.486; 1.8: 8.4594; 1.9: 4.05; 2: 0.12898; 2.1: 74.7118; 2.2: 0.014636; 2.3: 0.17264; 2.4: 3.0305; 2.5: 35.7456
| 1 | 0.2 | 1: 193.7367; 1.1: 4.0556; 1.2: 0.0054386; 1.3: 1.08; 1.4: 35.8772; 1.5: 4.0556; 1.6: 1.08; 1.7: 0.648; 1.8: 8.4594; 1.9: 5.4; 2: 0.17197; 2.1: 74.7808; 2.2: 0.025996; 2.3: 0.22997; 2.4: 4.0296; 2.5: 35.6472
| 1 | 0.25 | 1: 193.5148; 1.1: 5.0636; 1.2: 0.0067904; 1.3: 1.35; 1.4: 35.8361; 1.5: 5.0636; 1.6: 1.35; 1.7: 0.81; 1.8: 8.4594; 1.9: 6.75; 2: 0.21497; 2.1: 74.8496; 2.2: 0.040581; 2.3: 0.2872; 2.4: 5.0231; 2.5: 35.5489
| 1 | 0.3 | 1: 193.2927; 1.1: 6.0694; 1.2: 0.0081392; 1.3: 1.62; 1.4: 35.7949; 1.5: 6.0694; 1.6: 1.62; 1.7: 0.972; 1.8: 8.4594; 1.9: 8.1; 2: 0.25796; 2.1: 74.9181; 2.2: 0.058384; 2.3: 0.34432; 2.4: 6.011; 2.5: 35.4506
| 1 | 0.35 | 1: 193.0705; 1.1: 7.0728; 1.2: 0.0094848; 1.3: 1.89; 1.4: 35.7538; 1.5: 7.0728; 1.6: 1.89; 1.7: 1.134; 1.8: 8.4594; 1.9: 9.45; 2: 0.30096; 2.1: 74.9865; 2.2: 0.079394; 2.3: 0.40135; 2.4: 6.9934; 2.5: 35.3524
| 1 | 0.4 | 1: 192.8481; 1.1: 8.0739; 1.2: 0.010827; 1.3: 2.16; 1.4: 35.7126; 1.5: 8.0739; 1.6: 2.16; 1.7: 1.296; 1.8: 8.4594; 1.9: 10.8; 2: 0.34395; 2.1: 75.0547; 2.2: 0.1036; 2.3: 0.45826; 2.4: 7.9703; 2.5: 35.2544
| 1 | 0.45 | 1: 192.6256; 1.1: 9.0727; 1.2: 0.012167; 1.3: 2.43; 1.4: 35.6714; 1.5: 9.0727; 1.6: 2.43; 1.7: 1.458; 1.8: 8.4594; 1.9: 12.15; 2: 0.38694; 2.1: 75.1228; 2.2: 0.13101; 2.3: 0.51508; 2.4: 8.9417; 2.5: 35.1563
| 1 | 0.5 | 1: 192.403; 1.1: 10.0691; 1.2: 0.013503; 1.3: 2.7; 1.4: 35.6302; 1.5: 10.0691; 1.6: 2.7; 1.7: 1.62; 1.8: 8.4594; 1.9: 13.5; 2: 0.42994; 2.1: 75.1906; 2.2: 0.16159; 2.3: 0.5718; 2.4: 9.9075; 2.5: 35.0584
| 1 | 0.55 | 1: 192.1802; 1.1: 11.0632; 1.2: 0.014836; 1.3: 2.97; 1.4: 35.5889; 1.5: 11.0632; 1.6: 2.97; 1.7: 1.782; 1.8: 8.4594; 1.9: 14.85; 2: 0.47293; 2.1: 75.2582; 2.2: 0.19535; 2.3: 0.62841; 2.4: 10.8678; 2.5: 34.9605
| 1 | 0.6 | 1: 191.9573; 1.1: 12.0549; 1.2: 0.016166; 1.3: 3.24; 1.4: 35.5477; 1.5: 12.0549; 1.6: 3.24; 1.7: 1.944; 1.8: 8.4594; 1.9: 16.2; 2: 0.51592; 2.1: 75.3256; 2.2: 0.23227; 2.3: 0.68492; 2.4: 11.8226; 2.5: 34.8627
| 1 | 0.65 | 1: 191.7343; 1.1: 13.0443; 1.2: 0.017493; 1.3: 3.51; 1.4: 35.5064; 1.5: 13.0443; 1.6: 3.51; 1.7: 2.106; 1.8: 8.4594; 1.9: 17.55; 2: 0.55892; 2.1: 75.3929; 2.2: 0.27235; 2.3: 0.74134; 2.4: 12.772; 2.5: 34.765
| 1 | 0.7 | 1: 191.5112; 1.1: 14.0314; 1.2: 0.018816; 1.3: 3.78; 1.4: 35.465; 1.5: 14.0314; 1.6: 3.78; 1.7: 2.268; 1.8: 8.4594; 1.9: 18.9; 2: 0.60191; 2.1: 75.4599; 2.2: 0.31558; 2.3: 0.79766; 2.4: 13.7158; 2.5: 34.6674
| 1 | 0.75 | 1: 191.2879; 1.1: 15.0161; 1.2: 0.020137; 1.3: 4.05; 1.4: 35.4237; 1.5: 15.0161; 1.6: 4.05; 1.7: 2.43; 1.8: 8.4594; 1.9: 20.25; 2: 0.6449; 2.1: 75.5268; 2.2: 0.36196; 2.3: 0.85388; 2.4: 14.6541; 2.5: 34.5698
| 1 | 0.8 | 1: 191.0644; 1.1: 15.9985; 1.2: 0.021454; 1.3: 4.32; 1.4: 35.3823; 1.5: 15.9985; 1.6: 4.32; 1.7: 2.592; 1.8: 8.4594; 1.9: 21.6; 2: 0.6879; 2.1: 75.5934; 2.2: 0.41146; 2.3: 0.91; 2.4: 15.587; 2.5: 34.4723
| 1 | 0.85 | 1: 190.8409; 1.1: 16.9785; 1.2: 0.022769; 1.3: 4.59; 1.4: 35.3409; 1.5: 16.9785; 1.6: 4.59; 1.7: 2.754; 1.8: 8.4594; 1.9: 22.95; 2: 0.73089; 2.1: 75.6599; 2.2: 0.4641; 2.3: 0.96602; 2.4: 16.5144; 2.5: 34.3749
| 1 | 0.9 | 1: 190.6172; 1.1: 17.9561; 1.2: 0.02408; 1.3: 4.86; 1.4: 35.2995; 1.5: 17.9561; 1.6: 4.86; 1.7: 2.916; 1.8: 8.4594; 1.9: 24.3; 2: 0.77389; 2.1: 75.7262; 2.2: 0.51985; 2.3: 1.022; 2.4: 17.4363; 2.5: 34.2775
| 1 | 0.95 | 1: 190.3935; 1.1: 18.9315; 1.2: 0.025388; 1.3: 5.13; 1.4: 35.258; 1.5: 18.9315; 1.6: 5.13; 1.7: 3.078; 1.8: 8.4594; 1.9: 25.65; 2: 0.81688; 2.1: 75.7923; 2.2: 0.57871; 2.3: 1.0778; 2.4: 18.3527; 2.5: 34.1803
| 1 | 1 | 1: 190.1696; 1.1: 19.9044; 1.2: 0.026692; 1.3: 5.4; 1.4: 35.2166; 1.5: 19.9044; 1.6: 5.4; 1.7: 3.24; 1.8: 8.4594; 1.9: 27; 2: 0.85987; 2.1: 75.8582; 2.2: 0.64067; 2.3: 1.1335; 2.4: 19.2637; 2.5: 34.0831
| 1 | 1.05 | 1: 189.9455; 1.1: 20.875; 1.2: 0.027994; 1.3: 5.67; 1.4: 35.1751; 1.5: 20.875; 1.6: 5.67; 1.7: 3.402; 1.8: 8.4594; 1.9: 28.35; 2: 0.90287; 2.1: 75.9239; 2.2: 0.70573; 2.3: 1.1892; 2.4: 20.1693; 2.5: 33.9859
| 1 | 1.1 | 1: 189.7214; 1.1: 21.8433; 1.2: 0.029292; 1.3: 5.94; 1.4: 35.1336; 1.5: 21.8433; 1.6: 5.94; 1.7: 3.564; 1.8: 8.4594; 1.9: 29.7; 2: 0.94586; 2.1: 75.9894; 2.2: 0.77387; 2.3: 1.2447; 2.4: 21.0694; 2.5: 33.8889
| 1 | 1.15 | 1: 189.4971; 1.1: 22.8091; 1.2: 0.030588; 1.3: 6.21; 1.4: 35.0921; 1.5: 22.8091; 1.6: 6.21; 1.7: 3.726; 1.8: 8.4594; 1.9: 31.05; 2: 0.98885; 2.1: 76.0547; 2.2: 0.8451; 2.3: 1.3002; 2.4: 21.964; 2.5: 33.7919
| 1 | 1.2 | 1: 189.2728; 1.1: 23.7727; 1.2: 0.03188; 1.3: 6.48; 1.4: 35.0505; 1.5: 23.7727; 1.6: 6.48; 1.7: 3.888; 1.8: 8.4594; 1.9: 32.4; 2: 1.0318; 2.1: 76.1199; 2.2: 0.91939; 2.3: 1.3556; 2.4: 22.8533; 2.5: 33.695
| 1 | 1.25 | 1: 189.0483; 1.1: 24.7338; 1.2: 0.033169; 1.3: 6.75; 1.4: 35.0089; 1.5: 24.7338; 1.6: 6.75; 1.7: 4.05; 1.8: 8.4594; 1.9: 33.75; 2: 1.0748; 2.1: 76.1848; 2.2: 0.99675; 2.3: 1.4108; 2.4: 23.7371; 2.5: 33.5981
| 1 | 1.3 | 1: 188.8237; 1.1: 25.6926; 1.2: 0.034454; 1.3: 7.02; 1.4: 34.9674; 1.5: 25.6926; 1.6: 7.02; 1.7: 4.212; 1.8: 8.4594; 1.9: 35.1; 2: 1.1178; 2.1: 76.2496; 2.2: 1.0772; 2.3: 1.466; 2.4: 24.6154; 2.5: 33.5013
| 1 | 1.35 | 1: 188.599; 1.1: 26.649; 1.2: 0.035737; 1.3: 7.29; 1.4: 34.9257; 1.5: 26.649; 1.6: 7.29; 1.7: 4.374; 1.8: 8.4594; 1.9: 36.45; 2: 1.1608; 2.1: 76.3142; 2.2: 1.1606; 2.3: 1.5211; 2.4: 25.4884; 2.5: 33.4046
| 1 | 1.4 | 1: 188.3742; 1.1: 27.6031; 1.2: 0.037016; 1.3: 7.56; 1.4: 34.8841; 1.5: 27.6031; 1.6: 7.56; 1.7: 4.536; 1.8: 8.4594; 1.9: 37.8; 2: 1.2038; 2.1: 76.3786; 2.2: 1.2472; 2.3: 1.5761; 2.4: 26.3559; 2.5: 33.308
| 1 | 1.45 | 1: 188.1493; 1.1: 28.5548; 1.2: 0.038293; 1.3: 7.83; 1.4: 34.8425; 1.5: 28.5548; 1.6: 7.83; 1.7: 4.698; 1.8: 8.4594; 1.9: 39.15; 2: 1.2468; 2.1: 76.4428; 2.2: 1.3367; 2.3: 1.631; 2.4: 27.2181; 2.5: 33.2114
| 1 | 1.5 | 1: 187.9243; 1.1: 29.5041; 1.2: 0.039566; 1.3: 8.1; 1.4: 34.8008; 1.5: 29.5041; 1.6: 8.1; 1.7: 4.86; 1.8: 8.4594; 1.9: 40.5; 2: 1.2898; 2.1: 76.5068; 2.2: 1.4293; 2.3: 1.6859; 2.4: 28.0748; 2.5: 33.1149
| 1 | 1.55 | 1: 187.6992; 1.1: 30.4511; 1.2: 0.040836; 1.3: 8.37; 1.4: 34.7591; 1.5: 30.4511; 1.6: 8.37; 1.7: 5.022; 1.8: 8.4594; 1.9: 41.85; 2: 1.3328; 2.1: 76.5707; 2.2: 1.5249; 2.3: 1.7406; 2.4: 28.9262; 2.5: 33.0185
| 1 | 1.6 | 1: 187.474; 1.1: 31.3956; 1.2: 0.042102; 1.3: 8.64; 1.4: 34.7174; 1.5: 31.3956; 1.6: 8.64; 1.7: 5.184; 1.8: 8.4594; 1.9: 43.2; 2: 1.3758; 2.1: 76.6343; 2.2: 1.6235; 2.3: 1.7953; 2.4: 29.7721; 2.5: 32.9221
| 1 | 1.65 | 1: 187.2487; 1.1: 32.3379; 1.2: 0.043366; 1.3: 8.91; 1.4: 34.6757; 1.5: 32.3379; 1.6: 8.91; 1.7: 5.346; 1.8: 8.4594; 1.9: 44.55; 2: 1.4188; 2.1: 76.6978; 2.2: 1.7251; 2.3: 1.8498; 2.4: 30.6127; 2.5: 32.8258
| 1 | 1.7 | 1: 187.0233; 1.1: 33.2777; 1.2: 0.044626; 1.3: 9.18; 1.4: 34.6339; 1.5: 33.2777; 1.6: 9.18; 1.7: 5.508; 1.8: 8.4594; 1.9: 45.9; 2: 1.4618; 2.1: 76.7611; 2.2: 1.8298; 2.3: 1.9043; 2.4: 31.4479; 2.5: 32.7296
| 1 | 1.75 | 1: 186.7978; 1.1: 34.2151; 1.2: 0.045883; 1.3: 9.45; 1.4: 34.5922; 1.5: 34.2151; 1.6: 9.45; 1.7: 5.67; 1.8: 8.4594; 1.9: 47.25; 2: 1.5048; 2.1: 76.8242; 2.2: 1.9374; 2.3: 1.9587; 2.4: 32.2778; 2.5: 32.6335
| 1 | 1.8 | 1: 186.5723; 1.1: 35.1502; 1.2: 0.047137; 1.3: 9.72; 1.4: 34.5504; 1.5: 35.1502; 1.6: 9.72; 1.7: 5.832; 1.8: 8.4594; 1.9: 48.6; 2: 1.5478; 2.1: 76.8871; 2.2: 2.048; 2.3: 2.013; 2.4: 33.1022; 2.5: 32.5374
| 1 | 1.85 | 1: 186.3466; 1.1: 36.0829; 1.2: 0.048388; 1.3: 9.99; 1.4: 34.5086; 1.5: 36.0829; 1.6: 9.99; 1.7: 5.994; 1.8: 8.4594; 1.9: 49.95; 2: 1.5908; 2.1: 76.9499; 2.2: 2.1616; 2.3: 2.0673; 2.4: 33.9213; 2.5: 32.4414
| 1 | 1.9 | 1: 186.1208; 1.1: 37.0132; 1.2: 0.049636; 1.3: 10.26; 1.4: 34.4668; 1.5: 37.0132; 1.6: 10.26; 1.7: 6.156; 1.8: 8.4594; 1.9: 51.3; 2: 1.6338; 2.1: 77.0124; 2.2: 2.2782; 2.3: 2.1214; 2.4: 34.7351; 2.5: 32.3454
| 1 | 1.95 | 1: 185.895; 1.1: 37.9412; 1.2: 0.05088; 1.3: 10.53; 1.4: 34.425; 1.5: 37.9412; 1.6: 10.53; 1.7: 6.318; 1.8: 8.4594; 1.9: 52.65; 2: 1.6768; 2.1: 77.0748; 2.2: 2.3977; 2.3: 2.1755; 2.4: 35.5435; 2.5: 32.2495
| 1 | 2 | 1: 185.6691; 1.1: 38.8667; 1.2: 0.052121; 1.3: 10.8; 1.4: 34.3832; 1.5: 38.8667; 1.6: 10.8; 1.7: 6.48; 1.8: 8.4594; 1.9: 54; 2: 1.7197; 2.1: 77.137; 2.2: 2.5202; 2.3: 2.2295; 2.4: 36.3465; 2.5: 32.1537
| 1 | 2.05 | 1: 185.443; 1.1: 39.7899; 1.2: 0.053359; 1.3: 11.07; 1.4: 34.3413; 1.5: 39.7899; 1.6: 11.07; 1.7: 6.642; 1.8: 8.4594; 1.9: 55.35; 2: 1.7627; 2.1: 77.199; 2.2: 2.6456; 2.3: 2.2834; 2.4: 37.1442; 2.5: 32.0579
| 1 | 2.1 | 1: 185.2169; 1.1: 40.7107; 1.2: 0.054594; 1.3: 11.34; 1.4: 34.2994; 1.5: 40.7107; 1.6: 11.34; 1.7: 6.804; 1.8: 8.4594; 1.9: 56.7; 2: 1.8057; 2.1: 77.2609; 2.2: 2.7741; 2.3: 2.3372; 2.4: 37.9366; 2.5: 31.9622
| 1 | 2.15 | 1: 184.9908; 1.1: 41.6291; 1.2: 0.055826; 1.3: 11.61; 1.4: 34.2575; 1.5: 41.6291; 1.6: 11.61; 1.7: 6.966; 1.8: 8.4594; 1.9: 58.05; 2: 1.8487; 2.1: 77.3225; 2.2: 2.9054; 2.3: 2.3909; 2.4: 38.7237; 2.5: 31.8666
| 1 | 2.2 | 1: 184.7645; 1.1: 42.5451; 1.2: 0.057054; 1.3: 11.88; 1.4: 34.2156; 1.5: 42.5451; 1.6: 11.88; 1.7: 7.128; 1.8: 8.4594; 1.9: 59.4; 2: 1.8917; 2.1: 77.384; 2.2: 3.0397; 2.3: 2.4446; 2.4: 39.5054; 2.5: 31.7711
| 1 | 2.25 | 1: 184.5382; 1.1: 43.4587; 1.2: 0.058279; 1.3: 12.15; 1.4: 34.1737; 1.5: 43.4587; 1.6: 12.15; 1.7: 7.29; 1.8: 8.4594; 1.9: 60.75; 2: 1.9347; 2.1: 77.4453; 2.2: 3.1769; 2.3: 2.4982; 2.4: 40.2818; 2.5: 31.6756
| 1 | 2.3 | 1: 184.3118; 1.1: 44.37; 1.2: 0.059501; 1.3: 12.42; 1.4: 34.1318; 1.5: 44.37; 1.6: 12.42; 1.7: 7.452; 1.8: 8.4594; 1.9: 62.1; 2: 1.9777; 2.1: 77.5064; 2.2: 3.3171; 2.3: 2.5517; 2.4: 41.0529; 2.5: 31.5801
| 1 | 2.35 | 1: 184.0853; 1.1: 45.2788; 1.2: 0.06072; 1.3: 12.69; 1.4: 34.0899; 1.5: 45.2788; 1.6: 12.69; 1.7: 7.614; 1.8: 8.4594; 1.9: 63.45; 2: 2.0207; 2.1: 77.5673; 2.2: 3.4601; 2.3: 2.6051; 2.4: 41.8187; 2.5: 31.4848
| 1 | 2.4 | 1: 183.8587; 1.1: 46.1853; 1.2: 0.061936; 1.3: 12.96; 1.4: 34.0479; 1.5: 46.1853; 1.6: 12.96; 1.7: 7.776; 1.8: 8.4594; 1.9: 64.8; 2: 2.0637; 2.1: 77.6281; 2.2: 3.6061; 2.3: 2.6584; 2.4: 42.5792; 2.5: 31.3895
| 1 | 2.45 | 1: 183.6321; 1.1: 47.0894; 1.2: 0.063148; 1.3: 13.23; 1.4: 34.0059; 1.5: 47.0894; 1.6: 13.23; 1.7: 7.938; 1.8: 8.4594; 1.9: 66.15; 2: 2.1067; 2.1: 77.6886; 2.2: 3.755; 2.3: 2.7117; 2.4: 43.3344; 2.5: 31.2942
| 1 | 2.5 | 1: 183.4054; 1.1: 47.9911; 1.2: 0.064357; 1.3: 13.5; 1.4: 33.964; 1.5: 47.9911; 1.6: 13.5; 1.7: 8.1; 1.8: 8.4594; 1.9: 67.5; 2: 2.1497; 2.1: 77.749; 2.2: 3.9068; 2.3: 2.7649; 2.4: 44.0843; 2.5: 31.1991
| 1 | 2.55 | 1: 183.1786; 1.1: 48.8904; 1.2: 0.065563; 1.3: 13.77; 1.4: 33.922; 1.5: 48.8904; 1.6: 13.77; 1.7: 8.262; 1.8: 8.4594; 1.9: 68.85; 2: 2.1927; 2.1: 77.8093; 2.2: 4.0615; 2.3: 2.818; 2.4: 44.8289; 2.5: 31.104
| 1 | 2.6 | 1: 182.9518; 1.1: 49.7873; 1.2: 0.066766; 1.3: 14.04; 1.4: 33.88; 1.5: 49.7873; 1.6: 14.04; 1.7: 8.424; 1.8: 8.4594; 1.9: 70.2; 2: 2.2357; 2.1: 77.8693; 2.2: 4.2191; 2.3: 2.8711; 2.4: 45.5682; 2.5: 31.0089
| 1 | 2.65 | 1: 182.7249; 1.1: 50.6818; 1.2: 0.067965; 1.3: 14.31; 1.4: 33.8379; 1.5: 50.6818; 1.6: 14.31; 1.7: 8.586; 1.8: 8.4594; 1.9: 71.55; 2: 2.2787; 2.1: 77.9292; 2.2: 4.3795; 2.3: 2.924; 2.4: 46.3023; 2.5: 30.9139
| 1 | 2.7 | 1: 182.4979; 1.1: 51.5739; 1.2: 0.069162; 1.3: 14.58; 1.4: 33.7959; 1.5: 51.5739; 1.6: 14.58; 1.7: 8.748; 1.8: 8.4594; 1.9: 72.9; 2: 2.3217; 2.1: 77.9889; 2.2: 4.5429; 2.3: 2.9769; 2.4: 47.031; 2.5: 30.819
| 1 | 2.75 | 1: 182.2709; 1.1: 52.4636; 1.2: 0.070355; 1.3: 14.85; 1.4: 33.7539; 1.5: 52.4636; 1.6: 14.85; 1.7: 8.91; 1.8: 8.4594; 1.9: 74.25; 2: 2.3646; 2.1: 78.0484; 2.2: 4.7091; 2.3: 3.0297; 2.4: 47.7545; 2.5: 30.7242
| 1 | 2.8 | 1: 182.0438; 1.1: 53.351; 1.2: 0.071545; 1.3: 15.12; 1.4: 33.7118; 1.5: 53.351; 1.6: 15.12; 1.7: 9.072; 1.8: 8.4594; 1.9: 75.6; 2: 2.4076; 2.1: 78.1077; 2.2: 4.8782; 2.3: 3.0825; 2.4: 48.4728; 2.5: 30.6294
| 1 | 2.85 | 1: 181.8167; 1.1: 54.2359; 1.2: 0.072732; 1.3: 15.39; 1.4: 33.6698; 1.5: 54.2359; 1.6: 15.39; 1.7: 9.234; 1.8: 8.4594; 1.9: 76.95; 2: 2.4506; 2.1: 78.1669; 2.2: 5.0501; 2.3: 3.1351; 2.4: 49.1858; 2.5: 30.5346
| 1 | 2.9 | 1: 181.5895; 1.1: 55.1185; 1.2: 0.073915; 1.3: 15.66; 1.4: 33.6277; 1.5: 55.1185; 1.6: 15.66; 1.7: 9.396; 1.8: 8.4594; 1.9: 78.3; 2: 2.4936; 2.1: 78.2259; 2.2: 5.2249; 2.3: 3.1877; 2.4: 49.8935; 2.5: 30.44
| 1 | 2.95 | 1: 181.3622; 1.1: 55.9986; 1.2: 0.075095; 1.3: 15.93; 1.4: 33.5856; 1.5: 55.9986; 1.6: 15.93; 1.7: 9.558; 1.8: 8.4594; 1.9: 79.65; 2: 2.5366; 2.1: 78.2847; 2.2: 5.4026; 2.3: 3.2403; 2.4: 50.596; 2.5: 30.3453
| 1 | 3 | 1: 181.1349; 1.1: 56.8764; 1.2: 0.076272; 1.3: 16.2; 1.4: 33.5435; 1.5: 56.8764; 1.6: 16.2; 1.7: 9.72; 1.8: 8.4594; 1.9: 81; 2: 2.5796; 2.1: 78.3433; 2.2: 5.5831; 2.3: 3.2927; 2.4: 51.2933; 2.5: 30.2508
| 1 | 3.05 | 1: 180.9076; 1.1: 57.7517; 1.2: 0.077446; 1.3: 16.47; 1.4: 33.5014; 1.5: 57.7517; 1.6: 16.47; 1.7: 9.882; 1.8: 8.4594; 1.9: 82.35; 2: 2.6226; 2.1: 78.4018; 2.2: 5.7665; 2.3: 3.3451; 2.4: 51.9853; 2.5: 30.1563
| 1 | 3.1 | 1: 180.6802; 1.1: 58.6247; 1.2: 0.078617; 1.3: 16.74; 1.4: 33.4593; 1.5: 58.6247; 1.6: 16.74; 1.7: 10.044; 1.8: 8.4594; 1.9: 83.7; 2: 2.6656; 2.1: 78.4601; 2.2: 5.9527; 2.3: 3.3974; 2.4: 52.672; 2.5: 30.0619
| 1 | 3.15 | 1: 180.4527; 1.1: 59.4953; 1.2: 0.079784; 1.3: 17.01; 1.4: 33.4172; 1.5: 59.4953; 1.6: 17.01; 1.7: 10.206; 1.8: 8.4594; 1.9: 85.05; 2: 2.7086; 2.1: 78.5182; 2.2: 6.1417; 2.3: 3.4496; 2.4: 53.3536; 2.5: 29.9675
| 1 | 3.2 | 1: 180.2252; 1.1: 60.3634; 1.2: 0.080949; 1.3: 17.28; 1.4: 33.375; 1.5: 60.3634; 1.6: 17.28; 1.7: 10.368; 1.8: 8.4594; 1.9: 86.4; 2: 2.7516; 2.1: 78.5762; 2.2: 6.3335; 2.3: 3.5018; 2.4: 54.0299; 2.5: 29.8732
| 1 | 3.25 | 1: 179.9976; 1.1: 61.2292; 1.2: 0.08211; 1.3: 17.55; 1.4: 33.3329; 1.5: 61.2292; 1.6: 17.55; 1.7: 10.53; 1.8: 8.4594; 1.9: 87.75; 2: 2.7946; 2.1: 78.634; 2.2: 6.5282; 2.3: 3.5539; 2.4: 54.701; 2.5: 29.779
| 1 | 3.3 | 1: 179.77; 1.1: 62.0926; 1.2: 0.083268; 1.3: 17.82; 1.4: 33.2907; 1.5: 62.0926; 1.6: 17.82; 1.7: 10.692; 1.8: 8.4594; 1.9: 89.1; 2: 2.8376; 2.1: 78.6916; 2.2: 6.7257; 2.3: 3.606; 2.4: 55.3669; 2.5: 29.6848
| 1 | 3.35 | 1: 179.5424; 1.1: 62.9535; 1.2: 0.084422; 1.3: 18.09; 1.4: 33.2486; 1.5: 62.9535; 1.6: 18.09; 1.7: 10.854; 1.8: 8.4594; 1.9: 90.45; 2: 2.8806; 2.1: 78.749; 2.2: 6.926; 2.3: 3.6579; 2.4: 56.0276; 2.5: 29.5907
| 1 | 3.4 | 1: 179.3147; 1.1: 63.8121; 1.2: 0.085573; 1.3: 18.36; 1.4: 33.2064; 1.5: 63.8121; 1.6: 18.36; 1.7: 11.016; 1.8: 8.4594; 1.9: 91.8; 2: 2.9236; 2.1: 78.8063; 2.2: 7.1291; 2.3: 3.7098; 2.4: 56.683; 2.5: 29.4966
| 1 | 3.45 | 1: 179.087; 1.1: 64.6683; 1.2: 0.086722; 1.3: 18.63; 1.4: 33.1643; 1.5: 64.6683; 1.6: 18.63; 1.7: 11.178; 1.8: 8.4594; 1.9: 93.15; 2: 2.9666; 2.1: 78.8634; 2.2: 7.335; 2.3: 3.7616; 2.4: 57.3333; 2.5: 29.4026
| 1 | 3.5 | 1: 178.8592; 1.1: 65.5221; 1.2: 0.087867; 1.3: 18.9; 1.4: 33.1221; 1.5: 65.5221; 1.6: 18.9; 1.7: 11.34; 1.8: 8.4594; 1.9: 94.5; 2: 3.0096; 2.1: 78.9203; 2.2: 7.5437; 2.3: 3.8134; 2.4: 57.9784; 2.5: 29.3087
| 1 | 3.55 | 1: 178.6314; 1.1: 66.3735; 1.2: 0.089008; 1.3: 19.17; 1.4: 33.0799; 1.5: 66.3735; 1.6: 19.17; 1.7: 11.502; 1.8: 8.4594; 1.9: 95.85; 2: 3.0525; 2.1: 78.977; 2.2: 7.7552; 2.3: 3.8651; 2.4: 58.6183; 2.5: 29.2148
| 1 | 3.6 | 1: 178.4035; 1.1: 67.2225; 1.2: 0.090147; 1.3: 19.44; 1.4: 33.0377; 1.5: 67.2225; 1.6: 19.44; 1.7: 11.664; 1.8: 8.4594; 1.9: 97.2; 2: 3.0955; 2.1: 79.0336; 2.2: 7.9695; 2.3: 3.9167; 2.4: 59.253; 2.5: 29.121
| 1 | 3.65 | 1: 178.1757; 1.1: 68.069; 1.2: 0.091282; 1.3: 19.71; 1.4: 32.9955; 1.5: 68.069; 1.6: 19.71; 1.7: 11.826; 1.8: 8.4594; 1.9: 98.55; 2: 3.1385; 2.1: 79.09; 2.2: 8.1865; 2.3: 3.9683; 2.4: 59.8825; 2.5: 29.0272
| 1 | 3.7 | 1: 177.9477; 1.1: 68.9132; 1.2: 0.092414; 1.3: 19.98; 1.4: 32.9533; 1.5: 68.9132; 1.6: 19.98; 1.7: 11.988; 1.8: 8.4594; 1.9: 99.9; 2: 3.1815; 2.1: 79.1463; 2.2: 8.4064; 2.3: 4.0198; 2.4: 60.5068; 2.5: 28.9335
| 1 | 3.75 | 1: 177.7198; 1.1: 69.755; 1.2: 0.093543; 1.3: 20.25; 1.4: 32.9111; 1.5: 69.755; 1.6: 20.25; 1.7: 12.15; 1.8: 8.4594; 1.9: 101.25; 2: 3.2245; 2.1: 79.2024; 2.2: 8.629; 2.3: 4.0712; 2.4: 61.126; 2.5: 28.8398
| 1 | 3.8 | 1: 177.4918; 1.1: 70.5944; 1.2: 0.094669; 1.3: 20.52; 1.4: 32.8689; 1.5: 70.5944; 1.6: 20.52; 1.7: 12.312; 1.8: 8.4594; 1.9: 102.6; 2: 3.2675; 2.1: 79.2583; 2.2: 8.8544; 2.3: 4.1226; 2.4: 61.74; 2.5: 28.7462
| 1 | 3.85 | 1: 177.2638; 1.1: 71.4314; 1.2: 0.095791; 1.3: 20.79; 1.4: 32.8266; 1.5: 71.4314; 1.6: 20.79; 1.7: 12.474; 1.8: 8.4594; 1.9: 103.95; 2: 3.3105; 2.1: 79.314; 2.2: 9.0826; 2.3: 4.1739; 2.4: 62.3489; 2.5: 28.6527
| 1 | 3.9 | 1: 177.0358; 1.1: 72.266; 1.2: 0.09691; 1.3: 21.06; 1.4: 32.7844; 1.5: 72.266; 1.6: 21.06; 1.7: 12.636; 1.8: 8.4594; 1.9: 105.3; 2: 3.3535; 2.1: 79.3696; 2.2: 9.3135; 2.3: 4.2252; 2.4: 62.9525; 2.5: 28.5592
| 1 | 3.95 | 1: 176.8077; 1.1: 73.0982; 1.2: 0.098026; 1.3: 21.33; 1.4: 32.7422; 1.5: 73.0982; 1.6: 21.33; 1.7: 12.798; 1.8: 8.4594; 1.9: 106.65; 2: 3.3965; 2.1: 79.425; 2.2: 9.5471; 2.3: 4.2764; 2.4: 63.5511; 2.5: 28.4658
| 1 | 4 | 1: 176.5796; 1.1: 73.928; 1.2: 0.099139; 1.3: 21.6; 1.4: 32.6999; 1.5: 73.928; 1.6: 21.6; 1.7: 12.96; 1.8: 8.4594; 1.9: 108; 2: 3.4395; 2.1: 79.4802; 2.2: 9.7836; 2.3: 4.3275; 2.4: 64.1444; 2.5: 28.3724
| 1 | 4.05 | 1: 176.3515; 1.1: 74.7554; 1.2: 0.10025; 1.3: 21.87; 1.4: 32.6577; 1.5: 74.7554; 1.6: 21.87; 1.7: 13.122; 1.8: 8.4594; 1.9: 109.35; 2: 3.4825; 2.1: 79.5353; 2.2: 10.0227; 2.3: 4.3785; 2.4: 64.7327; 2.5: 28.2791
| 1 | 4.1 | 1: 176.1234; 1.1: 75.5804; 1.2: 0.10135; 1.3: 22.14; 1.4: 32.6154; 1.5: 75.5804; 1.6: 22.14; 1.7: 13.284; 1.8: 8.4594; 1.9: 110.7; 2: 3.5255; 2.1: 79.5902; 2.2: 10.2647; 2.3: 4.4295; 2.4: 65.3157; 2.5: 28.1859
| 1 | 4.15 | 1: 175.8952; 1.1: 76.403; 1.2: 0.10246; 1.3: 22.41; 1.4: 32.5732; 1.5: 76.403; 1.6: 22.41; 1.7: 13.446; 1.8: 8.4594; 1.9: 112.05; 2: 3.5685; 2.1: 79.645; 2.2: 10.5093; 2.3: 4.4805; 2.4: 65.8937; 2.5: 28.0927
| 1 | 4.2 | 1: 175.667; 1.1: 77.2232; 1.2: 0.10356; 1.3: 22.68; 1.4: 32.5309; 1.5: 77.2232; 1.6: 22.68; 1.7: 13.608; 1.8: 8.4594; 1.9: 113.4; 2: 3.6115; 2.1: 79.6995; 2.2: 10.7567; 2.3: 4.5313; 2.4: 66.4665; 2.5: 27.9996
| 1 | 4.25 | 1: 175.4388; 1.1: 78.041; 1.2: 0.10465; 1.3: 22.95; 1.4: 32.4887; 1.5: 78.041; 1.6: 22.95; 1.7: 13.77; 1.8: 8.4594; 1.9: 114.75; 2: 3.6545; 2.1: 79.754; 2.2: 11.0068; 2.3: 4.5822; 2.4: 67.0342; 2.5: 27.9065
| 1 | 4.3 | 1: 175.2106; 1.1: 78.8564; 1.2: 0.10575; 1.3: 23.22; 1.4: 32.4464; 1.5: 78.8564; 1.6: 23.22; 1.7: 13.932; 1.8: 8.4594; 1.9: 116.1; 2: 3.6975; 2.1: 79.8082; 2.2: 11.2597; 2.3: 4.6329; 2.4: 67.5968; 2.5: 27.8135
| 1 | 4.35 | 1: 174.9824; 1.1: 79.6695; 1.2: 0.10684; 1.3: 23.49; 1.4: 32.4041; 1.5: 79.6695; 1.6: 23.49; 1.7: 14.094; 1.8: 8.4594; 1.9: 117.45; 2: 3.7404; 2.1: 79.8623; 2.2: 11.5152; 2.3: 4.6836; 2.4: 68.1542; 2.5: 27.7205
| 1 | 4.4 | 1: 174.7541; 1.1: 80.4801; 1.2: 0.10793; 1.3: 23.76; 1.4: 32.3619; 1.5: 80.4801; 1.6: 23.76; 1.7: 14.256; 1.8: 8.4594; 1.9: 118.8; 2: 3.7834; 2.1: 79.9162; 2.2: 11.7735; 2.3: 4.7343; 2.4: 68.7066; 2.5: 27.6276
| 1 | 4.45 | 1: 174.5259; 1.1: 81.2883; 1.2: 0.10901; 1.3: 24.03; 1.4: 32.3196; 1.5: 81.2883; 1.6: 24.03; 1.7: 14.418; 1.8: 8.4594; 1.9: 120.15; 2: 3.8264; 2.1: 79.97; 2.2: 12.0345; 2.3: 4.7848; 2.4: 69.2538; 2.5: 27.5348
| 1 | 4.5 | 1: 174.2976; 1.1: 82.0942; 1.2: 0.11009; 1.3: 24.3; 1.4: 32.2773; 1.5: 82.0942; 1.6: 24.3; 1.7: 14.58; 1.8: 8.4594; 1.9: 121.5; 2: 3.8694; 2.1: 80.0236; 2.2: 12.2983; 2.3: 4.8354; 2.4: 69.7959; 2.5: 27.442
| 1 | 4.55 | 1: 174.0693; 1.1: 82.8976; 1.2: 0.11117; 1.3: 24.57; 1.4: 32.2351; 1.5: 82.8976; 1.6: 24.57; 1.7: 14.742; 1.8: 8.4594; 1.9: 122.85; 2: 3.9124; 2.1: 80.077; 2.2: 12.5647; 2.3: 4.8858; 2.4: 70.3329; 2.5: 27.3492
| 1 | 4.6 | 1: 173.841; 1.1: 83.6986; 1.2: 0.11224; 1.3: 24.84; 1.4: 32.1928; 1.5: 83.6986; 1.6: 24.84; 1.7: 14.904; 1.8: 8.4594; 1.9: 124.2; 2: 3.9554; 2.1: 80.1303; 2.2: 12.8338; 2.3: 4.9362; 2.4: 70.8648; 2.5: 27.2565
| 1 | 4.65 | 1: 173.6127; 1.1: 84.4973; 1.2: 0.11331; 1.3: 25.11; 1.4: 32.1505; 1.5: 84.4973; 1.6: 25.11; 1.7: 15.066; 1.8: 8.4594; 1.9: 125.55; 2: 3.9984; 2.1: 80.1834; 2.2: 13.1056; 2.3: 4.9866; 2.4: 71.3917; 2.5: 27.1639
| 1 | 4.7 | 1: 173.3844; 1.1: 85.2936; 1.2: 0.11438; 1.3: 25.38; 1.4: 32.1082; 1.5: 85.2936; 1.6: 25.38; 1.7: 15.228; 1.8: 8.4594; 1.9: 126.9; 2: 4.0414; 2.1: 80.2363; 2.2: 13.3801; 2.3: 5.0369; 2.4: 71.9134; 2.5: 27.0713
| 1 | 4.75 | 1: 173.1561; 1.1: 86.0874; 1.2: 0.11545; 1.3: 25.65; 1.4: 32.0659; 1.5: 86.0874; 1.6: 25.65; 1.7: 15.39; 1.8: 8.4594; 1.9: 128.25; 2: 4.0844; 2.1: 80.2891; 2.2: 13.6574; 2.3: 5.0871; 2.4: 72.4301; 2.5: 26.9788
| 1 | 4.8 | 1: 172.9277; 1.1: 86.8789; 1.2: 0.11651; 1.3: 25.92; 1.4: 32.0237; 1.5: 86.8789; 1.6: 25.92; 1.7: 15.552; 1.8: 8.4594; 1.9: 129.6; 2: 4.1274; 2.1: 80.3418; 2.2: 13.9373; 2.3: 5.1373; 2.4: 72.9416; 2.5: 26.8864
| 1 | 4.85 | 1: 172.6994; 1.1: 87.668; 1.2: 0.11756; 1.3: 26.19; 1.4: 31.9814; 1.5: 87.668; 1.6: 26.19; 1.7: 15.714; 1.8: 8.4594; 1.9: 130.95; 2: 4.1704; 2.1: 80.3942; 2.2: 14.2198; 2.3: 5.1874; 2.4: 73.4481; 2.5: 26.794
| 1 | 4.9 | 1: 172.4711; 1.1: 88.4547; 1.2: 0.11862; 1.3: 26.46; 1.4: 31.9391; 1.5: 88.4547; 1.6: 26.46; 1.7: 15.876; 1.8: 8.4594; 1.9: 132.3; 2: 4.2134; 2.1: 80.4465; 2.2: 14.5051; 2.3: 5.2375; 2.4: 73.9496; 2.5: 26.7016
| 1 | 4.95 | 1: 172.2427; 1.1: 89.239; 1.2: 0.11967; 1.3: 26.73; 1.4: 31.8968; 1.5: 89.239; 1.6: 26.73; 1.7: 16.038; 1.8: 8.4594; 1.9: 133.65; 2: 4.2564; 2.1: 80.4987; 2.2: 14.7931; 2.3: 5.2875; 2.4: 74.4459; 2.5: 26.6093
| 1 | 5 | 1: 172.0144; 1.1: 90.0209; 1.2: 0.12072; 1.3: 27; 1.4: 31.8545; 1.5: 90.0209; 1.6: 27; 1.7: 16.2; 1.8: 8.4594; 1.9: 135; 2: 4.2994; 2.1: 80.5507; 2.2: 15.0837; 2.3: 5.3375; 2.4: 74.9372; 2.5: 26.5171
| 1 | 5.05 | 1: 171.7861; 1.1: 90.8004; 1.2: 0.12177; 1.3: 27.27; 1.4: 31.8122; 1.5: 90.8004; 1.6: 27.27; 1.7: 16.362; 1.8: 8.4594; 1.9: 136.35; 2: 4.3424; 2.1: 80.6025; 2.2: 15.377; 2.3: 5.3874; 2.4: 75.4234; 2.5: 26.4249
| 1 | 5.1 | 1: 171.5578; 1.1: 91.5775; 1.2: 0.12281; 1.3: 27.54; 1.4: 31.77; 1.5: 91.5775; 1.6: 27.54; 1.7: 16.524; 1.8: 8.4594; 1.9: 137.7; 2: 4.3854; 2.1: 80.6542; 2.2: 15.6729; 2.3: 5.4372; 2.4: 75.9046; 2.5: 26.3327
| 1 | 5.15 | 1: 171.3294; 1.1: 92.3523; 1.2: 0.12385; 1.3: 27.81; 1.4: 31.7277; 1.5: 92.3523; 1.6: 27.81; 1.7: 16.686; 1.8: 8.4594; 1.9: 139.05; 2: 4.4283; 2.1: 80.7057; 2.2: 15.9715; 2.3: 5.487; 2.4: 76.3807; 2.5: 26.2406
| 1 | 5.2 | 1: 171.1011; 1.1: 93.1246; 1.2: 0.12488; 1.3: 28.08; 1.4: 31.6854; 1.5: 93.1246; 1.6: 28.08; 1.7: 16.848; 1.8: 8.4594; 1.9: 140.4; 2: 4.4713; 2.1: 80.757; 2.2: 16.2728; 2.3: 5.5368; 2.4: 76.8518; 2.5: 26.1486
| 1 | 5.25 | 1: 170.8728; 1.1: 93.8946; 1.2: 0.12591; 1.3: 28.35; 1.4: 31.6431; 1.5: 93.8946; 1.6: 28.35; 1.7: 17.01; 1.8: 8.4594; 1.9: 141.75; 2: 4.5143; 2.1: 80.8082; 2.2: 16.5767; 2.3: 5.5865; 2.4: 77.3179; 2.5: 26.0566
| 1 | 5.3 | 1: 170.6445; 1.1: 94.6622; 1.2: 0.12694; 1.3: 28.62; 1.4: 31.6008; 1.5: 94.6622; 1.6: 28.62; 1.7: 17.172; 1.8: 8.4594; 1.9: 143.1; 2: 4.5573; 2.1: 80.8593; 2.2: 16.8833; 2.3: 5.6361; 2.4: 77.7789; 2.5: 25.9647
| 1 | 5.35 | 1: 170.4162; 1.1: 95.4274; 1.2: 0.12797; 1.3: 28.89; 1.4: 31.5586; 1.5: 95.4274; 1.6: 28.89; 1.7: 17.334; 1.8: 8.4594; 1.9: 144.45; 2: 4.6003; 2.1: 80.9102; 2.2: 17.1926; 2.3: 5.6857; 2.4: 78.2348; 2.5: 25.8728
| 1 | 5.4 | 1: 170.1879; 1.1: 96.1902; 1.2: 0.12899; 1.3: 29.16; 1.4: 31.5163; 1.5: 96.1902; 1.6: 29.16; 1.7: 17.496; 1.8: 8.4594; 1.9: 145.8; 2: 4.6433; 2.1: 80.9609; 2.2: 17.5045; 2.3: 5.7353; 2.4: 78.6858; 2.5: 25.781
| 1 | 5.45 | 1: 169.9597; 1.1: 96.9507; 1.2: 0.13001; 1.3: 29.43; 1.4: 31.474; 1.5: 96.9507; 1.6: 29.43; 1.7: 17.658; 1.8: 8.4594; 1.9: 147.15; 2: 4.6863; 2.1: 81.0115; 2.2: 17.819; 2.3: 5.7847; 2.4: 79.1317; 2.5: 25.6893
| 1 | 5.5 | 1: 169.7314; 1.1: 97.7087; 1.2: 0.13103; 1.3: 29.7; 1.4: 31.4317; 1.5: 97.7087; 1.6: 29.7; 1.7: 17.82; 1.8: 8.4594; 1.9: 148.5; 2: 4.7293; 2.1: 81.0619; 2.2: 18.1361; 2.3: 5.8342; 2.4: 79.5726; 2.5: 25.5976
| 1 | 5.55 | 1: 169.5031; 1.1: 98.4644; 1.2: 0.13204; 1.3: 29.97; 1.4: 31.3895; 1.5: 98.4644; 1.6: 29.97; 1.7: 17.982; 1.8: 8.4594; 1.9: 149.85; 2: 4.7723; 2.1: 81.1121; 2.2: 18.456; 2.3: 5.8836; 2.4: 80.0084; 2.5: 25.5059
| 1 | 5.6 | 1: 169.2749; 1.1: 99.2177; 1.2: 0.13305; 1.3: 30.24; 1.4: 31.3472; 1.5: 99.2177; 1.6: 30.24; 1.7: 18.144; 1.8: 8.4594; 1.9: 151.2; 2: 4.8153; 2.1: 81.1622; 2.2: 18.7784; 2.3: 5.9329; 2.4: 80.4393; 2.5: 25.4143
| 1 | 5.65 | 1: 169.0467; 1.1: 99.9686; 1.2: 0.13406; 1.3: 30.51; 1.4: 31.3049; 1.5: 99.9686; 1.6: 30.51; 1.7: 18.306; 1.8: 8.4594; 1.9: 152.55; 2: 4.8583; 2.1: 81.2122; 2.2: 19.1035; 2.3: 5.9822; 2.4: 80.8651; 2.5: 25.3227
| 1 | 5.7 | 1: 168.8185; 1.1: 100.7171; 1.2: 0.13506; 1.3: 30.78; 1.4: 31.2627; 1.5: 100.7171; 1.6: 30.78; 1.7: 18.468; 1.8: 8.4594; 1.9: 153.9; 2: 4.9013; 2.1: 81.262; 2.2: 19.4312; 2.3: 6.0314; 2.4: 81.286; 2.5: 25.2312
| 1 | 5.75 | 1: 168.5903; 1.1: 101.4633; 1.2: 0.13606; 1.3: 31.05; 1.4: 31.2204; 1.5: 101.4633; 1.6: 31.05; 1.7: 18.63; 1.8: 8.4594; 1.9: 155.25; 2: 4.9443; 2.1: 81.3116; 2.2: 19.7615; 2.3: 6.0806; 2.4: 81.7018; 2.5: 25.1398
| 1 | 5.8 | 1: 168.3621; 1.1: 102.207; 1.2: 0.13706; 1.3: 31.32; 1.4: 31.1782; 1.5: 102.207; 1.6: 31.32; 1.7: 18.792; 1.8: 8.4594; 1.9: 156.6; 2: 4.9873; 2.1: 81.3611; 2.2: 20.0944; 2.3: 6.1298; 2.4: 82.1126; 2.5: 25.0484
| 1 | 5.85 | 1: 168.134; 1.1: 102.9485; 1.2: 0.13806; 1.3: 31.59; 1.4: 31.1359; 1.5: 102.9485; 1.6: 31.59; 1.7: 18.954; 1.8: 8.4594; 1.9: 157.95; 2: 5.0303; 2.1: 81.4104; 2.2: 20.43; 2.3: 6.1789; 2.4: 82.5185; 2.5: 24.957
| 1 | 5.9 | 1: 167.9059; 1.1: 103.6875; 1.2: 0.13905; 1.3: 31.86; 1.4: 31.0937; 1.5: 103.6875; 1.6: 31.86; 1.7: 19.116; 1.8: 8.4594; 1.9: 159.3; 2: 5.0732; 2.1: 81.4596; 2.2: 20.7682; 2.3: 6.2279; 2.4: 82.9193; 2.5: 24.8658
| 1 | 5.95 | 1: 167.6778; 1.1: 104.4241; 1.2: 0.14004; 1.3: 32.13; 1.4: 31.0514; 1.5: 104.4241; 1.6: 32.13; 1.7: 19.278; 1.8: 8.4594; 1.9: 160.65; 2: 5.1162; 2.1: 81.5087; 2.2: 21.1089; 2.3: 6.2769; 2.4: 83.3152; 2.5: 24.7745
| 1 | 6 | 1: 167.4497; 1.1: 105.1584; 1.2: 0.14102; 1.3: 32.4; 1.4: 31.0092; 1.5: 105.1584; 1.6: 32.4; 1.7: 19.44; 1.8: 8.4594; 1.9: 162; 2: 5.1592; 2.1: 81.5575; 2.2: 21.4523; 2.3: 6.3259; 2.4: 83.7061; 2.5: 24.6833
| 1 | 6.05 | 1: 167.2217; 1.1: 105.8903; 1.2: 0.142; 1.3: 32.67; 1.4: 30.967; 1.5: 105.8903; 1.6: 32.67; 1.7: 19.602; 1.8: 8.4594; 1.9: 163.35; 2: 5.2022; 2.1: 81.6063; 2.2: 21.7983; 2.3: 6.3748; 2.4: 84.092; 2.5: 24.5922
| 1 | 6.1 | 1: 166.9936; 1.1: 106.6199; 1.2: 0.14298; 1.3: 32.94; 1.4: 30.9247; 1.5: 106.6199; 1.6: 32.94; 1.7: 19.764; 1.8: 8.4594; 1.9: 164.7; 2: 5.2452; 2.1: 81.6548; 2.2: 22.147; 2.3: 6.4237; 2.4: 84.4729; 2.5: 24.5011
| 1 | 6.15 | 1: 166.7656; 1.1: 107.347; 1.2: 0.14395; 1.3: 33.21; 1.4: 30.8825; 1.5: 107.347; 1.6: 33.21; 1.7: 19.926; 1.8: 8.4594; 1.9: 166.05; 2: 5.2882; 2.1: 81.7033; 2.2: 22.4982; 2.3: 6.4725; 2.4: 84.8489; 2.5: 24.4101
| 1 | 6.2 | 1: 166.5377; 1.1: 108.0718; 1.2: 0.14493; 1.3: 33.48; 1.4: 30.8403; 1.5: 108.0718; 1.6: 33.48; 1.7: 20.088; 1.8: 8.4594; 1.9: 167.4; 2: 5.3312; 2.1: 81.7515; 2.2: 22.852; 2.3: 6.5212; 2.4: 85.2199; 2.5: 24.3191
| 1 | 6.25 | 1: 166.3097; 1.1: 108.7943; 1.2: 0.1459; 1.3: 33.75; 1.4: 30.7981; 1.5: 108.7943; 1.6: 33.75; 1.7: 20.25; 1.8: 8.4594; 1.9: 168.75; 2: 5.3742; 2.1: 81.7997; 2.2: 23.2084; 2.3: 6.57; 2.4: 85.5859; 2.5: 24.2281
| 1 | 6.3 | 1: 166.0818; 1.1: 109.5143; 1.2: 0.14686; 1.3: 34.02; 1.4: 30.7559; 1.5: 109.5143; 1.6: 34.02; 1.7: 20.412; 1.8: 8.4594; 1.9: 170.1; 2: 5.4172; 2.1: 81.8476; 2.2: 23.5674; 2.3: 6.6186; 2.4: 85.947; 2.5: 24.1373
| 1 | 6.35 | 1: 165.8539; 1.1: 110.2321; 1.2: 0.14782; 1.3: 34.29; 1.4: 30.7137; 1.5: 110.2321; 1.6: 34.29; 1.7: 20.574; 1.8: 8.4594; 1.9: 171.45; 2: 5.4602; 2.1: 81.8955; 2.2: 23.929; 2.3: 6.6673; 2.4: 86.3031; 2.5: 24.0464
| 1 | 6.4 | 1: 165.6261; 1.1: 110.9474; 1.2: 0.14878; 1.3: 34.56; 1.4: 30.6715; 1.5: 110.9474; 1.6: 34.56; 1.7: 20.736; 1.8: 8.4594; 1.9: 172.8; 2: 5.5032; 2.1: 81.9431; 2.2: 24.2931; 2.3: 6.7159; 2.4: 86.6543; 2.5: 23.9556
| 1 | 6.45 | 1: 165.3983; 1.1: 111.6604; 1.2: 0.14974; 1.3: 34.83; 1.4: 30.6293; 1.5: 111.6604; 1.6: 34.83; 1.7: 20.898; 1.8: 8.4594; 1.9: 174.15; 2: 5.5462; 2.1: 81.9907; 2.2: 24.6599; 2.3: 6.7644; 2.4: 87.0005; 2.5: 23.8649
| 1 | 6.5 | 1: 165.1705; 1.1: 112.371; 1.2: 0.15069; 1.3: 35.1; 1.4: 30.5871; 1.5: 112.371; 1.6: 35.1; 1.7: 21.06; 1.8: 8.4594; 1.9: 175.5; 2: 5.5892; 2.1: 82.038; 2.2: 25.0292; 2.3: 6.8129; 2.4: 87.3418; 2.5: 23.7742
| 1 | 6.55 | 1: 164.9428; 1.1: 113.0793; 1.2: 0.15164; 1.3: 35.37; 1.4: 30.545; 1.5: 113.0793; 1.6: 35.37; 1.7: 21.222; 1.8: 8.4594; 1.9: 176.85; 2: 5.6322; 2.1: 82.0853; 2.2: 25.4012; 2.3: 6.8614; 2.4: 87.6781; 2.5: 23.6836
| 1 | 6.6 | 1: 164.7151; 1.1: 113.7852; 1.2: 0.15259; 1.3: 35.64; 1.4: 30.5028; 1.5: 113.7852; 1.6: 35.64; 1.7: 21.384; 1.8: 8.4594; 1.9: 178.2; 2: 5.6752; 2.1: 82.1324; 2.2: 25.7757; 2.3: 6.9098; 2.4: 88.0095; 2.5: 23.593
| 1 | 6.65 | 1: 164.4874; 1.1: 114.4887; 1.2: 0.15353; 1.3: 35.91; 1.4: 30.4606; 1.5: 114.4887; 1.6: 35.91; 1.7: 21.546; 1.8: 8.4594; 1.9: 179.55; 2: 5.7182; 2.1: 82.1793; 2.2: 26.1527; 2.3: 6.9581; 2.4: 88.336; 2.5: 23.5025
| 1 | 6.7 | 1: 164.2598; 1.1: 115.1899; 1.2: 0.15447; 1.3: 36.18; 1.4: 30.4185; 1.5: 115.1899; 1.6: 36.18; 1.7: 21.708; 1.8: 8.4594; 1.9: 180.9; 2: 5.7611; 2.1: 82.2261; 2.2: 26.5324; 2.3: 7.0065; 2.4: 88.6575; 2.5: 23.412
| 1 | 6.75 | 1: 164.0322; 1.1: 115.8887; 1.2: 0.15541; 1.3: 36.45; 1.4: 30.3763; 1.5: 115.8887; 1.6: 36.45; 1.7: 21.87; 1.8: 8.4594; 1.9: 182.25; 2: 5.8041; 2.1: 82.2727; 2.2: 26.9146; 2.3: 7.0548; 2.4: 88.9741; 2.5: 23.3216
| 1 | 6.8 | 1: 163.8046; 1.1: 116.5852; 1.2: 0.15634; 1.3: 36.72; 1.4: 30.3342; 1.5: 116.5852; 1.6: 36.72; 1.7: 22.032; 1.8: 8.4594; 1.9: 183.6; 2: 5.8471; 2.1: 82.3192; 2.2: 27.2994; 2.3: 7.103; 2.4: 89.2858; 2.5: 23.2312
| 1 | 6.85 | 1: 163.5771; 1.1: 117.2793; 1.2: 0.15727; 1.3: 36.99; 1.4: 30.2921; 1.5: 117.2793; 1.6: 36.99; 1.7: 22.194; 1.8: 8.4594; 1.9: 184.95; 2: 5.8901; 2.1: 82.3655; 2.2: 27.6867; 2.3: 7.1512; 2.4: 89.5926; 2.5: 23.1409
| 1 | 6.9 | 1: 163.3497; 1.1: 117.9711; 1.2: 0.1582; 1.3: 37.26; 1.4: 30.2499; 1.5: 117.9711; 1.6: 37.26; 1.7: 22.356; 1.8: 8.4594; 1.9: 186.3; 2: 5.9331; 2.1: 82.4117; 2.2: 28.0767; 2.3: 7.1994; 2.4: 89.8945; 2.5: 23.0506
| 1 | 6.95 | 1: 163.1222; 1.1: 118.6606; 1.2: 0.15913; 1.3: 37.53; 1.4: 30.2078; 1.5: 118.6606; 1.6: 37.53; 1.7: 22.518; 1.8: 8.4594; 1.9: 187.65; 2: 5.9761; 2.1: 82.4578; 2.2: 28.4691; 2.3: 7.2475; 2.4: 90.1914; 2.5: 22.9603
| 1 | 7 | 1: 162.8949; 1.1: 119.3476; 1.2: 0.16005; 1.3: 37.8; 1.4: 30.1657; 1.5: 119.3476; 1.6: 37.8; 1.7: 22.68; 1.8: 8.4594; 1.9: 189; 2: 6.0191; 2.1: 82.5037; 2.2: 28.8642; 2.3: 7.2956; 2.4: 90.4835; 2.5: 22.8702
| 1 | 7.05 | 1: 162.6675; 1.1: 120.0324; 1.2: 0.16097; 1.3: 38.07; 1.4: 30.1236; 1.5: 120.0324; 1.6: 38.07; 1.7: 22.842; 1.8: 8.4594; 1.9: 190.35; 2: 6.0621; 2.1: 82.5495; 2.2: 29.2617; 2.3: 7.3436; 2.4: 90.7706; 2.5: 22.78
| 1 | 7.1 | 1: 162.4403; 1.1: 120.7148; 1.2: 0.16188; 1.3: 38.34; 1.4: 30.0815; 1.5: 120.7148; 1.6: 38.34; 1.7: 23.004; 1.8: 8.4594; 1.9: 191.7; 2: 6.1051; 2.1: 82.5951; 2.2: 29.6619; 2.3: 7.3916; 2.4: 91.0529; 2.5: 22.6899
| 1 | 7.15 | 1: 162.213; 1.1: 121.3948; 1.2: 0.16279; 1.3: 38.61; 1.4: 30.0394; 1.5: 121.3948; 1.6: 38.61; 1.7: 23.166; 1.8: 8.4594; 1.9: 193.05; 2: 6.1481; 2.1: 82.6406; 2.2: 30.0646; 2.3: 7.4396; 2.4: 91.3302; 2.5: 22.5999
| 1 | 7.2 | 1: 161.9858; 1.1: 122.0725; 1.2: 0.1637; 1.3: 38.88; 1.4: 29.9974; 1.5: 122.0725; 1.6: 38.88; 1.7: 23.328; 1.8: 8.4594; 1.9: 194.4; 2: 6.1911; 2.1: 82.6859; 2.2: 30.4698; 2.3: 7.4875; 2.4: 91.6027; 2.5: 22.5099
| 1 | 7.25 | 1: 161.7587; 1.1: 122.7479; 1.2: 0.16461; 1.3: 39.15; 1.4: 29.9553; 1.5: 122.7479; 1.6: 39.15; 1.7: 23.49; 1.8: 8.4594; 1.9: 195.75; 2: 6.2341; 2.1: 82.7311; 2.2: 30.8776; 2.3: 7.5353; 2.4: 91.8703; 2.5: 22.42
| 1 | 7.3 | 1: 161.5316; 1.1: 123.4209; 1.2: 0.16551; 1.3: 39.42; 1.4: 29.9133; 1.5: 123.4209; 1.6: 39.42; 1.7: 23.652; 1.8: 8.4594; 1.9: 197.1; 2: 6.2771; 2.1: 82.7761; 2.2: 31.2879; 2.3: 7.5832; 2.4: 92.133; 2.5: 22.3301
| 1 | 7.35 | 1: 161.3046; 1.1: 124.0916; 1.2: 0.16641; 1.3: 39.69; 1.4: 29.8712; 1.5: 124.0916; 1.6: 39.69; 1.7: 23.814; 1.8: 8.4594; 1.9: 198.45; 2: 6.3201; 2.1: 82.821; 2.2: 31.7008; 2.3: 7.631; 2.4: 92.3908; 2.5: 22.2402
| 1 | 7.4 | 1: 161.0776; 1.1: 124.76; 1.2: 0.16731; 1.3: 39.96; 1.4: 29.8292; 1.5: 124.76; 1.6: 39.96; 1.7: 23.976; 1.8: 8.4594; 1.9: 199.8; 2: 6.3631; 2.1: 82.8658; 2.2: 32.1162; 2.3: 7.6787; 2.4: 92.6438; 2.5: 22.1504
| 1 | 7.45 | 1: 160.8507; 1.1: 125.426; 1.2: 0.1682; 1.3: 40.23; 1.4: 29.7872; 1.5: 125.426; 1.6: 40.23; 1.7: 24.138; 1.8: 8.4594; 1.9: 201.15; 2: 6.4061; 2.1: 82.9104; 2.2: 32.5342; 2.3: 7.7265; 2.4: 92.8918; 2.5: 22.0607
| 1 | 7.5 | 1: 160.6238; 1.1: 126.0897; 1.2: 0.16909; 1.3: 40.5; 1.4: 29.7452; 1.5: 126.0897; 1.6: 40.5; 1.7: 24.3; 1.8: 8.4594; 1.9: 202.5; 2: 6.449; 2.1: 82.9549; 2.2: 32.9547; 2.3: 7.7742; 2.4: 93.135; 2.5: 21.971
| 1 | 7.55 | 1: 160.397; 1.1: 126.7511; 1.2: 0.16998; 1.3: 40.77; 1.4: 29.7032; 1.5: 126.7511; 1.6: 40.77; 1.7: 24.462; 1.8: 8.4594; 1.9: 203.85; 2: 6.492; 2.1: 82.9992; 2.2: 33.3777; 2.3: 7.8218; 2.4: 93.3734; 2.5: 21.8813
| 1 | 7.6 | 1: 160.1703; 1.1: 127.4101; 1.2: 0.17086; 1.3: 41.04; 1.4: 29.6612; 1.5: 127.4101; 1.6: 41.04; 1.7: 24.624; 1.8: 8.4594; 1.9: 205.2; 2: 6.535; 2.1: 83.0434; 2.2: 33.8032; 2.3: 7.8694; 2.4: 93.6069; 2.5: 21.7917
| 1 | 7.65 | 1: 159.9436; 1.1: 128.0668; 1.2: 0.17174; 1.3: 41.31; 1.4: 29.6192; 1.5: 128.0668; 1.6: 41.31; 1.7: 24.786; 1.8: 8.4594; 1.9: 206.55; 2: 6.578; 2.1: 83.0875; 2.2: 34.2313; 2.3: 7.917; 2.4: 93.8355; 2.5: 21.7022
| 1 | 7.7 | 1: 159.7169; 1.1: 128.7212; 1.2: 0.17262; 1.3: 41.58; 1.4: 29.5772; 1.5: 128.7212; 1.6: 41.58; 1.7: 24.948; 1.8: 8.4594; 1.9: 207.9; 2: 6.621; 2.1: 83.1314; 2.2: 34.6619; 2.3: 7.9645; 2.4: 94.0593; 2.5: 21.6127
| 1 | 7.75 | 1: 159.4903; 1.1: 129.3732; 1.2: 0.17349; 1.3: 41.85; 1.4: 29.5352; 1.5: 129.3732; 1.6: 41.85; 1.7: 25.11; 1.8: 8.4594; 1.9: 209.25; 2: 6.664; 2.1: 83.1752; 2.2: 35.0951; 2.3: 8.012; 2.4: 94.2782; 2.5: 21.5232
| 1 | 7.8 | 1: 159.2638; 1.1: 130.023; 1.2: 0.17436; 1.3: 42.12; 1.4: 29.4933; 1.5: 130.023; 1.6: 42.12; 1.7: 25.272; 1.8: 8.4594; 1.9: 210.6; 2: 6.707; 2.1: 83.2188; 2.2: 35.5307; 2.3: 8.0595; 2.4: 94.4923; 2.5: 21.4338
| 1 | 7.85 | 1: 159.0374; 1.1: 130.6704; 1.2: 0.17523; 1.3: 42.39; 1.4: 29.4514; 1.5: 130.6704; 1.6: 42.39; 1.7: 25.434; 1.8: 8.4594; 1.9: 211.95; 2: 6.75; 2.1: 83.2623; 2.2: 35.9689; 2.3: 8.1069; 2.4: 94.7015; 2.5: 21.3445
| 1 | 7.9 | 1: 158.811; 1.1: 131.3155; 1.2: 0.1761; 1.3: 42.66; 1.4: 29.4094; 1.5: 131.3155; 1.6: 42.66; 1.7: 25.596; 1.8: 8.4594; 1.9: 213.3; 2: 6.793; 2.1: 83.3057; 2.2: 36.4096; 2.3: 8.1543; 2.4: 94.9059; 2.5: 21.2551
| 1 | 7.95 | 1: 158.5846; 1.1: 131.9583; 1.2: 0.17696; 1.3: 42.93; 1.4: 29.3675; 1.5: 131.9583; 1.6: 42.93; 1.7: 25.758; 1.8: 8.4594; 1.9: 214.65; 2: 6.836; 2.1: 83.3489; 2.2: 36.8528; 2.3: 8.2017; 2.4: 95.1054; 2.5: 21.1659
| 1 | 8 | 1: 158.3584; 1.1: 132.5987; 1.2: 0.17782; 1.3: 43.2; 1.4: 29.3256; 1.5: 132.5987; 1.6: 43.2; 1.7: 25.92; 1.8: 8.4594; 1.9: 216; 2: 6.879; 2.1: 83.3919; 2.2: 37.2986; 2.3: 8.249; 2.4: 95.3002; 2.5: 21.0766
| 1 | 8.05 | 1: 158.1322; 1.1: 133.2369; 1.2: 0.17867; 1.3: 43.47; 1.4: 29.2837; 1.5: 133.2369; 1.6: 43.47; 1.7: 26.082; 1.8: 8.4594; 1.9: 217.35; 2: 6.922; 2.1: 83.4349; 2.2: 37.7468; 2.3: 8.2963; 2.4: 95.4901; 2.5: 20.9875
| 1 | 8.1 | 1: 157.906; 1.1: 133.8727; 1.2: 0.17953; 1.3: 43.74; 1.4: 29.2419; 1.5: 133.8727; 1.6: 43.74; 1.7: 26.244; 1.8: 8.4594; 1.9: 218.7; 2: 6.965; 2.1: 83.4777; 2.2: 38.1976; 2.3: 8.3435; 2.4: 95.6751; 2.5: 20.8983
| 1 | 8.15 | 1: 157.68; 1.1: 134.5063; 1.2: 0.18038; 1.3: 44.01; 1.4: 29.2; 1.5: 134.5063; 1.6: 44.01; 1.7: 26.406; 1.8: 8.4594; 1.9: 220.05; 2: 7.008; 2.1: 83.5203; 2.2: 38.6509; 2.3: 8.3907; 2.4: 95.8554; 2.5: 20.8093
| 1 | 8.2 | 1: 157.454; 1.1: 135.1375; 1.2: 0.18122; 1.3: 44.28; 1.4: 29.1581; 1.5: 135.1375; 1.6: 44.28; 1.7: 26.568; 1.8: 8.4594; 1.9: 221.4; 2: 7.051; 2.1: 83.5629; 2.2: 39.1066; 2.3: 8.4379; 2.4: 96.0308; 2.5: 20.7202
| 1 | 8.25 | 1: 157.228; 1.1: 135.7664; 1.2: 0.18207; 1.3: 44.55; 1.4: 29.1163; 1.5: 135.7664; 1.6: 44.55; 1.7: 26.73; 1.8: 8.4594; 1.9: 222.75; 2: 7.0939; 2.1: 83.6053; 2.2: 39.5649; 2.3: 8.4851; 2.4: 96.2015; 2.5: 20.6313
| 1 | 8.3 | 1: 157.0022; 1.1: 136.393; 1.2: 0.18291; 1.3: 44.82; 1.4: 29.0745; 1.5: 136.393; 1.6: 44.82; 1.7: 26.892; 1.8: 8.4594; 1.9: 224.1; 2: 7.1369; 2.1: 83.6475; 2.2: 40.0257; 2.3: 8.5322; 2.4: 96.3673; 2.5: 20.5423
| 1 | 8.35 | 1: 156.7764; 1.1: 137.0173; 1.2: 0.18374; 1.3: 45.09; 1.4: 29.0327; 1.5: 137.0173; 1.6: 45.09; 1.7: 27.054; 1.8: 8.4594; 1.9: 225.45; 2: 7.1799; 2.1: 83.6896; 2.2: 40.489; 2.3: 8.5792; 2.4: 96.5283; 2.5: 20.4534
| 1 | 8.4 | 1: 156.5507; 1.1: 137.6393; 1.2: 0.18458; 1.3: 45.36; 1.4: 28.9909; 1.5: 137.6393; 1.6: 45.36; 1.7: 27.216; 1.8: 8.4594; 1.9: 226.8; 2: 7.2229; 2.1: 83.7316; 2.2: 40.9549; 2.3: 8.6263; 2.4: 96.6845; 2.5: 20.3646
| 1 | 8.45 | 1: 156.325; 1.1: 138.259; 1.2: 0.18541; 1.3: 45.63; 1.4: 28.9491; 1.5: 138.259; 1.6: 45.63; 1.7: 27.378; 1.8: 8.4594; 1.9: 228.15; 2: 7.2659; 2.1: 83.7735; 2.2: 41.4232; 2.3: 8.6733; 2.4: 96.8359; 2.5: 20.2758
| 1 | 8.5 | 1: 156.0994; 1.1: 138.8765; 1.2: 0.18624; 1.3: 45.9; 1.4: 28.9073; 1.5: 138.8765; 1.6: 45.9; 1.7: 27.54; 1.8: 8.4594; 1.9: 229.5; 2: 7.3089; 2.1: 83.8152; 2.2: 41.894; 2.3: 8.7203; 2.4: 96.9825; 2.5: 20.187
| 1 | 8.55 | 1: 155.8739; 1.1: 139.4916; 1.2: 0.18706; 1.3: 46.17; 1.4: 28.8655; 1.5: 139.4916; 1.6: 46.17; 1.7: 27.702; 1.8: 8.4594; 1.9: 230.85; 2: 7.3519; 2.1: 83.8568; 2.2: 42.3673; 2.3: 8.7672; 2.4: 97.1243; 2.5: 20.0983
| 1 | 8.6 | 1: 155.6485; 1.1: 140.1044; 1.2: 0.18788; 1.3: 46.44; 1.4: 28.8238; 1.5: 140.1044; 1.6: 46.44; 1.7: 27.864; 1.8: 8.4594; 1.9: 232.2; 2: 7.3949; 2.1: 83.8982; 2.2: 42.8431; 2.3: 8.8141; 2.4: 97.2613; 2.5: 20.0097
| 1 | 8.65 | 1: 155.4232; 1.1: 140.7149; 1.2: 0.1887; 1.3: 46.71; 1.4: 28.7821; 1.5: 140.7149; 1.6: 46.71; 1.7: 28.026; 1.8: 8.4594; 1.9: 233.55; 2: 7.4379; 2.1: 83.9395; 2.2: 43.3214; 2.3: 8.861; 2.4: 97.3936; 2.5: 19.921
| 1 | 8.7 | 1: 155.1979; 1.1: 141.3232; 1.2: 0.18952; 1.3: 46.98; 1.4: 28.7403; 1.5: 141.3232; 1.6: 46.98; 1.7: 28.188; 1.8: 8.4594; 1.9: 234.9; 2: 7.4809; 2.1: 83.9807; 2.2: 43.8021; 2.3: 8.9079; 2.4: 97.521; 2.5: 19.8325
| 1 | 8.75 | 1: 154.9727; 1.1: 141.9291; 1.2: 0.19033; 1.3: 47.25; 1.4: 28.6986; 1.5: 141.9291; 1.6: 47.25; 1.7: 28.35; 1.8: 8.4594; 1.9: 236.25; 2: 7.5239; 2.1: 84.0217; 2.2: 44.2854; 2.3: 8.9547; 2.4: 97.6437; 2.5: 19.744
| 1 | 8.8 | 1: 154.7476; 1.1: 142.5328; 1.2: 0.19114; 1.3: 47.52; 1.4: 28.657; 1.5: 142.5328; 1.6: 47.52; 1.7: 28.512; 1.8: 8.4594; 1.9: 237.6; 2: 7.5669; 2.1: 84.0626; 2.2: 44.7712; 2.3: 9.0015; 2.4: 97.7616; 2.5: 19.6555
| 1 | 8.85 | 1: 154.5225; 1.1: 143.1342; 1.2: 0.19195; 1.3: 47.79; 1.4: 28.6153; 1.5: 143.1342; 1.6: 47.79; 1.7: 28.674; 1.8: 8.4594; 1.9: 238.95; 2: 7.6099; 2.1: 84.1034; 2.2: 45.2595; 2.3: 9.0482; 2.4: 97.8748; 2.5: 19.567
| 1 | 8.9 | 1: 154.2976; 1.1: 143.7333; 1.2: 0.19275; 1.3: 48.06; 1.4: 28.5736; 1.5: 143.7333; 1.6: 48.06; 1.7: 28.836; 1.8: 8.4594; 1.9: 240.3; 2: 7.6529; 2.1: 84.144; 2.2: 45.7502; 2.3: 9.095; 2.4: 97.9831; 2.5: 19.4787
| 1 | 8.95 | 1: 154.0727; 1.1: 144.3302; 1.2: 0.19355; 1.3: 48.33; 1.4: 28.532; 1.5: 144.3302; 1.6: 48.33; 1.7: 28.998; 1.8: 8.4594; 1.9: 241.65; 2: 7.6959; 2.1: 84.1845; 2.2: 46.2434; 2.3: 9.1417; 2.4: 98.0867; 2.5: 19.3903
| 1 | 9 | 1: 153.8479; 1.1: 144.9247; 1.2: 0.19435; 1.3: 48.6; 1.4: 28.4904; 1.5: 144.9247; 1.6: 48.6; 1.7: 29.16; 1.8: 8.4594; 1.9: 243; 2: 7.7389; 2.1: 84.2249; 2.2: 46.7391; 2.3: 9.1883; 2.4: 98.1856; 2.5: 19.302
| 1 | 9.05 | 1: 153.6232; 1.1: 145.517; 1.2: 0.19514; 1.3: 48.87; 1.4: 28.4487; 1.5: 145.517; 1.6: 48.87; 1.7: 29.322; 1.8: 8.4594; 1.9: 244.35; 2: 7.7818; 2.1: 84.2652; 2.2: 47.2373; 2.3: 9.235; 2.4: 98.2797; 2.5: 19.2138
| 1 | 9.1 | 1: 153.3985; 1.1: 146.107; 1.2: 0.19593; 1.3: 49.14; 1.4: 28.4071; 1.5: 146.107; 1.6: 49.14; 1.7: 29.484; 1.8: 8.4594; 1.9: 245.7; 2: 7.8248; 2.1: 84.3053; 2.2: 47.738; 2.3: 9.2816; 2.4: 98.369; 2.5: 19.1256
| 1 | 9.15 | 1: 153.174; 1.1: 146.6947; 1.2: 0.19672; 1.3: 49.41; 1.4: 28.3656; 1.5: 146.6947; 1.6: 49.41; 1.7: 29.646; 1.8: 8.4594; 1.9: 247.05; 2: 7.8678; 2.1: 84.3453; 2.2: 48.2412; 2.3: 9.3281; 2.4: 98.4536; 2.5: 19.0374
| 1 | 9.2 | 1: 152.9495; 1.1: 147.2802; 1.2: 0.19751; 1.3: 49.68; 1.4: 28.324; 1.5: 147.2802; 1.6: 49.68; 1.7: 29.808; 1.8: 8.4594; 1.9: 248.4; 2: 7.9108; 2.1: 84.3851; 2.2: 48.7468; 2.3: 9.3747; 2.4: 98.5334; 2.5: 18.9493
| 1 | 9.25 | 1: 152.7252; 1.1: 147.8634; 1.2: 0.19829; 1.3: 49.95; 1.4: 28.2824; 1.5: 147.8634; 1.6: 49.95; 1.7: 29.97; 1.8: 8.4594; 1.9: 249.75; 2: 7.9538; 2.1: 84.4248; 2.2: 49.2549; 2.3: 9.4212; 2.4: 98.6085; 2.5: 18.8613
| 1 | 9.3 | 1: 152.5009; 1.1: 148.4443; 1.2: 0.19907; 1.3: 50.22; 1.4: 28.2409; 1.5: 148.4443; 1.6: 50.22; 1.7: 30.132; 1.8: 8.4594; 1.9: 251.1; 2: 7.9968; 2.1: 84.4644; 2.2: 49.7655; 2.3: 9.4677; 2.4: 98.6789; 2.5: 18.7732
| 1 | 9.35 | 1: 152.2767; 1.1: 149.023; 1.2: 0.19984; 1.3: 50.49; 1.4: 28.1994; 1.5: 149.023; 1.6: 50.49; 1.7: 30.294; 1.8: 8.4594; 1.9: 252.45; 2: 8.0398; 2.1: 84.5039; 2.2: 50.2785; 2.3: 9.5141; 2.4: 98.7445; 2.5: 18.6853
| 1 | 9.4 | 1: 152.0525; 1.1: 149.5994; 1.2: 0.20062; 1.3: 50.76; 1.4: 28.1579; 1.5: 149.5994; 1.6: 50.76; 1.7: 30.456; 1.8: 8.4594; 1.9: 253.8; 2: 8.0828; 2.1: 84.5432; 2.2: 50.7941; 2.3: 9.5606; 2.4: 98.8054; 2.5: 18.5973
| 1 | 9.45 | 1: 151.8285; 1.1: 150.1736; 1.2: 0.20139; 1.3: 51.03; 1.4: 28.1164; 1.5: 150.1736; 1.6: 51.03; 1.7: 30.618; 1.8: 8.4594; 1.9: 255.15; 2: 8.1258; 2.1: 84.5824; 2.2: 51.3121; 2.3: 9.607; 2.4: 98.8615; 2.5: 18.5094
| 1 | 9.5 | 1: 151.6046; 1.1: 150.7455; 1.2: 0.20215; 1.3: 51.3; 1.4: 28.0749; 1.5: 150.7455; 1.6: 51.3; 1.7: 30.78; 1.8: 8.4594; 1.9: 256.5; 2: 8.1688; 2.1: 84.6215; 2.2: 51.8326; 2.3: 9.6533; 2.4: 98.9129; 2.5: 18.4216
| 1 | 9.55 | 1: 151.3807; 1.1: 151.3151; 1.2: 0.20292; 1.3: 51.57; 1.4: 28.0335; 1.5: 151.3151; 1.6: 51.57; 1.7: 30.942; 1.8: 8.4594; 1.9: 257.85; 2: 8.2118; 2.1: 84.6605; 2.2: 52.3555; 2.3: 9.6997; 2.4: 98.9596; 2.5: 18.3338
| 1 | 9.6 | 1: 151.157; 1.1: 151.8825; 1.2: 0.20368; 1.3: 51.84; 1.4: 27.992; 1.5: 151.8825; 1.6: 51.84; 1.7: 31.104; 1.8: 8.4594; 1.9: 259.2; 2: 8.2548; 2.1: 84.6993; 2.2: 52.8809; 2.3: 9.746; 2.4: 99.0016; 2.5: 18.2461
| 1 | 9.65 | 1: 150.9333; 1.1: 152.4477; 1.2: 0.20444; 1.3: 52.11; 1.4: 27.9506; 1.5: 152.4477; 1.6: 52.11; 1.7: 31.266; 1.8: 8.4594; 1.9: 260.55; 2: 8.2978; 2.1: 84.738; 2.2: 53.4088; 2.3: 9.7923; 2.4: 99.0389; 2.5: 18.1583
| 1 | 9.7 | 1: 150.7097; 1.1: 153.0106; 1.2: 0.20519; 1.3: 52.38; 1.4: 27.9092; 1.5: 153.0106; 1.6: 52.38; 1.7: 31.428; 1.8: 8.4594; 1.9: 261.9; 2: 8.3408; 2.1: 84.7765; 2.2: 53.9391; 2.3: 9.8385; 2.4: 99.0714; 2.5: 18.0707
| 1 | 9.75 | 1: 150.4863; 1.1: 153.5712; 1.2: 0.20594; 1.3: 52.65; 1.4: 27.8678; 1.5: 153.5712; 1.6: 52.65; 1.7: 31.59; 1.8: 8.4594; 1.9: 263.25; 2: 8.3838; 2.1: 84.815; 2.2: 54.472; 2.3: 9.8848; 2.4: 99.0993; 2.5: 17.9831
| 1 | 9.8 | 1: 150.2629; 1.1: 154.1296; 1.2: 0.20669; 1.3: 52.92; 1.4: 27.8265; 1.5: 154.1296; 1.6: 52.92; 1.7: 31.752; 1.8: 8.4594; 1.9: 264.6; 2: 8.4268; 2.1: 84.8533; 2.2: 55.0072; 2.3: 9.931; 2.4: 99.1224; 2.5: 17.8955
| 1 | 9.85 | 1: 150.0396; 1.1: 154.6858; 1.2: 0.20744; 1.3: 53.19; 1.4: 27.7851; 1.5: 154.6858; 1.6: 53.19; 1.7: 31.914; 1.8: 8.4594; 1.9: 265.95; 2: 8.4697; 2.1: 84.8915; 2.2: 55.545; 2.3: 9.9771; 2.4: 99.1409; 2.5: 17.808
| 1 | 9.9 | 1: 149.8164; 1.1: 155.2397; 1.2: 0.20818; 1.3: 53.46; 1.4: 27.7438; 1.5: 155.2397; 1.6: 53.46; 1.7: 32.076; 1.8: 8.4594; 1.9: 267.3; 2: 8.5127; 2.1: 84.9295; 2.2: 56.0852; 2.3: 10.0233; 2.4: 99.1546; 2.5: 17.7205
| 1 | 9.95 | 1: 149.5933; 1.1: 155.7914; 1.2: 0.20892; 1.3: 53.73; 1.4: 27.7025; 1.5: 155.7914; 1.6: 53.73; 1.7: 32.238; 1.8: 8.4594; 1.9: 268.65; 2: 8.5557; 2.1: 84.9675; 2.2: 56.6278; 2.3: 10.0694; 2.4: 99.1636; 2.5: 17.633
| 1 | 10 | 1: 149.3703; 1.1: 156.3409; 1.2: 0.20966; 1.3: 54; 1.4: 27.6612; 1.5: 156.3409; 1.6: 54; 1.7: 32.4; 1.8: 8.4594; 1.9: 270; 2: 8.5987; 2.1: 85.0053; 2.2: 57.1729; 2.3: 10.1155; 2.4: 99.168; 2.5: 17.5456
| 1 | 10.05 | 1: 149.1474; 1.1: 156.8881; 1.2: 0.21039; 1.3: 54.27; 1.4: 27.6199; 1.5: 156.8881; 1.6: 54.27; 1.7: 32.562; 1.8: 8.4594; 1.9: 271.35; 2: 8.6417; 2.1: 85.043; 2.2: 57.7205; 2.3: 10.1616; 2.4: 99.1676; 2.5: 17.4583
| 1 | 10.1 | 1: 148.9246; 1.1: 157.4331; 1.2: 0.21112; 1.3: 54.54; 1.4: 27.5786; 1.5: 157.4331; 1.6: 54.54; 1.7: 32.724; 1.8: 8.4594; 1.9: 272.7; 2: 8.6847; 2.1: 85.0805; 2.2: 58.2705; 2.3: 10.2076; 2.4: 99.1626; 2.5: 17.371
| 1 | 10.15 | 1: 148.7019; 1.1: 157.9759; 1.2: 0.21185; 1.3: 54.81; 1.4: 27.5374; 1.5: 157.9759; 1.6: 54.81; 1.7: 32.886; 1.8: 8.4594; 1.9: 274.05; 2: 8.7277; 2.1: 85.1179; 2.2: 58.823; 2.3: 10.2537; 2.4: 99.1529; 2.5: 17.2837
| 1 | 10.2 | 1: 148.4793; 1.1: 158.5165; 1.2: 0.21257; 1.3: 55.08; 1.4: 27.4962; 1.5: 158.5165; 1.6: 55.08; 1.7: 33.048; 1.8: 8.4594; 1.9: 275.4; 2: 8.7707; 2.1: 85.1553; 2.2: 59.3779; 2.3: 10.2997; 2.4: 99.1385; 2.5: 17.1965
| 1 | 10.25 | 1: 148.2568; 1.1: 159.0548; 1.2: 0.2133; 1.3: 55.35; 1.4: 27.455; 1.5: 159.0548; 1.6: 55.35; 1.7: 33.21; 1.8: 8.4594; 1.9: 276.75; 2: 8.8137; 2.1: 85.1924; 2.2: 59.9353; 2.3: 10.3456; 2.4: 99.1195; 2.5: 17.1093
| 1 | 10.3 | 1: 148.0343; 1.1: 159.5909; 1.2: 0.21401; 1.3: 55.62; 1.4: 27.4138; 1.5: 159.5909; 1.6: 55.62; 1.7: 33.372; 1.8: 8.4594; 1.9: 278.1; 2: 8.8567; 2.1: 85.2295; 2.2: 60.4952; 2.3: 10.3916; 2.4: 99.0957; 2.5: 17.0222
| 1 | 10.35 | 1: 147.812; 1.1: 160.1248; 1.2: 0.21473; 1.3: 55.89; 1.4: 27.3726; 1.5: 160.1248; 1.6: 55.89; 1.7: 33.534; 1.8: 8.4594; 1.9: 279.45; 2: 8.8997; 2.1: 85.2664; 2.2: 61.0575; 2.3: 10.4375; 2.4: 99.0673; 2.5: 16.9351
| 1 | 10.4 | 1: 147.5898; 1.1: 160.6565; 1.2: 0.21544; 1.3: 56.16; 1.4: 27.3315; 1.5: 160.6565; 1.6: 56.16; 1.7: 33.696; 1.8: 8.4594; 1.9: 280.8; 2: 8.9427; 2.1: 85.3033; 2.2: 61.6222; 2.3: 10.4834; 2.4: 99.0342; 2.5: 16.8481
| 1 | 10.45 | 1: 147.3677; 1.1: 161.1859; 1.2: 0.21615; 1.3: 56.43; 1.4: 27.2903; 1.5: 161.1859; 1.6: 56.43; 1.7: 33.858; 1.8: 8.4594; 1.9: 282.15; 2: 8.9857; 2.1: 85.3399; 2.2: 62.1894; 2.3: 10.5293; 2.4: 98.9965; 2.5: 16.7611
| 1 | 10.5 | 1: 147.1458; 1.1: 161.7132; 1.2: 0.21686; 1.3: 56.7; 1.4: 27.2492; 1.5: 161.7132; 1.6: 56.7; 1.7: 34.02; 1.8: 8.4594; 1.9: 283.5; 2: 9.0287; 2.1: 85.3765; 2.2: 62.7591; 2.3: 10.5751; 2.4: 98.9541; 2.5: 16.6741
| 1 | 10.55 | 1: 146.9239; 1.1: 162.2382; 1.2: 0.21757; 1.3: 56.97; 1.4: 27.2081; 1.5: 162.2382; 1.6: 56.97; 1.7: 34.182; 1.8: 8.4594; 1.9: 284.85; 2: 9.0717; 2.1: 85.413; 2.2: 63.3312; 2.3: 10.6209; 2.4: 98.9071; 2.5: 16.5872
| 1 | 10.6 | 1: 146.7021; 1.1: 162.7611; 1.2: 0.21827; 1.3: 57.24; 1.4: 27.1671; 1.5: 162.7611; 1.6: 57.24; 1.7: 34.344; 1.8: 8.4594; 1.9: 286.2; 2: 9.1146; 2.1: 85.4493; 2.2: 63.9057; 2.3: 10.6667; 2.4: 98.8554; 2.5: 16.5003
| 1 | 10.65 | 1: 146.4804; 1.1: 163.2817; 1.2: 0.21896; 1.3: 57.51; 1.4: 27.126; 1.5: 163.2817; 1.6: 57.51; 1.7: 34.506; 1.8: 8.4594; 1.9: 287.55; 2: 9.1576; 2.1: 85.4855; 2.2: 64.4827; 2.3: 10.7125; 2.4: 98.799; 2.5: 16.4135
| 1 | 10.7 | 1: 146.2588; 1.1: 163.8001; 1.2: 0.21966; 1.3: 57.78; 1.4: 27.085; 1.5: 163.8001; 1.6: 57.78; 1.7: 34.668; 1.8: 8.4594; 1.9: 288.9; 2: 9.2006; 2.1: 85.5216; 2.2: 65.0621; 2.3: 10.7583; 2.4: 98.738; 2.5: 16.3267
| 1 | 10.75 | 1: 146.0374; 1.1: 164.3164; 1.2: 0.22035; 1.3: 58.05; 1.4: 27.044; 1.5: 164.3164; 1.6: 58.05; 1.7: 34.83; 1.8: 8.4594; 1.9: 290.25; 2: 9.2436; 2.1: 85.5575; 2.2: 65.644; 2.3: 10.804; 2.4: 98.6724; 2.5: 16.24
| 1 | 10.8 | 1: 145.816; 1.1: 164.8304; 1.2: 0.22104; 1.3: 58.32; 1.4: 27.003; 1.5: 164.8304; 1.6: 58.32; 1.7: 34.992; 1.8: 8.4594; 1.9: 291.6; 2: 9.2866; 2.1: 85.5934; 2.2: 66.2283; 2.3: 10.8497; 2.4: 98.6021; 2.5: 16.1533
| 1 | 10.85 | 1: 145.5948; 1.1: 165.3423; 1.2: 0.22173; 1.3: 58.59; 1.4: 26.962; 1.5: 165.3423; 1.6: 58.59; 1.7: 35.154; 1.8: 8.4594; 1.9: 292.95; 2: 9.3296; 2.1: 85.6291; 2.2: 66.8151; 2.3: 10.8954; 2.4: 98.5272; 2.5: 16.0666
| 1 | 10.9 | 1: 145.3736; 1.1: 165.8519; 1.2: 0.22241; 1.3: 58.86; 1.4: 26.921; 1.5: 165.8519; 1.6: 58.86; 1.7: 35.316; 1.8: 8.4594; 1.9: 294.3; 2: 9.3726; 2.1: 85.6647; 2.2: 67.4043; 2.3: 10.941; 2.4: 98.4477; 2.5: 15.98
| 1 | 10.95 | 1: 145.1526; 1.1: 166.3594; 1.2: 0.22309; 1.3: 59.13; 1.4: 26.8801; 1.5: 166.3594; 1.6: 59.13; 1.7: 35.478; 1.8: 8.4594; 1.9: 295.65; 2: 9.4156; 2.1: 85.7002; 2.2: 67.9959; 2.3: 10.9867; 2.4: 98.3635; 2.5: 15.8934
| 1 | 11 | 1: 144.9317; 1.1: 166.8647; 1.2: 0.22377; 1.3: 59.4; 1.4: 26.8392; 1.5: 166.8647; 1.6: 59.4; 1.7: 35.64; 1.8: 8.4594; 1.9: 297; 2: 9.4586; 2.1: 85.7355; 2.2: 68.59; 2.3: 11.0323; 2.4: 98.2747; 2.5: 15.8069
| 1 | 11.05 | 1: 144.7109; 1.1: 167.3678; 1.2: 0.22444; 1.3: 59.67; 1.4: 26.7983; 1.5: 167.3678; 1.6: 59.67; 1.7: 35.802; 1.8: 8.4594; 1.9: 298.35; 2: 9.5016; 2.1: 85.7708; 2.2: 69.1865; 2.3: 11.0779; 2.4: 98.1813; 2.5: 15.7204
| 1 | 11.1 | 1: 144.4902; 1.1: 167.8687; 1.2: 0.22512; 1.3: 59.94; 1.4: 26.7574; 1.5: 167.8687; 1.6: 59.94; 1.7: 35.964; 1.8: 8.4594; 1.9: 299.7; 2: 9.5446; 2.1: 85.8059; 2.2: 69.7855; 2.3: 11.1235; 2.4: 98.0832; 2.5: 15.634
| 1 | 11.15 | 1: 144.2696; 1.1: 168.3674; 1.2: 0.22578; 1.3: 60.21; 1.4: 26.7166; 1.5: 168.3674; 1.6: 60.21; 1.7: 36.126; 1.8: 8.4594; 1.9: 301.05; 2: 9.5876; 2.1: 85.8409; 2.2: 70.3869; 2.3: 11.169; 2.4: 97.9806; 2.5: 15.5476
| 1 | 11.2 | 1: 144.0491; 1.1: 168.864; 1.2: 0.22645; 1.3: 60.48; 1.4: 26.6758; 1.5: 168.864; 1.6: 60.48; 1.7: 36.288; 1.8: 8.4594; 1.9: 302.4; 2: 9.6306; 2.1: 85.8758; 2.2: 70.9907; 2.3: 11.2145; 2.4: 97.8733; 2.5: 15.4612
| 1 | 11.25 | 1: 143.8288; 1.1: 169.3584; 1.2: 0.22711; 1.3: 60.75; 1.4: 26.635; 1.5: 169.3584; 1.6: 60.75; 1.7: 36.45; 1.8: 8.4594; 1.9: 303.75; 2: 9.6736; 2.1: 85.9106; 2.2: 71.597; 2.3: 11.26; 2.4: 97.7614; 2.5: 15.3749
| 1 | 11.3 | 1: 143.6085; 1.1: 169.8506; 1.2: 0.22777; 1.3: 61.02; 1.4: 26.5942; 1.5: 169.8506; 1.6: 61.02; 1.7: 36.612; 1.8: 8.4594; 1.9: 305.1; 2: 9.7166; 2.1: 85.9452; 2.2: 72.2057; 2.3: 11.3055; 2.4: 97.6449; 2.5: 15.2886
| 1 | 11.35 | 1: 143.3884; 1.1: 170.3407; 1.2: 0.22843; 1.3: 61.29; 1.4: 26.5534; 1.5: 170.3407; 1.6: 61.29; 1.7: 36.774; 1.8: 8.4594; 1.9: 306.45; 2: 9.7596; 2.1: 85.9798; 2.2: 72.8168; 2.3: 11.351; 2.4: 97.5238; 2.5: 15.2024
| 1 | 11.4 | 1: 143.1684; 1.1: 170.8285; 1.2: 0.22908; 1.3: 61.56; 1.4: 26.5127; 1.5: 170.8285; 1.6: 61.56; 1.7: 36.936; 1.8: 8.4594; 1.9: 307.8; 2: 9.8025; 2.1: 86.0142; 2.2: 73.4304; 2.3: 11.3964; 2.4: 97.3981; 2.5: 15.1162
| 1 | 11.45 | 1: 142.9485; 1.1: 171.3143; 1.2: 0.22974; 1.3: 61.83; 1.4: 26.4719; 1.5: 171.3143; 1.6: 61.83; 1.7: 37.098; 1.8: 8.4594; 1.9: 309.15; 2: 9.8455; 2.1: 86.0485; 2.2: 74.0464; 2.3: 11.4419; 2.4: 97.2678; 2.5: 15.0301
| 1 | 11.5 | 1: 142.7287; 1.1: 171.7978; 1.2: 0.23038; 1.3: 62.1; 1.4: 26.4312; 1.5: 171.7978; 1.6: 62.1; 1.7: 37.26; 1.8: 8.4594; 1.9: 310.5; 2: 9.8885; 2.1: 86.0827; 2.2: 74.6649; 2.3: 11.4873; 2.4: 97.133; 2.5: 14.944
| 1 | 11.55 | 1: 142.5091; 1.1: 172.2792; 1.2: 0.23103; 1.3: 62.37; 1.4: 26.3906; 1.5: 172.2792; 1.6: 62.37; 1.7: 37.422; 1.8: 8.4594; 1.9: 311.85; 2: 9.9315; 2.1: 86.1167; 2.2: 75.2857; 2.3: 11.5326; 2.4: 96.9935; 2.5: 14.8579
| 1 | 11.6 | 1: 142.2895; 1.1: 172.7585; 1.2: 0.23167; 1.3: 62.64; 1.4: 26.3499; 1.5: 172.7585; 1.6: 62.64; 1.7: 37.584; 1.8: 8.4594; 1.9: 313.2; 2: 9.9745; 2.1: 86.1507; 2.2: 75.909; 2.3: 11.578; 2.4: 96.8494; 2.5: 14.7719
| 1 | 11.65 | 1: 142.0701; 1.1: 173.2356; 1.2: 0.23231; 1.3: 62.91; 1.4: 26.3093; 1.5: 173.2356; 1.6: 62.91; 1.7: 37.746; 1.8: 8.4594; 1.9: 314.55; 2: 10.0175; 2.1: 86.1845; 2.2: 76.5348; 2.3: 11.6233; 2.4: 96.7008; 2.5: 14.6859
| 1 | 11.7 | 1: 141.8508; 1.1: 173.7105; 1.2: 0.23295; 1.3: 63.18; 1.4: 26.2687; 1.5: 173.7105; 1.6: 63.18; 1.7: 37.908; 1.8: 8.4594; 1.9: 315.9; 2: 10.0605; 2.1: 86.2183; 2.2: 77.1629; 2.3: 11.6687; 2.4: 96.5476; 2.5: 14.6
| 1 | 11.75 | 1: 141.6316; 1.1: 174.1833; 1.2: 0.23358; 1.3: 63.45; 1.4: 26.2281; 1.5: 174.1833; 1.6: 63.45; 1.7: 38.07; 1.8: 8.4594; 1.9: 317.25; 2: 10.1035; 2.1: 86.2519; 2.2: 77.7935; 2.3: 11.714; 2.4: 96.3898; 2.5: 14.5141
| 1 | 11.8 | 1: 141.4126; 1.1: 174.6539; 1.2: 0.23421; 1.3: 63.72; 1.4: 26.1875; 1.5: 174.6539; 1.6: 63.72; 1.7: 38.232; 1.8: 8.4594; 1.9: 318.6; 2: 10.1465; 2.1: 86.2854; 2.2: 78.4266; 2.3: 11.7592; 2.4: 96.2274; 2.5: 14.4283
| 1 | 11.85 | 1: 141.1936; 1.1: 175.1224; 1.2: 0.23484; 1.3: 63.99; 1.4: 26.147; 1.5: 175.1224; 1.6: 63.99; 1.7: 38.394; 1.8: 8.4594; 1.9: 319.95; 2: 10.1895; 2.1: 86.3187; 2.2: 79.062; 2.3: 11.8045; 2.4: 96.0604; 2.5: 14.3425
| 1 | 11.9 | 1: 140.9748; 1.1: 175.5888; 1.2: 0.23547; 1.3: 64.26; 1.4: 26.1064; 1.5: 175.5888; 1.6: 64.26; 1.7: 38.556; 1.8: 8.4594; 1.9: 321.3; 2: 10.2325; 2.1: 86.352; 2.2: 79.6999; 2.3: 11.8497; 2.4: 95.8889; 2.5: 14.2567
| 1 | 11.95 | 1: 140.7561; 1.1: 176.053; 1.2: 0.23609; 1.3: 64.53; 1.4: 26.0659; 1.5: 176.053; 1.6: 64.53; 1.7: 38.718; 1.8: 8.4594; 1.9: 322.65; 2: 10.2755; 2.1: 86.3852; 2.2: 80.3402; 2.3: 11.895; 2.4: 95.7128; 2.5: 14.171
| 1 | 12 | 1: 140.5375; 1.1: 176.5151; 1.2: 0.23671; 1.3: 64.8; 1.4: 26.0255; 1.5: 176.5151; 1.6: 64.8; 1.7: 38.88; 1.8: 8.4594; 1.9: 324; 2: 10.3185; 2.1: 86.4182; 2.2: 80.9829; 2.3: 11.9402; 2.4: 95.5322; 2.5: 14.0853
| 1 | 12.05 | 1: 140.3191; 1.1: 176.9751; 1.2: 0.23733; 1.3: 65.07; 1.4: 25.985; 1.5: 176.9751; 1.6: 65.07; 1.7: 39.042; 1.8: 8.4594; 1.9: 325.35; 2: 10.3615; 2.1: 86.4511; 2.2: 81.6281; 2.3: 11.9853; 2.4: 95.347; 2.5: 13.9997
| 1 | 12.1 | 1: 140.1007; 1.1: 177.4329; 1.2: 0.23794; 1.3: 65.34; 1.4: 25.9446; 1.5: 177.4329; 1.6: 65.34; 1.7: 39.204; 1.8: 8.4594; 1.9: 326.7; 2: 10.4045; 2.1: 86.4839; 2.2: 82.2757; 2.3: 12.0305; 2.4: 95.1572; 2.5: 13.9141
| 1 | 12.15 | 1: 139.8825; 1.1: 177.8886; 1.2: 0.23855; 1.3: 65.61; 1.4: 25.9042; 1.5: 177.8886; 1.6: 65.61; 1.7: 39.366; 1.8: 8.4594; 1.9: 328.05; 2: 10.4475; 2.1: 86.5166; 2.2: 82.9257; 2.3: 12.0757; 2.4: 94.9629; 2.5: 13.8285
| 1 | 12.2 | 1: 139.6644; 1.1: 178.3422; 1.2: 0.23916; 1.3: 65.88; 1.4: 25.8638; 1.5: 178.3422; 1.6: 65.88; 1.7: 39.528; 1.8: 8.4594; 1.9: 329.4; 2: 10.4904; 2.1: 86.5492; 2.2: 83.5781; 2.3: 12.1208; 2.4: 94.764; 2.5: 13.743
| 1 | 12.25 | 1: 139.4465; 1.1: 178.7936; 1.2: 0.23977; 1.3: 66.15; 1.4: 25.8234; 1.5: 178.7936; 1.6: 66.15; 1.7: 39.69; 1.8: 8.4594; 1.9: 330.75; 2: 10.5334; 2.1: 86.5817; 2.2: 84.233; 2.3: 12.1659; 2.4: 94.5606; 2.5: 13.6575
| 1 | 12.3 | 1: 139.2287; 1.1: 179.243; 1.2: 0.24037; 1.3: 66.42; 1.4: 25.7831; 1.5: 179.243; 1.6: 66.42; 1.7: 39.852; 1.8: 8.4594; 1.9: 332.1; 2: 10.5764; 2.1: 86.6141; 2.2: 84.8903; 2.3: 12.211; 2.4: 94.3527; 2.5: 13.5721
| 1 | 12.35 | 1: 139.011; 1.1: 179.6902; 1.2: 0.24097; 1.3: 66.69; 1.4: 25.7428; 1.5: 179.6902; 1.6: 66.69; 1.7: 40.014; 1.8: 8.4594; 1.9: 333.45; 2: 10.6194; 2.1: 86.6463; 2.2: 85.55; 2.3: 12.2561; 2.4: 94.1402; 2.5: 13.4867
| 1 | 12.4 | 1: 138.7934; 1.1: 180.1353; 1.2: 0.24157; 1.3: 66.96; 1.4: 25.7025; 1.5: 180.1353; 1.6: 66.96; 1.7: 40.176; 1.8: 8.4594; 1.9: 334.8; 2: 10.6624; 2.1: 86.6785; 2.2: 86.2121; 2.3: 12.3011; 2.4: 93.9232; 2.5: 13.4014
| 1 | 12.45 | 1: 138.5759; 1.1: 180.5783; 1.2: 0.24216; 1.3: 67.23; 1.4: 25.6622; 1.5: 180.5783; 1.6: 67.23; 1.7: 40.338; 1.8: 8.4594; 1.9: 336.15; 2: 10.7054; 2.1: 86.7105; 2.2: 86.8767; 2.3: 12.3462; 2.4: 93.7016; 2.5: 13.3161
| 1 | 12.5 | 1: 138.3586; 1.1: 181.0192; 1.2: 0.24275; 1.3: 67.5; 1.4: 25.622; 1.5: 181.0192; 1.6: 67.5; 1.7: 40.5; 1.8: 8.4594; 1.9: 337.5; 2: 10.7484; 2.1: 86.7424; 2.2: 87.5437; 2.3: 12.3912; 2.4: 93.4755; 2.5: 13.2308
| 1 | 12.55 | 1: 138.1414; 1.1: 181.458; 1.2: 0.24334; 1.3: 67.77; 1.4: 25.5817; 1.5: 181.458; 1.6: 67.77; 1.7: 40.662; 1.8: 8.4594; 1.9: 338.85; 2: 10.7914; 2.1: 86.7742; 2.2: 88.2131; 2.3: 12.4362; 2.4: 93.2449; 2.5: 13.1456
| 1 | 12.6 | 1: 137.9244; 1.1: 181.8947; 1.2: 0.24392; 1.3: 68.04; 1.4: 25.5416; 1.5: 181.8947; 1.6: 68.04; 1.7: 40.824; 1.8: 8.4594; 1.9: 340.2; 2: 10.8344; 2.1: 86.8059; 2.2: 88.8849; 2.3: 12.4812; 2.4: 93.0098; 2.5: 13.0604
| 1 | 12.65 | 1: 137.7074; 1.1: 182.3292; 1.2: 0.24451; 1.3: 68.31; 1.4: 25.5014; 1.5: 182.3292; 1.6: 68.31; 1.7: 40.986; 1.8: 8.4594; 1.9: 341.55; 2: 10.8774; 2.1: 86.8375; 2.2: 89.5591; 2.3: 12.5261; 2.4: 92.7701; 2.5: 12.9752
| 1 | 12.7 | 1: 137.4906; 1.1: 182.7617; 1.2: 0.24509; 1.3: 68.58; 1.4: 25.4612; 1.5: 182.7617; 1.6: 68.58; 1.7: 41.148; 1.8: 8.4594; 1.9: 342.9; 2: 10.9204; 2.1: 86.869; 2.2: 90.2358; 2.3: 12.5711; 2.4: 92.5259; 2.5: 12.8901
| 1 | 12.75 | 1: 137.274; 1.1: 183.1921; 1.2: 0.24566; 1.3: 68.85; 1.4: 25.4211; 1.5: 183.1921; 1.6: 68.85; 1.7: 41.31; 1.8: 8.4594; 1.9: 344.25; 2: 10.9634; 2.1: 86.9004; 2.2: 90.9149; 2.3: 12.616; 2.4: 92.2772; 2.5: 12.8051
| 1 | 12.8 | 1: 137.0574; 1.1: 183.6204; 1.2: 0.24624; 1.3: 69.12; 1.4: 25.381; 1.5: 183.6204; 1.6: 69.12; 1.7: 41.472; 1.8: 8.4594; 1.9: 345.6; 2: 11.0064; 2.1: 86.9317; 2.2: 91.5964; 2.3: 12.6609; 2.4: 92.024; 2.5: 12.7201
| 1 | 12.85 | 1: 136.841; 1.1: 184.0466; 1.2: 0.24681; 1.3: 69.39; 1.4: 25.3409; 1.5: 184.0466; 1.6: 69.39; 1.7: 41.634; 1.8: 8.4594; 1.9: 346.95; 2: 11.0494; 2.1: 86.9628; 2.2: 92.2803; 2.3: 12.7058; 2.4: 91.7663; 2.5: 12.6351
| 1 | 12.9 | 1: 136.6247; 1.1: 184.4707; 1.2: 0.24738; 1.3: 69.66; 1.4: 25.3009; 1.5: 184.4707; 1.6: 69.66; 1.7: 41.796; 1.8: 8.4594; 1.9: 348.3; 2: 11.0924; 2.1: 86.9939; 2.2: 92.9666; 2.3: 12.7507; 2.4: 91.5041; 2.5: 12.5501
| 1 | 12.95 | 1: 136.4086; 1.1: 184.8928; 1.2: 0.24795; 1.3: 69.93; 1.4: 25.2609; 1.5: 184.8928; 1.6: 69.93; 1.7: 41.958; 1.8: 8.4594; 1.9: 349.65; 2: 11.1354; 2.1: 87.0248; 2.2: 93.6554; 2.3: 12.7956; 2.4: 91.2374; 2.5: 12.4652
| 1 | 13 | 1: 136.1926; 1.1: 185.3127; 1.2: 0.24851; 1.3: 70.2; 1.4: 25.2208; 1.5: 185.3127; 1.6: 70.2; 1.7: 42.12; 1.8: 8.4594; 1.9: 351; 2: 11.1783; 2.1: 87.0556; 2.2: 94.3466; 2.3: 12.8405; 2.4: 90.9662; 2.5: 12.3804
| 1 | 13.05 | 1: 135.9767; 1.1: 185.7306; 1.2: 0.24907; 1.3: 70.47; 1.4: 25.1809; 1.5: 185.7306; 1.6: 70.47; 1.7: 42.282; 1.8: 8.4594; 1.9: 352.35; 2: 11.2213; 2.1: 87.0864; 2.2: 95.0401; 2.3: 12.8853; 2.4: 90.6904; 2.5: 12.2956
| 1 | 13.1 | 1: 135.761; 1.1: 186.1464; 1.2: 0.24963; 1.3: 70.74; 1.4: 25.1409; 1.5: 186.1464; 1.6: 70.74; 1.7: 42.444; 1.8: 8.4594; 1.9: 353.7; 2: 11.2643; 2.1: 87.117; 2.2: 95.7362; 2.3: 12.9301; 2.4: 90.4102; 2.5: 12.2108
| 1 | 13.15 | 1: 135.5454; 1.1: 186.5601; 1.2: 0.25018; 1.3: 71.01; 1.4: 25.101; 1.5: 186.5601; 1.6: 71.01; 1.7: 42.606; 1.8: 8.4594; 1.9: 355.05; 2: 11.3073; 2.1: 87.1475; 2.2: 96.4346; 2.3: 12.9749; 2.4: 90.1255; 2.5: 12.1261
| 1 | 13.2 | 1: 135.3299; 1.1: 186.9718; 1.2: 0.25073; 1.3: 71.28; 1.4: 25.0611; 1.5: 186.9718; 1.6: 71.28; 1.7: 42.768; 1.8: 8.4594; 1.9: 356.4; 2: 11.3503; 2.1: 87.1779; 2.2: 97.1354; 2.3: 13.0197; 2.4: 89.8363; 2.5: 12.0414
| 1 | 13.25 | 1: 135.1146; 1.1: 187.3814; 1.2: 0.25128; 1.3: 71.55; 1.4: 25.0212; 1.5: 187.3814; 1.6: 71.55; 1.7: 42.93; 1.8: 8.4594; 1.9: 357.75; 2: 11.3933; 2.1: 87.2082; 2.2: 97.8387; 2.3: 13.0645; 2.4: 89.5427; 2.5: 11.9567
| 1 | 13.3 | 1: 134.8994; 1.1: 187.7889; 1.2: 0.25183; 1.3: 71.82; 1.4: 24.9814; 1.5: 187.7889; 1.6: 71.82; 1.7: 43.092; 1.8: 8.4594; 1.9: 359.1; 2: 11.4363; 2.1: 87.2384; 2.2: 98.5444; 2.3: 13.1093; 2.4: 89.2445; 2.5: 11.8721
| 1 | 13.35 | 1: 134.6843; 1.1: 188.1944; 1.2: 0.25237; 1.3: 72.09; 1.4: 24.9415; 1.5: 188.1944; 1.6: 72.09; 1.7: 43.254; 1.8: 8.4594; 1.9: 360.45; 2: 11.4793; 2.1: 87.2685; 2.2: 99.2525; 2.3: 13.154; 2.4: 88.9419; 2.5: 11.7875
| 1 | 13.4 | 1: 134.4694; 1.1: 188.5978; 1.2: 0.25291; 1.3: 72.36; 1.4: 24.9017; 1.5: 188.5978; 1.6: 72.36; 1.7: 43.416; 1.8: 8.4594; 1.9: 361.8; 2: 11.5223; 2.1: 87.2985; 2.2: 99.963; 2.3: 13.1987; 2.4: 88.6348; 2.5: 11.703
| 1 | 13.45 | 1: 134.2546; 1.1: 188.9991; 1.2: 0.25345; 1.3: 72.63; 1.4: 24.862; 1.5: 188.9991; 1.6: 72.63; 1.7: 43.578; 1.8: 8.4594; 1.9: 363.15; 2: 11.5653; 2.1: 87.3284; 2.2: 100.6759; 2.3: 13.2434; 2.4: 88.3232; 2.5: 11.6185
| 1 | 13.5 | 1: 134.0399; 1.1: 189.3984; 1.2: 0.25399; 1.3: 72.9; 1.4: 24.8222; 1.5: 189.3984; 1.6: 72.9; 1.7: 43.74; 1.8: 8.4594; 1.9: 364.5; 2: 11.6083; 2.1: 87.3581; 2.2: 101.3912; 2.3: 13.2881; 2.4: 88.0072; 2.5: 11.5341
| 1 | 13.55 | 1: 133.8254; 1.1: 189.7957; 1.2: 0.25452; 1.3: 73.17; 1.4: 24.7825; 1.5: 189.7957; 1.6: 73.17; 1.7: 43.902; 1.8: 8.4594; 1.9: 365.85; 2: 11.6513; 2.1: 87.3878; 2.2: 102.109; 2.3: 13.3328; 2.4: 87.6867; 2.5: 11.4496
| 1 | 13.6 | 1: 133.611; 1.1: 190.1909; 1.2: 0.25505; 1.3: 73.44; 1.4: 24.7428; 1.5: 190.1909; 1.6: 73.44; 1.7: 44.064; 1.8: 8.4594; 1.9: 367.2; 2: 11.6943; 2.1: 87.4174; 2.2: 102.8292; 2.3: 13.3775; 2.4: 87.3617; 2.5: 11.3653
| 1 | 13.65 | 1: 133.3968; 1.1: 190.584; 1.2: 0.25558; 1.3: 73.71; 1.4: 24.7031; 1.5: 190.584; 1.6: 73.71; 1.7: 44.226; 1.8: 8.4594; 1.9: 368.55; 2: 11.7373; 2.1: 87.4468; 2.2: 103.5517; 2.3: 13.4222; 2.4: 87.0323; 2.5: 11.2809
| 1 | 13.7 | 1: 133.1827; 1.1: 190.9751; 1.2: 0.2561; 1.3: 73.98; 1.4: 24.6635; 1.5: 190.9751; 1.6: 73.98; 1.7: 44.388; 1.8: 8.4594; 1.9: 369.9; 2: 11.7803; 2.1: 87.4762; 2.2: 104.2767; 2.3: 13.4668; 2.4: 86.6984; 2.5: 11.1967
| 1 | 13.75 | 1: 132.9688; 1.1: 191.3642; 1.2: 0.25662; 1.3: 74.25; 1.4: 24.6238; 1.5: 191.3642; 1.6: 74.25; 1.7: 44.55; 1.8: 8.4594; 1.9: 371.25; 2: 11.8232; 2.1: 87.5055; 2.2: 105.0042; 2.3: 13.5114; 2.4: 86.36; 2.5: 11.1124
| 1 | 13.8 | 1: 132.7549; 1.1: 191.7512; 1.2: 0.25714; 1.3: 74.52; 1.4: 24.5842; 1.5: 191.7512; 1.6: 74.52; 1.7: 44.712; 1.8: 8.4594; 1.9: 372.6; 2: 11.8662; 2.1: 87.5346; 2.2: 105.734; 2.3: 13.5561; 2.4: 86.0172; 2.5: 11.0282
| 1 | 13.85 | 1: 132.5413; 1.1: 192.1362; 1.2: 0.25766; 1.3: 74.79; 1.4: 24.5447; 1.5: 192.1362; 1.6: 74.79; 1.7: 44.874; 1.8: 8.4594; 1.9: 373.95; 2: 11.9092; 2.1: 87.5637; 2.2: 106.4662; 2.3: 13.6007; 2.4: 85.67; 2.5: 10.944
| 1 | 13.9 | 1: 132.3277; 1.1: 192.5192; 1.2: 0.25817; 1.3: 75.06; 1.4: 24.5051; 1.5: 192.5192; 1.6: 75.06; 1.7: 45.036; 1.8: 8.4594; 1.9: 375.3; 2: 11.9522; 2.1: 87.5926; 2.2: 107.2009; 2.3: 13.6452; 2.4: 85.3183; 2.5: 10.8599
| 1 | 13.95 | 1: 132.1143; 1.1: 192.9002; 1.2: 0.25868; 1.3: 75.33; 1.4: 24.4656; 1.5: 192.9002; 1.6: 75.33; 1.7: 45.198; 1.8: 8.4594; 1.9: 376.65; 2: 11.9952; 2.1: 87.6215; 2.2: 107.938; 2.3: 13.6898; 2.4: 84.9622; 2.5: 10.7758
| 1 | 14 | 1: 131.9011; 1.1: 193.2791; 1.2: 0.25919; 1.3: 75.6; 1.4: 24.4261; 1.5: 193.2791; 1.6: 75.6; 1.7: 45.36; 1.8: 8.4594; 1.9: 378; 2: 12.0382; 2.1: 87.6502; 2.2: 108.6774; 2.3: 13.7344; 2.4: 84.6016; 2.5: 10.6917
| 1 | 14.05 | 1: 131.688; 1.1: 193.656; 1.2: 0.2597; 1.3: 75.87; 1.4: 24.3867; 1.5: 193.656; 1.6: 75.87; 1.7: 45.522; 1.8: 8.4594; 1.9: 379.35; 2: 12.0812; 2.1: 87.6788; 2.2: 109.4193; 2.3: 13.7789; 2.4: 84.2366; 2.5: 10.6077
| 1 | 14.1 | 1: 131.475; 1.1: 194.0309; 1.2: 0.2602; 1.3: 76.14; 1.4: 24.3472; 1.5: 194.0309; 1.6: 76.14; 1.7: 45.684; 1.8: 8.4594; 1.9: 380.7; 2: 12.1242; 2.1: 87.7074; 2.2: 110.1636; 2.3: 13.8235; 2.4: 83.8672; 2.5: 10.5238
| 1 | 14.15 | 1: 131.2622; 1.1: 194.4037; 1.2: 0.2607; 1.3: 76.41; 1.4: 24.3078; 1.5: 194.4037; 1.6: 76.41; 1.7: 45.846; 1.8: 8.4594; 1.9: 382.05; 2: 12.1672; 2.1: 87.7358; 2.2: 110.9104; 2.3: 13.868; 2.4: 83.4933; 2.5: 10.4398
| 1 | 14.2 | 1: 131.0495; 1.1: 194.7746; 1.2: 0.2612; 1.3: 76.68; 1.4: 24.2684; 1.5: 194.7746; 1.6: 76.68; 1.7: 46.008; 1.8: 8.4594; 1.9: 383.4; 2: 12.2102; 2.1: 87.7642; 2.2: 111.6595; 2.3: 13.9125; 2.4: 83.1151; 2.5: 10.3559
| 1 | 14.25 | 1: 130.837; 1.1: 195.1434; 1.2: 0.26169; 1.3: 76.95; 1.4: 24.2291; 1.5: 195.1434; 1.6: 76.95; 1.7: 46.17; 1.8: 8.4594; 1.9: 384.75; 2: 12.2532; 2.1: 87.7924; 2.2: 112.4111; 2.3: 13.957; 2.4: 82.7324; 2.5: 10.2721
| 1 | 14.3 | 1: 130.6246; 1.1: 195.5102; 1.2: 0.26218; 1.3: 77.22; 1.4: 24.1897; 1.5: 195.5102; 1.6: 77.22; 1.7: 46.332; 1.8: 8.4594; 1.9: 386.1; 2: 12.2962; 2.1: 87.8205; 2.2: 113.165; 2.3: 14.0015; 2.4: 82.3452; 2.5: 10.1883
| 1 | 14.35 | 1: 130.4124; 1.1: 195.8751; 1.2: 0.26267; 1.3: 77.49; 1.4: 24.1504; 1.5: 195.8751; 1.6: 77.49; 1.7: 46.494; 1.8: 8.4594; 1.9: 387.45; 2: 12.3392; 2.1: 87.8486; 2.2: 113.9214; 2.3: 14.046; 2.4: 81.9537; 2.5: 10.1045
| 1 | 14.4 | 1: 130.2003; 1.1: 196.2379; 1.2: 0.26316; 1.3: 77.76; 1.4: 24.1112; 1.5: 196.2379; 1.6: 77.76; 1.7: 46.656; 1.8: 8.4594; 1.9: 388.8; 2: 12.3822; 2.1: 87.8765; 2.2: 114.6802; 2.3: 14.0904; 2.4: 81.5577; 2.5: 10.0208
| 1 | 14.45 | 1: 129.9884; 1.1: 196.5987; 1.2: 0.26364; 1.3: 78.03; 1.4: 24.0719; 1.5: 196.5987; 1.6: 78.03; 1.7: 46.818; 1.8: 8.4594; 1.9: 390.15; 2: 12.4252; 2.1: 87.9044; 2.2: 115.4414; 2.3: 14.1349; 2.4: 81.1573; 2.5: 9.9371
| 1 | 14.5 | 1: 129.7766; 1.1: 196.9576; 1.2: 0.26412; 1.3: 78.3; 1.4: 24.0327; 1.5: 196.9576; 1.6: 78.3; 1.7: 46.98; 1.8: 8.4594; 1.9: 391.5; 2: 12.4682; 2.1: 87.9321; 2.2: 116.205; 2.3: 14.1793; 2.4: 80.7526; 2.5: 9.8534
| 1 | 14.55 | 1: 129.5649; 1.1: 197.3144; 1.2: 0.2646; 1.3: 78.57; 1.4: 23.9935; 1.5: 197.3144; 1.6: 78.57; 1.7: 47.142; 1.8: 8.4594; 1.9: 392.85; 2: 12.5111; 2.1: 87.9598; 2.2: 116.971; 2.3: 14.2237; 2.4: 80.3434; 2.5: 9.7698
| 1 | 14.6 | 1: 129.3534; 1.1: 197.6692; 1.2: 0.26508; 1.3: 78.84; 1.4: 23.9543; 1.5: 197.6692; 1.6: 78.84; 1.7: 47.304; 1.8: 8.4594; 1.9: 394.2; 2: 12.5541; 2.1: 87.9873; 2.2: 117.7395; 2.3: 14.2681; 2.4: 79.9298; 2.5: 9.6862
| 1 | 14.65 | 1: 129.142; 1.1: 198.0221; 1.2: 0.26555; 1.3: 79.11; 1.4: 23.9152; 1.5: 198.0221; 1.6: 79.11; 1.7: 47.466; 1.8: 8.4594; 1.9: 395.55; 2: 12.5971; 2.1: 88.0147; 2.2: 118.5103; 2.3: 14.3125; 2.4: 79.5118; 2.5: 9.6027
| 1 | 14.7 | 1: 128.9308; 1.1: 198.373; 1.2: 0.26602; 1.3: 79.38; 1.4: 23.8761; 1.5: 198.373; 1.6: 79.38; 1.7: 47.628; 1.8: 8.4594; 1.9: 396.9; 2: 12.6401; 2.1: 88.0421; 2.2: 119.2836; 2.3: 14.3569; 2.4: 79.0894; 2.5: 9.5192
| 1 | 14.75 | 1: 128.7198; 1.1: 198.7219; 1.2: 0.26649; 1.3: 79.65; 1.4: 23.837; 1.5: 198.7219; 1.6: 79.65; 1.7: 47.79; 1.8: 8.4594; 1.9: 398.25; 2: 12.6831; 2.1: 88.0693; 2.2: 120.0592; 2.3: 14.4013; 2.4: 78.6626; 2.5: 9.4357
| 1 | 14.8 | 1: 128.5089; 1.1: 199.0688; 1.2: 0.26696; 1.3: 79.92; 1.4: 23.7979; 1.5: 199.0688; 1.6: 79.92; 1.7: 47.952; 1.8: 8.4594; 1.9: 399.6; 2: 12.7261; 2.1: 88.0965; 2.2: 120.8373; 2.3: 14.4457; 2.4: 78.2315; 2.5: 9.3523
| 1 | 14.85 | 1: 128.2981; 1.1: 199.4137; 1.2: 0.26742; 1.3: 80.19; 1.4: 23.7589; 1.5: 199.4137; 1.6: 80.19; 1.7: 48.114; 1.8: 8.4594; 1.9: 400.95; 2: 12.7691; 2.1: 88.1235; 2.2: 121.6178; 2.3: 14.49; 2.4: 77.7959; 2.5: 9.2689
| 1 | 14.9 | 1: 128.0875; 1.1: 199.7567; 1.2: 0.26788; 1.3: 80.46; 1.4: 23.7199; 1.5: 199.7567; 1.6: 80.46; 1.7: 48.276; 1.8: 8.4594; 1.9: 402.3; 2: 12.8121; 2.1: 88.1505; 2.2: 122.4007; 2.3: 14.5343; 2.4: 77.356; 2.5: 9.1856
| 1 | 14.95 | 1: 127.877; 1.1: 200.0977; 1.2: 0.26834; 1.3: 80.73; 1.4: 23.6809; 1.5: 200.0977; 1.6: 80.73; 1.7: 48.438; 1.8: 8.4594; 1.9: 403.65; 2: 12.8551; 2.1: 88.1774; 2.2: 123.186; 2.3: 14.5787; 2.4: 76.9116; 2.5: 9.1022
| 1 | 15 | 1: 127.6667; 1.1: 200.4367; 1.2: 0.26879; 1.3: 81; 1.4: 23.642; 1.5: 200.4367; 1.6: 81; 1.7: 48.6; 1.8: 8.4594; 1.9: 405; 2: 12.8981; 2.1: 88.2041; 2.2: 123.9738; 2.3: 14.623; 2.4: 76.4629; 2.5: 9.019
| 1 | 15.05 | 1: 127.4565; 1.1: 200.7738; 1.2: 0.26924; 1.3: 81.27; 1.4: 23.6031; 1.5: 200.7738; 1.6: 81.27; 1.7: 48.762; 1.8: 8.4594; 1.9: 406.35; 2: 12.9411; 2.1: 88.2308; 2.2: 124.7639; 2.3: 14.6673; 2.4: 76.0099; 2.5: 8.9358
| 1 | 15.1 | 1: 127.2465; 1.1: 201.1089; 1.2: 0.26969; 1.3: 81.54; 1.4: 23.5642; 1.5: 201.1089; 1.6: 81.54; 1.7: 48.924; 1.8: 8.4594; 1.9: 407.7; 2: 12.9841; 2.1: 88.2574; 2.2: 125.5565; 2.3: 14.7116; 2.4: 75.5524; 2.5: 8.8526
| 1 | 15.15 | 1: 127.0367; 1.1: 201.442; 1.2: 0.27014; 1.3: 81.81; 1.4: 23.5253; 1.5: 201.442; 1.6: 81.81; 1.7: 49.086; 1.8: 8.4594; 1.9: 409.05; 2: 13.0271; 2.1: 88.2839; 2.2: 126.3515; 2.3: 14.7559; 2.4: 75.0906; 2.5: 8.7694
| 1 | 15.2 | 1: 126.827; 1.1: 201.7732; 1.2: 0.27058; 1.3: 82.08; 1.4: 23.4865; 1.5: 201.7732; 1.6: 82.08; 1.7: 49.248; 1.8: 8.4594; 1.9: 410.4; 2: 13.0701; 2.1: 88.3102; 2.2: 127.1488; 2.3: 14.8002; 2.4: 74.6244; 2.5: 8.6863
| 1 | 15.25 | 1: 126.6174; 1.1: 202.1025; 1.2: 0.27102; 1.3: 82.35; 1.4: 23.4477; 1.5: 202.1025; 1.6: 82.35; 1.7: 49.41; 1.8: 8.4594; 1.9: 411.75; 2: 13.1131; 2.1: 88.3365; 2.2: 127.9486; 2.3: 14.8444; 2.4: 74.1538; 2.5: 8.6032
| 1 | 15.3 | 1: 126.408; 1.1: 202.4298; 1.2: 0.27146; 1.3: 82.62; 1.4: 23.4089; 1.5: 202.4298; 1.6: 82.62; 1.7: 49.572; 1.8: 8.4594; 1.9: 413.1; 2: 13.1561; 2.1: 88.3627; 2.2: 128.7508; 2.3: 14.8887; 2.4: 73.6789; 2.5: 8.5202
| 1 | 15.35 | 1: 126.1987; 1.1: 202.7551; 1.2: 0.2719; 1.3: 82.89; 1.4: 23.3701; 1.5: 202.7551; 1.6: 82.89; 1.7: 49.734; 1.8: 8.4594; 1.9: 414.45; 2: 13.199; 2.1: 88.3888; 2.2: 129.5555; 2.3: 14.9329; 2.4: 73.1997; 2.5: 8.4372
| 1 | 15.4 | 1: 125.9896; 1.1: 203.0785; 1.2: 0.27233; 1.3: 83.16; 1.4: 23.3314; 1.5: 203.0785; 1.6: 83.16; 1.7: 49.896; 1.8: 8.4594; 1.9: 415.8; 2: 13.242; 2.1: 88.4148; 2.2: 130.3625; 2.3: 14.9772; 2.4: 72.716; 2.5: 8.3542
| 1 | 15.45 | 1: 125.7807; 1.1: 203.4; 1.2: 0.27276; 1.3: 83.43; 1.4: 23.2927; 1.5: 203.4; 1.6: 83.43; 1.7: 50.058; 1.8: 8.4594; 1.9: 417.15; 2: 13.285; 2.1: 88.4407; 2.2: 131.1719; 2.3: 15.0214; 2.4: 72.228; 2.5: 8.2713
| 1 | 15.5 | 1: 125.5719; 1.1: 203.7195; 1.2: 0.27319; 1.3: 83.7; 1.4: 23.2541; 1.5: 203.7195; 1.6: 83.7; 1.7: 50.22; 1.8: 8.4594; 1.9: 418.5; 2: 13.328; 2.1: 88.4665; 2.2: 131.9838; 2.3: 15.0656; 2.4: 71.7357; 2.5: 8.1884
| 1 | 15.55 | 1: 125.3633; 1.1: 204.0371; 1.2: 0.27362; 1.3: 83.97; 1.4: 23.2154; 1.5: 204.0371; 1.6: 83.97; 1.7: 50.382; 1.8: 8.4594; 1.9: 419.85; 2: 13.371; 2.1: 88.4923; 2.2: 132.7981; 2.3: 15.1098; 2.4: 71.239; 2.5: 8.1056
| 1 | 15.6 | 1: 125.1548; 1.1: 204.3527; 1.2: 0.27404; 1.3: 84.24; 1.4: 23.1768; 1.5: 204.3527; 1.6: 84.24; 1.7: 50.544; 1.8: 8.4594; 1.9: 421.2; 2: 13.414; 2.1: 88.5179; 2.2: 133.6147; 2.3: 15.154; 2.4: 70.738; 2.5: 8.0228
| 1 | 15.65 | 1: 124.9465; 1.1: 204.6665; 1.2: 0.27446; 1.3: 84.51; 1.4: 23.1382; 1.5: 204.6665; 1.6: 84.51; 1.7: 50.706; 1.8: 8.4594; 1.9: 422.55; 2: 13.457; 2.1: 88.5434; 2.2: 134.4338; 2.3: 15.1982; 2.4: 70.2326; 2.5: 7.94
| 1 | 15.7 | 1: 124.7383; 1.1: 204.9783; 1.2: 0.27488; 1.3: 84.78; 1.4: 23.0997; 1.5: 204.9783; 1.6: 84.78; 1.7: 50.868; 1.8: 8.4594; 1.9: 423.9; 2: 13.5; 2.1: 88.5689; 2.2: 135.2553; 2.3: 15.2424; 2.4: 69.7229; 2.5: 7.8573
| 1 | 15.75 | 1: 124.5303; 1.1: 205.2882; 1.2: 0.2753; 1.3: 85.05; 1.4: 23.0612; 1.5: 205.2882; 1.6: 85.05; 1.7: 51.03; 1.8: 8.4594; 1.9: 425.25; 2: 13.543; 2.1: 88.5942; 2.2: 136.0793; 2.3: 15.2865; 2.4: 69.2089; 2.5: 7.7746
| 1 | 15.8 | 1: 124.3224; 1.1: 205.5961; 1.2: 0.27571; 1.3: 85.32; 1.4: 23.0227; 1.5: 205.5961; 1.6: 85.32; 1.7: 51.192; 1.8: 8.4594; 1.9: 426.6; 2: 13.586; 2.1: 88.6195; 2.2: 136.9056; 2.3: 15.3307; 2.4: 68.6905; 2.5: 7.692
| 1 | 15.85 | 1: 124.1147; 1.1: 205.9022; 1.2: 0.27612; 1.3: 85.59; 1.4: 22.9842; 1.5: 205.9022; 1.6: 85.59; 1.7: 51.354; 1.8: 8.4594; 1.9: 427.95; 2: 13.629; 2.1: 88.6447; 2.2: 137.7343; 2.3: 15.3748; 2.4: 68.1678; 2.5: 7.6094
| 1 | 15.9 | 1: 123.9072; 1.1: 206.2063; 1.2: 0.27653; 1.3: 85.86; 1.4: 22.9458; 1.5: 206.2063; 1.6: 85.86; 1.7: 51.516; 1.8: 8.4594; 1.9: 429.3; 2: 13.672; 2.1: 88.6697; 2.2: 138.5655; 2.3: 15.419; 2.4: 67.6408; 2.5: 7.5268
| 1 | 15.95 | 1: 123.6998; 1.1: 206.5085; 1.2: 0.27693; 1.3: 86.13; 1.4: 22.9074; 1.5: 206.5085; 1.6: 86.13; 1.7: 51.678; 1.8: 8.4594; 1.9: 430.65; 2: 13.715; 2.1: 88.6947; 2.2: 139.3991; 2.3: 15.4631; 2.4: 67.1095; 2.5: 7.4442
| 1 | 16 | 1: 123.4925; 1.1: 206.8088; 1.2: 0.27734; 1.3: 86.4; 1.4: 22.869; 1.5: 206.8088; 1.6: 86.4; 1.7: 51.84; 1.8: 8.4594; 1.9: 432; 2: 13.758; 2.1: 88.7196; 2.2: 140.235; 2.3: 15.5072; 2.4: 66.5738; 2.5: 7.3618
| 1 | 16.05 | 1: 123.2855; 1.1: 207.1072; 1.2: 0.27774; 1.3: 86.67; 1.4: 22.8306; 1.5: 207.1072; 1.6: 86.67; 1.7: 52.002; 1.8: 8.4594; 1.9: 433.35; 2: 13.801; 2.1: 88.7444; 2.2: 141.0734; 2.3: 15.5513; 2.4: 66.0338; 2.5: 7.2793
| 1 | 16.1 | 1: 123.0785; 1.1: 207.4038; 1.2: 0.27813; 1.3: 86.94; 1.4: 22.7923; 1.5: 207.4038; 1.6: 86.94; 1.7: 52.164; 1.8: 8.4594; 1.9: 434.7; 2: 13.8439; 2.1: 88.7691; 2.2: 141.9143; 2.3: 15.5955; 2.4: 65.4895; 2.5: 7.1969
| 1 | 16.15 | 1: 122.8718; 1.1: 207.6984; 1.2: 0.27853; 1.3: 87.21; 1.4: 22.754; 1.5: 207.6984; 1.6: 87.21; 1.7: 52.326; 1.8: 8.4594; 1.9: 436.05; 2: 13.8869; 2.1: 88.7938; 2.2: 142.7575; 2.3: 15.6395; 2.4: 64.9409; 2.5: 7.1145
| 1 | 16.2 | 1: 122.6652; 1.1: 207.9911; 1.2: 0.27892; 1.3: 87.48; 1.4: 22.7158; 1.5: 207.9911; 1.6: 87.48; 1.7: 52.488; 1.8: 8.4594; 1.9: 437.4; 2: 13.9299; 2.1: 88.8183; 2.2: 143.6031; 2.3: 15.6836; 2.4: 64.3879; 2.5: 7.0321
| 1 | 16.25 | 1: 122.4587; 1.1: 208.2819; 1.2: 0.27931; 1.3: 87.75; 1.4: 22.6775; 1.5: 208.2819; 1.6: 87.75; 1.7: 52.65; 1.8: 8.4594; 1.9: 438.75; 2: 13.9729; 2.1: 88.8427; 2.2: 144.4512; 2.3: 15.7277; 2.4: 63.8307; 2.5: 6.9498
| 1 | 16.3 | 1: 122.2524; 1.1: 208.5708; 1.2: 0.2797; 1.3: 88.02; 1.4: 22.6393; 1.5: 208.5708; 1.6: 88.02; 1.7: 52.812; 1.8: 8.4594; 1.9: 440.1; 2: 14.0159; 2.1: 88.8671; 2.2: 145.3016; 2.3: 15.7718; 2.4: 63.2692; 2.5: 6.8676
| 1 | 16.35 | 1: 122.0463; 1.1: 208.8579; 1.2: 0.28008; 1.3: 88.29; 1.4: 22.6012; 1.5: 208.8579; 1.6: 88.29; 1.7: 52.974; 1.8: 8.4594; 1.9: 441.45; 2: 14.0589; 2.1: 88.8913; 2.2: 146.1545; 2.3: 15.8158; 2.4: 62.7033; 2.5: 6.7853
| 1 | 16.4 | 1: 121.8404; 1.1: 209.143; 1.2: 0.28047; 1.3: 88.56; 1.4: 22.563; 1.5: 209.143; 1.6: 88.56; 1.7: 53.136; 1.8: 8.4594; 1.9: 442.8; 2: 14.1019; 2.1: 88.9155; 2.2: 147.0098; 2.3: 15.8599; 2.4: 62.1332; 2.5: 6.7031
| 1 | 16.45 | 1: 121.6345; 1.1: 209.4263; 1.2: 0.28085; 1.3: 88.83; 1.4: 22.5249; 1.5: 209.4263; 1.6: 88.83; 1.7: 53.298; 1.8: 8.4594; 1.9: 444.15; 2: 14.1449; 2.1: 88.9396; 2.2: 147.8675; 2.3: 15.9039; 2.4: 61.5588; 2.5: 6.621
| 1 | 16.5 | 1: 121.4289; 1.1: 209.7077; 1.2: 0.28122; 1.3: 89.1; 1.4: 22.4868; 1.5: 209.7077; 1.6: 89.1; 1.7: 53.46; 1.8: 8.4594; 1.9: 445.5; 2: 14.1879; 2.1: 88.9636; 2.2: 148.7277; 2.3: 15.948; 2.4: 60.98; 2.5: 6.5389
| 1 | 16.55 | 1: 121.2234; 1.1: 209.9872; 1.2: 0.2816; 1.3: 89.37; 1.4: 22.4488; 1.5: 209.9872; 1.6: 89.37; 1.7: 53.622; 1.8: 8.4594; 1.9: 446.85; 2: 14.2309; 2.1: 88.9875; 2.2: 149.5902; 2.3: 15.992; 2.4: 60.397; 2.5: 6.4568
| 1 | 16.6 | 1: 121.0181; 1.1: 210.2649; 1.2: 0.28197; 1.3: 89.64; 1.4: 22.4108; 1.5: 210.2649; 1.6: 89.64; 1.7: 53.784; 1.8: 8.4594; 1.9: 448.2; 2: 14.2739; 2.1: 89.0113; 2.2: 150.4552; 2.3: 16.036; 2.4: 59.8097; 2.5: 6.3747
| 1 | 16.65 | 1: 120.8129; 1.1: 210.5407; 1.2: 0.28234; 1.3: 89.91; 1.4: 22.3728; 1.5: 210.5407; 1.6: 89.91; 1.7: 53.946; 1.8: 8.4594; 1.9: 449.55; 2: 14.3169; 2.1: 89.0351; 2.2: 151.3225; 2.3: 16.08; 2.4: 59.2181; 2.5: 6.2927
| 1 | 16.7 | 1: 120.6079; 1.1: 210.8146; 1.2: 0.28271; 1.3: 90.18; 1.4: 22.3348; 1.5: 210.8146; 1.6: 90.18; 1.7: 54.108; 1.8: 8.4594; 1.9: 450.9; 2: 14.3599; 2.1: 89.0587; 2.2: 152.1923; 2.3: 16.1241; 2.4: 58.6223; 2.5: 6.2107
| 1 | 16.75 | 1: 120.4031; 1.1: 211.0867; 1.2: 0.28307; 1.3: 90.45; 1.4: 22.2969; 1.5: 211.0867; 1.6: 90.45; 1.7: 54.27; 1.8: 8.4594; 1.9: 452.25; 2: 14.4029; 2.1: 89.0823; 2.2: 153.0645; 2.3: 16.168; 2.4: 58.0221; 2.5: 6.1288
| 1 | 16.8 | 1: 120.1984; 1.1: 211.3569; 1.2: 0.28343; 1.3: 90.72; 1.4: 22.259; 1.5: 211.3569; 1.6: 90.72; 1.7: 54.432; 1.8: 8.4594; 1.9: 453.6; 2: 14.4459; 2.1: 89.1057; 2.2: 153.9392; 2.3: 16.212; 2.4: 57.4177; 2.5: 6.0469
| 1 | 16.85 | 1: 119.9939; 1.1: 211.6252; 1.2: 0.28379; 1.3: 90.99; 1.4: 22.2211; 1.5: 211.6252; 1.6: 90.99; 1.7: 54.594; 1.8: 8.4594; 1.9: 454.95; 2: 14.4889; 2.1: 89.1291; 2.2: 154.8162; 2.3: 16.256; 2.4: 56.809; 2.5: 5.9651
| 1 | 16.9 | 1: 119.7895; 1.1: 211.8917; 1.2: 0.28415; 1.3: 91.26; 1.4: 22.1832; 1.5: 211.8917; 1.6: 91.26; 1.7: 54.756; 1.8: 8.4594; 1.9: 456.3; 2: 14.5318; 2.1: 89.1524; 2.2: 155.6957; 2.3: 16.3; 2.4: 56.196; 2.5: 5.8832
| 1 | 16.95 | 1: 119.5853; 1.1: 212.1563; 1.2: 0.28451; 1.3: 91.53; 1.4: 22.1454; 1.5: 212.1563; 1.6: 91.53; 1.7: 54.918; 1.8: 8.4594; 1.9: 457.65; 2: 14.5748; 2.1: 89.1756; 2.2: 156.5775; 2.3: 16.344; 2.4: 55.5788; 2.5: 5.8015
| 1 | 17 | 1: 119.3813; 1.1: 212.4191; 1.2: 0.28486; 1.3: 91.8; 1.4: 22.1076; 1.5: 212.4191; 1.6: 91.8; 1.7: 55.08; 1.8: 8.4594; 1.9: 459; 2: 14.6178; 2.1: 89.1988; 2.2: 157.4618; 2.3: 16.3879; 2.4: 54.9573; 2.5: 5.7197
| 1 | 17.05 | 1: 119.1774; 1.1: 212.6801; 1.2: 0.28521; 1.3: 92.07; 1.4: 22.0699; 1.5: 212.6801; 1.6: 92.07; 1.7: 55.242; 1.8: 8.4594; 1.9: 460.35; 2: 14.6608; 2.1: 89.2218; 2.2: 158.3485; 2.3: 16.4319; 2.4: 54.3315; 2.5: 5.638
| 1 | 17.1 | 1: 118.9737; 1.1: 212.9392; 1.2: 0.28556; 1.3: 92.34; 1.4: 22.0322; 1.5: 212.9392; 1.6: 92.34; 1.7: 55.404; 1.8: 8.4594; 1.9: 461.7; 2: 14.7038; 2.1: 89.2448; 2.2: 159.2376; 2.3: 16.4758; 2.4: 53.7015; 2.5: 5.5563
| 1 | 17.15 | 1: 118.7702; 1.1: 213.1964; 1.2: 0.2859; 1.3: 92.61; 1.4: 21.9945; 1.5: 213.1964; 1.6: 92.61; 1.7: 55.566; 1.8: 8.4594; 1.9: 463.05; 2: 14.7468; 2.1: 89.2676; 2.2: 160.1292; 2.3: 16.5198; 2.4: 53.0672; 2.5: 5.4747
| 1 | 17.2 | 1: 118.5668; 1.1: 213.4518; 1.2: 0.28624; 1.3: 92.88; 1.4: 21.9568; 1.5: 213.4518; 1.6: 92.88; 1.7: 55.728; 1.8: 8.4594; 1.9: 464.4; 2: 14.7898; 2.1: 89.2904; 2.2: 161.0231; 2.3: 16.5637; 2.4: 52.4287; 2.5: 5.3931
| 1 | 17.25 | 1: 118.3636; 1.1: 213.7054; 1.2: 0.28658; 1.3: 93.15; 1.4: 21.9192; 1.5: 213.7054; 1.6: 93.15; 1.7: 55.89; 1.8: 8.4594; 1.9: 465.75; 2: 14.8328; 2.1: 89.3131; 2.2: 161.9195; 2.3: 16.6076; 2.4: 51.7859; 2.5: 5.3115
| 1 | 17.3 | 1: 118.1605; 1.1: 213.9572; 1.2: 0.28692; 1.3: 93.42; 1.4: 21.8816; 1.5: 213.9572; 1.6: 93.42; 1.7: 56.052; 1.8: 8.4594; 1.9: 467.1; 2: 14.8758; 2.1: 89.3357; 2.2: 162.8183; 2.3: 16.6516; 2.4: 51.1389; 2.5: 5.23
| 1 | 17.35 | 1: 117.9576; 1.1: 214.2072; 1.2: 0.28726; 1.3: 93.69; 1.4: 21.844; 1.5: 214.2072; 1.6: 93.69; 1.7: 56.214; 1.8: 8.4594; 1.9: 468.45; 2: 14.9188; 2.1: 89.3583; 2.2: 163.7195; 2.3: 16.6955; 2.4: 50.4876; 2.5: 5.1485
| 1 | 17.4 | 1: 117.7549; 1.1: 214.4553; 1.2: 0.28759; 1.3: 93.96; 1.4: 21.8065; 1.5: 214.4553; 1.6: 93.96; 1.7: 56.376; 1.8: 8.4594; 1.9: 469.8; 2: 14.9618; 2.1: 89.3807; 2.2: 164.6232; 2.3: 16.7394; 2.4: 49.8321; 2.5: 5.0671
| 1 | 17.45 | 1: 117.5524; 1.1: 214.7016; 1.2: 0.28792; 1.3: 94.23; 1.4: 21.769; 1.5: 214.7016; 1.6: 94.23; 1.7: 56.538; 1.8: 8.4594; 1.9: 471.15; 2: 15.0048; 2.1: 89.4031; 2.2: 165.5292; 2.3: 16.7833; 2.4: 49.1723; 2.5: 4.9857
| 1 | 17.5 | 1: 117.35; 1.1: 214.946; 1.2: 0.28825; 1.3: 94.5; 1.4: 21.7315; 1.5: 214.946; 1.6: 94.5; 1.7: 56.7; 1.8: 8.4594; 1.9: 472.5; 2: 15.0478; 2.1: 89.4254; 2.2: 166.4377; 2.3: 16.8272; 2.4: 48.5083; 2.5: 4.9043
| 1 | 17.55 | 1: 117.1478; 1.1: 215.1887; 1.2: 0.28857; 1.3: 94.77; 1.4: 21.694; 1.5: 215.1887; 1.6: 94.77; 1.7: 56.862; 1.8: 8.4594; 1.9: 473.85; 2: 15.0908; 2.1: 89.4476; 2.2: 167.3486; 2.3: 16.8711; 2.4: 47.8401; 2.5: 4.823
| 1 | 17.6 | 1: 116.9457; 1.1: 215.4296; 1.2: 0.2889; 1.3: 95.04; 1.4: 21.6566; 1.5: 215.4296; 1.6: 95.04; 1.7: 57.024; 1.8: 8.4594; 1.9: 475.2; 2: 15.1338; 2.1: 89.4697; 2.2: 168.2619; 2.3: 16.915; 2.4: 47.1677; 2.5: 4.7417
| 1 | 17.65 | 1: 116.7438; 1.1: 215.6686; 1.2: 0.28922; 1.3: 95.31; 1.4: 21.6192; 1.5: 215.6686; 1.6: 95.31; 1.7: 57.186; 1.8: 8.4594; 1.9: 476.55; 2: 15.1768; 2.1: 89.4917; 2.2: 169.1776; 2.3: 16.9588; 2.4: 46.491; 2.5: 4.6604
| 1 | 17.7 | 1: 116.5421; 1.1: 215.9058; 1.2: 0.28953; 1.3: 95.58; 1.4: 21.5819; 1.5: 215.9058; 1.6: 95.58; 1.7: 57.348; 1.8: 8.4594; 1.9: 477.9; 2: 15.2197; 2.1: 89.5136; 2.2: 170.0958; 2.3: 17.0027; 2.4: 45.8101; 2.5: 4.5792
| 1 | 17.75 | 1: 116.3405; 1.1: 216.1413; 1.2: 0.28985; 1.3: 95.85; 1.4: 21.5445; 1.5: 216.1413; 1.6: 95.85; 1.7: 57.51; 1.8: 8.4594; 1.9: 479.25; 2: 15.2627; 2.1: 89.5355; 2.2: 171.0164; 2.3: 17.0466; 2.4: 45.1249; 2.5: 4.498
| 1 | 17.8 | 1: 116.1391; 1.1: 216.3749; 1.2: 0.29016; 1.3: 96.12; 1.4: 21.5072; 1.5: 216.3749; 1.6: 96.12; 1.7: 57.672; 1.8: 8.4594; 1.9: 480.6; 2: 15.3057; 2.1: 89.5573; 2.2: 171.9394; 2.3: 17.0904; 2.4: 44.4356; 2.5: 4.4168
| 1 | 17.85 | 1: 115.9379; 1.1: 216.6068; 1.2: 0.29047; 1.3: 96.39; 1.4: 21.47; 1.5: 216.6068; 1.6: 96.39; 1.7: 57.834; 1.8: 8.4594; 1.9: 481.95; 2: 15.3487; 2.1: 89.579; 2.2: 172.8648; 2.3: 17.1343; 2.4: 43.742; 2.5: 4.3357
| 1 | 17.9 | 1: 115.7368; 1.1: 216.8368; 1.2: 0.29078; 1.3: 96.66; 1.4: 21.4327; 1.5: 216.8368; 1.6: 96.66; 1.7: 57.996; 1.8: 8.4594; 1.9: 483.3; 2: 15.3917; 2.1: 89.6006; 2.2: 173.7926; 2.3: 17.1781; 2.4: 43.0442; 2.5: 4.2546
| 1 | 17.95 | 1: 115.5359; 1.1: 217.0651; 1.2: 0.29109; 1.3: 96.93; 1.4: 21.3955; 1.5: 217.0651; 1.6: 96.93; 1.7: 58.158; 1.8: 8.4594; 1.9: 484.65; 2: 15.4347; 2.1: 89.6222; 2.2: 174.7229; 2.3: 17.222; 2.4: 42.3422; 2.5: 4.1736
| 1 | 18 | 1: 115.3352; 1.1: 217.2915; 1.2: 0.29139; 1.3: 97.2; 1.4: 21.3584; 1.5: 217.2915; 1.6: 97.2; 1.7: 58.32; 1.8: 8.4594; 1.9: 486; 2: 15.4777; 2.1: 89.6436; 2.2: 175.6556; 2.3: 17.2658; 2.4: 41.636; 2.5: 4.0926
| 1 | 18.05 | 1: 115.1346; 1.1: 217.5162; 1.2: 0.29169; 1.3: 97.47; 1.4: 21.3212; 1.5: 217.5162; 1.6: 97.47; 1.7: 58.482; 1.8: 8.4594; 1.9: 487.35; 2: 15.5207; 2.1: 89.665; 2.2: 176.5907; 2.3: 17.3097; 2.4: 40.9256; 2.5: 4.0116
| 1 | 18.1 | 1: 114.9343; 1.1: 217.7391; 1.2: 0.29199; 1.3: 97.74; 1.4: 21.2841; 1.5: 217.7391; 1.6: 97.74; 1.7: 58.644; 1.8: 8.4594; 1.9: 488.7; 2: 15.5637; 2.1: 89.6863; 2.2: 177.5282; 2.3: 17.3535; 2.4: 40.2109; 2.5: 3.9306
| 1 | 18.15 | 1: 114.734; 1.1: 217.9602; 1.2: 0.29229; 1.3: 98.01; 1.4: 21.247; 1.5: 217.9602; 1.6: 98.01; 1.7: 58.806; 1.8: 8.4594; 1.9: 490.05; 2: 15.6067; 2.1: 89.7075; 2.2: 178.4681; 2.3: 17.3973; 2.4: 39.4921; 2.5: 3.8497
| 1 | 18.2 | 1: 114.534; 1.1: 218.1796; 1.2: 0.29258; 1.3: 98.28; 1.4: 21.21; 1.5: 218.1796; 1.6: 98.28; 1.7: 58.968; 1.8: 8.4594; 1.9: 491.4; 2: 15.6497; 2.1: 89.7287; 2.2: 179.4105; 2.3: 17.4411; 2.4: 38.7691; 2.5: 3.7689
| 1 | 18.25 | 1: 114.3341; 1.1: 218.3972; 1.2: 0.29288; 1.3: 98.55; 1.4: 21.173; 1.5: 218.3972; 1.6: 98.55; 1.7: 59.13; 1.8: 8.4594; 1.9: 492.75; 2: 15.6927; 2.1: 89.7497; 2.2: 180.3553; 2.3: 17.4849; 2.4: 38.0419; 2.5: 3.688
| 1 | 18.3 | 1: 114.1344; 1.1: 218.613; 1.2: 0.29316; 1.3: 98.82; 1.4: 21.136; 1.5: 218.613; 1.6: 98.82; 1.7: 59.292; 1.8: 8.4594; 1.9: 494.1; 2: 15.7357; 2.1: 89.7707; 2.2: 181.3025; 2.3: 17.5287; 2.4: 37.3104; 2.5: 3.6073
| 1 | 18.35 | 1: 113.9348; 1.1: 218.827; 1.2: 0.29345; 1.3: 99.09; 1.4: 21.099; 1.5: 218.827; 1.6: 99.09; 1.7: 59.454; 1.8: 8.4594; 1.9: 495.45; 2: 15.7787; 2.1: 89.7916; 2.2: 182.2522; 2.3: 17.5725; 2.4: 36.5748; 2.5: 3.5265
| 1 | 18.4 | 1: 113.7355; 1.1: 219.0393; 1.2: 0.29374; 1.3: 99.36; 1.4: 21.0621; 1.5: 219.0393; 1.6: 99.36; 1.7: 59.616; 1.8: 8.4594; 1.9: 496.8; 2: 15.8217; 2.1: 89.8124; 2.2: 183.2043; 2.3: 17.6163; 2.4: 35.835; 2.5: 3.4458
| 1 | 18.45 | 1: 113.5362; 1.1: 219.2498; 1.2: 0.29402; 1.3: 99.63; 1.4: 21.0252; 1.5: 219.2498; 1.6: 99.63; 1.7: 59.778; 1.8: 8.4594; 1.9: 498.15; 2: 15.8646; 2.1: 89.8331; 2.2: 184.1588; 2.3: 17.6601; 2.4: 35.0911; 2.5: 3.3651
| 1 | 18.5 | 1: 113.3372; 1.1: 219.4586; 1.2: 0.2943; 1.3: 99.9; 1.4: 20.9884; 1.5: 219.4586; 1.6: 99.9; 1.7: 59.94; 1.8: 8.4594; 1.9: 499.5; 2: 15.9076; 2.1: 89.8538; 2.2: 185.1157; 2.3: 17.7039; 2.4: 34.3429; 2.5: 3.2845
| 1 | 18.55 | 1: 113.1383; 1.1: 219.6656; 1.2: 0.29458; 1.3: 100.17; 1.4: 20.9515; 1.5: 219.6656; 1.6: 100.17; 1.7: 60.102; 1.8: 8.4594; 1.9: 500.85; 2: 15.9506; 2.1: 89.8744; 2.2: 186.0751; 2.3: 17.7477; 2.4: 33.5906; 2.5: 3.2038
| 1 | 18.6 | 1: 112.9396; 1.1: 219.8709; 1.2: 0.29485; 1.3: 100.44; 1.4: 20.9147; 1.5: 219.8709; 1.6: 100.44; 1.7: 60.264; 1.8: 8.4594; 1.9: 502.2; 2: 15.9936; 2.1: 89.8949; 2.2: 187.0368; 2.3: 17.7915; 2.4: 32.834; 2.5: 3.1233
| 1 | 18.65 | 1: 112.7411; 1.1: 220.0744; 1.2: 0.29512; 1.3: 100.71; 1.4: 20.878; 1.5: 220.0744; 1.6: 100.71; 1.7: 60.426; 1.8: 8.4594; 1.9: 503.55; 2: 16.0366; 2.1: 89.9153; 2.2: 188.001; 2.3: 17.8353; 2.4: 32.0733; 2.5: 3.0427
| 1 | 18.7 | 1: 112.5427; 1.1: 220.2762; 1.2: 0.2954; 1.3: 100.98; 1.4: 20.8412; 1.5: 220.2762; 1.6: 100.98; 1.7: 60.588; 1.8: 8.4594; 1.9: 504.9; 2: 16.0796; 2.1: 89.9357; 2.2: 188.9677; 2.3: 17.879; 2.4: 31.3085; 2.5: 2.9622
| 1 | 18.75 | 1: 112.3445; 1.1: 220.4762; 1.2: 0.29566; 1.3: 101.25; 1.4: 20.8045; 1.5: 220.4762; 1.6: 101.25; 1.7: 60.75; 1.8: 8.4594; 1.9: 506.25; 2: 16.1226; 2.1: 89.9559; 2.2: 189.9367; 2.3: 17.9228; 2.4: 30.5394; 2.5: 2.8818
| 1 | 18.8 | 1: 112.1465; 1.1: 220.6745; 1.2: 0.29593; 1.3: 101.52; 1.4: 20.7679; 1.5: 220.6745; 1.6: 101.52; 1.7: 60.912; 1.8: 8.4594; 1.9: 507.6; 2: 16.1656; 2.1: 89.9761; 2.2: 190.9082; 2.3: 17.9665; 2.4: 29.7662; 2.5: 2.8013
| 1 | 18.85 | 1: 111.9487; 1.1: 220.871; 1.2: 0.29619; 1.3: 101.79; 1.4: 20.7312; 1.5: 220.871; 1.6: 101.79; 1.7: 61.074; 1.8: 8.4594; 1.9: 508.95; 2: 16.2086; 2.1: 89.9963; 2.2: 191.8821; 2.3: 18.0103; 2.4: 28.9889; 2.5: 2.7209
| 1 | 18.9 | 1: 111.751; 1.1: 221.0658; 1.2: 0.29645; 1.3: 102.06; 1.4: 20.6946; 1.5: 221.0658; 1.6: 102.06; 1.7: 61.236; 1.8: 8.4594; 1.9: 510.3; 2: 16.2516; 2.1: 90.0163; 2.2: 192.8585; 2.3: 18.0541; 2.4: 28.2074; 2.5: 2.6406
| 1 | 18.95 | 1: 111.5535; 1.1: 221.2589; 1.2: 0.29671; 1.3: 102.33; 1.4: 20.6581; 1.5: 221.2589; 1.6: 102.33; 1.7: 61.398; 1.8: 8.4594; 1.9: 511.65; 2: 16.2946; 2.1: 90.0363; 2.2: 193.8373; 2.3: 18.0978; 2.4: 27.4217; 2.5: 2.5603
| 1 | 19 | 1: 111.3562; 1.1: 221.4503; 1.2: 0.29697; 1.3: 102.6; 1.4: 20.6215; 1.5: 221.4503; 1.6: 102.6; 1.7: 61.56; 1.8: 8.4594; 1.9: 513; 2: 16.3376; 2.1: 90.0561; 2.2: 194.8185; 2.3: 18.1415; 2.4: 26.6318; 2.5: 2.48
| 1 | 19.05 | 1: 111.159; 1.1: 221.6399; 1.2: 0.29722; 1.3: 102.87; 1.4: 20.585; 1.5: 221.6399; 1.6: 102.87; 1.7: 61.722; 1.8: 8.4594; 1.9: 514.35; 2: 16.3806; 2.1: 90.076; 2.2: 195.8021; 2.3: 18.1853; 2.4: 25.8378; 2.5: 2.3997
| 1 | 19.1 | 1: 110.962; 1.1: 221.8278; 1.2: 0.29748; 1.3: 103.14; 1.4: 20.5485; 1.5: 221.8278; 1.6: 103.14; 1.7: 61.884; 1.8: 8.4594; 1.9: 515.7; 2: 16.4236; 2.1: 90.0957; 2.2: 196.7882; 2.3: 18.229; 2.4: 25.0397; 2.5: 2.3195
| 1 | 19.15 | 1: 110.7652; 1.1: 222.014; 1.2: 0.29773; 1.3: 103.41; 1.4: 20.5121; 1.5: 222.014; 1.6: 103.41; 1.7: 62.046; 1.8: 8.4594; 1.9: 517.05; 2: 16.4666; 2.1: 90.1154; 2.2: 197.7766; 2.3: 18.2728; 2.4: 24.2374; 2.5: 2.2393
| 1 | 19.2 | 1: 110.5685; 1.1: 222.1985; 1.2: 0.29797; 1.3: 103.68; 1.4: 20.4757; 1.5: 222.1985; 1.6: 103.68; 1.7: 62.208; 1.8: 8.4594; 1.9: 518.4; 2: 16.5096; 2.1: 90.1349; 2.2: 198.7676; 2.3: 18.3165; 2.4: 23.431; 2.5: 2.1592
| 1 | 19.25 | 1: 110.3721; 1.1: 222.3813; 1.2: 0.29822; 1.3: 103.95; 1.4: 20.4393; 1.5: 222.3813; 1.6: 103.95; 1.7: 62.37; 1.8: 8.4594; 1.9: 519.75; 2: 16.5525; 2.1: 90.1545; 2.2: 199.7609; 2.3: 18.3602; 2.4: 22.6204; 2.5: 2.0791
| 1 | 19.3 | 1: 110.1758; 1.1: 222.5624; 1.2: 0.29846; 1.3: 104.22; 1.4: 20.4029; 1.5: 222.5624; 1.6: 104.22; 1.7: 62.532; 1.8: 8.4594; 1.9: 521.1; 2: 16.5955; 2.1: 90.1739; 2.2: 200.7567; 2.3: 18.4039; 2.4: 21.8056; 2.5: 1.999
| 1 | 19.35 | 1: 109.9796; 1.1: 222.7417; 1.2: 0.2987; 1.3: 104.49; 1.4: 20.3666; 1.5: 222.7417; 1.6: 104.49; 1.7: 62.694; 1.8: 8.4594; 1.9: 522.45; 2: 16.6385; 2.1: 90.1932; 2.2: 201.7549; 2.3: 18.4476; 2.4: 20.9868; 2.5: 1.9189
| 1 | 19.4 | 1: 109.7837; 1.1: 222.9194; 1.2: 0.29894; 1.3: 104.76; 1.4: 20.3303; 1.5: 222.9194; 1.6: 104.76; 1.7: 62.856; 1.8: 8.4594; 1.9: 523.8; 2: 16.6815; 2.1: 90.2125; 2.2: 202.7556; 2.3: 18.4914; 2.4: 20.1638; 2.5: 1.8389
| 1 | 19.45 | 1: 109.5879; 1.1: 223.0953; 1.2: 0.29918; 1.3: 105.03; 1.4: 20.2941; 1.5: 223.0953; 1.6: 105.03; 1.7: 63.018; 1.8: 8.4594; 1.9: 525.15; 2: 16.7245; 2.1: 90.2317; 2.2: 203.7587; 2.3: 18.5351; 2.4: 19.3367; 2.5: 1.759
| 1 | 19.5 | 1: 109.3923; 1.1: 223.2696; 1.2: 0.29941; 1.3: 105.3; 1.4: 20.2578; 1.5: 223.2696; 1.6: 105.3; 1.7: 63.18; 1.8: 8.4594; 1.9: 526.5; 2: 16.7675; 2.1: 90.2509; 2.2: 204.7642; 2.3: 18.5788; 2.4: 18.5054; 2.5: 1.679
| 1 | 19.55 | 1: 109.1968; 1.1: 223.4422; 1.2: 0.29964; 1.3: 105.57; 1.4: 20.2216; 1.5: 223.4422; 1.6: 105.57; 1.7: 63.342; 1.8: 8.4594; 1.9: 527.85; 2: 16.8105; 2.1: 90.27; 2.2: 205.7721; 2.3: 18.6225; 2.4: 17.67; 2.5: 1.5991
| 1 | 19.6 | 1: 109.0016; 1.1: 223.613; 1.2: 0.29987; 1.3: 105.84; 1.4: 20.1855; 1.5: 223.613; 1.6: 105.84; 1.7: 63.504; 1.8: 8.4594; 1.9: 529.2; 2: 16.8535; 2.1: 90.2889; 2.2: 206.7825; 2.3: 18.6662; 2.4: 16.8305; 2.5: 1.5193
| 1 | 19.65 | 1: 108.8065; 1.1: 223.7822; 1.2: 0.3001; 1.3: 106.11; 1.4: 20.1493; 1.5: 223.7822; 1.6: 106.11; 1.7: 63.666; 1.8: 8.4594; 1.9: 530.55; 2: 16.8965; 2.1: 90.3079; 2.2: 207.7954; 2.3: 18.7099; 2.4: 15.9869; 2.5: 1.4395
| 1 | 19.7 | 1: 108.6115; 1.1: 223.9497; 1.2: 0.30032; 1.3: 106.38; 1.4: 20.1132; 1.5: 223.9497; 1.6: 106.38; 1.7: 63.828; 1.8: 8.4594; 1.9: 531.9; 2: 16.9395; 2.1: 90.3267; 2.2: 208.8106; 2.3: 18.7536; 2.4: 15.1391; 2.5: 1.3597
| 1 | 19.75 | 1: 108.4168; 1.1: 224.1156; 1.2: 0.30054; 1.3: 106.65; 1.4: 20.0772; 1.5: 224.1156; 1.6: 106.65; 1.7: 63.99; 1.8: 8.4594; 1.9: 533.25; 2: 16.9825; 2.1: 90.3455; 2.2: 209.8283; 2.3: 18.7973; 2.4: 14.2873; 2.5: 1.2799
| 1 | 19.8 | 1: 108.2222; 1.1: 224.2797; 1.2: 0.30076; 1.3: 106.92; 1.4: 20.0412; 1.5: 224.2797; 1.6: 106.92; 1.7: 64.152; 1.8: 8.4594; 1.9: 534.6; 2: 17.0255; 2.1: 90.3642; 2.2: 210.8484; 2.3: 18.841; 2.4: 13.4313; 2.5: 1.2002
| 1 | 19.85 | 1: 108.0278; 1.1: 224.4422; 1.2: 0.30098; 1.3: 107.19; 1.4: 20.0052; 1.5: 224.4422; 1.6: 107.19; 1.7: 64.314; 1.8: 8.4594; 1.9: 535.95; 2: 17.0685; 2.1: 90.3828; 2.2: 211.871; 2.3: 18.8846; 2.4: 12.5712; 2.5: 1.1205
| 1 | 19.9 | 1: 107.8336; 1.1: 224.603; 1.2: 0.3012; 1.3: 107.46; 1.4: 19.9692; 1.5: 224.603; 1.6: 107.46; 1.7: 64.476; 1.8: 8.4594; 1.9: 537.3; 2: 17.1115; 2.1: 90.4014; 2.2: 212.896; 2.3: 18.9283; 2.4: 11.707; 2.5: 1.0409
| 1 | 19.95 | 1: 107.6395; 1.1: 224.7621; 1.2: 0.30141; 1.3: 107.73; 1.4: 19.9332; 1.5: 224.7621; 1.6: 107.73; 1.7: 64.638; 1.8: 8.4594; 1.9: 538.65; 2: 17.1545; 2.1: 90.4198; 2.2: 213.9234; 2.3: 18.972; 2.4: 10.8387; 2.5: 0.96124
| 1 | 20 | 1: 107.4457; 1.1: 224.9196; 1.2: 0.30162; 1.3: 108; 1.4: 19.8973; 1.5: 224.9196; 1.6: 108; 1.7: 64.8; 1.8: 8.4594; 1.9: 540; 2: 17.1975; 2.1: 90.4382; 2.2: 214.9533; 2.3: 19.0157; 2.4: 9.9663; 2.5: 0.88166
| 1 | 20.05 | 1: 107.252; 1.1: 225.0754; 1.2: 0.30183; 1.3: 108.27; 1.4: 19.8615; 1.5: 225.0754; 1.6: 108.27; 1.7: 64.962; 1.8: 8.4594; 1.9: 541.35; 2: 17.2404; 2.1: 90.4566; 2.2: 215.9856; 2.3: 19.0594; 2.4: 9.0898; 2.5: 0.80211
| 1 | 20.1 | 1: 107.0584; 1.1: 225.2295; 1.2: 0.30204; 1.3: 108.54; 1.4: 19.8256; 1.5: 225.2295; 1.6: 108.54; 1.7: 65.124; 1.8: 8.4594; 1.9: 542.7; 2: 17.2834; 2.1: 90.4749; 2.2: 217.0204; 2.3: 19.103; 2.4: 8.2092; 2.5: 0.7226
| 1 | 20.15 | 1: 106.8651; 1.1: 225.382; 1.2: 0.30224; 1.3: 108.81; 1.4: 19.7898; 1.5: 225.382; 1.6: 108.81; 1.7: 65.286; 1.8: 8.4594; 1.9: 544.05; 2: 17.3264; 2.1: 90.4931; 2.2: 218.0575; 2.3: 19.1467; 2.4: 7.3245; 2.5: 0.64313
| 1 | 20.2 | 1: 106.6719; 1.1: 225.5328; 1.2: 0.30244; 1.3: 109.08; 1.4: 19.7541; 1.5: 225.5328; 1.6: 109.08; 1.7: 65.448; 1.8: 8.4594; 1.9: 545.4; 2: 17.3694; 2.1: 90.5112; 2.2: 219.0972; 2.3: 19.1904; 2.4: 6.4357; 2.5: 0.56369
| 1 | 20.25 | 1: 106.4789; 1.1: 225.682; 1.2: 0.30264; 1.3: 109.35; 1.4: 19.7183; 1.5: 225.682; 1.6: 109.35; 1.7: 65.61; 1.8: 8.4594; 1.9: 546.75; 2: 17.4124; 2.1: 90.5292; 2.2: 220.1392; 2.3: 19.234; 2.4: 5.5428; 2.5: 0.48428
| 1 | 20.3 | 1: 106.2861; 1.1: 225.8295; 1.2: 0.30284; 1.3: 109.62; 1.4: 19.6826; 1.5: 225.8295; 1.6: 109.62; 1.7: 65.772; 1.8: 8.4594; 1.9: 548.1; 2: 17.4554; 2.1: 90.5472; 2.2: 221.1837; 2.3: 19.2777; 2.4: 4.6458; 2.5: 0.40491
| 1 | 20.35 | 1: 106.0934; 1.1: 225.9754; 1.2: 0.30304; 1.3: 109.89; 1.4: 19.6469; 1.5: 225.9754; 1.6: 109.89; 1.7: 65.934; 1.8: 8.4594; 1.9: 549.45; 2: 17.4984; 2.1: 90.5651; 2.2: 222.2307; 2.3: 19.3214; 2.4: 3.7447; 2.5: 0.32558
| 1 | 20.4 | 1: 105.9009; 1.1: 226.1197; 1.2: 0.30323; 1.3: 110.16; 1.4: 19.6113; 1.5: 226.1197; 1.6: 110.16; 1.7: 66.096; 1.8: 8.4594; 1.9: 550.8; 2: 17.5414; 2.1: 90.583; 2.2: 223.2801; 2.3: 19.365; 2.4: 2.8396; 2.5: 0.24628
| 1 | 20.45 | 1: 105.7086; 1.1: 226.2623; 1.2: 0.30342; 1.3: 110.43; 1.4: 19.5757; 1.5: 226.2623; 1.6: 110.43; 1.7: 66.258; 1.8: 8.4594; 1.9: 552.15; 2: 17.5844; 2.1: 90.6008; 2.2: 224.3319; 2.3: 19.4087; 2.4: 1.9304; 2.5: 0.16701
| 1 | 20.5 | 1: 105.5165; 1.1: 226.4032; 1.2: 0.30361; 1.3: 110.7; 1.4: 19.5401; 1.5: 226.4032; 1.6: 110.7; 1.7: 66.42; 1.8: 8.4594; 1.9: 553.5; 2: 17.6274; 2.1: 90.6185; 2.2: 225.3862; 2.3: 19.4523; 2.4: 1.017; 2.5: 0.087778
| 2 | 20.55 | 1: 105.3245; 1.1: 226.5426; 1.2: 0.3038; 1.3: 110.97; 1.4: 19.5045; 1.5: 226.5426; 1.6: 110.97; 1.7: 66.582; 1.8: 8.4594; 1.9: 554.85; 2: 17.6704; 2.1: 90.6361; 2.2: 226.4429; 2.3: 19.496; 2.4: 0.099669; 2.5: 0.0085812
| 2 | 20.6 | 1: 105.1328; 1.1: 226.6803; 1.2: 0.30398; 1.3: 111.24; 1.4: 19.469; 1.5: 226.6803; 1.6: 111.24; 1.7: 66.744; 1.8: 8.4594; 1.9: 556.2; 2: 17.7134; 2.1: 90.6537; 2.2: 227.5021; 2.3: 19.5396; 2.4: -0.82178; 2.5: -0.070581
| 2 | 20.65 | 1: 104.9412; 1.1: 226.8163; 1.2: 0.30417; 1.3: 111.51; 1.4: 19.4336; 1.5: 226.8163; 1.6: 111.51; 1.7: 66.906; 1.8: 8.4594; 1.9: 557.55; 2: 17.7564; 2.1: 90.6712; 2.2: 228.5637; 2.3: 19.5833; 2.4: -1.7473; 2.5: -0.14971
| 2 | 20.7 | 1: 104.7497; 1.1: 226.9508; 1.2: 0.30435; 1.3: 111.78; 1.4: 19.3981; 1.5: 226.9508; 1.6: 111.78; 1.7: 67.068; 1.8: 8.4594; 1.9: 558.9; 2: 17.7994; 2.1: 90.6886; 2.2: 229.6277; 2.3: 19.6269; 2.4: -2.6769; 2.5: -0.2288
| 2 | 20.75 | 1: 104.5585; 1.1: 227.0836; 1.2: 0.30452; 1.3: 112.05; 1.4: 19.3627; 1.5: 227.0836; 1.6: 112.05; 1.7: 67.23; 1.8: 8.4594; 1.9: 560.25; 2: 17.8424; 2.1: 90.706; 2.2: 230.6942; 2.3: 19.6705; 2.4: -3.6106; 2.5: -0.30786
| 2 | 20.8 | 1: 104.3674; 1.1: 227.2148; 1.2: 0.3047; 1.3: 112.32; 1.4: 19.3273; 1.5: 227.2148; 1.6: 112.32; 1.7: 67.392; 1.8: 8.4594; 1.9: 561.6; 2: 17.8854; 2.1: 90.7233; 2.2: 231.7631; 2.3: 19.7142; 2.4: -4.5483; 2.5: -0.38688
| 2 | 20.85 | 1: 104.1765; 1.1: 227.3444; 1.2: 0.30487; 1.3: 112.59; 1.4: 19.292; 1.5: 227.3444; 1.6: 112.59; 1.7: 67.554; 1.8: 8.4594; 1.9: 562.95; 2: 17.9283; 2.1: 90.7405; 2.2: 232.8345; 2.3: 19.7578; 2.4: -5.49; 2.5: -0.46587
| 2 | 20.9 | 1: 103.9858; 1.1: 227.4724; 1.2: 0.30505; 1.3: 112.86; 1.4: 19.2566; 1.5: 227.4724; 1.6: 112.86; 1.7: 67.716; 1.8: 8.4594; 1.9: 564.3; 2: 17.9713; 2.1: 90.7576; 2.2: 233.9083; 2.3: 19.8015; 2.4: -6.4359; 2.5: -0.54483
| 2 | 20.95 | 1: 103.7953; 1.1: 227.5988; 1.2: 0.30522; 1.3: 113.13; 1.4: 19.2213; 1.5: 227.5988; 1.6: 113.13; 1.7: 67.878; 1.8: 8.4594; 1.9: 565.65; 2: 18.0143; 2.1: 90.7747; 2.2: 234.9846; 2.3: 19.8451; 2.4: -7.3858; 2.5: -0.62375
| 2 | 21 | 1: 103.6049; 1.1: 227.7236; 1.2: 0.30538; 1.3: 113.4; 1.4: 19.1861; 1.5: 227.7236; 1.6: 113.4; 1.7: 68.04; 1.8: 8.4594; 1.9: 567; 2: 18.0573; 2.1: 90.7918; 2.2: 236.0633; 2.3: 19.8887; 2.4: -8.3397; 2.5: -0.70264
| 2 | 21.05 | 1: 103.4147; 1.1: 227.8467; 1.2: 0.30555; 1.3: 113.67; 1.4: 19.1509; 1.5: 227.8467; 1.6: 113.67; 1.7: 68.202; 1.8: 8.4594; 1.9: 568.35; 2: 18.1003; 2.1: 90.8087; 2.2: 237.1445; 2.3: 19.9324; 2.4: -9.2977; 2.5: -0.78149
| 2 | 21.1 | 1: 103.2247; 1.1: 227.9683; 1.2: 0.30571; 1.3: 113.94; 1.4: 19.1157; 1.5: 227.9683; 1.6: 113.94; 1.7: 68.364; 1.8: 8.4594; 1.9: 569.7; 2: 18.1433; 2.1: 90.8256; 2.2: 238.2281; 2.3: 19.976; 2.4: -10.2597; 2.5: -0.8603
| 2 | 21.15 | 1: 103.0349; 1.1: 228.0883; 1.2: 0.30587; 1.3: 114.21; 1.4: 19.0805; 1.5: 228.0883; 1.6: 114.21; 1.7: 68.526; 1.8: 8.4594; 1.9: 571.05; 2: 18.1863; 2.1: 90.8424; 2.2: 239.3141; 2.3: 20.0196; 2.4: -11.2258; 2.5: -0.93909
| 2 | 21.2 | 1: 102.8452; 1.1: 228.2067; 1.2: 0.30603; 1.3: 114.48; 1.4: 19.0454; 1.5: 228.2067; 1.6: 114.48; 1.7: 68.688; 1.8: 8.4594; 1.9: 572.4; 2: 18.2293; 2.1: 90.8592; 2.2: 240.4026; 2.3: 20.0632; 2.4: -12.196; 2.5: -1.0178
| 2 | 21.25 | 1: 102.6557; 1.1: 228.3234; 1.2: 0.30619; 1.3: 114.75; 1.4: 19.0103; 1.5: 228.3234; 1.6: 114.75; 1.7: 68.85; 1.8: 8.4594; 1.9: 573.75; 2: 18.2723; 2.1: 90.8759; 2.2: 241.4936; 2.3: 20.1069; 2.4: -13.1701; 2.5: -1.0966
| 2 | 21.3 | 1: 102.4664; 1.1: 228.4386; 1.2: 0.30634; 1.3: 115.02; 1.4: 18.9753; 1.5: 228.4386; 1.6: 115.02; 1.7: 69.012; 1.8: 8.4594; 1.9: 575.1; 2: 18.3153; 2.1: 90.8925; 2.2: 242.587; 2.3: 20.1505; 2.4: -14.1483; 2.5: -1.1752
| 2 | 21.35 | 1: 102.2773; 1.1: 228.5522; 1.2: 0.30649; 1.3: 115.29; 1.4: 18.9402; 1.5: 228.5522; 1.6: 115.29; 1.7: 69.174; 1.8: 8.4594; 1.9: 576.45; 2: 18.3583; 2.1: 90.9091; 2.2: 243.6828; 2.3: 20.1941; 2.4: -15.1306; 2.5: -1.2539
| 2 | 21.4 | 1: 102.0883; 1.1: 228.6643; 1.2: 0.30664; 1.3: 115.56; 1.4: 18.9052; 1.5: 228.6643; 1.6: 115.56; 1.7: 69.336; 1.8: 8.4594; 1.9: 577.8; 2: 18.4013; 2.1: 90.9255; 2.2: 244.7811; 2.3: 20.2377; 2.4: -16.1168; 2.5: -1.3325
| 2 | 21.45 | 1: 101.8996; 1.1: 228.7747; 1.2: 0.30679; 1.3: 115.83; 1.4: 18.8703; 1.5: 228.7747; 1.6: 115.83; 1.7: 69.498; 1.8: 8.4594; 1.9: 579.15; 2: 18.4443; 2.1: 90.942; 2.2: 245.8819; 2.3: 20.2814; 2.4: -17.1071; 2.5: -1.4111
| 2 | 21.5 | 1: 101.711; 1.1: 228.8836; 1.2: 0.30694; 1.3: 116.1; 1.4: 18.8354; 1.5: 228.8836; 1.6: 116.1; 1.7: 69.66; 1.8: 8.4594; 1.9: 580.5; 2: 18.4873; 2.1: 90.9583; 2.2: 246.9851; 2.3: 20.325; 2.4: -18.1015; 2.5: -1.4896
| 2 | 21.55 | 1: 101.5226; 1.1: 228.9909; 1.2: 0.30708; 1.3: 116.37; 1.4: 18.8005; 1.5: 228.9909; 1.6: 116.37; 1.7: 69.822; 1.8: 8.4594; 1.9: 581.85; 2: 18.5303; 2.1: 90.9746; 2.2: 248.0907; 2.3: 20.3686; 2.4: -19.0998; 2.5: -1.5681
| 2 | 21.6 | 1: 101.3343; 1.1: 229.0966; 1.2: 0.30722; 1.3: 116.64; 1.4: 18.7656; 1.5: 229.0966; 1.6: 116.64; 1.7: 69.984; 1.8: 8.4594; 1.9: 583.2; 2: 18.5732; 2.1: 90.9909; 2.2: 249.1988; 2.3: 20.4122; 2.4: -20.1022; 2.5: -1.6466
| 2 | 21.65 | 1: 101.1463; 1.1: 229.2008; 1.2: 0.30736; 1.3: 116.91; 1.4: 18.7308; 1.5: 229.2008; 1.6: 116.91; 1.7: 70.146; 1.8: 8.4594; 1.9: 584.55; 2: 18.6162; 2.1: 91.007; 2.2: 250.3094; 2.3: 20.4558; 2.4: -21.1086; 2.5: -1.725
| 2 | 21.7 | 1: 100.9584; 1.1: 229.3034; 1.2: 0.3075; 1.3: 117.18; 1.4: 18.696; 1.5: 229.3034; 1.6: 117.18; 1.7: 70.308; 1.8: 8.4594; 1.9: 585.9; 2: 18.6592; 2.1: 91.0231; 2.2: 251.4224; 2.3: 20.4994; 2.4: -22.119; 2.5: -1.8034
| 2 | 21.75 | 1: 100.7707; 1.1: 229.4044; 1.2: 0.30764; 1.3: 117.45; 1.4: 18.6612; 1.5: 229.4044; 1.6: 117.45; 1.7: 70.47; 1.8: 8.4594; 1.9: 587.25; 2: 18.7022; 2.1: 91.0392; 2.2: 252.5378; 2.3: 20.5431; 2.4: -23.1334; 2.5: -1.8818
| 2 | 21.8 | 1: 100.5831; 1.1: 229.5039; 1.2: 0.30777; 1.3: 117.72; 1.4: 18.6265; 1.5: 229.5039; 1.6: 117.72; 1.7: 70.632; 1.8: 8.4594; 1.9: 588.6; 2: 18.7452; 2.1: 91.0552; 2.2: 253.6558; 2.3: 20.5867; 2.4: -24.1519; 2.5: -1.9602
| 2 | 21.85 | 1: 100.3958; 1.1: 229.6018; 1.2: 0.3079; 1.3: 117.99; 1.4: 18.5918; 1.5: 229.6018; 1.6: 117.99; 1.7: 70.794; 1.8: 8.4594; 1.9: 589.95; 2: 18.7882; 2.1: 91.0711; 2.2: 254.7761; 2.3: 20.6303; 2.4: -25.1743; 2.5: -2.0385
| 2 | 21.9 | 1: 100.2086; 1.1: 229.6982; 1.2: 0.30803; 1.3: 118.26; 1.4: 18.5572; 1.5: 229.6982; 1.6: 118.26; 1.7: 70.956; 1.8: 8.4594; 1.9: 591.3; 2: 18.8312; 2.1: 91.0869; 2.2: 255.899; 2.3: 20.6739; 2.4: -26.2008; 2.5: -2.1167
| 2 | 21.95 | 1: 100.0216; 1.1: 229.793; 1.2: 0.30816; 1.3: 118.53; 1.4: 18.5225; 1.5: 229.793; 1.6: 118.53; 1.7: 71.118; 1.8: 8.4594; 1.9: 592.65; 2: 18.8742; 2.1: 91.1027; 2.2: 257.0242; 2.3: 20.7175; 2.4: -27.2312; 2.5: -2.195
| 2 | 22 | 1: 99.8348; 1.1: 229.8863; 1.2: 0.30828; 1.3: 118.8; 1.4: 18.4879; 1.5: 229.8863; 1.6: 118.8; 1.7: 71.28; 1.8: 8.4594; 1.9: 594; 2: 18.9172; 2.1: 91.1184; 2.2: 258.152; 2.3: 20.7611; 2.4: -28.2657; 2.5: -2.2732
| 2 | 22.05 | 1: 99.6482; 1.1: 229.978; 1.2: 0.30841; 1.3: 119.07; 1.4: 18.4534; 1.5: 229.978; 1.6: 119.07; 1.7: 71.442; 1.8: 8.4594; 1.9: 595.35; 2: 18.9602; 2.1: 91.1341; 2.2: 259.2822; 2.3: 20.8047; 2.4: -29.3042; 2.5: -2.3514
| 2 | 22.1 | 1: 99.4617; 1.1: 230.0682; 1.2: 0.30853; 1.3: 119.34; 1.4: 18.4188; 1.5: 230.0682; 1.6: 119.34; 1.7: 71.604; 1.8: 8.4594; 1.9: 596.7; 2: 19.0032; 2.1: 91.1497; 2.2: 260.4148; 2.3: 20.8483; 2.4: -30.3466; 2.5: -2.4295
| 2 | 22.15 | 1: 99.2754; 1.1: 230.1569; 1.2: 0.30865; 1.3: 119.61; 1.4: 18.3843; 1.5: 230.1569; 1.6: 119.61; 1.7: 71.766; 1.8: 8.4594; 1.9: 598.05; 2: 19.0462; 2.1: 91.1652; 2.2: 261.5499; 2.3: 20.8919; 2.4: -31.3931; 2.5: -2.5076
| 2 | 22.2 | 1: 99.0893; 1.1: 230.244; 1.2: 0.30876; 1.3: 119.88; 1.4: 18.3499; 1.5: 230.244; 1.6: 119.88; 1.7: 71.928; 1.8: 8.4594; 1.9: 599.4; 2: 19.0892; 2.1: 91.1807; 2.2: 262.6875; 2.3: 20.9355; 2.4: -32.4435; 2.5: -2.5857
| 2 | 22.25 | 1: 98.9034; 1.1: 230.3296; 1.2: 0.30888; 1.3: 120.15; 1.4: 18.3154; 1.5: 230.3296; 1.6: 120.15; 1.7: 72.09; 1.8: 8.4594; 1.9: 600.75; 2: 19.1322; 2.1: 91.1961; 2.2: 263.8275; 2.3: 20.9792; 2.4: -33.4979; 2.5: -2.6637
| 2 | 22.3 | 1: 98.7177; 1.1: 230.4136; 1.2: 0.30899; 1.3: 120.42; 1.4: 18.281; 1.5: 230.4136; 1.6: 120.42; 1.7: 72.252; 1.8: 8.4594; 1.9: 602.1; 2: 19.1752; 2.1: 91.2114; 2.2: 264.97; 2.3: 21.0228; 2.4: -34.5564; 2.5: -2.7417
| 2 | 22.35 | 1: 98.5321; 1.1: 230.4961; 1.2: 0.3091; 1.3: 120.69; 1.4: 18.2467; 1.5: 230.4961; 1.6: 120.69; 1.7: 72.414; 1.8: 8.4594; 1.9: 603.45; 2: 19.2182; 2.1: 91.2267; 2.2: 266.1149; 2.3: 21.0664; 2.4: -35.6188; 2.5: -2.8197
| 2 | 22.4 | 1: 98.3467; 1.1: 230.5771; 1.2: 0.30921; 1.3: 120.96; 1.4: 18.2124; 1.5: 230.5771; 1.6: 120.96; 1.7: 72.576; 1.8: 8.4594; 1.9: 604.8; 2: 19.2611; 2.1: 91.242; 2.2: 267.2623; 2.3: 21.11; 2.4: -36.6852; 2.5: -2.8976
| 2 | 22.45 | 1: 98.1615; 1.1: 230.6566; 1.2: 0.30932; 1.3: 121.23; 1.4: 18.1781; 1.5: 230.6566; 1.6: 121.23; 1.7: 72.738; 1.8: 8.4594; 1.9: 606.15; 2: 19.3041; 2.1: 91.2571; 2.2: 268.4122; 2.3: 21.1536; 2.4: -37.7555; 2.5: -2.9755
| 2 | 22.5 | 1: 97.9765; 1.1: 230.7346; 1.2: 0.30942; 1.3: 121.5; 1.4: 18.1438; 1.5: 230.7346; 1.6: 121.5; 1.7: 72.9; 1.8: 8.4594; 1.9: 607.5; 2: 19.3471; 2.1: 91.2722; 2.2: 269.5645; 2.3: 21.1972; 2.4: -38.8299; 2.5: -3.0534
| 2 | 22.55 | 1: 97.7916; 1.1: 230.8111; 1.2: 0.30952; 1.3: 121.77; 1.4: 18.1096; 1.5: 230.8111; 1.6: 121.77; 1.7: 73.062; 1.8: 8.4594; 1.9: 608.85; 2: 19.3901; 2.1: 91.2873; 2.2: 270.7193; 2.3: 21.2408; 2.4: -39.9082; 2.5: -3.1312
| 2 | 22.6 | 1: 97.607; 1.1: 230.886; 1.2: 0.30962; 1.3: 122.04; 1.4: 18.0754; 1.5: 230.886; 1.6: 122.04; 1.7: 73.224; 1.8: 8.4594; 1.9: 610.2; 2: 19.4331; 2.1: 91.3022; 2.2: 271.8765; 2.3: 21.2844; 2.4: -40.9905; 2.5: -3.209
| 2 | 22.65 | 1: 97.4225; 1.1: 230.9594; 1.2: 0.30972; 1.3: 122.31; 1.4: 18.0412; 1.5: 230.9594; 1.6: 122.31; 1.7: 73.386; 1.8: 8.4594; 1.9: 611.55; 2: 19.4761; 2.1: 91.3172; 2.2: 273.0362; 2.3: 21.328; 2.4: -42.0768; 2.5: -3.2868
| 2 | 22.7 | 1: 97.2382; 1.1: 231.0314; 1.2: 0.30982; 1.3: 122.58; 1.4: 18.0071; 1.5: 231.0314; 1.6: 122.58; 1.7: 73.548; 1.8: 8.4594; 1.9: 612.9; 2: 19.5191; 2.1: 91.332; 2.2: 274.1984; 2.3: 21.3716; 2.4: -43.167; 2.5: -3.3645
| 2 | 22.75 | 1: 97.054; 1.1: 231.1018; 1.2: 0.30991; 1.3: 122.85; 1.4: 17.973; 1.5: 231.1018; 1.6: 122.85; 1.7: 73.71; 1.8: 8.4594; 1.9: 614.25; 2: 19.5621; 2.1: 91.3468; 2.2: 275.363; 2.3: 21.4152; 2.4: -44.2612; 2.5: -3.4422
| 2 | 22.8 | 1: 96.8701; 1.1: 231.1707; 1.2: 0.31001; 1.3: 123.12; 1.4: 17.9389; 1.5: 231.1707; 1.6: 123.12; 1.7: 73.872; 1.8: 8.4594; 1.9: 615.6; 2: 19.6051; 2.1: 91.3616; 2.2: 276.5301; 2.3: 21.4588; 2.4: -45.3594; 2.5: -3.5199
| 2 | 22.85 | 1: 96.6863; 1.1: 231.2382; 1.2: 0.3101; 1.3: 123.39; 1.4: 17.9049; 1.5: 231.2382; 1.6: 123.39; 1.7: 74.034; 1.8: 8.4594; 1.9: 616.95; 2: 19.6481; 2.1: 91.3763; 2.2: 277.6997; 2.3: 21.5024; 2.4: -46.4615; 2.5: -3.5975
| 2 | 22.9 | 1: 96.5027; 1.1: 231.3041; 1.2: 0.31018; 1.3: 123.66; 1.4: 17.8709; 1.5: 231.3041; 1.6: 123.66; 1.7: 74.196; 1.8: 8.4594; 1.9: 618.3; 2: 19.6911; 2.1: 91.3909; 2.2: 278.8717; 2.3: 21.546; 2.4: -47.5676; 2.5: -3.6751
| 2 | 22.95 | 1: 96.3193; 1.1: 231.3685; 1.2: 0.31027; 1.3: 123.93; 1.4: 17.8369; 1.5: 231.3685; 1.6: 123.93; 1.7: 74.358; 1.8: 8.4594; 1.9: 619.65; 2: 19.7341; 2.1: 91.4054; 2.2: 280.0462; 2.3: 21.5896; 2.4: -48.6776; 2.5: -3.7527
| 2 | 23 | 1: 96.136; 1.1: 231.4315; 1.2: 0.31035; 1.3: 124.2; 1.4: 17.803; 1.5: 231.4315; 1.6: 124.2; 1.7: 74.52; 1.8: 8.4594; 1.9: 621; 2: 19.7771; 2.1: 91.4199; 2.2: 281.2231; 2.3: 21.6332; 2.4: -49.7916; 2.5: -3.8302
| 2 | 23.05 | 1: 95.953; 1.1: 231.493; 1.2: 0.31044; 1.3: 124.47; 1.4: 17.7691; 1.5: 231.493; 1.6: 124.47; 1.7: 74.682; 1.8: 8.4594; 1.9: 622.35; 2: 19.8201; 2.1: 91.4344; 2.2: 282.4025; 2.3: 21.6768; 2.4: -50.9095; 2.5: -3.9077
| 2 | 23.1 | 1: 95.7701; 1.1: 231.553; 1.2: 0.31052; 1.3: 124.74; 1.4: 17.7352; 1.5: 231.553; 1.6: 124.74; 1.7: 74.844; 1.8: 8.4594; 1.9: 623.7; 2: 19.8631; 2.1: 91.4488; 2.2: 283.5844; 2.3: 21.7204; 2.4: -52.0314; 2.5: -3.9852
| 2 | 23.15 | 1: 95.5874; 1.1: 231.6115; 1.2: 0.3106; 1.3: 125.01; 1.4: 17.7014; 1.5: 231.6115; 1.6: 125.01; 1.7: 75.006; 1.8: 8.4594; 1.9: 625.05; 2: 19.9061; 2.1: 91.4631; 2.2: 284.7688; 2.3: 21.764; 2.4: -53.1573; 2.5: -4.0627
| 2 | 23.2 | 1: 95.4049; 1.1: 231.6685; 1.2: 0.31067; 1.3: 125.28; 1.4: 17.6676; 1.5: 231.6685; 1.6: 125.28; 1.7: 75.168; 1.8: 8.4594; 1.9: 626.4; 2: 19.949; 2.1: 91.4774; 2.2: 285.9556; 2.3: 21.8076; 2.4: -54.287; 2.5: -4.1401
| 2 | 23.25 | 1: 95.2226; 1.1: 231.7241; 1.2: 0.31075; 1.3: 125.55; 1.4: 17.6338; 1.5: 231.7241; 1.6: 125.55; 1.7: 75.33; 1.8: 8.4594; 1.9: 627.75; 2: 19.992; 2.1: 91.4916; 2.2: 287.1448; 2.3: 21.8512; 2.4: -55.4208; 2.5: -4.2174
| 2 | 23.3 | 1: 95.0404; 1.1: 231.7782; 1.2: 0.31082; 1.3: 125.82; 1.4: 17.6001; 1.5: 231.7782; 1.6: 125.82; 1.7: 75.492; 1.8: 8.4594; 1.9: 629.1; 2: 20.035; 2.1: 91.5057; 2.2: 288.3366; 2.3: 21.8948; 2.4: -56.5584; 2.5: -4.2948
| 2 | 23.35 | 1: 94.8584; 1.1: 231.8308; 1.2: 0.31089; 1.3: 126.09; 1.4: 17.5664; 1.5: 231.8308; 1.6: 126.09; 1.7: 75.654; 1.8: 8.4594; 1.9: 630.45; 2: 20.078; 2.1: 91.5198; 2.2: 289.5308; 2.3: 21.9384; 2.4: -57.7; 2.5: -4.3721
| 2 | 23.4 | 1: 94.6766; 1.1: 231.882; 1.2: 0.31096; 1.3: 126.36; 1.4: 17.5327; 1.5: 231.882; 1.6: 126.36; 1.7: 75.816; 1.8: 8.4594; 1.9: 631.8; 2: 20.121; 2.1: 91.5339; 2.2: 290.7275; 2.3: 21.982; 2.4: -58.8455; 2.5: -4.4493
| 2 | 23.45 | 1: 94.495; 1.1: 231.9317; 1.2: 0.31103; 1.3: 126.63; 1.4: 17.4991; 1.5: 231.9317; 1.6: 126.63; 1.7: 75.978; 1.8: 8.4594; 1.9: 633.15; 2: 20.164; 2.1: 91.5479; 2.2: 291.9267; 2.3: 22.0257; 2.4: -59.995; 2.5: -4.5266
| 2 | 23.5 | 1: 94.3136; 1.1: 231.9799; 1.2: 0.31109; 1.3: 126.9; 1.4: 17.4655; 1.5: 231.9799; 1.6: 126.9; 1.7: 76.14; 1.8: 8.4594; 1.9: 634.5; 2: 20.207; 2.1: 91.5618; 2.2: 293.1283; 2.3: 22.0693; 2.4: -61.1484; 2.5: -4.6038
| 2 | 23.55 | 1: 94.1323; 1.1: 232.0267; 1.2: 0.31115; 1.3: 127.17; 1.4: 17.4319; 1.5: 232.0267; 1.6: 127.17; 1.7: 76.302; 1.8: 8.4594; 1.9: 635.85; 2: 20.25; 2.1: 91.5757; 2.2: 294.3324; 2.3: 22.1129; 2.4: -62.3057; 2.5: -4.681
| 2 | 23.6 | 1: 93.9512; 1.1: 232.072; 1.2: 0.31121; 1.3: 127.44; 1.4: 17.3984; 1.5: 232.072; 1.6: 127.44; 1.7: 76.464; 1.8: 8.4594; 1.9: 637.2; 2: 20.293; 2.1: 91.5895; 2.2: 295.539; 2.3: 22.1565; 2.4: -63.4669; 2.5: -4.7581
| 2 | 23.65 | 1: 93.7703; 1.1: 232.1159; 1.2: 0.31127; 1.3: 127.71; 1.4: 17.3649; 1.5: 232.1159; 1.6: 127.71; 1.7: 76.626; 1.8: 8.4594; 1.9: 638.55; 2: 20.336; 2.1: 91.6032; 2.2: 296.748; 2.3: 22.2001; 2.4: -64.6321; 2.5: -4.8352
| 2 | 23.7 | 1: 93.5896; 1.1: 232.1583; 1.2: 0.31133; 1.3: 127.98; 1.4: 17.3314; 1.5: 232.1583; 1.6: 127.98; 1.7: 76.788; 1.8: 8.4594; 1.9: 639.9; 2: 20.379; 2.1: 91.6169; 2.2: 297.9595; 2.3: 22.2437; 2.4: -65.8012; 2.5: -4.9123
| 2 | 23.75 | 1: 93.4091; 1.1: 232.1993; 1.2: 0.31138; 1.3: 128.25; 1.4: 17.298; 1.5: 232.1993; 1.6: 128.25; 1.7: 76.95; 1.8: 8.4594; 1.9: 641.25; 2: 20.422; 2.1: 91.6306; 2.2: 299.1735; 2.3: 22.2873; 2.4: -66.9742; 2.5: -4.9893
| 2 | 23.8 | 1: 93.2287; 1.1: 232.2389; 1.2: 0.31144; 1.3: 128.52; 1.4: 17.2646; 1.5: 232.2389; 1.6: 128.52; 1.7: 77.112; 1.8: 8.4594; 1.9: 642.6; 2: 20.465; 2.1: 91.6441; 2.2: 300.39; 2.3: 22.3309; 2.4: -68.1511; 2.5: -5.0663
| 2 | 23.85 | 1: 93.0485; 1.1: 232.277; 1.2: 0.31149; 1.3: 128.79; 1.4: 17.2312; 1.5: 232.277; 1.6: 128.79; 1.7: 77.274; 1.8: 8.4594; 1.9: 643.95; 2: 20.508; 2.1: 91.6577; 2.2: 301.6089; 2.3: 22.3745; 2.4: -69.3319; 2.5: -5.1433
| 2 | 23.9 | 1: 92.8685; 1.1: 232.3137; 1.2: 0.31154; 1.3: 129.06; 1.4: 17.1979; 1.5: 232.3137; 1.6: 129.06; 1.7: 77.436; 1.8: 8.4594; 1.9: 645.3; 2: 20.551; 2.1: 91.6712; 2.2: 302.8303; 2.3: 22.4181; 2.4: -70.5166; 2.5: -5.2203
| 2 | 23.95 | 1: 92.6887; 1.1: 232.3489; 1.2: 0.31159; 1.3: 129.33; 1.4: 17.1646; 1.5: 232.3489; 1.6: 129.33; 1.7: 77.598; 1.8: 8.4594; 1.9: 646.65; 2: 20.5939; 2.1: 91.6846; 2.2: 304.0542; 2.3: 22.4617; 2.4: -71.7053; 2.5: -5.2972
| 2 | 24 | 1: 92.509; 1.1: 232.3827; 1.2: 0.31163; 1.3: 129.6; 1.4: 17.1313; 1.5: 232.3827; 1.6: 129.6; 1.7: 77.76; 1.8: 8.4594; 1.9: 648; 2: 20.6369; 2.1: 91.6979; 2.2: 305.2806; 2.3: 22.5053; 2.4: -72.8978; 2.5: -5.374
| 2 | 24.05 | 1: 92.3296; 1.1: 232.4151; 1.2: 0.31167; 1.3: 129.87; 1.4: 17.0981; 1.5: 232.4151; 1.6: 129.87; 1.7: 77.922; 1.8: 8.4594; 1.9: 649.35; 2: 20.6799; 2.1: 91.7113; 2.2: 306.5094; 2.3: 22.549; 2.4: -74.0943; 2.5: -5.4509
| 2 | 24.1 | 1: 92.1503; 1.1: 232.4461; 1.2: 0.31172; 1.3: 130.14; 1.4: 17.0649; 1.5: 232.4461; 1.6: 130.14; 1.7: 78.084; 1.8: 8.4594; 1.9: 650.7; 2: 20.7229; 2.1: 91.7245; 2.2: 307.7407; 2.3: 22.5926; 2.4: -75.2946; 2.5: -5.5277
| 2 | 24.15 | 1: 91.9712; 1.1: 232.4756; 1.2: 0.31175; 1.3: 130.41; 1.4: 17.0317; 1.5: 232.4756; 1.6: 130.41; 1.7: 78.246; 1.8: 8.4594; 1.9: 652.05; 2: 20.7659; 2.1: 91.7377; 2.2: 308.9745; 2.3: 22.6362; 2.4: -76.4989; 2.5: -5.6045
| 2 | 24.2 | 1: 91.7923; 1.1: 232.5038; 1.2: 0.31179; 1.3: 130.68; 1.4: 16.9986; 1.5: 232.5038; 1.6: 130.68; 1.7: 78.408; 1.8: 8.4594; 1.9: 653.4; 2: 20.8089; 2.1: 91.7509; 2.2: 310.2108; 2.3: 22.6798; 2.4: -77.707; 2.5: -5.6812
| 2 | 24.25 | 1: 91.6136; 1.1: 232.5305; 1.2: 0.31183; 1.3: 130.95; 1.4: 16.9655; 1.5: 232.5305; 1.6: 130.95; 1.7: 78.57; 1.8: 8.4594; 1.9: 654.75; 2: 20.8519; 2.1: 91.764; 2.2: 311.4495; 2.3: 22.7234; 2.4: -78.919; 2.5: -5.758
| 2 | 24.3 | 1: 91.435; 1.1: 232.5558; 1.2: 0.31186; 1.3: 131.22; 1.4: 16.9324; 1.5: 232.5558; 1.6: 131.22; 1.7: 78.732; 1.8: 8.4594; 1.9: 656.1; 2: 20.8949; 2.1: 91.777; 2.2: 312.6907; 2.3: 22.767; 2.4: -80.135; 2.5: -5.8346
| 2 | 24.35 | 1: 91.2566; 1.1: 232.5796; 1.2: 0.31189; 1.3: 131.49; 1.4: 16.8994; 1.5: 232.5796; 1.6: 131.49; 1.7: 78.894; 1.8: 8.4594; 1.9: 657.45; 2: 20.9379; 2.1: 91.79; 2.2: 313.9344; 2.3: 22.8107; 2.4: -81.3548; 2.5: -5.9113
| 2 | 24.4 | 1: 91.0784; 1.1: 232.6021; 1.2: 0.31192; 1.3: 131.76; 1.4: 16.8664; 1.5: 232.6021; 1.6: 131.76; 1.7: 79.056; 1.8: 8.4594; 1.9: 658.8; 2: 20.9809; 2.1: 91.8029; 2.2: 315.1806; 2.3: 22.8543; 2.4: -82.5785; 2.5: -5.9879
| 2 | 24.45 | 1: 90.9004; 1.1: 232.6232; 1.2: 0.31195; 1.3: 132.03; 1.4: 16.8334; 1.5: 232.6232; 1.6: 132.03; 1.7: 79.218; 1.8: 8.4594; 1.9: 660.15; 2: 21.0239; 2.1: 91.8158; 2.2: 316.4293; 2.3: 22.8979; 2.4: -83.8061; 2.5: -6.0645
| 2 | 24.5 | 1: 90.7226; 1.1: 232.6429; 1.2: 0.31198; 1.3: 132.3; 1.4: 16.8005; 1.5: 232.6429; 1.6: 132.3; 1.7: 79.38; 1.8: 8.4594; 1.9: 661.5; 2: 21.0669; 2.1: 91.8286; 2.2: 317.6804; 2.3: 22.9415; 2.4: -85.0375; 2.5: -6.141
| 2 | 24.55 | 1: 90.5449; 1.1: 232.6612; 1.2: 0.312; 1.3: 132.57; 1.4: 16.7676; 1.5: 232.6612; 1.6: 132.57; 1.7: 79.542; 1.8: 8.4594; 1.9: 662.85; 2: 21.1099; 2.1: 91.8414; 2.2: 318.934; 2.3: 22.9851; 2.4: -86.2729; 2.5: -6.2176
| 2 | 24.6 | 1: 90.3674; 1.1: 232.678; 1.2: 0.31203; 1.3: 132.84; 1.4: 16.7347; 1.5: 232.678; 1.6: 132.84; 1.7: 79.704; 1.8: 8.4594; 1.9: 664.2; 2: 21.1529; 2.1: 91.8541; 2.2: 320.1901; 2.3: 23.0288; 2.4: -87.5121; 2.5: -6.2941
| 2 | 24.65 | 1: 90.1901; 1.1: 232.6935; 1.2: 0.31205; 1.3: 133.11; 1.4: 16.7019; 1.5: 232.6935; 1.6: 133.11; 1.7: 79.866; 1.8: 8.4594; 1.9: 665.55; 2: 21.1959; 2.1: 91.8668; 2.2: 321.4487; 2.3: 23.0724; 2.4: -88.7552; 2.5: -6.3705
| 2 | 24.7 | 1: 90.013; 1.1: 232.7076; 1.2: 0.31207; 1.3: 133.38; 1.4: 16.6691; 1.5: 232.7076; 1.6: 133.38; 1.7: 80.028; 1.8: 8.4594; 1.9: 666.9; 2: 21.2389; 2.1: 91.8794; 2.2: 322.7097; 2.3: 23.116; 2.4: -90.0021; 2.5: -6.4469
| 2 | 24.75 | 1: 89.8361; 1.1: 232.7203; 1.2: 0.31208; 1.3: 133.65; 1.4: 16.6363; 1.5: 232.7203; 1.6: 133.65; 1.7: 80.19; 1.8: 8.4594; 1.9: 668.25; 2: 21.2818; 2.1: 91.892; 2.2: 323.9733; 2.3: 23.1596; 2.4: -91.253; 2.5: -6.5233
| 2 | 24.8 | 1: 89.6593; 1.1: 232.7317; 1.2: 0.3121; 1.3: 133.92; 1.4: 16.6036; 1.5: 232.7317; 1.6: 133.92; 1.7: 80.352; 1.8: 8.4594; 1.9: 669.6; 2: 21.3248; 2.1: 91.9045; 2.2: 325.2393; 2.3: 23.2033; 2.4: -92.5077; 2.5: -6.5997
| 2 | 24.85 | 1: 89.4827; 1.1: 232.7416; 1.2: 0.31211; 1.3: 134.19; 1.4: 16.5709; 1.5: 232.7416; 1.6: 134.19; 1.7: 80.514; 1.8: 8.4594; 1.9: 670.95; 2: 21.3678; 2.1: 91.9169; 2.2: 326.5078; 2.3: 23.2469; 2.4: -93.7662; 2.5: -6.676
| 2 | 24.9 | 1: 89.3063; 1.1: 232.7502; 1.2: 0.31212; 1.3: 134.46; 1.4: 16.5382; 1.5: 232.7502; 1.6: 134.46; 1.7: 80.676; 1.8: 8.4594; 1.9: 672.3; 2: 21.4108; 2.1: 91.9293; 2.2: 327.7788; 2.3: 23.2905; 2.4: -95.0286; 2.5: -6.7523
| 2 | 24.95 | 1: 89.1301; 1.1: 232.7574; 1.2: 0.31213; 1.3: 134.73; 1.4: 16.5056; 1.5: 232.7574; 1.6: 134.73; 1.7: 80.838; 1.8: 8.4594; 1.9: 673.65; 2: 21.4538; 2.1: 91.9417; 2.2: 329.0523; 2.3: 23.3342; 2.4: -96.2949; 2.5: -6.8286
| 2 | 25 | 1: 88.9541; 1.1: 232.7632; 1.2: 0.31214; 1.3: 135; 1.4: 16.473; 1.5: 232.7632; 1.6: 135; 1.7: 81; 1.8: 8.4594; 1.9: 675; 2: 21.4968; 2.1: 91.954; 2.2: 330.3283; 2.3: 23.3778; 2.4: -97.5651; 2.5: -6.9048
| 2 | 25.05 | 1: 88.7782; 1.1: 232.7676; 1.2: 0.31215; 1.3: 135.27; 1.4: 16.4404; 1.5: 232.7676; 1.6: 135.27; 1.7: 81.162; 1.8: 8.4594; 1.9: 676.35; 2: 21.5398; 2.1: 91.9662; 2.2: 331.6067; 2.3: 23.4214; 2.4: -98.8391; 2.5: -6.981
| 2 | 25.1 | 1: 88.6026; 1.1: 232.7707; 1.2: 0.31215; 1.3: 135.54; 1.4: 16.4079; 1.5: 232.7707; 1.6: 135.54; 1.7: 81.324; 1.8: 8.4594; 1.9: 677.7; 2: 21.5828; 2.1: 91.9784; 2.2: 332.8876; 2.3: 23.4651; 2.4: -100.1169; 2.5: -7.0572
| 2 | 25.15 | 1: 88.4271; 1.1: 232.7725; 1.2: 0.31215; 1.3: 135.81; 1.4: 16.3754; 1.5: 232.7725; 1.6: 135.81; 1.7: 81.486; 1.8: 8.4594; 1.9: 679.05; 2: 21.6258; 2.1: 91.9906; 2.2: 334.1711; 2.3: 23.5087; 2.4: -101.3986; 2.5: -7.1333
| 2 | 25.2 | 1: 88.2518; 1.1: 232.7728; 1.2: 0.31215; 1.3: 136.08; 1.4: 16.3429; 1.5: 232.7728; 1.6: 136.08; 1.7: 81.648; 1.8: 8.4594; 1.9: 680.4; 2: 21.6688; 2.1: 92.0027; 2.2: 335.457; 2.3: 23.5523; 2.4: -102.6842; 2.5: -7.2094
| 2 | 25.25 | 1: 88.0766; 1.1: 232.7718; 1.2: 0.31215; 1.3: 136.35; 1.4: 16.3105; 1.5: 232.7718; 1.6: 136.35; 1.7: 81.81; 1.8: 8.4594; 1.9: 681.75; 2: 21.7118; 2.1: 92.0147; 2.2: 336.7454; 2.3: 23.596; 2.4: -103.9736; 2.5: -7.2855
| 2 | 25.3 | 1: 87.9017; 1.1: 232.7695; 1.2: 0.31215; 1.3: 136.62; 1.4: 16.2781; 1.5: 232.7695; 1.6: 136.62; 1.7: 81.972; 1.8: 8.4594; 1.9: 683.1; 2: 21.7548; 2.1: 92.0267; 2.2: 338.0363; 2.3: 23.6396; 2.4: -105.2668; 2.5: -7.3615
| 2 | 25.35 | 1: 87.7269; 1.1: 232.7658; 1.2: 0.31214; 1.3: 136.89; 1.4: 16.2457; 1.5: 232.7658; 1.6: 136.89; 1.7: 82.134; 1.8: 8.4594; 1.9: 684.45; 2: 21.7978; 2.1: 92.0387; 2.2: 339.3296; 2.3: 23.6833; 2.4: -106.5639; 2.5: -7.4375
| 2 | 25.4 | 1: 87.5523; 1.1: 232.7607; 1.2: 0.31214; 1.3: 137.16; 1.4: 16.2134; 1.5: 232.7607; 1.6: 137.16; 1.7: 82.296; 1.8: 8.4594; 1.9: 685.8; 2: 21.8408; 2.1: 92.0506; 2.2: 340.6255; 2.3: 23.7269; 2.4: -107.8648; 2.5: -7.5135
| 2 | 25.45 | 1: 87.3779; 1.1: 232.7543; 1.2: 0.31213; 1.3: 137.43; 1.4: 16.1811; 1.5: 232.7543; 1.6: 137.43; 1.7: 82.458; 1.8: 8.4594; 1.9: 687.15; 2: 21.8838; 2.1: 92.0624; 2.2: 341.9238; 2.3: 23.7706; 2.4: -109.1695; 2.5: -7.5895
| 2 | 25.5 | 1: 87.2037; 1.1: 232.7466; 1.2: 0.31212; 1.3: 137.7; 1.4: 16.1488; 1.5: 232.7466; 1.6: 137.7; 1.7: 82.62; 1.8: 8.4594; 1.9: 688.5; 2: 21.9268; 2.1: 92.0742; 2.2: 343.2247; 2.3: 23.8142; 2.4: -110.4781; 2.5: -7.6654
| 2 | 25.55 | 1: 87.0296; 1.1: 232.7375; 1.2: 0.31211; 1.3: 137.97; 1.4: 16.1166; 1.5: 232.7375; 1.6: 137.97; 1.7: 82.782; 1.8: 8.4594; 1.9: 689.85; 2: 21.9697; 2.1: 92.086; 2.2: 344.528; 2.3: 23.8579; 2.4: -111.7905; 2.5: -7.7413
| 2 | 25.6 | 1: 86.8557; 1.1: 232.727; 1.2: 0.31209; 1.3: 138.24; 1.4: 16.0844; 1.5: 232.727; 1.6: 138.24; 1.7: 82.944; 1.8: 8.4594; 1.9: 691.2; 2: 22.0127; 2.1: 92.0977; 2.2: 345.8338; 2.3: 23.9015; 2.4: -113.1068; 2.5: -7.8171
| 2 | 25.65 | 1: 86.682; 1.1: 232.7153; 1.2: 0.31208; 1.3: 138.51; 1.4: 16.0522; 1.5: 232.7153; 1.6: 138.51; 1.7: 83.106; 1.8: 8.4594; 1.9: 692.55; 2: 22.0557; 2.1: 92.1093; 2.2: 347.1421; 2.3: 23.9452; 2.4: -114.4269; 2.5: -7.8929
| 2 | 25.7 | 1: 86.5085; 1.1: 232.7022; 1.2: 0.31206; 1.3: 138.78; 1.4: 16.0201; 1.5: 232.7022; 1.6: 138.78; 1.7: 83.268; 1.8: 8.4594; 1.9: 693.9; 2: 22.0987; 2.1: 92.1209; 2.2: 348.4529; 2.3: 23.9888; 2.4: -115.7508; 2.5: -7.9687
| 2 | 25.75 | 1: 86.3352; 1.1: 232.6877; 1.2: 0.31204; 1.3: 139.05; 1.4: 15.988; 1.5: 232.6877; 1.6: 139.05; 1.7: 83.43; 1.8: 8.4594; 1.9: 695.25; 2: 22.1417; 2.1: 92.1325; 2.2: 349.7662; 2.3: 24.0325; 2.4: -117.0785; 2.5: -8.0445
| 2 | 25.8 | 1: 86.162; 1.1: 232.672; 1.2: 0.31202; 1.3: 139.32; 1.4: 15.9559; 1.5: 232.672; 1.6: 139.32; 1.7: 83.592; 1.8: 8.4594; 1.9: 696.6; 2: 22.1847; 2.1: 92.144; 2.2: 351.082; 2.3: 24.0761; 2.4: -118.41; 2.5: -8.1202
| 2 | 25.85 | 1: 85.9891; 1.1: 232.6549; 1.2: 0.312; 1.3: 139.59; 1.4: 15.9239; 1.5: 232.6549; 1.6: 139.59; 1.7: 83.754; 1.8: 8.4594; 1.9: 697.95; 2: 22.2277; 2.1: 92.1555; 2.2: 352.4003; 2.3: 24.1198; 2.4: -119.7454; 2.5: -8.1959
| 2 | 25.9 | 1: 85.8163; 1.1: 232.6365; 1.2: 0.31197; 1.3: 139.86; 1.4: 15.8919; 1.5: 232.6365; 1.6: 139.86; 1.7: 83.916; 1.8: 8.4594; 1.9: 699.3; 2: 22.2707; 2.1: 92.1669; 2.2: 353.7211; 2.3: 24.1635; 2.4: -121.0845; 2.5: -8.2715
| 2 | 25.95 | 1: 85.6437; 1.1: 232.6168; 1.2: 0.31194; 1.3: 140.13; 1.4: 15.8599; 1.5: 232.6168; 1.6: 140.13; 1.7: 84.078; 1.8: 8.4594; 1.9: 700.65; 2: 22.3137; 2.1: 92.1782; 2.2: 355.0443; 2.3: 24.2071; 2.4: -122.4275; 2.5: -8.3472
| 2 | 26 | 1: 85.4713; 1.1: 232.5958; 1.2: 0.31192; 1.3: 140.4; 1.4: 15.828; 1.5: 232.5958; 1.6: 140.4; 1.7: 84.24; 1.8: 8.4594; 1.9: 702; 2: 22.3567; 2.1: 92.1896; 2.2: 356.3701; 2.3: 24.2508; 2.4: -123.7743; 2.5: -8.4228
| 2 | 26.05 | 1: 85.299; 1.1: 232.5734; 1.2: 0.31189; 1.3: 140.67; 1.4: 15.7961; 1.5: 232.5734; 1.6: 140.67; 1.7: 84.402; 1.8: 8.4594; 1.9: 703.35; 2: 22.3997; 2.1: 92.2008; 2.2: 357.6983; 2.3: 24.2944; 2.4: -125.1249; 2.5: -8.4983
| 2 | 26.1 | 1: 85.1269; 1.1: 232.5498; 1.2: 0.31185; 1.3: 140.94; 1.4: 15.7642; 1.5: 232.5498; 1.6: 140.94; 1.7: 84.564; 1.8: 8.4594; 1.9: 704.7; 2: 22.4427; 2.1: 92.212; 2.2: 359.0291; 2.3: 24.3381; 2.4: -126.4793; 2.5: -8.5739
| 2 | 26.15 | 1: 84.955; 1.1: 232.5248; 1.2: 0.31182; 1.3: 141.21; 1.4: 15.7324; 1.5: 232.5248; 1.6: 141.21; 1.7: 84.726; 1.8: 8.4594; 1.9: 706.05; 2: 22.4857; 2.1: 92.2232; 2.2: 360.3623; 2.3: 24.3818; 2.4: -127.8376; 2.5: -8.6494
| 2 | 26.2 | 1: 84.7833; 1.1: 232.4985; 1.2: 0.31179; 1.3: 141.48; 1.4: 15.7006; 1.5: 232.4985; 1.6: 141.48; 1.7: 84.888; 1.8: 8.4594; 1.9: 707.4; 2: 22.5287; 2.1: 92.2343; 2.2: 361.6981; 2.3: 24.4255; 2.4: -129.1996; 2.5: -8.7248
| 2 | 26.25 | 1: 84.6118; 1.1: 232.4709; 1.2: 0.31175; 1.3: 141.75; 1.4: 15.6689; 1.5: 232.4709; 1.6: 141.75; 1.7: 85.05; 1.8: 8.4594; 1.9: 708.75; 2: 22.5717; 2.1: 92.2454; 2.2: 363.0363; 2.3: 24.4691; 2.4: -130.5654; 2.5: -8.8003
| 2 | 26.3 | 1: 84.4405; 1.1: 232.4421; 1.2: 0.31171; 1.3: 142.02; 1.4: 15.6371; 1.5: 232.4421; 1.6: 142.02; 1.7: 85.212; 1.8: 8.4594; 1.9: 710.1; 2: 22.6146; 2.1: 92.2564; 2.2: 364.3771; 2.3: 24.5128; 2.4: -131.935; 2.5: -8.8757
| 2 | 26.35 | 1: 84.2693; 1.1: 232.4119; 1.2: 0.31167; 1.3: 142.29; 1.4: 15.6054; 1.5: 232.4119; 1.6: 142.29; 1.7: 85.374; 1.8: 8.4594; 1.9: 711.45; 2: 22.6576; 2.1: 92.2674; 2.2: 365.7203; 2.3: 24.5565; 2.4: -133.3084; 2.5: -8.9511
| 2 | 26.4 | 1: 84.0983; 1.1: 232.3804; 1.2: 0.31163; 1.3: 142.56; 1.4: 15.5738; 1.5: 232.3804; 1.6: 142.56; 1.7: 85.536; 1.8: 8.4594; 1.9: 712.8; 2: 22.7006; 2.1: 92.2784; 2.2: 367.066; 2.3: 24.6002; 2.4: -134.6856; 2.5: -9.0264
| 2 | 26.45 | 1: 83.9275; 1.1: 232.3477; 1.2: 0.31158; 1.3: 142.83; 1.4: 15.5421; 1.5: 232.3477; 1.6: 142.83; 1.7: 85.698; 1.8: 8.4594; 1.9: 714.15; 2: 22.7436; 2.1: 92.2893; 2.2: 368.4143; 2.3: 24.6439; 2.4: -136.0666; 2.5: -9.1017
| 2 | 26.5 | 1: 83.7569; 1.1: 232.3136; 1.2: 0.31154; 1.3: 143.1; 1.4: 15.5105; 1.5: 232.3136; 1.6: 143.1; 1.7: 85.86; 1.8: 8.4594; 1.9: 715.5; 2: 22.7866; 2.1: 92.3001; 2.2: 369.765; 2.3: 24.6875; 2.4: -137.4514; 2.5: -9.177
| 2 | 26.55 | 1: 83.5864; 1.1: 232.2783; 1.2: 0.31149; 1.3: 143.37; 1.4: 15.479; 1.5: 232.2783; 1.6: 143.37; 1.7: 86.022; 1.8: 8.4594; 1.9: 716.85; 2: 22.8296; 2.1: 92.3109; 2.2: 371.1182; 2.3: 24.7312; 2.4: -138.8399; 2.5: -9.2523
| 2 | 26.6 | 1: 83.4162; 1.1: 232.2417; 1.2: 0.31144; 1.3: 143.64; 1.4: 15.4474; 1.5: 232.2417; 1.6: 143.64; 1.7: 86.184; 1.8: 8.4594; 1.9: 718.2; 2: 22.8726; 2.1: 92.3217; 2.2: 372.474; 2.3: 24.7749; 2.4: -140.2323; 2.5: -9.3275
| 2 | 26.65 | 1: 83.2461; 1.1: 232.2038; 1.2: 0.31139; 1.3: 143.91; 1.4: 15.4159; 1.5: 232.2038; 1.6: 143.91; 1.7: 86.346; 1.8: 8.4594; 1.9: 719.55; 2: 22.9156; 2.1: 92.3324; 2.2: 373.8322; 2.3: 24.8186; 2.4: -141.6284; 2.5: -9.4027
| 2 | 26.7 | 1: 83.0762; 1.1: 232.1646; 1.2: 0.31134; 1.3: 144.18; 1.4: 15.3845; 1.5: 232.1646; 1.6: 144.18; 1.7: 86.508; 1.8: 8.4594; 1.9: 720.9; 2: 22.9586; 2.1: 92.343; 2.2: 375.1929; 2.3: 24.8623; 2.4: -143.0283; 2.5: -9.4778
| 2 | 26.75 | 1: 82.9064; 1.1: 232.1242; 1.2: 0.31128; 1.3: 144.45; 1.4: 15.353; 1.5: 232.1242; 1.6: 144.45; 1.7: 86.67; 1.8: 8.4594; 1.9: 722.25; 2: 23.0016; 2.1: 92.3537; 2.2: 376.5561; 2.3: 24.906; 2.4: -144.432; 2.5: -9.5529
| 2 | 26.8 | 1: 82.7369; 1.1: 232.0825; 1.2: 0.31123; 1.3: 144.72; 1.4: 15.3216; 1.5: 232.0825; 1.6: 144.72; 1.7: 86.832; 1.8: 8.4594; 1.9: 723.6; 2: 23.0446; 2.1: 92.3642; 2.2: 377.9219; 2.3: 24.9497; 2.4: -145.8394; 2.5: -9.628
| 2 | 26.85 | 1: 82.5675; 1.1: 232.0395; 1.2: 0.31117; 1.3: 144.99; 1.4: 15.2903; 1.5: 232.0395; 1.6: 144.99; 1.7: 86.994; 1.8: 8.4594; 1.9: 724.95; 2: 23.0876; 2.1: 92.3748; 2.2: 379.2901; 2.3: 24.9934; 2.4: -147.2506; 2.5: -9.7031
| 2 | 26.9 | 1: 82.3983; 1.1: 231.9952; 1.2: 0.31111; 1.3: 145.26; 1.4: 15.2589; 1.5: 231.9952; 1.6: 145.26; 1.7: 87.156; 1.8: 8.4594; 1.9: 726.3; 2: 23.1306; 2.1: 92.3852; 2.2: 380.6609; 2.3: 25.0371; 2.4: -148.6656; 2.5: -9.7781
| 2 | 26.95 | 1: 82.2293; 1.1: 231.9497; 1.2: 0.31105; 1.3: 145.53; 1.4: 15.2277; 1.5: 231.9497; 1.6: 145.53; 1.7: 87.318; 1.8: 8.4594; 1.9: 727.65; 2: 23.1736; 2.1: 92.3957; 2.2: 382.0341; 2.3: 25.0808; 2.4: -150.0844; 2.5: -9.8531
| 2 | 27 | 1: 82.0605; 1.1: 231.903; 1.2: 0.31099; 1.3: 145.8; 1.4: 15.1964; 1.5: 231.903; 1.6: 145.8; 1.7: 87.48; 1.8: 8.4594; 1.9: 729; 2: 23.2166; 2.1: 92.4061; 2.2: 383.4098; 2.3: 25.1245; 2.4: -151.5069; 2.5: -9.9281
| 2 | 27.05 | 1: 81.8918; 1.1: 231.8549; 1.2: 0.31092; 1.3: 146.07; 1.4: 15.1652; 1.5: 231.8549; 1.6: 146.07; 1.7: 87.642; 1.8: 8.4594; 1.9: 730.35; 2: 23.2596; 2.1: 92.4164; 2.2: 384.7881; 2.3: 25.1682; 2.4: -152.9332; 2.5: -10.003
| 2 | 27.1 | 1: 81.7234; 1.1: 231.8056; 1.2: 0.31086; 1.3: 146.34; 1.4: 15.134; 1.5: 231.8056; 1.6: 146.34; 1.7: 87.804; 1.8: 8.4594; 1.9: 731.7; 2: 23.3025; 2.1: 92.4267; 2.2: 386.1688; 2.3: 25.2119; 2.4: -154.3632; 2.5: -10.078
| 2 | 27.15 | 1: 81.5551; 1.1: 231.7551; 1.2: 0.31079; 1.3: 146.61; 1.4: 15.1028; 1.5: 231.7551; 1.6: 146.61; 1.7: 87.966; 1.8: 8.4594; 1.9: 733.05; 2: 23.3455; 2.1: 92.437; 2.2: 387.5521; 2.3: 25.2556; 2.4: -155.797; 2.5: -10.1528
| 2 | 27.2 | 1: 81.387; 1.1: 231.7033; 1.2: 0.31072; 1.3: 146.88; 1.4: 15.0717; 1.5: 231.7033; 1.6: 146.88; 1.7: 88.128; 1.8: 8.4594; 1.9: 734.4; 2: 23.3885; 2.1: 92.4472; 2.2: 388.9379; 2.3: 25.2993; 2.4: -157.2346; 2.5: -10.2277
| 2 | 27.25 | 1: 81.219; 1.1: 231.6503; 1.2: 0.31065; 1.3: 147.15; 1.4: 15.0406; 1.5: 231.6503; 1.6: 147.15; 1.7: 88.29; 1.8: 8.4594; 1.9: 735.75; 2: 23.4315; 2.1: 92.4574; 2.2: 390.3261; 2.3: 25.3431; 2.4: -158.6759; 2.5: -10.3025
| 2 | 27.3 | 1: 81.0513; 1.1: 231.596; 1.2: 0.31058; 1.3: 147.42; 1.4: 15.0095; 1.5: 231.596; 1.6: 147.42; 1.7: 88.452; 1.8: 8.4594; 1.9: 737.1; 2: 23.4745; 2.1: 92.4675; 2.2: 391.7169; 2.3: 25.3868; 2.4: -160.1209; 2.5: -10.3773
| 2 | 27.35 | 1: 80.8837; 1.1: 231.5405; 1.2: 0.3105; 1.3: 147.69; 1.4: 14.9785; 1.5: 231.5405; 1.6: 147.69; 1.7: 88.614; 1.8: 8.4594; 1.9: 738.45; 2: 23.5175; 2.1: 92.4776; 2.2: 393.1102; 2.3: 25.4305; 2.4: -161.5697; 2.5: -10.452
| 2 | 27.4 | 1: 80.7163; 1.1: 231.4837; 1.2: 0.31042; 1.3: 147.96; 1.4: 14.9475; 1.5: 231.4837; 1.6: 147.96; 1.7: 88.776; 1.8: 8.4594; 1.9: 739.8; 2: 23.5605; 2.1: 92.4877; 2.2: 394.506; 2.3: 25.4742; 2.4: -163.0223; 2.5: -10.5267
| 2 | 27.45 | 1: 80.5491; 1.1: 231.4257; 1.2: 0.31035; 1.3: 148.23; 1.4: 14.9165; 1.5: 231.4257; 1.6: 148.23; 1.7: 88.938; 1.8: 8.4594; 1.9: 741.15; 2: 23.6035; 2.1: 92.4977; 2.2: 395.9043; 2.3: 25.5179; 2.4: -164.4786; 2.5: -10.6014
| 2 | 27.5 | 1: 80.3821; 1.1: 231.3665; 1.2: 0.31027; 1.3: 148.5; 1.4: 14.8856; 1.5: 231.3665; 1.6: 148.5; 1.7: 89.1; 1.8: 8.4594; 1.9: 742.5; 2: 23.6465; 2.1: 92.5076; 2.2: 397.3051; 2.3: 25.5617; 2.4: -165.9386; 2.5: -10.6761
| 2 | 27.55 | 1: 80.2152; 1.1: 231.306; 1.2: 0.31019; 1.3: 148.77; 1.4: 14.8547; 1.5: 231.306; 1.6: 148.77; 1.7: 89.262; 1.8: 8.4594; 1.9: 743.85; 2: 23.6895; 2.1: 92.5175; 2.2: 398.7084; 2.3: 25.6054; 2.4: -167.4024; 2.5: -10.7507
| 2 | 27.6 | 1: 80.0486; 1.1: 231.2443; 1.2: 0.3101; 1.3: 149.04; 1.4: 14.8238; 1.5: 231.2443; 1.6: 149.04; 1.7: 89.424; 1.8: 8.4594; 1.9: 745.2; 2: 23.7325; 2.1: 92.5274; 2.2: 400.1142; 2.3: 25.6491; 2.4: -168.8699; 2.5: -10.8253
| 2 | 27.65 | 1: 79.8821; 1.1: 231.1814; 1.2: 0.31002; 1.3: 149.31; 1.4: 14.793; 1.5: 231.1814; 1.6: 149.31; 1.7: 89.586; 1.8: 8.4594; 1.9: 746.55; 2: 23.7755; 2.1: 92.5373; 2.2: 401.5225; 2.3: 25.6929; 2.4: -170.3411; 2.5: -10.8999
| 2 | 27.7 | 1: 79.7158; 1.1: 231.1173; 1.2: 0.30993; 1.3: 149.58; 1.4: 14.7622; 1.5: 231.1173; 1.6: 149.58; 1.7: 89.748; 1.8: 8.4594; 1.9: 747.9; 2: 23.8185; 2.1: 92.547; 2.2: 402.9334; 2.3: 25.7366; 2.4: -171.8161; 2.5: -10.9744
| 2 | 27.75 | 1: 79.5496; 1.1: 231.0519; 1.2: 0.30985; 1.3: 149.85; 1.4: 14.7314; 1.5: 231.0519; 1.6: 149.85; 1.7: 89.91; 1.8: 8.4594; 1.9: 749.25; 2: 23.8615; 2.1: 92.5568; 2.2: 404.3467; 2.3: 25.7803; 2.4: -173.2948; 2.5: -11.0489
| 2 | 27.8 | 1: 79.3837; 1.1: 230.9853; 1.2: 0.30976; 1.3: 150.12; 1.4: 14.7007; 1.5: 230.9853; 1.6: 150.12; 1.7: 90.072; 1.8: 8.4594; 1.9: 750.6; 2: 23.9045; 2.1: 92.5665; 2.2: 405.7626; 2.3: 25.8241; 2.4: -174.7772; 2.5: -11.1234
| 2 | 27.85 | 1: 79.2179; 1.1: 230.9176; 1.2: 0.30967; 1.3: 150.39; 1.4: 14.67; 1.5: 230.9176; 1.6: 150.39; 1.7: 90.234; 1.8: 8.4594; 1.9: 751.95; 2: 23.9475; 2.1: 92.5762; 2.2: 407.181; 2.3: 25.8678; 2.4: -176.2634; 2.5: -11.1979
| 2 | 27.9 | 1: 79.0523; 1.1: 230.8486; 1.2: 0.30957; 1.3: 150.66; 1.4: 14.6393; 1.5: 230.8486; 1.6: 150.66; 1.7: 90.396; 1.8: 8.4594; 1.9: 753.3; 2: 23.9904; 2.1: 92.5858; 2.2: 408.6018; 2.3: 25.9116; 2.4: -177.7533; 2.5: -11.2723
| 2 | 27.95 | 1: 78.8869; 1.1: 230.7783; 1.2: 0.30948; 1.3: 150.93; 1.4: 14.6087; 1.5: 230.7783; 1.6: 150.93; 1.7: 90.558; 1.8: 8.4594; 1.9: 754.65; 2: 24.0334; 2.1: 92.5954; 2.2: 410.0252; 2.3: 25.9553; 2.4: -179.2469; 2.5: -11.3466
| 2 | 28 | 1: 78.7217; 1.1: 230.7069; 1.2: 0.30938; 1.3: 151.2; 1.4: 14.5781; 1.5: 230.7069; 1.6: 151.2; 1.7: 90.72; 1.8: 8.4594; 1.9: 756; 2: 24.0764; 2.1: 92.6049; 2.2: 411.4511; 2.3: 25.9991; 2.4: -180.7442; 2.5: -11.421
| 2 | 28.05 | 1: 78.5566; 1.1: 230.6343; 1.2: 0.30929; 1.3: 151.47; 1.4: 14.5475; 1.5: 230.6343; 1.6: 151.47; 1.7: 90.882; 1.8: 8.4594; 1.9: 757.35; 2: 24.1194; 2.1: 92.6144; 2.2: 412.8796; 2.3: 26.0428; 2.4: -182.2452; 2.5: -11.4953
| 2 | 28.1 | 1: 78.3917; 1.1: 230.5605; 1.2: 0.30919; 1.3: 151.74; 1.4: 14.517; 1.5: 230.5605; 1.6: 151.74; 1.7: 91.044; 1.8: 8.4594; 1.9: 758.7; 2: 24.1624; 2.1: 92.6239; 2.2: 414.3105; 2.3: 26.0866; 2.4: -183.75; 2.5: -11.5696
| 2 | 28.15 | 1: 78.227; 1.1: 230.4855; 1.2: 0.30909; 1.3: 152.01; 1.4: 14.4865; 1.5: 230.4855; 1.6: 152.01; 1.7: 91.206; 1.8: 8.4594; 1.9: 760.05; 2: 24.2054; 2.1: 92.6333; 2.2: 415.7439; 2.3: 26.1304; 2.4: -185.2584; 2.5: -11.6439
| 2 | 28.2 | 1: 78.0625; 1.1: 230.4093; 1.2: 0.30898; 1.3: 152.28; 1.4: 14.456; 1.5: 230.4093; 1.6: 152.28; 1.7: 91.368; 1.8: 8.4594; 1.9: 761.4; 2: 24.2484; 2.1: 92.6427; 2.2: 417.1799; 2.3: 26.1741; 2.4: -186.7706; 2.5: -11.7181
| 2 | 28.25 | 1: 77.8982; 1.1: 230.3319; 1.2: 0.30888; 1.3: 152.55; 1.4: 14.4256; 1.5: 230.3319; 1.6: 152.55; 1.7: 91.53; 1.8: 8.4594; 1.9: 762.75; 2: 24.2914; 2.1: 92.652; 2.2: 418.6184; 2.3: 26.2179; 2.4: -188.2865; 2.5: -11.7923
| 2 | 28.3 | 1: 77.734; 1.1: 230.2533; 1.2: 0.30877; 1.3: 152.82; 1.4: 14.3952; 1.5: 230.2533; 1.6: 152.82; 1.7: 91.692; 1.8: 8.4594; 1.9: 764.1; 2: 24.3344; 2.1: 92.6613; 2.2: 420.0593; 2.3: 26.2617; 2.4: -189.8061; 2.5: -11.8665
| 2 | 28.35 | 1: 77.57; 1.1: 230.1735; 1.2: 0.30867; 1.3: 153.09; 1.4: 14.3648; 1.5: 230.1735; 1.6: 153.09; 1.7: 91.854; 1.8: 8.4594; 1.9: 765.45; 2: 24.3774; 2.1: 92.6706; 2.2: 421.5028; 2.3: 26.3054; 2.4: -191.3294; 2.5: -11.9406
| 2 | 28.4 | 1: 77.4062; 1.1: 230.0925; 1.2: 0.30856; 1.3: 153.36; 1.4: 14.3345; 1.5: 230.0925; 1.6: 153.36; 1.7: 92.016; 1.8: 8.4594; 1.9: 766.8; 2: 24.4204; 2.1: 92.6798; 2.2: 422.9489; 2.3: 26.3492; 2.4: -192.8563; 2.5: -12.0147
| 2 | 28.45 | 1: 77.2426; 1.1: 230.0104; 1.2: 0.30845; 1.3: 153.63; 1.4: 14.3042; 1.5: 230.0104; 1.6: 153.63; 1.7: 92.178; 1.8: 8.4594; 1.9: 768.15; 2: 24.4634; 2.1: 92.689; 2.2: 424.3974; 2.3: 26.393; 2.4: -194.387; 2.5: -12.0888
| 2 | 28.5 | 1: 77.0791; 1.1: 229.9271; 1.2: 0.30834; 1.3: 153.9; 1.4: 14.2739; 1.5: 229.9271; 1.6: 153.9; 1.7: 92.34; 1.8: 8.4594; 1.9: 769.5; 2: 24.5064; 2.1: 92.6981; 2.2: 425.8484; 2.3: 26.4367; 2.4: -195.9214; 2.5: -12.1628
| 2 | 28.55 | 1: 76.9159; 1.1: 229.8426; 1.2: 0.30822; 1.3: 154.17; 1.4: 14.2437; 1.5: 229.8426; 1.6: 154.17; 1.7: 92.502; 1.8: 8.4594; 1.9: 770.85; 2: 24.5494; 2.1: 92.7072; 2.2: 427.302; 2.3: 26.4805; 2.4: -197.4595; 2.5: -12.2369
| 2 | 28.6 | 1: 76.7528; 1.1: 229.7569; 1.2: 0.30811; 1.3: 154.44; 1.4: 14.2135; 1.5: 229.7569; 1.6: 154.44; 1.7: 92.664; 1.8: 8.4594; 1.9: 772.2; 2: 24.5924; 2.1: 92.7163; 2.2: 428.7581; 2.3: 26.5243; 2.4: -199.0012; 2.5: -12.3108
| 2 | 28.65 | 1: 76.5899; 1.1: 229.67; 1.2: 0.30799; 1.3: 154.71; 1.4: 14.1833; 1.5: 229.67; 1.6: 154.71; 1.7: 92.826; 1.8: 8.4594; 1.9: 773.55; 2: 24.6354; 2.1: 92.7253; 2.2: 430.2167; 2.3: 26.5681; 2.4: -200.5467; 2.5: -12.3848
| 2 | 28.7 | 1: 76.4271; 1.1: 229.582; 1.2: 0.30787; 1.3: 154.98; 1.4: 14.1532; 1.5: 229.582; 1.6: 154.98; 1.7: 92.988; 1.8: 8.4594; 1.9: 774.9; 2: 24.6783; 2.1: 92.7343; 2.2: 431.6778; 2.3: 26.6119; 2.4: -202.0958; 2.5: -12.4587
| 2 | 28.75 | 1: 76.2646; 1.1: 229.4928; 1.2: 0.30775; 1.3: 155.25; 1.4: 14.1231; 1.5: 229.4928; 1.6: 155.25; 1.7: 93.15; 1.8: 8.4594; 1.9: 776.25; 2: 24.7213; 2.1: 92.7432; 2.2: 433.1415; 2.3: 26.6557; 2.4: -203.6486; 2.5: -12.5326
| 2 | 28.8 | 1: 76.1022; 1.1: 229.4025; 1.2: 0.30763; 1.3: 155.52; 1.4: 14.093; 1.5: 229.4025; 1.6: 155.52; 1.7: 93.312; 1.8: 8.4594; 1.9: 777.6; 2: 24.7643; 2.1: 92.7521; 2.2: 434.6076; 2.3: 26.6995; 2.4: -205.2051; 2.5: -12.6065
| 2 | 28.85 | 1: 75.94; 1.1: 229.311; 1.2: 0.30751; 1.3: 155.79; 1.4: 14.063; 1.5: 229.311; 1.6: 155.79; 1.7: 93.474; 1.8: 8.4594; 1.9: 778.95; 2: 24.8073; 2.1: 92.761; 2.2: 436.0763; 2.3: 26.7433; 2.4: -206.7653; 2.5: -12.6803
| 2 | 28.9 | 1: 75.778; 1.1: 229.2183; 1.2: 0.30739; 1.3: 156.06; 1.4: 14.033; 1.5: 229.2183; 1.6: 156.06; 1.7: 93.636; 1.8: 8.4594; 1.9: 780.3; 2: 24.8503; 2.1: 92.7698; 2.2: 437.5475; 2.3: 26.7871; 2.4: -208.3291; 2.5: -12.7541
| 2 | 28.95 | 1: 75.6162; 1.1: 229.1245; 1.2: 0.30726; 1.3: 156.33; 1.4: 14.003; 1.5: 229.1245; 1.6: 156.33; 1.7: 93.798; 1.8: 8.4594; 1.9: 781.65; 2: 24.8933; 2.1: 92.7786; 2.2: 439.0212; 2.3: 26.8309; 2.4: -209.8967; 2.5: -12.8279
| 2 | 29 | 1: 75.4545; 1.1: 229.0295; 1.2: 0.30713; 1.3: 156.6; 1.4: 13.9731; 1.5: 229.0295; 1.6: 156.6; 1.7: 93.96; 1.8: 8.4594; 1.9: 783; 2: 24.9363; 2.1: 92.7874; 2.2: 440.4974; 2.3: 26.8747; 2.4: -211.4679; 2.5: -12.9016
| 2 | 29.05 | 1: 75.293; 1.1: 228.9334; 1.2: 0.307; 1.3: 156.87; 1.4: 13.9432; 1.5: 228.9334; 1.6: 156.87; 1.7: 94.122; 1.8: 8.4594; 1.9: 784.35; 2: 24.9793; 2.1: 92.7961; 2.2: 441.9762; 2.3: 26.9185; 2.4: -213.0427; 2.5: -12.9753
| 2 | 29.1 | 1: 75.1317; 1.1: 228.8362; 1.2: 0.30687; 1.3: 157.14; 1.4: 13.9133; 1.5: 228.8362; 1.6: 157.14; 1.7: 94.284; 1.8: 8.4594; 1.9: 785.7; 2: 25.0223; 2.1: 92.8048; 2.2: 443.4574; 2.3: 26.9623; 2.4: -214.6213; 2.5: -13.049
| 2 | 29.15 | 1: 74.9706; 1.1: 228.7378; 1.2: 0.30674; 1.3: 157.41; 1.4: 13.8834; 1.5: 228.7378; 1.6: 157.41; 1.7: 94.446; 1.8: 8.4594; 1.9: 787.05; 2: 25.0653; 2.1: 92.8134; 2.2: 444.9412; 2.3: 27.0061; 2.4: -216.2035; 2.5: -13.1227
| 2 | 29.2 | 1: 74.8096; 1.1: 228.6382; 1.2: 0.30661; 1.3: 157.68; 1.4: 13.8536; 1.5: 228.6382; 1.6: 157.68; 1.7: 94.608; 1.8: 8.4594; 1.9: 788.4; 2: 25.1083; 2.1: 92.822; 2.2: 446.4276; 2.3: 27.0499; 2.4: -217.7894; 2.5: -13.1963
| 2 | 29.25 | 1: 74.6489; 1.1: 228.5375; 1.2: 0.30647; 1.3: 157.95; 1.4: 13.8239; 1.5: 228.5375; 1.6: 157.95; 1.7: 94.77; 1.8: 8.4594; 1.9: 789.75; 2: 25.1513; 2.1: 92.8306; 2.2: 447.9164; 2.3: 27.0937; 2.4: -219.3789; 2.5: -13.2699
| 2 | 29.3 | 1: 74.4883; 1.1: 228.4357; 1.2: 0.30634; 1.3: 158.22; 1.4: 13.7941; 1.5: 228.4357; 1.6: 158.22; 1.7: 94.932; 1.8: 8.4594; 1.9: 791.1; 2: 25.1943; 2.1: 92.8391; 2.2: 449.4078; 2.3: 27.1376; 2.4: -220.9721; 2.5: -13.3434
| 2 | 29.35 | 1: 74.3279; 1.1: 228.3327; 1.2: 0.3062; 1.3: 158.49; 1.4: 13.7644; 1.5: 228.3327; 1.6: 158.49; 1.7: 95.094; 1.8: 8.4594; 1.9: 792.45; 2: 25.2373; 2.1: 92.8476; 2.2: 450.9016; 2.3: 27.1814; 2.4: -222.5689; 2.5: -13.417
| 2 | 29.4 | 1: 74.1676; 1.1: 228.2286; 1.2: 0.30606; 1.3: 158.76; 1.4: 13.7347; 1.5: 228.2286; 1.6: 158.76; 1.7: 95.256; 1.8: 8.4594; 1.9: 793.8; 2: 25.2803; 2.1: 92.8561; 2.2: 452.398; 2.3: 27.2252; 2.4: -224.1694; 2.5: -13.4905
| 2 | 29.45 | 1: 74.0076; 1.1: 228.1234; 1.2: 0.30592; 1.3: 159.03; 1.4: 13.7051; 1.5: 228.1234; 1.6: 159.03; 1.7: 95.418; 1.8: 8.4594; 1.9: 795.15; 2: 25.3232; 2.1: 92.8645; 2.2: 453.897; 2.3: 27.269; 2.4: -225.7736; 2.5: -13.5639
| 2 | 29.5 | 1: 73.8477; 1.1: 228.0171; 1.2: 0.30578; 1.3: 159.3; 1.4: 13.6755; 1.5: 228.0171; 1.6: 159.3; 1.7: 95.58; 1.8: 8.4594; 1.9: 796.5; 2: 25.3662; 2.1: 92.8728; 2.2: 455.3984; 2.3: 27.3129; 2.4: -227.3814; 2.5: -13.6374
| 2 | 29.55 | 1: 73.688; 1.1: 227.9096; 1.2: 0.30563; 1.3: 159.57; 1.4: 13.6459; 1.5: 227.9096; 1.6: 159.57; 1.7: 95.742; 1.8: 8.4594; 1.9: 797.85; 2: 25.4092; 2.1: 92.8812; 2.2: 456.9024; 2.3: 27.3567; 2.4: -228.9928; 2.5: -13.7108
| 2 | 29.6 | 1: 73.5285; 1.1: 227.801; 1.2: 0.30549; 1.3: 159.84; 1.4: 13.6164; 1.5: 227.801; 1.6: 159.84; 1.7: 95.904; 1.8: 8.4594; 1.9: 799.2; 2: 25.4522; 2.1: 92.8895; 2.2: 458.4089; 2.3: 27.4005; 2.4: -230.6079; 2.5: -13.7842
| 2 | 29.65 | 1: 73.3691; 1.1: 227.6913; 1.2: 0.30534; 1.3: 160.11; 1.4: 13.5869; 1.5: 227.6913; 1.6: 160.11; 1.7: 96.066; 1.8: 8.4594; 1.9: 800.55; 2: 25.4952; 2.1: 92.8978; 2.2: 459.9179; 2.3: 27.4444; 2.4: -232.2266; 2.5: -13.8575
| 2 | 29.7 | 1: 73.21; 1.1: 227.5805; 1.2: 0.30519; 1.3: 160.38; 1.4: 13.5574; 1.5: 227.5805; 1.6: 160.38; 1.7: 96.228; 1.8: 8.4594; 1.9: 801.9; 2: 25.5382; 2.1: 92.906; 2.2: 461.4295; 2.3: 27.4882; 2.4: -233.849; 2.5: -13.9308
| 2 | 29.75 | 1: 73.051; 1.1: 227.4686; 1.2: 0.30504; 1.3: 160.65; 1.4: 13.528; 1.5: 227.4686; 1.6: 160.65; 1.7: 96.39; 1.8: 8.4594; 1.9: 803.25; 2: 25.5812; 2.1: 92.9142; 2.2: 462.9436; 2.3: 27.5321; 2.4: -235.475; 2.5: -14.0041
| 2 | 29.8 | 1: 72.8922; 1.1: 227.3555; 1.2: 0.30489; 1.3: 160.92; 1.4: 13.4985; 1.5: 227.3555; 1.6: 160.92; 1.7: 96.552; 1.8: 8.4594; 1.9: 804.6; 2: 25.6242; 2.1: 92.9224; 2.2: 464.4602; 2.3: 27.5759; 2.4: -237.1047; 2.5: -14.0774
| 2 | 29.85 | 1: 72.7335; 1.1: 227.2414; 1.2: 0.30474; 1.3: 161.19; 1.4: 13.4692; 1.5: 227.2414; 1.6: 161.19; 1.7: 96.714; 1.8: 8.4594; 1.9: 805.95; 2: 25.6672; 2.1: 92.9305; 2.2: 465.9793; 2.3: 27.6198; 2.4: -238.7379; 2.5: -14.1506
| 2 | 29.9 | 1: 72.5751; 1.1: 227.1261; 1.2: 0.30458; 1.3: 161.46; 1.4: 13.4398; 1.5: 227.1261; 1.6: 161.46; 1.7: 96.876; 1.8: 8.4594; 1.9: 807.3; 2: 25.7102; 2.1: 92.9386; 2.2: 467.501; 2.3: 27.6636; 2.4: -240.3749; 2.5: -14.2238
| 2 | 29.95 | 1: 72.4168; 1.1: 227.0098; 1.2: 0.30443; 1.3: 161.73; 1.4: 13.4105; 1.5: 227.0098; 1.6: 161.73; 1.7: 97.038; 1.8: 8.4594; 1.9: 808.65; 2: 25.7532; 2.1: 92.9467; 2.2: 469.0252; 2.3: 27.7075; 2.4: -242.0154; 2.5: -14.297
| 2 | 30 | 1: 72.2587; 1.1: 226.8923; 1.2: 0.30427; 1.3: 162; 1.4: 13.3812; 1.5: 226.8923; 1.6: 162; 1.7: 97.2; 1.8: 8.4594; 1.9: 810; 2: 25.7962; 2.1: 92.9547; 2.2: 470.5519; 2.3: 27.7513; 2.4: -243.6596; 2.5: -14.3701
| 2 | 30.05 | 1: 72.1008; 1.1: 226.7738; 1.2: 0.30411; 1.3: 162.27; 1.4: 13.352; 1.5: 226.7738; 1.6: 162.27; 1.7: 97.362; 1.8: 8.4594; 1.9: 811.35; 2: 25.8392; 2.1: 92.9627; 2.2: 472.0811; 2.3: 27.7952; 2.4: -245.3074; 2.5: -14.4432
| 2 | 30.1 | 1: 71.943; 1.1: 226.6541; 1.2: 0.30395; 1.3: 162.54; 1.4: 13.3228; 1.5: 226.6541; 1.6: 162.54; 1.7: 97.524; 1.8: 8.4594; 1.9: 812.7; 2: 25.8822; 2.1: 92.9706; 2.2: 473.6129; 2.3: 27.8391; 2.4: -246.9588; 2.5: -14.5163
| 2 | 30.15 | 1: 71.7855; 1.1: 226.5334; 1.2: 0.30379; 1.3: 162.81; 1.4: 13.2936; 1.5: 226.5334; 1.6: 162.81; 1.7: 97.686; 1.8: 8.4594; 1.9: 814.05; 2: 25.9252; 2.1: 92.9785; 2.2: 475.1472; 2.3: 27.8829; 2.4: -248.6138; 2.5: -14.5893
| 2 | 30.2 | 1: 71.6281; 1.1: 226.4115; 1.2: 0.30362; 1.3: 163.08; 1.4: 13.2645; 1.5: 226.4115; 1.6: 163.08; 1.7: 97.848; 1.8: 8.4594; 1.9: 815.4; 2: 25.9682; 2.1: 92.9864; 2.2: 476.684; 2.3: 27.9268; 2.4: -250.2725; 2.5: -14.6624
| 2 | 30.25 | 1: 71.4709; 1.1: 226.2886; 1.2: 0.30346; 1.3: 163.35; 1.4: 13.2353; 1.5: 226.2886; 1.6: 163.35; 1.7: 98.01; 1.8: 8.4594; 1.9: 816.75; 2: 26.0111; 2.1: 92.9943; 2.2: 478.2234; 2.3: 27.9707; 2.4: -251.9347; 2.5: -14.7354
| 2 | 30.3 | 1: 71.3138; 1.1: 226.1646; 1.2: 0.30329; 1.3: 163.62; 1.4: 13.2063; 1.5: 226.1646; 1.6: 163.62; 1.7: 98.172; 1.8: 8.4594; 1.9: 818.1; 2: 26.0541; 2.1: 93.0021; 2.2: 479.7652; 2.3: 28.0146; 2.4: -253.6006; 2.5: -14.8083
| 2 | 30.35 | 1: 71.157; 1.1: 226.0396; 1.2: 0.30312; 1.3: 163.89; 1.4: 13.1772; 1.5: 226.0396; 1.6: 163.89; 1.7: 98.334; 1.8: 8.4594; 1.9: 819.45; 2: 26.0971; 2.1: 93.0099; 2.2: 481.3097; 2.3: 28.0585; 2.4: -255.2701; 2.5: -14.8812
| 2 | 30.4 | 1: 71.0003; 1.1: 225.9134; 1.2: 0.30295; 1.3: 164.16; 1.4: 13.1482; 1.5: 225.9134; 1.6: 164.16; 1.7: 98.496; 1.8: 8.4594; 1.9: 820.8; 2: 26.1401; 2.1: 93.0176; 2.2: 482.8566; 2.3: 28.1023; 2.4: -256.9432; 2.5: -14.9541
| 2 | 30.45 | 1: 70.8438; 1.1: 225.7862; 1.2: 0.30278; 1.3: 164.43; 1.4: 13.1192; 1.5: 225.7862; 1.6: 164.43; 1.7: 98.658; 1.8: 8.4594; 1.9: 822.15; 2: 26.1831; 2.1: 93.0253; 2.2: 484.4061; 2.3: 28.1462; 2.4: -258.6199; 2.5: -15.027
| 2 | 30.5 | 1: 70.6874; 1.1: 225.6579; 1.2: 0.30261; 1.3: 164.7; 1.4: 13.0903; 1.5: 225.6579; 1.6: 164.7; 1.7: 98.82; 1.8: 8.4594; 1.9: 823.5; 2: 26.2261; 2.1: 93.033; 2.2: 485.9581; 2.3: 28.1901; 2.4: -260.3002; 2.5: -15.0998
| 2 | 30.55 | 1: 70.5313; 1.1: 225.5285; 1.2: 0.30244; 1.3: 164.97; 1.4: 13.0614; 1.5: 225.5285; 1.6: 164.97; 1.7: 98.982; 1.8: 8.4594; 1.9: 824.85; 2: 26.2691; 2.1: 93.0407; 2.2: 487.5126; 2.3: 28.234; 2.4: -261.9841; 2.5: -15.1727
| 2 | 30.6 | 1: 70.3753; 1.1: 225.3981; 1.2: 0.30226; 1.3: 165.24; 1.4: 13.0325; 1.5: 225.3981; 1.6: 165.24; 1.7: 99.144; 1.8: 8.4594; 1.9: 826.2; 2: 26.3121; 2.1: 93.0483; 2.2: 489.0697; 2.3: 28.2779; 2.4: -263.6716; 2.5: -15.2454
| 2 | 30.65 | 1: 70.2195; 1.1: 225.2666; 1.2: 0.30209; 1.3: 165.51; 1.4: 13.0036; 1.5: 225.2666; 1.6: 165.51; 1.7: 99.306; 1.8: 8.4594; 1.9: 827.55; 2: 26.3551; 2.1: 93.0559; 2.2: 490.6293; 2.3: 28.3218; 2.4: -265.3627; 2.5: -15.3182
| 2 | 30.7 | 1: 70.0639; 1.1: 225.134; 1.2: 0.30191; 1.3: 165.78; 1.4: 12.9748; 1.5: 225.134; 1.6: 165.78; 1.7: 99.468; 1.8: 8.4594; 1.9: 828.9; 2: 26.3981; 2.1: 93.0634; 2.2: 492.1914; 2.3: 28.3657; 2.4: -267.0574; 2.5: -15.3909
| 2 | 30.75 | 1: 69.9085; 1.1: 225.0004; 1.2: 0.30173; 1.3: 166.05; 1.4: 12.946; 1.5: 225.0004; 1.6: 166.05; 1.7: 99.63; 1.8: 8.4594; 1.9: 830.25; 2: 26.4411; 2.1: 93.0709; 2.2: 493.7561; 2.3: 28.4096; 2.4: -268.7557; 2.5: -15.4636
| 2 | 30.8 | 1: 69.7532; 1.1: 224.8657; 1.2: 0.30155; 1.3: 166.32; 1.4: 12.9173; 1.5: 224.8657; 1.6: 166.32; 1.7: 99.792; 1.8: 8.4594; 1.9: 831.6; 2: 26.4841; 2.1: 93.0784; 2.2: 495.3233; 2.3: 28.4535; 2.4: -270.4576; 2.5: -15.5363
| 2 | 30.85 | 1: 69.5981; 1.1: 224.7299; 1.2: 0.30137; 1.3: 166.59; 1.4: 12.8885; 1.5: 224.7299; 1.6: 166.59; 1.7: 99.954; 1.8: 8.4594; 1.9: 832.95; 2: 26.5271; 2.1: 93.0859; 2.2: 496.893; 2.3: 28.4974; 2.4: -272.1631; 2.5: -15.6089
| 2 | 30.9 | 1: 69.4432; 1.1: 224.5931; 1.2: 0.30118; 1.3: 166.86; 1.4: 12.8598; 1.5: 224.5931; 1.6: 166.86; 1.7: 100.116; 1.8: 8.4594; 1.9: 834.3; 2: 26.5701; 2.1: 93.0933; 2.2: 498.4653; 2.3: 28.5413; 2.4: -273.8721; 2.5: -15.6815
| 2 | 30.95 | 1: 69.2884; 1.1: 224.4553; 1.2: 0.301; 1.3: 167.13; 1.4: 12.8312; 1.5: 224.4553; 1.6: 167.13; 1.7: 100.278; 1.8: 8.4594; 1.9: 835.65; 2: 26.6131; 2.1: 93.1007; 2.2: 500.0401; 2.3: 28.5853; 2.4: -275.5848; 2.5: -15.7541
| 2 | 31 | 1: 69.1339; 1.1: 224.3164; 1.2: 0.30081; 1.3: 167.4; 1.4: 12.8026; 1.5: 224.3164; 1.6: 167.4; 1.7: 100.44; 1.8: 8.4594; 1.9: 837; 2: 26.6561; 2.1: 93.108; 2.2: 501.6174; 2.3: 28.6292; 2.4: -277.301; 2.5: -15.8266
| 2 | 31.05 | 1: 68.9795; 1.1: 224.1765; 1.2: 0.30063; 1.3: 167.67; 1.4: 12.774; 1.5: 224.1765; 1.6: 167.67; 1.7: 100.602; 1.8: 8.4594; 1.9: 838.35; 2: 26.699; 2.1: 93.1153; 2.2: 503.1973; 2.3: 28.6731; 2.4: -279.0208; 2.5: -15.8991
| 2 | 31.1 | 1: 68.8253; 1.1: 224.0355; 1.2: 0.30044; 1.3: 167.94; 1.4: 12.7454; 1.5: 224.0355; 1.6: 167.94; 1.7: 100.764; 1.8: 8.4594; 1.9: 839.7; 2: 26.742; 2.1: 93.1226; 2.2: 504.7797; 2.3: 28.717; 2.4: -280.7442; 2.5: -15.9716
| 2 | 31.15 | 1: 68.6713; 1.1: 223.8935; 1.2: 0.30025; 1.3: 168.21; 1.4: 12.7169; 1.5: 223.8935; 1.6: 168.21; 1.7: 100.926; 1.8: 8.4594; 1.9: 841.05; 2: 26.785; 2.1: 93.1299; 2.2: 506.3646; 2.3: 28.7609; 2.4: -282.4711; 2.5: -16.044
| 2 | 31.2 | 1: 68.5174; 1.1: 223.7505; 1.2: 0.30005; 1.3: 168.48; 1.4: 12.6884; 1.5: 223.7505; 1.6: 168.48; 1.7: 101.088; 1.8: 8.4594; 1.9: 842.4; 2: 26.828; 2.1: 93.1371; 2.2: 507.9521; 2.3: 28.8049; 2.4: -284.2016; 2.5: -16.1165
| 2 | 31.25 | 1: 68.3637; 1.1: 223.6064; 1.2: 0.29986; 1.3: 168.75; 1.4: 12.66; 1.5: 223.6064; 1.6: 168.75; 1.7: 101.25; 1.8: 8.4594; 1.9: 843.75; 2: 26.871; 2.1: 93.1443; 2.2: 509.5421; 2.3: 28.8488; 2.4: -285.9357; 2.5: -16.1889
| 2 | 31.3 | 1: 68.2102; 1.1: 223.4613; 1.2: 0.29967; 1.3: 169.02; 1.4: 12.6315; 1.5: 223.4613; 1.6: 169.02; 1.7: 101.412; 1.8: 8.4594; 1.9: 845.1; 2: 26.914; 2.1: 93.1515; 2.2: 511.1346; 2.3: 28.8927; 2.4: -287.6734; 2.5: -16.2612
| 2 | 31.35 | 1: 68.0569; 1.1: 223.3151; 1.2: 0.29947; 1.3: 169.29; 1.4: 12.6031; 1.5: 223.3151; 1.6: 169.29; 1.7: 101.574; 1.8: 8.4594; 1.9: 846.45; 2: 26.957; 2.1: 93.1586; 2.2: 512.7297; 2.3: 28.9367; 2.4: -289.4146; 2.5: -16.3336
| 2 | 31.4 | 1: 67.9038; 1.1: 223.168; 1.2: 0.29927; 1.3: 169.56; 1.4: 12.5748; 1.5: 223.168; 1.6: 169.56; 1.7: 101.736; 1.8: 8.4594; 1.9: 847.8; 2: 27; 2.1: 93.1657; 2.2: 514.3273; 2.3: 28.9806; 2.4: -291.1594; 2.5: -16.4059
| 2 | 31.45 | 1: 67.7508; 1.1: 223.0198; 1.2: 0.29907; 1.3: 169.83; 1.4: 12.5464; 1.5: 223.0198; 1.6: 169.83; 1.7: 101.898; 1.8: 8.4594; 1.9: 849.15; 2: 27.043; 2.1: 93.1728; 2.2: 515.9275; 2.3: 29.0246; 2.4: -292.9077; 2.5: -16.4781
| 2 | 31.5 | 1: 67.598; 1.1: 222.8705; 1.2: 0.29887; 1.3: 170.1; 1.4: 12.5181; 1.5: 222.8705; 1.6: 170.1; 1.7: 102.06; 1.8: 8.4594; 1.9: 850.5; 2: 27.086; 2.1: 93.1798; 2.2: 517.5302; 2.3: 29.0685; 2.4: -294.6596; 2.5: -16.5504
| 2 | 31.55 | 1: 67.4454; 1.1: 222.7203; 1.2: 0.29867; 1.3: 170.37; 1.4: 12.4899; 1.5: 222.7203; 1.6: 170.37; 1.7: 102.222; 1.8: 8.4594; 1.9: 851.85; 2: 27.129; 2.1: 93.1868; 2.2: 519.1354; 2.3: 29.1125; 2.4: -296.4151; 2.5: -16.6226
| 2 | 31.6 | 1: 67.2929; 1.1: 222.5691; 1.2: 0.29847; 1.3: 170.64; 1.4: 12.4617; 1.5: 222.5691; 1.6: 170.64; 1.7: 102.384; 1.8: 8.4594; 1.9: 853.2; 2: 27.172; 2.1: 93.1938; 2.2: 520.7431; 2.3: 29.1564; 2.4: -298.1741; 2.5: -16.6948
| 2 | 31.65 | 1: 67.1406; 1.1: 222.4168; 1.2: 0.29827; 1.3: 170.91; 1.4: 12.4335; 1.5: 222.4168; 1.6: 170.91; 1.7: 102.546; 1.8: 8.4594; 1.9: 854.55; 2: 27.215; 2.1: 93.2007; 2.2: 522.3534; 2.3: 29.2004; 2.4: -299.9366; 2.5: -16.7669
| 2 | 31.7 | 1: 66.9886; 1.1: 222.2635; 1.2: 0.29806; 1.3: 171.18; 1.4: 12.4053; 1.5: 222.2635; 1.6: 171.18; 1.7: 102.708; 1.8: 8.4594; 1.9: 855.9; 2: 27.258; 2.1: 93.2076; 2.2: 523.9663; 2.3: 29.2443; 2.4: -301.7027; 2.5: -16.8391
| 2 | 31.75 | 1: 66.8366; 1.1: 222.1093; 1.2: 0.29785; 1.3: 171.45; 1.4: 12.3772; 1.5: 222.1093; 1.6: 171.45; 1.7: 102.87; 1.8: 8.4594; 1.9: 857.25; 2: 27.301; 2.1: 93.2145; 2.2: 525.5817; 2.3: 29.2883; 2.4: -303.4724; 2.5: -16.9112
| 2 | 31.8 | 1: 66.6849; 1.1: 221.954; 1.2: 0.29765; 1.3: 171.72; 1.4: 12.3491; 1.5: 221.954; 1.6: 171.72; 1.7: 103.032; 1.8: 8.4594; 1.9: 858.6; 2: 27.3439; 2.1: 93.2214; 2.2: 527.1996; 2.3: 29.3323; 2.4: -305.2456; 2.5: -16.9832
| 2 | 31.85 | 1: 66.5333; 1.1: 221.7977; 1.2: 0.29744; 1.3: 171.99; 1.4: 12.321; 1.5: 221.7977; 1.6: 171.99; 1.7: 103.194; 1.8: 8.4594; 1.9: 859.95; 2: 27.3869; 2.1: 93.2282; 2.2: 528.82; 2.3: 29.3762; 2.4: -307.0223; 2.5: -17.0553
| 2 | 31.9 | 1: 66.3819; 1.1: 221.6404; 1.2: 0.29722; 1.3: 172.26; 1.4: 12.293; 1.5: 221.6404; 1.6: 172.26; 1.7: 103.356; 1.8: 8.4594; 1.9: 861.3; 2: 27.4299; 2.1: 93.235; 2.2: 530.443; 2.3: 29.4202; 2.4: -308.8026; 2.5: -17.1273
| 2 | 31.95 | 1: 66.2307; 1.1: 221.4821; 1.2: 0.29701; 1.3: 172.53; 1.4: 12.2649; 1.5: 221.4821; 1.6: 172.53; 1.7: 103.518; 1.8: 8.4594; 1.9: 862.65; 2: 27.4729; 2.1: 93.2417; 2.2: 532.0686; 2.3: 29.4642; 2.4: -310.5864; 2.5: -17.1992
| 2 | 32 | 1: 66.0797; 1.1: 221.3229; 1.2: 0.2968; 1.3: 172.8; 1.4: 12.237; 1.5: 221.3229; 1.6: 172.8; 1.7: 103.68; 1.8: 8.4594; 1.9: 864; 2: 27.5159; 2.1: 93.2485; 2.2: 533.6966; 2.3: 29.5082; 2.4: -312.3738; 2.5: -17.2712
| 2 | 32.05 | 1: 65.9288; 1.1: 221.1626; 1.2: 0.29658; 1.3: 173.07; 1.4: 12.209; 1.5: 221.1626; 1.6: 173.07; 1.7: 103.842; 1.8: 8.4594; 1.9: 865.35; 2: 27.5589; 2.1: 93.2552; 2.2: 535.3272; 2.3: 29.5522; 2.4: -314.1646; 2.5: -17.3431
| 2 | 32.1 | 1: 65.7781; 1.1: 221.0013; 1.2: 0.29637; 1.3: 173.34; 1.4: 12.1811; 1.5: 221.0013; 1.6: 173.34; 1.7: 104.004; 1.8: 8.4594; 1.9: 866.7; 2: 27.6019; 2.1: 93.2619; 2.2: 536.9604; 2.3: 29.5961; 2.4: -315.9591; 2.5: -17.415
| 2 | 32.15 | 1: 65.6276; 1.1: 220.8391; 1.2: 0.29615; 1.3: 173.61; 1.4: 12.1533; 1.5: 220.8391; 1.6: 173.61; 1.7: 104.166; 1.8: 8.4594; 1.9: 868.05; 2: 27.6449; 2.1: 93.2685; 2.2: 538.5961; 2.3: 29.6401; 2.4: -317.757; 2.5: -17.4869
| 2 | 32.2 | 1: 65.4773; 1.1: 220.6759; 1.2: 0.29593; 1.3: 173.88; 1.4: 12.1254; 1.5: 220.6759; 1.6: 173.88; 1.7: 104.328; 1.8: 8.4594; 1.9: 869.4; 2: 27.6879; 2.1: 93.2751; 2.2: 540.2343; 2.3: 29.6841; 2.4: -319.5585; 2.5: -17.5587
| 2 | 32.25 | 1: 65.3271; 1.1: 220.5116; 1.2: 0.29571; 1.3: 174.15; 1.4: 12.0976; 1.5: 220.5116; 1.6: 174.15; 1.7: 104.49; 1.8: 8.4594; 1.9: 870.75; 2: 27.7309; 2.1: 93.2817; 2.2: 541.8751; 2.3: 29.7281; 2.4: -321.3635; 2.5: -17.6305
| 2 | 32.3 | 1: 65.1771; 1.1: 220.3465; 1.2: 0.29549; 1.3: 174.42; 1.4: 12.0698; 1.5: 220.3465; 1.6: 174.42; 1.7: 104.652; 1.8: 8.4594; 1.9: 872.1; 2: 27.7739; 2.1: 93.2883; 2.2: 543.5184; 2.3: 29.7721; 2.4: -323.172; 2.5: -17.7023
| 2 | 32.35 | 1: 65.0273; 1.1: 220.1803; 1.2: 0.29527; 1.3: 174.69; 1.4: 12.0421; 1.5: 220.1803; 1.6: 174.69; 1.7: 104.814; 1.8: 8.4594; 1.9: 873.45; 2: 27.8169; 2.1: 93.2948; 2.2: 545.1643; 2.3: 29.8161; 2.4: -324.984; 2.5: -17.774
| 2 | 32.4 | 1: 64.8777; 1.1: 220.0131; 1.2: 0.29504; 1.3: 174.96; 1.4: 12.0144; 1.5: 220.0131; 1.6: 174.96; 1.7: 104.976; 1.8: 8.4594; 1.9: 874.8; 2: 27.8599; 2.1: 93.3013; 2.2: 546.8127; 2.3: 29.8601; 2.4: -326.7995; 2.5: -17.8457
| 2 | 32.45 | 1: 64.7282; 1.1: 219.845; 1.2: 0.29482; 1.3: 175.23; 1.4: 11.9867; 1.5: 219.845; 1.6: 175.23; 1.7: 105.138; 1.8: 8.4594; 1.9: 876.15; 2: 27.9029; 2.1: 93.3078; 2.2: 548.4636; 2.3: 29.9041; 2.4: -328.6186; 2.5: -17.9174
| 2 | 32.5 | 1: 64.5789; 1.1: 219.6759; 1.2: 0.29459; 1.3: 175.5; 1.4: 11.9591; 1.5: 219.6759; 1.6: 175.5; 1.7: 105.3; 1.8: 8.4594; 1.9: 877.5; 2: 27.9459; 2.1: 93.3142; 2.2: 550.1171; 2.3: 29.9481; 2.4: -330.4412; 2.5: -17.9891
| 2 | 32.55 | 1: 64.4298; 1.1: 219.5059; 1.2: 0.29436; 1.3: 175.77; 1.4: 11.9314; 1.5: 219.5059; 1.6: 175.77; 1.7: 105.462; 1.8: 8.4594; 1.9: 878.85; 2: 27.9889; 2.1: 93.3206; 2.2: 551.7731; 2.3: 29.9921; 2.4: -332.2672; 2.5: -18.0607
| 2 | 32.6 | 1: 64.2809; 1.1: 219.3349; 1.2: 0.29413; 1.3: 176.04; 1.4: 11.9039; 1.5: 219.3349; 1.6: 176.04; 1.7: 105.624; 1.8: 8.4594; 1.9: 880.2; 2: 28.0318; 2.1: 93.327; 2.2: 553.4317; 2.3: 30.0362; 2.4: -334.0968; 2.5: -18.1323
| 2 | 32.65 | 1: 64.1321; 1.1: 219.1629; 1.2: 0.2939; 1.3: 176.31; 1.4: 11.8763; 1.5: 219.1629; 1.6: 176.31; 1.7: 105.786; 1.8: 8.4594; 1.9: 881.55; 2: 28.0748; 2.1: 93.3334; 2.2: 555.0928; 2.3: 30.0802; 2.4: -335.9299; 2.5: -18.2039
| 2 | 32.7 | 1: 63.9835; 1.1: 218.99; 1.2: 0.29367; 1.3: 176.58; 1.4: 11.8488; 1.5: 218.99; 1.6: 176.58; 1.7: 105.948; 1.8: 8.4594; 1.9: 882.9; 2: 28.1178; 2.1: 93.3397; 2.2: 556.7565; 2.3: 30.1242; 2.4: -337.7665; 2.5: -18.2754
| 2 | 32.75 | 1: 63.8351; 1.1: 218.8161; 1.2: 0.29344; 1.3: 176.85; 1.4: 11.8213; 1.5: 218.8161; 1.6: 176.85; 1.7: 106.11; 1.8: 8.4594; 1.9: 884.25; 2: 28.1608; 2.1: 93.346; 2.2: 558.4227; 2.3: 30.1682; 2.4: -339.6066; 2.5: -18.3469
| 2 | 32.8 | 1: 63.6869; 1.1: 218.6412; 1.2: 0.2932; 1.3: 177.12; 1.4: 11.7939; 1.5: 218.6412; 1.6: 177.12; 1.7: 106.272; 1.8: 8.4594; 1.9: 885.6; 2: 28.2038; 2.1: 93.3523; 2.2: 560.0914; 2.3: 30.2122; 2.4: -341.4502; 2.5: -18.4184
| 2 | 32.85 | 1: 63.5388; 1.1: 218.4654; 1.2: 0.29297; 1.3: 177.39; 1.4: 11.7664; 1.5: 218.4654; 1.6: 177.39; 1.7: 106.434; 1.8: 8.4594; 1.9: 886.95; 2: 28.2468; 2.1: 93.3586; 2.2: 561.7627; 2.3: 30.2563; 2.4: -343.2973; 2.5: -18.4898
| 2 | 32.9 | 1: 63.3909; 1.1: 218.2887; 1.2: 0.29273; 1.3: 177.66; 1.4: 11.7391; 1.5: 218.2887; 1.6: 177.66; 1.7: 106.596; 1.8: 8.4594; 1.9: 888.3; 2: 28.2898; 2.1: 93.3648; 2.2: 563.4365; 2.3: 30.3003; 2.4: -345.1478; 2.5: -18.5612
| 2 | 32.95 | 1: 63.2432; 1.1: 218.111; 1.2: 0.29249; 1.3: 177.93; 1.4: 11.7117; 1.5: 218.111; 1.6: 177.93; 1.7: 106.758; 1.8: 8.4594; 1.9: 889.65; 2: 28.3328; 2.1: 93.371; 2.2: 565.1129; 2.3: 30.3443; 2.4: -347.0019; 2.5: -18.6326
| 2 | 33 | 1: 63.0957; 1.1: 217.9324; 1.2: 0.29225; 1.3: 178.2; 1.4: 11.6844; 1.5: 217.9324; 1.6: 178.2; 1.7: 106.92; 1.8: 8.4594; 1.9: 891; 2: 28.3758; 2.1: 93.3771; 2.2: 566.7918; 2.3: 30.3884; 2.4: -348.8595; 2.5: -18.704
| 2 | 33.05 | 1: 62.9483; 1.1: 217.7528; 1.2: 0.29201; 1.3: 178.47; 1.4: 11.6571; 1.5: 217.7528; 1.6: 178.47; 1.7: 107.082; 1.8: 8.4594; 1.9: 892.35; 2: 28.4188; 2.1: 93.3833; 2.2: 568.4733; 2.3: 30.4324; 2.4: -350.7205; 2.5: -18.7753
| 2 | 33.1 | 1: 62.8011; 1.1: 217.5723; 1.2: 0.29177; 1.3: 178.74; 1.4: 11.6298; 1.5: 217.5723; 1.6: 178.74; 1.7: 107.244; 1.8: 8.4594; 1.9: 893.7; 2: 28.4618; 2.1: 93.3894; 2.2: 570.1573; 2.3: 30.4765; 2.4: -352.585; 2.5: -18.8466
| 2 | 33.15 | 1: 62.6541; 1.1: 217.3908; 1.2: 0.29153; 1.3: 179.01; 1.4: 11.6026; 1.5: 217.3908; 1.6: 179.01; 1.7: 107.406; 1.8: 8.4594; 1.9: 895.05; 2: 28.5048; 2.1: 93.3955; 2.2: 571.8439; 2.3: 30.5205; 2.4: -354.453; 2.5: -18.9179
| 2 | 33.2 | 1: 62.5072; 1.1: 217.2085; 1.2: 0.29128; 1.3: 179.28; 1.4: 11.5754; 1.5: 217.2085; 1.6: 179.28; 1.7: 107.568; 1.8: 8.4594; 1.9: 896.4; 2: 28.5478; 2.1: 93.4015; 2.2: 573.533; 2.3: 30.5646; 2.4: -356.3245; 2.5: -18.9891
| 2 | 33.25 | 1: 62.3606; 1.1: 217.0252; 1.2: 0.29104; 1.3: 179.55; 1.4: 11.5483; 1.5: 217.0252; 1.6: 179.55; 1.7: 107.73; 1.8: 8.4594; 1.9: 897.75; 2: 28.5908; 2.1: 93.4076; 2.2: 575.2246; 2.3: 30.6086; 2.4: -358.1995; 2.5: -19.0604
| 2 | 33.3 | 1: 62.2141; 1.1: 216.8409; 1.2: 0.29079; 1.3: 179.82; 1.4: 11.5211; 1.5: 216.8409; 1.6: 179.82; 1.7: 107.892; 1.8: 8.4594; 1.9: 899.1; 2: 28.6338; 2.1: 93.4136; 2.2: 576.9188; 2.3: 30.6527; 2.4: -360.0779; 2.5: -19.1315
| 2 | 33.35 | 1: 62.0677; 1.1: 216.6557; 1.2: 0.29054; 1.3: 180.09; 1.4: 11.494; 1.5: 216.6557; 1.6: 180.09; 1.7: 108.054; 1.8: 8.4594; 1.9: 900.45; 2: 28.6768; 2.1: 93.4196; 2.2: 578.6156; 2.3: 30.6967; 2.4: -361.9598; 2.5: -19.2027
| 2 | 33.4 | 1: 61.9216; 1.1: 216.4697; 1.2: 0.29029; 1.3: 180.36; 1.4: 11.467; 1.5: 216.4697; 1.6: 180.36; 1.7: 108.216; 1.8: 8.4594; 1.9: 901.8; 2: 28.7197; 2.1: 93.4255; 2.2: 580.3148; 2.3: 30.7408; 2.4: -363.8452; 2.5: -19.2738
| 2 | 33.45 | 1: 61.7756; 1.1: 216.2826; 1.2: 0.29004; 1.3: 180.63; 1.4: 11.4399; 1.5: 216.2826; 1.6: 180.63; 1.7: 108.378; 1.8: 8.4594; 1.9: 903.15; 2: 28.7627; 2.1: 93.4314; 2.2: 582.0167; 2.3: 30.7849; 2.4: -365.734; 2.5: -19.3449
| 2 | 33.5 | 1: 61.6298; 1.1: 216.0947; 1.2: 0.28979; 1.3: 180.9; 1.4: 11.4129; 1.5: 216.0947; 1.6: 180.9; 1.7: 108.54; 1.8: 8.4594; 1.9: 904.5; 2: 28.8057; 2.1: 93.4374; 2.2: 583.7211; 2.3: 30.8289; 2.4: -367.6263; 2.5: -19.416
| 2 | 33.55 | 1: 61.4842; 1.1: 215.9059; 1.2: 0.28953; 1.3: 181.17; 1.4: 11.386; 1.5: 215.9059; 1.6: 181.17; 1.7: 108.702; 1.8: 8.4594; 1.9: 905.85; 2: 28.8487; 2.1: 93.4432; 2.2: 585.428; 2.3: 30.873; 2.4: -369.5221; 2.5: -19.487
| 2 | 33.6 | 1: 61.3388; 1.1: 215.7161; 1.2: 0.28928; 1.3: 181.44; 1.4: 11.359; 1.5: 215.7161; 1.6: 181.44; 1.7: 108.864; 1.8: 8.4594; 1.9: 907.2; 2: 28.8917; 2.1: 93.4491; 2.2: 587.1375; 2.3: 30.9171; 2.4: -371.4213; 2.5: -19.558
| 2 | 33.65 | 1: 61.1935; 1.1: 215.5255; 1.2: 0.28902; 1.3: 181.71; 1.4: 11.3321; 1.5: 215.5255; 1.6: 181.71; 1.7: 109.026; 1.8: 8.4594; 1.9: 908.55; 2: 28.9347; 2.1: 93.4549; 2.2: 588.8495; 2.3: 30.9611; 2.4: -373.324; 2.5: -19.629
| 2 | 33.7 | 1: 61.0484; 1.1: 215.3339; 1.2: 0.28877; 1.3: 181.98; 1.4: 11.3053; 1.5: 215.3339; 1.6: 181.98; 1.7: 109.188; 1.8: 8.4594; 1.9: 909.9; 2: 28.9777; 2.1: 93.4607; 2.2: 590.5641; 2.3: 31.0052; 2.4: -375.2302; 2.5: -19.7
| 2 | 33.75 | 1: 60.9034; 1.1: 215.1414; 1.2: 0.28851; 1.3: 182.25; 1.4: 11.2784; 1.5: 215.1414; 1.6: 182.25; 1.7: 109.35; 1.8: 8.4594; 1.9: 911.25; 2: 29.0207; 2.1: 93.4665; 2.2: 592.2812; 2.3: 31.0493; 2.4: -377.1398; 2.5: -19.7709
| 2 | 33.8 | 1: 60.7587; 1.1: 214.948; 1.2: 0.28825; 1.3: 182.52; 1.4: 11.2516; 1.5: 214.948; 1.6: 182.52; 1.7: 109.512; 1.8: 8.4594; 1.9: 912.6; 2: 29.0637; 2.1: 93.4722; 2.2: 594.0008; 2.3: 31.0934; 2.4: -379.0528; 2.5: -19.8418
| 2 | 33.85 | 1: 60.6141; 1.1: 214.7538; 1.2: 0.28799; 1.3: 182.79; 1.4: 11.2248; 1.5: 214.7538; 1.6: 182.79; 1.7: 109.674; 1.8: 8.4594; 1.9: 913.95; 2: 29.1067; 2.1: 93.478; 2.2: 595.7231; 2.3: 31.1375; 2.4: -380.9693; 2.5: -19.9127
| 2 | 33.9 | 1: 60.4697; 1.1: 214.5586; 1.2: 0.28773; 1.3: 183.06; 1.4: 11.1981; 1.5: 214.5586; 1.6: 183.06; 1.7: 109.836; 1.8: 8.4594; 1.9: 915.3; 2: 29.1497; 2.1: 93.4837; 2.2: 597.4478; 2.3: 31.1816; 2.4: -382.8892; 2.5: -19.9835
| 2 | 33.95 | 1: 60.3255; 1.1: 214.3625; 1.2: 0.28746; 1.3: 183.33; 1.4: 11.1714; 1.5: 214.3625; 1.6: 183.33; 1.7: 109.998; 1.8: 8.4594; 1.9: 916.65; 2: 29.1927; 2.1: 93.4893; 2.2: 599.1751; 2.3: 31.2257; 2.4: -384.8126; 2.5: -20.0543
| 2 | 34 | 1: 60.1814; 1.1: 214.1655; 1.2: 0.2872; 1.3: 183.6; 1.4: 11.1447; 1.5: 214.1655; 1.6: 183.6; 1.7: 110.16; 1.8: 8.4594; 1.9: 918; 2: 29.2357; 2.1: 93.495; 2.2: 600.905; 2.3: 31.2698; 2.4: -386.7394; 2.5: -20.1251
| 2 | 34.05 | 1: 60.0375; 1.1: 213.9677; 1.2: 0.28694; 1.3: 183.87; 1.4: 11.1181; 1.5: 213.9677; 1.6: 183.87; 1.7: 110.322; 1.8: 8.4594; 1.9: 919.35; 2: 29.2787; 2.1: 93.5006; 2.2: 602.6374; 2.3: 31.3139; 2.4: -388.6697; 2.5: -20.1958
| 2 | 34.1 | 1: 59.8938; 1.1: 213.7689; 1.2: 0.28667; 1.3: 184.14; 1.4: 11.0914; 1.5: 213.7689; 1.6: 184.14; 1.7: 110.484; 1.8: 8.4594; 1.9: 920.7; 2: 29.3217; 2.1: 93.5062; 2.2: 604.3724; 2.3: 31.358; 2.4: -390.6034; 2.5: -20.2665
| 2 | 34.15 | 1: 59.7503; 1.1: 213.5693; 1.2: 0.2864; 1.3: 184.41; 1.4: 11.0649; 1.5: 213.5693; 1.6: 184.41; 1.7: 110.646; 1.8: 8.4594; 1.9: 922.05; 2: 29.3646; 2.1: 93.5118; 2.2: 606.1099; 2.3: 31.4021; 2.4: -392.5405; 2.5: -20.3372
| 2 | 34.2 | 1: 59.6069; 1.1: 213.3688; 1.2: 0.28613; 1.3: 184.68; 1.4: 11.0383; 1.5: 213.3688; 1.6: 184.68; 1.7: 110.808; 1.8: 8.4594; 1.9: 923.4; 2: 29.4076; 2.1: 93.5173; 2.2: 607.8499; 2.3: 31.4462; 2.4: -394.4811; 2.5: -20.4079
| 2 | 34.25 | 1: 59.4637; 1.1: 213.1674; 1.2: 0.28586; 1.3: 184.95; 1.4: 11.0118; 1.5: 213.1674; 1.6: 184.95; 1.7: 110.97; 1.8: 8.4594; 1.9: 924.75; 2: 29.4506; 2.1: 93.5229; 2.2: 609.5925; 2.3: 31.4903; 2.4: -396.4251; 2.5: -20.4785
| 2 | 34.3 | 1: 59.3207; 1.1: 212.9652; 1.2: 0.28559; 1.3: 185.22; 1.4: 10.9853; 1.5: 212.9652; 1.6: 185.22; 1.7: 111.132; 1.8: 8.4594; 1.9: 926.1; 2: 29.4936; 2.1: 93.5284; 2.2: 611.3377; 2.3: 31.5344; 2.4: -398.3725; 2.5: -20.5491
| 2 | 34.35 | 1: 59.1778; 1.1: 212.762; 1.2: 0.28532; 1.3: 185.49; 1.4: 10.9589; 1.5: 212.762; 1.6: 185.49; 1.7: 111.294; 1.8: 8.4594; 1.9: 927.45; 2: 29.5366; 2.1: 93.5338; 2.2: 613.0854; 2.3: 31.5785; 2.4: -400.3234; 2.5: -20.6197
| 2 | 34.4 | 1: 59.0351; 1.1: 212.558; 1.2: 0.28504; 1.3: 185.76; 1.4: 10.9324; 1.5: 212.558; 1.6: 185.76; 1.7: 111.456; 1.8: 8.4594; 1.9: 928.8; 2: 29.5796; 2.1: 93.5393; 2.2: 614.8356; 2.3: 31.6227; 2.4: -402.2776; 2.5: -20.6902
| 2 | 34.45 | 1: 58.8926; 1.1: 212.3531; 1.2: 0.28477; 1.3: 186.03; 1.4: 10.906; 1.5: 212.3531; 1.6: 186.03; 1.7: 111.618; 1.8: 8.4594; 1.9: 930.15; 2: 29.6226; 2.1: 93.5447; 2.2: 616.5884; 2.3: 31.6668; 2.4: -404.2353; 2.5: -20.7607
| 2 | 34.5 | 1: 58.7503; 1.1: 212.1474; 1.2: 0.28449; 1.3: 186.3; 1.4: 10.8797; 1.5: 212.1474; 1.6: 186.3; 1.7: 111.78; 1.8: 8.4594; 1.9: 931.5; 2: 29.6656; 2.1: 93.5501; 2.2: 618.3438; 2.3: 31.7109; 2.4: -406.1964; 2.5: -20.8312
| 2 | 34.55 | 1: 58.6082; 1.1: 211.9408; 1.2: 0.28422; 1.3: 186.57; 1.4: 10.8534; 1.5: 211.9408; 1.6: 186.57; 1.7: 111.942; 1.8: 8.4594; 1.9: 932.85; 2: 29.7086; 2.1: 93.5555; 2.2: 620.1017; 2.3: 31.755; 2.4: -408.1609; 2.5: -20.9017
| 2 | 34.6 | 1: 58.4662; 1.1: 211.7333; 1.2: 0.28394; 1.3: 186.84; 1.4: 10.8271; 1.5: 211.7333; 1.6: 186.84; 1.7: 112.104; 1.8: 8.4594; 1.9: 934.2; 2: 29.7516; 2.1: 93.5609; 2.2: 621.8622; 2.3: 31.7992; 2.4: -410.1289; 2.5: -20.9721
| 2 | 34.65 | 1: 58.3244; 1.1: 211.525; 1.2: 0.28366; 1.3: 187.11; 1.4: 10.8008; 1.5: 211.525; 1.6: 187.11; 1.7: 112.266; 1.8: 8.4594; 1.9: 935.55; 2: 29.7946; 2.1: 93.5662; 2.2: 623.6252; 2.3: 31.8433; 2.4: -412.1002; 2.5: -21.0425
| 2 | 34.7 | 1: 58.1827; 1.1: 211.3158; 1.2: 0.28338; 1.3: 187.38; 1.4: 10.7746; 1.5: 211.3158; 1.6: 187.38; 1.7: 112.428; 1.8: 8.4594; 1.9: 936.9; 2: 29.8376; 2.1: 93.5715; 2.2: 625.3907; 2.3: 31.8875; 2.4: -414.075; 2.5: -21.1129
| 2 | 34.75 | 1: 58.0413; 1.1: 211.1057; 1.2: 0.2831; 1.3: 187.65; 1.4: 10.7484; 1.5: 211.1057; 1.6: 187.65; 1.7: 112.59; 1.8: 8.4594; 1.9: 938.25; 2: 29.8806; 2.1: 93.5768; 2.2: 627.1588; 2.3: 31.9316; 2.4: -416.0531; 2.5: -21.1832
| 2 | 34.8 | 1: 57.9; 1.1: 210.8948; 1.2: 0.28281; 1.3: 187.92; 1.4: 10.7222; 1.5: 210.8948; 1.6: 187.92; 1.7: 112.752; 1.8: 8.4594; 1.9: 939.6; 2: 29.9236; 2.1: 93.5821; 2.2: 628.9295; 2.3: 31.9757; 2.4: -418.0347; 2.5: -21.2535
| 2 | 34.85 | 1: 57.7588; 1.1: 210.6831; 1.2: 0.28253; 1.3: 188.19; 1.4: 10.6961; 1.5: 210.6831; 1.6: 188.19; 1.7: 112.914; 1.8: 8.4594; 1.9: 940.95; 2: 29.9666; 2.1: 93.5873; 2.2: 630.7027; 2.3: 32.0199; 2.4: -420.0196; 2.5: -21.3238
| 2 | 34.9 | 1: 57.6179; 1.1: 210.4705; 1.2: 0.28225; 1.3: 188.46; 1.4: 10.67; 1.5: 210.4705; 1.6: 188.46; 1.7: 113.076; 1.8: 8.4594; 1.9: 942.3; 2: 30.0096; 2.1: 93.5926; 2.2: 632.4785; 2.3: 32.064; 2.4: -422.008; 2.5: -21.3941
| 2 | 34.95 | 1: 57.4771; 1.1: 210.2571; 1.2: 0.28196; 1.3: 188.73; 1.4: 10.6439; 1.5: 210.2571; 1.6: 188.73; 1.7: 113.238; 1.8: 8.4594; 1.9: 943.65; 2: 30.0525; 2.1: 93.5978; 2.2: 634.2568; 2.3: 32.1082; 2.4: -423.9997; 2.5: -21.4643
| 2 | 35 | 1: 57.3365; 1.1: 210.0428; 1.2: 0.28167; 1.3: 189; 1.4: 10.6179; 1.5: 210.0428; 1.6: 189; 1.7: 113.4; 1.8: 8.4594; 1.9: 945; 2: 30.0955; 2.1: 93.6029; 2.2: 636.0377; 2.3: 32.1523; 2.4: -425.9949; 2.5: -21.5345
| 2 | 35.05 | 1: 57.1961; 1.1: 209.8277; 1.2: 0.28138; 1.3: 189.27; 1.4: 10.5919; 1.5: 209.8277; 1.6: 189.27; 1.7: 113.562; 1.8: 8.4594; 1.9: 946.35; 2: 30.1385; 2.1: 93.6081; 2.2: 637.8211; 2.3: 32.1965; 2.4: -427.9934; 2.5: -21.6046
| 2 | 35.1 | 1: 57.0558; 1.1: 209.6117; 1.2: 0.28109; 1.3: 189.54; 1.4: 10.5659; 1.5: 209.6117; 1.6: 189.54; 1.7: 113.724; 1.8: 8.4594; 1.9: 947.7; 2: 30.1815; 2.1: 93.6132; 2.2: 639.6071; 2.3: 32.2407; 2.4: -429.9953; 2.5: -21.6748
| 2 | 35.15 | 1: 56.9158; 1.1: 209.395; 1.2: 0.2808; 1.3: 189.81; 1.4: 10.54; 1.5: 209.395; 1.6: 189.81; 1.7: 113.886; 1.8: 8.4594; 1.9: 949.05; 2: 30.2245; 2.1: 93.6183; 2.2: 641.3956; 2.3: 32.2848; 2.4: -432.0006; 2.5: -21.7449
| 2 | 35.2 | 1: 56.7758; 1.1: 209.1773; 1.2: 0.28051; 1.3: 190.08; 1.4: 10.514; 1.5: 209.1773; 1.6: 190.08; 1.7: 114.048; 1.8: 8.4594; 1.9: 950.4; 2: 30.2675; 2.1: 93.6234; 2.2: 643.1867; 2.3: 32.329; 2.4: -434.0093; 2.5: -21.815
| 2 | 35.25 | 1: 56.6361; 1.1: 208.9589; 1.2: 0.28022; 1.3: 190.35; 1.4: 10.4882; 1.5: 208.9589; 1.6: 190.35; 1.7: 114.21; 1.8: 8.4594; 1.9: 951.75; 2: 30.3105; 2.1: 93.6285; 2.2: 644.9803; 2.3: 32.3732; 2.4: -436.0214; 2.5: -21.885
| 2 | 35.3 | 1: 56.4965; 1.1: 208.7396; 1.2: 0.27992; 1.3: 190.62; 1.4: 10.4623; 1.5: 208.7396; 1.6: 190.62; 1.7: 114.372; 1.8: 8.4594; 1.9: 953.1; 2: 30.3535; 2.1: 93.6335; 2.2: 646.7765; 2.3: 32.4173; 2.4: -438.0369; 2.5: -21.955
| 2 | 35.35 | 1: 56.3571; 1.1: 208.5195; 1.2: 0.27963; 1.3: 190.89; 1.4: 10.4365; 1.5: 208.5195; 1.6: 190.89; 1.7: 114.534; 1.8: 8.4594; 1.9: 954.45; 2: 30.3965; 2.1: 93.6386; 2.2: 648.5752; 2.3: 32.4615; 2.4: -440.0557; 2.5: -22.025
| 2 | 35.4 | 1: 56.2179; 1.1: 208.2986; 1.2: 0.27933; 1.3: 191.16; 1.4: 10.4107; 1.5: 208.2986; 1.6: 191.16; 1.7: 114.696; 1.8: 8.4594; 1.9: 955.8; 2: 30.4395; 2.1: 93.6436; 2.2: 650.3765; 2.3: 32.5057; 2.4: -442.0779; 2.5: -22.095
| 2 | 35.45 | 1: 56.0789; 1.1: 208.0769; 1.2: 0.27904; 1.3: 191.43; 1.4: 10.385; 1.5: 208.0769; 1.6: 191.43; 1.7: 114.858; 1.8: 8.4594; 1.9: 957.15; 2: 30.4825; 2.1: 93.6485; 2.2: 652.1804; 2.3: 32.5499; 2.4: -444.1035; 2.5: -22.1649
| 2 | 35.5 | 1: 55.94; 1.1: 207.8543; 1.2: 0.27874; 1.3: 191.7; 1.4: 10.3593; 1.5: 207.8543; 1.6: 191.7; 1.7: 115.02; 1.8: 8.4594; 1.9: 958.5; 2: 30.5255; 2.1: 93.6535; 2.2: 653.9868; 2.3: 32.5941; 2.4: -446.1324; 2.5: -22.2348
| 2 | 35.55 | 1: 55.8013; 1.1: 207.631; 1.2: 0.27844; 1.3: 191.97; 1.4: 10.3336; 1.5: 207.631; 1.6: 191.97; 1.7: 115.182; 1.8: 8.4594; 1.9: 959.85; 2: 30.5685; 2.1: 93.6584; 2.2: 655.7957; 2.3: 32.6382; 2.4: -448.1647; 2.5: -22.3047
| 2 | 35.6 | 1: 55.6627; 1.1: 207.4068; 1.2: 0.27814; 1.3: 192.24; 1.4: 10.3079; 1.5: 207.4068; 1.6: 192.24; 1.7: 115.344; 1.8: 8.4594; 1.9: 961.2; 2: 30.6115; 2.1: 93.6634; 2.2: 657.6072; 2.3: 32.6824; 2.4: -450.2004; 2.5: -22.3745
| 2 | 35.65 | 1: 55.5244; 1.1: 207.1818; 1.2: 0.27784; 1.3: 192.51; 1.4: 10.2823; 1.5: 207.1818; 1.6: 192.51; 1.7: 115.506; 1.8: 8.4594; 1.9: 962.55; 2: 30.6545; 2.1: 93.6682; 2.2: 659.4213; 2.3: 32.7266; 2.4: -452.2394; 2.5: -22.4443
| 2 | 35.7 | 1: 55.3862; 1.1: 206.956; 1.2: 0.27753; 1.3: 192.78; 1.4: 10.2567; 1.5: 206.956; 1.6: 192.78; 1.7: 115.668; 1.8: 8.4594; 1.9: 963.9; 2: 30.6975; 2.1: 93.6731; 2.2: 661.2379; 2.3: 32.7708; 2.4: -454.2818; 2.5: -22.5141
| 2 | 35.75 | 1: 55.2482; 1.1: 206.7295; 1.2: 0.27723; 1.3: 193.05; 1.4: 10.2311; 1.5: 206.7295; 1.6: 193.05; 1.7: 115.83; 1.8: 8.4594; 1.9: 965.25; 2: 30.7404; 2.1: 93.678; 2.2: 663.057; 2.3: 32.815; 2.4: -456.3276; 2.5: -22.5839
| 2 | 35.8 | 1: 55.1103; 1.1: 206.5021; 1.2: 0.27692; 1.3: 193.32; 1.4: 10.2056; 1.5: 206.5021; 1.6: 193.32; 1.7: 115.992; 1.8: 8.4594; 1.9: 966.6; 2: 30.7834; 2.1: 93.6828; 2.2: 664.8788; 2.3: 32.8592; 2.4: -458.3767; 2.5: -22.6536
| 2 | 35.85 | 1: 54.9727; 1.1: 206.2739; 1.2: 0.27662; 1.3: 193.59; 1.4: 10.1801; 1.5: 206.2739; 1.6: 193.59; 1.7: 116.154; 1.8: 8.4594; 1.9: 967.95; 2: 30.8264; 2.1: 93.6876; 2.2: 666.703; 2.3: 32.9034; 2.4: -460.4292; 2.5: -22.7233
| 2 | 35.9 | 1: 54.8351; 1.1: 206.0449; 1.2: 0.27631; 1.3: 193.86; 1.4: 10.1547; 1.5: 206.0449; 1.6: 193.86; 1.7: 116.316; 1.8: 8.4594; 1.9: 969.3; 2: 30.8694; 2.1: 93.6924; 2.2: 668.5299; 2.3: 32.9476; 2.4: -462.485; 2.5: -22.793
| 2 | 35.95 | 1: 54.6978; 1.1: 205.8151; 1.2: 0.276; 1.3: 194.13; 1.4: 10.1292; 1.5: 205.8151; 1.6: 194.13; 1.7: 116.478; 1.8: 8.4594; 1.9: 970.65; 2: 30.9124; 2.1: 93.6972; 2.2: 670.3592; 2.3: 32.9918; 2.4: -464.5441; 2.5: -22.8626
| 2 | 36 | 1: 54.5607; 1.1: 205.5846; 1.2: 0.27569; 1.3: 194.4; 1.4: 10.1038; 1.5: 205.5846; 1.6: 194.4; 1.7: 116.64; 1.8: 8.4594; 1.9: 972; 2: 30.9554; 2.1: 93.7019; 2.2: 672.1912; 2.3: 33.0361; 2.4: -466.6066; 2.5: -22.9322
| 2 | 36.05 | 1: 54.4237; 1.1: 205.3532; 1.2: 0.27538; 1.3: 194.67; 1.4: 10.0785; 1.5: 205.3532; 1.6: 194.67; 1.7: 116.802; 1.8: 8.4594; 1.9: 973.35; 2: 30.9984; 2.1: 93.7066; 2.2: 674.0257; 2.3: 33.0803; 2.4: -468.6725; 2.5: -23.0018
| 2 | 36.1 | 1: 54.2869; 1.1: 205.1211; 1.2: 0.27507; 1.3: 194.94; 1.4: 10.0531; 1.5: 205.1211; 1.6: 194.94; 1.7: 116.964; 1.8: 8.4594; 1.9: 974.7; 2: 31.0414; 2.1: 93.7113; 2.2: 675.8627; 2.3: 33.1245; 2.4: -470.7416; 2.5: -23.0714
| 2 | 36.15 | 1: 54.1502; 1.1: 204.8881; 1.2: 0.27476; 1.3: 195.21; 1.4: 10.0278; 1.5: 204.8881; 1.6: 195.21; 1.7: 117.126; 1.8: 8.4594; 1.9: 976.05; 2: 31.0844; 2.1: 93.716; 2.2: 677.7023; 2.3: 33.1687; 2.4: -472.8142; 2.5: -23.1409
| 2 | 36.2 | 1: 54.0137; 1.1: 204.6544; 1.2: 0.27445; 1.3: 195.48; 1.4: 10.0025; 1.5: 204.6544; 1.6: 195.48; 1.7: 117.288; 1.8: 8.4594; 1.9: 977.4; 2: 31.1274; 2.1: 93.7207; 2.2: 679.5445; 2.3: 33.2129; 2.4: -474.89; 2.5: -23.2104
| 2 | 36.25 | 1: 53.8774; 1.1: 204.42; 1.2: 0.27413; 1.3: 195.75; 1.4: 9.9773; 1.5: 204.42; 1.6: 195.75; 1.7: 117.45; 1.8: 8.4594; 1.9: 978.75; 2: 31.1704; 2.1: 93.7253; 2.2: 681.3892; 2.3: 33.2572; 2.4: -476.9692; 2.5: -23.2799
| 2 | 36.3 | 1: 53.7413; 1.1: 204.1847; 1.2: 0.27382; 1.3: 196.02; 1.4: 9.9521; 1.5: 204.1847; 1.6: 196.02; 1.7: 117.612; 1.8: 8.4594; 1.9: 980.1; 2: 31.2134; 2.1: 93.73; 2.2: 683.2364; 2.3: 33.3014; 2.4: -479.0517; 2.5: -23.3493
| 2 | 36.35 | 1: 53.6053; 1.1: 203.9487; 1.2: 0.2735; 1.3: 196.29; 1.4: 9.9269; 1.5: 203.9487; 1.6: 196.29; 1.7: 117.774; 1.8: 8.4594; 1.9: 981.45; 2: 31.2564; 2.1: 93.7346; 2.2: 685.0862; 2.3: 33.3456; 2.4: -481.1376; 2.5: -23.4187
| 2 | 36.4 | 1: 53.4696; 1.1: 203.7119; 1.2: 0.27318; 1.3: 196.56; 1.4: 9.9018; 1.5: 203.7119; 1.6: 196.56; 1.7: 117.936; 1.8: 8.4594; 1.9: 982.8; 2: 31.2994; 2.1: 93.7392; 2.2: 686.9386; 2.3: 33.3898; 2.4: -483.2267; 2.5: -23.4881
| 2 | 36.45 | 1: 53.3339; 1.1: 203.4743; 1.2: 0.27286; 1.3: 196.83; 1.4: 9.8767; 1.5: 203.4743; 1.6: 196.83; 1.7: 118.098; 1.8: 8.4594; 1.9: 984.15; 2: 31.3424; 2.1: 93.7437; 2.2: 688.7935; 2.3: 33.4341; 2.4: -485.3192; 2.5: -23.5574
| 2 | 36.5 | 1: 53.1985; 1.1: 203.236; 1.2: 0.27254; 1.3: 197.1; 1.4: 9.8516; 1.5: 203.236; 1.6: 197.1; 1.7: 118.26; 1.8: 8.4594; 1.9: 985.5; 2: 31.3854; 2.1: 93.7483; 2.2: 690.651; 2.3: 33.4783; 2.4: -487.4151; 2.5: -23.6267
| 2 | 36.55 | 1: 53.0632; 1.1: 202.9969; 1.2: 0.27222; 1.3: 197.37; 1.4: 9.8265; 1.5: 202.9969; 1.6: 197.37; 1.7: 118.422; 1.8: 8.4594; 1.9: 986.85; 2: 31.4283; 2.1: 93.7528; 2.2: 692.5111; 2.3: 33.5226; 2.4: -489.5142; 2.5: -23.696
| 2 | 36.6 | 1: 52.9281; 1.1: 202.757; 1.2: 0.2719; 1.3: 197.64; 1.4: 9.8015; 1.5: 202.757; 1.6: 197.64; 1.7: 118.584; 1.8: 8.4594; 1.9: 988.2; 2: 31.4713; 2.1: 93.7573; 2.2: 694.3737; 2.3: 33.5668; 2.4: -491.6166; 2.5: -23.7653
| 2 | 36.65 | 1: 52.7932; 1.1: 202.5164; 1.2: 0.27158; 1.3: 197.91; 1.4: 9.7765; 1.5: 202.5164; 1.6: 197.91; 1.7: 118.746; 1.8: 8.4594; 1.9: 989.55; 2: 31.5143; 2.1: 93.7618; 2.2: 696.2388; 2.3: 33.6111; 2.4: -493.7224; 2.5: -23.8345
| 2 | 36.7 | 1: 52.6584; 1.1: 202.2751; 1.2: 0.27126; 1.3: 198.18; 1.4: 9.7516; 1.5: 202.2751; 1.6: 198.18; 1.7: 118.908; 1.8: 8.4594; 1.9: 990.9; 2: 31.5573; 2.1: 93.7663; 2.2: 698.1065; 2.3: 33.6553; 2.4: -495.8315; 2.5: -23.9037
| 2 | 36.75 | 1: 52.5238; 1.1: 202.0329; 1.2: 0.27093; 1.3: 198.45; 1.4: 9.7266; 1.5: 202.0329; 1.6: 198.45; 1.7: 119.07; 1.8: 8.4594; 1.9: 992.25; 2: 31.6003; 2.1: 93.7707; 2.2: 699.9768; 2.3: 33.6996; 2.4: -497.9438; 2.5: -23.9729
| 2 | 36.8 | 1: 52.3894; 1.1: 201.7901; 1.2: 0.2706; 1.3: 198.72; 1.4: 9.7017; 1.5: 201.7901; 1.6: 198.72; 1.7: 119.232; 1.8: 8.4594; 1.9: 993.6; 2: 31.6433; 2.1: 93.7752; 2.2: 701.8496; 2.3: 33.7438; 2.4: -500.0595; 2.5: -24.0421
| 2 | 36.85 | 1: 52.2552; 1.1: 201.5465; 1.2: 0.27028; 1.3: 198.99; 1.4: 9.6769; 1.5: 201.5465; 1.6: 198.99; 1.7: 119.394; 1.8: 8.4594; 1.9: 994.95; 2: 31.6863; 2.1: 93.7796; 2.2: 703.725; 2.3: 33.7881; 2.4: -502.1785; 2.5: -24.1112
| 2 | 36.9 | 1: 52.1211; 1.1: 201.3021; 1.2: 0.26995; 1.3: 199.26; 1.4: 9.6521; 1.5: 201.3021; 1.6: 199.26; 1.7: 119.556; 1.8: 8.4594; 1.9: 996.3; 2: 31.7293; 2.1: 93.784; 2.2: 705.6029; 2.3: 33.8323; 2.4: -504.3008; 2.5: -24.1803
| 2 | 36.95 | 1: 51.9872; 1.1: 201.057; 1.2: 0.26962; 1.3: 199.53; 1.4: 9.6273; 1.5: 201.057; 1.6: 199.53; 1.7: 119.718; 1.8: 8.4594; 1.9: 997.65; 2: 31.7723; 2.1: 93.7884; 2.2: 707.4834; 2.3: 33.8766; 2.4: -506.4264; 2.5: -24.2493
| 2 | 37 | 1: 51.8535; 1.1: 200.8112; 1.2: 0.26929; 1.3: 199.8; 1.4: 9.6025; 1.5: 200.8112; 1.6: 199.8; 1.7: 119.88; 1.8: 8.4594; 1.9: 999; 2: 31.8153; 2.1: 93.7927; 2.2: 709.3664; 2.3: 33.9209; 2.4: -508.5552; 2.5: -24.3184
| 2 | 37.05 | 1: 51.7199; 1.1: 200.5646; 1.2: 0.26896; 1.3: 200.07; 1.4: 9.5778; 1.5: 200.5646; 1.6: 200.07; 1.7: 120.042; 1.8: 8.4594; 1.9: 1000.35; 2: 31.8583; 2.1: 93.7971; 2.2: 711.252; 2.3: 33.9651; 2.4: -510.6874; 2.5: -24.3874
| 2 | 37.1 | 1: 51.5865; 1.1: 200.3173; 1.2: 0.26863; 1.3: 200.34; 1.4: 9.5531; 1.5: 200.3173; 1.6: 200.34; 1.7: 120.204; 1.8: 8.4594; 1.9: 1001.7; 2: 31.9013; 2.1: 93.8014; 2.2: 713.1401; 2.3: 34.0094; 2.4: -512.8229; 2.5: -24.4563
| 2 | 37.15 | 1: 51.4533; 1.1: 200.0692; 1.2: 0.2683; 1.3: 200.61; 1.4: 9.5284; 1.5: 200.0692; 1.6: 200.61; 1.7: 120.366; 1.8: 8.4594; 1.9: 1003.05; 2: 31.9443; 2.1: 93.8057; 2.2: 715.0309; 2.3: 34.0537; 2.4: -514.9616; 2.5: -24.5253
| 2 | 37.2 | 1: 51.3202; 1.1: 199.8205; 1.2: 0.26796; 1.3: 200.88; 1.4: 9.5037; 1.5: 199.8205; 1.6: 200.88; 1.7: 120.528; 1.8: 8.4594; 1.9: 1004.4; 2: 31.9873; 2.1: 93.81; 2.2: 716.9241; 2.3: 34.0979; 2.4: -517.1037; 2.5: -24.5942
| 2 | 37.25 | 1: 51.1874; 1.1: 199.571; 1.2: 0.26763; 1.3: 201.15; 1.4: 9.4791; 1.5: 199.571; 1.6: 201.15; 1.7: 120.69; 1.8: 8.4594; 1.9: 1005.75; 2: 32.0303; 2.1: 93.8142; 2.2: 718.8199; 2.3: 34.1422; 2.4: -519.249; 2.5: -24.6631
| 2 | 37.3 | 1: 51.0546; 1.1: 199.3207; 1.2: 0.26729; 1.3: 201.42; 1.4: 9.4546; 1.5: 199.3207; 1.6: 201.42; 1.7: 120.852; 1.8: 8.4594; 1.9: 1007.1; 2: 32.0732; 2.1: 93.8185; 2.2: 720.7183; 2.3: 34.1865; 2.4: -521.3976; 2.5: -24.7319
| 2 | 37.35 | 1: 50.9221; 1.1: 199.0698; 1.2: 0.26696; 1.3: 201.69; 1.4: 9.43; 1.5: 199.0698; 1.6: 201.69; 1.7: 121.014; 1.8: 8.4594; 1.9: 1008.45; 2: 32.1162; 2.1: 93.8227; 2.2: 722.6192; 2.3: 34.2308; 2.4: -523.5494; 2.5: -24.8008
| 2 | 37.4 | 1: 50.7897; 1.1: 198.8181; 1.2: 0.26662; 1.3: 201.96; 1.4: 9.4055; 1.5: 198.8181; 1.6: 201.96; 1.7: 121.176; 1.8: 8.4594; 1.9: 1009.8; 2: 32.1592; 2.1: 93.8269; 2.2: 724.5227; 2.3: 34.2751; 2.4: -525.7046; 2.5: -24.8696
| 2 | 37.45 | 1: 50.6575; 1.1: 198.5657; 1.2: 0.26628; 1.3: 202.23; 1.4: 9.381; 1.5: 198.5657; 1.6: 202.23; 1.7: 121.338; 1.8: 8.4594; 1.9: 1011.15; 2: 32.2022; 2.1: 93.8311; 2.2: 726.4288; 2.3: 34.3194; 2.4: -527.863; 2.5: -24.9383
| 2 | 37.5 | 1: 50.5255; 1.1: 198.3127; 1.2: 0.26594; 1.3: 202.5; 1.4: 9.3566; 1.5: 198.3127; 1.6: 202.5; 1.7: 121.5; 1.8: 8.4594; 1.9: 1012.5; 2: 32.2452; 2.1: 93.8353; 2.2: 728.3374; 2.3: 34.3636; 2.4: -530.0247; 2.5: -25.0071
| 2 | 37.55 | 1: 50.3937; 1.1: 198.0589; 1.2: 0.2656; 1.3: 202.77; 1.4: 9.3322; 1.5: 198.0589; 1.6: 202.77; 1.7: 121.662; 1.8: 8.4594; 1.9: 1013.85; 2: 32.2882; 2.1: 93.8395; 2.2: 730.2485; 2.3: 34.4079; 2.4: -532.1897; 2.5: -25.0758
| 2 | 37.6 | 1: 50.262; 1.1: 197.8043; 1.2: 0.26526; 1.3: 203.04; 1.4: 9.3078; 1.5: 197.8043; 1.6: 203.04; 1.7: 121.824; 1.8: 8.4594; 1.9: 1015.2; 2: 32.3312; 2.1: 93.8436; 2.2: 732.1622; 2.3: 34.4522; 2.4: -534.3579; 2.5: -25.1445
| 2 | 37.65 | 1: 50.1305; 1.1: 197.5491; 1.2: 0.26492; 1.3: 203.31; 1.4: 9.2834; 1.5: 197.5491; 1.6: 203.31; 1.7: 121.986; 1.8: 8.4594; 1.9: 1016.55; 2: 32.3742; 2.1: 93.8477; 2.2: 734.0785; 2.3: 34.4965; 2.4: -536.5294; 2.5: -25.2131
| 2 | 37.7 | 1: 49.9991; 1.1: 197.2932; 1.2: 0.26457; 1.3: 203.58; 1.4: 9.2591; 1.5: 197.2932; 1.6: 203.58; 1.7: 122.148; 1.8: 8.4594; 1.9: 1017.9; 2: 32.4172; 2.1: 93.8518; 2.2: 735.9973; 2.3: 34.5408; 2.4: -538.7041; 2.5: -25.2817
| 2 | 37.75 | 1: 49.8679; 1.1: 197.0366; 1.2: 0.26423; 1.3: 203.85; 1.4: 9.2348; 1.5: 197.0366; 1.6: 203.85; 1.7: 122.31; 1.8: 8.4594; 1.9: 1019.25; 2: 32.4602; 2.1: 93.8559; 2.2: 737.9187; 2.3: 34.5851; 2.4: -540.8821; 2.5: -25.3503
| 2 | 37.8 | 1: 49.7369; 1.1: 196.7792; 1.2: 0.26389; 1.3: 204.12; 1.4: 9.2105; 1.5: 196.7792; 1.6: 204.12; 1.7: 122.472; 1.8: 8.4594; 1.9: 1020.6; 2: 32.5032; 2.1: 93.86; 2.2: 739.8426; 2.3: 34.6294; 2.4: -543.0634; 2.5: -25.4189
| 2 | 37.85 | 1: 49.6061; 1.1: 196.5212; 1.2: 0.26354; 1.3: 204.39; 1.4: 9.1863; 1.5: 196.5212; 1.6: 204.39; 1.7: 122.634; 1.8: 8.4594; 1.9: 1021.95; 2: 32.5462; 2.1: 93.864; 2.2: 741.7691; 2.3: 34.6737; 2.4: -545.2479; 2.5: -25.4874
| 2 | 37.9 | 1: 49.4755; 1.1: 196.2625; 1.2: 0.26319; 1.3: 204.66; 1.4: 9.1621; 1.5: 196.2625; 1.6: 204.66; 1.7: 122.796; 1.8: 8.4594; 1.9: 1023.3; 2: 32.5892; 2.1: 93.8681; 2.2: 743.6982; 2.3: 34.7181; 2.4: -547.4357; 2.5: -25.5559
| 2 | 37.95 | 1: 49.345; 1.1: 196.0031; 1.2: 0.26284; 1.3: 204.93; 1.4: 9.138; 1.5: 196.0031; 1.6: 204.93; 1.7: 122.958; 1.8: 8.4594; 1.9: 1024.65; 2: 32.6322; 2.1: 93.8721; 2.2: 745.6298; 2.3: 34.7624; 2.4: -549.6267; 2.5: -25.6244
| 2 | 38 | 1: 49.2146; 1.1: 195.743; 1.2: 0.2625; 1.3: 205.2; 1.4: 9.1138; 1.5: 195.743; 1.6: 205.2; 1.7: 123.12; 1.8: 8.4594; 1.9: 1026; 2: 32.6752; 2.1: 93.8761; 2.2: 747.564; 2.3: 34.8067; 2.4: -551.8209; 2.5: -25.6929
| 2 | 38.05 | 1: 49.0845; 1.1: 195.4822; 1.2: 0.26215; 1.3: 205.47; 1.4: 9.0897; 1.5: 195.4822; 1.6: 205.47; 1.7: 123.282; 1.8: 8.4594; 1.9: 1027.35; 2: 32.7182; 2.1: 93.8801; 2.2: 749.5007; 2.3: 34.851; 2.4: -554.0184; 2.5: -25.7613
| 2 | 38.1 | 1: 48.9545; 1.1: 195.2208; 1.2: 0.2618; 1.3: 205.74; 1.4: 9.0656; 1.5: 195.2208; 1.6: 205.74; 1.7: 123.444; 1.8: 8.4594; 1.9: 1028.7; 2: 32.7611; 2.1: 93.8841; 2.2: 751.4399; 2.3: 34.8953; 2.4: -556.2192; 2.5: -25.8297
| 2 | 38.15 | 1: 48.8247; 1.1: 194.9586; 1.2: 0.26144; 1.3: 206.01; 1.4: 9.0416; 1.5: 194.9586; 1.6: 206.01; 1.7: 123.606; 1.8: 8.4594; 1.9: 1030.05; 2: 32.8041; 2.1: 93.888; 2.2: 753.3818; 2.3: 34.9396; 2.4: -558.4231; 2.5: -25.898
| 2 | 38.2 | 1: 48.6951; 1.1: 194.6958; 1.2: 0.26109; 1.3: 206.28; 1.4: 9.0176; 1.5: 194.6958; 1.6: 206.28; 1.7: 123.768; 1.8: 8.4594; 1.9: 1031.4; 2: 32.8471; 2.1: 93.892; 2.2: 755.3262; 2.3: 34.984; 2.4: -560.6303; 2.5: -25.9664
| 2 | 38.25 | 1: 48.5656; 1.1: 194.4323; 1.2: 0.26074; 1.3: 206.55; 1.4: 8.9936; 1.5: 194.4323; 1.6: 206.55; 1.7: 123.93; 1.8: 8.4594; 1.9: 1032.75; 2: 32.8901; 2.1: 93.8959; 2.2: 757.2731; 2.3: 35.0283; 2.4: -562.8408; 2.5: -26.0347
| 2 | 38.3 | 1: 48.4363; 1.1: 194.1682; 1.2: 0.26038; 1.3: 206.82; 1.4: 8.9697; 1.5: 194.1682; 1.6: 206.82; 1.7: 124.092; 1.8: 8.4594; 1.9: 1034.1; 2: 32.9331; 2.1: 93.8998; 2.2: 759.2226; 2.3: 35.0726; 2.4: -565.0544; 2.5: -26.1029
| 2 | 38.35 | 1: 48.3072; 1.1: 193.9033; 1.2: 0.26003; 1.3: 207.09; 1.4: 8.9458; 1.5: 193.9033; 1.6: 207.09; 1.7: 124.254; 1.8: 8.4594; 1.9: 1035.45; 2: 32.9761; 2.1: 93.9037; 2.2: 761.1747; 2.3: 35.117; 2.4: -567.2713; 2.5: -26.1712
| 2 | 38.4 | 1: 48.1782; 1.1: 193.6378; 1.2: 0.25967; 1.3: 207.36; 1.4: 8.9219; 1.5: 193.6378; 1.6: 207.36; 1.7: 124.416; 1.8: 8.4594; 1.9: 1036.8; 2: 33.0191; 2.1: 93.9076; 2.2: 763.1293; 2.3: 35.1613; 2.4: -569.4915; 2.5: -26.2394
| 2 | 38.45 | 1: 48.0494; 1.1: 193.3717; 1.2: 0.25932; 1.3: 207.63; 1.4: 8.898; 1.5: 193.3717; 1.6: 207.63; 1.7: 124.578; 1.8: 8.4594; 1.9: 1038.15; 2: 33.0621; 2.1: 93.9114; 2.2: 765.0865; 2.3: 35.2056; 2.4: -571.7148; 2.5: -26.3076
| 2 | 38.5 | 1: 47.9208; 1.1: 193.1048; 1.2: 0.25896; 1.3: 207.9; 1.4: 8.8742; 1.5: 193.1048; 1.6: 207.9; 1.7: 124.74; 1.8: 8.4594; 1.9: 1039.5; 2: 33.1051; 2.1: 93.9153; 2.2: 767.0462; 2.3: 35.25; 2.4: -573.9414; 2.5: -26.3757
| 2 | 38.55 | 1: 47.7923; 1.1: 192.8373; 1.2: 0.2586; 1.3: 208.17; 1.4: 8.8504; 1.5: 192.8373; 1.6: 208.17; 1.7: 124.902; 1.8: 8.4594; 1.9: 1040.85; 2: 33.1481; 2.1: 93.9191; 2.2: 769.0085; 2.3: 35.2943; 2.4: -576.1711; 2.5: -26.4439
| 2 | 38.6 | 1: 47.6641; 1.1: 192.5692; 1.2: 0.25824; 1.3: 208.44; 1.4: 8.8267; 1.5: 192.5692; 1.6: 208.44; 1.7: 125.064; 1.8: 8.4594; 1.9: 1042.2; 2: 33.1911; 2.1: 93.9229; 2.2: 770.9733; 2.3: 35.3386; 2.4: -578.4041; 2.5: -26.512
| 2 | 38.65 | 1: 47.536; 1.1: 192.3004; 1.2: 0.25788; 1.3: 208.71; 1.4: 8.803; 1.5: 192.3004; 1.6: 208.71; 1.7: 125.226; 1.8: 8.4594; 1.9: 1043.55; 2: 33.2341; 2.1: 93.9267; 2.2: 772.9407; 2.3: 35.383; 2.4: -580.6403; 2.5: -26.58
| 2 | 38.7 | 1: 47.408; 1.1: 192.0309; 1.2: 0.25752; 1.3: 208.98; 1.4: 8.7793; 1.5: 192.0309; 1.6: 208.98; 1.7: 125.388; 1.8: 8.4594; 1.9: 1044.9; 2: 33.2771; 2.1: 93.9305; 2.2: 774.9107; 2.3: 35.4273; 2.4: -582.8797; 2.5: -26.6481
| 2 | 38.75 | 1: 47.2803; 1.1: 191.7608; 1.2: 0.25716; 1.3: 209.25; 1.4: 8.7556; 1.5: 191.7608; 1.6: 209.25; 1.7: 125.55; 1.8: 8.4594; 1.9: 1046.25; 2: 33.3201; 2.1: 93.9342; 2.2: 776.8832; 2.3: 35.4717; 2.4: -585.1224; 2.5: -26.7161
| 2 | 38.8 | 1: 47.1527; 1.1: 191.4901; 1.2: 0.25679; 1.3: 209.52; 1.4: 8.732; 1.5: 191.4901; 1.6: 209.52; 1.7: 125.712; 1.8: 8.4594; 1.9: 1047.6; 2: 33.3631; 2.1: 93.938; 2.2: 778.8582; 2.3: 35.516; 2.4: -587.3682; 2.5: -26.7841
| 2 | 38.85 | 1: 47.0252; 1.1: 191.2187; 1.2: 0.25643; 1.3: 209.79; 1.4: 8.7084; 1.5: 191.2187; 1.6: 209.79; 1.7: 125.874; 1.8: 8.4594; 1.9: 1048.95; 2: 33.4061; 2.1: 93.9417; 2.2: 780.8359; 2.3: 35.5604; 2.4: -589.6172; 2.5: -26.852
| 2 | 38.9 | 1: 46.898; 1.1: 190.9466; 1.2: 0.25606; 1.3: 210.06; 1.4: 8.6848; 1.5: 190.9466; 1.6: 210.06; 1.7: 126.036; 1.8: 8.4594; 1.9: 1050.3; 2: 33.449; 2.1: 93.9455; 2.2: 782.816; 2.3: 35.6048; 2.4: -591.8694; 2.5: -26.9199
| 2 | 38.95 | 1: 46.7709; 1.1: 190.674; 1.2: 0.2557; 1.3: 210.33; 1.4: 8.6613; 1.5: 190.674; 1.6: 210.33; 1.7: 126.198; 1.8: 8.4594; 1.9: 1051.65; 2: 33.492; 2.1: 93.9492; 2.2: 784.7988; 2.3: 35.6491; 2.4: -594.1248; 2.5: -26.9878
| 2 | 39 | 1: 46.644; 1.1: 190.4006; 1.2: 0.25533; 1.3: 210.6; 1.4: 8.6378; 1.5: 190.4006; 1.6: 210.6; 1.7: 126.36; 1.8: 8.4594; 1.9: 1053; 2: 33.535; 2.1: 93.9528; 2.2: 786.7841; 2.3: 35.6935; 2.4: -596.3834; 2.5: -27.0557
| 2 | 39.05 | 1: 46.5172; 1.1: 190.1267; 1.2: 0.25496; 1.3: 210.87; 1.4: 8.6143; 1.5: 190.1267; 1.6: 210.87; 1.7: 126.522; 1.8: 8.4594; 1.9: 1054.35; 2: 33.578; 2.1: 93.9565; 2.2: 788.7719; 2.3: 35.7378; 2.4: -598.6452; 2.5: -27.1235
| 2 | 39.1 | 1: 46.3906; 1.1: 189.8521; 1.2: 0.2546; 1.3: 211.14; 1.4: 8.5909; 1.5: 189.8521; 1.6: 211.14; 1.7: 126.684; 1.8: 8.4594; 1.9: 1055.7; 2: 33.621; 2.1: 93.9602; 2.2: 790.7623; 2.3: 35.7822; 2.4: -600.9102; 2.5: -27.1913
| 2 | 39.15 | 1: 46.2642; 1.1: 189.5769; 1.2: 0.25423; 1.3: 211.41; 1.4: 8.5674; 1.5: 189.5769; 1.6: 211.41; 1.7: 126.846; 1.8: 8.4594; 1.9: 1057.05; 2: 33.664; 2.1: 93.9638; 2.2: 792.7553; 2.3: 35.8266; 2.4: -603.1784; 2.5: -27.2591
| 2 | 39.2 | 1: 46.138; 1.1: 189.3011; 1.2: 0.25386; 1.3: 211.68; 1.4: 8.5441; 1.5: 189.3011; 1.6: 211.68; 1.7: 127.008; 1.8: 8.4594; 1.9: 1058.4; 2: 33.707; 2.1: 93.9674; 2.2: 794.7508; 2.3: 35.8709; 2.4: -605.4497; 2.5: -27.3269
| 2 | 39.25 | 1: 46.0119; 1.1: 189.0246; 1.2: 0.25349; 1.3: 211.95; 1.4: 8.5207; 1.5: 189.0246; 1.6: 211.95; 1.7: 127.17; 1.8: 8.4594; 1.9: 1059.75; 2: 33.75; 2.1: 93.9711; 2.2: 796.7489; 2.3: 35.9153; 2.4: -607.7243; 2.5: -27.3946
| 2 | 39.3 | 1: 45.886; 1.1: 188.7475; 1.2: 0.25311; 1.3: 212.22; 1.4: 8.4974; 1.5: 188.7475; 1.6: 212.22; 1.7: 127.332; 1.8: 8.4594; 1.9: 1061.1; 2: 33.793; 2.1: 93.9747; 2.2: 798.7495; 2.3: 35.9597; 2.4: -610.002; 2.5: -27.4623
| 2 | 39.35 | 1: 45.7603; 1.1: 188.4698; 1.2: 0.25274; 1.3: 212.49; 1.4: 8.4741; 1.5: 188.4698; 1.6: 212.49; 1.7: 127.494; 1.8: 8.4594; 1.9: 1062.45; 2: 33.836; 2.1: 93.9782; 2.2: 800.7527; 2.3: 36.0041; 2.4: -612.2829; 2.5: -27.5299
| 2 | 39.4 | 1: 45.6347; 1.1: 188.1915; 1.2: 0.25237; 1.3: 212.76; 1.4: 8.4509; 1.5: 188.1915; 1.6: 212.76; 1.7: 127.656; 1.8: 8.4594; 1.9: 1063.8; 2: 33.879; 2.1: 93.9818; 2.2: 802.7584; 2.3: 36.0484; 2.4: -614.5669; 2.5: -27.5976
| 2 | 39.45 | 1: 45.5093; 1.1: 187.9126; 1.2: 0.25199; 1.3: 213.03; 1.4: 8.4277; 1.5: 187.9126; 1.6: 213.03; 1.7: 127.818; 1.8: 8.4594; 1.9: 1065.15; 2: 33.922; 2.1: 93.9854; 2.2: 804.7667; 2.3: 36.0928; 2.4: -616.8542; 2.5: -27.6652
| 2 | 39.5 | 1: 45.3841; 1.1: 187.6331; 1.2: 0.25162; 1.3: 213.3; 1.4: 8.4045; 1.5: 187.6331; 1.6: 213.3; 1.7: 127.98; 1.8: 8.4594; 1.9: 1066.5; 2: 33.965; 2.1: 93.9889; 2.2: 806.7776; 2.3: 36.1372; 2.4: -619.1446; 2.5: -27.7327
| 2 | 39.55 | 1: 45.2591; 1.1: 187.3529; 1.2: 0.25124; 1.3: 213.57; 1.4: 8.3813; 1.5: 187.3529; 1.6: 213.57; 1.7: 128.142; 1.8: 8.4594; 1.9: 1067.85; 2: 34.008; 2.1: 93.9924; 2.2: 808.791; 2.3: 36.1816; 2.4: -621.4381; 2.5: -27.8003
| 2 | 39.6 | 1: 45.1342; 1.1: 187.0722; 1.2: 0.25087; 1.3: 213.84; 1.4: 8.3582; 1.5: 187.0722; 1.6: 213.84; 1.7: 128.304; 1.8: 8.4594; 1.9: 1069.2; 2: 34.051; 2.1: 93.996; 2.2: 810.807; 2.3: 36.226; 2.4: -623.7348; 2.5: -27.8678
| 2 | 39.65 | 1: 45.0095; 1.1: 186.7908; 1.2: 0.25049; 1.3: 214.11; 1.4: 8.3351; 1.5: 186.7908; 1.6: 214.11; 1.7: 128.466; 1.8: 8.4594; 1.9: 1070.55; 2: 34.0939; 2.1: 93.9995; 2.2: 812.8255; 2.3: 36.2704; 2.4: -626.0347; 2.5: -27.9353
| 2 | 39.7 | 1: 44.8849; 1.1: 186.5088; 1.2: 0.25011; 1.3: 214.38; 1.4: 8.312; 1.5: 186.5088; 1.6: 214.38; 1.7: 128.628; 1.8: 8.4594; 1.9: 1071.9; 2: 34.1369; 2.1: 94.0029; 2.2: 814.8466; 2.3: 36.3148; 2.4: -628.3377; 2.5: -28.0027
| 2 | 39.75 | 1: 44.7606; 1.1: 186.2263; 1.2: 0.24973; 1.3: 214.65; 1.4: 8.289; 1.5: 186.2263; 1.6: 214.65; 1.7: 128.79; 1.8: 8.4594; 1.9: 1073.25; 2: 34.1799; 2.1: 94.0064; 2.2: 816.8702; 2.3: 36.3592; 2.4: -630.6439; 2.5: -28.0702
| 2 | 39.8 | 1: 44.6364; 1.1: 185.9431; 1.2: 0.24935; 1.3: 214.92; 1.4: 8.266; 1.5: 185.9431; 1.6: 214.92; 1.7: 128.952; 1.8: 8.4594; 1.9: 1074.6; 2: 34.2229; 2.1: 94.0099; 2.2: 818.8964; 2.3: 36.4036; 2.4: -632.9533; 2.5: -28.1376
| 2 | 39.85 | 1: 44.5123; 1.1: 185.6594; 1.2: 0.24897; 1.3: 215.19; 1.4: 8.243; 1.5: 185.6594; 1.6: 215.19; 1.7: 129.114; 1.8: 8.4594; 1.9: 1075.95; 2: 34.2659; 2.1: 94.0133; 2.2: 820.9252; 2.3: 36.4479; 2.4: -635.2658; 2.5: -28.2049
| 2 | 39.9 | 1: 44.3885; 1.1: 185.3751; 1.2: 0.24859; 1.3: 215.46; 1.4: 8.2201; 1.5: 185.3751; 1.6: 215.46; 1.7: 129.276; 1.8: 8.4594; 1.9: 1077.3; 2: 34.3089; 2.1: 94.0167; 2.2: 822.9565; 2.3: 36.4923; 2.4: -637.5814; 2.5: -28.2723
| 2 | 39.95 | 1: 44.2648; 1.1: 185.0902; 1.2: 0.24821; 1.3: 215.73; 1.4: 8.1972; 1.5: 185.0902; 1.6: 215.73; 1.7: 129.438; 1.8: 8.4594; 1.9: 1078.65; 2: 34.3519; 2.1: 94.0202; 2.2: 824.9903; 2.3: 36.5368; 2.4: -639.9002; 2.5: -28.3396
| 2 | 40 | 1: 44.1412; 1.1: 184.8047; 1.2: 0.24783; 1.3: 216; 1.4: 8.1743; 1.5: 184.8047; 1.6: 216; 1.7: 129.6; 1.8: 8.4594; 1.9: 1080; 2: 34.3949; 2.1: 94.0236; 2.2: 827.0267; 2.3: 36.5812; 2.4: -642.2221; 2.5: -28.4069
| 2 | 40.05 | 1: 44.0179; 1.1: 184.5186; 1.2: 0.24744; 1.3: 216.27; 1.4: 8.1515; 1.5: 184.5186; 1.6: 216.27; 1.7: 129.762; 1.8: 8.4594; 1.9: 1081.35; 2: 34.4379; 2.1: 94.027; 2.2: 829.0657; 2.3: 36.6256; 2.4: -644.5471; 2.5: -28.4741
| 2 | 40.1 | 1: 43.8947; 1.1: 184.2319; 1.2: 0.24706; 1.3: 216.54; 1.4: 8.1286; 1.5: 184.2319; 1.6: 216.54; 1.7: 129.924; 1.8: 8.4594; 1.9: 1082.7; 2: 34.4809; 2.1: 94.0303; 2.2: 831.1072; 2.3: 36.67; 2.4: -646.8753; 2.5: -28.5413
| 2 | 40.15 | 1: 43.7717; 1.1: 183.9447; 1.2: 0.24667; 1.3: 216.81; 1.4: 8.1059; 1.5: 183.9447; 1.6: 216.81; 1.7: 130.086; 1.8: 8.4594; 1.9: 1084.05; 2: 34.5239; 2.1: 94.0337; 2.2: 833.1513; 2.3: 36.7144; 2.4: -649.2067; 2.5: -28.6085
| 2 | 40.2 | 1: 43.6488; 1.1: 183.6568; 1.2: 0.24629; 1.3: 217.08; 1.4: 8.0831; 1.5: 183.6568; 1.6: 217.08; 1.7: 130.248; 1.8: 8.4594; 1.9: 1085.4; 2: 34.5669; 2.1: 94.037; 2.2: 835.198; 2.3: 36.7588; 2.4: -651.5411; 2.5: -28.6757
| 2 | 40.25 | 1: 43.5262; 1.1: 183.3685; 1.2: 0.2459; 1.3: 217.35; 1.4: 8.0604; 1.5: 183.3685; 1.6: 217.35; 1.7: 130.41; 1.8: 8.4594; 1.9: 1086.75; 2: 34.6099; 2.1: 94.0404; 2.2: 837.2471; 2.3: 36.8032; 2.4: -653.8787; 2.5: -28.7428
| 2 | 40.3 | 1: 43.4037; 1.1: 183.0795; 1.2: 0.24551; 1.3: 217.62; 1.4: 8.0377; 1.5: 183.0795; 1.6: 217.62; 1.7: 130.572; 1.8: 8.4594; 1.9: 1088.1; 2: 34.6529; 2.1: 94.0437; 2.2: 839.2989; 2.3: 36.8476; 2.4: -656.2194; 2.5: -28.8099
| 2 | 40.35 | 1: 43.2813; 1.1: 182.79; 1.2: 0.24513; 1.3: 217.89; 1.4: 8.0151; 1.5: 182.79; 1.6: 217.89; 1.7: 130.734; 1.8: 8.4594; 1.9: 1089.45; 2: 34.6959; 2.1: 94.047; 2.2: 841.3532; 2.3: 36.892; 2.4: -658.5632; 2.5: -28.877
| 2 | 40.4 | 1: 43.1591; 1.1: 182.4999; 1.2: 0.24474; 1.3: 218.16; 1.4: 7.9924; 1.5: 182.4999; 1.6: 218.16; 1.7: 130.896; 1.8: 8.4594; 1.9: 1090.8; 2: 34.7389; 2.1: 94.0503; 2.2: 843.4101; 2.3: 36.9365; 2.4: -660.9101; 2.5: -28.944
| 2 | 40.45 | 1: 43.0372; 1.1: 182.2093; 1.2: 0.24435; 1.3: 218.43; 1.4: 7.9698; 1.5: 182.2093; 1.6: 218.43; 1.7: 131.058; 1.8: 8.4594; 1.9: 1092.15; 2: 34.7818; 2.1: 94.0536; 2.2: 845.4695; 2.3: 36.9809; 2.4: -663.2602; 2.5: -29.011
| 2 | 40.5 | 1: 42.9153; 1.1: 181.9181; 1.2: 0.24396; 1.3: 218.7; 1.4: 7.9473; 1.5: 181.9181; 1.6: 218.7; 1.7: 131.22; 1.8: 8.4594; 1.9: 1093.5; 2: 34.8248; 2.1: 94.0569; 2.2: 847.5314; 2.3: 37.0253; 2.4: -665.6134; 2.5: -29.078
| 2 | 40.55 | 1: 42.7937; 1.1: 181.6263; 1.2: 0.24356; 1.3: 218.97; 1.4: 7.9248; 1.5: 181.6263; 1.6: 218.97; 1.7: 131.382; 1.8: 8.4594; 1.9: 1094.85; 2: 34.8678; 2.1: 94.0601; 2.2: 849.596; 2.3: 37.0697; 2.4: -667.9697; 2.5: -29.145
| 2 | 40.6 | 1: 42.6722; 1.1: 181.334; 1.2: 0.24317; 1.3: 219.24; 1.4: 7.9023; 1.5: 181.334; 1.6: 219.24; 1.7: 131.544; 1.8: 8.4594; 1.9: 1096.2; 2: 34.9108; 2.1: 94.0634; 2.2: 851.663; 2.3: 37.1142; 2.4: -670.3291; 2.5: -29.2119
| 2 | 40.65 | 1: 42.5509; 1.1: 181.0411; 1.2: 0.24278; 1.3: 219.51; 1.4: 7.8798; 1.5: 181.0411; 1.6: 219.51; 1.7: 131.706; 1.8: 8.4594; 1.9: 1097.55; 2: 34.9538; 2.1: 94.0666; 2.2: 853.7327; 2.3: 37.1586; 2.4: -672.6915; 2.5: -29.2788
| 2 | 40.7 | 1: 42.4297; 1.1: 180.7477; 1.2: 0.24239; 1.3: 219.78; 1.4: 7.8574; 1.5: 180.7477; 1.6: 219.78; 1.7: 131.868; 1.8: 8.4594; 1.9: 1098.9; 2: 34.9968; 2.1: 94.0698; 2.2: 855.8049; 2.3: 37.203; 2.4: -675.0571; 2.5: -29.3457
| 2 | 40.75 | 1: 42.3087; 1.1: 180.4537; 1.2: 0.24199; 1.3: 220.05; 1.4: 7.8349; 1.5: 180.4537; 1.6: 220.05; 1.7: 132.03; 1.8: 8.4594; 1.9: 1100.25; 2: 35.0398; 2.1: 94.073; 2.2: 857.8796; 2.3: 37.2475; 2.4: -677.4258; 2.5: -29.4125
| 2 | 40.8 | 1: 42.1879; 1.1: 180.1592; 1.2: 0.2416; 1.3: 220.32; 1.4: 7.8126; 1.5: 180.1592; 1.6: 220.32; 1.7: 132.192; 1.8: 8.4594; 1.9: 1101.6; 2: 35.0828; 2.1: 94.0762; 2.2: 859.9569; 2.3: 37.2919; 2.4: -679.7976; 2.5: -29.4793
| 2 | 40.85 | 1: 42.0673; 1.1: 179.8642; 1.2: 0.2412; 1.3: 220.59; 1.4: 7.7902; 1.5: 179.8642; 1.6: 220.59; 1.7: 132.354; 1.8: 8.4594; 1.9: 1102.95; 2: 35.1258; 2.1: 94.0794; 2.2: 862.0367; 2.3: 37.3363; 2.4: -682.1725; 2.5: -29.5461
| 2 | 40.9 | 1: 41.9468; 1.1: 179.5686; 1.2: 0.24081; 1.3: 220.86; 1.4: 7.7679; 1.5: 179.5686; 1.6: 220.86; 1.7: 132.516; 1.8: 8.4594; 1.9: 1104.3; 2: 35.1688; 2.1: 94.0826; 2.2: 864.1191; 2.3: 37.3808; 2.4: -684.5505; 2.5: -29.6128
| 2 | 40.95 | 1: 41.8265; 1.1: 179.2725; 1.2: 0.24041; 1.3: 221.13; 1.4: 7.7456; 1.5: 179.2725; 1.6: 221.13; 1.7: 132.678; 1.8: 8.4594; 1.9: 1105.65; 2: 35.2118; 2.1: 94.0857; 2.2: 866.2041; 2.3: 37.4252; 2.4: -686.9316; 2.5: -29.6796
| 2 | 41 | 1: 41.7064; 1.1: 178.9759; 1.2: 0.24001; 1.3: 221.4; 1.4: 7.7234; 1.5: 178.9759; 1.6: 221.4; 1.7: 132.84; 1.8: 8.4594; 1.9: 1107; 2: 35.2548; 2.1: 94.0889; 2.2: 868.2916; 2.3: 37.4696; 2.4: -689.3157; 2.5: -29.7462
| 2 | 41.05 | 1: 41.5864; 1.1: 178.6787; 1.2: 0.23961; 1.3: 221.67; 1.4: 7.7012; 1.5: 178.6787; 1.6: 221.67; 1.7: 133.002; 1.8: 8.4594; 1.9: 1108.35; 2: 35.2978; 2.1: 94.092; 2.2: 870.3817; 2.3: 37.5141; 2.4: -691.703; 2.5: -29.8129
| 2 | 41.1 | 1: 41.4666; 1.1: 178.381; 1.2: 0.23921; 1.3: 221.94; 1.4: 7.679; 1.5: 178.381; 1.6: 221.94; 1.7: 133.164; 1.8: 8.4594; 1.9: 1109.7; 2: 35.3408; 2.1: 94.0952; 2.2: 872.4743; 2.3: 37.5585; 2.4: -694.0933; 2.5: -29.8795
| 2 | 41.15 | 1: 41.347; 1.1: 178.0828; 1.2: 0.23881; 1.3: 222.21; 1.4: 7.6568; 1.5: 178.0828; 1.6: 222.21; 1.7: 133.326; 1.8: 8.4594; 1.9: 1111.05; 2: 35.3838; 2.1: 94.0983; 2.2: 874.5695; 2.3: 37.603; 2.4: -696.4867; 2.5: -29.9461
| 2 | 41.2 | 1: 41.2275; 1.1: 177.784; 1.2: 0.23841; 1.3: 222.48; 1.4: 7.6347; 1.5: 177.784; 1.6: 222.48; 1.7: 133.488; 1.8: 8.4594; 1.9: 1112.4; 2: 35.4268; 2.1: 94.1014; 2.2: 876.6672; 2.3: 37.6474; 2.4: -698.8832; 2.5: -30.0127
| 2 | 41.25 | 1: 41.1082; 1.1: 177.4848; 1.2: 0.23801; 1.3: 222.75; 1.4: 7.6126; 1.5: 177.4848; 1.6: 222.75; 1.7: 133.65; 1.8: 8.4594; 1.9: 1113.75; 2: 35.4697; 2.1: 94.1045; 2.2: 878.7675; 2.3: 37.6919; 2.4: -701.2827; 2.5: -30.0793
| 2 | 41.3 | 1: 40.9891; 1.1: 177.185; 1.2: 0.23761; 1.3: 223.02; 1.4: 7.5906; 1.5: 177.185; 1.6: 223.02; 1.7: 133.812; 1.8: 8.4594; 1.9: 1115.1; 2: 35.5127; 2.1: 94.1075; 2.2: 880.8703; 2.3: 37.7363; 2.4: -703.6853; 2.5: -30.1458
| 2 | 41.35 | 1: 40.8702; 1.1: 176.8847; 1.2: 0.23721; 1.3: 223.29; 1.4: 7.5685; 1.5: 176.8847; 1.6: 223.29; 1.7: 133.974; 1.8: 8.4594; 1.9: 1116.45; 2: 35.5557; 2.1: 94.1106; 2.2: 882.9757; 2.3: 37.7808; 2.4: -706.091; 2.5: -30.2122
| 2 | 41.4 | 1: 40.7514; 1.1: 176.5839; 1.2: 0.2368; 1.3: 223.56; 1.4: 7.5466; 1.5: 176.5839; 1.6: 223.56; 1.7: 134.136; 1.8: 8.4594; 1.9: 1117.8; 2: 35.5987; 2.1: 94.1137; 2.2: 885.0837; 2.3: 37.8253; 2.4: -708.4998; 2.5: -30.2787
| 2 | 41.45 | 1: 40.6328; 1.1: 176.2826; 1.2: 0.2364; 1.3: 223.83; 1.4: 7.5246; 1.5: 176.2826; 1.6: 223.83; 1.7: 134.298; 1.8: 8.4594; 1.9: 1119.15; 2: 35.6417; 2.1: 94.1167; 2.2: 887.1942; 2.3: 37.8697; 2.4: -710.9116; 2.5: -30.3451
| 2 | 41.5 | 1: 40.5143; 1.1: 175.9808; 1.2: 0.23599; 1.3: 224.1; 1.4: 7.5027; 1.5: 175.9808; 1.6: 224.1; 1.7: 134.46; 1.8: 8.4594; 1.9: 1120.5; 2: 35.6847; 2.1: 94.1197; 2.2: 889.3072; 2.3: 37.9142; 2.4: -713.3265; 2.5: -30.4115
| 2 | 41.55 | 1: 40.3961; 1.1: 175.6784; 1.2: 0.23559; 1.3: 224.37; 1.4: 7.4808; 1.5: 175.6784; 1.6: 224.37; 1.7: 134.622; 1.8: 8.4594; 1.9: 1121.85; 2: 35.7277; 2.1: 94.1227; 2.2: 891.4228; 2.3: 37.9586; 2.4: -715.7444; 2.5: -30.4779
| 2 | 41.6 | 1: 40.278; 1.1: 175.3756; 1.2: 0.23518; 1.3: 224.64; 1.4: 7.4589; 1.5: 175.3756; 1.6: 224.64; 1.7: 134.784; 1.8: 8.4594; 1.9: 1123.2; 2: 35.7707; 2.1: 94.1258; 2.2: 893.541; 2.3: 38.0031; 2.4: -718.1654; 2.5: -30.5442
| 2 | 41.65 | 1: 40.16; 1.1: 175.0723; 1.2: 0.23478; 1.3: 224.91; 1.4: 7.437; 1.5: 175.0723; 1.6: 224.91; 1.7: 134.946; 1.8: 8.4594; 1.9: 1124.55; 2: 35.8137; 2.1: 94.1287; 2.2: 895.6617; 2.3: 38.0476; 2.4: -720.5894; 2.5: -30.6105
| 2 | 41.7 | 1: 40.0423; 1.1: 174.7685; 1.2: 0.23437; 1.3: 225.18; 1.4: 7.4152; 1.5: 174.7685; 1.6: 225.18; 1.7: 135.108; 1.8: 8.4594; 1.9: 1125.9; 2: 35.8567; 2.1: 94.1317; 2.2: 897.785; 2.3: 38.092; 2.4: -723.0165; 2.5: -30.6768
| 2 | 41.75 | 1: 39.9247; 1.1: 174.4642; 1.2: 0.23396; 1.3: 225.45; 1.4: 7.3935; 1.5: 174.4642; 1.6: 225.45; 1.7: 135.27; 1.8: 8.4594; 1.9: 1127.25; 2: 35.8997; 2.1: 94.1347; 2.2: 899.9108; 2.3: 38.1365; 2.4: -725.4466; 2.5: -30.743
| 2 | 41.8 | 1: 39.8073; 1.1: 174.1594; 1.2: 0.23355; 1.3: 225.72; 1.4: 7.3717; 1.5: 174.1594; 1.6: 225.72; 1.7: 135.432; 1.8: 8.4594; 1.9: 1128.6; 2: 35.9427; 2.1: 94.1377; 2.2: 902.0391; 2.3: 38.181; 2.4: -727.8797; 2.5: -30.8093
| 2 | 41.85 | 1: 39.69; 1.1: 173.8541; 1.2: 0.23314; 1.3: 225.99; 1.4: 7.35; 1.5: 173.8541; 1.6: 225.99; 1.7: 135.594; 1.8: 8.4594; 1.9: 1129.95; 2: 35.9857; 2.1: 94.1406; 2.2: 904.1701; 2.3: 38.2254; 2.4: -730.316; 2.5: -30.8754
| 2 | 41.9 | 1: 39.5729; 1.1: 173.5484; 1.2: 0.23273; 1.3: 226.26; 1.4: 7.3283; 1.5: 173.5484; 1.6: 226.26; 1.7: 135.756; 1.8: 8.4594; 1.9: 1131.3; 2: 36.0287; 2.1: 94.1436; 2.2: 906.3035; 2.3: 38.2699; 2.4: -732.7552; 2.5: -30.9416
| 2 | 41.95 | 1: 39.456; 1.1: 173.2421; 1.2: 0.23232; 1.3: 226.53; 1.4: 7.3067; 1.5: 173.2421; 1.6: 226.53; 1.7: 135.918; 1.8: 8.4594; 1.9: 1132.65; 2: 36.0717; 2.1: 94.1465; 2.2: 908.4396; 2.3: 38.3144; 2.4: -735.1975; 2.5: -31.0077
| 2 | 42 | 1: 39.3393; 1.1: 172.9354; 1.2: 0.23191; 1.3: 226.8; 1.4: 7.285; 1.5: 172.9354; 1.6: 226.8; 1.7: 136.08; 1.8: 8.4594; 1.9: 1134; 2: 36.1146; 2.1: 94.1494; 2.2: 910.5781; 2.3: 38.3589; 2.4: -737.6428; 2.5: -31.0738
| 2 | 42.05 | 1: 39.2227; 1.1: 172.6282; 1.2: 0.2315; 1.3: 227.07; 1.4: 7.2635; 1.5: 172.6282; 1.6: 227.07; 1.7: 136.242; 1.8: 8.4594; 1.9: 1135.35; 2: 36.1576; 2.1: 94.1523; 2.2: 912.7193; 2.3: 38.4033; 2.4: -740.0911; 2.5: -31.1399
| 2 | 42.1 | 1: 39.1063; 1.1: 172.3205; 1.2: 0.23109; 1.3: 227.34; 1.4: 7.2419; 1.5: 172.3205; 1.6: 227.34; 1.7: 136.404; 1.8: 8.4594; 1.9: 1136.7; 2: 36.2006; 2.1: 94.1552; 2.2: 914.863; 2.3: 38.4478; 2.4: -742.5425; 2.5: -31.2059
| 2 | 42.15 | 1: 38.99; 1.1: 172.0124; 1.2: 0.23067; 1.3: 227.61; 1.4: 7.2204; 1.5: 172.0124; 1.6: 227.61; 1.7: 136.566; 1.8: 8.4594; 1.9: 1138.05; 2: 36.2436; 2.1: 94.1581; 2.2: 917.0092; 2.3: 38.4923; 2.4: -744.9968; 2.5: -31.2719
| 2 | 42.2 | 1: 38.874; 1.1: 171.7037; 1.2: 0.23026; 1.3: 227.88; 1.4: 7.1989; 1.5: 171.7037; 1.6: 227.88; 1.7: 136.728; 1.8: 8.4594; 1.9: 1139.4; 2: 36.2866; 2.1: 94.161; 2.2: 919.158; 2.3: 38.5368; 2.4: -747.4542; 2.5: -31.3379
| 2 | 42.25 | 1: 38.7581; 1.1: 171.3947; 1.2: 0.22984; 1.3: 228.15; 1.4: 7.1774; 1.5: 171.3947; 1.6: 228.15; 1.7: 136.89; 1.8: 8.4594; 1.9: 1140.75; 2: 36.3296; 2.1: 94.1639; 2.2: 921.3093; 2.3: 38.5813; 2.4: -749.9147; 2.5: -31.4039
| 2 | 42.3 | 1: 38.6423; 1.1: 171.0851; 1.2: 0.22943; 1.3: 228.42; 1.4: 7.156; 1.5: 171.0851; 1.6: 228.42; 1.7: 137.052; 1.8: 8.4594; 1.9: 1142.1; 2: 36.3726; 2.1: 94.1667; 2.2: 923.4632; 2.3: 38.6258; 2.4: -752.3781; 2.5: -31.4698
| 2 | 42.35 | 1: 38.5268; 1.1: 170.7751; 1.2: 0.22901; 1.3: 228.69; 1.4: 7.1346; 1.5: 170.7751; 1.6: 228.69; 1.7: 137.214; 1.8: 8.4594; 1.9: 1143.45; 2: 36.4156; 2.1: 94.1696; 2.2: 925.6197; 2.3: 38.6703; 2.4: -754.8445; 2.5: -31.5357
| 2 | 42.4 | 1: 38.4114; 1.1: 170.4647; 1.2: 0.2286; 1.3: 228.96; 1.4: 7.1132; 1.5: 170.4647; 1.6: 228.96; 1.7: 137.376; 1.8: 8.4594; 1.9: 1144.8; 2: 36.4586; 2.1: 94.1724; 2.2: 927.7786; 2.3: 38.7147; 2.4: -757.314; 2.5: -31.6015
| 2 | 42.45 | 1: 38.2962; 1.1: 170.1538; 1.2: 0.22818; 1.3: 229.23; 1.4: 7.0919; 1.5: 170.1538; 1.6: 229.23; 1.7: 137.538; 1.8: 8.4594; 1.9: 1146.15; 2: 36.5016; 2.1: 94.1752; 2.2: 929.9402; 2.3: 38.7592; 2.4: -759.7864; 2.5: -31.6673
| 2 | 42.5 | 1: 38.1811; 1.1: 169.8424; 1.2: 0.22776; 1.3: 229.5; 1.4: 7.0706; 1.5: 169.8424; 1.6: 229.5; 1.7: 137.7; 1.8: 8.4594; 1.9: 1147.5; 2: 36.5446; 2.1: 94.178; 2.2: 932.1043; 2.3: 38.8037; 2.4: -762.2619; 2.5: -31.7331
| 2 | 42.55 | 1: 38.0662; 1.1: 169.5306; 1.2: 0.22734; 1.3: 229.77; 1.4: 7.0493; 1.5: 169.5306; 1.6: 229.77; 1.7: 137.862; 1.8: 8.4594; 1.9: 1148.85; 2: 36.5876; 2.1: 94.1808; 2.2: 934.2709; 2.3: 38.8482; 2.4: -764.7404; 2.5: -31.7989
| 2 | 42.6 | 1: 37.9515; 1.1: 169.2183; 1.2: 0.22693; 1.3: 230.04; 1.4: 7.0281; 1.5: 169.2183; 1.6: 230.04; 1.7: 138.024; 1.8: 8.4594; 1.9: 1150.2; 2: 36.6306; 2.1: 94.1836; 2.2: 936.4401; 2.3: 38.8927; 2.4: -767.2218; 2.5: -31.8647
| 2 | 42.65 | 1: 37.837; 1.1: 168.9056; 1.2: 0.22651; 1.3: 230.31; 1.4: 7.0069; 1.5: 168.9056; 1.6: 230.31; 1.7: 138.186; 1.8: 8.4594; 1.9: 1151.55; 2: 36.6736; 2.1: 94.1864; 2.2: 938.6119; 2.3: 38.9372; 2.4: -769.7063; 2.5: -31.9304
| 2 | 42.7 | 1: 37.7226; 1.1: 168.5925; 1.2: 0.22609; 1.3: 230.58; 1.4: 6.9857; 1.5: 168.5925; 1.6: 230.58; 1.7: 138.348; 1.8: 8.4594; 1.9: 1152.9; 2: 36.7166; 2.1: 94.1892; 2.2: 940.7862; 2.3: 38.9817; 2.4: -772.1937; 2.5: -31.996
| 2 | 42.75 | 1: 37.6084; 1.1: 168.2789; 1.2: 0.22567; 1.3: 230.85; 1.4: 6.9645; 1.5: 168.2789; 1.6: 230.85; 1.7: 138.51; 1.8: 8.4594; 1.9: 1154.25; 2: 36.7596; 2.1: 94.192; 2.2: 942.963; 2.3: 39.0262; 2.4: -774.6841; 2.5: -32.0617
| 2 | 42.8 | 1: 37.4944; 1.1: 167.9649; 1.2: 0.22524; 1.3: 231.12; 1.4: 6.9434; 1.5: 167.9649; 1.6: 231.12; 1.7: 138.672; 1.8: 8.4594; 1.9: 1155.6; 2: 36.8025; 2.1: 94.1947; 2.2: 945.1424; 2.3: 39.0707; 2.4: -777.1776; 2.5: -32.1273
| 2 | 42.85 | 1: 37.3805; 1.1: 167.6504; 1.2: 0.22482; 1.3: 231.39; 1.4: 6.9223; 1.5: 167.6504; 1.6: 231.39; 1.7: 138.834; 1.8: 8.4594; 1.9: 1156.95; 2: 36.8455; 2.1: 94.1975; 2.2: 947.3244; 2.3: 39.1152; 2.4: -779.674; 2.5: -32.1929
| 2 | 42.9 | 1: 37.2668; 1.1: 167.3355; 1.2: 0.2244; 1.3: 231.66; 1.4: 6.9013; 1.5: 167.3355; 1.6: 231.66; 1.7: 138.996; 1.8: 8.4594; 1.9: 1158.3; 2: 36.8885; 2.1: 94.2002; 2.2: 949.5089; 2.3: 39.1597; 2.4: -782.1733; 2.5: -32.2585
| 2 | 42.95 | 1: 37.1533; 1.1: 167.0202; 1.2: 0.22398; 1.3: 231.93; 1.4: 6.8802; 1.5: 167.0202; 1.6: 231.93; 1.7: 139.158; 1.8: 8.4594; 1.9: 1159.65; 2: 36.9315; 2.1: 94.2029; 2.2: 951.6959; 2.3: 39.2042; 2.4: -784.6757; 2.5: -32.324
| 2 | 43 | 1: 37.04; 1.1: 166.7045; 1.2: 0.22355; 1.3: 232.2; 1.4: 6.8593; 1.5: 166.7045; 1.6: 232.2; 1.7: 139.32; 1.8: 8.4594; 1.9: 1161; 2: 36.9745; 2.1: 94.2056; 2.2: 953.8855; 2.3: 39.2487; 2.4: -787.181; 2.5: -32.3895
| 2 | 43.05 | 1: 36.9268; 1.1: 166.3883; 1.2: 0.22313; 1.3: 232.47; 1.4: 6.8383; 1.5: 166.3883; 1.6: 232.47; 1.7: 139.482; 1.8: 8.4594; 1.9: 1162.35; 2: 37.0175; 2.1: 94.2084; 2.2: 956.0777; 2.3: 39.2932; 2.4: -789.6893; 2.5: -32.455
| 2 | 43.1 | 1: 36.8138; 1.1: 166.0718; 1.2: 0.22271; 1.3: 232.74; 1.4: 6.8174; 1.5: 166.0718; 1.6: 232.74; 1.7: 139.644; 1.8: 8.4594; 1.9: 1163.7; 2: 37.0605; 2.1: 94.2111; 2.2: 958.2724; 2.3: 39.3378; 2.4: -792.2006; 2.5: -32.5204
| 2 | 43.15 | 1: 36.7009; 1.1: 165.7548; 1.2: 0.22228; 1.3: 233.01; 1.4: 6.7965; 1.5: 165.7548; 1.6: 233.01; 1.7: 139.806; 1.8: 8.4594; 1.9: 1165.05; 2: 37.1035; 2.1: 94.2137; 2.2: 960.4696; 2.3: 39.3823; 2.4: -794.7148; 2.5: -32.5858
| 2 | 43.2 | 1: 36.5882; 1.1: 165.4374; 1.2: 0.22186; 1.3: 233.28; 1.4: 6.7756; 1.5: 165.4374; 1.6: 233.28; 1.7: 139.968; 1.8: 8.4594; 1.9: 1166.4; 2: 37.1465; 2.1: 94.2164; 2.2: 962.6694; 2.3: 39.4268; 2.4: -797.232; 2.5: -32.6512
| 2 | 43.25 | 1: 36.4757; 1.1: 165.1195; 1.2: 0.22143; 1.3: 233.55; 1.4: 6.7548; 1.5: 165.1195; 1.6: 233.55; 1.7: 140.13; 1.8: 8.4594; 1.9: 1167.75; 2: 37.1895; 2.1: 94.2191; 2.2: 964.8717; 2.3: 39.4713; 2.4: -799.7522; 2.5: -32.7165
| 2 | 43.3 | 1: 36.3634; 1.1: 164.8013; 1.2: 0.221; 1.3: 233.82; 1.4: 6.734; 1.5: 164.8013; 1.6: 233.82; 1.7: 140.292; 1.8: 8.4594; 1.9: 1169.1; 2: 37.2325; 2.1: 94.2218; 2.2: 967.0766; 2.3: 39.5158; 2.4: -802.2753; 2.5: -32.7818
| 2 | 43.35 | 1: 36.2512; 1.1: 164.4827; 1.2: 0.22057; 1.3: 234.09; 1.4: 6.7132; 1.5: 164.4827; 1.6: 234.09; 1.7: 140.454; 1.8: 8.4594; 1.9: 1170.45; 2: 37.2755; 2.1: 94.2244; 2.2: 969.2841; 2.3: 39.5603; 2.4: -804.8014; 2.5: -32.8471
| 2 | 43.4 | 1: 36.1392; 1.1: 164.1637; 1.2: 0.22015; 1.3: 234.36; 1.4: 6.6925; 1.5: 164.1637; 1.6: 234.36; 1.7: 140.616; 1.8: 8.4594; 1.9: 1171.8; 2: 37.3185; 2.1: 94.227; 2.2: 971.4941; 2.3: 39.6048; 2.4: -807.3304; 2.5: -32.9124
| 2 | 43.45 | 1: 36.0274; 1.1: 163.8442; 1.2: 0.21972; 1.3: 234.63; 1.4: 6.6717; 1.5: 163.8442; 1.6: 234.63; 1.7: 140.778; 1.8: 8.4594; 1.9: 1173.15; 2: 37.3615; 2.1: 94.2297; 2.2: 973.7066; 2.3: 39.6494; 2.4: -809.8624; 2.5: -32.9776
| 2 | 43.5 | 1: 35.9157; 1.1: 163.5244; 1.2: 0.21929; 1.3: 234.9; 1.4: 6.6511; 1.5: 163.5244; 1.6: 234.9; 1.7: 140.94; 1.8: 8.4594; 1.9: 1174.5; 2: 37.4045; 2.1: 94.2323; 2.2: 975.9217; 2.3: 39.6939; 2.4: -812.3973; 2.5: -33.0428
| 2 | 43.55 | 1: 35.8043; 1.1: 163.2042; 1.2: 0.21886; 1.3: 235.17; 1.4: 6.6304; 1.5: 163.2042; 1.6: 235.17; 1.7: 141.102; 1.8: 8.4594; 1.9: 1175.85; 2: 37.4475; 2.1: 94.2349; 2.2: 978.1393; 2.3: 39.7384; 2.4: -814.9352; 2.5: -33.108
| 2 | 43.6 | 1: 35.6929; 1.1: 162.8836; 1.2: 0.21843; 1.3: 235.44; 1.4: 6.6098; 1.5: 162.8836; 1.6: 235.44; 1.7: 141.264; 1.8: 8.4594; 1.9: 1177.2; 2: 37.4904; 2.1: 94.2375; 2.2: 980.3595; 2.3: 39.7829; 2.4: -817.476; 2.5: -33.1731
| 2 | 43.65 | 1: 35.5818; 1.1: 162.5625; 1.2: 0.218; 1.3: 235.71; 1.4: 6.5892; 1.5: 162.5625; 1.6: 235.71; 1.7: 141.426; 1.8: 8.4594; 1.9: 1178.55; 2: 37.5334; 2.1: 94.2401; 2.2: 982.5823; 2.3: 39.8275; 2.4: -820.0197; 2.5: -33.2382
| 2 | 43.7 | 1: 35.4708; 1.1: 162.2412; 1.2: 0.21757; 1.3: 235.98; 1.4: 6.5687; 1.5: 162.2412; 1.6: 235.98; 1.7: 141.588; 1.8: 8.4594; 1.9: 1179.9; 2: 37.5764; 2.1: 94.2427; 2.2: 984.8075; 2.3: 39.872; 2.4: -822.5664; 2.5: -33.3033
| 2 | 43.75 | 1: 35.36; 1.1: 161.9194; 1.2: 0.21714; 1.3: 236.25; 1.4: 6.5482; 1.5: 161.9194; 1.6: 236.25; 1.7: 141.75; 1.8: 8.4594; 1.9: 1181.25; 2: 37.6194; 2.1: 94.2453; 2.2: 987.0354; 2.3: 39.9165; 2.4: -825.116; 2.5: -33.3684
| 2 | 43.8 | 1: 35.2494; 1.1: 161.5972; 1.2: 0.21671; 1.3: 236.52; 1.4: 6.5277; 1.5: 161.5972; 1.6: 236.52; 1.7: 141.912; 1.8: 8.4594; 1.9: 1182.6; 2: 37.6624; 2.1: 94.2479; 2.2: 989.2657; 2.3: 39.961; 2.4: -827.6685; 2.5: -33.4334
| 2 | 43.85 | 1: 35.1389; 1.1: 161.2747; 1.2: 0.21627; 1.3: 236.79; 1.4: 6.5072; 1.5: 161.2747; 1.6: 236.79; 1.7: 142.074; 1.8: 8.4594; 1.9: 1183.95; 2: 37.7054; 2.1: 94.2504; 2.2: 991.4987; 2.3: 40.0056; 2.4: -830.224; 2.5: -33.4984
| 2 | 43.9 | 1: 35.0286; 1.1: 160.9518; 1.2: 0.21584; 1.3: 237.06; 1.4: 6.4868; 1.5: 160.9518; 1.6: 237.06; 1.7: 142.236; 1.8: 8.4594; 1.9: 1185.3; 2: 37.7484; 2.1: 94.253; 2.2: 993.7341; 2.3: 40.0501; 2.4: -832.7824; 2.5: -33.5633
| 2 | 43.95 | 1: 34.9185; 1.1: 160.6285; 1.2: 0.21541; 1.3: 237.33; 1.4: 6.4664; 1.5: 160.6285; 1.6: 237.33; 1.7: 142.398; 1.8: 8.4594; 1.9: 1186.65; 2: 37.7914; 2.1: 94.2555; 2.2: 995.9722; 2.3: 40.0946; 2.4: -835.3437; 2.5: -33.6282
| 2 | 44 | 1: 34.8085; 1.1: 160.3048; 1.2: 0.21497; 1.3: 237.6; 1.4: 6.446; 1.5: 160.3048; 1.6: 237.6; 1.7: 142.56; 1.8: 8.4594; 1.9: 1188; 2: 37.8344; 2.1: 94.2581; 2.2: 998.2127; 2.3: 40.1392; 2.4: -837.9079; 2.5: -33.6931
| 2 | 44.05 | 1: 34.6987; 1.1: 159.9808; 1.2: 0.21454; 1.3: 237.87; 1.4: 6.4257; 1.5: 159.9808; 1.6: 237.87; 1.7: 142.722; 1.8: 8.4594; 1.9: 1189.35; 2: 37.8774; 2.1: 94.2606; 2.2: 1000.4558; 2.3: 40.1837; 2.4: -840.475; 2.5: -33.758
| 2 | 44.1 | 1: 34.5891; 1.1: 159.6564; 1.2: 0.2141; 1.3: 238.14; 1.4: 6.4054; 1.5: 159.6564; 1.6: 238.14; 1.7: 142.884; 1.8: 8.4594; 1.9: 1190.7; 2: 37.9204; 2.1: 94.2631; 2.2: 1002.7015; 2.3: 40.2282; 2.4: -843.045; 2.5: -33.8228
| 2 | 44.15 | 1: 34.4797; 1.1: 159.3317; 1.2: 0.21367; 1.3: 238.41; 1.4: 6.3851; 1.5: 159.3317; 1.6: 238.41; 1.7: 143.046; 1.8: 8.4594; 1.9: 1192.05; 2: 37.9634; 2.1: 94.2656; 2.2: 1004.9497; 2.3: 40.2728; 2.4: -845.618; 2.5: -33.8876
| 2 | 44.2 | 1: 34.3704; 1.1: 159.0066; 1.2: 0.21323; 1.3: 238.68; 1.4: 6.3649; 1.5: 159.0066; 1.6: 238.68; 1.7: 143.208; 1.8: 8.4594; 1.9: 1193.4; 2: 38.0064; 2.1: 94.2681; 2.2: 1007.2004; 2.3: 40.3173; 2.4: -848.1939; 2.5: -33.9524
| 2 | 44.25 | 1: 34.2613; 1.1: 158.6811; 1.2: 0.21279; 1.3: 238.95; 1.4: 6.3447; 1.5: 158.6811; 1.6: 238.95; 1.7: 143.37; 1.8: 8.4594; 1.9: 1194.75; 2: 38.0494; 2.1: 94.2706; 2.2: 1009.4537; 2.3: 40.3618; 2.4: -850.7726; 2.5: -34.0172
| 2 | 44.3 | 1: 34.1523; 1.1: 158.3553; 1.2: 0.21236; 1.3: 239.22; 1.4: 6.3245; 1.5: 158.3553; 1.6: 239.22; 1.7: 143.532; 1.8: 8.4594; 1.9: 1196.1; 2: 38.0924; 2.1: 94.2731; 2.2: 1011.7096; 2.3: 40.4064; 2.4: -853.3543; 2.5: -34.0819
| 2 | 44.35 | 1: 34.0436; 1.1: 158.0291; 1.2: 0.21192; 1.3: 239.49; 1.4: 6.3044; 1.5: 158.0291; 1.6: 239.49; 1.7: 143.694; 1.8: 8.4594; 1.9: 1197.45; 2: 38.1354; 2.1: 94.2756; 2.2: 1013.968; 2.3: 40.4509; 2.4: -855.9388; 2.5: -34.1466
| 2 | 44.4 | 1: 33.935; 1.1: 157.7026; 1.2: 0.21148; 1.3: 239.76; 1.4: 6.2843; 1.5: 157.7026; 1.6: 239.76; 1.7: 143.856; 1.8: 8.4594; 1.9: 1198.8; 2: 38.1783; 2.1: 94.2781; 2.2: 1016.2289; 2.3: 40.4955; 2.4: -858.5263; 2.5: -34.2112
| 2 | 44.45 | 1: 33.8266; 1.1: 157.3758; 1.2: 0.21104; 1.3: 240.03; 1.4: 6.2642; 1.5: 157.3758; 1.6: 240.03; 1.7: 144.018; 1.8: 8.4594; 1.9: 1200.15; 2: 38.2213; 2.1: 94.2805; 2.2: 1018.4924; 2.3: 40.54; 2.4: -861.1166; 2.5: -34.2758
| 2 | 44.5 | 1: 33.7183; 1.1: 157.0486; 1.2: 0.21061; 1.3: 240.3; 1.4: 6.2441; 1.5: 157.0486; 1.6: 240.3; 1.7: 144.18; 1.8: 8.4594; 1.9: 1201.5; 2: 38.2643; 2.1: 94.283; 2.2: 1020.7584; 2.3: 40.5846; 2.4: -863.7098; 2.5: -34.3404
| 2 | 44.55 | 1: 33.6102; 1.1: 156.721; 1.2: 0.21017; 1.3: 240.57; 1.4: 6.2241; 1.5: 156.721; 1.6: 240.57; 1.7: 144.342; 1.8: 8.4594; 1.9: 1202.85; 2: 38.3073; 2.1: 94.2854; 2.2: 1023.027; 2.3: 40.6291; 2.4: -866.3059; 2.5: -34.405
| 2 | 44.6 | 1: 33.5023; 1.1: 156.3932; 1.2: 0.20973; 1.3: 240.84; 1.4: 6.2041; 1.5: 156.3932; 1.6: 240.84; 1.7: 144.504; 1.8: 8.4594; 1.9: 1204.2; 2: 38.3503; 2.1: 94.2879; 2.2: 1025.2981; 2.3: 40.6736; 2.4: -868.9049; 2.5: -34.4695
| 2 | 44.65 | 1: 33.3945; 1.1: 156.065; 1.2: 0.20929; 1.3: 241.11; 1.4: 6.1842; 1.5: 156.065; 1.6: 241.11; 1.7: 144.666; 1.8: 8.4594; 1.9: 1205.55; 2: 38.3933; 2.1: 94.2903; 2.2: 1027.5717; 2.3: 40.7182; 2.4: -871.5068; 2.5: -34.534
| 2 | 44.7 | 1: 33.287; 1.1: 155.7364; 1.2: 0.20885; 1.3: 241.38; 1.4: 6.1643; 1.5: 155.7364; 1.6: 241.38; 1.7: 144.828; 1.8: 8.4594; 1.9: 1206.9; 2: 38.4363; 2.1: 94.2927; 2.2: 1029.8479; 2.3: 40.7627; 2.4: -874.1115; 2.5: -34.5985
| 2 | 44.75 | 1: 33.1796; 1.1: 155.4075; 1.2: 0.2084; 1.3: 241.65; 1.4: 6.1444; 1.5: 155.4075; 1.6: 241.65; 1.7: 144.99; 1.8: 8.4594; 1.9: 1208.25; 2: 38.4793; 2.1: 94.2951; 2.2: 1032.1267; 2.3: 40.8073; 2.4: -876.7191; 2.5: -34.6629
| 2 | 44.8 | 1: 33.0723; 1.1: 155.0784; 1.2: 0.20796; 1.3: 241.92; 1.4: 6.1245; 1.5: 155.0784; 1.6: 241.92; 1.7: 145.152; 1.8: 8.4594; 1.9: 1209.6; 2: 38.5223; 2.1: 94.2976; 2.2: 1034.408; 2.3: 40.8518; 2.4: -879.3296; 2.5: -34.7273
| 2 | 44.85 | 1: 32.9653; 1.1: 154.7488; 1.2: 0.20752; 1.3: 242.19; 1.4: 6.1047; 1.5: 154.7488; 1.6: 242.19; 1.7: 145.314; 1.8: 8.4594; 1.9: 1210.95; 2: 38.5653; 2.1: 94.3; 2.2: 1036.6918; 2.3: 40.8964; 2.4: -881.943; 2.5: -34.7917
| 2 | 44.9 | 1: 32.8584; 1.1: 154.419; 1.2: 0.20708; 1.3: 242.46; 1.4: 6.0849; 1.5: 154.419; 1.6: 242.46; 1.7: 145.476; 1.8: 8.4594; 1.9: 1212.3; 2: 38.6083; 2.1: 94.3023; 2.2: 1038.9782; 2.3: 40.941; 2.4: -884.5592; 2.5: -34.8561
| 2 | 44.95 | 1: 32.7516; 1.1: 154.0888; 1.2: 0.20664; 1.3: 242.73; 1.4: 6.0651; 1.5: 154.0888; 1.6: 242.73; 1.7: 145.638; 1.8: 8.4594; 1.9: 1213.65; 2: 38.6513; 2.1: 94.3047; 2.2: 1041.2671; 2.3: 40.9855; 2.4: -887.1783; 2.5: -34.9204
| 2 | 45 | 1: 32.6451; 1.1: 153.7584; 1.2: 0.20619; 1.3: 243; 1.4: 6.0454; 1.5: 153.7584; 1.6: 243; 1.7: 145.8; 1.8: 8.4594; 1.9: 1215; 2: 38.6943; 2.1: 94.3071; 2.2: 1043.5586; 2.3: 41.0301; 2.4: -889.8002; 2.5: -34.9847
| 2 | 45.05 | 1: 32.5387; 1.1: 153.4276; 1.2: 0.20575; 1.3: 243.27; 1.4: 6.0257; 1.5: 153.4276; 1.6: 243.27; 1.7: 145.962; 1.8: 8.4594; 1.9: 1216.35; 2: 38.7373; 2.1: 94.3095; 2.2: 1045.8526; 2.3: 41.0746; 2.4: -892.425; 2.5: -35.0489
| 2 | 45.1 | 1: 32.4325; 1.1: 153.0965; 1.2: 0.20531; 1.3: 243.54; 1.4: 6.006; 1.5: 153.0965; 1.6: 243.54; 1.7: 146.124; 1.8: 8.4594; 1.9: 1217.7; 2: 38.7803; 2.1: 94.3118; 2.2: 1048.1492; 2.3: 41.1192; 2.4: -895.0526; 2.5: -35.1132
| 2 | 45.15 | 1: 32.3265; 1.1: 152.7651; 1.2: 0.20486; 1.3: 243.81; 1.4: 5.9864; 1.5: 152.7651; 1.6: 243.81; 1.7: 146.286; 1.8: 8.4594; 1.9: 1219.05; 2: 38.8232; 2.1: 94.3142; 2.2: 1050.4483; 2.3: 41.1637; 2.4: -897.6831; 2.5: -35.1774
| 2 | 45.2 | 1: 32.2206; 1.1: 152.4334; 1.2: 0.20442; 1.3: 244.08; 1.4: 5.9668; 1.5: 152.4334; 1.6: 244.08; 1.7: 146.448; 1.8: 8.4594; 1.9: 1220.4; 2: 38.8662; 2.1: 94.3166; 2.2: 1052.7499; 2.3: 41.2083; 2.4: -900.3165; 2.5: -35.2415
| 2 | 45.25 | 1: 32.1149; 1.1: 152.1014; 1.2: 0.20397; 1.3: 244.35; 1.4: 5.9472; 1.5: 152.1014; 1.6: 244.35; 1.7: 146.61; 1.8: 8.4594; 1.9: 1221.75; 2: 38.9092; 2.1: 94.3189; 2.2: 1055.0541; 2.3: 41.2529; 2.4: -902.9526; 2.5: -35.3057
| 2 | 45.3 | 1: 32.0094; 1.1: 151.7691; 1.2: 0.20353; 1.3: 244.62; 1.4: 5.9277; 1.5: 151.7691; 1.6: 244.62; 1.7: 146.772; 1.8: 8.4594; 1.9: 1223.1; 2: 38.9522; 2.1: 94.3212; 2.2: 1057.3608; 2.3: 41.2974; 2.4: -905.5917; 2.5: -35.3698
| 2 | 45.35 | 1: 31.904; 1.1: 151.4366; 1.2: 0.20308; 1.3: 244.89; 1.4: 5.9081; 1.5: 151.4366; 1.6: 244.89; 1.7: 146.934; 1.8: 8.4594; 1.9: 1224.45; 2: 38.9952; 2.1: 94.3236; 2.2: 1059.6701; 2.3: 41.342; 2.4: -908.2335; 2.5: -35.4338
| 2 | 45.4 | 1: 31.7988; 1.1: 151.1037; 1.2: 0.20263; 1.3: 245.16; 1.4: 5.8887; 1.5: 151.1037; 1.6: 245.16; 1.7: 147.096; 1.8: 8.4594; 1.9: 1225.8; 2: 39.0382; 2.1: 94.3259; 2.2: 1061.9819; 2.3: 41.3865; 2.4: -910.8782; 2.5: -35.4979
| 2 | 45.45 | 1: 31.6938; 1.1: 150.7705; 1.2: 0.20219; 1.3: 245.43; 1.4: 5.8692; 1.5: 150.7705; 1.6: 245.43; 1.7: 147.258; 1.8: 8.4594; 1.9: 1227.15; 2: 39.0812; 2.1: 94.3282; 2.2: 1064.2962; 2.3: 41.4311; 2.4: -913.5257; 2.5: -35.5619
| 2 | 45.5 | 1: 31.5889; 1.1: 150.4371; 1.2: 0.20174; 1.3: 245.7; 1.4: 5.8498; 1.5: 150.4371; 1.6: 245.7; 1.7: 147.42; 1.8: 8.4594; 1.9: 1228.5; 2: 39.1242; 2.1: 94.3305; 2.2: 1066.6131; 2.3: 41.4757; 2.4: -916.1761; 2.5: -35.6259
| 2 | 45.55 | 1: 31.4843; 1.1: 150.1033; 1.2: 0.20129; 1.3: 245.97; 1.4: 5.8304; 1.5: 150.1033; 1.6: 245.97; 1.7: 147.582; 1.8: 8.4594; 1.9: 1229.85; 2: 39.1672; 2.1: 94.3328; 2.2: 1068.9326; 2.3: 41.5202; 2.4: -918.8293; 2.5: -35.6898
| 2 | 45.6 | 1: 31.3798; 1.1: 149.7693; 1.2: 0.20084; 1.3: 246.24; 1.4: 5.8111; 1.5: 149.7693; 1.6: 246.24; 1.7: 147.744; 1.8: 8.4594; 1.9: 1231.2; 2: 39.2102; 2.1: 94.3351; 2.2: 1071.2546; 2.3: 41.5648; 2.4: -921.4852; 2.5: -35.7537
| 2 | 45.65 | 1: 31.2754; 1.1: 149.435; 1.2: 0.2004; 1.3: 246.51; 1.4: 5.7917; 1.5: 149.435; 1.6: 246.51; 1.7: 147.906; 1.8: 8.4594; 1.9: 1232.55; 2: 39.2532; 2.1: 94.3374; 2.2: 1073.5791; 2.3: 41.6094; 2.4: -924.1441; 2.5: -35.8176
| 2 | 45.7 | 1: 31.1713; 1.1: 149.1004; 1.2: 0.19995; 1.3: 246.78; 1.4: 5.7725; 1.5: 149.1004; 1.6: 246.78; 1.7: 148.068; 1.8: 8.4594; 1.9: 1233.9; 2: 39.2962; 2.1: 94.3397; 2.2: 1075.9061; 2.3: 41.6539; 2.4: -926.8057; 2.5: -35.8815
| 2 | 45.75 | 1: 31.0673; 1.1: 148.7656; 1.2: 0.1995; 1.3: 247.05; 1.4: 5.7532; 1.5: 148.7656; 1.6: 247.05; 1.7: 148.23; 1.8: 8.4594; 1.9: 1235.25; 2: 39.3392; 2.1: 94.3419; 2.2: 1078.2357; 2.3: 41.6985; 2.4: -929.4701; 2.5: -35.9453
| 2 | 45.8 | 1: 30.9634; 1.1: 148.4305; 1.2: 0.19905; 1.3: 247.32; 1.4: 5.734; 1.5: 148.4305; 1.6: 247.32; 1.7: 148.392; 1.8: 8.4594; 1.9: 1236.6; 2: 39.3822; 2.1: 94.3442; 2.2: 1080.5679; 2.3: 41.7431; 2.4: -932.1374; 2.5: -36.0091
| 2 | 45.85 | 1: 30.8598; 1.1: 148.0951; 1.2: 0.1986; 1.3: 247.59; 1.4: 5.7148; 1.5: 148.0951; 1.6: 247.59; 1.7: 148.554; 1.8: 8.4594; 1.9: 1237.95; 2: 39.4252; 2.1: 94.3465; 2.2: 1082.9026; 2.3: 41.7876; 2.4: -934.8074; 2.5: -36.0729
| 2 | 45.9 | 1: 30.7563; 1.1: 147.7595; 1.2: 0.19815; 1.3: 247.86; 1.4: 5.6956; 1.5: 147.7595; 1.6: 247.86; 1.7: 148.716; 1.8: 8.4594; 1.9: 1239.3; 2: 39.4682; 2.1: 94.3487; 2.2: 1085.2398; 2.3: 41.8322; 2.4: -937.4803; 2.5: -36.1366
| 2 | 45.95 | 1: 30.653; 1.1: 147.4236; 1.2: 0.1977; 1.3: 248.13; 1.4: 5.6765; 1.5: 147.4236; 1.6: 248.13; 1.7: 148.878; 1.8: 8.4594; 1.9: 1240.65; 2: 39.5111; 2.1: 94.3509; 2.2: 1087.5796; 2.3: 41.8768; 2.4: -940.156; 2.5: -36.2003
| 2 | 46 | 1: 30.5499; 1.1: 147.0874; 1.2: 0.19725; 1.3: 248.4; 1.4: 5.6574; 1.5: 147.0874; 1.6: 248.4; 1.7: 149.04; 1.8: 8.4594; 1.9: 1242; 2: 39.5541; 2.1: 94.3532; 2.2: 1089.9219; 2.3: 41.9214; 2.4: -942.8344; 2.5: -36.264
| 2 | 46.05 | 1: 30.4469; 1.1: 146.751; 1.2: 0.1968; 1.3: 248.67; 1.4: 5.6383; 1.5: 146.751; 1.6: 248.67; 1.7: 149.202; 1.8: 8.4594; 1.9: 1243.35; 2: 39.5971; 2.1: 94.3554; 2.2: 1092.2667; 2.3: 41.9659; 2.4: -945.5157; 2.5: -36.3276
| 2 | 46.1 | 1: 30.3441; 1.1: 146.4143; 1.2: 0.19634; 1.3: 248.94; 1.4: 5.6193; 1.5: 146.4143; 1.6: 248.94; 1.7: 149.364; 1.8: 8.4594; 1.9: 1244.7; 2: 39.6401; 2.1: 94.3576; 2.2: 1094.6141; 2.3: 42.0105; 2.4: -948.1997; 2.5: -36.3912
| 2 | 46.15 | 1: 30.2415; 1.1: 146.0774; 1.2: 0.19589; 1.3: 249.21; 1.4: 5.6003; 1.5: 146.0774; 1.6: 249.21; 1.7: 149.526; 1.8: 8.4594; 1.9: 1246.05; 2: 39.6831; 2.1: 94.3599; 2.2: 1096.964; 2.3: 42.0551; 2.4: -950.8866; 2.5: -36.4548
| 2 | 46.2 | 1: 30.139; 1.1: 145.7403; 1.2: 0.19544; 1.3: 249.48; 1.4: 5.5813; 1.5: 145.7403; 1.6: 249.48; 1.7: 149.688; 1.8: 8.4594; 1.9: 1247.4; 2: 39.7261; 2.1: 94.3621; 2.2: 1099.3165; 2.3: 42.0997; 2.4: -953.5762; 2.5: -36.5184
| 2 | 46.25 | 1: 30.0367; 1.1: 145.4029; 1.2: 0.19499; 1.3: 249.75; 1.4: 5.5624; 1.5: 145.4029; 1.6: 249.75; 1.7: 149.85; 1.8: 8.4594; 1.9: 1248.75; 2: 39.7691; 2.1: 94.3643; 2.2: 1101.6715; 2.3: 42.1442; 2.4: -956.2686; 2.5: -36.5819
| 2 | 46.3 | 1: 29.9346; 1.1: 145.0652; 1.2: 0.19454; 1.3: 250.02; 1.4: 5.5435; 1.5: 145.0652; 1.6: 250.02; 1.7: 150.012; 1.8: 8.4594; 1.9: 1250.1; 2: 39.8121; 2.1: 94.3665; 2.2: 1104.029; 2.3: 42.1888; 2.4: -958.9638; 2.5: -36.6454
| 2 | 46.35 | 1: 29.8327; 1.1: 144.7273; 1.2: 0.19408; 1.3: 250.29; 1.4: 5.5246; 1.5: 144.7273; 1.6: 250.29; 1.7: 150.174; 1.8: 8.4594; 1.9: 1251.45; 2: 39.8551; 2.1: 94.3687; 2.2: 1106.3891; 2.3: 42.2334; 2.4: -961.6618; 2.5: -36.7088
| 2 | 46.4 | 1: 29.7309; 1.1: 144.3892; 1.2: 0.19363; 1.3: 250.56; 1.4: 5.5057; 1.5: 144.3892; 1.6: 250.56; 1.7: 150.336; 1.8: 8.4594; 1.9: 1252.8; 2: 39.8981; 2.1: 94.3709; 2.2: 1108.7517; 2.3: 42.278; 2.4: -964.3625; 2.5: -36.7722
| 2 | 46.45 | 1: 29.6293; 1.1: 144.0509; 1.2: 0.19318; 1.3: 250.83; 1.4: 5.4869; 1.5: 144.0509; 1.6: 250.83; 1.7: 150.498; 1.8: 8.4594; 1.9: 1254.15; 2: 39.9411; 2.1: 94.373; 2.2: 1111.1169; 2.3: 42.3226; 2.4: -967.066; 2.5: -36.8356
| 2 | 46.5 | 1: 29.5279; 1.1: 143.7123; 1.2: 0.19272; 1.3: 251.1; 1.4: 5.4681; 1.5: 143.7123; 1.6: 251.1; 1.7: 150.66; 1.8: 8.4594; 1.9: 1255.5; 2: 39.9841; 2.1: 94.3752; 2.2: 1113.4846; 2.3: 42.3671; 2.4: -969.7723; 2.5: -36.899
| 2 | 46.55 | 1: 29.4267; 1.1: 143.3735; 1.2: 0.19227; 1.3: 251.37; 1.4: 5.4494; 1.5: 143.3735; 1.6: 251.37; 1.7: 150.822; 1.8: 8.4594; 1.9: 1256.85; 2: 40.0271; 2.1: 94.3774; 2.2: 1115.8548; 2.3: 42.4117; 2.4: -972.4813; 2.5: -36.9623
| 2 | 46.6 | 1: 29.3256; 1.1: 143.0345; 1.2: 0.19181; 1.3: 251.64; 1.4: 5.4307; 1.5: 143.0345; 1.6: 251.64; 1.7: 150.984; 1.8: 8.4594; 1.9: 1258.2; 2: 40.0701; 2.1: 94.3795; 2.2: 1118.2276; 2.3: 42.4563; 2.4: -975.1931; 2.5: -37.0256
| 2 | 46.65 | 1: 29.2247; 1.1: 142.6952; 1.2: 0.19136; 1.3: 251.91; 1.4: 5.412; 1.5: 142.6952; 1.6: 251.91; 1.7: 151.146; 1.8: 8.4594; 1.9: 1259.55; 2: 40.1131; 2.1: 94.3817; 2.2: 1120.6029; 2.3: 42.5009; 2.4: -977.9077; 2.5: -37.0889
| 2 | 46.7 | 1: 29.1239; 1.1: 142.3558; 1.2: 0.1909; 1.3: 252.18; 1.4: 5.3933; 1.5: 142.3558; 1.6: 252.18; 1.7: 151.308; 1.8: 8.4594; 1.9: 1260.9; 2: 40.1561; 2.1: 94.3839; 2.2: 1122.9808; 2.3: 42.5455; 2.4: -980.625; 2.5: -37.1521
| 2 | 46.75 | 1: 29.0234; 1.1: 142.0161; 1.2: 0.19045; 1.3: 252.45; 1.4: 5.3747; 1.5: 142.0161; 1.6: 252.45; 1.7: 151.47; 1.8: 8.4594; 1.9: 1262.25; 2: 40.199; 2.1: 94.386; 2.2: 1125.3611; 2.3: 42.59; 2.4: -983.345; 2.5: -37.2154
| 2 | 46.8 | 1: 28.923; 1.1: 141.6762; 1.2: 0.18999; 1.3: 252.72; 1.4: 5.3561; 1.5: 141.6762; 1.6: 252.72; 1.7: 151.632; 1.8: 8.4594; 1.9: 1263.6; 2: 40.242; 2.1: 94.3881; 2.2: 1127.7441; 2.3: 42.6346; 2.4: -986.0679; 2.5: -37.2785
| 2 | 46.85 | 1: 28.8227; 1.1: 141.3361; 1.2: 0.18953; 1.3: 252.99; 1.4: 5.3375; 1.5: 141.3361; 1.6: 252.99; 1.7: 151.794; 1.8: 8.4594; 1.9: 1264.95; 2: 40.285; 2.1: 94.3903; 2.2: 1130.1295; 2.3: 42.6792; 2.4: -988.7934; 2.5: -37.3417
| 2 | 46.9 | 1: 28.7227; 1.1: 140.9958; 1.2: 0.18908; 1.3: 253.26; 1.4: 5.319; 1.5: 140.9958; 1.6: 253.26; 1.7: 151.956; 1.8: 8.4594; 1.9: 1266.3; 2: 40.328; 2.1: 94.3924; 2.2: 1132.5175; 2.3: 42.7238; 2.4: -991.5217; 2.5: -37.4048
| 2 | 46.95 | 1: 28.6228; 1.1: 140.6553; 1.2: 0.18862; 1.3: 253.53; 1.4: 5.3005; 1.5: 140.6553; 1.6: 253.53; 1.7: 152.118; 1.8: 8.4594; 1.9: 1267.65; 2: 40.371; 2.1: 94.3945; 2.2: 1134.9081; 2.3: 42.7684; 2.4: -994.2528; 2.5: -37.4679
| 2 | 47 | 1: 28.5231; 1.1: 140.3146; 1.2: 0.18816; 1.3: 253.8; 1.4: 5.2821; 1.5: 140.3146; 1.6: 253.8; 1.7: 152.28; 1.8: 8.4594; 1.9: 1269; 2: 40.414; 2.1: 94.3966; 2.2: 1137.3011; 2.3: 42.813; 2.4: -996.9865; 2.5: -37.5309
| 2 | 47.05 | 1: 28.4236; 1.1: 139.9737; 1.2: 0.18771; 1.3: 254.07; 1.4: 5.2636; 1.5: 139.9737; 1.6: 254.07; 1.7: 152.442; 1.8: 8.4594; 1.9: 1270.35; 2: 40.457; 2.1: 94.3987; 2.2: 1139.6967; 2.3: 42.8576; 2.4: -999.7231; 2.5: -37.5939
| 2 | 47.1 | 1: 28.3242; 1.1: 139.6326; 1.2: 0.18725; 1.3: 254.34; 1.4: 5.2452; 1.5: 139.6326; 1.6: 254.34; 1.7: 152.604; 1.8: 8.4594; 1.9: 1271.7; 2: 40.5; 2.1: 94.4008; 2.2: 1142.0949; 2.3: 42.9022; 2.4: -1002.4623; 2.5: -37.6569
| 2 | 47.15 | 1: 28.225; 1.1: 139.2913; 1.2: 0.18679; 1.3: 254.61; 1.4: 5.2269; 1.5: 139.2913; 1.6: 254.61; 1.7: 152.766; 1.8: 8.4594; 1.9: 1273.05; 2: 40.543; 2.1: 94.4029; 2.2: 1144.4956; 2.3: 42.9467; 2.4: -1005.2043; 2.5: -37.7199
| 2 | 47.2 | 1: 28.126; 1.1: 138.9498; 1.2: 0.18633; 1.3: 254.88; 1.4: 5.2085; 1.5: 138.9498; 1.6: 254.88; 1.7: 152.928; 1.8: 8.4594; 1.9: 1274.4; 2: 40.586; 2.1: 94.405; 2.2: 1146.8988; 2.3: 42.9913; 2.4: -1007.949; 2.5: -37.7828
| 2 | 47.25 | 1: 28.0271; 1.1: 138.6082; 1.2: 0.18588; 1.3: 255.15; 1.4: 5.1902; 1.5: 138.6082; 1.6: 255.15; 1.7: 153.09; 1.8: 8.4594; 1.9: 1275.75; 2: 40.629; 2.1: 94.4071; 2.2: 1149.3045; 2.3: 43.0359; 2.4: -1010.6964; 2.5: -37.8457
| 2 | 47.3 | 1: 27.9285; 1.1: 138.2663; 1.2: 0.18542; 1.3: 255.42; 1.4: 5.1719; 1.5: 138.2663; 1.6: 255.42; 1.7: 153.252; 1.8: 8.4594; 1.9: 1277.1; 2: 40.672; 2.1: 94.4092; 2.2: 1151.7128; 2.3: 43.0805; 2.4: -1013.4465; 2.5: -37.9086
| 2 | 47.35 | 1: 27.8299; 1.1: 137.9243; 1.2: 0.18496; 1.3: 255.69; 1.4: 5.1537; 1.5: 137.9243; 1.6: 255.69; 1.7: 153.414; 1.8: 8.4594; 1.9: 1278.45; 2: 40.715; 2.1: 94.4113; 2.2: 1154.1237; 2.3: 43.1251; 2.4: -1016.1994; 2.5: -37.9714
| 2 | 47.4 | 1: 27.7316; 1.1: 137.5821; 1.2: 0.1845; 1.3: 255.96; 1.4: 5.1355; 1.5: 137.5821; 1.6: 255.96; 1.7: 153.576; 1.8: 8.4594; 1.9: 1279.8; 2: 40.758; 2.1: 94.4134; 2.2: 1156.537; 2.3: 43.1697; 2.4: -1018.9549; 2.5: -38.0342
| 2 | 47.45 | 1: 27.6335; 1.1: 137.2397; 1.2: 0.18404; 1.3: 256.23; 1.4: 5.1173; 1.5: 137.2397; 1.6: 256.23; 1.7: 153.738; 1.8: 8.4594; 1.9: 1281.15; 2: 40.801; 2.1: 94.4154; 2.2: 1158.9529; 2.3: 43.2143; 2.4: -1021.7132; 2.5: -38.097
| 2 | 47.5 | 1: 27.5355; 1.1: 136.8972; 1.2: 0.18358; 1.3: 256.5; 1.4: 5.0992; 1.5: 136.8972; 1.6: 256.5; 1.7: 153.9; 1.8: 8.4594; 1.9: 1282.5; 2: 40.8439; 2.1: 94.4175; 2.2: 1161.3713; 2.3: 43.2589; 2.4: -1024.4742; 2.5: -38.1597
| 2 | 47.55 | 1: 27.4377; 1.1: 136.5544; 1.2: 0.18312; 1.3: 256.77; 1.4: 5.081; 1.5: 136.5544; 1.6: 256.77; 1.7: 154.062; 1.8: 8.4594; 1.9: 1283.85; 2: 40.8869; 2.1: 94.4195; 2.2: 1163.7923; 2.3: 43.3035; 2.4: -1027.2379; 2.5: -38.2224
| 2 | 47.6 | 1: 27.34; 1.1: 136.2116; 1.2: 0.18266; 1.3: 257.04; 1.4: 5.063; 1.5: 136.2116; 1.6: 257.04; 1.7: 154.224; 1.8: 8.4594; 1.9: 1285.2; 2: 40.9299; 2.1: 94.4216; 2.2: 1166.2158; 2.3: 43.3481; 2.4: -1030.0042; 2.5: -38.2851
| 2 | 47.65 | 1: 27.2425; 1.1: 135.8685; 1.2: 0.1822; 1.3: 257.31; 1.4: 5.0449; 1.5: 135.8685; 1.6: 257.31; 1.7: 154.386; 1.8: 8.4594; 1.9: 1286.55; 2: 40.9729; 2.1: 94.4236; 2.2: 1168.6418; 2.3: 43.3927; 2.4: -1032.7733; 2.5: -38.3478
| 2 | 47.7 | 1: 27.1452; 1.1: 135.5253; 1.2: 0.18174; 1.3: 257.58; 1.4: 5.0269; 1.5: 135.5253; 1.6: 257.58; 1.7: 154.548; 1.8: 8.4594; 1.9: 1287.9; 2: 41.0159; 2.1: 94.4257; 2.2: 1171.0704; 2.3: 43.4373; 2.4: -1035.5451; 2.5: -38.4104
| 2 | 47.75 | 1: 27.0481; 1.1: 135.182; 1.2: 0.18128; 1.3: 257.85; 1.4: 5.0089; 1.5: 135.182; 1.6: 257.85; 1.7: 154.71; 1.8: 8.4594; 1.9: 1289.25; 2: 41.0589; 2.1: 94.4277; 2.2: 1173.5015; 2.3: 43.4819; 2.4: -1038.3196; 2.5: -38.473
| 2 | 47.8 | 1: 26.9512; 1.1: 134.8384; 1.2: 0.18082; 1.3: 258.12; 1.4: 4.991; 1.5: 134.8384; 1.6: 258.12; 1.7: 154.872; 1.8: 8.4594; 1.9: 1290.6; 2: 41.1019; 2.1: 94.4297; 2.2: 1175.9351; 2.3: 43.5265; 2.4: -1041.0967; 2.5: -38.5355
| 2 | 47.85 | 1: 26.8544; 1.1: 134.4948; 1.2: 0.18036; 1.3: 258.39; 1.4: 4.973; 1.5: 134.4948; 1.6: 258.39; 1.7: 155.034; 1.8: 8.4594; 1.9: 1291.95; 2: 41.1449; 2.1: 94.4317; 2.2: 1178.3713; 2.3: 43.5711; 2.4: -1043.8765; 2.5: -38.598
| 2 | 47.9 | 1: 26.7578; 1.1: 134.151; 1.2: 0.1799; 1.3: 258.66; 1.4: 4.9551; 1.5: 134.151; 1.6: 258.66; 1.7: 155.196; 1.8: 8.4594; 1.9: 1293.3; 2: 41.1879; 2.1: 94.4338; 2.2: 1180.81; 2.3: 43.6157; 2.4: -1046.659; 2.5: -38.6605
| 2 | 47.95 | 1: 26.6613; 1.1: 133.807; 1.2: 0.17944; 1.3: 258.93; 1.4: 4.9373; 1.5: 133.807; 1.6: 258.93; 1.7: 155.358; 1.8: 8.4594; 1.9: 1294.65; 2: 41.2309; 2.1: 94.4358; 2.2: 1183.2512; 2.3: 43.6602; 2.4: -1049.4442; 2.5: -38.723
| 2 | 48 | 1: 26.5651; 1.1: 133.4629; 1.2: 0.17898; 1.3: 259.2; 1.4: 4.9195; 1.5: 133.4629; 1.6: 259.2; 1.7: 155.52; 1.8: 8.4594; 1.9: 1296; 2: 41.2739; 2.1: 94.4378; 2.2: 1185.695; 2.3: 43.7048; 2.4: -1052.2321; 2.5: -38.7854
| 2 | 48.05 | 1: 26.469; 1.1: 133.1187; 1.2: 0.17852; 1.3: 259.47; 1.4: 4.9017; 1.5: 133.1187; 1.6: 259.47; 1.7: 155.682; 1.8: 8.4594; 1.9: 1297.35; 2: 41.3169; 2.1: 94.4398; 2.2: 1188.1413; 2.3: 43.7494; 2.4: -1055.0226; 2.5: -38.8478
| 2 | 48.1 | 1: 26.3731; 1.1: 132.7743; 1.2: 0.17805; 1.3: 259.74; 1.4: 4.8839; 1.5: 132.7743; 1.6: 259.74; 1.7: 155.844; 1.8: 8.4594; 1.9: 1298.7; 2: 41.3599; 2.1: 94.4418; 2.2: 1190.5901; 2.3: 43.794; 2.4: -1057.8159; 2.5: -38.9101
| 2 | 48.15 | 1: 26.2773; 1.1: 132.4298; 1.2: 0.17759; 1.3: 260.01; 1.4: 4.8662; 1.5: 132.4298; 1.6: 260.01; 1.7: 156.006; 1.8: 8.4594; 1.9: 1300.05; 2: 41.4029; 2.1: 94.4438; 2.2: 1193.0415; 2.3: 43.8386; 2.4: -1060.6117; 2.5: -38.9725
| 2 | 48.2 | 1: 26.1817; 1.1: 132.0851; 1.2: 0.17713; 1.3: 260.28; 1.4: 4.8485; 1.5: 132.0851; 1.6: 260.28; 1.7: 156.168; 1.8: 8.4594; 1.9: 1301.4; 2: 41.4459; 2.1: 94.4458; 2.2: 1195.4954; 2.3: 43.8832; 2.4: -1063.4103; 2.5: -39.0348
| 2 | 48.25 | 1: 26.0863; 1.1: 131.7404; 1.2: 0.17667; 1.3: 260.55; 1.4: 4.8308; 1.5: 131.7404; 1.6: 260.55; 1.7: 156.33; 1.8: 8.4594; 1.9: 1302.75; 2: 41.4889; 2.1: 94.4477; 2.2: 1197.9518; 2.3: 43.9278; 2.4: -1066.2115; 2.5: -39.097
| 2 | 48.3 | 1: 25.9911; 1.1: 131.3955; 1.2: 0.1762; 1.3: 260.82; 1.4: 4.8132; 1.5: 131.3955; 1.6: 260.82; 1.7: 156.492; 1.8: 8.4594; 1.9: 1304.1; 2: 41.5318; 2.1: 94.4497; 2.2: 1200.4108; 2.3: 43.9724; 2.4: -1069.0153; 2.5: -39.1593
| 2 | 48.35 | 1: 25.8961; 1.1: 131.0505; 1.2: 0.17574; 1.3: 261.09; 1.4: 4.7956; 1.5: 131.0505; 1.6: 261.09; 1.7: 156.654; 1.8: 8.4594; 1.9: 1305.45; 2: 41.5748; 2.1: 94.4517; 2.2: 1202.8723; 2.3: 44.017; 2.4: -1071.8218; 2.5: -39.2215
| 2 | 48.4 | 1: 25.8012; 1.1: 130.7054; 1.2: 0.17528; 1.3: 261.36; 1.4: 4.778; 1.5: 130.7054; 1.6: 261.36; 1.7: 156.816; 1.8: 8.4594; 1.9: 1306.8; 2: 41.6178; 2.1: 94.4537; 2.2: 1205.3363; 2.3: 44.0616; 2.4: -1074.631; 2.5: -39.2837
| 2 | 48.45 | 1: 25.7065; 1.1: 130.3601; 1.2: 0.17482; 1.3: 261.63; 1.4: 4.7605; 1.5: 130.3601; 1.6: 261.63; 1.7: 156.978; 1.8: 8.4594; 1.9: 1308.15; 2: 41.6608; 2.1: 94.4556; 2.2: 1207.8029; 2.3: 44.1062; 2.4: -1077.4428; 2.5: -39.3458
| 2 | 48.5 | 1: 25.6119; 1.1: 130.0148; 1.2: 0.17435; 1.3: 261.9; 1.4: 4.743; 1.5: 130.0148; 1.6: 261.9; 1.7: 157.14; 1.8: 8.4594; 1.9: 1309.5; 2: 41.7038; 2.1: 94.4576; 2.2: 1210.272; 2.3: 44.1509; 2.4: -1080.2572; 2.5: -39.4079
| 2 | 48.55 | 1: 25.5176; 1.1: 129.6693; 1.2: 0.17389; 1.3: 262.17; 1.4: 4.7255; 1.5: 129.6693; 1.6: 262.17; 1.7: 157.302; 1.8: 8.4594; 1.9: 1310.85; 2: 41.7468; 2.1: 94.4595; 2.2: 1212.7436; 2.3: 44.1955; 2.4: -1083.0743; 2.5: -39.47
| 2 | 48.6 | 1: 25.4234; 1.1: 129.3237; 1.2: 0.17343; 1.3: 262.44; 1.4: 4.708; 1.5: 129.3237; 1.6: 262.44; 1.7: 157.464; 1.8: 8.4594; 1.9: 1312.2; 2: 41.7898; 2.1: 94.4615; 2.2: 1215.2177; 2.3: 44.2401; 2.4: -1085.894; 2.5: -39.532
| 2 | 48.65 | 1: 25.3294; 1.1: 128.978; 1.2: 0.17296; 1.3: 262.71; 1.4: 4.6906; 1.5: 128.978; 1.6: 262.71; 1.7: 157.626; 1.8: 8.4594; 1.9: 1313.55; 2: 41.8328; 2.1: 94.4634; 2.2: 1217.6944; 2.3: 44.2847; 2.4: -1088.7164; 2.5: -39.594
| 2 | 48.7 | 1: 25.2355; 1.1: 128.6323; 1.2: 0.1725; 1.3: 262.98; 1.4: 4.6732; 1.5: 128.6323; 1.6: 262.98; 1.7: 157.788; 1.8: 8.4594; 1.9: 1314.9; 2: 41.8758; 2.1: 94.4654; 2.2: 1220.1736; 2.3: 44.3293; 2.4: -1091.5414; 2.5: -39.656
| 2 | 48.75 | 1: 25.1419; 1.1: 128.2864; 1.2: 0.17203; 1.3: 263.25; 1.4: 4.6559; 1.5: 128.2864; 1.6: 263.25; 1.7: 157.95; 1.8: 8.4594; 1.9: 1316.25; 2: 41.9188; 2.1: 94.4673; 2.2: 1222.6554; 2.3: 44.3739; 2.4: -1094.369; 2.5: -39.718
| 2 | 48.8 | 1: 25.0484; 1.1: 127.9404; 1.2: 0.17157; 1.3: 263.52; 1.4: 4.6386; 1.5: 127.9404; 1.6: 263.52; 1.7: 158.112; 1.8: 8.4594; 1.9: 1317.6; 2: 41.9618; 2.1: 94.4692; 2.2: 1225.1397; 2.3: 44.4185; 2.4: -1097.1992; 2.5: -39.7799
| 2 | 48.85 | 1: 24.9551; 1.1: 127.5944; 1.2: 0.17111; 1.3: 263.79; 1.4: 4.6213; 1.5: 127.5944; 1.6: 263.79; 1.7: 158.274; 1.8: 8.4594; 1.9: 1318.95; 2: 42.0048; 2.1: 94.4711; 2.2: 1227.6265; 2.3: 44.4631; 2.4: -1100.0321; 2.5: -39.8418
| 2 | 48.9 | 1: 24.8619; 1.1: 127.2482; 1.2: 0.17064; 1.3: 264.06; 1.4: 4.6041; 1.5: 127.2482; 1.6: 264.06; 1.7: 158.436; 1.8: 8.4594; 1.9: 1320.3; 2: 42.0478; 2.1: 94.4731; 2.2: 1230.1158; 2.3: 44.5077; 2.4: -1102.8676; 2.5: -39.9036
| 2 | 48.95 | 1: 24.7689; 1.1: 126.902; 1.2: 0.17018; 1.3: 264.33; 1.4: 4.5868; 1.5: 126.902; 1.6: 264.33; 1.7: 158.598; 1.8: 8.4594; 1.9: 1321.65; 2: 42.0908; 2.1: 94.475; 2.2: 1232.6077; 2.3: 44.5523; 2.4: -1105.7057; 2.5: -39.9654
| 2 | 49 | 1: 24.6761; 1.1: 126.5556; 1.2: 0.16971; 1.3: 264.6; 1.4: 4.5697; 1.5: 126.5556; 1.6: 264.6; 1.7: 158.76; 1.8: 8.4594; 1.9: 1323; 2: 42.1338; 2.1: 94.4769; 2.2: 1235.102; 2.3: 44.5969; 2.4: -1108.5464; 2.5: -40.0272
| 2 | 49.05 | 1: 24.5835; 1.1: 126.2092; 1.2: 0.16925; 1.3: 264.87; 1.4: 4.5525; 1.5: 126.2092; 1.6: 264.87; 1.7: 158.922; 1.8: 8.4594; 1.9: 1324.35; 2: 42.1768; 2.1: 94.4788; 2.2: 1237.599; 2.3: 44.6415; 2.4: -1111.3897; 2.5: -40.089
| 2 | 49.1 | 1: 24.4911; 1.1: 125.8628; 1.2: 0.16878; 1.3: 265.14; 1.4: 4.5354; 1.5: 125.8628; 1.6: 265.14; 1.7: 159.084; 1.8: 8.4594; 1.9: 1325.7; 2: 42.2197; 2.1: 94.4807; 2.2: 1240.0984; 2.3: 44.6861; 2.4: -1114.2356; 2.5: -40.1507
| 2 | 49.15 | 1: 24.3988; 1.1: 125.5162; 1.2: 0.16832; 1.3: 265.41; 1.4: 4.5183; 1.5: 125.5162; 1.6: 265.41; 1.7: 159.246; 1.8: 8.4594; 1.9: 1327.05; 2: 42.2627; 2.1: 94.4826; 2.2: 1242.6004; 2.3: 44.7307; 2.4: -1117.0842; 2.5: -40.2124
| 2 | 49.2 | 1: 24.3067; 1.1: 125.1696; 1.2: 0.16786; 1.3: 265.68; 1.4: 4.5012; 1.5: 125.1696; 1.6: 265.68; 1.7: 159.408; 1.8: 8.4594; 1.9: 1328.4; 2: 42.3057; 2.1: 94.4845; 2.2: 1245.1049; 2.3: 44.7753; 2.4: -1119.9353; 2.5: -40.2741
| 2 | 49.25 | 1: 24.2147; 1.1: 124.8229; 1.2: 0.16739; 1.3: 265.95; 1.4: 4.4842; 1.5: 124.8229; 1.6: 265.95; 1.7: 159.57; 1.8: 8.4594; 1.9: 1329.75; 2: 42.3487; 2.1: 94.4864; 2.2: 1247.6119; 2.3: 44.8199; 2.4: -1122.789; 2.5: -40.3357
| 2 | 49.3 | 1: 24.123; 1.1: 124.4762; 1.2: 0.16693; 1.3: 266.22; 1.4: 4.4672; 1.5: 124.4762; 1.6: 266.22; 1.7: 159.732; 1.8: 8.4594; 1.9: 1331.1; 2: 42.3917; 2.1: 94.4883; 2.2: 1250.1215; 2.3: 44.8645; 2.4: -1125.6454; 2.5: -40.3973
| 2 | 49.35 | 1: 24.0314; 1.1: 124.1293; 1.2: 0.16646; 1.3: 266.49; 1.4: 4.4503; 1.5: 124.1293; 1.6: 266.49; 1.7: 159.894; 1.8: 8.4594; 1.9: 1332.45; 2: 42.4347; 2.1: 94.4901; 2.2: 1252.6336; 2.3: 44.9091; 2.4: -1128.5043; 2.5: -40.4589
| 2 | 49.4 | 1: 23.94; 1.1: 123.7825; 1.2: 0.166; 1.3: 266.76; 1.4: 4.4333; 1.5: 123.7825; 1.6: 266.76; 1.7: 160.056; 1.8: 8.4594; 1.9: 1333.8; 2: 42.4777; 2.1: 94.492; 2.2: 1255.1482; 2.3: 44.9537; 2.4: -1131.3658; 2.5: -40.5204
| 2 | 49.45 | 1: 23.8487; 1.1: 123.4355; 1.2: 0.16553; 1.3: 267.03; 1.4: 4.4164; 1.5: 123.4355; 1.6: 267.03; 1.7: 160.218; 1.8: 8.4594; 1.9: 1335.15; 2: 42.5207; 2.1: 94.4939; 2.2: 1257.6654; 2.3: 44.9984; 2.4: -1134.2298; 2.5: -40.5819
| 2 | 49.5 | 1: 23.7577; 1.1: 123.0885; 1.2: 0.16506; 1.3: 267.3; 1.4: 4.3996; 1.5: 123.0885; 1.6: 267.3; 1.7: 160.38; 1.8: 8.4594; 1.9: 1336.5; 2: 42.5637; 2.1: 94.4958; 2.2: 1260.1851; 2.3: 45.043; 2.4: -1137.0965; 2.5: -40.6434
| 2 | 49.55 | 1: 23.6668; 1.1: 122.7415; 1.2: 0.1646; 1.3: 267.57; 1.4: 4.3827; 1.5: 122.7415; 1.6: 267.57; 1.7: 160.542; 1.8: 8.4594; 1.9: 1337.85; 2: 42.6067; 2.1: 94.4976; 2.2: 1262.7073; 2.3: 45.0876; 2.4: -1139.9658; 2.5: -40.7048
| 2 | 49.6 | 1: 23.5761; 1.1: 122.3944; 1.2: 0.16413; 1.3: 267.84; 1.4: 4.3659; 1.5: 122.3944; 1.6: 267.84; 1.7: 160.704; 1.8: 8.4594; 1.9: 1339.2; 2: 42.6497; 2.1: 94.4995; 2.2: 1265.232; 2.3: 45.1322; 2.4: -1142.8376; 2.5: -40.7662
| 2 | 49.65 | 1: 23.4855; 1.1: 122.0473; 1.2: 0.16367; 1.3: 268.11; 1.4: 4.3492; 1.5: 122.0473; 1.6: 268.11; 1.7: 160.866; 1.8: 8.4594; 1.9: 1340.55; 2: 42.6927; 2.1: 94.5013; 2.2: 1267.7593; 2.3: 45.1768; 2.4: -1145.712; 2.5: -40.8276
| 2 | 49.7 | 1: 23.3952; 1.1: 121.7001; 1.2: 0.1632; 1.3: 268.38; 1.4: 4.3324; 1.5: 121.7001; 1.6: 268.38; 1.7: 161.028; 1.8: 8.4594; 1.9: 1341.9; 2: 42.7357; 2.1: 94.5032; 2.2: 1270.289; 2.3: 45.2214; 2.4: -1148.5889; 2.5: -40.889
| 2 | 49.75 | 1: 23.305; 1.1: 121.3529; 1.2: 0.16274; 1.3: 268.65; 1.4: 4.3157; 1.5: 121.3529; 1.6: 268.65; 1.7: 161.19; 1.8: 8.4594; 1.9: 1343.25; 2: 42.7787; 2.1: 94.505; 2.2: 1272.8214; 2.3: 45.266; 2.4: -1151.4684; 2.5: -40.9503
| 2 | 49.8 | 1: 23.215; 1.1: 121.0057; 1.2: 0.16227; 1.3: 268.92; 1.4: 4.2991; 1.5: 121.0057; 1.6: 268.92; 1.7: 161.352; 1.8: 8.4594; 1.9: 1344.6; 2: 42.8217; 2.1: 94.5069; 2.2: 1275.3562; 2.3: 45.3106; 2.4: -1154.3505; 2.5: -41.0116
| 2 | 49.85 | 1: 23.1251; 1.1: 120.6584; 1.2: 0.16181; 1.3: 269.19; 1.4: 4.2824; 1.5: 120.6584; 1.6: 269.19; 1.7: 161.514; 1.8: 8.4594; 1.9: 1345.95; 2: 42.8646; 2.1: 94.5087; 2.2: 1277.8936; 2.3: 45.3552; 2.4: -1157.2352; 2.5: -41.0728
| 2 | 49.9 | 1: 23.0355; 1.1: 120.3111; 1.2: 0.16134; 1.3: 269.46; 1.4: 4.2658; 1.5: 120.3111; 1.6: 269.46; 1.7: 161.676; 1.8: 8.4594; 1.9: 1347.3; 2: 42.9076; 2.1: 94.5106; 2.2: 1280.4335; 2.3: 45.3998; 2.4: -1160.1224; 2.5: -41.134
| 2 | 49.95 | 1: 22.946; 1.1: 119.9638; 1.2: 0.16087; 1.3: 269.73; 1.4: 4.2493; 1.5: 119.9638; 1.6: 269.73; 1.7: 161.838; 1.8: 8.4594; 1.9: 1348.65; 2: 42.9506; 2.1: 94.5124; 2.2: 1282.9759; 2.3: 45.4444; 2.4: -1163.0121; 2.5: -41.1952
| 2 | 50 | 1: 22.8566; 1.1: 119.6164; 1.2: 0.16041; 1.3: 270; 1.4: 4.2327; 1.5: 119.6164; 1.6: 270; 1.7: 162; 1.8: 8.4594; 1.9: 1350; 2: 42.9936; 2.1: 94.5142; 2.2: 1285.5208; 2.3: 45.4891; 2.4: -1165.9044; 2.5: -41.2563
| 2 | 50.05 | 1: 22.7675; 1.1: 119.2691; 1.2: 0.15994; 1.3: 270.27; 1.4: 4.2162; 1.5: 119.2691; 1.6: 270.27; 1.7: 162.162; 1.8: 8.4594; 1.9: 1351.35; 2: 43.0366; 2.1: 94.516; 2.2: 1288.0683; 2.3: 45.5337; 2.4: -1168.7993; 2.5: -41.3175
| 2 | 50.1 | 1: 22.6785; 1.1: 118.9217; 1.2: 0.15948; 1.3: 270.54; 1.4: 4.1997; 1.5: 118.9217; 1.6: 270.54; 1.7: 162.324; 1.8: 8.4594; 1.9: 1352.7; 2: 43.0796; 2.1: 94.5179; 2.2: 1290.6183; 2.3: 45.5783; 2.4: -1171.6967; 2.5: -41.3786
| 2 | 50.15 | 1: 22.5897; 1.1: 118.5743; 1.2: 0.15901; 1.3: 270.81; 1.4: 4.1833; 1.5: 118.5743; 1.6: 270.81; 1.7: 162.486; 1.8: 8.4594; 1.9: 1354.05; 2: 43.1226; 2.1: 94.5197; 2.2: 1293.1708; 2.3: 45.6229; 2.4: -1174.5966; 2.5: -41.4396
| 2 | 50.2 | 1: 22.5011; 1.1: 118.2268; 1.2: 0.15854; 1.3: 271.08; 1.4: 4.1669; 1.5: 118.2268; 1.6: 271.08; 1.7: 162.648; 1.8: 8.4594; 1.9: 1355.4; 2: 43.1656; 2.1: 94.5215; 2.2: 1295.7259; 2.3: 45.6675; 2.4: -1177.499; 2.5: -41.5006
| 2 | 50.25 | 1: 22.4127; 1.1: 117.8794; 1.2: 0.15808; 1.3: 271.35; 1.4: 4.1505; 1.5: 117.8794; 1.6: 271.35; 1.7: 162.81; 1.8: 8.4594; 1.9: 1356.75; 2: 43.2086; 2.1: 94.5233; 2.2: 1298.2835; 2.3: 45.7121; 2.4: -1180.4041; 2.5: -41.5616
| 2 | 50.3 | 1: 22.3244; 1.1: 117.532; 1.2: 0.15761; 1.3: 271.62; 1.4: 4.1341; 1.5: 117.532; 1.6: 271.62; 1.7: 162.972; 1.8: 8.4594; 1.9: 1358.1; 2: 43.2516; 2.1: 94.5251; 2.2: 1300.8436; 2.3: 45.7567; 2.4: -1183.3116; 2.5: -41.6226
| 2 | 50.35 | 1: 22.2363; 1.1: 117.1846; 1.2: 0.15715; 1.3: 271.89; 1.4: 4.1178; 1.5: 117.1846; 1.6: 271.89; 1.7: 163.134; 1.8: 8.4594; 1.9: 1359.45; 2: 43.2946; 2.1: 94.5269; 2.2: 1303.4062; 2.3: 45.8013; 2.4: -1186.2216; 2.5: -41.6835
| 2 | 50.4 | 1: 22.1484; 1.1: 116.8371; 1.2: 0.15668; 1.3: 272.16; 1.4: 4.1016; 1.5: 116.8371; 1.6: 272.16; 1.7: 163.296; 1.8: 8.4594; 1.9: 1360.8; 2: 43.3376; 2.1: 94.5287; 2.2: 1305.9714; 2.3: 45.8459; 2.4: -1189.1342; 2.5: -41.7444
| 2 | 50.45 | 1: 22.0606; 1.1: 116.4897; 1.2: 0.15622; 1.3: 272.43; 1.4: 4.0853; 1.5: 116.4897; 1.6: 272.43; 1.7: 163.458; 1.8: 8.4594; 1.9: 1362.15; 2: 43.3806; 2.1: 94.5305; 2.2: 1308.539; 2.3: 45.8906; 2.4: -1192.0493; 2.5: -41.8053
| 2 | 50.5 | 1: 21.9731; 1.1: 116.1423; 1.2: 0.15575; 1.3: 272.7; 1.4: 4.0691; 1.5: 116.1423; 1.6: 272.7; 1.7: 163.62; 1.8: 8.4594; 1.9: 1363.5; 2: 43.4236; 2.1: 94.5323; 2.2: 1311.1092; 2.3: 45.9352; 2.4: -1194.967; 2.5: -41.8661
| 2 | 50.55 | 1: 21.8857; 1.1: 115.7949; 1.2: 0.15528; 1.3: 272.97; 1.4: 4.0529; 1.5: 115.7949; 1.6: 272.97; 1.7: 163.782; 1.8: 8.4594; 1.9: 1364.85; 2: 43.4666; 2.1: 94.5341; 2.2: 1313.682; 2.3: 45.9798; 2.4: -1197.8871; 2.5: -41.9269
| 2 | 50.6 | 1: 21.7984; 1.1: 115.4475; 1.2: 0.15482; 1.3: 273.24; 1.4: 4.0367; 1.5: 115.4475; 1.6: 273.24; 1.7: 163.944; 1.8: 8.4594; 1.9: 1366.2; 2: 43.5096; 2.1: 94.5359; 2.2: 1316.2572; 2.3: 46.0244; 2.4: -1200.8097; 2.5: -41.9876
| 2 | 50.65 | 1: 21.7114; 1.1: 115.1001; 1.2: 0.15435; 1.3: 273.51; 1.4: 4.0206; 1.5: 115.1001; 1.6: 273.51; 1.7: 164.106; 1.8: 8.4594; 1.9: 1367.55; 2: 43.5525; 2.1: 94.5376; 2.2: 1318.835; 2.3: 46.069; 2.4: -1203.7349; 2.5: -42.0484
| 2 | 50.7 | 1: 21.6245; 1.1: 114.7527; 1.2: 0.15389; 1.3: 273.78; 1.4: 4.0045; 1.5: 114.7527; 1.6: 273.78; 1.7: 164.268; 1.8: 8.4594; 1.9: 1368.9; 2: 43.5955; 2.1: 94.5394; 2.2: 1321.4153; 2.3: 46.1136; 2.4: -1206.6626; 2.5: -42.1091
| 2 | 50.75 | 1: 21.5378; 1.1: 114.4054; 1.2: 0.15342; 1.3: 274.05; 1.4: 3.9885; 1.5: 114.4054; 1.6: 274.05; 1.7: 164.43; 1.8: 8.4594; 1.9: 1370.25; 2: 43.6385; 2.1: 94.5412; 2.2: 1323.9981; 2.3: 46.1582; 2.4: -1209.5927; 2.5: -42.1697
| 2 | 50.8 | 1: 21.4513; 1.1: 114.0581; 1.2: 0.15295; 1.3: 274.32; 1.4: 3.9725; 1.5: 114.0581; 1.6: 274.32; 1.7: 164.592; 1.8: 8.4594; 1.9: 1371.6; 2: 43.6815; 2.1: 94.5429; 2.2: 1326.5835; 2.3: 46.2028; 2.4: -1212.5254; 2.5: -42.2304
| 2 | 50.85 | 1: 21.365; 1.1: 113.7108; 1.2: 0.15249; 1.3: 274.59; 1.4: 3.9565; 1.5: 113.7108; 1.6: 274.59; 1.7: 164.754; 1.8: 8.4594; 1.9: 1372.95; 2: 43.7245; 2.1: 94.5447; 2.2: 1329.1713; 2.3: 46.2475; 2.4: -1215.4606; 2.5: -42.291
| 2 | 50.9 | 1: 21.2788; 1.1: 113.3635; 1.2: 0.15202; 1.3: 274.86; 1.4: 3.9405; 1.5: 113.3635; 1.6: 274.86; 1.7: 164.916; 1.8: 8.4594; 1.9: 1374.3; 2: 43.7675; 2.1: 94.5465; 2.2: 1331.7617; 2.3: 46.2921; 2.4: -1218.3982; 2.5: -42.3516
| 2 | 50.95 | 1: 21.1928; 1.1: 113.0163; 1.2: 0.15156; 1.3: 275.13; 1.4: 3.9246; 1.5: 113.0163; 1.6: 275.13; 1.7: 165.078; 1.8: 8.4594; 1.9: 1375.65; 2: 43.8105; 2.1: 94.5482; 2.2: 1334.3546; 2.3: 46.3367; 2.4: -1221.3384; 2.5: -42.4121
| 2 | 51 | 1: 21.107; 1.1: 112.6691; 1.2: 0.15109; 1.3: 275.4; 1.4: 3.9087; 1.5: 112.6691; 1.6: 275.4; 1.7: 165.24; 1.8: 8.4594; 1.9: 1377; 2: 43.8535; 2.1: 94.55; 2.2: 1336.9501; 2.3: 46.3813; 2.4: -1224.281; 2.5: -42.4726
| 2 | 51.05 | 1: 21.0213; 1.1: 112.3219; 1.2: 0.15063; 1.3: 275.67; 1.4: 3.8928; 1.5: 112.3219; 1.6: 275.67; 1.7: 165.402; 1.8: 8.4594; 1.9: 1378.35; 2: 43.8965; 2.1: 94.5517; 2.2: 1339.548; 2.3: 46.4259; 2.4: -1227.2261; 2.5: -42.5331
| 2 | 51.1 | 1: 20.9359; 1.1: 111.9748; 1.2: 0.15016; 1.3: 275.94; 1.4: 3.877; 1.5: 111.9748; 1.6: 275.94; 1.7: 165.564; 1.8: 8.4594; 1.9: 1379.7; 2: 43.9395; 2.1: 94.5535; 2.2: 1342.1485; 2.3: 46.4705; 2.4: -1230.1737; 2.5: -42.5935
| 2 | 51.15 | 1: 20.8506; 1.1: 111.6278; 1.2: 0.1497; 1.3: 276.21; 1.4: 3.8612; 1.5: 111.6278; 1.6: 276.21; 1.7: 165.726; 1.8: 8.4594; 1.9: 1381.05; 2: 43.9825; 2.1: 94.5552; 2.2: 1344.7515; 2.3: 46.5151; 2.4: -1233.1238; 2.5: -42.6539
| 2 | 51.2 | 1: 20.7655; 1.1: 111.2808; 1.2: 0.14923; 1.3: 276.48; 1.4: 3.8455; 1.5: 111.2808; 1.6: 276.48; 1.7: 165.888; 1.8: 8.4594; 1.9: 1382.4; 2: 44.0255; 2.1: 94.557; 2.2: 1347.3571; 2.3: 46.5597; 2.4: -1236.0763; 2.5: -42.7143
| 2 | 51.25 | 1: 20.6805; 1.1: 110.9338; 1.2: 0.14876; 1.3: 276.75; 1.4: 3.8297; 1.5: 110.9338; 1.6: 276.75; 1.7: 166.05; 1.8: 8.4594; 1.9: 1383.75; 2: 44.0685; 2.1: 94.5587; 2.2: 1349.9651; 2.3: 46.6044; 2.4: -1239.0313; 2.5: -42.7746
| 2 | 51.3 | 1: 20.5958; 1.1: 110.5869; 1.2: 0.1483; 1.3: 277.02; 1.4: 3.814; 1.5: 110.5869; 1.6: 277.02; 1.7: 166.212; 1.8: 8.4594; 1.9: 1385.1; 2: 44.1115; 2.1: 94.5604; 2.2: 1352.5757; 2.3: 46.649; 2.4: -1241.9888; 2.5: -42.8349
| 2 | 51.35 | 1: 20.5112; 1.1: 110.2401; 1.2: 0.14783; 1.3: 277.29; 1.4: 3.7984; 1.5: 110.2401; 1.6: 277.29; 1.7: 166.374; 1.8: 8.4594; 1.9: 1386.45; 2: 44.1545; 2.1: 94.5622; 2.2: 1355.1888; 2.3: 46.6936; 2.4: -1244.9487; 2.5: -42.8952
| 2 | 51.4 | 1: 20.4268; 1.1: 109.8933; 1.2: 0.14737; 1.3: 277.56; 1.4: 3.7827; 1.5: 109.8933; 1.6: 277.56; 1.7: 166.536; 1.8: 8.4594; 1.9: 1387.8; 2: 44.1975; 2.1: 94.5639; 2.2: 1357.8044; 2.3: 46.7382; 2.4: -1247.9111; 2.5: -42.9555
| 2 | 51.45 | 1: 20.3425; 1.1: 109.5465; 1.2: 0.1469; 1.3: 277.83; 1.4: 3.7671; 1.5: 109.5465; 1.6: 277.83; 1.7: 166.698; 1.8: 8.4594; 1.9: 1389.15; 2: 44.2404; 2.1: 94.5656; 2.2: 1360.4226; 2.3: 46.7828; 2.4: -1250.876; 2.5: -43.0157
| 2 | 51.5 | 1: 20.2585; 1.1: 109.1999; 1.2: 0.14644; 1.3: 278.1; 1.4: 3.7516; 1.5: 109.1999; 1.6: 278.1; 1.7: 166.86; 1.8: 8.4594; 1.9: 1390.5; 2: 44.2834; 2.1: 94.5673; 2.2: 1363.0432; 2.3: 46.8274; 2.4: -1253.8433; 2.5: -43.0759
| 2 | 51.55 | 1: 20.1746; 1.1: 108.8533; 1.2: 0.14597; 1.3: 278.37; 1.4: 3.736; 1.5: 108.8533; 1.6: 278.37; 1.7: 167.022; 1.8: 8.4594; 1.9: 1391.85; 2: 44.3264; 2.1: 94.569; 2.2: 1365.6664; 2.3: 46.872; 2.4: -1256.8131; 2.5: -43.136
| 2 | 51.6 | 1: 20.0909; 1.1: 108.5068; 1.2: 0.14551; 1.3: 278.64; 1.4: 3.7205; 1.5: 108.5068; 1.6: 278.64; 1.7: 167.184; 1.8: 8.4594; 1.9: 1393.2; 2: 44.3694; 2.1: 94.5708; 2.2: 1368.2921; 2.3: 46.9166; 2.4: -1259.7853; 2.5: -43.1961
| 2 | 51.65 | 1: 20.0073; 1.1: 108.1604; 1.2: 0.14505; 1.3: 278.91; 1.4: 3.7051; 1.5: 108.1604; 1.6: 278.91; 1.7: 167.346; 1.8: 8.4594; 1.9: 1394.55; 2: 44.4124; 2.1: 94.5725; 2.2: 1370.9203; 2.3: 46.9613; 2.4: -1262.76; 2.5: -43.2562
| 2 | 51.7 | 1: 19.924; 1.1: 107.814; 1.2: 0.14458; 1.3: 279.18; 1.4: 3.6896; 1.5: 107.814; 1.6: 279.18; 1.7: 167.508; 1.8: 8.4594; 1.9: 1395.9; 2: 44.4554; 2.1: 94.5742; 2.2: 1373.5511; 2.3: 47.0059; 2.4: -1265.7371; 2.5: -43.3162
| 2 | 51.75 | 1: 19.8408; 1.1: 107.4677; 1.2: 0.14412; 1.3: 279.45; 1.4: 3.6742; 1.5: 107.4677; 1.6: 279.45; 1.7: 167.67; 1.8: 8.4594; 1.9: 1397.25; 2: 44.4984; 2.1: 94.5759; 2.2: 1376.1844; 2.3: 47.0505; 2.4: -1268.7166; 2.5: -43.3763
| 2 | 51.8 | 1: 19.7578; 1.1: 107.1215; 1.2: 0.14365; 1.3: 279.72; 1.4: 3.6589; 1.5: 107.1215; 1.6: 279.72; 1.7: 167.832; 1.8: 8.4594; 1.9: 1398.6; 2: 44.5414; 2.1: 94.5776; 2.2: 1378.8202; 2.3: 47.0951; 2.4: -1271.6986; 2.5: -43.4362
| 2 | 51.85 | 1: 19.675; 1.1: 106.7754; 1.2: 0.14319; 1.3: 279.99; 1.4: 3.6435; 1.5: 106.7754; 1.6: 279.99; 1.7: 167.994; 1.8: 8.4594; 1.9: 1399.95; 2: 44.5844; 2.1: 94.5793; 2.2: 1381.4585; 2.3: 47.1397; 2.4: -1274.683; 2.5: -43.4962
| 2 | 51.9 | 1: 19.5923; 1.1: 106.4294; 1.2: 0.14272; 1.3: 280.26; 1.4: 3.6282; 1.5: 106.4294; 1.6: 280.26; 1.7: 168.156; 1.8: 8.4594; 1.9: 1401.3; 2: 44.6274; 2.1: 94.581; 2.2: 1384.0993; 2.3: 47.1843; 2.4: -1277.6699; 2.5: -43.5561
| 2 | 51.95 | 1: 19.5098; 1.1: 106.0835; 1.2: 0.14226; 1.3: 280.53; 1.4: 3.6129; 1.5: 106.0835; 1.6: 280.53; 1.7: 168.318; 1.8: 8.4594; 1.9: 1402.65; 2: 44.6704; 2.1: 94.5827; 2.2: 1386.7427; 2.3: 47.2289; 2.4: -1280.6592; 2.5: -43.616
| 2 | 52 | 1: 19.4275; 1.1: 105.7377; 1.2: 0.1418; 1.3: 280.8; 1.4: 3.5977; 1.5: 105.7377; 1.6: 280.8; 1.7: 168.48; 1.8: 8.4594; 1.9: 1404; 2: 44.7134; 2.1: 94.5843; 2.2: 1389.3885; 2.3: 47.2735; 2.4: -1283.6509; 2.5: -43.6759
| 2 | 52.05 | 1: 19.3454; 1.1: 105.392; 1.2: 0.14133; 1.3: 281.07; 1.4: 3.5825; 1.5: 105.392; 1.6: 281.07; 1.7: 168.642; 1.8: 8.4594; 1.9: 1405.35; 2: 44.7564; 2.1: 94.586; 2.2: 1392.0369; 2.3: 47.3182; 2.4: -1286.645; 2.5: -43.7357
| 2 | 52.1 | 1: 19.2635; 1.1: 105.0463; 1.2: 0.14087; 1.3: 281.34; 1.4: 3.5673; 1.5: 105.0463; 1.6: 281.34; 1.7: 168.804; 1.8: 8.4594; 1.9: 1406.7; 2: 44.7994; 2.1: 94.5877; 2.2: 1394.6878; 2.3: 47.3628; 2.4: -1289.6415; 2.5: -43.7955
| 2 | 52.15 | 1: 19.1817; 1.1: 104.7008; 1.2: 0.14041; 1.3: 281.61; 1.4: 3.5522; 1.5: 104.7008; 1.6: 281.61; 1.7: 168.966; 1.8: 8.4594; 1.9: 1408.05; 2: 44.8424; 2.1: 94.5894; 2.2: 1397.3413; 2.3: 47.4074; 2.4: -1292.6404; 2.5: -43.8552
| 2 | 52.2 | 1: 19.1001; 1.1: 104.3554; 1.2: 0.13994; 1.3: 281.88; 1.4: 3.5371; 1.5: 104.3554; 1.6: 281.88; 1.7: 169.128; 1.8: 8.4594; 1.9: 1409.4; 2: 44.8854; 2.1: 94.5911; 2.2: 1399.9972; 2.3: 47.452; 2.4: -1295.6418; 2.5: -43.9149
| 2 | 52.25 | 1: 19.0187; 1.1: 104.0101; 1.2: 0.13948; 1.3: 282.15; 1.4: 3.522; 1.5: 104.0101; 1.6: 282.15; 1.7: 169.29; 1.8: 8.4594; 1.9: 1410.75; 2: 44.9283; 2.1: 94.5927; 2.2: 1402.6557; 2.3: 47.4966; 2.4: -1298.6456; 2.5: -43.9746
| 2 | 52.3 | 1: 18.9375; 1.1: 103.665; 1.2: 0.13902; 1.3: 282.42; 1.4: 3.5069; 1.5: 103.665; 1.6: 282.42; 1.7: 169.452; 1.8: 8.4594; 1.9: 1412.1; 2: 44.9713; 2.1: 94.5944; 2.2: 1405.3167; 2.3: 47.5412; 2.4: -1301.6517; 2.5: -44.0343
| 2 | 52.35 | 1: 18.8564; 1.1: 103.3199; 1.2: 0.13855; 1.3: 282.69; 1.4: 3.4919; 1.5: 103.3199; 1.6: 282.69; 1.7: 169.614; 1.8: 8.4594; 1.9: 1413.45; 2: 45.0143; 2.1: 94.5961; 2.2: 1407.9802; 2.3: 47.5858; 2.4: -1304.6603; 2.5: -44.0939
| 2 | 52.4 | 1: 18.7755; 1.1: 102.975; 1.2: 0.13809; 1.3: 282.96; 1.4: 3.4769; 1.5: 102.975; 1.6: 282.96; 1.7: 169.776; 1.8: 8.4594; 1.9: 1414.8; 2: 45.0573; 2.1: 94.5977; 2.2: 1410.6462; 2.3: 47.6304; 2.4: -1307.6713; 2.5: -44.1535
| 2 | 52.45 | 1: 18.6948; 1.1: 102.6302; 1.2: 0.13763; 1.3: 283.23; 1.4: 3.462; 1.5: 102.6302; 1.6: 283.23; 1.7: 169.938; 1.8: 8.4594; 1.9: 1416.15; 2: 45.1003; 2.1: 94.5994; 2.2: 1413.3148; 2.3: 47.6751; 2.4: -1310.6846; 2.5: -44.2131
| 2 | 52.5 | 1: 18.6143; 1.1: 102.2855; 1.2: 0.13717; 1.3: 283.5; 1.4: 3.4471; 1.5: 102.2855; 1.6: 283.5; 1.7: 170.1; 1.8: 8.4594; 1.9: 1417.5; 2: 45.1433; 2.1: 94.601; 2.2: 1415.9859; 2.3: 47.7197; 2.4: -1313.7004; 2.5: -44.2726
| 2 | 52.55 | 1: 18.5339; 1.1: 101.9409; 1.2: 0.13671; 1.3: 283.77; 1.4: 3.4322; 1.5: 101.9409; 1.6: 283.77; 1.7: 170.262; 1.8: 8.4594; 1.9: 1418.85; 2: 45.1863; 2.1: 94.6027; 2.2: 1418.6595; 2.3: 47.7643; 2.4: -1316.7185; 2.5: -44.3321
| 2 | 52.6 | 1: 18.4537; 1.1: 101.5965; 1.2: 0.13624; 1.3: 284.04; 1.4: 3.4174; 1.5: 101.5965; 1.6: 284.04; 1.7: 170.424; 1.8: 8.4594; 1.9: 1420.2; 2: 45.2293; 2.1: 94.6044; 2.2: 1421.3356; 2.3: 47.8089; 2.4: -1319.7391; 2.5: -44.3915
| 2 | 52.65 | 1: 18.3737; 1.1: 101.2522; 1.2: 0.13578; 1.3: 284.31; 1.4: 3.4025; 1.5: 101.2522; 1.6: 284.31; 1.7: 170.586; 1.8: 8.4594; 1.9: 1421.55; 2: 45.2723; 2.1: 94.606; 2.2: 1424.0142; 2.3: 47.8535; 2.4: -1322.762; 2.5: -44.451
| 2 | 52.7 | 1: 18.2939; 1.1: 100.9081; 1.2: 0.13532; 1.3: 284.58; 1.4: 3.3878; 1.5: 100.9081; 1.6: 284.58; 1.7: 170.748; 1.8: 8.4594; 1.9: 1422.9; 2: 45.3153; 2.1: 94.6076; 2.2: 1426.6954; 2.3: 47.8981; 2.4: -1325.7873; 2.5: -44.5104
| 2 | 52.75 | 1: 18.2143; 1.1: 100.5641; 1.2: 0.13486; 1.3: 284.85; 1.4: 3.373; 1.5: 100.5641; 1.6: 284.85; 1.7: 170.91; 1.8: 8.4594; 1.9: 1424.25; 2: 45.3583; 2.1: 94.6093; 2.2: 1429.379; 2.3: 47.9427; 2.4: -1328.8149; 2.5: -44.5697
| 2 | 52.8 | 1: 18.1348; 1.1: 100.2202; 1.2: 0.1344; 1.3: 285.12; 1.4: 3.3583; 1.5: 100.2202; 1.6: 285.12; 1.7: 171.072; 1.8: 8.4594; 1.9: 1425.6; 2: 45.4013; 2.1: 94.6109; 2.2: 1432.0652; 2.3: 47.9873; 2.4: -1331.845; 2.5: -44.629
| 2 | 52.85 | 1: 18.0555; 1.1: 99.8765; 1.2: 0.13394; 1.3: 285.39; 1.4: 3.3436; 1.5: 99.8765; 1.6: 285.39; 1.7: 171.234; 1.8: 8.4594; 1.9: 1426.95; 2: 45.4443; 2.1: 94.6126; 2.2: 1434.7539; 2.3: 48.032; 2.4: -1334.8774; 2.5: -44.6883
| 2 | 52.9 | 1: 17.9764; 1.1: 99.533; 1.2: 0.13348; 1.3: 285.66; 1.4: 3.329; 1.5: 99.533; 1.6: 285.66; 1.7: 171.396; 1.8: 8.4594; 1.9: 1428.3; 2: 45.4873; 2.1: 94.6142; 2.2: 1437.4451; 2.3: 48.0766; 2.4: -1337.9122; 2.5: -44.7476
| 2 | 52.95 | 1: 17.8975; 1.1: 99.1895; 1.2: 0.13302; 1.3: 285.93; 1.4: 3.3143; 1.5: 99.1895; 1.6: 285.93; 1.7: 171.558; 1.8: 8.4594; 1.9: 1429.65; 2: 45.5303; 2.1: 94.6158; 2.2: 1440.1389; 2.3: 48.1212; 2.4: -1340.9493; 2.5: -44.8068
| 2 | 53 | 1: 17.8187; 1.1: 98.8463; 1.2: 0.13256; 1.3: 286.2; 1.4: 3.2998; 1.5: 98.8463; 1.6: 286.2; 1.7: 171.72; 1.8: 8.4594; 1.9: 1431; 2: 45.5732; 2.1: 94.6175; 2.2: 1442.8351; 2.3: 48.1658; 2.4: -1343.9888; 2.5: -44.866
| 2 | 53.05 | 1: 17.7401; 1.1: 98.5032; 1.2: 0.13209; 1.3: 286.47; 1.4: 3.2852; 1.5: 98.5032; 1.6: 286.47; 1.7: 171.882; 1.8: 8.4594; 1.9: 1432.35; 2: 45.6162; 2.1: 94.6191; 2.2: 1445.5339; 2.3: 48.2104; 2.4: -1347.0307; 2.5: -44.9252
| 2 | 53.1 | 1: 17.6617; 1.1: 98.1603; 1.2: 0.13164; 1.3: 286.74; 1.4: 3.2707; 1.5: 98.1603; 1.6: 286.74; 1.7: 172.044; 1.8: 8.4594; 1.9: 1433.7; 2: 45.6592; 2.1: 94.6207; 2.2: 1448.2352; 2.3: 48.255; 2.4: -1350.0749; 2.5: -44.9843
| 2 | 53.15 | 1: 17.5835; 1.1: 97.8175; 1.2: 0.13118; 1.3: 287.01; 1.4: 3.2562; 1.5: 97.8175; 1.6: 287.01; 1.7: 172.206; 1.8: 8.4594; 1.9: 1435.05; 2: 45.7022; 2.1: 94.6223; 2.2: 1450.939; 2.3: 48.2996; 2.4: -1353.1215; 2.5: -45.0434
| 2 | 53.2 | 1: 17.5054; 1.1: 97.475; 1.2: 0.13072; 1.3: 287.28; 1.4: 3.2417; 1.5: 97.475; 1.6: 287.28; 1.7: 172.368; 1.8: 8.4594; 1.9: 1436.4; 2: 45.7452; 2.1: 94.6239; 2.2: 1453.6453; 2.3: 48.3442; 2.4: -1356.1704; 2.5: -45.1025
| 2 | 53.25 | 1: 17.4276; 1.1: 97.1325; 1.2: 0.13026; 1.3: 287.55; 1.4: 3.2273; 1.5: 97.1325; 1.6: 287.55; 1.7: 172.53; 1.8: 8.4594; 1.9: 1437.75; 2: 45.7882; 2.1: 94.6256; 2.2: 1456.3542; 2.3: 48.3888; 2.4: -1359.2216; 2.5: -45.1615
| 2 | 53.3 | 1: 17.3499; 1.1: 96.7903; 1.2: 0.1298; 1.3: 287.82; 1.4: 3.2129; 1.5: 96.7903; 1.6: 287.82; 1.7: 172.692; 1.8: 8.4594; 1.9: 1439.1; 2: 45.8312; 2.1: 94.6272; 2.2: 1459.0656; 2.3: 48.4335; 2.4: -1362.2752; 2.5: -45.2205
| 2 | 53.35 | 1: 17.2724; 1.1: 96.4483; 1.2: 0.12934; 1.3: 288.09; 1.4: 3.1986; 1.5: 96.4483; 1.6: 288.09; 1.7: 172.854; 1.8: 8.4594; 1.9: 1440.45; 2: 45.8742; 2.1: 94.6288; 2.2: 1461.7794; 2.3: 48.4781; 2.4: -1365.3312; 2.5: -45.2795
| 2 | 53.4 | 1: 17.195; 1.1: 96.1064; 1.2: 0.12888; 1.3: 288.36; 1.4: 3.1843; 1.5: 96.1064; 1.6: 288.36; 1.7: 173.016; 1.8: 8.4594; 1.9: 1441.8; 2: 45.9172; 2.1: 94.6304; 2.2: 1464.4958; 2.3: 48.5227; 2.4: -1368.3895; 2.5: -45.3384
| 2 | 53.45 | 1: 17.1179; 1.1: 95.7647; 1.2: 0.12842; 1.3: 288.63; 1.4: 3.17; 1.5: 95.7647; 1.6: 288.63; 1.7: 173.178; 1.8: 8.4594; 1.9: 1443.15; 2: 45.9602; 2.1: 94.632; 2.2: 1467.2148; 2.3: 48.5673; 2.4: -1371.4501; 2.5: -45.3973
| 2 | 53.5 | 1: 17.0409; 1.1: 95.4232; 1.2: 0.12796; 1.3: 288.9; 1.4: 3.1557; 1.5: 95.4232; 1.6: 288.9; 1.7: 173.34; 1.8: 8.4594; 1.9: 1444.5; 2: 46.0032; 2.1: 94.6336; 2.2: 1469.9362; 2.3: 48.6119; 2.4: -1374.513; 2.5: -45.4562
| 2 | 53.55 | 1: 16.9641; 1.1: 95.0819; 1.2: 0.12751; 1.3: 289.17; 1.4: 3.1415; 1.5: 95.0819; 1.6: 289.17; 1.7: 173.502; 1.8: 8.4594; 1.9: 1445.85; 2: 46.0462; 2.1: 94.6352; 2.2: 1472.6602; 2.3: 48.6565; 2.4: -1377.5783; 2.5: -45.515
| 2 | 53.6 | 1: 16.8874; 1.1: 94.7407; 1.2: 0.12705; 1.3: 289.44; 1.4: 3.1273; 1.5: 94.7407; 1.6: 289.44; 1.7: 173.664; 1.8: 8.4594; 1.9: 1447.2; 2: 46.0892; 2.1: 94.6368; 2.2: 1475.3866; 2.3: 48.7011; 2.4: -1380.6459; 2.5: -45.5738
| 2 | 53.65 | 1: 16.811; 1.1: 94.3998; 1.2: 0.12659; 1.3: 289.71; 1.4: 3.1131; 1.5: 94.3998; 1.6: 289.71; 1.7: 173.826; 1.8: 8.4594; 1.9: 1448.55; 2: 46.1322; 2.1: 94.6384; 2.2: 1478.1156; 2.3: 48.7457; 2.4: -1383.7158; 2.5: -45.6326
| 2 | 53.7 | 1: 16.7347; 1.1: 94.0591; 1.2: 0.12614; 1.3: 289.98; 1.4: 3.099; 1.5: 94.0591; 1.6: 289.98; 1.7: 173.988; 1.8: 8.4594; 1.9: 1449.9; 2: 46.1752; 2.1: 94.64; 2.2: 1480.8471; 2.3: 48.7903; 2.4: -1386.788; 2.5: -45.6913
| 2 | 53.75 | 1: 16.6586; 1.1: 93.7186; 1.2: 0.12568; 1.3: 290.25; 1.4: 3.0849; 1.5: 93.7186; 1.6: 290.25; 1.7: 174.15; 1.8: 8.4594; 1.9: 1451.25; 2: 46.2182; 2.1: 94.6416; 2.2: 1483.5811; 2.3: 48.8349; 2.4: -1389.8626; 2.5: -45.75
| 2 | 53.8 | 1: 16.5827; 1.1: 93.3783; 1.2: 0.12522; 1.3: 290.52; 1.4: 3.0709; 1.5: 93.3783; 1.6: 290.52; 1.7: 174.312; 1.8: 8.4594; 1.9: 1452.6; 2: 46.2611; 2.1: 94.6431; 2.2: 1486.3177; 2.3: 48.8796; 2.4: -1392.9394; 2.5: -45.8087
| 2 | 53.85 | 1: 16.507; 1.1: 93.0382; 1.2: 0.12477; 1.3: 290.79; 1.4: 3.0568; 1.5: 93.0382; 1.6: 290.79; 1.7: 174.474; 1.8: 8.4594; 1.9: 1453.95; 2: 46.3041; 2.1: 94.6447; 2.2: 1489.0567; 2.3: 48.9242; 2.4: -1396.0186; 2.5: -45.8673
| 2 | 53.9 | 1: 16.4314; 1.1: 92.6983; 1.2: 0.12431; 1.3: 291.06; 1.4: 3.0429; 1.5: 92.6983; 1.6: 291.06; 1.7: 174.636; 1.8: 8.4594; 1.9: 1455.3; 2: 46.3471; 2.1: 94.6463; 2.2: 1491.7983; 2.3: 48.9688; 2.4: -1399.1; 2.5: -45.9259
| 2 | 53.95 | 1: 16.356; 1.1: 92.3586; 1.2: 0.12385; 1.3: 291.33; 1.4: 3.0289; 1.5: 92.3586; 1.6: 291.33; 1.7: 174.798; 1.8: 8.4594; 1.9: 1456.65; 2: 46.3901; 2.1: 94.6479; 2.2: 1494.5424; 2.3: 49.0134; 2.4: -1402.1838; 2.5: -45.9845
| 2 | 54 | 1: 16.2808; 1.1: 92.0191; 1.2: 0.1234; 1.3: 291.6; 1.4: 3.015; 1.5: 92.0191; 1.6: 291.6; 1.7: 174.96; 1.8: 8.4594; 1.9: 1458; 2: 46.4331; 2.1: 94.6495; 2.2: 1497.289; 2.3: 49.058; 2.4: -1405.2699; 2.5: -46.043
| 2 | 54.05 | 1: 16.2058; 1.1: 91.6799; 1.2: 0.12294; 1.3: 291.87; 1.4: 3.0011; 1.5: 91.6799; 1.6: 291.87; 1.7: 175.122; 1.8: 8.4594; 1.9: 1459.35; 2: 46.4761; 2.1: 94.651; 2.2: 1500.0381; 2.3: 49.1026; 2.4: -1408.3582; 2.5: -46.1015
| 2 | 54.1 | 1: 16.1309; 1.1: 91.3409; 1.2: 0.12249; 1.3: 292.14; 1.4: 2.9872; 1.5: 91.3409; 1.6: 292.14; 1.7: 175.284; 1.8: 8.4594; 1.9: 1460.7; 2: 46.5191; 2.1: 94.6526; 2.2: 1502.7897; 2.3: 49.1472; 2.4: -1411.4489; 2.5: -46.16
| 2 | 54.15 | 1: 16.0563; 1.1: 91.0021; 1.2: 0.12204; 1.3: 292.41; 1.4: 2.9734; 1.5: 91.0021; 1.6: 292.41; 1.7: 175.446; 1.8: 8.4594; 1.9: 1462.05; 2: 46.5621; 2.1: 94.6542; 2.2: 1505.5439; 2.3: 49.1918; 2.4: -1414.5418; 2.5: -46.2184
| 2 | 54.2 | 1: 15.9818; 1.1: 90.6635; 1.2: 0.12158; 1.3: 292.68; 1.4: 2.9596; 1.5: 90.6635; 1.6: 292.68; 1.7: 175.608; 1.8: 8.4594; 1.9: 1463.4; 2: 46.6051; 2.1: 94.6557; 2.2: 1508.3006; 2.3: 49.2364; 2.4: -1417.6371; 2.5: -46.2768
| 2 | 54.25 | 1: 15.9075; 1.1: 90.3252; 1.2: 0.12113; 1.3: 292.95; 1.4: 2.9458; 1.5: 90.3252; 1.6: 292.95; 1.7: 175.77; 1.8: 8.4594; 1.9: 1464.75; 2: 46.6481; 2.1: 94.6573; 2.2: 1511.0597; 2.3: 49.281; 2.4: -1420.7346; 2.5: -46.3352
| 2 | 54.3 | 1: 15.8333; 1.1: 89.9871; 1.2: 0.12067; 1.3: 293.22; 1.4: 2.9321; 1.5: 89.9871; 1.6: 293.22; 1.7: 175.932; 1.8: 8.4594; 1.9: 1466.1; 2: 46.6911; 2.1: 94.6589; 2.2: 1513.8214; 2.3: 49.3256; 2.4: -1423.8344; 2.5: -46.3935
| 2 | 54.35 | 1: 15.7594; 1.1: 89.6492; 1.2: 0.12022; 1.3: 293.49; 1.4: 2.9184; 1.5: 89.6492; 1.6: 293.49; 1.7: 176.094; 1.8: 8.4594; 1.9: 1467.45; 2: 46.7341; 2.1: 94.6604; 2.2: 1516.5857; 2.3: 49.3702; 2.4: -1426.9364; 2.5: -46.4518
| 2 | 54.4 | 1: 15.6856; 1.1: 89.3116; 1.2: 0.11977; 1.3: 293.76; 1.4: 2.9047; 1.5: 89.3116; 1.6: 293.76; 1.7: 176.256; 1.8: 8.4594; 1.9: 1468.8; 2: 46.7771; 2.1: 94.662; 2.2: 1519.3524; 2.3: 49.4148; 2.4: -1430.0408; 2.5: -46.5101
| 2 | 54.45 | 1: 15.612; 1.1: 88.9742; 1.2: 0.11932; 1.3: 294.03; 1.4: 2.8911; 1.5: 88.9742; 1.6: 294.03; 1.7: 176.418; 1.8: 8.4594; 1.9: 1470.15; 2: 46.8201; 2.1: 94.6635; 2.2: 1522.1216; 2.3: 49.4595; 2.4: -1433.1474; 2.5: -46.5683
| 2 | 54.5 | 1: 15.5386; 1.1: 88.6371; 1.2: 0.11886; 1.3: 294.3; 1.4: 2.8775; 1.5: 88.6371; 1.6: 294.3; 1.7: 176.58; 1.8: 8.4594; 1.9: 1471.5; 2: 46.8631; 2.1: 94.6651; 2.2: 1524.8934; 2.3: 49.5041; 2.4: -1436.2563; 2.5: -46.6266
| 2 | 54.55 | 1: 15.4653; 1.1: 88.3003; 1.2: 0.11841; 1.3: 294.57; 1.4: 2.8639; 1.5: 88.3003; 1.6: 294.57; 1.7: 176.742; 1.8: 8.4594; 1.9: 1472.85; 2: 46.9061; 2.1: 94.6666; 2.2: 1527.6677; 2.3: 49.5487; 2.4: -1439.3674; 2.5: -46.6847
| 2 | 54.6 | 1: 15.3923; 1.1: 87.9636; 1.2: 0.11796; 1.3: 294.84; 1.4: 2.8504; 1.5: 87.9636; 1.6: 294.84; 1.7: 176.904; 1.8: 8.4594; 1.9: 1474.2; 2: 46.949; 2.1: 94.6682; 2.2: 1530.4445; 2.3: 49.5933; 2.4: -1442.4809; 2.5: -46.7429
| 2 | 54.65 | 1: 15.3194; 1.1: 87.6273; 1.2: 0.11751; 1.3: 295.11; 1.4: 2.8369; 1.5: 87.6273; 1.6: 295.11; 1.7: 177.066; 1.8: 8.4594; 1.9: 1475.55; 2: 46.992; 2.1: 94.6697; 2.2: 1533.2238; 2.3: 49.6379; 2.4: -1445.5965; 2.5: -46.801
| 2 | 54.7 | 1: 15.2467; 1.1: 87.2912; 1.2: 0.11706; 1.3: 295.38; 1.4: 2.8235; 1.5: 87.2912; 1.6: 295.38; 1.7: 177.228; 1.8: 8.4594; 1.9: 1476.9; 2: 47.035; 2.1: 94.6713; 2.2: 1536.0056; 2.3: 49.6825; 2.4: -1448.7145; 2.5: -46.859
| 2 | 54.75 | 1: 15.1741; 1.1: 86.9553; 1.2: 0.11661; 1.3: 295.65; 1.4: 2.81; 1.5: 86.9553; 1.6: 295.65; 1.7: 177.39; 1.8: 8.4594; 1.9: 1478.25; 2: 47.078; 2.1: 94.6728; 2.2: 1538.79; 2.3: 49.7271; 2.4: -1451.8346; 2.5: -46.9171
| 2 | 54.8 | 1: 15.1018; 1.1: 86.6198; 1.2: 0.11616; 1.3: 295.92; 1.4: 2.7966; 1.5: 86.6198; 1.6: 295.92; 1.7: 177.552; 1.8: 8.4594; 1.9: 1479.6; 2: 47.121; 2.1: 94.6743; 2.2: 1541.5768; 2.3: 49.7717; 2.4: -1454.9571; 2.5: -46.9751
| 2 | 54.85 | 1: 15.0296; 1.1: 86.2844; 1.2: 0.11571; 1.3: 296.19; 1.4: 2.7833; 1.5: 86.2844; 1.6: 296.19; 1.7: 177.714; 1.8: 8.4594; 1.9: 1480.95; 2: 47.164; 2.1: 94.6759; 2.2: 1544.3662; 2.3: 49.8163; 2.4: -1458.0818; 2.5: -47.033
| 2 | 54.9 | 1: 14.9576; 1.1: 85.9494; 1.2: 0.11526; 1.3: 296.46; 1.4: 2.7699; 1.5: 85.9494; 1.6: 296.46; 1.7: 177.876; 1.8: 8.4594; 1.9: 1482.3; 2: 47.207; 2.1: 94.6774; 2.2: 1547.1581; 2.3: 49.8609; 2.4: -1461.2087; 2.5: -47.091
| 2 | 54.95 | 1: 14.8858; 1.1: 85.6147; 1.2: 0.11481; 1.3: 296.73; 1.4: 2.7566; 1.5: 85.6147; 1.6: 296.73; 1.7: 178.038; 1.8: 8.4594; 1.9: 1483.65; 2: 47.25; 2.1: 94.6789; 2.2: 1549.9525; 2.3: 49.9055; 2.4: -1464.3378; 2.5: -47.1489
| 2 | 55 | 1: 14.8142; 1.1: 85.2802; 1.2: 0.11436; 1.3: 297; 1.4: 2.7434; 1.5: 85.2802; 1.6: 297; 1.7: 178.2; 1.8: 8.4594; 1.9: 1485; 2: 47.293; 2.1: 94.6804; 2.2: 1552.7494; 2.3: 49.9501; 2.4: -1467.4692; 2.5: -47.2068
| 2 | 55.05 | 1: 14.7427; 1.1: 84.946; 1.2: 0.11391; 1.3: 297.27; 1.4: 2.7301; 1.5: 84.946; 1.6: 297.27; 1.7: 178.362; 1.8: 8.4594; 1.9: 1486.35; 2: 47.336; 2.1: 94.682; 2.2: 1555.5489; 2.3: 49.9947; 2.4: -1470.6029; 2.5: -47.2646
| 2 | 55.1 | 1: 14.6714; 1.1: 84.612; 1.2: 0.11347; 1.3: 297.54; 1.4: 2.7169; 1.5: 84.612; 1.6: 297.54; 1.7: 178.524; 1.8: 8.4594; 1.9: 1487.7; 2: 47.379; 2.1: 94.6835; 2.2: 1558.3508; 2.3: 50.0393; 2.4: -1473.7388; 2.5: -47.3224
| 2 | 55.15 | 1: 14.6003; 1.1: 84.2784; 1.2: 0.11302; 1.3: 297.81; 1.4: 2.7038; 1.5: 84.2784; 1.6: 297.81; 1.7: 178.686; 1.8: 8.4594; 1.9: 1489.05; 2: 47.422; 2.1: 94.685; 2.2: 1561.1553; 2.3: 50.0839; 2.4: -1476.8769; 2.5: -47.3802
| 2 | 55.2 | 1: 14.5294; 1.1: 83.9451; 1.2: 0.11257; 1.3: 298.08; 1.4: 2.6906; 1.5: 83.9451; 1.6: 298.08; 1.7: 178.848; 1.8: 8.4594; 1.9: 1490.4; 2: 47.465; 2.1: 94.6865; 2.2: 1563.9622; 2.3: 50.1285; 2.4: -1480.0172; 2.5: -47.4379
| 2 | 55.25 | 1: 14.4587; 1.1: 83.612; 1.2: 0.11213; 1.3: 298.35; 1.4: 2.6775; 1.5: 83.612; 1.6: 298.35; 1.7: 179.01; 1.8: 8.4594; 1.9: 1491.75; 2: 47.508; 2.1: 94.688; 2.2: 1566.7717; 2.3: 50.1731; 2.4: -1483.1597; 2.5: -47.4956
| 2 | 55.3 | 1: 14.3881; 1.1: 83.2793; 1.2: 0.11168; 1.3: 298.62; 1.4: 2.6645; 1.5: 83.2793; 1.6: 298.62; 1.7: 179.172; 1.8: 8.4594; 1.9: 1493.1; 2: 47.551; 2.1: 94.6895; 2.2: 1569.5838; 2.3: 50.2177; 2.4: -1486.3045; 2.5: -47.5533
| 2 | 55.35 | 1: 14.3177; 1.1: 82.9468; 1.2: 0.11123; 1.3: 298.89; 1.4: 2.6514; 1.5: 82.9468; 1.6: 298.89; 1.7: 179.334; 1.8: 8.4594; 1.9: 1494.45; 2: 47.5939; 2.1: 94.6911; 2.2: 1572.3983; 2.3: 50.2623; 2.4: -1489.4515; 2.5: -47.6109
| 2 | 55.4 | 1: 14.2475; 1.1: 82.6146; 1.2: 0.11079; 1.3: 299.16; 1.4: 2.6384; 1.5: 82.6146; 1.6: 299.16; 1.7: 179.496; 1.8: 8.4594; 1.9: 1495.8; 2: 47.6369; 2.1: 94.6926; 2.2: 1575.2153; 2.3: 50.307; 2.4: -1492.6007; 2.5: -47.6685
| 2 | 55.45 | 1: 14.1775; 1.1: 82.2828; 1.2: 0.11034; 1.3: 299.43; 1.4: 2.6255; 1.5: 82.2828; 1.6: 299.43; 1.7: 179.658; 1.8: 8.4594; 1.9: 1497.15; 2: 47.6799; 2.1: 94.6941; 2.2: 1578.0349; 2.3: 50.3516; 2.4: -1495.7521; 2.5: -47.7261
| 2 | 55.5 | 1: 14.1076; 1.1: 81.9512; 1.2: 0.1099; 1.3: 299.7; 1.4: 2.6125; 1.5: 81.9512; 1.6: 299.7; 1.7: 179.82; 1.8: 8.4594; 1.9: 1498.5; 2: 47.7229; 2.1: 94.6956; 2.2: 1580.8569; 2.3: 50.3962; 2.4: -1498.9057; 2.5: -47.7836
| 2 | 55.55 | 1: 14.038; 1.1: 81.62; 1.2: 0.10945; 1.3: 299.97; 1.4: 2.5996; 1.5: 81.62; 1.6: 299.97; 1.7: 179.982; 1.8: 8.4594; 1.9: 1499.85; 2: 47.7659; 2.1: 94.6971; 2.2: 1583.6815; 2.3: 50.4408; 2.4: -1502.0615; 2.5: -47.8411
| 2 | 55.6 | 1: 13.9685; 1.1: 81.2891; 1.2: 0.10901; 1.3: 300.24; 1.4: 2.5868; 1.5: 81.2891; 1.6: 300.24; 1.7: 180.144; 1.8: 8.4594; 1.9: 1501.2; 2: 47.8089; 2.1: 94.6986; 2.2: 1586.5086; 2.3: 50.4854; 2.4: -1505.2196; 2.5: -47.8986
| 2 | 55.65 | 1: 13.8992; 1.1: 80.9584; 1.2: 0.10857; 1.3: 300.51; 1.4: 2.5739; 1.5: 80.9584; 1.6: 300.51; 1.7: 180.306; 1.8: 8.4594; 1.9: 1502.55; 2: 47.8519; 2.1: 94.7001; 2.2: 1589.3383; 2.3: 50.53; 2.4: -1508.3798; 2.5: -47.956
| 2 | 55.7 | 1: 13.83; 1.1: 80.6282; 1.2: 0.10812; 1.3: 300.78; 1.4: 2.5611; 1.5: 80.6282; 1.6: 300.78; 1.7: 180.468; 1.8: 8.4594; 1.9: 1503.9; 2: 47.8949; 2.1: 94.7016; 2.2: 1592.1704; 2.3: 50.5746; 2.4: -1511.5422; 2.5: -48.0135
| 2 | 55.75 | 1: 13.7611; 1.1: 80.2982; 1.2: 0.10768; 1.3: 301.05; 1.4: 2.5483; 1.5: 80.2982; 1.6: 301.05; 1.7: 180.63; 1.8: 8.4594; 1.9: 1505.25; 2: 47.9379; 2.1: 94.703; 2.2: 1595.005; 2.3: 50.6192; 2.4: -1514.7068; 2.5: -48.0708
| 2 | 55.8 | 1: 13.6923; 1.1: 79.9685; 1.2: 0.10724; 1.3: 301.32; 1.4: 2.5356; 1.5: 79.9685; 1.6: 301.32; 1.7: 180.792; 1.8: 8.4594; 1.9: 1506.6; 2: 47.9809; 2.1: 94.7045; 2.2: 1597.8422; 2.3: 50.6638; 2.4: -1517.8737; 2.5: -48.1282
| 2 | 55.85 | 1: 13.6237; 1.1: 79.6392; 1.2: 0.1068; 1.3: 301.59; 1.4: 2.5229; 1.5: 79.6392; 1.6: 301.59; 1.7: 180.954; 1.8: 8.4594; 1.9: 1507.95; 2: 48.0239; 2.1: 94.706; 2.2: 1600.6819; 2.3: 50.7084; 2.4: -1521.0426; 2.5: -48.1855
| 2 | 55.9 | 1: 13.5553; 1.1: 79.3102; 1.2: 0.10636; 1.3: 301.86; 1.4: 2.5102; 1.5: 79.3102; 1.6: 301.86; 1.7: 181.116; 1.8: 8.4594; 1.9: 1509.3; 2: 48.0669; 2.1: 94.7075; 2.2: 1603.5241; 2.3: 50.753; 2.4: -1524.2138; 2.5: -48.2427
| 2 | 55.95 | 1: 13.4871; 1.1: 78.9816; 1.2: 0.10592; 1.3: 302.13; 1.4: 2.4976; 1.5: 78.9816; 1.6: 302.13; 1.7: 181.278; 1.8: 8.4594; 1.9: 1510.65; 2: 48.1099; 2.1: 94.709; 2.2: 1606.3688; 2.3: 50.7976; 2.4: -1527.3872; 2.5: -48.3
| 2 | 56 | 1: 13.419; 1.1: 78.6532; 1.2: 0.10548; 1.3: 302.4; 1.4: 2.485; 1.5: 78.6532; 1.6: 302.4; 1.7: 181.44; 1.8: 8.4594; 1.9: 1512; 2: 48.1529; 2.1: 94.7105; 2.2: 1609.216; 2.3: 50.8422; 2.4: -1530.5627; 2.5: -48.3572
| 2 | 56.05 | 1: 13.3511; 1.1: 78.3253; 1.2: 0.10504; 1.3: 302.67; 1.4: 2.4724; 1.5: 78.3253; 1.6: 302.67; 1.7: 181.602; 1.8: 8.4594; 1.9: 1513.35; 2: 48.1959; 2.1: 94.7119; 2.2: 1612.0657; 2.3: 50.8868; 2.4: -1533.7405; 2.5: -48.4143
| 2 | 56.1 | 1: 13.2834; 1.1: 77.9976; 1.2: 0.1046; 1.3: 302.94; 1.4: 2.4599; 1.5: 77.9976; 1.6: 302.94; 1.7: 181.764; 1.8: 8.4594; 1.9: 1514.7; 2: 48.2389; 2.1: 94.7134; 2.2: 1614.918; 2.3: 50.9314; 2.4: -1536.9203; 2.5: -48.4715
| 2 | 56.15 | 1: 13.2159; 1.1: 77.6703; 1.2: 0.10416; 1.3: 303.21; 1.4: 2.4474; 1.5: 77.6703; 1.6: 303.21; 1.7: 181.926; 1.8: 8.4594; 1.9: 1516.05; 2: 48.2818; 2.1: 94.7149; 2.2: 1617.7727; 2.3: 50.976; 2.4: -1540.1024; 2.5: -48.5286
| 2 | 56.2 | 1: 13.1486; 1.1: 77.3434; 1.2: 0.10372; 1.3: 303.48; 1.4: 2.4349; 1.5: 77.3434; 1.6: 303.48; 1.7: 182.088; 1.8: 8.4594; 1.9: 1517.4; 2: 48.3248; 2.1: 94.7164; 2.2: 1620.63; 2.3: 51.0206; 2.4: -1543.2866; 2.5: -48.5857
| 2 | 56.25 | 1: 13.0814; 1.1: 77.0168; 1.2: 0.10328; 1.3: 303.75; 1.4: 2.4225; 1.5: 77.0168; 1.6: 303.75; 1.7: 182.25; 1.8: 8.4594; 1.9: 1518.75; 2: 48.3678; 2.1: 94.7178; 2.2: 1623.4898; 2.3: 51.0652; 2.4: -1546.473; 2.5: -48.6427
| 2 | 56.3 | 1: 13.0144; 1.1: 76.6905; 1.2: 0.10284; 1.3: 304.02; 1.4: 2.4101; 1.5: 76.6905; 1.6: 304.02; 1.7: 182.412; 1.8: 8.4594; 1.9: 1520.1; 2: 48.4108; 2.1: 94.7193; 2.2: 1626.3521; 2.3: 51.1098; 2.4: -1549.6616; 2.5: -48.6997
| 2 | 56.35 | 1: 12.9476; 1.1: 76.3646; 1.2: 0.10241; 1.3: 304.29; 1.4: 2.3977; 1.5: 76.3646; 1.6: 304.29; 1.7: 182.574; 1.8: 8.4594; 1.9: 1521.45; 2: 48.4538; 2.1: 94.7208; 2.2: 1629.2169; 2.3: 51.1544; 2.4: -1552.8523; 2.5: -48.7567
| 2 | 56.4 | 1: 12.881; 1.1: 76.0391; 1.2: 0.10197; 1.3: 304.56; 1.4: 2.3854; 1.5: 76.0391; 1.6: 304.56; 1.7: 182.736; 1.8: 8.4594; 1.9: 1522.8; 2: 48.4968; 2.1: 94.7222; 2.2: 1632.0843; 2.3: 51.199; 2.4: -1556.0452; 2.5: -48.8136
| 2 | 56.45 | 1: 12.8146; 1.1: 75.7139; 1.2: 0.10153; 1.3: 304.83; 1.4: 2.3731; 1.5: 75.7139; 1.6: 304.83; 1.7: 182.898; 1.8: 8.4594; 1.9: 1524.15; 2: 48.5398; 2.1: 94.7237; 2.2: 1634.9541; 2.3: 51.2436; 2.4: -1559.2402; 2.5: -48.8705
| 2 | 56.5 | 1: 12.7483; 1.1: 75.3891; 1.2: 0.1011; 1.3: 305.1; 1.4: 2.3608; 1.5: 75.3891; 1.6: 305.1; 1.7: 183.06; 1.8: 8.4594; 1.9: 1525.5; 2: 48.5828; 2.1: 94.7251; 2.2: 1637.8265; 2.3: 51.2882; 2.4: -1562.4374; 2.5: -48.9274
| 2 | 56.55 | 1: 12.6822; 1.1: 75.0647; 1.2: 0.10066; 1.3: 305.37; 1.4: 2.3486; 1.5: 75.0647; 1.6: 305.37; 1.7: 183.222; 1.8: 8.4594; 1.9: 1526.85; 2: 48.6258; 2.1: 94.7266; 2.2: 1640.7014; 2.3: 51.3328; 2.4: -1565.6367; 2.5: -48.9842
| 2 | 56.6 | 1: 12.6163; 1.1: 74.7406; 1.2: 0.10023; 1.3: 305.64; 1.4: 2.3364; 1.5: 74.7406; 1.6: 305.64; 1.7: 183.384; 1.8: 8.4594; 1.9: 1528.2; 2: 48.6688; 2.1: 94.7281; 2.2: 1643.5788; 2.3: 51.3774; 2.4: -1568.8382; 2.5: -49.041
| 2 | 56.65 | 1: 12.5506; 1.1: 74.4169; 1.2: 0.099795; 1.3: 305.91; 1.4: 2.3242; 1.5: 74.4169; 1.6: 305.91; 1.7: 183.546; 1.8: 8.4594; 1.9: 1529.55; 2: 48.7118; 2.1: 94.7295; 2.2: 1646.4587; 2.3: 51.422; 2.4: -1572.0418; 2.5: -49.0978
| 2 | 56.7 | 1: 12.485; 1.1: 74.0936; 1.2: 0.099361; 1.3: 306.18; 1.4: 2.312; 1.5: 74.0936; 1.6: 306.18; 1.7: 183.708; 1.8: 8.4594; 1.9: 1530.9; 2: 48.7548; 2.1: 94.731; 2.2: 1649.3411; 2.3: 51.4666; 2.4: -1575.2475; 2.5: -49.1545
| 2 | 56.75 | 1: 12.4197; 1.1: 73.7707; 1.2: 0.098928; 1.3: 306.45; 1.4: 2.2999; 1.5: 73.7707; 1.6: 306.45; 1.7: 183.87; 1.8: 8.4594; 1.9: 1532.25; 2: 48.7978; 2.1: 94.7324; 2.2: 1652.2261; 2.3: 51.5112; 2.4: -1578.4554; 2.5: -49.2112
| 2 | 56.8 | 1: 12.3545; 1.1: 73.4481; 1.2: 0.098496; 1.3: 306.72; 1.4: 2.2879; 1.5: 73.4481; 1.6: 306.72; 1.7: 184.032; 1.8: 8.4594; 1.9: 1533.6; 2: 48.8408; 2.1: 94.7338; 2.2: 1655.1135; 2.3: 51.5558; 2.4: -1581.6654; 2.5: -49.2679
| 2 | 56.85 | 1: 12.2895; 1.1: 73.1259; 1.2: 0.098063; 1.3: 306.99; 1.4: 2.2758; 1.5: 73.1259; 1.6: 306.99; 1.7: 184.194; 1.8: 8.4594; 1.9: 1534.95; 2: 48.8838; 2.1: 94.7353; 2.2: 1658.0035; 2.3: 51.6004; 2.4: -1584.8776; 2.5: -49.3245
| 2 | 56.9 | 1: 12.2246; 1.1: 72.8041; 1.2: 0.097632; 1.3: 307.26; 1.4: 2.2638; 1.5: 72.8041; 1.6: 307.26; 1.7: 184.356; 1.8: 8.4594; 1.9: 1536.3; 2: 48.9268; 2.1: 94.7367; 2.2: 1660.896; 2.3: 51.645; 2.4: -1588.0918; 2.5: -49.3811
| 2 | 56.95 | 1: 12.16; 1.1: 72.4827; 1.2: 0.097201; 1.3: 307.53; 1.4: 2.2518; 1.5: 72.4827; 1.6: 307.53; 1.7: 184.518; 1.8: 8.4594; 1.9: 1537.65; 2: 48.9697; 2.1: 94.7382; 2.2: 1663.791; 2.3: 51.6896; 2.4: -1591.3082; 2.5: -49.4377
| 2 | 57 | 1: 12.0955; 1.1: 72.1617; 1.2: 0.09677; 1.3: 307.8; 1.4: 2.2399; 1.5: 72.1617; 1.6: 307.8; 1.7: 184.68; 1.8: 8.4594; 1.9: 1539; 2: 49.0127; 2.1: 94.7396; 2.2: 1666.6885; 2.3: 51.7342; 2.4: -1594.5268; 2.5: -49.4943
| 2 | 57.05 | 1: 12.0312; 1.1: 71.8411; 1.2: 0.096341; 1.3: 308.07; 1.4: 2.228; 1.5: 71.8411; 1.6: 308.07; 1.7: 184.842; 1.8: 8.4594; 1.9: 1540.35; 2: 49.0557; 2.1: 94.741; 2.2: 1669.5885; 2.3: 51.7788; 2.4: -1597.7474; 2.5: -49.5508
| 2 | 57.1 | 1: 11.9671; 1.1: 71.5209; 1.2: 0.095911; 1.3: 308.34; 1.4: 2.2161; 1.5: 71.5209; 1.6: 308.34; 1.7: 185.004; 1.8: 8.4594; 1.9: 1541.7; 2: 49.0987; 2.1: 94.7425; 2.2: 1672.4911; 2.3: 51.8234; 2.4: -1600.9702; 2.5: -49.6072
| 2 | 57.15 | 1: 11.9032; 1.1: 71.2011; 1.2: 0.095482; 1.3: 308.61; 1.4: 2.2043; 1.5: 71.2011; 1.6: 308.61; 1.7: 185.166; 1.8: 8.4594; 1.9: 1543.05; 2: 49.1417; 2.1: 94.7439; 2.2: 1675.3961; 2.3: 51.868; 2.4: -1604.195; 2.5: -49.6637
| 2 | 57.2 | 1: 11.8394; 1.1: 70.8817; 1.2: 0.095054; 1.3: 308.88; 1.4: 2.1925; 1.5: 70.8817; 1.6: 308.88; 1.7: 185.328; 1.8: 8.4594; 1.9: 1544.4; 2: 49.1847; 2.1: 94.7453; 2.2: 1678.3037; 2.3: 51.9126; 2.4: -1607.422; 2.5: -49.7201
| 2 | 57.25 | 1: 11.7758; 1.1: 70.5627; 1.2: 0.094626; 1.3: 309.15; 1.4: 2.1807; 1.5: 70.5627; 1.6: 309.15; 1.7: 185.49; 1.8: 8.4594; 1.9: 1545.75; 2: 49.2277; 2.1: 94.7467; 2.2: 1681.2138; 2.3: 51.9571; 2.4: -1610.6511; 2.5: -49.7764
| 2 | 57.3 | 1: 11.7124; 1.1: 70.2441; 1.2: 0.094199; 1.3: 309.42; 1.4: 2.169; 1.5: 70.2441; 1.6: 309.42; 1.7: 185.652; 1.8: 8.4594; 1.9: 1547.1; 2: 49.2707; 2.1: 94.7482; 2.2: 1684.1264; 2.3: 52.0017; 2.4: -1613.8823; 2.5: -49.8328
| 2 | 57.35 | 1: 11.6492; 1.1: 69.9259; 1.2: 0.093772; 1.3: 309.69; 1.4: 2.1573; 1.5: 69.9259; 1.6: 309.69; 1.7: 185.814; 1.8: 8.4594; 1.9: 1548.45; 2: 49.3137; 2.1: 94.7496; 2.2: 1687.0416; 2.3: 52.0463; 2.4: -1617.1156; 2.5: -49.8891
| 2 | 57.4 | 1: 11.5862; 1.1: 69.6082; 1.2: 0.093346; 1.3: 309.96; 1.4: 2.1456; 1.5: 69.6082; 1.6: 309.96; 1.7: 185.976; 1.8: 8.4594; 1.9: 1549.8; 2: 49.3567; 2.1: 94.751; 2.2: 1689.9592; 2.3: 52.0909; 2.4: -1620.351; 2.5: -49.9453
| 2 | 57.45 | 1: 11.5233; 1.1: 69.2908; 1.2: 0.092921; 1.3: 310.23; 1.4: 2.1339; 1.5: 69.2908; 1.6: 310.23; 1.7: 186.138; 1.8: 8.4594; 1.9: 1551.15; 2: 49.3997; 2.1: 94.7524; 2.2: 1692.8793; 2.3: 52.1355; 2.4: -1623.5885; 2.5: -50.0016
| 2 | 57.5 | 1: 11.4606; 1.1: 68.9739; 1.2: 0.092496; 1.3: 310.5; 1.4: 2.1223; 1.5: 68.9739; 1.6: 310.5; 1.7: 186.3; 1.8: 8.4594; 1.9: 1552.5; 2: 49.4427; 2.1: 94.7538; 2.2: 1695.802; 2.3: 52.1801; 2.4: -1626.8281; 2.5: -50.0578
| 2 | 57.55 | 1: 11.3981; 1.1: 68.6574; 1.2: 0.092071; 1.3: 310.77; 1.4: 2.1108; 1.5: 68.6574; 1.6: 310.77; 1.7: 186.462; 1.8: 8.4594; 1.9: 1553.85; 2: 49.4857; 2.1: 94.7553; 2.2: 1698.7272; 2.3: 52.2247; 2.4: -1630.0698; 2.5: -50.114
| 2 | 57.6 | 1: 11.3358; 1.1: 68.3413; 1.2: 0.091647; 1.3: 311.04; 1.4: 2.0992; 1.5: 68.3413; 1.6: 311.04; 1.7: 186.624; 1.8: 8.4594; 1.9: 1555.2; 2: 49.5287; 2.1: 94.7567; 2.2: 1701.6549; 2.3: 52.2693; 2.4: -1633.3136; 2.5: -50.1701
| 2 | 57.65 | 1: 11.2737; 1.1: 68.0257; 1.2: 0.091224; 1.3: 311.31; 1.4: 2.0877; 1.5: 68.0257; 1.6: 311.31; 1.7: 186.786; 1.8: 8.4594; 1.9: 1556.55; 2: 49.5717; 2.1: 94.7581; 2.2: 1704.5851; 2.3: 52.3139; 2.4: -1636.5594; 2.5: -50.2262
| 2 | 57.7 | 1: 11.2117; 1.1: 67.7105; 1.2: 0.090801; 1.3: 311.58; 1.4: 2.0762; 1.5: 67.7105; 1.6: 311.58; 1.7: 186.948; 1.8: 8.4594; 1.9: 1557.9; 2: 49.6146; 2.1: 94.7595; 2.2: 1707.5179; 2.3: 52.3585; 2.4: -1639.8074; 2.5: -50.2823
| 2 | 57.75 | 1: 11.1499; 1.1: 67.3957; 1.2: 0.090379; 1.3: 311.85; 1.4: 2.0648; 1.5: 67.3957; 1.6: 311.85; 1.7: 187.11; 1.8: 8.4594; 1.9: 1559.25; 2: 49.6576; 2.1: 94.7609; 2.2: 1710.4531; 2.3: 52.4031; 2.4: -1643.0574; 2.5: -50.3383
| 2 | 57.8 | 1: 11.0883; 1.1: 67.0814; 1.2: 0.089958; 1.3: 312.12; 1.4: 2.0534; 1.5: 67.0814; 1.6: 312.12; 1.7: 187.272; 1.8: 8.4594; 1.9: 1560.6; 2: 49.7006; 2.1: 94.7623; 2.2: 1713.3909; 2.3: 52.4477; 2.4: -1646.3095; 2.5: -50.3943
| 2 | 57.85 | 1: 11.0269; 1.1: 66.7675; 1.2: 0.089537; 1.3: 312.39; 1.4: 2.042; 1.5: 66.7675; 1.6: 312.39; 1.7: 187.434; 1.8: 8.4594; 1.9: 1561.95; 2: 49.7436; 2.1: 94.7637; 2.2: 1716.3311; 2.3: 52.4923; 2.4: -1649.5637; 2.5: -50.4503
| 2 | 57.9 | 1: 10.9656; 1.1: 66.454; 1.2: 0.089116; 1.3: 312.66; 1.4: 2.0307; 1.5: 66.454; 1.6: 312.66; 1.7: 187.596; 1.8: 8.4594; 1.9: 1563.3; 2: 49.7866; 2.1: 94.7651; 2.2: 1719.2739; 2.3: 52.5369; 2.4: -1652.8199; 2.5: -50.5062
| 2 | 57.95 | 1: 10.9046; 1.1: 66.141; 1.2: 0.088697; 1.3: 312.93; 1.4: 2.0194; 1.5: 66.141; 1.6: 312.93; 1.7: 187.758; 1.8: 8.4594; 1.9: 1564.65; 2: 49.8296; 2.1: 94.7665; 2.2: 1722.2193; 2.3: 52.5815; 2.4: -1656.0782; 2.5: -50.5621
| 2 | 58 | 1: 10.8437; 1.1: 65.8285; 1.2: 0.088277; 1.3: 313.2; 1.4: 2.0081; 1.5: 65.8285; 1.6: 313.2; 1.7: 187.92; 1.8: 8.4594; 1.9: 1566; 2: 49.8726; 2.1: 94.7679; 2.2: 1725.1671; 2.3: 52.6261; 2.4: -1659.3386; 2.5: -50.618
| 2 | 58.05 | 1: 10.783; 1.1: 65.5163; 1.2: 0.087859; 1.3: 313.47; 1.4: 1.9968; 1.5: 65.5163; 1.6: 313.47; 1.7: 188.082; 1.8: 8.4594; 1.9: 1567.35; 2: 49.9156; 2.1: 94.7693; 2.2: 1728.1174; 2.3: 52.6707; 2.4: -1662.6011; 2.5: -50.6738
| 2 | 58.1 | 1: 10.7225; 1.1: 65.2047; 1.2: 0.087441; 1.3: 313.74; 1.4: 1.9856; 1.5: 65.2047; 1.6: 313.74; 1.7: 188.244; 1.8: 8.4594; 1.9: 1568.7; 2: 49.9586; 2.1: 94.7706; 2.2: 1731.0703; 2.3: 52.7153; 2.4: -1665.8656; 2.5: -50.7296
| 2 | 58.15 | 1: 10.6621; 1.1: 64.8935; 1.2: 0.087024; 1.3: 314.01; 1.4: 1.9745; 1.5: 64.8935; 1.6: 314.01; 1.7: 188.406; 1.8: 8.4594; 1.9: 1570.05; 2: 50.0016; 2.1: 94.772; 2.2: 1734.0257; 2.3: 52.7599; 2.4: -1669.1322; 2.5: -50.7854
| 2 | 58.2 | 1: 10.6019; 1.1: 64.5827; 1.2: 0.086607; 1.3: 314.28; 1.4: 1.9633; 1.5: 64.5827; 1.6: 314.28; 1.7: 188.568; 1.8: 8.4594; 1.9: 1571.4; 2: 50.0446; 2.1: 94.7734; 2.2: 1736.9836; 2.3: 52.8045; 2.4: -1672.4008; 2.5: -50.8411
| 2 | 58.25 | 1: 10.5419; 1.1: 64.2725; 1.2: 0.086191; 1.3: 314.55; 1.4: 1.9522; 1.5: 64.2725; 1.6: 314.55; 1.7: 188.73; 1.8: 8.4594; 1.9: 1572.75; 2: 50.0876; 2.1: 94.7748; 2.2: 1739.944; 2.3: 52.849; 2.4: -1675.6715; 2.5: -50.8968
| 2 | 58.3 | 1: 10.4821; 1.1: 63.9627; 1.2: 0.085775; 1.3: 314.82; 1.4: 1.9411; 1.5: 63.9627; 1.6: 314.82; 1.7: 188.892; 1.8: 8.4594; 1.9: 1574.1; 2: 50.1306; 2.1: 94.7762; 2.2: 1742.9069; 2.3: 52.8936; 2.4: -1678.9442; 2.5: -50.9525
| 2 | 58.35 | 1: 10.4225; 1.1: 63.6533; 1.2: 0.08536; 1.3: 315.09; 1.4: 1.9301; 1.5: 63.6533; 1.6: 315.09; 1.7: 189.054; 1.8: 8.4594; 1.9: 1575.45; 2: 50.1736; 2.1: 94.7776; 2.2: 1745.8723; 2.3: 52.9382; 2.4: -1682.219; 2.5: -51.0081
| 2 | 58.4 | 1: 10.363; 1.1: 63.3444; 1.2: 0.084946; 1.3: 315.36; 1.4: 1.9191; 1.5: 63.3444; 1.6: 315.36; 1.7: 189.216; 1.8: 8.4594; 1.9: 1576.8; 2: 50.2166; 2.1: 94.7789; 2.2: 1748.8403; 2.3: 52.9828; 2.4: -1685.4959; 2.5: -51.0637
| 2 | 58.45 | 1: 10.3038; 1.1: 63.036; 1.2: 0.084533; 1.3: 315.63; 1.4: 1.9081; 1.5: 63.036; 1.6: 315.63; 1.7: 189.378; 1.8: 8.4594; 1.9: 1578.15; 2: 50.2596; 2.1: 94.7803; 2.2: 1751.8108; 2.3: 53.0274; 2.4: -1688.7748; 2.5: -51.1193
| 2 | 58.5 | 1: 10.2447; 1.1: 62.7281; 1.2: 0.08412; 1.3: 315.9; 1.4: 1.8972; 1.5: 62.7281; 1.6: 315.9; 1.7: 189.54; 1.8: 8.4594; 1.9: 1579.5; 2: 50.3025; 2.1: 94.7817; 2.2: 1754.7838; 2.3: 53.072; 2.4: -1692.0557; 2.5: -51.1749
| 2 | 58.55 | 1: 10.1857; 1.1: 62.4206; 1.2: 0.083707; 1.3: 316.17; 1.4: 1.8862; 1.5: 62.4206; 1.6: 316.17; 1.7: 189.702; 1.8: 8.4594; 1.9: 1580.85; 2: 50.3455; 2.1: 94.783; 2.2: 1757.7593; 2.3: 53.1166; 2.4: -1695.3386; 2.5: -51.2304
| 2 | 58.6 | 1: 10.127; 1.1: 62.1137; 1.2: 0.083296; 1.3: 316.44; 1.4: 1.8754; 1.5: 62.1137; 1.6: 316.44; 1.7: 189.864; 1.8: 8.4594; 1.9: 1582.2; 2: 50.3885; 2.1: 94.7844; 2.2: 1760.7373; 2.3: 53.1612; 2.4: -1698.6236; 2.5: -51.2858
| 2 | 58.65 | 1: 10.0684; 1.1: 61.8072; 1.2: 0.082885; 1.3: 316.71; 1.4: 1.8645; 1.5: 61.8072; 1.6: 316.71; 1.7: 190.026; 1.8: 8.4594; 1.9: 1583.55; 2: 50.4315; 2.1: 94.7858; 2.2: 1763.7178; 2.3: 53.2058; 2.4: -1701.9107; 2.5: -51.3413
| 2 | 58.7 | 1: 10.0101; 1.1: 61.5012; 1.2: 0.082474; 1.3: 316.98; 1.4: 1.8537; 1.5: 61.5012; 1.6: 316.98; 1.7: 190.188; 1.8: 8.4594; 1.9: 1584.9; 2: 50.4745; 2.1: 94.7871; 2.2: 1766.7009; 2.3: 53.2504; 2.4: -1705.1997; 2.5: -51.3967
| 2 | 58.75 | 1: 9.9519; 1.1: 61.1956; 1.2: 0.082065; 1.3: 317.25; 1.4: 1.8429; 1.5: 61.1956; 1.6: 317.25; 1.7: 190.35; 1.8: 8.4594; 1.9: 1586.25; 2: 50.5175; 2.1: 94.7885; 2.2: 1769.6865; 2.3: 53.295; 2.4: -1708.4908; 2.5: -51.452
| 2 | 58.8 | 1: 9.8938; 1.1: 60.8906; 1.2: 0.081656; 1.3: 317.52; 1.4: 1.8322; 1.5: 60.8906; 1.6: 317.52; 1.7: 190.512; 1.8: 8.4594; 1.9: 1587.6; 2: 50.5605; 2.1: 94.7899; 2.2: 1772.6746; 2.3: 53.3396; 2.4: -1711.784; 2.5: -51.5074
| 2 | 58.85 | 1: 9.836; 1.1: 60.5861; 1.2: 0.081247; 1.3: 317.79; 1.4: 1.8215; 1.5: 60.5861; 1.6: 317.79; 1.7: 190.674; 1.8: 8.4594; 1.9: 1588.95; 2: 50.6035; 2.1: 94.7912; 2.2: 1775.6652; 2.3: 53.3842; 2.4: -1715.0791; 2.5: -51.5627
| 2 | 58.9 | 1: 9.7783; 1.1: 60.282; 1.2: 0.08084; 1.3: 318.06; 1.4: 1.8108; 1.5: 60.282; 1.6: 318.06; 1.7: 190.836; 1.8: 8.4594; 1.9: 1590.3; 2: 50.6465; 2.1: 94.7926; 2.2: 1778.6583; 2.3: 53.4288; 2.4: -1718.3763; 2.5: -51.618
| 2 | 58.95 | 1: 9.7208; 1.1: 59.9785; 1.2: 0.080432; 1.3: 318.33; 1.4: 1.8002; 1.5: 59.9785; 1.6: 318.33; 1.7: 190.998; 1.8: 8.4594; 1.9: 1591.65; 2: 50.6895; 2.1: 94.7939; 2.2: 1781.654; 2.3: 53.4734; 2.4: -1721.6755; 2.5: -51.6732
| 2 | 59 | 1: 9.6635; 1.1: 59.6755; 1.2: 0.080026; 1.3: 318.6; 1.4: 1.7895; 1.5: 59.6755; 1.6: 318.6; 1.7: 191.16; 1.8: 8.4594; 1.9: 1593; 2: 50.7325; 2.1: 94.7953; 2.2: 1784.6521; 2.3: 53.5179; 2.4: -1724.9767; 2.5: -51.7284
| 2 | 59.05 | 1: 9.6064; 1.1: 59.3729; 1.2: 0.07962; 1.3: 318.87; 1.4: 1.779; 1.5: 59.3729; 1.6: 318.87; 1.7: 191.322; 1.8: 8.4594; 1.9: 1594.35; 2: 50.7755; 2.1: 94.7966; 2.2: 1787.6528; 2.3: 53.5625; 2.4: -1728.2799; 2.5: -51.7836
| 2 | 59.1 | 1: 9.5494; 1.1: 59.0709; 1.2: 0.079215; 1.3: 319.14; 1.4: 1.7684; 1.5: 59.0709; 1.6: 319.14; 1.7: 191.484; 1.8: 8.4594; 1.9: 1595.7; 2: 50.8185; 2.1: 94.798; 2.2: 1790.656; 2.3: 53.6071; 2.4: -1731.5851; 2.5: -51.8387
| 2 | 59.15 | 1: 9.4927; 1.1: 58.7694; 1.2: 0.078811; 1.3: 319.41; 1.4: 1.7579; 1.5: 58.7694; 1.6: 319.41; 1.7: 191.646; 1.8: 8.4594; 1.9: 1597.05; 2: 50.8615; 2.1: 94.7993; 2.2: 1793.6617; 2.3: 53.6517; 2.4: -1734.8924; 2.5: -51.8938
| 2 | 59.2 | 1: 9.4361; 1.1: 58.4684; 1.2: 0.078407; 1.3: 319.68; 1.4: 1.7474; 1.5: 58.4684; 1.6: 319.68; 1.7: 191.808; 1.8: 8.4594; 1.9: 1598.4; 2: 50.9045; 2.1: 94.8007; 2.2: 1796.67; 2.3: 53.6963; 2.4: -1738.2016; 2.5: -51.9489
| 2 | 59.25 | 1: 9.3796; 1.1: 58.1679; 1.2: 0.078004; 1.3: 319.95; 1.4: 1.737; 1.5: 58.1679; 1.6: 319.95; 1.7: 191.97; 1.8: 8.4594; 1.9: 1599.75; 2: 50.9475; 2.1: 94.802; 2.2: 1799.6807; 2.3: 53.7409; 2.4: -1741.5129; 2.5: -52.0039
| 2 | 59.3 | 1: 9.3234; 1.1: 57.8679; 1.2: 0.077602; 1.3: 320.22; 1.4: 1.7266; 1.5: 57.8679; 1.6: 320.22; 1.7: 192.132; 1.8: 8.4594; 1.9: 1601.1; 2: 50.9904; 2.1: 94.8033; 2.2: 1802.694; 2.3: 53.7855; 2.4: -1744.8261; 2.5: -52.0589
| 2 | 59.35 | 1: 9.2673; 1.1: 57.5684; 1.2: 0.077201; 1.3: 320.49; 1.4: 1.7162; 1.5: 57.5684; 1.6: 320.49; 1.7: 192.294; 1.8: 8.4594; 1.9: 1602.45; 2: 51.0334; 2.1: 94.8047; 2.2: 1805.7098; 2.3: 53.8301; 2.4: -1748.1414; 2.5: -52.1139
| 2 | 59.4 | 1: 9.2115; 1.1: 57.2695; 1.2: 0.0768; 1.3: 320.76; 1.4: 1.7058; 1.5: 57.2695; 1.6: 320.76; 1.7: 192.456; 1.8: 8.4594; 1.9: 1603.8; 2: 51.0764; 2.1: 94.806; 2.2: 1808.7281; 2.3: 53.8747; 2.4: -1751.4586; 2.5: -52.1689
| 2 | 59.45 | 1: 9.1558; 1.1: 56.9711; 1.2: 0.076399; 1.3: 321.03; 1.4: 1.6955; 1.5: 56.9711; 1.6: 321.03; 1.7: 192.618; 1.8: 8.4594; 1.9: 1605.15; 2: 51.1194; 2.1: 94.8073; 2.2: 1811.7489; 2.3: 53.9193; 2.4: -1754.7779; 2.5: -52.2238
| 2 | 59.5 | 1: 9.1002; 1.1: 56.6732; 1.2: 0.076; 1.3: 321.3; 1.4: 1.6852; 1.5: 56.6732; 1.6: 321.3; 1.7: 192.78; 1.8: 8.4594; 1.9: 1606.5; 2: 51.1624; 2.1: 94.8087; 2.2: 1814.7723; 2.3: 53.9639; 2.4: -1758.0991; 2.5: -52.2786
| 2 | 59.55 | 1: 9.0449; 1.1: 56.3758; 1.2: 0.075601; 1.3: 321.57; 1.4: 1.675; 1.5: 56.3758; 1.6: 321.57; 1.7: 192.942; 1.8: 8.4594; 1.9: 1607.85; 2: 51.2054; 2.1: 94.81; 2.2: 1817.7982; 2.3: 54.0085; 2.4: -1761.4223; 2.5: -52.3335
| 2 | 59.6 | 1: 8.9897; 1.1: 56.079; 1.2: 0.075203; 1.3: 321.84; 1.4: 1.6648; 1.5: 56.079; 1.6: 321.84; 1.7: 193.104; 1.8: 8.4594; 1.9: 1609.2; 2: 51.2484; 2.1: 94.8113; 2.2: 1820.8266; 2.3: 54.053; 2.4: -1764.7476; 2.5: -52.3883
| 2 | 59.65 | 1: 8.9347; 1.1: 55.7827; 1.2: 0.074806; 1.3: 322.11; 1.4: 1.6546; 1.5: 55.7827; 1.6: 322.11; 1.7: 193.266; 1.8: 8.4594; 1.9: 1610.55; 2: 51.2914; 2.1: 94.8126; 2.2: 1823.8575; 2.3: 54.0976; 2.4: -1768.0748; 2.5: -52.4431
| 2 | 59.7 | 1: 8.8799; 1.1: 55.4869; 1.2: 0.074409; 1.3: 322.38; 1.4: 1.6444; 1.5: 55.4869; 1.6: 322.38; 1.7: 193.428; 1.8: 8.4594; 1.9: 1611.9; 2: 51.3344; 2.1: 94.814; 2.2: 1826.8909; 2.3: 54.1422; 2.4: -1771.404; 2.5: -52.4978
| 2 | 59.75 | 1: 8.8253; 1.1: 55.1917; 1.2: 0.074013; 1.3: 322.65; 1.4: 1.6343; 1.5: 55.1917; 1.6: 322.65; 1.7: 193.59; 1.8: 8.4594; 1.9: 1613.25; 2: 51.3774; 2.1: 94.8153; 2.2: 1829.9268; 2.3: 54.1868; 2.4: -1774.7351; 2.5: -52.5525
| 2 | 59.8 | 1: 8.7708; 1.1: 54.897; 1.2: 0.073618; 1.3: 322.92; 1.4: 1.6242; 1.5: 54.897; 1.6: 322.92; 1.7: 193.752; 1.8: 8.4594; 1.9: 1614.6; 2: 51.4204; 2.1: 94.8166; 2.2: 1832.9653; 2.3: 54.2314; 2.4: -1778.0683; 2.5: -52.6072
| 2 | 59.85 | 1: 8.7165; 1.1: 54.6029; 1.2: 0.073224; 1.3: 323.19; 1.4: 1.6142; 1.5: 54.6029; 1.6: 323.19; 1.7: 193.914; 1.8: 8.4594; 1.9: 1615.95; 2: 51.4634; 2.1: 94.8179; 2.2: 1836.0063; 2.3: 54.276; 2.4: -1781.4034; 2.5: -52.6618
| 2 | 59.9 | 1: 8.6624; 1.1: 54.3093; 1.2: 0.07283; 1.3: 323.46; 1.4: 1.6042; 1.5: 54.3093; 1.6: 323.46; 1.7: 194.076; 1.8: 8.4594; 1.9: 1617.3; 2: 51.5064; 2.1: 94.8192; 2.2: 1839.0498; 2.3: 54.3206; 2.4: -1784.7405; 2.5: -52.7164
| 2 | 59.95 | 1: 8.6085; 1.1: 54.0163; 1.2: 0.072437; 1.3: 323.73; 1.4: 1.5942; 1.5: 54.0163; 1.6: 323.73; 1.7: 194.238; 1.8: 8.4594; 1.9: 1618.65; 2: 51.5494; 2.1: 94.8205; 2.2: 1842.0958; 2.3: 54.3652; 2.4: -1788.0796; 2.5: -52.771
| 2 | 60 | 1: 8.5547; 1.1: 53.7238; 1.2: 0.072045; 1.3: 324; 1.4: 1.5842; 1.5: 53.7238; 1.6: 324; 1.7: 194.4; 1.8: 8.4594; 1.9: 1620; 2: 51.5924; 2.1: 94.8218; 2.2: 1845.1444; 2.3: 54.4098; 2.4: -1791.4206; 2.5: -52.8256
| 2 | 60.05 | 1: 8.5012; 1.1: 53.4318; 1.2: 0.071653; 1.3: 324.27; 1.4: 1.5743; 1.5: 53.4318; 1.6: 324.27; 1.7: 194.562; 1.8: 8.4594; 1.9: 1621.35; 2: 51.6354; 2.1: 94.8232; 2.2: 1848.1954; 2.3: 54.4544; 2.4: -1794.7636; 2.5: -52.8801
| 2 | 60.1 | 1: 8.4478; 1.1: 53.1404; 1.2: 0.071262; 1.3: 324.54; 1.4: 1.5644; 1.5: 53.1404; 1.6: 324.54; 1.7: 194.724; 1.8: 8.4594; 1.9: 1622.7; 2: 51.6783; 2.1: 94.8245; 2.2: 1851.249; 2.3: 54.499; 2.4: -1798.1086; 2.5: -52.9346
| 2 | 60.15 | 1: 8.3946; 1.1: 52.8496; 1.2: 0.070872; 1.3: 324.81; 1.4: 1.5545; 1.5: 52.8496; 1.6: 324.81; 1.7: 194.886; 1.8: 8.4594; 1.9: 1624.05; 2: 51.7213; 2.1: 94.8258; 2.2: 1854.3051; 2.3: 54.5436; 2.4: -1801.4555; 2.5: -52.989
| 2 | 60.2 | 1: 8.3415; 1.1: 52.5593; 1.2: 0.070483; 1.3: 325.08; 1.4: 1.5447; 1.5: 52.5593; 1.6: 325.08; 1.7: 195.048; 1.8: 8.4594; 1.9: 1625.4; 2: 51.7643; 2.1: 94.8271; 2.2: 1857.3638; 2.3: 54.5881; 2.4: -1804.8044; 2.5: -53.0434
| 2 | 60.25 | 1: 8.2887; 1.1: 52.2696; 1.2: 0.070095; 1.3: 325.35; 1.4: 1.5349; 1.5: 52.2696; 1.6: 325.35; 1.7: 195.21; 1.8: 8.4594; 1.9: 1626.75; 2: 51.8073; 2.1: 94.8284; 2.2: 1860.4249; 2.3: 54.6327; 2.4: -1808.1553; 2.5: -53.0978
| 2 | 60.3 | 1: 8.236; 1.1: 51.9805; 1.2: 0.069707; 1.3: 325.62; 1.4: 1.5252; 1.5: 51.9805; 1.6: 325.62; 1.7: 195.372; 1.8: 8.4594; 1.9: 1628.1; 2: 51.8503; 2.1: 94.8297; 2.2: 1863.4886; 2.3: 54.6773; 2.4: -1811.5081; 2.5: -53.1521
| 2 | 60.35 | 1: 8.1835; 1.1: 51.6919; 1.2: 0.06932; 1.3: 325.89; 1.4: 1.5155; 1.5: 51.6919; 1.6: 325.89; 1.7: 195.534; 1.8: 8.4594; 1.9: 1629.45; 2: 51.8933; 2.1: 94.8309; 2.2: 1866.5548; 2.3: 54.7219; 2.4: -1814.8628; 2.5: -53.2065
| 2 | 60.4 | 1: 8.1311; 1.1: 51.4039; 1.2: 0.068934; 1.3: 326.16; 1.4: 1.5058; 1.5: 51.4039; 1.6: 326.16; 1.7: 195.696; 1.8: 8.4594; 1.9: 1630.8; 2: 51.9363; 2.1: 94.8322; 2.2: 1869.6235; 2.3: 54.7665; 2.4: -1818.2196; 2.5: -53.2607
| 2 | 60.45 | 1: 8.079; 1.1: 51.1165; 1.2: 0.068548; 1.3: 326.43; 1.4: 1.4961; 1.5: 51.1165; 1.6: 326.43; 1.7: 195.858; 1.8: 8.4594; 1.9: 1632.15; 2: 51.9793; 2.1: 94.8335; 2.2: 1872.6947; 2.3: 54.8111; 2.4: -1821.5782; 2.5: -53.315
| 2 | 60.5 | 1: 8.027; 1.1: 50.8296; 1.2: 0.068164; 1.3: 326.7; 1.4: 1.4865; 1.5: 50.8296; 1.6: 326.7; 1.7: 196.02; 1.8: 8.4594; 1.9: 1633.5; 2: 52.0223; 2.1: 94.8348; 2.2: 1875.7685; 2.3: 54.8557; 2.4: -1824.9388; 2.5: -53.3692
| 2 | 60.55 | 1: 7.9752; 1.1: 50.5434; 1.2: 0.06778; 1.3: 326.97; 1.4: 1.4769; 1.5: 50.5434; 1.6: 326.97; 1.7: 196.182; 1.8: 8.4594; 1.9: 1634.85; 2: 52.0653; 2.1: 94.8361; 2.2: 1878.8447; 2.3: 54.9003; 2.4: -1828.3014; 2.5: -53.4234
| 2 | 60.6 | 1: 7.9236; 1.1: 50.2576; 1.2: 0.067397; 1.3: 327.24; 1.4: 1.4673; 1.5: 50.2576; 1.6: 327.24; 1.7: 196.344; 1.8: 8.4594; 1.9: 1636.2; 2: 52.1083; 2.1: 94.8374; 2.2: 1881.9235; 2.3: 54.9449; 2.4: -1831.6659; 2.5: -53.4775
| 2 | 60.65 | 1: 7.8721; 1.1: 49.9725; 1.2: 0.067014; 1.3: 327.51; 1.4: 1.4578; 1.5: 49.9725; 1.6: 327.51; 1.7: 196.506; 1.8: 8.4594; 1.9: 1637.55; 2: 52.1513; 2.1: 94.8387; 2.2: 1885.0049; 2.3: 54.9895; 2.4: -1835.0323; 2.5: -53.5317
| 2 | 60.7 | 1: 7.8209; 1.1: 49.688; 1.2: 0.066633; 1.3: 327.78; 1.4: 1.4483; 1.5: 49.688; 1.6: 327.78; 1.7: 196.668; 1.8: 8.4594; 1.9: 1638.9; 2: 52.1943; 2.1: 94.8399; 2.2: 1888.0887; 2.3: 55.0341; 2.4: -1838.4007; 2.5: -53.5858
| 2 | 60.75 | 1: 7.7698; 1.1: 49.404; 1.2: 0.066252; 1.3: 328.05; 1.4: 1.4388; 1.5: 49.404; 1.6: 328.05; 1.7: 196.83; 1.8: 8.4594; 1.9: 1640.25; 2: 52.2373; 2.1: 94.8412; 2.2: 1891.1751; 2.3: 55.0787; 2.4: -1841.7711; 2.5: -53.6398
| 2 | 60.8 | 1: 7.7188; 1.1: 49.1207; 1.2: 0.065872; 1.3: 328.32; 1.4: 1.4294; 1.5: 49.1207; 1.6: 328.32; 1.7: 196.992; 1.8: 8.4594; 1.9: 1641.6; 2: 52.2803; 2.1: 94.8425; 2.2: 1894.264; 2.3: 55.1232; 2.4: -1845.1433; 2.5: -53.6938
| 2 | 60.85 | 1: 7.6681; 1.1: 48.8379; 1.2: 0.065493; 1.3: 328.59; 1.4: 1.42; 1.5: 48.8379; 1.6: 328.59; 1.7: 197.154; 1.8: 8.4594; 1.9: 1642.95; 2: 52.3232; 2.1: 94.8438; 2.2: 1897.3554; 2.3: 55.1678; 2.4: -1848.5175; 2.5: -53.7478
| 2 | 60.9 | 1: 7.6175; 1.1: 48.5557; 1.2: 0.065114; 1.3: 328.86; 1.4: 1.4107; 1.5: 48.5557; 1.6: 328.86; 1.7: 197.316; 1.8: 8.4594; 1.9: 1644.3; 2: 52.3662; 2.1: 94.845; 2.2: 1900.4493; 2.3: 55.2124; 2.4: -1851.8936; 2.5: -53.8018
| 2 | 60.95 | 1: 7.5671; 1.1: 48.2741; 1.2: 0.064737; 1.3: 329.13; 1.4: 1.4013; 1.5: 48.2741; 1.6: 329.13; 1.7: 197.478; 1.8: 8.4594; 1.9: 1645.65; 2: 52.4092; 2.1: 94.8463; 2.2: 1903.5458; 2.3: 55.257; 2.4: -1855.2717; 2.5: -53.8557
| 2 | 61 | 1: 7.5169; 1.1: 47.9931; 1.2: 0.06436; 1.3: 329.4; 1.4: 1.392; 1.5: 47.9931; 1.6: 329.4; 1.7: 197.64; 1.8: 8.4594; 1.9: 1647; 2: 52.4522; 2.1: 94.8476; 2.2: 1906.6448; 2.3: 55.3016; 2.4: -1858.6516; 2.5: -53.9096
| 2 | 61.05 | 1: 7.4669; 1.1: 47.7127; 1.2: 0.063984; 1.3: 329.67; 1.4: 1.3828; 1.5: 47.7127; 1.6: 329.67; 1.7: 197.802; 1.8: 8.4594; 1.9: 1648.35; 2: 52.4952; 2.1: 94.8488; 2.2: 1909.7463; 2.3: 55.3462; 2.4: -1862.0336; 2.5: -53.9634
| 2 | 61.1 | 1: 7.417; 1.1: 47.4329; 1.2: 0.063609; 1.3: 329.94; 1.4: 1.3735; 1.5: 47.4329; 1.6: 329.94; 1.7: 197.964; 1.8: 8.4594; 1.9: 1649.7; 2: 52.5382; 2.1: 94.8501; 2.2: 1912.8503; 2.3: 55.3908; 2.4: -1865.4174; 2.5: -54.0173
| 2 | 61.15 | 1: 7.3674; 1.1: 47.1537; 1.2: 0.063234; 1.3: 330.21; 1.4: 1.3643; 1.5: 47.1537; 1.6: 330.21; 1.7: 198.126; 1.8: 8.4594; 1.9: 1651.05; 2: 52.5812; 2.1: 94.8513; 2.2: 1915.9569; 2.3: 55.4354; 2.4: -1868.8031; 2.5: -54.0711
| 2 | 61.2 | 1: 7.3178; 1.1: 46.8752; 1.2: 0.062861; 1.3: 330.48; 1.4: 1.3552; 1.5: 46.8752; 1.6: 330.48; 1.7: 198.288; 1.8: 8.4594; 1.9: 1652.4; 2: 52.6242; 2.1: 94.8526; 2.2: 1919.0659; 2.3: 55.48; 2.4: -1872.1908; 2.5: -54.1248
| 2 | 61.25 | 1: 7.2685; 1.1: 46.5972; 1.2: 0.062488; 1.3: 330.75; 1.4: 1.346; 1.5: 46.5972; 1.6: 330.75; 1.7: 198.45; 1.8: 8.4594; 1.9: 1653.75; 2: 52.6672; 2.1: 94.8538; 2.2: 1922.1776; 2.3: 55.5246; 2.4: -1875.5804; 2.5: -54.1786
| 2 | 61.3 | 1: 7.2193; 1.1: 46.3198; 1.2: 0.062116; 1.3: 331.02; 1.4: 1.3369; 1.5: 46.3198; 1.6: 331.02; 1.7: 198.612; 1.8: 8.4594; 1.9: 1655.1; 2: 52.7102; 2.1: 94.8551; 2.2: 1925.2917; 2.3: 55.5692; 2.4: -1878.9719; 2.5: -54.2323
| 2 | 61.35 | 1: 7.1704; 1.1: 46.0431; 1.2: 0.061745; 1.3: 331.29; 1.4: 1.3278; 1.5: 46.0431; 1.6: 331.29; 1.7: 198.774; 1.8: 8.4594; 1.9: 1656.45; 2: 52.7532; 2.1: 94.8563; 2.2: 1928.4083; 2.3: 55.6138; 2.4: -1882.3653; 2.5: -54.2859
| 2 | 61.4 | 1: 7.1216; 1.1: 45.7669; 1.2: 0.061374; 1.3: 331.56; 1.4: 1.3188; 1.5: 45.7669; 1.6: 331.56; 1.7: 198.936; 1.8: 8.4594; 1.9: 1657.8; 2: 52.7962; 2.1: 94.8576; 2.2: 1931.5275; 2.3: 55.6584; 2.4: -1885.7606; 2.5: -54.3395
| 2 | 61.45 | 1: 7.0729; 1.1: 45.4914; 1.2: 0.061005; 1.3: 331.83; 1.4: 1.3098; 1.5: 45.4914; 1.6: 331.83; 1.7: 199.098; 1.8: 8.4594; 1.9: 1659.15; 2: 52.8392; 2.1: 94.8588; 2.2: 1934.6492; 2.3: 55.7029; 2.4: -1889.1578; 2.5: -54.3931
| 2 | 61.5 | 1: 7.0245; 1.1: 45.2165; 1.2: 0.060636; 1.3: 332.1; 1.4: 1.3008; 1.5: 45.2165; 1.6: 332.1; 1.7: 199.26; 1.8: 8.4594; 1.9: 1660.5; 2: 52.8822; 2.1: 94.8601; 2.2: 1937.7734; 2.3: 55.7475; 2.4: -1892.557; 2.5: -54.4467
| 2 | 61.55 | 1: 6.9762; 1.1: 44.9422; 1.2: 0.060268; 1.3: 332.37; 1.4: 1.2919; 1.5: 44.9422; 1.6: 332.37; 1.7: 199.422; 1.8: 8.4594; 1.9: 1661.85; 2: 52.9252; 2.1: 94.8613; 2.2: 1940.9002; 2.3: 55.7921; 2.4: -1895.958; 2.5: -54.5003
| 2 | 61.6 | 1: 6.9281; 1.1: 44.6685; 1.2: 0.059901; 1.3: 332.64; 1.4: 1.283; 1.5: 44.6685; 1.6: 332.64; 1.7: 199.584; 1.8: 8.4594; 1.9: 1663.2; 2: 52.9682; 2.1: 94.8626; 2.2: 1944.0295; 2.3: 55.8367; 2.4: -1899.361; 2.5: -54.5538
| 2 | 61.65 | 1: 6.8801; 1.1: 44.3955; 1.2: 0.059535; 1.3: 332.91; 1.4: 1.2741; 1.5: 44.3955; 1.6: 332.91; 1.7: 199.746; 1.8: 8.4594; 1.9: 1664.55; 2: 53.0111; 2.1: 94.8638; 2.2: 1947.1613; 2.3: 55.8813; 2.4: -1902.7658; 2.5: -54.6072
| 2 | 61.7 | 1: 6.8324; 1.1: 44.123; 1.2: 0.05917; 1.3: 333.18; 1.4: 1.2653; 1.5: 44.123; 1.6: 333.18; 1.7: 199.908; 1.8: 8.4594; 1.9: 1665.9; 2: 53.0541; 2.1: 94.865; 2.2: 1950.2956; 2.3: 55.9259; 2.4: -1906.1726; 2.5: -54.6607
| 2 | 61.75 | 1: 6.7848; 1.1: 43.8513; 1.2: 0.058805; 1.3: 333.45; 1.4: 1.2564; 1.5: 43.8513; 1.6: 333.45; 1.7: 200.07; 1.8: 8.4594; 1.9: 1667.25; 2: 53.0971; 2.1: 94.8663; 2.2: 1953.4325; 2.3: 55.9705; 2.4: -1909.5812; 2.5: -54.7141
| 2 | 61.8 | 1: 6.7374; 1.1: 43.5801; 1.2: 0.058442; 1.3: 333.72; 1.4: 1.2477; 1.5: 43.5801; 1.6: 333.72; 1.7: 200.232; 1.8: 8.4594; 1.9: 1668.6; 2: 53.1401; 2.1: 94.8675; 2.2: 1956.5719; 2.3: 56.0151; 2.4: -1912.9918; 2.5: -54.7674
| 2 | 61.85 | 1: 6.6901; 1.1: 43.3096; 1.2: 0.058079; 1.3: 333.99; 1.4: 1.2389; 1.5: 43.3096; 1.6: 333.99; 1.7: 200.394; 1.8: 8.4594; 1.9: 1669.95; 2: 53.1831; 2.1: 94.8687; 2.2: 1959.7138; 2.3: 56.0597; 2.4: -1916.4042; 2.5: -54.8208
| 2 | 61.9 | 1: 6.6431; 1.1: 43.0397; 1.2: 0.057717; 1.3: 334.26; 1.4: 1.2302; 1.5: 43.0397; 1.6: 334.26; 1.7: 200.556; 1.8: 8.4594; 1.9: 1671.3; 2: 53.2261; 2.1: 94.8699; 2.2: 1962.8582; 2.3: 56.1043; 2.4: -1919.8186; 2.5: -54.8741
| 2 | 61.95 | 1: 6.5962; 1.1: 42.7704; 1.2: 0.057356; 1.3: 334.53; 1.4: 1.2215; 1.5: 42.7704; 1.6: 334.53; 1.7: 200.718; 1.8: 8.4594; 1.9: 1672.65; 2: 53.2691; 2.1: 94.8712; 2.2: 1966.0052; 2.3: 56.1489; 2.4: -1923.2348; 2.5: -54.9274
| 2 | 62 | 1: 6.5495; 1.1: 42.5018; 1.2: 0.056996; 1.3: 334.8; 1.4: 1.2129; 1.5: 42.5018; 1.6: 334.8; 1.7: 200.88; 1.8: 8.4594; 1.9: 1674; 2: 53.3121; 2.1: 94.8724; 2.2: 1969.1547; 2.3: 56.1935; 2.4: -1926.6529; 2.5: -54.9806
| 2 | 62.05 | 1: 6.5029; 1.1: 42.2338; 1.2: 0.056636; 1.3: 335.07; 1.4: 1.2042; 1.5: 42.2338; 1.6: 335.07; 1.7: 201.042; 1.8: 8.4594; 1.9: 1675.35; 2: 53.3551; 2.1: 94.8736; 2.2: 1972.3067; 2.3: 56.2381; 2.4: -1930.0729; 2.5: -55.0338
| 2 | 62.1 | 1: 6.4566; 1.1: 41.9664; 1.2: 0.056278; 1.3: 335.34; 1.4: 1.1957; 1.5: 41.9664; 1.6: 335.34; 1.7: 201.204; 1.8: 8.4594; 1.9: 1676.7; 2: 53.3981; 2.1: 94.8748; 2.2: 1975.4613; 2.3: 56.2827; 2.4: -1933.4948; 2.5: -55.087
| 2 | 62.15 | 1: 6.4104; 1.1: 41.6998; 1.2: 0.05592; 1.3: 335.61; 1.4: 1.1871; 1.5: 41.6998; 1.6: 335.61; 1.7: 201.366; 1.8: 8.4594; 1.9: 1678.05; 2: 53.4411; 2.1: 94.876; 2.2: 1978.6183; 2.3: 56.3273; 2.4: -1936.9186; 2.5: -55.1402
| 2 | 62.2 | 1: 6.3644; 1.1: 41.4337; 1.2: 0.055564; 1.3: 335.88; 1.4: 1.1786; 1.5: 41.4337; 1.6: 335.88; 1.7: 201.528; 1.8: 8.4594; 1.9: 1679.4; 2: 53.4841; 2.1: 94.8772; 2.2: 1981.7779; 2.3: 56.3719; 2.4: -1940.3442; 2.5: -55.1933
| 2 | 62.25 | 1: 6.3185; 1.1: 41.1683; 1.2: 0.055208; 1.3: 336.15; 1.4: 1.1701; 1.5: 41.1683; 1.6: 336.15; 1.7: 201.69; 1.8: 8.4594; 1.9: 1680.75; 2: 53.5271; 2.1: 94.8784; 2.2: 1984.9401; 2.3: 56.4165; 2.4: -1943.7718; 2.5: -55.2464
| 2 | 62.3 | 1: 6.2728; 1.1: 40.9035; 1.2: 0.054853; 1.3: 336.42; 1.4: 1.1616; 1.5: 40.9035; 1.6: 336.42; 1.7: 201.852; 1.8: 8.4594; 1.9: 1682.1; 2: 53.5701; 2.1: 94.8797; 2.2: 1988.1047; 2.3: 56.4611; 2.4: -1947.2012; 2.5: -55.2994
| 2 | 62.35 | 1: 6.2273; 1.1: 40.6394; 1.2: 0.054498; 1.3: 336.69; 1.4: 1.1532; 1.5: 40.6394; 1.6: 336.69; 1.7: 202.014; 1.8: 8.4594; 1.9: 1683.45; 2: 53.6131; 2.1: 94.8809; 2.2: 1991.2719; 2.3: 56.5057; 2.4: -1950.6325; 2.5: -55.3524
| 2 | 62.4 | 1: 6.182; 1.1: 40.376; 1.2: 0.054145; 1.3: 336.96; 1.4: 1.1448; 1.5: 40.376; 1.6: 336.96; 1.7: 202.176; 1.8: 8.4594; 1.9: 1684.8; 2: 53.6561; 2.1: 94.8821; 2.2: 1994.4417; 2.3: 56.5503; 2.4: -1954.0657; 2.5: -55.4054
| 2 | 62.45 | 1: 6.1369; 1.1: 40.1132; 1.2: 0.053793; 1.3: 337.23; 1.4: 1.1365; 1.5: 40.1132; 1.6: 337.23; 1.7: 202.338; 1.8: 8.4594; 1.9: 1686.15; 2: 53.699; 2.1: 94.8833; 2.2: 1997.6139; 2.3: 56.5949; 2.4: -1957.5007; 2.5: -55.4584
| 2 | 62.5 | 1: 6.0919; 1.1: 39.851; 1.2: 0.053441; 1.3: 337.5; 1.4: 1.1281; 1.5: 39.851; 1.6: 337.5; 1.7: 202.5; 1.8: 8.4594; 1.9: 1687.5; 2: 53.742; 2.1: 94.8845; 2.2: 2000.7887; 2.3: 56.6395; 2.4: -1960.9377; 2.5: -55.5113
| 2 | 62.55 | 1: 6.0471; 1.1: 39.5895; 1.2: 0.05309; 1.3: 337.77; 1.4: 1.1198; 1.5: 39.5895; 1.6: 337.77; 1.7: 202.662; 1.8: 8.4594; 1.9: 1688.85; 2: 53.785; 2.1: 94.8857; 2.2: 2003.966; 2.3: 56.6841; 2.4: -1964.3765; 2.5: -55.5642
| 2 | 62.6 | 1: 6.0024; 1.1: 39.3287; 1.2: 0.052741; 1.3: 338.04; 1.4: 1.1116; 1.5: 39.3287; 1.6: 338.04; 1.7: 202.824; 1.8: 8.4594; 1.9: 1690.2; 2: 53.828; 2.1: 94.8868; 2.2: 2007.1459; 2.3: 56.7286; 2.4: -1967.8171; 2.5: -55.6171
| 2 | 62.65 | 1: 5.958; 1.1: 39.0686; 1.2: 0.052392; 1.3: 338.31; 1.4: 1.1033; 1.5: 39.0686; 1.6: 338.31; 1.7: 202.986; 1.8: 8.4594; 1.9: 1691.55; 2: 53.871; 2.1: 94.888; 2.2: 2010.3282; 2.3: 56.7732; 2.4: -1971.2597; 2.5: -55.6699
| 2 | 62.7 | 1: 5.9137; 1.1: 38.8091; 1.2: 0.052044; 1.3: 338.58; 1.4: 1.0951; 1.5: 38.8091; 1.6: 338.58; 1.7: 203.148; 1.8: 8.4594; 1.9: 1692.9; 2: 53.914; 2.1: 94.8892; 2.2: 2013.5131; 2.3: 56.8178; 2.4: -1974.7041; 2.5: -55.7227
| 2 | 62.75 | 1: 5.8695; 1.1: 38.5502; 1.2: 0.051697; 1.3: 338.85; 1.4: 1.087; 1.5: 38.5502; 1.6: 338.85; 1.7: 203.31; 1.8: 8.4594; 1.9: 1694.25; 2: 53.957; 2.1: 94.8904; 2.2: 2016.7006; 2.3: 56.8624; 2.4: -1978.1503; 2.5: -55.7755
| 2 | 62.8 | 1: 5.8256; 1.1: 38.2921; 1.2: 0.05135; 1.3: 339.12; 1.4: 1.0788; 1.5: 38.2921; 1.6: 339.12; 1.7: 203.472; 1.8: 8.4594; 1.9: 1695.6; 2: 54; 2.1: 94.8916; 2.2: 2019.8905; 2.3: 56.907; 2.4: -1981.5985; 2.5: -55.8282
| 2 | 62.85 | 1: 5.7818; 1.1: 38.0346; 1.2: 0.051005; 1.3: 339.39; 1.4: 1.0707; 1.5: 38.0346; 1.6: 339.39; 1.7: 203.634; 1.8: 8.4594; 1.9: 1696.95; 2: 54.043; 2.1: 94.8928; 2.2: 2023.083; 2.3: 56.9516; 2.4: -1985.0485; 2.5: -55.8809
| 2 | 62.9 | 1: 5.7382; 1.1: 37.7777; 1.2: 0.050661; 1.3: 339.66; 1.4: 1.0626; 1.5: 37.7777; 1.6: 339.66; 1.7: 203.796; 1.8: 8.4594; 1.9: 1698.3; 2: 54.086; 2.1: 94.8939; 2.2: 2026.278; 2.3: 56.9962; 2.4: -1988.5003; 2.5: -55.9336
| 2 | 62.95 | 1: 5.6948; 1.1: 37.5216; 1.2: 0.050317; 1.3: 339.93; 1.4: 1.0546; 1.5: 37.5216; 1.6: 339.93; 1.7: 203.958; 1.8: 8.4594; 1.9: 1699.65; 2: 54.129; 2.1: 94.8951; 2.2: 2029.4756; 2.3: 57.0408; 2.4: -1991.954; 2.5: -55.9863
| 2 | 63 | 1: 5.6515; 1.1: 37.2661; 1.2: 0.049975; 1.3: 340.2; 1.4: 1.0466; 1.5: 37.2661; 1.6: 340.2; 1.7: 204.12; 1.8: 8.4594; 1.9: 1701; 2: 54.172; 2.1: 94.8963; 2.2: 2032.6757; 2.3: 57.0854; 2.4: -1995.4096; 2.5: -56.0389
| 2 | 63.05 | 1: 5.6084; 1.1: 37.0113; 1.2: 0.049633; 1.3: 340.47; 1.4: 1.0386; 1.5: 37.0113; 1.6: 340.47; 1.7: 204.282; 1.8: 8.4594; 1.9: 1702.35; 2: 54.215; 2.1: 94.8975; 2.2: 2035.8783; 2.3: 57.13; 2.4: -1998.8671; 2.5: -56.0914
| 2 | 63.1 | 1: 5.5655; 1.1: 36.7571; 1.2: 0.049292; 1.3: 340.74; 1.4: 1.0306; 1.5: 36.7571; 1.6: 340.74; 1.7: 204.444; 1.8: 8.4594; 1.9: 1703.7; 2: 54.258; 2.1: 94.8986; 2.2: 2039.0835; 2.3: 57.1746; 2.4: -2002.3263; 2.5: -56.144
| 2 | 63.15 | 1: 5.5227; 1.1: 36.5037; 1.2: 0.048952; 1.3: 341.01; 1.4: 1.0227; 1.5: 36.5037; 1.6: 341.01; 1.7: 204.606; 1.8: 8.4594; 1.9: 1705.05; 2: 54.301; 2.1: 94.8998; 2.2: 2042.2912; 2.3: 57.2192; 2.4: -2005.7875; 2.5: -56.1965
| 2 | 63.2 | 1: 5.4802; 1.1: 36.2509; 1.2: 0.048613; 1.3: 341.28; 1.4: 1.0148; 1.5: 36.2509; 1.6: 341.28; 1.7: 204.768; 1.8: 8.4594; 1.9: 1706.4; 2: 54.3439; 2.1: 94.901; 2.2: 2045.5014; 2.3: 57.2639; 2.4: -2009.2505; 2.5: -56.249
| 2 | 63.25 | 1: 5.4378; 1.1: 35.9988; 1.2: 0.048275; 1.3: 341.55; 1.4: 1.007; 1.5: 35.9988; 1.6: 341.55; 1.7: 204.93; 1.8: 8.4594; 1.9: 1707.75; 2: 54.3869; 2.1: 94.9021; 2.2: 2048.7142; 2.3: 57.3085; 2.4: -2012.7153; 2.5: -56.3015
| 2 | 63.3 | 1: 5.3955; 1.1: 35.7474; 1.2: 0.047938; 1.3: 341.82; 1.4: 0.99917; 1.5: 35.7474; 1.6: 341.82; 1.7: 205.092; 1.8: 8.4594; 1.9: 1709.1; 2: 54.4299; 2.1: 94.9033; 2.2: 2051.9294; 2.3: 57.3531; 2.4: -2016.182; 2.5: -56.3539
| 2 | 63.35 | 1: 5.3534; 1.1: 35.4967; 1.2: 0.047602; 1.3: 342.09; 1.4: 0.99138; 1.5: 35.4967; 1.6: 342.09; 1.7: 205.254; 1.8: 8.4594; 1.9: 1710.45; 2: 54.4729; 2.1: 94.9044; 2.2: 2055.1473; 2.3: 57.3977; 2.4: -2019.6506; 2.5: -56.4063
| 2 | 63.4 | 1: 5.3115; 1.1: 35.2466; 1.2: 0.047267; 1.3: 342.36; 1.4: 0.98362; 1.5: 35.2466; 1.6: 342.36; 1.7: 205.416; 1.8: 8.4594; 1.9: 1711.8; 2: 54.5159; 2.1: 94.9056; 2.2: 2058.3676; 2.3: 57.4423; 2.4: -2023.121; 2.5: -56.4586
| 2 | 63.45 | 1: 5.2698; 1.1: 34.9973; 1.2: 0.046932; 1.3: 342.63; 1.4: 0.97589; 1.5: 34.9973; 1.6: 342.63; 1.7: 205.578; 1.8: 8.4594; 1.9: 1713.15; 2: 54.5589; 2.1: 94.9068; 2.2: 2061.5905; 2.3: 57.4869; 2.4: -2026.5932; 2.5: -56.511
| 2 | 63.5 | 1: 5.2282; 1.1: 34.7486; 1.2: 0.046599; 1.3: 342.9; 1.4: 0.96819; 1.5: 34.7486; 1.6: 342.9; 1.7: 205.74; 1.8: 8.4594; 1.9: 1714.5; 2: 54.6019; 2.1: 94.9079; 2.2: 2064.8159; 2.3: 57.5315; 2.4: -2030.0673; 2.5: -56.5633
| 2 | 63.55 | 1: 5.1868; 1.1: 34.5007; 1.2: 0.046266; 1.3: 343.17; 1.4: 0.96053; 1.5: 34.5007; 1.6: 343.17; 1.7: 205.902; 1.8: 8.4594; 1.9: 1715.85; 2: 54.6449; 2.1: 94.909; 2.2: 2068.0439; 2.3: 57.5761; 2.4: -2033.5433; 2.5: -56.6155
| 2 | 63.6 | 1: 5.1456; 1.1: 34.2534; 1.2: 0.045935; 1.3: 343.44; 1.4: 0.95289; 1.5: 34.2534; 1.6: 343.44; 1.7: 206.064; 1.8: 8.4594; 1.9: 1717.2; 2: 54.6879; 2.1: 94.9102; 2.2: 2071.2744; 2.3: 57.6207; 2.4: -2037.021; 2.5: -56.6678
| 2 | 63.65 | 1: 5.1046; 1.1: 34.0068; 1.2: 0.045604; 1.3: 343.71; 1.4: 0.94529; 1.5: 34.0068; 1.6: 343.71; 1.7: 206.226; 1.8: 8.4594; 1.9: 1718.55; 2: 54.7309; 2.1: 94.9113; 2.2: 2074.5074; 2.3: 57.6653; 2.4: -2040.5006; 2.5: -56.72
| 2 | 63.7 | 1: 5.0637; 1.1: 33.7609; 1.2: 0.045274; 1.3: 343.98; 1.4: 0.93772; 1.5: 33.7609; 1.6: 343.98; 1.7: 206.388; 1.8: 8.4594; 1.9: 1719.9; 2: 54.7739; 2.1: 94.9125; 2.2: 2077.743; 2.3: 57.7099; 2.4: -2043.9821; 2.5: -56.7722
| 2 | 63.75 | 1: 5.023; 1.1: 33.5157; 1.2: 0.044945; 1.3: 344.25; 1.4: 0.93018; 1.5: 33.5157; 1.6: 344.25; 1.7: 206.55; 1.8: 8.4594; 1.9: 1721.25; 2: 54.8169; 2.1: 94.9136; 2.2: 2080.9811; 2.3: 57.7545; 2.4: -2047.4654; 2.5: -56.8243
| 2 | 63.8 | 1: 4.9824; 1.1: 33.2712; 1.2: 0.044617; 1.3: 344.52; 1.4: 0.92267; 1.5: 33.2712; 1.6: 344.52; 1.7: 206.712; 1.8: 8.4594; 1.9: 1722.6; 2: 54.8599; 2.1: 94.9147; 2.2: 2084.2217; 2.3: 57.7991; 2.4: -2050.9505; 2.5: -56.8764
| 2 | 63.85 | 1: 4.942; 1.1: 33.0274; 1.2: 0.04429; 1.3: 344.79; 1.4: 0.91519; 1.5: 33.0274; 1.6: 344.79; 1.7: 206.874; 1.8: 8.4594; 1.9: 1723.95; 2: 54.9029; 2.1: 94.9159; 2.2: 2087.4649; 2.3: 57.8437; 2.4: -2054.4375; 2.5: -56.9285
| 2 | 63.9 | 1: 4.9018; 1.1: 32.7843; 1.2: 0.043964; 1.3: 345.06; 1.4: 0.90774; 1.5: 32.7843; 1.6: 345.06; 1.7: 207.036; 1.8: 8.4594; 1.9: 1725.3; 2: 54.9459; 2.1: 94.917; 2.2: 2090.7106; 2.3: 57.8883; 2.4: -2057.9263; 2.5: -56.9806
| 2 | 63.95 | 1: 4.8618; 1.1: 32.5419; 1.2: 0.043639; 1.3: 345.33; 1.4: 0.90033; 1.5: 32.5419; 1.6: 345.33; 1.7: 207.198; 1.8: 8.4594; 1.9: 1726.65; 2: 54.9889; 2.1: 94.9181; 2.2: 2093.9589; 2.3: 57.9329; 2.4: -2061.417; 2.5: -57.0326
| 2 | 64 | 1: 4.8219; 1.1: 32.3002; 1.2: 0.043315; 1.3: 345.6; 1.4: 0.89294; 1.5: 32.3002; 1.6: 345.6; 1.7: 207.36; 1.8: 8.4594; 1.9: 1728; 2: 55.0318; 2.1: 94.9193; 2.2: 2097.2097; 2.3: 57.9775; 2.4: -2064.9095; 2.5: -57.0846
| 2 | 64.05 | 1: 4.7822; 1.1: 32.0592; 1.2: 0.042992; 1.3: 345.87; 1.4: 0.88559; 1.5: 32.0592; 1.6: 345.87; 1.7: 207.522; 1.8: 8.4594; 1.9: 1729.35; 2: 55.0748; 2.1: 94.9204; 2.2: 2100.463; 2.3: 58.0221; 2.4: -2068.4038; 2.5: -57.1366
| 2 | 64.1 | 1: 4.7426; 1.1: 31.8189; 1.2: 0.04267; 1.3: 346.14; 1.4: 0.87826; 1.5: 31.8189; 1.6: 346.14; 1.7: 207.684; 1.8: 8.4594; 1.9: 1730.7; 2: 55.1178; 2.1: 94.9215; 2.2: 2103.7189; 2.3: 58.0668; 2.4: -2071.8999; 2.5: -57.1885
| 2 | 64.15 | 1: 4.7033; 1.1: 31.5794; 1.2: 0.042349; 1.3: 346.41; 1.4: 0.87097; 1.5: 31.5794; 1.6: 346.41; 1.7: 207.846; 1.8: 8.4594; 1.9: 1732.05; 2: 55.1608; 2.1: 94.9226; 2.2: 2106.9773; 2.3: 58.1114; 2.4: -2075.3979; 2.5: -57.2404
| 2 | 64.2 | 1: 4.664; 1.1: 31.3405; 1.2: 0.042028; 1.3: 346.68; 1.4: 0.86371; 1.5: 31.3405; 1.6: 346.68; 1.7: 208.008; 1.8: 8.4594; 1.9: 1733.4; 2: 55.2038; 2.1: 94.9237; 2.2: 2110.2382; 2.3: 58.156; 2.4: -2078.8977; 2.5: -57.2923
| 2 | 64.25 | 1: 4.625; 1.1: 31.1023; 1.2: 0.041709; 1.3: 346.95; 1.4: 0.85648; 1.5: 31.1023; 1.6: 346.95; 1.7: 208.17; 1.8: 8.4594; 1.9: 1734.75; 2: 55.2468; 2.1: 94.9249; 2.2: 2113.5017; 2.3: 58.2006; 2.4: -2082.3994; 2.5: -57.3441
| 2 | 64.3 | 1: 4.5861; 1.1: 30.8649; 1.2: 0.04139; 1.3: 347.22; 1.4: 0.84928; 1.5: 30.8649; 1.6: 347.22; 1.7: 208.332; 1.8: 8.4594; 1.9: 1736.1; 2: 55.2898; 2.1: 94.926; 2.2: 2116.7677; 2.3: 58.2452; 2.4: -2085.9028; 2.5: -57.3959
| 2 | 64.35 | 1: 4.5474; 1.1: 30.6281; 1.2: 0.041073; 1.3: 347.49; 1.4: 0.84211; 1.5: 30.6281; 1.6: 347.49; 1.7: 208.494; 1.8: 8.4594; 1.9: 1737.45; 2: 55.3328; 2.1: 94.9271; 2.2: 2120.0363; 2.3: 58.2898; 2.4: -2089.4081; 2.5: -57.4477
| 2 | 64.4 | 1: 4.5089; 1.1: 30.3921; 1.2: 0.040757; 1.3: 347.76; 1.4: 0.83497; 1.5: 30.3921; 1.6: 347.76; 1.7: 208.656; 1.8: 8.4594; 1.9: 1738.8; 2: 55.3758; 2.1: 94.9282; 2.2: 2123.3074; 2.3: 58.3344; 2.4: -2092.9152; 2.5: -57.4994
| 2 | 64.45 | 1: 4.4705; 1.1: 30.1568; 1.2: 0.040441; 1.3: 348.03; 1.4: 0.82787; 1.5: 30.1568; 1.6: 348.03; 1.7: 208.818; 1.8: 8.4594; 1.9: 1740.15; 2: 55.4188; 2.1: 94.9293; 2.2: 2126.581; 2.3: 58.379; 2.4: -2096.4242; 2.5: -57.5512
| 2 | 64.5 | 1: 4.4323; 1.1: 29.9222; 1.2: 0.040126; 1.3: 348.3; 1.4: 0.82079; 1.5: 29.9222; 1.6: 348.3; 1.7: 208.98; 1.8: 8.4594; 1.9: 1741.5; 2: 55.4618; 2.1: 94.9304; 2.2: 2129.8572; 2.3: 58.4236; 2.4: -2099.935; 2.5: -57.6029
| 2 | 64.55 | 1: 4.3942; 1.1: 29.6883; 1.2: 0.039813; 1.3: 348.57; 1.4: 0.81374; 1.5: 29.6883; 1.6: 348.57; 1.7: 209.142; 1.8: 8.4594; 1.9: 1742.85; 2: 55.5048; 2.1: 94.9315; 2.2: 2133.1359; 2.3: 58.4683; 2.4: -2103.4476; 2.5: -57.6545
| 2 | 64.6 | 1: 4.3563; 1.1: 29.4552; 1.2: 0.0395; 1.3: 348.84; 1.4: 0.80673; 1.5: 29.4552; 1.6: 348.84; 1.7: 209.304; 1.8: 8.4594; 1.9: 1744.2; 2: 55.5478; 2.1: 94.9326; 2.2: 2136.4172; 2.3: 58.5129; 2.4: -2106.962; 2.5: -57.7061
| 2 | 64.65 | 1: 4.3186; 1.1: 29.2227; 1.2: 0.039188; 1.3: 349.11; 1.4: 0.79974; 1.5: 29.2227; 1.6: 349.11; 1.7: 209.466; 1.8: 8.4594; 1.9: 1745.55; 2: 55.5908; 2.1: 94.9337; 2.2: 2139.7009; 2.3: 58.5575; 2.4: -2110.4782; 2.5: -57.7577
| 2 | 64.7 | 1: 4.2811; 1.1: 28.991; 1.2: 0.038878; 1.3: 349.38; 1.4: 0.79279; 1.5: 28.991; 1.6: 349.38; 1.7: 209.628; 1.8: 8.4594; 1.9: 1746.9; 2: 55.6338; 2.1: 94.9348; 2.2: 2142.9873; 2.3: 58.6021; 2.4: -2113.9963; 2.5: -57.8093
| 2 | 64.75 | 1: 4.2437; 1.1: 28.76; 1.2: 0.038568; 1.3: 349.65; 1.4: 0.78586; 1.5: 28.76; 1.6: 349.65; 1.7: 209.79; 1.8: 8.4594; 1.9: 1748.25; 2: 55.6768; 2.1: 94.9358; 2.2: 2146.2762; 2.3: 58.6467; 2.4: -2117.5162; 2.5: -57.8609
| 2 | 64.8 | 1: 4.2064; 1.1: 28.5297; 1.2: 0.038259; 1.3: 349.92; 1.4: 0.77897; 1.5: 28.5297; 1.6: 349.92; 1.7: 209.952; 1.8: 8.4594; 1.9: 1749.6; 2: 55.7197; 2.1: 94.9369; 2.2: 2149.5676; 2.3: 58.6913; 2.4: -2121.0379; 2.5: -57.9124
| 2 | 64.85 | 1: 4.1694; 1.1: 28.3001; 1.2: 0.037951; 1.3: 350.19; 1.4: 0.77211; 1.5: 28.3001; 1.6: 350.19; 1.7: 210.114; 1.8: 8.4594; 1.9: 1750.95; 2: 55.7627; 2.1: 94.938; 2.2: 2152.8616; 2.3: 58.7359; 2.4: -2124.5614; 2.5: -57.9638
| 2 | 64.9 | 1: 4.1325; 1.1: 28.0713; 1.2: 0.037644; 1.3: 350.46; 1.4: 0.76527; 1.5: 28.0713; 1.6: 350.46; 1.7: 210.276; 1.8: 8.4594; 1.9: 1752.3; 2: 55.8057; 2.1: 94.9391; 2.2: 2156.1581; 2.3: 58.7806; 2.4: -2128.0868; 2.5: -58.0153
| 2 | 64.95 | 1: 4.0957; 1.1: 27.8432; 1.2: 0.037338; 1.3: 350.73; 1.4: 0.75847; 1.5: 27.8432; 1.6: 350.73; 1.7: 210.438; 1.8: 8.4594; 1.9: 1753.65; 2: 55.8487; 2.1: 94.9402; 2.2: 2159.4571; 2.3: 58.8252; 2.4: -2131.6139; 2.5: -58.0667
| 2 | 65 | 1: 4.0592; 1.1: 27.6158; 1.2: 0.037033; 1.3: 351; 1.4: 0.7517; 1.5: 27.6158; 1.6: 351; 1.7: 210.6; 1.8: 8.4594; 1.9: 1755; 2: 55.8917; 2.1: 94.9412; 2.2: 2162.7587; 2.3: 58.8698; 2.4: -2135.1429; 2.5: -58.1181
| 2 | 65.05 | 1: 4.0227; 1.1: 27.3891; 1.2: 0.036729; 1.3: 351.27; 1.4: 0.74495; 1.5: 27.3891; 1.6: 351.27; 1.7: 210.762; 1.8: 8.4594; 1.9: 1756.35; 2: 55.9347; 2.1: 94.9423; 2.2: 2166.0629; 2.3: 58.9144; 2.4: -2138.6737; 2.5: -58.1695
| 2 | 65.1 | 1: 3.9865; 1.1: 27.1632; 1.2: 0.036426; 1.3: 351.54; 1.4: 0.73824; 1.5: 27.1632; 1.6: 351.54; 1.7: 210.924; 1.8: 8.4594; 1.9: 1757.7; 2: 55.9777; 2.1: 94.9434; 2.2: 2169.3695; 2.3: 58.959; 2.4: -2142.2063; 2.5: -58.2208
| 2 | 65.15 | 1: 3.9504; 1.1: 26.938; 1.2: 0.036124; 1.3: 351.81; 1.4: 0.73156; 1.5: 26.938; 1.6: 351.81; 1.7: 211.086; 1.8: 8.4594; 1.9: 1759.05; 2: 56.0207; 2.1: 94.9445; 2.2: 2172.6788; 2.3: 59.0037; 2.4: -2145.7408; 2.5: -58.2721
| 2 | 65.2 | 1: 3.9145; 1.1: 26.7135; 1.2: 0.035823; 1.3: 352.08; 1.4: 0.72491; 1.5: 26.7135; 1.6: 352.08; 1.7: 211.248; 1.8: 8.4594; 1.9: 1760.4; 2: 56.0637; 2.1: 94.9455; 2.2: 2175.9905; 2.3: 59.0483; 2.4: -2149.277; 2.5: -58.3234
| 2 | 65.25 | 1: 3.8787; 1.1: 26.4898; 1.2: 0.035523; 1.3: 352.35; 1.4: 0.71828; 1.5: 26.4898; 1.6: 352.35; 1.7: 211.41; 1.8: 8.4594; 1.9: 1761.75; 2: 56.1067; 2.1: 94.9466; 2.2: 2179.3048; 2.3: 59.0929; 2.4: -2152.8151; 2.5: -58.3746
| 2 | 65.3 | 1: 3.8431; 1.1: 26.2667; 1.2: 0.035224; 1.3: 352.62; 1.4: 0.71169; 1.5: 26.2667; 1.6: 352.62; 1.7: 211.572; 1.8: 8.4594; 1.9: 1763.1; 2: 56.1497; 2.1: 94.9476; 2.2: 2182.6217; 2.3: 59.1375; 2.4: -2156.355; 2.5: -58.4258
| 2 | 65.35 | 1: 3.8077; 1.1: 26.0445; 1.2: 0.034926; 1.3: 352.89; 1.4: 0.70513; 1.5: 26.0445; 1.6: 352.89; 1.7: 211.734; 1.8: 8.4594; 1.9: 1764.45; 2: 56.1927; 2.1: 94.9487; 2.2: 2185.9411; 2.3: 59.1821; 2.4: -2159.8966; 2.5: -58.477
| 2 | 65.4 | 1: 3.7724; 1.1: 25.8229; 1.2: 0.034629; 1.3: 353.16; 1.4: 0.69859; 1.5: 25.8229; 1.6: 353.16; 1.7: 211.896; 1.8: 8.4594; 1.9: 1765.8; 2: 56.2357; 2.1: 94.9497; 2.2: 2189.263; 2.3: 59.2268; 2.4: -2163.4402; 2.5: -58.5282
| 2 | 65.45 | 1: 3.7373; 1.1: 25.6021; 1.2: 0.034333; 1.3: 353.43; 1.4: 0.69209; 1.5: 25.6021; 1.6: 353.43; 1.7: 212.058; 1.8: 8.4594; 1.9: 1767.15; 2: 56.2787; 2.1: 94.9508; 2.2: 2192.5875; 2.3: 59.2714; 2.4: -2166.9855; 2.5: -58.5793
| 2 | 65.5 | 1: 3.7023; 1.1: 25.382; 1.2: 0.034038; 1.3: 353.7; 1.4: 0.68562; 1.5: 25.382; 1.6: 353.7; 1.7: 212.22; 1.8: 8.4594; 1.9: 1768.5; 2: 56.3217; 2.1: 94.9518; 2.2: 2195.9146; 2.3: 59.316; 2.4: -2170.5326; 2.5: -58.6304
| 2 | 65.55 | 1: 3.6675; 1.1: 25.1626; 1.2: 0.033744; 1.3: 353.97; 1.4: 0.67917; 1.5: 25.1626; 1.6: 353.97; 1.7: 212.382; 1.8: 8.4594; 1.9: 1769.85; 2: 56.3646; 2.1: 94.9529; 2.2: 2199.2442; 2.3: 59.3606; 2.4: -2174.0816; 2.5: -58.6815
| 2 | 65.6 | 1: 3.6329; 1.1: 24.944; 1.2: 0.03345; 1.3: 354.24; 1.4: 0.67276; 1.5: 24.944; 1.6: 354.24; 1.7: 212.544; 1.8: 8.4594; 1.9: 1771.2; 2: 56.4076; 2.1: 94.9539; 2.2: 2202.5763; 2.3: 59.4053; 2.4: -2177.6323; 2.5: -58.7325
| 2 | 65.65 | 1: 3.5984; 1.1: 24.7261; 1.2: 0.033158; 1.3: 354.51; 1.4: 0.66638; 1.5: 24.7261; 1.6: 354.51; 1.7: 212.706; 1.8: 8.4594; 1.9: 1772.55; 2: 56.4506; 2.1: 94.955; 2.2: 2205.911; 2.3: 59.4499; 2.4: -2181.1849; 2.5: -58.7835
| 2 | 65.7 | 1: 3.5641; 1.1: 24.5089; 1.2: 0.032867; 1.3: 354.78; 1.4: 0.66002; 1.5: 24.5089; 1.6: 354.78; 1.7: 212.868; 1.8: 8.4594; 1.9: 1773.9; 2: 56.4936; 2.1: 94.956; 2.2: 2209.2482; 2.3: 59.4945; 2.4: -2184.7393; 2.5: -58.8345
| 2 | 65.75 | 1: 3.53; 1.1: 24.2925; 1.2: 0.032577; 1.3: 355.05; 1.4: 0.65369; 1.5: 24.2925; 1.6: 355.05; 1.7: 213.03; 1.8: 8.4594; 1.9: 1775.25; 2: 56.5366; 2.1: 94.9571; 2.2: 2212.588; 2.3: 59.5392; 2.4: -2188.2955; 2.5: -58.8855
| 2 | 65.8 | 1: 3.496; 1.1: 24.0768; 1.2: 0.032288; 1.3: 355.32; 1.4: 0.6474; 1.5: 24.0768; 1.6: 355.32; 1.7: 213.192; 1.8: 8.4594; 1.9: 1776.6; 2: 56.5796; 2.1: 94.9581; 2.2: 2215.9303; 2.3: 59.5838; 2.4: -2191.8535; 2.5: -58.9364
| 2 | 65.85 | 1: 3.4621; 1.1: 23.8619; 1.2: 0.031999; 1.3: 355.59; 1.4: 0.64113; 1.5: 23.8619; 1.6: 355.59; 1.7: 213.354; 1.8: 8.4594; 1.9: 1777.95; 2: 56.6226; 2.1: 94.9591; 2.2: 2219.2752; 2.3: 59.6284; 2.4: -2195.4133; 2.5: -58.9873
| 2 | 65.9 | 1: 3.4284; 1.1: 23.6477; 1.2: 0.031712; 1.3: 355.86; 1.4: 0.63489; 1.5: 23.6477; 1.6: 355.86; 1.7: 213.516; 1.8: 8.4594; 1.9: 1779.3; 2: 56.6656; 2.1: 94.9601; 2.2: 2222.6226; 2.3: 59.673; 2.4: -2198.9749; 2.5: -59.0381
| 2 | 65.95 | 1: 3.3949; 1.1: 23.4342; 1.2: 0.031426; 1.3: 356.13; 1.4: 0.62869; 1.5: 23.4342; 1.6: 356.13; 1.7: 213.678; 1.8: 8.4594; 1.9: 1780.65; 2: 56.7086; 2.1: 94.9612; 2.2: 2225.9726; 2.3: 59.7177; 2.4: -2202.5383; 2.5: -59.089
| 2 | 66 | 1: 3.3615; 1.1: 23.2215; 1.2: 0.031141; 1.3: 356.4; 1.4: 0.62251; 1.5: 23.2215; 1.6: 356.4; 1.7: 213.84; 1.8: 8.4594; 1.9: 1782; 2: 56.7516; 2.1: 94.9622; 2.2: 2229.3251; 2.3: 59.7623; 2.4: -2206.1036; 2.5: -59.1398
| 2 | 66.05 | 1: 3.3283; 1.1: 23.0095; 1.2: 0.030856; 1.3: 356.67; 1.4: 0.61636; 1.5: 23.0095; 1.6: 356.67; 1.7: 214.002; 1.8: 8.4594; 1.9: 1783.35; 2: 56.7946; 2.1: 94.9632; 2.2: 2232.6802; 2.3: 59.8069; 2.4: -2209.6706; 2.5: -59.1906
| 2 | 66.1 | 1: 3.2953; 1.1: 22.7983; 1.2: 0.030573; 1.3: 356.94; 1.4: 0.61024; 1.5: 22.7983; 1.6: 356.94; 1.7: 214.164; 1.8: 8.4594; 1.9: 1784.7; 2: 56.8376; 2.1: 94.9642; 2.2: 2236.0378; 2.3: 59.8516; 2.4: -2213.2395; 2.5: -59.2413
| 2 | 66.15 | 1: 3.2624; 1.1: 22.5878; 1.2: 0.030291; 1.3: 357.21; 1.4: 0.60414; 1.5: 22.5878; 1.6: 357.21; 1.7: 214.326; 1.8: 8.4594; 1.9: 1786.05; 2: 56.8806; 2.1: 94.9652; 2.2: 2239.3979; 2.3: 59.8962; 2.4: -2216.8102; 2.5: -59.2921
| 2 | 66.2 | 1: 3.2296; 1.1: 22.378; 1.2: 0.030009; 1.3: 357.48; 1.4: 0.59808; 1.5: 22.378; 1.6: 357.48; 1.7: 214.488; 1.8: 8.4594; 1.9: 1787.4; 2: 56.9236; 2.1: 94.9663; 2.2: 2242.7607; 2.3: 59.9408; 2.4: -2220.3827; 2.5: -59.3428
| 2 | 66.25 | 1: 3.1971; 1.1: 22.169; 1.2: 0.029729; 1.3: 357.75; 1.4: 0.59205; 1.5: 22.169; 1.6: 357.75; 1.7: 214.65; 1.8: 8.4594; 1.9: 1788.75; 2: 56.9666; 2.1: 94.9673; 2.2: 2246.1259; 2.3: 59.9855; 2.4: -2223.957; 2.5: -59.3934
| 2 | 66.3 | 1: 3.1646; 1.1: 21.9607; 1.2: 0.02945; 1.3: 358.02; 1.4: 0.58604; 1.5: 21.9607; 1.6: 358.02; 1.7: 214.812; 1.8: 8.4594; 1.9: 1790.1; 2: 57.0096; 2.1: 94.9683; 2.2: 2249.4937; 2.3: 60.0301; 2.4: -2227.5331; 2.5: -59.4441
| 2 | 66.35 | 1: 3.1324; 1.1: 21.7531; 1.2: 0.029171; 1.3: 358.29; 1.4: 0.58007; 1.5: 21.7531; 1.6: 358.29; 1.7: 214.974; 1.8: 8.4594; 1.9: 1791.45; 2: 57.0525; 2.1: 94.9693; 2.2: 2252.8641; 2.3: 60.0747; 2.4: -2231.111; 2.5: -59.4947
| 2 | 66.4 | 1: 3.1002; 1.1: 21.5463; 1.2: 0.028894; 1.3: 358.56; 1.4: 0.57412; 1.5: 21.5463; 1.6: 358.56; 1.7: 215.136; 1.8: 8.4594; 1.9: 1792.8; 2: 57.0955; 2.1: 94.9703; 2.2: 2256.237; 2.3: 60.1194; 2.4: -2234.6907; 2.5: -59.5453
| 2 | 66.45 | 1: 3.0683; 1.1: 21.3403; 1.2: 0.028618; 1.3: 358.83; 1.4: 0.5682; 1.5: 21.3403; 1.6: 358.83; 1.7: 215.298; 1.8: 8.4594; 1.9: 1794.15; 2: 57.1385; 2.1: 94.9713; 2.2: 2259.6125; 2.3: 60.164; 2.4: -2238.2722; 2.5: -59.5958
| 2 | 66.5 | 1: 3.0365; 1.1: 21.1349; 1.2: 0.028342; 1.3: 359.1; 1.4: 0.56231; 1.5: 21.1349; 1.6: 359.1; 1.7: 215.46; 1.8: 8.4594; 1.9: 1795.5; 2: 57.1815; 2.1: 94.9723; 2.2: 2262.9905; 2.3: 60.2087; 2.4: -2241.8556; 2.5: -59.6463
| 2 | 66.55 | 1: 3.0048; 1.1: 20.9304; 1.2: 0.028068; 1.3: 359.37; 1.4: 0.55645; 1.5: 20.9304; 1.6: 359.37; 1.7: 215.622; 1.8: 8.4594; 1.9: 1796.85; 2: 57.2245; 2.1: 94.9733; 2.2: 2266.3711; 2.3: 60.2533; 2.4: -2245.4407; 2.5: -59.6968
| 2 | 66.6 | 1: 2.9733; 1.1: 20.7265; 1.2: 0.027795; 1.3: 359.64; 1.4: 0.55062; 1.5: 20.7265; 1.6: 359.64; 1.7: 215.784; 1.8: 8.4594; 1.9: 1798.2; 2: 57.2675; 2.1: 94.9743; 2.2: 2269.7542; 2.3: 60.2979; 2.4: -2249.0277; 2.5: -59.7473
| 2 | 66.65 | 1: 2.942; 1.1: 20.5234; 1.2: 0.027522; 1.3: 359.91; 1.4: 0.54481; 1.5: 20.5234; 1.6: 359.91; 1.7: 215.946; 1.8: 8.4594; 1.9: 1799.55; 2: 57.3105; 2.1: 94.9752; 2.2: 2273.1399; 2.3: 60.3426; 2.4: -2252.6165; 2.5: -59.7978
| 2 | 66.7 | 1: 2.9108; 1.1: 20.3211; 1.2: 0.027251; 1.3: 360.18; 1.4: 0.53904; 1.5: 20.3211; 1.6: 360.18; 1.7: 216.108; 1.8: 8.4594; 1.9: 1800.9; 2: 57.3535; 2.1: 94.9762; 2.2: 2276.5282; 2.3: 60.3872; 2.4: -2256.2071; 2.5: -59.8482
| 2 | 66.75 | 1: 2.8798; 1.1: 20.1195; 1.2: 0.026981; 1.3: 360.45; 1.4: 0.53329; 1.5: 20.1195; 1.6: 360.45; 1.7: 216.27; 1.8: 8.4594; 1.9: 1802.25; 2: 57.3965; 2.1: 94.9772; 2.2: 2279.9189; 2.3: 60.4319; 2.4: -2259.7995; 2.5: -59.8986
| 2 | 66.8 | 1: 2.8489; 1.1: 19.9186; 1.2: 0.026711; 1.3: 360.72; 1.4: 0.52757; 1.5: 19.9186; 1.6: 360.72; 1.7: 216.432; 1.8: 8.4594; 1.9: 1803.6; 2: 57.4395; 2.1: 94.9782; 2.2: 2283.3123; 2.3: 60.4765; 2.4: -2263.3937; 2.5: -59.9489
| 2 | 66.85 | 1: 2.8181; 1.1: 19.7185; 1.2: 0.026443; 1.3: 360.99; 1.4: 0.52188; 1.5: 19.7185; 1.6: 360.99; 1.7: 216.594; 1.8: 8.4594; 1.9: 1804.95; 2: 57.4825; 2.1: 94.9792; 2.2: 2286.7082; 2.3: 60.5212; 2.4: -2266.9897; 2.5: -59.9993
| 2 | 66.9 | 1: 2.7876; 1.1: 19.5191; 1.2: 0.026176; 1.3: 361.26; 1.4: 0.51622; 1.5: 19.5191; 1.6: 361.26; 1.7: 216.756; 1.8: 8.4594; 1.9: 1806.3; 2: 57.5255; 2.1: 94.9801; 2.2: 2290.1066; 2.3: 60.5658; 2.4: -2270.5875; 2.5: -60.0496
| 2 | 66.95 | 1: 2.7571; 1.1: 19.3205; 1.2: 0.025909; 1.3: 361.53; 1.4: 0.51058; 1.5: 19.3205; 1.6: 361.53; 1.7: 216.918; 1.8: 8.4594; 1.9: 1807.65; 2: 57.5685; 2.1: 94.9811; 2.2: 2293.5077; 2.3: 60.6104; 2.4: -2274.1872; 2.5: -60.0999
| 2 | 67 | 1: 2.7269; 1.1: 19.1226; 1.2: 0.025644; 1.3: 361.8; 1.4: 0.50497; 1.5: 19.1226; 1.6: 361.8; 1.7: 217.08; 1.8: 8.4594; 1.9: 1809; 2: 57.6115; 2.1: 94.9821; 2.2: 2296.9112; 2.3: 60.6551; 2.4: -2277.7886; 2.5: -60.1501
| 2 | 67.05 | 1: 2.6967; 1.1: 18.9254; 1.2: 0.025379; 1.3: 362.07; 1.4: 0.4994; 1.5: 18.9254; 1.6: 362.07; 1.7: 217.242; 1.8: 8.4594; 1.9: 1810.35; 2: 57.6545; 2.1: 94.983; 2.2: 2300.3173; 2.3: 60.6997; 2.4: -2281.3919; 2.5: -60.2003
| 2 | 67.1 | 1: 2.6668; 1.1: 18.729; 1.2: 0.025116; 1.3: 362.34; 1.4: 0.49384; 1.5: 18.729; 1.6: 362.34; 1.7: 217.404; 1.8: 8.4594; 1.9: 1811.7; 2: 57.6975; 2.1: 94.984; 2.2: 2303.726; 2.3: 60.7444; 2.4: -2284.997; 2.5: -60.2505
| 2 | 67.15 | 1: 2.6369; 1.1: 18.5334; 1.2: 0.024854; 1.3: 362.61; 1.4: 0.48832; 1.5: 18.5334; 1.6: 362.61; 1.7: 217.566; 1.8: 8.4594; 1.9: 1813.05; 2: 57.7404; 2.1: 94.985; 2.2: 2307.1372; 2.3: 60.789; 2.4: -2288.6039; 2.5: -60.3007
| 2 | 67.2 | 1: 2.6073; 1.1: 18.3384; 1.2: 0.024592; 1.3: 362.88; 1.4: 0.48283; 1.5: 18.3384; 1.6: 362.88; 1.7: 217.728; 1.8: 8.4594; 1.9: 1814.4; 2: 57.7834; 2.1: 94.9859; 2.2: 2310.551; 2.3: 60.8337; 2.4: -2292.2126; 2.5: -60.3509
| 2 | 67.25 | 1: 2.5777; 1.1: 18.1443; 1.2: 0.024332; 1.3: 363.15; 1.4: 0.47736; 1.5: 18.1443; 1.6: 363.15; 1.7: 217.89; 1.8: 8.4594; 1.9: 1815.75; 2: 57.8264; 2.1: 94.9869; 2.2: 2313.9674; 2.3: 60.8783; 2.4: -2295.8231; 2.5: -60.401
| 2 | 67.3 | 1: 2.5484; 1.1: 17.9508; 1.2: 0.024072; 1.3: 363.42; 1.4: 0.47192; 1.5: 17.9508; 1.6: 363.42; 1.7: 218.052; 1.8: 8.4594; 1.9: 1817.1; 2: 57.8694; 2.1: 94.9878; 2.2: 2317.3863; 2.3: 60.923; 2.4: -2299.4355; 2.5: -60.4511
| 2 | 67.35 | 1: 2.5191; 1.1: 17.7581; 1.2: 0.023814; 1.3: 363.69; 1.4: 0.46651; 1.5: 17.7581; 1.6: 363.69; 1.7: 218.214; 1.8: 8.4594; 1.9: 1818.45; 2: 57.9124; 2.1: 94.9888; 2.2: 2320.8077; 2.3: 60.9676; 2.4: -2303.0496; 2.5: -60.5011
| 2 | 67.4 | 1: 2.4901; 1.1: 17.5662; 1.2: 0.023557; 1.3: 363.96; 1.4: 0.46112; 1.5: 17.5662; 1.6: 363.96; 1.7: 218.376; 1.8: 8.4594; 1.9: 1819.8; 2: 57.9554; 2.1: 94.9897; 2.2: 2324.2318; 2.3: 61.0123; 2.4: -2306.6656; 2.5: -60.5512
| 2 | 67.45 | 1: 2.4611; 1.1: 17.375; 1.2: 0.0233; 1.3: 364.23; 1.4: 0.45576; 1.5: 17.375; 1.6: 364.23; 1.7: 218.538; 1.8: 8.4594; 1.9: 1821.15; 2: 57.9984; 2.1: 94.9907; 2.2: 2327.6583; 2.3: 61.057; 2.4: -2310.2834; 2.5: -60.6012
| 2 | 67.5 | 1: 2.4323; 1.1: 17.1845; 1.2: 0.023045; 1.3: 364.5; 1.4: 0.45043; 1.5: 17.1845; 1.6: 364.5; 1.7: 218.7; 1.8: 8.4594; 1.9: 1822.5; 2: 58.0414; 2.1: 94.9916; 2.2: 2331.0875; 2.3: 61.1016; 2.4: -2313.903; 2.5: -60.6512
| 2 | 67.55 | 1: 2.4037; 1.1: 16.9948; 1.2: 0.02279; 1.3: 364.77; 1.4: 0.44513; 1.5: 16.9948; 1.6: 364.77; 1.7: 218.862; 1.8: 8.4594; 1.9: 1823.85; 2: 58.0844; 2.1: 94.9925; 2.2: 2334.5192; 2.3: 61.1463; 2.4: -2317.5244; 2.5: -60.7011
| 2 | 67.6 | 1: 2.3752; 1.1: 16.8058; 1.2: 0.022537; 1.3: 365.04; 1.4: 0.43986; 1.5: 16.8058; 1.6: 365.04; 1.7: 219.024; 1.8: 8.4594; 1.9: 1825.2; 2: 58.1274; 2.1: 94.9935; 2.2: 2337.9534; 2.3: 61.1909; 2.4: -2321.1476; 2.5: -60.7511
| 2 | 67.65 | 1: 2.3469; 1.1: 16.6175; 1.2: 0.022284; 1.3: 365.31; 1.4: 0.43461; 1.5: 16.6175; 1.6: 365.31; 1.7: 219.186; 1.8: 8.4594; 1.9: 1826.55; 2: 58.1704; 2.1: 94.9944; 2.2: 2341.3902; 2.3: 61.2356; 2.4: -2324.7727; 2.5: -60.801
| 2 | 67.7 | 1: 2.3187; 1.1: 16.43; 1.2: 0.022033; 1.3: 365.58; 1.4: 0.42939; 1.5: 16.43; 1.6: 365.58; 1.7: 219.348; 1.8: 8.4594; 1.9: 1827.9; 2: 58.2134; 2.1: 94.9953; 2.2: 2344.8296; 2.3: 61.2802; 2.4: -2328.3996; 2.5: -60.8509
| 2 | 67.75 | 1: 2.2906; 1.1: 16.2432; 1.2: 0.021783; 1.3: 365.85; 1.4: 0.42419; 1.5: 16.2432; 1.6: 365.85; 1.7: 219.51; 1.8: 8.4594; 1.9: 1829.25; 2: 58.2564; 2.1: 94.9963; 2.2: 2348.2715; 2.3: 61.3249; 2.4: -2332.0283; 2.5: -60.9007
| 2 | 67.8 | 1: 2.2627; 1.1: 16.0572; 1.2: 0.021533; 1.3: 366.12; 1.4: 0.41902; 1.5: 16.0572; 1.6: 366.12; 1.7: 219.672; 1.8: 8.4594; 1.9: 1830.6; 2: 58.2994; 2.1: 94.9972; 2.2: 2351.716; 2.3: 61.3696; 2.4: -2335.6588; 2.5: -60.9505
| 2 | 67.85 | 1: 2.235; 1.1: 15.8719; 1.2: 0.021285; 1.3: 366.39; 1.4: 0.41388; 1.5: 15.8719; 1.6: 366.39; 1.7: 219.834; 1.8: 8.4594; 1.9: 1831.95; 2: 58.3424; 2.1: 94.9981; 2.2: 2355.1631; 2.3: 61.4142; 2.4: -2339.2912; 2.5: -61.0003
| 2 | 67.9 | 1: 2.2074; 1.1: 15.6874; 1.2: 0.021037; 1.3: 366.66; 1.4: 0.40877; 1.5: 15.6874; 1.6: 366.66; 1.7: 219.996; 1.8: 8.4594; 1.9: 1833.3; 2: 58.3854; 2.1: 94.999; 2.2: 2358.6127; 2.3: 61.4589; 2.4: -2342.9253; 2.5: -61.0501
| 2 | 67.95 | 1: 2.1799; 1.1: 15.5035; 1.2: 0.020791; 1.3: 366.93; 1.4: 0.40368; 1.5: 15.5035; 1.6: 366.93; 1.7: 220.158; 1.8: 8.4594; 1.9: 1834.65; 2: 58.4283; 2.1: 94.9999; 2.2: 2362.0649; 2.3: 61.5036; 2.4: -2346.5613; 2.5: -61.0999
| 2 | 68 | 1: 2.1526; 1.1: 15.3205; 1.2: 0.020545; 1.3: 367.2; 1.4: 0.39862; 1.5: 15.3205; 1.6: 367.2; 1.7: 220.32; 1.8: 8.4594; 1.9: 1836; 2: 58.4713; 2.1: 95.0009; 2.2: 2365.5196; 2.3: 61.5482; 2.4: -2350.1991; 2.5: -61.1496
| 2 | 68.05 | 1: 2.1254; 1.1: 15.1381; 1.2: 0.020301; 1.3: 367.47; 1.4: 0.39359; 1.5: 15.1381; 1.6: 367.47; 1.7: 220.482; 1.8: 8.4594; 1.9: 1837.35; 2: 58.5143; 2.1: 95.0018; 2.2: 2368.9769; 2.3: 61.5929; 2.4: -2353.8388; 2.5: -61.1993
| 2 | 68.1 | 1: 2.0983; 1.1: 14.9565; 1.2: 0.020057; 1.3: 367.74; 1.4: 0.38858; 1.5: 14.9565; 1.6: 367.74; 1.7: 220.644; 1.8: 8.4594; 1.9: 1838.7; 2: 58.5573; 2.1: 95.0027; 2.2: 2372.4367; 2.3: 61.6376; 2.4: -2357.4803; 2.5: -61.249
| 2 | 68.15 | 1: 2.0714; 1.1: 14.7756; 1.2: 0.019814; 1.3: 368.01; 1.4: 0.3836; 1.5: 14.7756; 1.6: 368.01; 1.7: 220.806; 1.8: 8.4594; 1.9: 1840.05; 2: 58.6003; 2.1: 95.0036; 2.2: 2375.8992; 2.3: 61.6822; 2.4: -2361.1236; 2.5: -61.2986
| 2 | 68.2 | 1: 2.0447; 1.1: 14.5955; 1.2: 0.019573; 1.3: 368.28; 1.4: 0.37864; 1.5: 14.5955; 1.6: 368.28; 1.7: 220.968; 1.8: 8.4594; 1.9: 1841.4; 2: 58.6433; 2.1: 95.0045; 2.2: 2379.3642; 2.3: 61.7269; 2.4: -2364.7687; 2.5: -61.3482
| 2 | 68.25 | 1: 2.0181; 1.1: 14.416; 1.2: 0.019332; 1.3: 368.55; 1.4: 0.37372; 1.5: 14.416; 1.6: 368.55; 1.7: 221.13; 1.8: 8.4594; 1.9: 1842.75; 2: 58.6863; 2.1: 95.0054; 2.2: 2382.8317; 2.3: 61.7716; 2.4: -2368.4157; 2.5: -61.3978
| 2 | 68.3 | 1: 1.9916; 1.1: 14.2374; 1.2: 0.019093; 1.3: 368.82; 1.4: 0.36881; 1.5: 14.2374; 1.6: 368.82; 1.7: 221.292; 1.8: 8.4594; 1.9: 1844.1; 2: 58.7293; 2.1: 95.0063; 2.2: 2386.3018; 2.3: 61.8162; 2.4: -2372.0644; 2.5: -61.4474
| 2 | 68.35 | 1: 1.9653; 1.1: 14.0594; 1.2: 0.018854; 1.3: 369.09; 1.4: 0.36394; 1.5: 14.0594; 1.6: 369.09; 1.7: 221.454; 1.8: 8.4594; 1.9: 1845.45; 2: 58.7723; 2.1: 95.0072; 2.2: 2389.7745; 2.3: 61.8609; 2.4: -2375.7151; 2.5: -61.497
| 2 | 68.4 | 1: 1.9391; 1.1: 13.8822; 1.2: 0.018616; 1.3: 369.36; 1.4: 0.35909; 1.5: 13.8822; 1.6: 369.36; 1.7: 221.616; 1.8: 8.4594; 1.9: 1846.8; 2: 58.8153; 2.1: 95.0081; 2.2: 2393.2497; 2.3: 61.9056; 2.4: -2379.3675; 2.5: -61.5465
| 2 | 68.45 | 1: 1.913; 1.1: 13.7057; 1.2: 0.01838; 1.3: 369.63; 1.4: 0.35426; 1.5: 13.7057; 1.6: 369.63; 1.7: 221.778; 1.8: 8.4594; 1.9: 1848.15; 2: 58.8583; 2.1: 95.0089; 2.2: 2396.7275; 2.3: 61.9502; 2.4: -2383.0218; 2.5: -61.596
| 2 | 68.5 | 1: 1.8871; 1.1: 13.5299; 1.2: 0.018144; 1.3: 369.9; 1.4: 0.34946; 1.5: 13.5299; 1.6: 369.9; 1.7: 221.94; 1.8: 8.4594; 1.9: 1849.5; 2: 58.9013; 2.1: 95.0098; 2.2: 2400.2079; 2.3: 61.9949; 2.4: -2386.678; 2.5: -61.6455
| 2 | 68.55 | 1: 1.8613; 1.1: 13.3549; 1.2: 0.017909; 1.3: 370.17; 1.4: 0.34469; 1.5: 13.3549; 1.6: 370.17; 1.7: 222.102; 1.8: 8.4594; 1.9: 1850.85; 2: 58.9443; 2.1: 95.0107; 2.2: 2403.6908; 2.3: 62.0396; 2.4: -2390.3359; 2.5: -61.6949
| 2 | 68.6 | 1: 1.8357; 1.1: 13.1806; 1.2: 0.017675; 1.3: 370.44; 1.4: 0.33995; 1.5: 13.1806; 1.6: 370.44; 1.7: 222.264; 1.8: 8.4594; 1.9: 1852.2; 2: 58.9873; 2.1: 95.0116; 2.2: 2407.1763; 2.3: 62.0843; 2.4: -2393.9957; 2.5: -61.7443
| 2 | 68.65 | 1: 1.8102; 1.1: 13.007; 1.2: 0.017443; 1.3: 370.71; 1.4: 0.33522; 1.5: 13.007; 1.6: 370.71; 1.7: 222.426; 1.8: 8.4594; 1.9: 1853.55; 2: 59.0303; 2.1: 95.0125; 2.2: 2410.6644; 2.3: 62.129; 2.4: -2397.6574; 2.5: -61.7937
| 2 | 68.7 | 1: 1.7849; 1.1: 12.8342; 1.2: 0.017211; 1.3: 370.98; 1.4: 0.33053; 1.5: 12.8342; 1.6: 370.98; 1.7: 222.588; 1.8: 8.4594; 1.9: 1854.9; 2: 59.0732; 2.1: 95.0133; 2.2: 2414.155; 2.3: 62.1736; 2.4: -2401.3209; 2.5: -61.8431
| 2 | 68.75 | 1: 1.7596; 1.1: 12.662; 1.2: 0.01698; 1.3: 371.25; 1.4: 0.32586; 1.5: 12.662; 1.6: 371.25; 1.7: 222.75; 1.8: 8.4594; 1.9: 1856.25; 2: 59.1162; 2.1: 95.0142; 2.2: 2417.6482; 2.3: 62.2183; 2.4: -2404.9862; 2.5: -61.8925
| 2 | 68.8 | 1: 1.7346; 1.1: 12.4906; 1.2: 0.01675; 1.3: 371.52; 1.4: 0.32121; 1.5: 12.4906; 1.6: 371.52; 1.7: 222.912; 1.8: 8.4594; 1.9: 1857.6; 2: 59.1592; 2.1: 95.0151; 2.2: 2421.144; 2.3: 62.263; 2.4: -2408.6534; 2.5: -61.9418
| 2 | 68.85 | 1: 1.7096; 1.1: 12.3199; 1.2: 0.016521; 1.3: 371.79; 1.4: 0.31659; 1.5: 12.3199; 1.6: 371.79; 1.7: 223.074; 1.8: 8.4594; 1.9: 1858.95; 2: 59.2022; 2.1: 95.0159; 2.2: 2424.6423; 2.3: 62.3077; 2.4: -2412.3224; 2.5: -61.9911
| 2 | 68.9 | 1: 1.6848; 1.1: 12.1499; 1.2: 0.016293; 1.3: 372.06; 1.4: 0.312; 1.5: 12.1499; 1.6: 372.06; 1.7: 223.236; 1.8: 8.4594; 1.9: 1860.3; 2: 59.2452; 2.1: 95.0168; 2.2: 2428.1432; 2.3: 62.3524; 2.4: -2415.9933; 2.5: -62.0404
| 2 | 68.95 | 1: 1.6601; 1.1: 11.9807; 1.2: 0.016066; 1.3: 372.33; 1.4: 0.30743; 1.5: 11.9807; 1.6: 372.33; 1.7: 223.398; 1.8: 8.4594; 1.9: 1861.65; 2: 59.2882; 2.1: 95.0177; 2.2: 2431.6467; 2.3: 62.397; 2.4: -2419.666; 2.5: -62.0896
| 2 | 69 | 1: 1.6356; 1.1: 11.8122; 1.2: 0.01584; 1.3: 372.6; 1.4: 0.30289; 1.5: 11.8122; 1.6: 372.6; 1.7: 223.56; 1.8: 8.4594; 1.9: 1863; 2: 59.3312; 2.1: 95.0185; 2.2: 2435.1527; 2.3: 62.4417; 2.4: -2423.3405; 2.5: -62.1388
| 2 | 69.05 | 1: 1.6112; 1.1: 11.6443; 1.2: 0.015615; 1.3: 372.87; 1.4: 0.29837; 1.5: 11.6443; 1.6: 372.87; 1.7: 223.722; 1.8: 8.4594; 1.9: 1864.35; 2: 59.3742; 2.1: 95.0194; 2.2: 2438.6613; 2.3: 62.4864; 2.4: -2427.017; 2.5: -62.1881
| 2 | 69.1 | 1: 1.5869; 1.1: 11.4772; 1.2: 0.015391; 1.3: 373.14; 1.4: 0.29387; 1.5: 11.4772; 1.6: 373.14; 1.7: 223.884; 1.8: 8.4594; 1.9: 1865.7; 2: 59.4172; 2.1: 95.0202; 2.2: 2442.1725; 2.3: 62.5311; 2.4: -2430.6952; 2.5: -62.2372
| 2 | 69.15 | 1: 1.5628; 1.1: 11.3108; 1.2: 0.015168; 1.3: 373.41; 1.4: 0.2894; 1.5: 11.3108; 1.6: 373.41; 1.7: 224.046; 1.8: 8.4594; 1.9: 1867.05; 2: 59.4602; 2.1: 95.0211; 2.2: 2445.6862; 2.3: 62.5758; 2.4: -2434.3753; 2.5: -62.2864
| 2 | 69.2 | 1: 1.5388; 1.1: 11.1452; 1.2: 0.014946; 1.3: 373.68; 1.4: 0.28496; 1.5: 11.1452; 1.6: 373.68; 1.7: 224.208; 1.8: 8.4594; 1.9: 1868.4; 2: 59.5032; 2.1: 95.0219; 2.2: 2449.2025; 2.3: 62.6205; 2.4: -2438.0573; 2.5: -62.3355
| 2 | 69.25 | 1: 1.5149; 1.1: 10.9802; 1.2: 0.014725; 1.3: 373.95; 1.4: 0.28054; 1.5: 10.9802; 1.6: 373.95; 1.7: 224.37; 1.8: 8.4594; 1.9: 1869.75; 2: 59.5462; 2.1: 95.0228; 2.2: 2452.7214; 2.3: 62.6652; 2.4: -2441.7412; 2.5: -62.3846
| 2 | 69.3 | 1: 1.4912; 1.1: 10.8159; 1.2: 0.014504; 1.3: 374.22; 1.4: 0.27614; 1.5: 10.8159; 1.6: 374.22; 1.7: 224.532; 1.8: 8.4594; 1.9: 1871.1; 2: 59.5892; 2.1: 95.0236; 2.2: 2456.2428; 2.3: 62.7099; 2.4: -2445.4269; 2.5: -62.4337
| 2 | 69.35 | 1: 1.4675; 1.1: 10.6524; 1.2: 0.014285; 1.3: 374.49; 1.4: 0.27177; 1.5: 10.6524; 1.6: 374.49; 1.7: 224.694; 1.8: 8.4594; 1.9: 1872.45; 2: 59.6322; 2.1: 95.0244; 2.2: 2459.7668; 2.3: 62.7546; 2.4: -2449.1144; 2.5: -62.4828
| 2 | 69.4 | 1: 1.4441; 1.1: 10.4895; 1.2: 0.014067; 1.3: 374.76; 1.4: 0.26742; 1.5: 10.4895; 1.6: 374.76; 1.7: 224.856; 1.8: 8.4594; 1.9: 1873.8; 2: 59.6752; 2.1: 95.0253; 2.2: 2463.2934; 2.3: 62.7993; 2.4: -2452.8039; 2.5: -62.5318
| 2 | 69.45 | 1: 1.4207; 1.1: 10.3274; 1.2: 0.013849; 1.3: 375.03; 1.4: 0.2631; 1.5: 10.3274; 1.6: 375.03; 1.7: 225.018; 1.8: 8.4594; 1.9: 1875.15; 2: 59.7182; 2.1: 95.0261; 2.2: 2466.8225; 2.3: 62.844; 2.4: -2456.4952; 2.5: -62.5809
| 2 | 69.5 | 1: 1.3975; 1.1: 10.166; 1.2: 0.013633; 1.3: 375.3; 1.4: 0.2588; 1.5: 10.166; 1.6: 375.3; 1.7: 225.18; 1.8: 8.4594; 1.9: 1876.5; 2: 59.7611; 2.1: 95.0269; 2.2: 2470.3543; 2.3: 62.8887; 2.4: -2460.1883; 2.5: -62.6299
| 2 | 69.55 | 1: 1.3744; 1.1: 10.0052; 1.2: 0.013417; 1.3: 375.57; 1.4: 0.25452; 1.5: 10.0052; 1.6: 375.57; 1.7: 225.342; 1.8: 8.4594; 1.9: 1877.85; 2: 59.8041; 2.1: 95.0277; 2.2: 2473.8886; 2.3: 62.9333; 2.4: -2463.8833; 2.5: -62.6788
| 2 | 69.6 | 1: 1.3515; 1.1: 9.8452; 1.2: 0.013203; 1.3: 375.84; 1.4: 0.25027; 1.5: 9.8452; 1.6: 375.84; 1.7: 225.504; 1.8: 8.4594; 1.9: 1879.2; 2: 59.8471; 2.1: 95.0286; 2.2: 2477.4254; 2.3: 62.978; 2.4: -2467.5802; 2.5: -62.7278
| 2 | 69.65 | 1: 1.3286; 1.1: 9.6858; 1.2: 0.012989; 1.3: 376.11; 1.4: 0.24604; 1.5: 9.6858; 1.6: 376.11; 1.7: 225.666; 1.8: 8.4594; 1.9: 1880.55; 2: 59.8901; 2.1: 95.0294; 2.2: 2480.9649; 2.3: 63.0227; 2.4: -2471.279; 2.5: -62.7767
| 2 | 69.7 | 1: 1.3059; 1.1: 9.5272; 1.2: 0.012776; 1.3: 376.38; 1.4: 0.24184; 1.5: 9.5272; 1.6: 376.38; 1.7: 225.828; 1.8: 8.4594; 1.9: 1881.9; 2: 59.9331; 2.1: 95.0302; 2.2: 2484.5069; 2.3: 63.0674; 2.4: -2474.9797; 2.5: -62.8256
| 2 | 69.75 | 1: 1.2834; 1.1: 9.3692; 1.2: 0.012564; 1.3: 376.65; 1.4: 0.23766; 1.5: 9.3692; 1.6: 376.65; 1.7: 225.99; 1.8: 8.4594; 1.9: 1883.25; 2: 59.9761; 2.1: 95.031; 2.2: 2488.0514; 2.3: 63.1122; 2.4: -2478.6822; 2.5: -62.8745
| 2 | 69.8 | 1: 1.2609; 1.1: 9.212; 1.2: 0.012353; 1.3: 376.92; 1.4: 0.2335; 1.5: 9.212; 1.6: 376.92; 1.7: 226.152; 1.8: 8.4594; 1.9: 1884.6; 2: 60.0191; 2.1: 95.0318; 2.2: 2491.5986; 2.3: 63.1569; 2.4: -2482.3866; 2.5: -62.9234
| 2 | 69.85 | 1: 1.2386; 1.1: 9.0554; 1.2: 0.012144; 1.3: 377.19; 1.4: 0.22937; 1.5: 9.0554; 1.6: 377.19; 1.7: 226.314; 1.8: 8.4594; 1.9: 1885.95; 2: 60.0621; 2.1: 95.0326; 2.2: 2495.1483; 2.3: 63.2016; 2.4: -2486.0929; 2.5: -62.9722
| 2 | 69.9 | 1: 1.2164; 1.1: 8.8995; 1.2: 0.011934; 1.3: 377.46; 1.4: 0.22526; 1.5: 8.8995; 1.6: 377.46; 1.7: 226.476; 1.8: 8.4594; 1.9: 1887.3; 2: 60.1051; 2.1: 95.0334; 2.2: 2498.7006; 2.3: 63.2463; 2.4: -2489.8011; 2.5: -63.021
| 2 | 69.95 | 1: 1.1944; 1.1: 8.7444; 1.2: 0.011726; 1.3: 377.73; 1.4: 0.22118; 1.5: 8.7444; 1.6: 377.73; 1.7: 226.638; 1.8: 8.4594; 1.9: 1888.65; 2: 60.1481; 2.1: 95.0342; 2.2: 2502.2555; 2.3: 63.291; 2.4: -2493.5111; 2.5: -63.0698
| 2 | 70 | 1: 1.1724; 1.1: 8.5899; 1.2: 0.011519; 1.3: 378; 1.4: 0.21711; 1.5: 8.5899; 1.6: 378; 1.7: 226.8; 1.8: 8.4594; 1.9: 1890; 2: 60.1911; 2.1: 95.035; 2.2: 2505.8129; 2.3: 63.3357; 2.4: -2497.2231; 2.5: -63.1186
| 2 | 70.05 | 1: 1.1506; 1.1: 8.436; 1.2: 0.011313; 1.3: 378.27; 1.4: 0.21307; 1.5: 8.436; 1.6: 378.27; 1.7: 226.962; 1.8: 8.4594; 1.9: 1891.35; 2: 60.2341; 2.1: 95.0358; 2.2: 2509.3729; 2.3: 63.3804; 2.4: -2500.9369; 2.5: -63.1673
| 2 | 70.1 | 1: 1.1289; 1.1: 8.2829; 1.2: 0.011108; 1.3: 378.54; 1.4: 0.20906; 1.5: 8.2829; 1.6: 378.54; 1.7: 227.124; 1.8: 8.4594; 1.9: 1892.7; 2: 60.2771; 2.1: 95.0366; 2.2: 2512.9355; 2.3: 63.4251; 2.4: -2504.6526; 2.5: -63.216
| 2 | 70.15 | 1: 1.1073; 1.1: 8.1304; 1.2: 0.010903; 1.3: 378.81; 1.4: 0.20506; 1.5: 8.1304; 1.6: 378.81; 1.7: 227.286; 1.8: 8.4594; 1.9: 1894.05; 2: 60.3201; 2.1: 95.0374; 2.2: 2516.5007; 2.3: 63.4698; 2.4: -2508.3702; 2.5: -63.2648
| 2 | 70.2 | 1: 1.0859; 1.1: 7.9786; 1.2: 0.0107; 1.3: 379.08; 1.4: 0.20109; 1.5: 7.9786; 1.6: 379.08; 1.7: 227.448; 1.8: 8.4594; 1.9: 1895.4; 2: 60.3631; 2.1: 95.0382; 2.2: 2520.0684; 2.3: 63.5145; 2.4: -2512.0898; 2.5: -63.3134
| 2 | 70.25 | 1: 1.0646; 1.1: 7.8275; 1.2: 0.010497; 1.3: 379.35; 1.4: 0.19714; 1.5: 7.8275; 1.6: 379.35; 1.7: 227.61; 1.8: 8.4594; 1.9: 1896.75; 2: 60.4061; 2.1: 95.039; 2.2: 2523.6387; 2.3: 63.5592; 2.4: -2515.8112; 2.5: -63.3621
| 2 | 70.3 | 1: 1.0434; 1.1: 7.6771; 1.2: 0.010295; 1.3: 379.62; 1.4: 0.19321; 1.5: 7.6771; 1.6: 379.62; 1.7: 227.772; 1.8: 8.4594; 1.9: 1898.1; 2: 60.449; 2.1: 95.0398; 2.2: 2527.2116; 2.3: 63.604; 2.4: -2519.5345; 2.5: -63.4107
| 2 | 70.35 | 1: 1.0223; 1.1: 7.5273; 1.2: 0.010094; 1.3: 379.89; 1.4: 0.18931; 1.5: 7.5273; 1.6: 379.89; 1.7: 227.934; 1.8: 8.4594; 1.9: 1899.45; 2: 60.492; 2.1: 95.0405; 2.2: 2530.7871; 2.3: 63.6487; 2.4: -2523.2597; 2.5: -63.4594
| 2 | 70.4 | 1: 1.0013; 1.1: 7.3782; 1.2: 0.0098944; 1.3: 380.16; 1.4: 0.18543; 1.5: 7.3782; 1.6: 380.16; 1.7: 228.096; 1.8: 8.4594; 1.9: 1900.8; 2: 60.535; 2.1: 95.0413; 2.2: 2534.3651; 2.3: 63.6934; 2.4: -2526.9869; 2.5: -63.508
| 2 | 70.45 | 1: 0.98047; 1.1: 7.2298; 1.2: 0.0096953; 1.3: 380.43; 1.4: 0.18157; 1.5: 7.2298; 1.6: 380.43; 1.7: 228.258; 1.8: 8.4594; 1.9: 1902.15; 2: 60.578; 2.1: 95.0421; 2.2: 2537.9457; 2.3: 63.7381; 2.4: -2530.7159; 2.5: -63.5565
| 2 | 70.5 | 1: 0.95975; 1.1: 7.082; 1.2: 0.0094971; 1.3: 380.7; 1.4: 0.17773; 1.5: 7.082; 1.6: 380.7; 1.7: 228.42; 1.8: 8.4594; 1.9: 1903.5; 2: 60.621; 2.1: 95.0429; 2.2: 2541.5289; 2.3: 63.7828; 2.4: -2534.4469; 2.5: -63.6051
| 2 | 70.55 | 1: 0.93915; 1.1: 6.9349; 1.2: 0.0092999; 1.3: 380.97; 1.4: 0.17392; 1.5: 6.9349; 1.6: 380.97; 1.7: 228.582; 1.8: 8.4594; 1.9: 1904.85; 2: 60.664; 2.1: 95.0436; 2.2: 2545.1146; 2.3: 63.8276; 2.4: -2538.1797; 2.5: -63.6536
| 2 | 70.6 | 1: 0.91867; 1.1: 6.7884; 1.2: 0.0091035; 1.3: 381.24; 1.4: 0.17012; 1.5: 6.7884; 1.6: 381.24; 1.7: 228.744; 1.8: 8.4594; 1.9: 1906.2; 2: 60.707; 2.1: 95.0444; 2.2: 2548.703; 2.3: 63.8723; 2.4: -2541.9145; 2.5: -63.7021
| 2 | 70.65 | 1: 0.8983; 1.1: 6.6426; 1.2: 0.0089079; 1.3: 381.51; 1.4: 0.16635; 1.5: 6.6426; 1.6: 381.51; 1.7: 228.906; 1.8: 8.4594; 1.9: 1907.55; 2: 60.75; 2.1: 95.0451; 2.2: 2552.2939; 2.3: 63.917; 2.4: -2545.6512; 2.5: -63.7506
| 2 | 70.7 | 1: 0.87805; 1.1: 6.4975; 1.2: 0.0087133; 1.3: 381.78; 1.4: 0.1626; 1.5: 6.4975; 1.6: 381.78; 1.7: 229.068; 1.8: 8.4594; 1.9: 1908.9; 2: 60.793; 2.1: 95.0459; 2.2: 2555.8874; 2.3: 63.9617; 2.4: -2549.3899; 2.5: -63.7991
| 2 | 70.75 | 1: 0.85792; 1.1: 6.353; 1.2: 0.0085195; 1.3: 382.05; 1.4: 0.15887; 1.5: 6.353; 1.6: 382.05; 1.7: 229.23; 1.8: 8.4594; 1.9: 1910.25; 2: 60.836; 2.1: 95.0467; 2.2: 2559.4834; 2.3: 64.0064; 2.4: -2553.1304; 2.5: -63.8476
| 2 | 70.8 | 1: 0.8379; 1.1: 6.2092; 1.2: 0.0083266; 1.3: 382.32; 1.4: 0.15517; 1.5: 6.2092; 1.6: 382.32; 1.7: 229.392; 1.8: 8.4594; 1.9: 1911.6; 2: 60.879; 2.1: 95.0474; 2.2: 2563.0821; 2.3: 64.0512; 2.4: -2556.8729; 2.5: -63.896
| 2 | 70.85 | 1: 0.818; 1.1: 6.066; 1.2: 0.0081346; 1.3: 382.59; 1.4: 0.15148; 1.5: 6.066; 1.6: 382.59; 1.7: 229.554; 1.8: 8.4594; 1.9: 1912.95; 2: 60.922; 2.1: 95.0482; 2.2: 2566.6833; 2.3: 64.0959; 2.4: -2560.6173; 2.5: -63.9444
| 2 | 70.9 | 1: 0.79821; 1.1: 5.9234; 1.2: 0.0079434; 1.3: 382.86; 1.4: 0.14782; 1.5: 5.9234; 1.6: 382.86; 1.7: 229.716; 1.8: 8.4594; 1.9: 1914.3; 2: 60.965; 2.1: 95.0489; 2.2: 2570.2871; 2.3: 64.1406; 2.4: -2564.3637; 2.5: -63.9928
| 2 | 70.95 | 1: 0.77854; 1.1: 5.7815; 1.2: 0.0077531; 1.3: 383.13; 1.4: 0.14417; 1.5: 5.7815; 1.6: 383.13; 1.7: 229.878; 1.8: 8.4594; 1.9: 1915.65; 2: 61.008; 2.1: 95.0496; 2.2: 2573.8935; 2.3: 64.1854; 2.4: -2568.112; 2.5: -64.0412
| 2 | 71 | 1: 0.75898; 1.1: 5.6402; 1.2: 0.0075636; 1.3: 383.4; 1.4: 0.14055; 1.5: 5.6402; 1.6: 383.4; 1.7: 230.04; 1.8: 8.4594; 1.9: 1917; 2: 61.051; 2.1: 95.0504; 2.2: 2577.5024; 2.3: 64.2301; 2.4: -2571.8622; 2.5: -64.0895
| 2 | 71.05 | 1: 0.73953; 1.1: 5.4996; 1.2: 0.007375; 1.3: 383.67; 1.4: 0.13695; 1.5: 5.4996; 1.6: 383.67; 1.7: 230.202; 1.8: 8.4594; 1.9: 1918.35; 2: 61.0939; 2.1: 95.0511; 2.2: 2581.1139; 2.3: 64.2748; 2.4: -2575.6144; 2.5: -64.1379
| 2 | 71.1 | 1: 0.7202; 1.1: 5.3596; 1.2: 0.0071873; 1.3: 383.94; 1.4: 0.13337; 1.5: 5.3596; 1.6: 383.94; 1.7: 230.364; 1.8: 8.4594; 1.9: 1919.7; 2: 61.1369; 2.1: 95.0519; 2.2: 2584.7281; 2.3: 64.3196; 2.4: -2579.3685; 2.5: -64.1862
| 2 | 71.15 | 1: 0.70097; 1.1: 5.2202; 1.2: 0.0070004; 1.3: 384.21; 1.4: 0.12981; 1.5: 5.2202; 1.6: 384.21; 1.7: 230.526; 1.8: 8.4594; 1.9: 1921.05; 2: 61.1799; 2.1: 95.0526; 2.2: 2588.3447; 2.3: 64.3643; 2.4: -2583.1246; 2.5: -64.2345
| 2 | 71.2 | 1: 0.68186; 1.1: 5.0814; 1.2: 0.0068143; 1.3: 384.48; 1.4: 0.12627; 1.5: 5.0814; 1.6: 384.48; 1.7: 230.688; 1.8: 8.4594; 1.9: 1922.4; 2: 61.2229; 2.1: 95.0533; 2.2: 2591.964; 2.3: 64.409; 2.4: -2586.8826; 2.5: -64.2828
| 2 | 71.25 | 1: 0.66286; 1.1: 4.9433; 1.2: 0.006629; 1.3: 384.75; 1.4: 0.12275; 1.5: 4.9433; 1.6: 384.75; 1.7: 230.85; 1.8: 8.4594; 1.9: 1923.75; 2: 61.2659; 2.1: 95.054; 2.2: 2595.5859; 2.3: 64.4538; 2.4: -2590.6426; 2.5: -64.331
| 2 | 71.3 | 1: 0.64397; 1.1: 4.8058; 1.2: 0.0064446; 1.3: 385.02; 1.4: 0.11925; 1.5: 4.8058; 1.6: 385.02; 1.7: 231.012; 1.8: 8.4594; 1.9: 1925.1; 2: 61.3089; 2.1: 95.0548; 2.2: 2599.2103; 2.3: 64.4985; 2.4: -2594.4045; 2.5: -64.3793
| 2 | 71.35 | 1: 0.62518; 1.1: 4.6689; 1.2: 0.006261; 1.3: 385.29; 1.4: 0.11577; 1.5: 4.6689; 1.6: 385.29; 1.7: 231.174; 1.8: 8.4594; 1.9: 1926.45; 2: 61.3519; 2.1: 95.0555; 2.2: 2602.8373; 2.3: 64.5433; 2.4: -2598.1684; 2.5: -64.4275
| 2 | 71.4 | 1: 0.60651; 1.1: 4.5326; 1.2: 0.0060783; 1.3: 385.56; 1.4: 0.11232; 1.5: 4.5326; 1.6: 385.56; 1.7: 231.336; 1.8: 8.4594; 1.9: 1927.8; 2: 61.3949; 2.1: 95.0562; 2.2: 2606.4669; 2.3: 64.588; 2.4: -2601.9343; 2.5: -64.4757
| 2 | 71.45 | 1: 0.58794; 1.1: 4.3969; 1.2: 0.0058963; 1.3: 385.83; 1.4: 0.10888; 1.5: 4.3969; 1.6: 385.83; 1.7: 231.498; 1.8: 8.4594; 1.9: 1929.15; 2: 61.4379; 2.1: 95.0569; 2.2: 2610.099; 2.3: 64.6327; 2.4: -2605.7021; 2.5: -64.5239
| 2 | 71.5 | 1: 0.56948; 1.1: 4.2618; 1.2: 0.0057152; 1.3: 386.1; 1.4: 0.10546; 1.5: 4.2618; 1.6: 386.1; 1.7: 231.66; 1.8: 8.4594; 1.9: 1930.5; 2: 61.4809; 2.1: 95.0576; 2.2: 2613.7338; 2.3: 64.6775; 2.4: -2609.4719; 2.5: -64.572
| 2 | 71.55 | 1: 0.55113; 1.1: 4.1274; 1.2: 0.0055349; 1.3: 386.37; 1.4: 0.10206; 1.5: 4.1274; 1.6: 386.37; 1.7: 231.822; 1.8: 8.4594; 1.9: 1931.85; 2: 61.5239; 2.1: 95.0583; 2.2: 2617.3711; 2.3: 64.7222; 2.4: -2613.2437; 2.5: -64.6202
| 2 | 71.6 | 1: 0.53288; 1.1: 3.9935; 1.2: 0.0053554; 1.3: 386.64; 1.4: 0.098682; 1.5: 3.9935; 1.6: 386.64; 1.7: 231.984; 1.8: 8.4594; 1.9: 1933.2; 2: 61.5669; 2.1: 95.0591; 2.2: 2621.011; 2.3: 64.767; 2.4: -2617.0175; 2.5: -64.6683
| 2 | 71.65 | 1: 0.51474; 1.1: 3.8602; 1.2: 0.0051767; 1.3: 386.91; 1.4: 0.095323; 1.5: 3.8602; 1.6: 386.91; 1.7: 232.146; 1.8: 8.4594; 1.9: 1934.55; 2: 61.6099; 2.1: 95.0598; 2.2: 2624.6535; 2.3: 64.8117; 2.4: -2620.7932; 2.5: -64.7164
| 2 | 71.7 | 1: 0.4967; 1.1: 3.7276; 1.2: 0.0049988; 1.3: 387.18; 1.4: 0.091982; 1.5: 3.7276; 1.6: 387.18; 1.7: 232.308; 1.8: 8.4594; 1.9: 1935.9; 2: 61.6529; 2.1: 95.0605; 2.2: 2628.2985; 2.3: 64.8565; 2.4: -2624.571; 2.5: -64.7645
| 2 | 71.75 | 1: 0.47877; 1.1: 3.5955; 1.2: 0.0048216; 1.3: 387.45; 1.4: 0.088661; 1.5: 3.5955; 1.6: 387.45; 1.7: 232.47; 1.8: 8.4594; 1.9: 1937.25; 2: 61.6959; 2.1: 95.0612; 2.2: 2631.9462; 2.3: 64.9012; 2.4: -2628.3507; 2.5: -64.8126
| 2 | 71.8 | 1: 0.46094; 1.1: 3.464; 1.2: 0.0046453; 1.3: 387.72; 1.4: 0.085359; 1.5: 3.464; 1.6: 387.72; 1.7: 232.632; 1.8: 8.4594; 1.9: 1938.6; 2: 61.7389; 2.1: 95.0618; 2.2: 2635.5964; 2.3: 64.946; 2.4: -2632.1324; 2.5: -64.8606
| 2 | 71.85 | 1: 0.44321; 1.1: 3.3331; 1.2: 0.0044697; 1.3: 387.99; 1.4: 0.082076; 1.5: 3.3331; 1.6: 387.99; 1.7: 232.794; 1.8: 8.4594; 1.9: 1939.95; 2: 61.7818; 2.1: 95.0625; 2.2: 2639.2492; 2.3: 64.9907; 2.4: -2635.9161; 2.5: -64.9087
| 2 | 71.9 | 1: 0.42559; 1.1: 3.2028; 1.2: 0.004295; 1.3: 388.26; 1.4: 0.078812; 1.5: 3.2028; 1.6: 388.26; 1.7: 232.956; 1.8: 8.4594; 1.9: 1941.3; 2: 61.8248; 2.1: 95.0632; 2.2: 2642.9046; 2.3: 65.0355; 2.4: -2639.7018; 2.5: -64.9567
| 2 | 71.95 | 1: 0.40806; 1.1: 3.073; 1.2: 0.004121; 1.3: 388.53; 1.4: 0.075567; 1.5: 3.073; 1.6: 388.53; 1.7: 233.118; 1.8: 8.4594; 1.9: 1942.65; 2: 61.8678; 2.1: 95.0639; 2.2: 2646.5625; 2.3: 65.0802; 2.4: -2643.4895; 2.5: -65.0047
| 2 | 72 | 1: 0.39063; 1.1: 2.9438; 1.2: 0.0039477; 1.3: 388.8; 1.4: 0.07234; 1.5: 2.9438; 1.6: 388.8; 1.7: 233.28; 1.8: 8.4594; 1.9: 1944; 2: 61.9108; 2.1: 95.0646; 2.2: 2650.2231; 2.3: 65.125; 2.4: -2647.2793; 2.5: -65.0527
| 2 | 72.05 | 1: 0.37331; 1.1: 2.8152; 1.2: 0.0037753; 1.3: 389.07; 1.4: 0.069131; 1.5: 2.8152; 1.6: 389.07; 1.7: 233.442; 1.8: 8.4594; 1.9: 1945.35; 2: 61.9538; 2.1: 95.0653; 2.2: 2653.8862; 2.3: 65.1698; 2.4: -2651.071; 2.5: -65.1006
| 2 | 72.1 | 1: 0.35608; 1.1: 2.6872; 1.2: 0.0036036; 1.3: 389.34; 1.4: 0.065941; 1.5: 2.6872; 1.6: 389.34; 1.7: 233.604; 1.8: 8.4594; 1.9: 1946.7; 2: 61.9968; 2.1: 95.066; 2.2: 2657.5519; 2.3: 65.2145; 2.4: -2654.8648; 2.5: -65.1486
| 2 | 72.15 | 1: 0.33896; 1.1: 2.5597; 1.2: 0.0034326; 1.3: 389.61; 1.4: 0.062769; 1.5: 2.5597; 1.6: 389.61; 1.7: 233.766; 1.8: 8.4594; 1.9: 1948.05; 2: 62.0398; 2.1: 95.0666; 2.2: 2661.2202; 2.3: 65.2593; 2.4: -2658.6605; 2.5: -65.1965
| 2 | 72.2 | 1: 0.32192; 1.1: 2.4328; 1.2: 0.0032624; 1.3: 389.88; 1.4: 0.059616; 1.5: 2.4328; 1.6: 389.88; 1.7: 233.928; 1.8: 8.4594; 1.9: 1949.4; 2: 62.0828; 2.1: 95.0673; 2.2: 2664.8911; 2.3: 65.3041; 2.4: -2662.4583; 2.5: -65.2444
| 2 | 72.25 | 1: 0.30499; 1.1: 2.3064; 1.2: 0.0030929; 1.3: 390.15; 1.4: 0.05648; 1.5: 2.3064; 1.6: 390.15; 1.7: 234.09; 1.8: 8.4594; 1.9: 1950.75; 2: 62.1258; 2.1: 95.068; 2.2: 2668.5646; 2.3: 65.3488; 2.4: -2666.2582; 2.5: -65.2923
| 2 | 72.3 | 1: 0.28815; 1.1: 2.1806; 1.2: 0.0029242; 1.3: 390.42; 1.4: 0.053362; 1.5: 2.1806; 1.6: 390.42; 1.7: 234.252; 1.8: 8.4594; 1.9: 1952.1; 2: 62.1688; 2.1: 95.0686; 2.2: 2672.2406; 2.3: 65.3936; 2.4: -2670.06; 2.5: -65.3402
| 2 | 72.35 | 1: 0.27141; 1.1: 2.0553; 1.2: 0.0027562; 1.3: 390.69; 1.4: 0.050261; 1.5: 2.0553; 1.6: 390.69; 1.7: 234.414; 1.8: 8.4594; 1.9: 1953.45; 2: 62.2118; 2.1: 95.0693; 2.2: 2675.9192; 2.3: 65.4383; 2.4: -2673.8639; 2.5: -65.3881
| 2 | 72.4 | 1: 0.25476; 1.1: 1.9306; 1.2: 0.0025889; 1.3: 390.96; 1.4: 0.047178; 1.5: 1.9306; 1.6: 390.96; 1.7: 234.576; 1.8: 8.4594; 1.9: 1954.8; 2: 62.2548; 2.1: 95.07; 2.2: 2679.6004; 2.3: 65.4831; 2.4: -2677.6699; 2.5: -65.4359
| 2 | 72.45 | 1: 0.23821; 1.1: 1.8064; 1.2: 0.0024224; 1.3: 391.23; 1.4: 0.044113; 1.5: 1.8064; 1.6: 391.23; 1.7: 234.738; 1.8: 8.4594; 1.9: 1956.15; 2: 62.2978; 2.1: 95.0706; 2.2: 2683.2842; 2.3: 65.5279; 2.4: -2681.4778; 2.5: -65.4838
| 2 | 72.5 | 1: 0.22175; 1.1: 1.6827; 1.2: 0.0022566; 1.3: 391.5; 1.4: 0.041065; 1.5: 1.6827; 1.6: 391.5; 1.7: 234.9; 1.8: 8.4594; 1.9: 1957.5; 2: 62.3408; 2.1: 95.0713; 2.2: 2686.9706; 2.3: 65.5727; 2.4: -2685.2879; 2.5: -65.5316
| 2 | 72.55 | 1: 0.20538; 1.1: 1.5596; 1.2: 0.0020914; 1.3: 391.77; 1.4: 0.038034; 1.5: 1.5596; 1.6: 391.77; 1.7: 235.062; 1.8: 8.4594; 1.9: 1958.85; 2: 62.3838; 2.1: 95.0719; 2.2: 2690.6595; 2.3: 65.6174; 2.4: -2689.1; 2.5: -65.5794
| 2 | 72.6 | 1: 0.18911; 1.1: 1.437; 1.2: 0.001927; 1.3: 392.04; 1.4: 0.03502; 1.5: 1.437; 1.6: 392.04; 1.7: 235.224; 1.8: 8.4594; 1.9: 1960.2; 2: 62.4268; 2.1: 95.0726; 2.2: 2694.3511; 2.3: 65.6622; 2.4: -2692.9141; 2.5: -65.6272
| 2 | 72.65 | 1: 0.17292; 1.1: 1.3149; 1.2: 0.0017633; 1.3: 392.31; 1.4: 0.032022; 1.5: 1.3149; 1.6: 392.31; 1.7: 235.386; 1.8: 8.4594; 1.9: 1961.55; 2: 62.4697; 2.1: 95.0732; 2.2: 2698.0452; 2.3: 65.707; 2.4: -2696.7303; 2.5: -65.6749
| 2 | 72.7 | 1: 0.15683; 1.1: 1.1933; 1.2: 0.0016003; 1.3: 392.58; 1.4: 0.029042; 1.5: 1.1933; 1.6: 392.58; 1.7: 235.548; 1.8: 8.4594; 1.9: 1962.9; 2: 62.5127; 2.1: 95.0739; 2.2: 2701.7419; 2.3: 65.7517; 2.4: -2700.5486; 2.5: -65.7227
| 2 | 72.75 | 1: 0.14082; 1.1: 1.0723; 1.2: 0.0014379; 1.3: 392.85; 1.4: 0.026078; 1.5: 1.0723; 1.6: 392.85; 1.7: 235.71; 1.8: 8.4594; 1.9: 1964.25; 2: 62.5557; 2.1: 95.0745; 2.2: 2705.4412; 2.3: 65.7965; 2.4: -2704.3689; 2.5: -65.7704
| 2 | 72.8 | 1: 0.1249; 1.1: 0.95173; 1.2: 0.0012763; 1.3: 393.12; 1.4: 0.02313; 1.5: 0.95173; 1.6: 393.12; 1.7: 235.872; 1.8: 8.4594; 1.9: 1965.6; 2: 62.5987; 2.1: 95.0752; 2.2: 2709.143; 2.3: 65.8413; 2.4: -2708.1913; 2.5: -65.8182
| 2 | 72.85 | 1: 0.10907; 1.1: 0.83169; 1.2: 0.0011153; 1.3: 393.39; 1.4: 0.020199; 1.5: 0.83169; 1.6: 393.39; 1.7: 236.034; 1.8: 8.4594; 1.9: 1966.95; 2: 62.6417; 2.1: 95.0758; 2.2: 2712.8475; 2.3: 65.8861; 2.4: -2712.0158; 2.5: -65.8659
| 2 | 72.9 | 1: 0.093332; 1.1: 0.71215; 1.2: 0.000955; 1.3: 393.66; 1.4: 0.017284; 1.5: 0.71215; 1.6: 393.66; 1.7: 236.196; 1.8: 8.4594; 1.9: 1968.3; 2: 62.6847; 2.1: 95.0764; 2.2: 2716.5545; 2.3: 65.9309; 2.4: -2715.8424; 2.5: -65.9136
| 2 | 72.95 | 1: 0.077677; 1.1: 0.5931; 1.2: 0.00079536; 1.3: 393.93; 1.4: 0.014385; 1.5: 0.5931; 1.6: 393.93; 1.7: 236.358; 1.8: 8.4594; 1.9: 1969.65; 2: 62.7277; 2.1: 95.0771; 2.2: 2720.2641; 2.3: 65.9756; 2.4: -2719.671; 2.5: -65.9613
| 2 | 73 | 1: 0.062107; 1.1: 0.47454; 1.2: 0.00063637; 1.3: 394.2; 1.4: 0.011501; 1.5: 0.47454; 1.6: 394.2; 1.7: 236.52; 1.8: 8.4594; 1.9: 1971; 2: 62.7707; 2.1: 95.0777; 2.2: 2723.9763; 2.3: 66.0204; 2.4: -2723.5018; 2.5: -66.0089
| 2 | 73.05 | 1: 0.046622; 1.1: 0.35647; 1.2: 0.00047803; 1.3: 394.47; 1.4: 0.0086338; 1.5: 0.35647; 1.6: 394.47; 1.7: 236.682; 1.8: 8.4594; 1.9: 1972.35; 2: 62.8137; 2.1: 95.0783; 2.2: 2727.6911; 2.3: 66.0652; 2.4: -2727.3347; 2.5: -66.0566
| 2 | 73.1 | 1: 0.031221; 1.1: 0.23888; 1.2: 0.00032034; 1.3: 394.74; 1.4: 0.0057817; 1.5: 0.23888; 1.6: 394.74; 1.7: 236.844; 1.8: 8.4594; 1.9: 1973.7; 2: 62.8567; 2.1: 95.0789; 2.2: 2731.4085; 2.3: 66.11; 2.4: -2731.1696; 2.5: -66.1042
| 2 | 73.15 | 1: 0.015904; 1.1: 0.12176; 1.2: 0.00016329; 1.3: 395.01; 1.4: 0.0029451; 1.5: 0.12176; 1.6: 395.01; 1.7: 237.006; 1.8: 8.4594; 1.9: 1975.05; 2: 62.8997; 2.1: 95.0796; 2.2: 2735.1284; 2.3: 66.1548; 2.4: -2735.0067; 2.5: -66.1518
| 2 | 73.2 | 1: 0.00066827; 1.1: 0.00512; 1.2: 6.8661e-06; 1.3: 395.28; 1.4: 0.00012375; 1.5: 0.00512; 1.6: 395.28; 1.7: 237.168; 1.8: 8.4594; 1.9: 1976.4; 2: 62.9427; 2.1: 95.0802; 2.2: 2738.851; 2.3: 66.1996; 2.4: -2738.8459; 2.5: -66.1994
| 2 | 73.25 | 1: -0.014485; 1.1: -0.11106; 1.2: -0.00014893; 1.3: 395.55; 1.4: -0.0026825; 1.5: -0.11106; 1.6: 395.55; 1.7: 237.33; 1.8: 8.4594; 1.9: 1977.75; 2: 62.9857; 2.1: 95.0808; 2.2: 2742.5761; 2.3: 66.2444; 2.4: -2742.6872; 2.5: -66.247
| 2 | 73.3 | 1: -0.029558; 1.1: -0.22677; 1.2: -0.00030411; 1.3: 395.82; 1.4: -0.0054738; 1.5: -0.22677; 1.6: 395.82; 1.7: 237.492; 1.8: 8.4594; 1.9: 1979.1; 2: 63.0287; 2.1: 95.0814; 2.2: 2746.3038; 2.3: 66.2892; 2.4: -2746.5306; 2.5: -66.2946
| 2 | 73.35 | 1: -0.044551; 1.1: -0.34203; 1.2: -0.00045867; 1.3: 396.09; 1.4: -0.0082502; 1.5: -0.34203; 1.6: 396.09; 1.7: 237.654; 1.8: 8.4594; 1.9: 1980.45; 2: 63.0717; 2.1: 95.082; 2.2: 2750.0341; 2.3: 66.3339; 2.4: -2750.3761; 2.5: -66.3422
| 2 | 73.4 | 1: -0.059465; 1.1: -0.45684; 1.2: -0.00061263; 1.3: 396.36; 1.4: -0.011012; 1.5: -0.45684; 1.6: 396.36; 1.7: 237.816; 1.8: 8.4594; 1.9: 1981.8; 2: 63.1146; 2.1: 95.0826; 2.2: 2753.767; 2.3: 66.3787; 2.4: -2754.2238; 2.5: -66.3897
| 2 | 73.45 | 1: -0.0743; 1.1: -0.5712; 1.2: -0.00076599; 1.3: 396.63; 1.4: -0.013759; 1.5: -0.5712; 1.6: 396.63; 1.7: 237.978; 1.8: 8.4594; 1.9: 1983.15; 2: 63.1576; 2.1: 95.0832; 2.2: 2757.5024; 2.3: 66.4235; 2.4: -2758.0736; 2.5: -66.4373
| 2 | 73.5 | 1: -0.089058; 1.1: -0.68512; 1.2: -0.00091876; 1.3: 396.9; 1.4: -0.016492; 1.5: -0.68512; 1.6: 396.9; 1.7: 238.14; 1.8: 8.4594; 1.9: 1984.5; 2: 63.2006; 2.1: 95.0838; 2.2: 2761.2405; 2.3: 66.4683; 2.4: -2761.9256; 2.5: -66.4848
| 2 | 73.55 | 1: -0.10374; 1.1: -0.79861; 1.2: -0.0010709; 1.3: 397.17; 1.4: -0.019211; 1.5: -0.79861; 1.6: 397.17; 1.7: 238.302; 1.8: 8.4594; 1.9: 1985.85; 2: 63.2436; 2.1: 95.0844; 2.2: 2764.9811; 2.3: 66.5131; 2.4: -2765.7797; 2.5: -66.5323
| 2 | 73.6 | 1: -0.11834; 1.1: -0.91166; 1.2: -0.0012226; 1.3: 397.44; 1.4: -0.021916; 1.5: -0.91166; 1.6: 397.44; 1.7: 238.464; 1.8: 8.4594; 1.9: 1987.2; 2: 63.2866; 2.1: 95.085; 2.2: 2768.7243; 2.3: 66.5579; 2.4: -2769.6359; 2.5: -66.5798
| 2 | 73.65 | 1: -0.13287; 1.1: -1.0243; 1.2: -0.0013736; 1.3: 397.71; 1.4: -0.024606; 1.5: -1.0243; 1.6: 397.71; 1.7: 238.626; 1.8: 8.4594; 1.9: 1988.55; 2: 63.3296; 2.1: 95.0856; 2.2: 2772.4701; 2.3: 66.6027; 2.4: -2773.4944; 2.5: -66.6273
| 2 | 73.7 | 1: -0.14733; 1.1: -1.1365; 1.2: -0.0015241; 1.3: 397.98; 1.4: -0.027283; 1.5: -1.1365; 1.6: 397.98; 1.7: 238.788; 1.8: 8.4594; 1.9: 1989.9; 2: 63.3726; 2.1: 95.0862; 2.2: 2776.2185; 2.3: 66.6475; 2.4: -2777.355; 2.5: -66.6748
| 2 | 73.75 | 1: -0.16171; 1.1: -1.2483; 1.2: -0.001674; 1.3: 398.25; 1.4: -0.029947; 1.5: -1.2483; 1.6: 398.25; 1.7: 238.95; 1.8: 8.4594; 1.9: 1991.25; 2: 63.4156; 2.1: 95.0868; 2.2: 2779.9694; 2.3: 66.6923; 2.4: -2781.2177; 2.5: -66.7223
| 2 | 73.8 | 1: -0.17602; 1.1: -1.3597; 1.2: -0.0018234; 1.3: 398.52; 1.4: -0.032597; 1.5: -1.3597; 1.6: 398.52; 1.7: 239.112; 1.8: 8.4594; 1.9: 1992.6; 2: 63.4586; 2.1: 95.0874; 2.2: 2783.723; 2.3: 66.7371; 2.4: -2785.0826; 2.5: -66.7697
| 2 | 73.85 | 1: -0.19026; 1.1: -1.4707; 1.2: -0.0019722; 1.3: 398.79; 1.4: -0.035234; 1.5: -1.4707; 1.6: 398.79; 1.7: 239.274; 1.8: 8.4594; 1.9: 1993.95; 2: 63.5016; 2.1: 95.088; 2.2: 2787.4791; 2.3: 66.7819; 2.4: -2788.9497; 2.5: -66.8172
| 2 | 73.9 | 1: -0.20443; 1.1: -1.5812; 1.2: -0.0021205; 1.3: 399.06; 1.4: -0.037857; 1.5: -1.5812; 1.6: 399.06; 1.7: 239.436; 1.8: 8.4594; 1.9: 1995.3; 2: 63.5446; 2.1: 95.0886; 2.2: 2791.2378; 2.3: 66.8267; 2.4: -2792.819; 2.5: -66.8646
| 2 | 73.95 | 1: -0.21853; 1.1: -1.6914; 1.2: -0.0022682; 1.3: 399.33; 1.4: -0.040468; 1.5: -1.6914; 1.6: 399.33; 1.7: 239.598; 1.8: 8.4594; 1.9: 1996.65; 2: 63.5876; 2.1: 95.0891; 2.2: 2794.9991; 2.3: 66.8715; 2.4: -2796.6905; 2.5: -66.912
| 2 | 74 | 1: -0.23256; 1.1: -1.8012; 1.2: -0.0024155; 1.3: 399.6; 1.4: -0.043066; 1.5: -1.8012; 1.6: 399.6; 1.7: 239.76; 1.8: 8.4594; 1.9: 1998; 2: 63.6306; 2.1: 95.0897; 2.2: 2798.763; 2.3: 66.9164; 2.4: -2800.5642; 2.5: -66.9594
| 2 | 74.05 | 1: -0.24652; 1.1: -1.9106; 1.2: -0.0025622; 1.3: 399.87; 1.4: -0.045651; 1.5: -1.9106; 1.6: 399.87; 1.7: 239.922; 1.8: 8.4594; 1.9: 1999.35; 2: 63.6736; 2.1: 95.0903; 2.2: 2802.5294; 2.3: 66.9612; 2.4: -2804.4401; 2.5: -67.0068
| 2 | 74.1 | 1: -0.26041; 1.1: -2.0197; 1.2: -0.0027084; 1.3: 400.14; 1.4: -0.048224; 1.5: -2.0197; 1.6: 400.14; 1.7: 240.084; 1.8: 8.4594; 1.9: 2000.7; 2: 63.7166; 2.1: 95.0909; 2.2: 2806.2985; 2.3: 67.006; 2.4: -2808.3182; 2.5: -67.0542
| 2 | 74.15 | 1: -0.27424; 1.1: -2.1284; 1.2: -0.0028542; 1.3: 400.41; 1.4: -0.050785; 1.5: -2.1284; 1.6: 400.41; 1.7: 240.246; 1.8: 8.4594; 1.9: 2002.05; 2: 63.7596; 2.1: 95.0914; 2.2: 2810.0701; 2.3: 67.0508; 2.4: -2812.1985; 2.5: -67.1016
| 2 | 74.2 | 1: -0.288; 1.1: -2.2367; 1.2: -0.0029994; 1.3: 400.68; 1.4: -0.053333; 1.5: -2.2367; 1.6: 400.68; 1.7: 240.408; 1.8: 8.4594; 1.9: 2003.4; 2: 63.8025; 2.1: 95.092; 2.2: 2813.8443; 2.3: 67.0956; 2.4: -2816.081; 2.5: -67.1489
| 2 | 74.25 | 1: -0.3017; 1.1: -2.3446; 1.2: -0.0031442; 1.3: 400.95; 1.4: -0.05587; 1.5: -2.3446; 1.6: 400.95; 1.7: 240.57; 1.8: 8.4594; 1.9: 2004.75; 2: 63.8455; 2.1: 95.0926; 2.2: 2817.6211; 2.3: 67.1404; 2.4: -2819.9657; 2.5: -67.1963
| 2 | 74.3 | 1: -0.31533; 1.1: -2.4522; 1.2: -0.0032885; 1.3: 401.22; 1.4: -0.058394; 1.5: -2.4522; 1.6: 401.22; 1.7: 240.732; 1.8: 8.4594; 1.9: 2006.1; 2: 63.8885; 2.1: 95.0931; 2.2: 2821.4005; 2.3: 67.1852; 2.4: -2823.8527; 2.5: -67.2436
| 2 | 74.35 | 1: -0.3289; 1.1: -2.5595; 1.2: -0.0034323; 1.3: 401.49; 1.4: -0.060907; 1.5: -2.5595; 1.6: 401.49; 1.7: 240.894; 1.8: 8.4594; 1.9: 2007.45; 2: 63.9315; 2.1: 95.0937; 2.2: 2825.1825; 2.3: 67.23; 2.4: -2827.7419; 2.5: -67.2909
| 2 | 74.4 | 1: -0.34241; 1.1: -2.6664; 1.2: -0.0035757; 1.3: 401.76; 1.4: -0.063409; 1.5: -2.6664; 1.6: 401.76; 1.7: 241.056; 1.8: 8.4594; 1.9: 2008.8; 2: 63.9745; 2.1: 95.0943; 2.2: 2828.967; 2.3: 67.2749; 2.4: -2831.6334; 2.5: -67.3383
| 2 | 74.45 | 1: -0.35586; 1.1: -2.773; 1.2: -0.0037186; 1.3: 402.03; 1.4: -0.065899; 1.5: -2.773; 1.6: 402.03; 1.7: 241.218; 1.8: 8.4594; 1.9: 2010.15; 2: 64.0175; 2.1: 95.0948; 2.2: 2832.7541; 2.3: 67.3197; 2.4: -2835.5271; 2.5: -67.3856
| 2 | 74.5 | 1: -0.36924; 1.1: -2.8792; 1.2: -0.0038611; 1.3: 402.3; 1.4: -0.068379; 1.5: -2.8792; 1.6: 402.3; 1.7: 241.38; 1.8: 8.4594; 1.9: 2011.5; 2: 64.0605; 2.1: 95.0954; 2.2: 2836.5438; 2.3: 67.3645; 2.4: -2839.4231; 2.5: -67.4329
| 2 | 74.55 | 1: -0.38257; 1.1: -2.9852; 1.2: -0.0040032; 1.3: 402.57; 1.4: -0.070847; 1.5: -2.9852; 1.6: 402.57; 1.7: 241.542; 1.8: 8.4594; 1.9: 2012.85; 2: 64.1035; 2.1: 95.0959; 2.2: 2840.3361; 2.3: 67.4093; 2.4: -2843.3213; 2.5: -67.4802
| 2 | 74.6 | 1: -0.39584; 1.1: -3.0908; 1.2: -0.0041448; 1.3: 402.84; 1.4: -0.073304; 1.5: -3.0908; 1.6: 402.84; 1.7: 241.704; 1.8: 8.4594; 1.9: 2014.2; 2: 64.1465; 2.1: 95.0965; 2.2: 2844.131; 2.3: 67.4541; 2.4: -2847.2218; 2.5: -67.5274
| 2 | 74.65 | 1: -0.40906; 1.1: -3.1961; 1.2: -0.0042861; 1.3: 403.11; 1.4: -0.075751; 1.5: -3.1961; 1.6: 403.11; 1.7: 241.866; 1.8: 8.4594; 1.9: 2015.55; 2: 64.1895; 2.1: 95.097; 2.2: 2847.9285; 2.3: 67.499; 2.4: -2851.1246; 2.5: -67.5747
| 2 | 74.7 | 1: -0.42221; 1.1: -3.3011; 1.2: -0.0044269; 1.3: 403.38; 1.4: -0.078188; 1.5: -3.3011; 1.6: 403.38; 1.7: 242.028; 1.8: 8.4594; 1.9: 2016.9; 2: 64.2325; 2.1: 95.0975; 2.2: 2851.7285; 2.3: 67.5438; 2.4: -2855.0296; 2.5: -67.622
| 2 | 74.75 | 1: -0.43532; 1.1: -3.4058; 1.2: -0.0045673; 1.3: 403.65; 1.4: -0.080614; 1.5: -3.4058; 1.6: 403.65; 1.7: 242.19; 1.8: 8.4594; 1.9: 2018.25; 2: 64.2755; 2.1: 95.0981; 2.2: 2855.5311; 2.3: 67.5886; 2.4: -2858.937; 2.5: -67.6692
| 2 | 74.8 | 1: -0.44836; 1.1: -3.5103; 1.2: -0.0047073; 1.3: 403.92; 1.4: -0.08303; 1.5: -3.5103; 1.6: 403.92; 1.7: 242.352; 1.8: 8.4594; 1.9: 2019.6; 2: 64.3185; 2.1: 95.0986; 2.2: 2859.3363; 2.3: 67.6334; 2.4: -2862.8466; 2.5: -67.7165
| 2 | 74.85 | 1: -0.46136; 1.1: -3.6144; 1.2: -0.004847; 1.3: 404.19; 1.4: -0.085437; 1.5: -3.6144; 1.6: 404.19; 1.7: 242.514; 1.8: 8.4594; 1.9: 2020.95; 2: 64.3615; 2.1: 95.0992; 2.2: 2863.1441; 2.3: 67.6783; 2.4: -2866.7585; 2.5: -67.7637
| 2 | 74.9 | 1: -0.4743; 1.1: -3.7183; 1.2: -0.0049863; 1.3: 404.46; 1.4: -0.087833; 1.5: -3.7183; 1.6: 404.46; 1.7: 242.676; 1.8: 8.4594; 1.9: 2022.3; 2: 64.4045; 2.1: 95.0997; 2.2: 2866.9545; 2.3: 67.7231; 2.4: -2870.6728; 2.5: -67.8109
| 2 | 74.95 | 1: -0.48719; 1.1: -3.8219; 1.2: -0.0051252; 1.3: 404.73; 1.4: -0.09022; 1.5: -3.8219; 1.6: 404.73; 1.7: 242.838; 1.8: 8.4594; 1.9: 2023.65; 2: 64.4475; 2.1: 95.1002; 2.2: 2870.7675; 2.3: 67.7679; 2.4: -2874.5893; 2.5: -67.8582
| 2 | 75 | 1: -0.50003; 1.1: -3.9252; 1.2: -0.0052638; 1.3: 405; 1.4: -0.092598; 1.5: -3.9252; 1.6: 405; 1.7: 243; 1.8: 8.4594; 1.9: 2025; 2: 64.4904; 2.1: 95.1008; 2.2: 2874.583; 2.3: 67.8128; 2.4: -2878.5082; 2.5: -67.9054
| 2 | 75.05 | 1: -0.51282; 1.1: -4.0283; 1.2: -0.0054021; 1.3: 405.27; 1.4: -0.094966; 1.5: -4.0283; 1.6: 405.27; 1.7: 243.162; 1.8: 8.4594; 1.9: 2026.35; 2: 64.5334; 2.1: 95.1013; 2.2: 2878.4011; 2.3: 67.8576; 2.4: -2882.4294; 2.5: -67.9526
| 2 | 75.1 | 1: -0.52556; 1.1: -4.1312; 1.2: -0.00554; 1.3: 405.54; 1.4: -0.097326; 1.5: -4.1312; 1.6: 405.54; 1.7: 243.324; 1.8: 8.4594; 1.9: 2027.7; 2: 64.5764; 2.1: 95.1018; 2.2: 2882.2218; 2.3: 67.9024; 2.4: -2886.353; 2.5: -67.9998
| 2 | 75.15 | 1: -0.53825; 1.1: -4.2337; 1.2: -0.0056775; 1.3: 405.81; 1.4: -0.099677; 1.5: -4.2337; 1.6: 405.81; 1.7: 243.486; 1.8: 8.4594; 1.9: 2029.05; 2: 64.6194; 2.1: 95.1023; 2.2: 2886.0451; 2.3: 67.9473; 2.4: -2890.2788; 2.5: -68.0469
| 2 | 75.2 | 1: -0.5509; 1.1: -4.3361; 1.2: -0.0058148; 1.3: 406.08; 1.4: -0.10202; 1.5: -4.3361; 1.6: 406.08; 1.7: 243.648; 1.8: 8.4594; 1.9: 2030.4; 2: 64.6624; 2.1: 95.1028; 2.2: 2889.8709; 2.3: 67.9921; 2.4: -2894.2071; 2.5: -68.0941
| 2 | 75.25 | 1: -0.5635; 1.1: -4.4382; 1.2: -0.0059518; 1.3: 406.35; 1.4: -0.10435; 1.5: -4.4382; 1.6: 406.35; 1.7: 243.81; 1.8: 8.4594; 1.9: 2031.75; 2: 64.7054; 2.1: 95.1034; 2.2: 2893.6994; 2.3: 68.0369; 2.4: -2898.1376; 2.5: -68.1413
| 2 | 75.3 | 1: -0.57606; 1.1: -4.5402; 1.2: -0.0060885; 1.3: 406.62; 1.4: -0.10668; 1.5: -4.5402; 1.6: 406.62; 1.7: 243.972; 1.8: 8.4594; 1.9: 2033.1; 2: 64.7484; 2.1: 95.1039; 2.2: 2897.5304; 2.3: 68.0818; 2.4: -2902.0706; 2.5: -68.1885
| 2 | 75.35 | 1: -0.58857; 1.1: -4.6419; 1.2: -0.0062249; 1.3: 406.89; 1.4: -0.109; 1.5: -4.6419; 1.6: 406.89; 1.7: 244.134; 1.8: 8.4594; 1.9: 2034.45; 2: 64.7914; 2.1: 95.1044; 2.2: 2901.364; 2.3: 68.1266; 2.4: -2906.0059; 2.5: -68.2356
| 2 | 75.4 | 1: -0.60105; 1.1: -4.7434; 1.2: -0.006361; 1.3: 407.16; 1.4: -0.1113; 1.5: -4.7434; 1.6: 407.16; 1.7: 244.296; 1.8: 8.4594; 1.9: 2035.8; 2: 64.8344; 2.1: 95.1049; 2.2: 2905.2002; 2.3: 68.1715; 2.4: -2909.9436; 2.5: -68.2828
| 2 | 75.45 | 1: -0.61348; 1.1: -4.8447; 1.2: -0.0064968; 1.3: 407.43; 1.4: -0.11361; 1.5: -4.8447; 1.6: 407.43; 1.7: 244.458; 1.8: 8.4594; 1.9: 2037.15; 2: 64.8774; 2.1: 95.1054; 2.2: 2909.0389; 2.3: 68.2163; 2.4: -2913.8836; 2.5: -68.3299
| 2 | 75.5 | 1: -0.62586; 1.1: -4.9458; 1.2: -0.0066324; 1.3: 407.7; 1.4: -0.1159; 1.5: -4.9458; 1.6: 407.7; 1.7: 244.62; 1.8: 8.4594; 1.9: 2038.5; 2: 64.9204; 2.1: 95.1059; 2.2: 2912.8803; 2.3: 68.2611; 2.4: -2917.8261; 2.5: -68.377
| 2 | 75.55 | 1: -0.63821; 1.1: -5.0467; 1.2: -0.0067678; 1.3: 407.97; 1.4: -0.11819; 1.5: -5.0467; 1.6: 407.97; 1.7: 244.782; 1.8: 8.4594; 1.9: 2039.85; 2: 64.9634; 2.1: 95.1064; 2.2: 2916.7242; 2.3: 68.306; 2.4: -2921.7709; 2.5: -68.4242
| 2 | 75.6 | 1: -0.65053; 1.1: -5.1475; 1.2: -0.0069029; 1.3: 408.24; 1.4: -0.12047; 1.5: -5.1475; 1.6: 408.24; 1.7: 244.944; 1.8: 8.4594; 1.9: 2041.2; 2: 65.0064; 2.1: 95.1069; 2.2: 2920.5707; 2.3: 68.3508; 2.4: -2925.7182; 2.5: -68.4713
| 2 | 75.65 | 1: -0.6628; 1.1: -5.2481; 1.2: -0.0070378; 1.3: 408.51; 1.4: -0.12274; 1.5: -5.2481; 1.6: 408.51; 1.7: 245.106; 1.8: 8.4594; 1.9: 2042.55; 2: 65.0494; 2.1: 95.1074; 2.2: 2924.4198; 2.3: 68.3957; 2.4: -2929.6678; 2.5: -68.5184
| 2 | 75.7 | 1: -0.67504; 1.1: -5.3485; 1.2: -0.0071725; 1.3: 408.78; 1.4: -0.12501; 1.5: -5.3485; 1.6: 408.78; 1.7: 245.268; 1.8: 8.4594; 1.9: 2043.9; 2: 65.0924; 2.1: 95.1079; 2.2: 2928.2714; 2.3: 68.4405; 2.4: -2933.6199; 2.5: -68.5655
| 2 | 75.75 | 1: -0.68724; 1.1: -5.4488; 1.2: -0.0073069; 1.3: 409.05; 1.4: -0.12727; 1.5: -5.4488; 1.6: 409.05; 1.7: 245.43; 1.8: 8.4594; 1.9: 2045.25; 2: 65.1354; 2.1: 95.1084; 2.2: 2932.1257; 2.3: 68.4854; 2.4: -2937.5744; 2.5: -68.6126
| 2 | 75.8 | 1: -0.69941; 1.1: -5.5489; 1.2: -0.0074412; 1.3: 409.32; 1.4: -0.12952; 1.5: -5.5489; 1.6: 409.32; 1.7: 245.592; 1.8: 8.4594; 1.9: 2046.6; 2: 65.1783; 2.1: 95.1089; 2.2: 2935.9825; 2.3: 68.5302; 2.4: -2941.5314; 2.5: -68.6597
| 2 | 75.85 | 1: -0.71154; 1.1: -5.6489; 1.2: -0.0075753; 1.3: 409.59; 1.4: -0.13177; 1.5: -5.6489; 1.6: 409.59; 1.7: 245.754; 1.8: 8.4594; 1.9: 2047.95; 2: 65.2213; 2.1: 95.1094; 2.2: 2939.8419; 2.3: 68.5751; 2.4: -2945.4908; 2.5: -68.7068
| 2 | 75.9 | 1: -0.72364; 1.1: -5.7488; 1.2: -0.0077092; 1.3: 409.86; 1.4: -0.13401; 1.5: -5.7488; 1.6: 409.86; 1.7: 245.916; 1.8: 8.4594; 1.9: 2049.3; 2: 65.2643; 2.1: 95.1099; 2.2: 2943.7038; 2.3: 68.6199; 2.4: -2949.4526; 2.5: -68.7539
| 2 | 75.95 | 1: -0.73572; 1.1: -5.8485; 1.2: -0.007843; 1.3: 410.13; 1.4: -0.13624; 1.5: -5.8485; 1.6: 410.13; 1.7: 246.078; 1.8: 8.4594; 1.9: 2050.65; 2: 65.3073; 2.1: 95.1104; 2.2: 2947.5684; 2.3: 68.6648; 2.4: -2953.4169; 2.5: -68.801
| 2 | 76 | 1: -0.74776; 1.1: -5.9482; 1.2: -0.0079766; 1.3: 410.4; 1.4: -0.13847; 1.5: -5.9482; 1.6: 410.4; 1.7: 246.24; 1.8: 8.4594; 1.9: 2052; 2: 65.3503; 2.1: 95.1109; 2.2: 2951.4355; 2.3: 68.7096; 2.4: -2957.3837; 2.5: -68.8481
| 2 | 76.05 | 1: -0.75977; 1.1: -6.0477; 1.2: -0.0081101; 1.3: 410.67; 1.4: -0.1407; 1.5: -6.0477; 1.6: 410.67; 1.7: 246.402; 1.8: 8.4594; 1.9: 2053.35; 2: 65.3933; 2.1: 95.1114; 2.2: 2955.3052; 2.3: 68.7545; 2.4: -2961.3529; 2.5: -68.8952
| 2 | 76.1 | 1: -0.77176; 1.1: -6.1471; 1.2: -0.0082435; 1.3: 410.94; 1.4: -0.14292; 1.5: -6.1471; 1.6: 410.94; 1.7: 246.564; 1.8: 8.4594; 1.9: 2054.7; 2: 65.4363; 2.1: 95.1118; 2.2: 2959.1775; 2.3: 68.7993; 2.4: -2965.3246; 2.5: -68.9422
| 2 | 76.15 | 1: -0.78372; 1.1: -6.2465; 1.2: -0.0083767; 1.3: 411.21; 1.4: -0.14513; 1.5: -6.2465; 1.6: 411.21; 1.7: 246.726; 1.8: 8.4594; 1.9: 2056.05; 2: 65.4793; 2.1: 95.1123; 2.2: 2963.0523; 2.3: 68.8442; 2.4: -2969.2988; 2.5: -68.9893
| 2 | 76.2 | 1: -0.79565; 1.1: -6.3458; 1.2: -0.0085098; 1.3: 411.48; 1.4: -0.14734; 1.5: -6.3458; 1.6: 411.48; 1.7: 246.888; 1.8: 8.4594; 1.9: 2057.4; 2: 65.5223; 2.1: 95.1128; 2.2: 2966.9297; 2.3: 68.889; 2.4: -2973.2755; 2.5: -69.0364
| 2 | 76.25 | 1: -0.80756; 1.1: -6.445; 1.2: -0.0086429; 1.3: 411.75; 1.4: -0.14955; 1.5: -6.445; 1.6: 411.75; 1.7: 247.05; 1.8: 8.4594; 1.9: 2058.75; 2: 65.5653; 2.1: 95.1133; 2.2: 2970.8097; 2.3: 68.9339; 2.4: -2977.2547; 2.5: -69.0834
| 2 | 76.3 | 1: -0.81944; 1.1: -6.5441; 1.2: -0.0087758; 1.3: 412.02; 1.4: -0.15175; 1.5: -6.5441; 1.6: 412.02; 1.7: 247.212; 1.8: 8.4594; 1.9: 2060.1; 2: 65.6083; 2.1: 95.1137; 2.2: 2974.6923; 2.3: 68.9788; 2.4: -2981.2364; 2.5: -69.1305
| 2 | 76.35 | 1: -0.8313; 1.1: -6.6432; 1.2: -0.0089087; 1.3: 412.29; 1.4: -0.15395; 1.5: -6.6432; 1.6: 412.29; 1.7: 247.374; 1.8: 8.4594; 1.9: 2061.45; 2: 65.6513; 2.1: 95.1142; 2.2: 2978.5774; 2.3: 69.0236; 2.4: -2985.2206; 2.5: -69.1776
| 2 | 76.4 | 1: -0.84315; 1.1: -6.7422; 1.2: -0.0090415; 1.3: 412.56; 1.4: -0.15614; 1.5: -6.7422; 1.6: 412.56; 1.7: 247.536; 1.8: 8.4594; 1.9: 2062.8; 2: 65.6943; 2.1: 95.1147; 2.2: 2982.4652; 2.3: 69.0685; 2.4: -2989.2074; 2.5: -69.2246
| 2 | 76.45 | 1: -0.85497; 1.1: -6.8413; 1.2: -0.0091743; 1.3: 412.83; 1.4: -0.15833; 1.5: -6.8413; 1.6: 412.83; 1.7: 247.698; 1.8: 8.4594; 1.9: 2064.15; 2: 65.7373; 2.1: 95.1152; 2.2: 2986.3555; 2.3: 69.1133; 2.4: -2993.1967; 2.5: -69.2717
| 2 | 76.5 | 1: -0.86677; 1.1: -6.9402; 1.2: -0.009307; 1.3: 413.1; 1.4: -0.16051; 1.5: -6.9402; 1.6: 413.1; 1.7: 247.86; 1.8: 8.4594; 1.9: 2065.5; 2: 65.7803; 2.1: 95.1156; 2.2: 2990.2483; 2.3: 69.1582; 2.4: -2997.1886; 2.5: -69.3187
| 2 | 76.55 | 1: -0.87856; 1.1: -7.0392; 1.2: -0.0094397; 1.3: 413.37; 1.4: -0.1627; 1.5: -7.0392; 1.6: 413.37; 1.7: 248.022; 1.8: 8.4594; 1.9: 2066.85; 2: 65.8232; 2.1: 95.1161; 2.2: 2994.1438; 2.3: 69.2031; 2.4: -3001.183; 2.5: -69.3658
| 2 | 76.6 | 1: -0.89033; 1.1: -7.1382; 1.2: -0.0095724; 1.3: 413.64; 1.4: -0.16488; 1.5: -7.1382; 1.6: 413.64; 1.7: 248.184; 1.8: 8.4594; 1.9: 2068.2; 2: 65.8662; 2.1: 95.1166; 2.2: 2998.0418; 2.3: 69.2479; 2.4: -3005.1799; 2.5: -69.4128
| 2 | 76.65 | 1: -0.90208; 1.1: -7.2371; 1.2: -0.0097051; 1.3: 413.91; 1.4: -0.16705; 1.5: -7.2371; 1.6: 413.91; 1.7: 248.346; 1.8: 8.4594; 1.9: 2069.55; 2: 65.9092; 2.1: 95.117; 2.2: 3001.9423; 2.3: 69.2928; 2.4: -3009.1794; 2.5: -69.4598
| 2 | 76.7 | 1: -0.91382; 1.1: -7.3361; 1.2: -0.0098378; 1.3: 414.18; 1.4: -0.16923; 1.5: -7.3361; 1.6: 414.18; 1.7: 248.508; 1.8: 8.4594; 1.9: 2070.9; 2: 65.9522; 2.1: 95.1175; 2.2: 3005.8455; 2.3: 69.3377; 2.4: -3013.1816; 2.5: -69.5069
| 2 | 76.75 | 1: -0.92554; 1.1: -7.435; 1.2: -0.0099706; 1.3: 414.45; 1.4: -0.1714; 1.5: -7.435; 1.6: 414.45; 1.7: 248.67; 1.8: 8.4594; 1.9: 2072.25; 2: 65.9952; 2.1: 95.1179; 2.2: 3009.7512; 2.3: 69.3825; 2.4: -3017.1863; 2.5: -69.5539
| 2 | 76.8 | 1: -0.93726; 1.1: -7.5341; 1.2: -0.010103; 1.3: 414.72; 1.4: -0.17357; 1.5: -7.5341; 1.6: 414.72; 1.7: 248.832; 1.8: 8.4594; 1.9: 2073.6; 2: 66.0382; 2.1: 95.1184; 2.2: 3013.6595; 2.3: 69.4274; 2.4: -3021.1936; 2.5: -69.601
| 2 | 76.85 | 1: -0.94896; 1.1: -7.6331; 1.2: -0.010236; 1.3: 414.99; 1.4: -0.17573; 1.5: -7.6331; 1.6: 414.99; 1.7: 248.994; 1.8: 8.4594; 1.9: 2074.95; 2: 66.0812; 2.1: 95.1189; 2.2: 3017.5704; 2.3: 69.4723; 2.4: -3025.2035; 2.5: -69.648
| 2 | 76.9 | 1: -0.96065; 1.1: -7.7322; 1.2: -0.010369; 1.3: 415.26; 1.4: -0.1779; 1.5: -7.7322; 1.6: 415.26; 1.7: 249.156; 1.8: 8.4594; 1.9: 2076.3; 2: 66.1242; 2.1: 95.1193; 2.2: 3021.4838; 2.3: 69.5171; 2.4: -3029.216; 2.5: -69.695
| 2 | 76.95 | 1: -0.97234; 1.1: -7.8313; 1.2: -0.010502; 1.3: 415.53; 1.4: -0.18006; 1.5: -7.8313; 1.6: 415.53; 1.7: 249.318; 1.8: 8.4594; 1.9: 2077.65; 2: 66.1672; 2.1: 95.1198; 2.2: 3025.3998; 2.3: 69.562; 2.4: -3033.2311; 2.5: -69.7421
| 2 | 77 | 1: -0.98402; 1.1: -7.9305; 1.2: -0.010635; 1.3: 415.8; 1.4: -0.18223; 1.5: -7.9305; 1.6: 415.8; 1.7: 249.48; 1.8: 8.4594; 1.9: 2079; 2: 66.2102; 2.1: 95.1202; 2.2: 3029.3184; 2.3: 69.6069; 2.4: -3037.2489; 2.5: -69.7891
| 2 | 77.05 | 1: -0.99569; 1.1: -8.0298; 1.2: -0.010768; 1.3: 416.07; 1.4: -0.18439; 1.5: -8.0298; 1.6: 416.07; 1.7: 249.642; 1.8: 8.4594; 1.9: 2080.35; 2: 66.2532; 2.1: 95.1207; 2.2: 3033.2395; 2.3: 69.6517; 2.4: -3041.2693; 2.5: -69.8361
| 2 | 77.1 | 1: -1.0074; 1.1: -8.1292; 1.2: -0.010901; 1.3: 416.34; 1.4: -0.18655; 1.5: -8.1292; 1.6: 416.34; 1.7: 249.804; 1.8: 8.4594; 1.9: 2081.7; 2: 66.2962; 2.1: 95.1211; 2.2: 3037.1632; 2.3: 69.6966; 2.4: -3045.2924; 2.5: -69.8831
| 2 | 77.15 | 1: -1.019; 1.1: -8.2286; 1.2: -0.011035; 1.3: 416.61; 1.4: -0.18871; 1.5: -8.2286; 1.6: 416.61; 1.7: 249.966; 1.8: 8.4594; 1.9: 2083.05; 2: 66.3392; 2.1: 95.1216; 2.2: 3041.0895; 2.3: 69.7415; 2.4: -3049.3181; 2.5: -69.9302
| 2 | 77.2 | 1: -1.0307; 1.1: -8.3282; 1.2: -0.011168; 1.3: 416.88; 1.4: -0.19087; 1.5: -8.3282; 1.6: 416.88; 1.7: 250.128; 1.8: 8.4594; 1.9: 2084.4; 2: 66.3822; 2.1: 95.122; 2.2: 3045.0183; 2.3: 69.7863; 2.4: -3053.3465; 2.5: -69.9772
| 2 | 77.25 | 1: -1.0423; 1.1: -8.4279; 1.2: -0.011302; 1.3: 417.15; 1.4: -0.19303; 1.5: -8.4279; 1.6: 417.15; 1.7: 250.29; 1.8: 8.4594; 1.9: 2085.75; 2: 66.4252; 2.1: 95.1224; 2.2: 3048.9497; 2.3: 69.8312; 2.4: -3057.3776; 2.5: -70.0242
| 2 | 77.3 | 1: -1.054; 1.1: -8.5277; 1.2: -0.011436; 1.3: 417.42; 1.4: -0.19519; 1.5: -8.5277; 1.6: 417.42; 1.7: 250.452; 1.8: 8.4594; 1.9: 2087.1; 2: 66.4682; 2.1: 95.1229; 2.2: 3052.8837; 2.3: 69.8761; 2.4: -3061.4113; 2.5: -70.0713
| 2 | 77.35 | 1: -1.0657; 1.1: -8.6276; 1.2: -0.01157; 1.3: 417.69; 1.4: -0.19735; 1.5: -8.6276; 1.6: 417.69; 1.7: 250.614; 1.8: 8.4594; 1.9: 2088.45; 2: 66.5111; 2.1: 95.1233; 2.2: 3056.8202; 2.3: 69.921; 2.4: -3065.4478; 2.5: -70.1183
| 2 | 77.4 | 1: -1.0773; 1.1: -8.7277; 1.2: -0.011704; 1.3: 417.96; 1.4: -0.19951; 1.5: -8.7277; 1.6: 417.96; 1.7: 250.776; 1.8: 8.4594; 1.9: 2089.8; 2: 66.5541; 2.1: 95.1238; 2.2: 3060.7593; 2.3: 69.9658; 2.4: -3069.4869; 2.5: -70.1653
| 2 | 77.45 | 1: -1.089; 1.1: -8.8279; 1.2: -0.011838; 1.3: 418.23; 1.4: -0.20167; 1.5: -8.8279; 1.6: 418.23; 1.7: 250.938; 1.8: 8.4594; 1.9: 2091.15; 2: 66.5971; 2.1: 95.1242; 2.2: 3064.7009; 2.3: 70.0107; 2.4: -3073.5288; 2.5: -70.2124
| 2 | 77.5 | 1: -1.1007; 1.1: -8.9283; 1.2: -0.011973; 1.3: 418.5; 1.4: -0.20383; 1.5: -8.9283; 1.6: 418.5; 1.7: 251.1; 1.8: 8.4594; 1.9: 2092.5; 2: 66.6401; 2.1: 95.1246; 2.2: 3068.6452; 2.3: 70.0556; 2.4: -3077.5734; 2.5: -70.2594
| 2 | 77.55 | 1: -1.1123; 1.1: -9.0288; 1.2: -0.012108; 1.3: 418.77; 1.4: -0.20599; 1.5: -9.0288; 1.6: 418.77; 1.7: 251.262; 1.8: 8.4594; 1.9: 2093.85; 2: 66.6831; 2.1: 95.1251; 2.2: 3072.5919; 2.3: 70.1005; 2.4: -3081.6208; 2.5: -70.3065
| 2 | 77.6 | 1: -1.124; 1.1: -9.1296; 1.2: -0.012243; 1.3: 419.04; 1.4: -0.20815; 1.5: -9.1296; 1.6: 419.04; 1.7: 251.424; 1.8: 8.4594; 1.9: 2095.2; 2: 66.7261; 2.1: 95.1255; 2.2: 3076.5413; 2.3: 70.1453; 2.4: -3085.6709; 2.5: -70.3535
| 2 | 77.65 | 1: -1.1357; 1.1: -9.2305; 1.2: -0.012378; 1.3: 419.31; 1.4: -0.21032; 1.5: -9.2305; 1.6: 419.31; 1.7: 251.586; 1.8: 8.4594; 1.9: 2096.55; 2: 66.7691; 2.1: 95.1259; 2.2: 3080.4932; 2.3: 70.1902; 2.4: -3089.7237; 2.5: -70.4005
| 2 | 77.7 | 1: -1.1474; 1.1: -9.3317; 1.2: -0.012514; 1.3: 419.58; 1.4: -0.21249; 1.5: -9.3317; 1.6: 419.58; 1.7: 251.748; 1.8: 8.4594; 1.9: 2097.9; 2: 66.8121; 2.1: 95.1264; 2.2: 3084.4476; 2.3: 70.2351; 2.4: -3093.7793; 2.5: -70.4476
| 2 | 77.75 | 1: -1.1592; 1.1: -9.433; 1.2: -0.01265; 1.3: 419.85; 1.4: -0.21466; 1.5: -9.433; 1.6: 419.85; 1.7: 251.91; 1.8: 8.4594; 1.9: 2099.25; 2: 66.8551; 2.1: 95.1268; 2.2: 3088.4047; 2.3: 70.28; 2.4: -3097.8377; 2.5: -70.4946
| 2 | 77.8 | 1: -1.1709; 1.1: -9.5346; 1.2: -0.012786; 1.3: 420.12; 1.4: -0.21683; 1.5: -9.5346; 1.6: 420.12; 1.7: 252.072; 1.8: 8.4594; 1.9: 2100.6; 2: 66.8981; 2.1: 95.1272; 2.2: 3092.3642; 2.3: 70.3249; 2.4: -3101.8988; 2.5: -70.5417
| 2 | 77.85 | 1: -1.1826; 1.1: -9.6364; 1.2: -0.012923; 1.3: 420.39; 1.4: -0.21901; 1.5: -9.6364; 1.6: 420.39; 1.7: 252.234; 1.8: 8.4594; 1.9: 2101.95; 2: 66.9411; 2.1: 95.1277; 2.2: 3096.3264; 2.3: 70.3697; 2.4: -3105.9628; 2.5: -70.5887
| 2 | 77.9 | 1: -1.1944; 1.1: -9.7385; 1.2: -0.01306; 1.3: 420.66; 1.4: -0.22118; 1.5: -9.7385; 1.6: 420.66; 1.7: 252.396; 1.8: 8.4594; 1.9: 2103.3; 2: 66.9841; 2.1: 95.1281; 2.2: 3100.2911; 2.3: 70.4146; 2.4: -3110.0295; 2.5: -70.6358
| 2 | 77.95 | 1: -1.2062; 1.1: -9.8408; 1.2: -0.013197; 1.3: 420.93; 1.4: -0.22336; 1.5: -9.8408; 1.6: 420.93; 1.7: 252.558; 1.8: 8.4594; 1.9: 2104.65; 2: 67.0271; 2.1: 95.1285; 2.2: 3104.2583; 2.3: 70.4595; 2.4: -3114.0991; 2.5: -70.6829
| 2 | 78 | 1: -1.218; 1.1: -9.9434; 1.2: -0.013334; 1.3: 421.2; 1.4: -0.22555; 1.5: -9.9434; 1.6: 421.2; 1.7: 252.72; 1.8: 8.4594; 1.9: 2106; 2: 67.0701; 2.1: 95.1289; 2.2: 3108.2281; 2.3: 70.5044; 2.4: -3118.1715; 2.5: -70.7299
| 2 | 78.05 | 1: -1.2298; 1.1: -10.0463; 1.2: -0.013472; 1.3: 421.47; 1.4: -0.22774; 1.5: -10.0463; 1.6: 421.47; 1.7: 252.882; 1.8: 8.4594; 1.9: 2107.35; 2: 67.1131; 2.1: 95.1293; 2.2: 3112.2005; 2.3: 70.5493; 2.4: -3122.2468; 2.5: -70.777
| 2 | 78.1 | 1: -1.2416; 1.1: -10.1495; 1.2: -0.013611; 1.3: 421.74; 1.4: -0.22993; 1.5: -10.1495; 1.6: 421.74; 1.7: 253.044; 1.8: 8.4594; 1.9: 2108.7; 2: 67.1561; 2.1: 95.1298; 2.2: 3116.1754; 2.3: 70.5941; 2.4: -3126.3248; 2.5: -70.8241
| 2 | 78.15 | 1: -1.2535; 1.1: -10.2529; 1.2: -0.013749; 1.3: 422.01; 1.4: -0.23212; 1.5: -10.2529; 1.6: 422.01; 1.7: 253.206; 1.8: 8.4594; 1.9: 2110.05; 2: 67.199; 2.1: 95.1302; 2.2: 3120.1528; 2.3: 70.639; 2.4: -3130.4058; 2.5: -70.8712
| 2 | 78.2 | 1: -1.2653; 1.1: -10.3567; 1.2: -0.013889; 1.3: 422.28; 1.4: -0.23432; 1.5: -10.3567; 1.6: 422.28; 1.7: 253.368; 1.8: 8.4594; 1.9: 2111.4; 2: 67.242; 2.1: 95.1306; 2.2: 3124.1329; 2.3: 70.6839; 2.4: -3134.4896; 2.5: -70.9182
| 2 | 78.25 | 1: -1.2772; 1.1: -10.4608; 1.2: -0.014028; 1.3: 422.55; 1.4: -0.23653; 1.5: -10.4608; 1.6: 422.55; 1.7: 253.53; 1.8: 8.4594; 1.9: 2112.75; 2: 67.285; 2.1: 95.131; 2.2: 3128.1154; 2.3: 70.7288; 2.4: -3138.5763; 2.5: -70.9653
| 2 | 78.3 | 1: -1.2892; 1.1: -10.5653; 1.2: -0.014168; 1.3: 422.82; 1.4: -0.23874; 1.5: -10.5653; 1.6: 422.82; 1.7: 253.692; 1.8: 8.4594; 1.9: 2114.1; 2: 67.328; 2.1: 95.1314; 2.2: 3132.1005; 2.3: 70.7737; 2.4: -3142.6658; 2.5: -71.0124
| 2 | 78.35 | 1: -1.3011; 1.1: -10.6701; 1.2: -0.014309; 1.3: 423.09; 1.4: -0.24095; 1.5: -10.6701; 1.6: 423.09; 1.7: 253.854; 1.8: 8.4594; 1.9: 2115.45; 2: 67.371; 2.1: 95.1319; 2.2: 3136.0882; 2.3: 70.8186; 2.4: -3146.7583; 2.5: -71.0595
| 2 | 78.4 | 1: -1.3131; 1.1: -10.7752; 1.2: -0.01445; 1.3: 423.36; 1.4: -0.24317; 1.5: -10.7752; 1.6: 423.36; 1.7: 254.016; 1.8: 8.4594; 1.9: 2116.8; 2: 67.414; 2.1: 95.1323; 2.2: 3140.0784; 2.3: 70.8634; 2.4: -3150.8537; 2.5: -71.1066
| 2 | 78.45 | 1: -1.3251; 1.1: -10.8808; 1.2: -0.014591; 1.3: 423.63; 1.4: -0.24539; 1.5: -10.8808; 1.6: 423.63; 1.7: 254.178; 1.8: 8.4594; 1.9: 2118.15; 2: 67.457; 2.1: 95.1327; 2.2: 3144.0712; 2.3: 70.9083; 2.4: -3154.952; 2.5: -71.1537
| 2 | 78.5 | 1: -1.3372; 1.1: -10.9867; 1.2: -0.014733; 1.3: 423.9; 1.4: -0.24762; 1.5: -10.9867; 1.6: 423.9; 1.7: 254.34; 1.8: 8.4594; 1.9: 2119.5; 2: 67.5; 2.1: 95.1331; 2.2: 3148.0665; 2.3: 70.9532; 2.4: -3159.0532; 2.5: -71.2008
| 2 | 78.55 | 1: -1.3493; 1.1: -11.093; 1.2: -0.014876; 1.3: 424.17; 1.4: -0.24986; 1.5: -11.093; 1.6: 424.17; 1.7: 254.502; 1.8: 8.4594; 1.9: 2120.85; 2: 67.543; 2.1: 95.1335; 2.2: 3152.0644; 2.3: 70.9981; 2.4: -3163.1574; 2.5: -71.248
| 2 | 78.6 | 1: -1.3614; 1.1: -11.1997; 1.2: -0.015019; 1.3: 424.44; 1.4: -0.2521; 1.5: -11.1997; 1.6: 424.44; 1.7: 254.664; 1.8: 8.4594; 1.9: 2122.2; 2: 67.586; 2.1: 95.1339; 2.2: 3156.0648; 2.3: 71.043; 2.4: -3167.2645; 2.5: -71.2951
| 2 | 78.65 | 1: -1.3735; 1.1: -11.3068; 1.2: -0.015163; 1.3: 424.71; 1.4: -0.25435; 1.5: -11.3068; 1.6: 424.71; 1.7: 254.826; 1.8: 8.4594; 1.9: 2123.55; 2: 67.629; 2.1: 95.1343; 2.2: 3160.0677; 2.3: 71.0879; 2.4: -3171.3746; 2.5: -71.3422
| 2 | 78.7 | 1: -1.3857; 1.1: -11.4144; 1.2: -0.015307; 1.3: 424.98; 1.4: -0.25661; 1.5: -11.4144; 1.6: 424.98; 1.7: 254.988; 1.8: 8.4594; 1.9: 2124.9; 2: 67.672; 2.1: 95.1348; 2.2: 3164.0732; 2.3: 71.1328; 2.4: -3175.4876; 2.5: -71.3894
| 2 | 78.75 | 1: -1.3979; 1.1: -11.5224; 1.2: -0.015452; 1.3: 425.25; 1.4: -0.25887; 1.5: -11.5224; 1.6: 425.25; 1.7: 255.15; 1.8: 8.4594; 1.9: 2126.25; 2: 67.715; 2.1: 95.1352; 2.2: 3168.0813; 2.3: 71.1776; 2.4: -3179.6037; 2.5: -71.4365
| 2 | 78.8 | 1: -1.4102; 1.1: -11.6308; 1.2: -0.015597; 1.3: 425.52; 1.4: -0.26115; 1.5: -11.6308; 1.6: 425.52; 1.7: 255.312; 1.8: 8.4594; 1.9: 2127.6; 2: 67.758; 2.1: 95.1356; 2.2: 3172.0919; 2.3: 71.2225; 2.4: -3183.7227; 2.5: -71.4837
| 2 | 78.85 | 1: -1.4225; 1.1: -11.7398; 1.2: -0.015743; 1.3: 425.79; 1.4: -0.26342; 1.5: -11.7398; 1.6: 425.79; 1.7: 255.474; 1.8: 8.4594; 1.9: 2128.95; 2: 67.801; 2.1: 95.136; 2.2: 3176.105; 2.3: 71.2674; 2.4: -3187.8448; 2.5: -71.5308
| 2 | 78.9 | 1: -1.4348; 1.1: -11.8492; 1.2: -0.01589; 1.3: 426.06; 1.4: -0.26571; 1.5: -11.8492; 1.6: 426.06; 1.7: 255.636; 1.8: 8.4594; 1.9: 2130.3; 2: 67.8439; 2.1: 95.1364; 2.2: 3180.1206; 2.3: 71.3123; 2.4: -3191.9698; 2.5: -71.578
| 2 | 78.95 | 1: -1.4472; 1.1: -11.9591; 1.2: -0.016037; 1.3: 426.33; 1.4: -0.26801; 1.5: -11.9591; 1.6: 426.33; 1.7: 255.798; 1.8: 8.4594; 1.9: 2131.65; 2: 67.8869; 2.1: 95.1368; 2.2: 3184.1388; 2.3: 71.3572; 2.4: -3196.0979; 2.5: -71.6252
| 2 | 79 | 1: -1.4597; 1.1: -12.0695; 1.2: -0.016185; 1.3: 426.6; 1.4: -0.27031; 1.5: -12.0695; 1.6: 426.6; 1.7: 255.96; 1.8: 8.4594; 1.9: 2133; 2: 67.9299; 2.1: 95.1372; 2.2: 3188.1596; 2.3: 71.4021; 2.4: -3200.2291; 2.5: -71.6724
| 2 | 79.05 | 1: -1.4722; 1.1: -12.1804; 1.2: -0.016334; 1.3: 426.87; 1.4: -0.27262; 1.5: -12.1804; 1.6: 426.87; 1.7: 256.122; 1.8: 8.4594; 1.9: 2134.35; 2: 67.9729; 2.1: 95.1376; 2.2: 3192.1829; 2.3: 71.447; 2.4: -3204.3633; 2.5: -71.7196
| 2 | 79.1 | 1: -1.4847; 1.1: -12.2919; 1.2: -0.016484; 1.3: 427.14; 1.4: -0.27494; 1.5: -12.2919; 1.6: 427.14; 1.7: 256.284; 1.8: 8.4594; 1.9: 2135.7; 2: 68.0159; 2.1: 95.138; 2.2: 3196.2087; 2.3: 71.4918; 2.4: -3208.5006; 2.5: -71.7668
| 2 | 79.15 | 1: -1.4973; 1.1: -12.4039; 1.2: -0.016634; 1.3: 427.41; 1.4: -0.27727; 1.5: -12.4039; 1.6: 427.41; 1.7: 256.446; 1.8: 8.4594; 1.9: 2137.05; 2: 68.0589; 2.1: 95.1384; 2.2: 3200.237; 2.3: 71.5367; 2.4: -3212.6409; 2.5: -71.814
| 2 | 79.2 | 1: -1.5099; 1.1: -12.5164; 1.2: -0.016785; 1.3: 427.68; 1.4: -0.27961; 1.5: -12.5164; 1.6: 427.68; 1.7: 256.608; 1.8: 8.4594; 1.9: 2138.4; 2: 68.1019; 2.1: 95.1388; 2.2: 3204.2679; 2.3: 71.5816; 2.4: -3216.7844; 2.5: -71.8612
| 2 | 79.25 | 1: -1.5226; 1.1: -12.6296; 1.2: -0.016937; 1.3: 427.95; 1.4: -0.28196; 1.5: -12.6296; 1.6: 427.95; 1.7: 256.77; 1.8: 8.4594; 1.9: 2139.75; 2: 68.1449; 2.1: 95.1392; 2.2: 3208.3013; 2.3: 71.6265; 2.4: -3220.9309; 2.5: -71.9085
| 2 | 79.3 | 1: -1.5353; 1.1: -12.7433; 1.2: -0.017089; 1.3: 428.22; 1.4: -0.28432; 1.5: -12.7433; 1.6: 428.22; 1.7: 256.932; 1.8: 8.4594; 1.9: 2141.1; 2: 68.1879; 2.1: 95.1396; 2.2: 3212.3373; 2.3: 71.6714; 2.4: -3225.0806; 2.5: -71.9557
| 2 | 79.35 | 1: -1.5481; 1.1: -12.8576; 1.2: -0.017242; 1.3: 428.49; 1.4: -0.28669; 1.5: -12.8576; 1.6: 428.49; 1.7: 257.094; 1.8: 8.4594; 1.9: 2142.45; 2: 68.2309; 2.1: 95.14; 2.2: 3216.3757; 2.3: 71.7163; 2.4: -3229.2333; 2.5: -72.003
| 2 | 79.4 | 1: -1.561; 1.1: -12.9725; 1.2: -0.017396; 1.3: 428.76; 1.4: -0.28907; 1.5: -12.9725; 1.6: 428.76; 1.7: 257.256; 1.8: 8.4594; 1.9: 2143.8; 2: 68.2739; 2.1: 95.1404; 2.2: 3220.4168; 2.3: 71.7612; 2.4: -3233.3893; 2.5: -72.0502
| 2 | 79.45 | 1: -1.5739; 1.1: -13.088; 1.2: -0.017551; 1.3: 429.03; 1.4: -0.29146; 1.5: -13.088; 1.6: 429.03; 1.7: 257.418; 1.8: 8.4594; 1.9: 2145.15; 2: 68.3169; 2.1: 95.1409; 2.2: 3224.4603; 2.3: 71.806; 2.4: -3237.5483; 2.5: -72.0975
| 2 | 79.5 | 1: -1.5869; 1.1: -13.2042; 1.2: -0.017707; 1.3: 429.3; 1.4: -0.29386; 1.5: -13.2042; 1.6: 429.3; 1.7: 257.58; 1.8: 8.4594; 1.9: 2146.5; 2: 68.3599; 2.1: 95.1413; 2.2: 3228.5064; 2.3: 71.8509; 2.4: -3241.7106; 2.5: -72.1448
| 2 | 79.55 | 1: -1.5999; 1.1: -13.321; 1.2: -0.017864; 1.3: 429.57; 1.4: -0.29628; 1.5: -13.321; 1.6: 429.57; 1.7: 257.742; 1.8: 8.4594; 1.9: 2147.85; 2: 68.4029; 2.1: 95.1417; 2.2: 3232.5549; 2.3: 71.8958; 2.4: -3245.876; 2.5: -72.1921
| 2 | 79.6 | 1: -1.613; 1.1: -13.4385; 1.2: -0.018021; 1.3: 429.84; 1.4: -0.2987; 1.5: -13.4385; 1.6: 429.84; 1.7: 257.904; 1.8: 8.4594; 1.9: 2149.2; 2: 68.4459; 2.1: 95.1421; 2.2: 3236.6061; 2.3: 71.9407; 2.4: -3250.0446; 2.5: -72.2394
| 2 | 79.65 | 1: -1.6261; 1.1: -13.5567; 1.2: -0.01818; 1.3: 430.11; 1.4: -0.30114; 1.5: -13.5567; 1.6: 430.11; 1.7: 258.066; 1.8: 8.4594; 1.9: 2150.55; 2: 68.4889; 2.1: 95.1425; 2.2: 3240.6597; 2.3: 71.9856; 2.4: -3254.2164; 2.5: -72.2867
| 2 | 79.7 | 1: -1.6394; 1.1: -13.6756; 1.2: -0.018339; 1.3: 430.38; 1.4: -0.30359; 1.5: -13.6756; 1.6: 430.38; 1.7: 258.228; 1.8: 8.4594; 1.9: 2151.9; 2: 68.5318; 2.1: 95.1429; 2.2: 3244.7159; 2.3: 72.0305; 2.4: -3258.3914; 2.5: -72.334
| 2 | 79.75 | 1: -1.6527; 1.1: -13.7951; 1.2: -0.0185; 1.3: 430.65; 1.4: -0.30605; 1.5: -13.7951; 1.6: 430.65; 1.7: 258.39; 1.8: 8.4594; 1.9: 2153.25; 2: 68.5748; 2.1: 95.1433; 2.2: 3248.7745; 2.3: 72.0753; 2.4: -3262.5697; 2.5: -72.3814
| 2 | 79.8 | 1: -1.666; 1.1: -13.9154; 1.2: -0.018661; 1.3: 430.92; 1.4: -0.30853; 1.5: -13.9154; 1.6: 430.92; 1.7: 258.552; 1.8: 8.4594; 1.9: 2154.6; 2: 68.6178; 2.1: 95.1437; 2.2: 3252.8357; 2.3: 72.1202; 2.4: -3266.7511; 2.5: -72.4288
| 2 | 79.85 | 1: -1.6795; 1.1: -14.0364; 1.2: -0.018823; 1.3: 431.19; 1.4: -0.31101; 1.5: -14.0364; 1.6: 431.19; 1.7: 258.714; 1.8: 8.4594; 1.9: 2155.95; 2: 68.6608; 2.1: 95.1441; 2.2: 3256.8995; 2.3: 72.1651; 2.4: -3270.9359; 2.5: -72.4761
| 2 | 79.9 | 1: -1.693; 1.1: -14.1582; 1.2: -0.018986; 1.3: 431.46; 1.4: -0.31351; 1.5: -14.1582; 1.6: 431.46; 1.7: 258.876; 1.8: 8.4594; 1.9: 2157.3; 2: 68.7038; 2.1: 95.1445; 2.2: 3260.9657; 2.3: 72.21; 2.4: -3275.1239; 2.5: -72.5235
| 2 | 79.95 | 1: -1.7066; 1.1: -14.2807; 1.2: -0.019151; 1.3: 431.73; 1.4: -0.31603; 1.5: -14.2807; 1.6: 431.73; 1.7: 259.038; 1.8: 8.4594; 1.9: 2158.65; 2: 68.7468; 2.1: 95.1449; 2.2: 3265.0345; 2.3: 72.2549; 2.4: -3279.3151; 2.5: -72.5709
| 2 | 80 | 1: -1.7202; 1.1: -14.404; 1.2: -0.019316; 1.3: 432; 1.4: -0.31856; 1.5: -14.404; 1.6: 432; 1.7: 259.2; 1.8: 8.4594; 1.9: 2160; 2: 68.7898; 2.1: 95.1453; 2.2: 3269.1057; 2.3: 72.2998; 2.4: -3283.5097; 2.5: -72.6183
| 2 | 80.05 | 1: -1.734; 1.1: -14.5281; 1.2: -0.019482; 1.3: 432.27; 1.4: -0.3211; 1.5: -14.5281; 1.6: 432.27; 1.7: 259.362; 1.8: 8.4594; 1.9: 2161.35; 2: 68.8328; 2.1: 95.1457; 2.2: 3273.1795; 2.3: 72.3446; 2.4: -3287.7076; 2.5: -72.6657
| 2 | 80.1 | 1: -1.7478; 1.1: -14.6529; 1.2: -0.01965; 1.3: 432.54; 1.4: -0.32366; 1.5: -14.6529; 1.6: 432.54; 1.7: 259.524; 1.8: 8.4594; 1.9: 2162.7; 2: 68.8758; 2.1: 95.1461; 2.2: 3277.2558; 2.3: 72.3895; 2.4: -3291.9088; 2.5: -72.7132
| 2 | 80.15 | 1: -1.7617; 1.1: -14.7786; 1.2: -0.019818; 1.3: 432.81; 1.4: -0.32623; 1.5: -14.7786; 1.6: 432.81; 1.7: 259.686; 1.8: 8.4594; 1.9: 2164.05; 2: 68.9188; 2.1: 95.1465; 2.2: 3281.3346; 2.3: 72.4344; 2.4: -3296.1133; 2.5: -72.7606
| 2 | 80.2 | 1: -1.7756; 1.1: -14.9052; 1.2: -0.019988; 1.3: 433.08; 1.4: -0.32882; 1.5: -14.9052; 1.6: 433.08; 1.7: 259.848; 1.8: 8.4594; 1.9: 2165.4; 2: 68.9618; 2.1: 95.1469; 2.2: 3285.416; 2.3: 72.4793; 2.4: -3300.3211; 2.5: -72.8081
| 2 | 80.25 | 1: -1.7897; 1.1: -15.0326; 1.2: -0.020159; 1.3: 433.35; 1.4: -0.33143; 1.5: -15.0326; 1.6: 433.35; 1.7: 260.01; 1.8: 8.4594; 1.9: 2166.75; 2: 69.0048; 2.1: 95.1473; 2.2: 3289.4998; 2.3: 72.5242; 2.4: -3304.5324; 2.5: -72.8556
| 2 | 80.3 | 1: -1.8038; 1.1: -15.1608; 1.2: -0.020331; 1.3: 433.62; 1.4: -0.33405; 1.5: -15.1608; 1.6: 433.62; 1.7: 260.172; 1.8: 8.4594; 1.9: 2168.1; 2: 69.0478; 2.1: 95.1477; 2.2: 3293.5861; 2.3: 72.569; 2.4: -3308.747; 2.5: -72.9031
| 2 | 80.35 | 1: -1.8181; 1.1: -15.29; 1.2: -0.020504; 1.3: 433.89; 1.4: -0.33668; 1.5: -15.29; 1.6: 433.89; 1.7: 260.334; 1.8: 8.4594; 1.9: 2169.45; 2: 69.0908; 2.1: 95.1481; 2.2: 3297.675; 2.3: 72.6139; 2.4: -3312.9649; 2.5: -72.9506
| 2 | 80.4 | 1: -1.8324; 1.1: -15.42; 1.2: -0.020679; 1.3: 434.16; 1.4: -0.33933; 1.5: -15.42; 1.6: 434.16; 1.7: 260.496; 1.8: 8.4594; 1.9: 2170.8; 2: 69.1338; 2.1: 95.1485; 2.2: 3301.7663; 2.3: 72.6588; 2.4: -3317.1863; 2.5: -72.9981
| 2 | 80.45 | 1: -1.8468; 1.1: -15.5509; 1.2: -0.020854; 1.3: 434.43; 1.4: -0.342; 1.5: -15.5509; 1.6: 434.43; 1.7: 260.658; 1.8: 8.4594; 1.9: 2172.15; 2: 69.1768; 2.1: 95.1489; 2.2: 3305.8602; 2.3: 72.7037; 2.4: -3321.4111; 2.5: -73.0457
| 2 | 80.5 | 1: -1.8613; 1.1: -15.6828; 1.2: -0.021031; 1.3: 434.7; 1.4: -0.34469; 1.5: -15.6828; 1.6: 434.7; 1.7: 260.82; 1.8: 8.4594; 1.9: 2173.5; 2: 69.2197; 2.1: 95.1493; 2.2: 3309.9565; 2.3: 72.7485; 2.4: -3325.6393; 2.5: -73.0932
| 2 | 80.55 | 1: -1.8759; 1.1: -15.8156; 1.2: -0.021209; 1.3: 434.97; 1.4: -0.34739; 1.5: -15.8156; 1.6: 434.97; 1.7: 260.982; 1.8: 8.4594; 1.9: 2174.85; 2: 69.2627; 2.1: 95.1497; 2.2: 3314.0554; 2.3: 72.7934; 2.4: -3329.8709; 2.5: -73.1408
| 2 | 80.6 | 1: -1.8906; 1.1: -15.9493; 1.2: -0.021388; 1.3: 435.24; 1.4: -0.35011; 1.5: -15.9493; 1.6: 435.24; 1.7: 261.144; 1.8: 8.4594; 1.9: 2176.2; 2: 69.3057; 2.1: 95.1501; 2.2: 3318.1567; 2.3: 72.8383; 2.4: -3334.106; 2.5: -73.1884
| 2 | 80.65 | 1: -1.9054; 1.1: -16.084; 1.2: -0.021569; 1.3: 435.51; 1.4: -0.35285; 1.5: -16.084; 1.6: 435.51; 1.7: 261.306; 1.8: 8.4594; 1.9: 2177.55; 2: 69.3487; 2.1: 95.1506; 2.2: 3322.2606; 2.3: 72.8832; 2.4: -3338.3446; 2.5: -73.236
| 2 | 80.7 | 1: -1.9203; 1.1: -16.2197; 1.2: -0.021751; 1.3: 435.78; 1.4: -0.3556; 1.5: -16.2197; 1.6: 435.78; 1.7: 261.468; 1.8: 8.4594; 1.9: 2178.9; 2: 69.3917; 2.1: 95.151; 2.2: 3326.3669; 2.3: 72.928; 2.4: -3342.5867; 2.5: -73.2836
| 2 | 80.75 | 1: -1.9353; 1.1: -16.3564; 1.2: -0.021934; 1.3: 436.05; 1.4: -0.35838; 1.5: -16.3564; 1.6: 436.05; 1.7: 261.63; 1.8: 8.4594; 1.9: 2180.25; 2: 69.4347; 2.1: 95.1514; 2.2: 3330.4758; 2.3: 72.9729; 2.4: -3346.8322; 2.5: -73.3313
| 2 | 80.8 | 1: -1.9503; 1.1: -16.4942; 1.2: -0.022119; 1.3: 436.32; 1.4: -0.36117; 1.5: -16.4942; 1.6: 436.32; 1.7: 261.792; 1.8: 8.4594; 1.9: 2181.6; 2: 69.4777; 2.1: 95.1518; 2.2: 3334.5871; 2.3: 73.0178; 2.4: -3351.0813; 2.5: -73.3789
| 2 | 80.85 | 1: -1.9655; 1.1: -16.6329; 1.2: -0.022305; 1.3: 436.59; 1.4: -0.36399; 1.5: -16.6329; 1.6: 436.59; 1.7: 261.954; 1.8: 8.4594; 1.9: 2182.95; 2: 69.5207; 2.1: 95.1522; 2.2: 3338.7009; 2.3: 73.0626; 2.4: -3355.3338; 2.5: -73.4266
| 2 | 80.9 | 1: -1.9808; 1.1: -16.7727; 1.2: -0.022493; 1.3: 436.86; 1.4: -0.36682; 1.5: -16.7727; 1.6: 436.86; 1.7: 262.116; 1.8: 8.4594; 1.9: 2184.3; 2: 69.5637; 2.1: 95.1526; 2.2: 3342.8172; 2.3: 73.1075; 2.4: -3359.59; 2.5: -73.4743
| 2 | 80.95 | 1: -1.9962; 1.1: -16.9136; 1.2: -0.022681; 1.3: 437.13; 1.4: -0.36967; 1.5: -16.9136; 1.6: 437.13; 1.7: 262.278; 1.8: 8.4594; 1.9: 2185.65; 2: 69.6067; 2.1: 95.153; 2.2: 3346.936; 2.3: 73.1524; 2.4: -3363.8496; 2.5: -73.522
| 2 | 81 | 1: -2.0117; 1.1: -17.0555; 1.2: -0.022872; 1.3: 437.4; 1.4: -0.37254; 1.5: -17.0555; 1.6: 437.4; 1.7: 262.44; 1.8: 8.4594; 1.9: 2187; 2: 69.6497; 2.1: 95.1534; 2.2: 3351.0573; 2.3: 73.1972; 2.4: -3368.1129; 2.5: -73.5698
| 2 | 81.05 | 1: -2.0274; 1.1: -17.1986; 1.2: -0.023064; 1.3: 437.67; 1.4: -0.37544; 1.5: -17.1986; 1.6: 437.67; 1.7: 262.602; 1.8: 8.4594; 1.9: 2188.35; 2: 69.6927; 2.1: 95.1538; 2.2: 3355.1811; 2.3: 73.2421; 2.4: -3372.3797; 2.5: -73.6175
| 2 | 81.1 | 1: -2.0431; 1.1: -17.3427; 1.2: -0.023257; 1.3: 437.94; 1.4: -0.37835; 1.5: -17.3427; 1.6: 437.94; 1.7: 262.764; 1.8: 8.4594; 1.9: 2189.7; 2: 69.7357; 2.1: 95.1543; 2.2: 3359.3074; 2.3: 73.287; 2.4: -3376.6501; 2.5: -73.6653
| 2 | 81.15 | 1: -2.0589; 1.1: -17.488; 1.2: -0.023452; 1.3: 438.21; 1.4: -0.38129; 1.5: -17.488; 1.6: 438.21; 1.7: 262.926; 1.8: 8.4594; 1.9: 2191.05; 2: 69.7787; 2.1: 95.1547; 2.2: 3363.4361; 2.3: 73.3318; 2.4: -3380.9241; 2.5: -73.7131
| 2 | 81.2 | 1: -2.0749; 1.1: -17.6345; 1.2: -0.023648; 1.3: 438.48; 1.4: -0.38424; 1.5: -17.6345; 1.6: 438.48; 1.7: 263.088; 1.8: 8.4594; 1.9: 2192.4; 2: 69.8217; 2.1: 95.1551; 2.2: 3367.5673; 2.3: 73.3767; 2.4: -3385.2018; 2.5: -73.7609
| 2 | 81.25 | 1: -2.091; 1.1: -17.7821; 1.2: -0.023846; 1.3: 438.75; 1.4: -0.38722; 1.5: -17.7821; 1.6: 438.75; 1.7: 263.25; 1.8: 8.4594; 1.9: 2193.75; 2: 69.8646; 2.1: 95.1555; 2.2: 3371.701; 2.3: 73.4215; 2.4: -3389.4831; 2.5: -73.8088
| 2 | 81.3 | 1: -2.1072; 1.1: -17.9309; 1.2: -0.024046; 1.3: 439.02; 1.4: -0.39022; 1.5: -17.9309; 1.6: 439.02; 1.7: 263.412; 1.8: 8.4594; 1.9: 2195.1; 2: 69.9076; 2.1: 95.1559; 2.2: 3375.8372; 2.3: 73.4664; 2.4: -3393.768; 2.5: -73.8566
| 2 | 81.35 | 1: -2.1235; 1.1: -18.0808; 1.2: -0.024247; 1.3: 439.29; 1.4: -0.39324; 1.5: -18.0808; 1.6: 439.29; 1.7: 263.574; 1.8: 8.4594; 1.9: 2196.45; 2: 69.9506; 2.1: 95.1564; 2.2: 3379.9758; 2.3: 73.5113; 2.4: -3398.0567; 2.5: -73.9045
| 2 | 81.4 | 1: -2.1399; 1.1: -18.232; 1.2: -0.02445; 1.3: 439.56; 1.4: -0.39629; 1.5: -18.232; 1.6: 439.56; 1.7: 263.736; 1.8: 8.4594; 1.9: 2197.8; 2: 69.9936; 2.1: 95.1568; 2.2: 3384.1169; 2.3: 73.5561; 2.4: -3402.349; 2.5: -73.9524
| 2 | 81.45 | 1: -2.1565; 1.1: -18.3845; 1.2: -0.024654; 1.3: 439.83; 1.4: -0.39935; 1.5: -18.3845; 1.6: 439.83; 1.7: 263.898; 1.8: 8.4594; 1.9: 2199.15; 2: 70.0366; 2.1: 95.1572; 2.2: 3388.2605; 2.3: 73.601; 2.4: -3406.645; 2.5: -74.0003
| 2 | 81.5 | 1: -2.1732; 1.1: -18.5381; 1.2: -0.02486; 1.3: 440.1; 1.4: -0.40245; 1.5: -18.5381; 1.6: 440.1; 1.7: 264.06; 1.8: 8.4594; 1.9: 2200.5; 2: 70.0796; 2.1: 95.1576; 2.2: 3392.4066; 2.3: 73.6458; 2.4: -3410.9447; 2.5: -74.0483
| 2 | 81.55 | 1: -2.19; 1.1: -18.6931; 1.2: -0.025068; 1.3: 440.37; 1.4: -0.40556; 1.5: -18.6931; 1.6: 440.37; 1.7: 264.222; 1.8: 8.4594; 1.9: 2201.85; 2: 70.1226; 2.1: 95.1581; 2.2: 3396.5551; 2.3: 73.6907; 2.4: -3415.2482; 2.5: -74.0962
| 2 | 81.6 | 1: -2.207; 1.1: -18.8493; 1.2: -0.025277; 1.3: 440.64; 1.4: -0.4087; 1.5: -18.8493; 1.6: 440.64; 1.7: 264.384; 1.8: 8.4594; 1.9: 2203.2; 2: 70.1656; 2.1: 95.1585; 2.2: 3400.7061; 2.3: 73.7355; 2.4: -3419.5554; 2.5: -74.1442
| 2 | 81.65 | 1: -2.2241; 1.1: -19.0068; 1.2: -0.025489; 1.3: 440.91; 1.4: -0.41186; 1.5: -19.0068; 1.6: 440.91; 1.7: 264.546; 1.8: 8.4594; 1.9: 2204.55; 2: 70.2086; 2.1: 95.1589; 2.2: 3404.8596; 2.3: 73.7804; 2.4: -3423.8664; 2.5: -74.1922
| 2 | 81.7 | 1: -2.2413; 1.1: -19.1657; 1.2: -0.025702; 1.3: 441.18; 1.4: -0.41505; 1.5: -19.1657; 1.6: 441.18; 1.7: 264.708; 1.8: 8.4594; 1.9: 2205.9; 2: 70.2516; 2.1: 95.1593; 2.2: 3409.0155; 2.3: 73.8252; 2.4: -3428.1812; 2.5: -74.2403
| 2 | 81.75 | 1: -2.2586; 1.1: -19.3259; 1.2: -0.025916; 1.3: 441.45; 1.4: -0.41826; 1.5: -19.3259; 1.6: 441.45; 1.7: 264.87; 1.8: 8.4594; 1.9: 2207.25; 2: 70.2946; 2.1: 95.1598; 2.2: 3413.1739; 2.3: 73.8701; 2.4: -3432.4997; 2.5: -74.2883
| 2 | 81.8 | 1: -2.2761; 1.1: -19.4874; 1.2: -0.026133; 1.3: 441.72; 1.4: -0.4215; 1.5: -19.4874; 1.6: 441.72; 1.7: 265.032; 1.8: 8.4594; 1.9: 2208.6; 2: 70.3376; 2.1: 95.1602; 2.2: 3417.3347; 2.3: 73.9149; 2.4: -3436.8221; 2.5: -74.3364
| 2 | 81.85 | 1: -2.2937; 1.1: -19.6503; 1.2: -0.026352; 1.3: 441.99; 1.4: -0.42477; 1.5: -19.6503; 1.6: 441.99; 1.7: 265.194; 1.8: 8.4594; 1.9: 2209.95; 2: 70.3806; 2.1: 95.1606; 2.2: 3421.498; 2.3: 73.9598; 2.4: -3441.1483; 2.5: -74.3845
| 2 | 81.9 | 1: -2.3115; 1.1: -19.8146; 1.2: -0.026572; 1.3: 442.26; 1.4: -0.42806; 1.5: -19.8146; 1.6: 442.26; 1.7: 265.356; 1.8: 8.4594; 1.9: 2211.3; 2: 70.4236; 2.1: 95.1611; 2.2: 3425.6637; 2.3: 74.0046; 2.4: -3445.4784; 2.5: -74.4326
| 2 | 81.95 | 1: -2.3294; 1.1: -19.9803; 1.2: -0.026794; 1.3: 442.53; 1.4: -0.43137; 1.5: -19.9803; 1.6: 442.53; 1.7: 265.518; 1.8: 8.4594; 1.9: 2212.65; 2: 70.4666; 2.1: 95.1615; 2.2: 3429.8319; 2.3: 74.0494; 2.4: -3449.8123; 2.5: -74.4808
| 2 | 82 | 1: -2.3475; 1.1: -20.1475; 1.2: -0.027018; 1.3: 442.8; 1.4: -0.43472; 1.5: -20.1475; 1.6: 442.8; 1.7: 265.68; 1.8: 8.4594; 1.9: 2214; 2: 70.5096; 2.1: 95.162; 2.2: 3434.0026; 2.3: 74.0943; 2.4: -3454.15; 2.5: -74.529
| 2 | 82.05 | 1: -2.3657; 1.1: -20.3161; 1.2: -0.027244; 1.3: 443.07; 1.4: -0.43809; 1.5: -20.3161; 1.6: 443.07; 1.7: 265.842; 1.8: 8.4594; 1.9: 2215.35; 2: 70.5525; 2.1: 95.1624; 2.2: 3438.1757; 2.3: 74.1391; 2.4: -3458.4917; 2.5: -74.5772
| 2 | 82.1 | 1: -2.384; 1.1: -20.4861; 1.2: -0.027472; 1.3: 443.34; 1.4: -0.44148; 1.5: -20.4861; 1.6: 443.34; 1.7: 266.004; 1.8: 8.4594; 1.9: 2216.7; 2: 70.5955; 2.1: 95.1628; 2.2: 3442.3512; 2.3: 74.1839; 2.4: -3462.8373; 2.5: -74.6254
| 2 | 82.15 | 1: -2.4025; 1.1: -20.6576; 1.2: -0.027702; 1.3: 443.61; 1.4: -0.44491; 1.5: -20.6576; 1.6: 443.61; 1.7: 266.166; 1.8: 8.4594; 1.9: 2218.05; 2: 70.6385; 2.1: 95.1633; 2.2: 3446.5292; 2.3: 74.2288; 2.4: -3467.1868; 2.5: -74.6737
| 2 | 82.2 | 1: -2.4212; 1.1: -20.8307; 1.2: -0.027934; 1.3: 443.88; 1.4: -0.44836; 1.5: -20.8307; 1.6: 443.88; 1.7: 266.328; 1.8: 8.4594; 1.9: 2219.4; 2: 70.6815; 2.1: 95.1637; 2.2: 3450.7096; 2.3: 74.2736; 2.4: -3471.5403; 2.5: -74.722
| 2 | 82.25 | 1: -2.44; 1.1: -21.0052; 1.2: -0.028168; 1.3: 444.15; 1.4: -0.45184; 1.5: -21.0052; 1.6: 444.15; 1.7: 266.49; 1.8: 8.4594; 1.9: 2220.75; 2: 70.7245; 2.1: 95.1642; 2.2: 3454.8925; 2.3: 74.3184; 2.4: -3475.8977; 2.5: -74.7703
| 2 | 82.3 | 1: -2.4589; 1.1: -21.1813; 1.2: -0.028405; 1.3: 444.42; 1.4: -0.45536; 1.5: -21.1813; 1.6: 444.42; 1.7: 266.652; 1.8: 8.4594; 1.9: 2222.1; 2: 70.7675; 2.1: 95.1646; 2.2: 3459.0778; 2.3: 74.3632; 2.4: -3480.2591; 2.5: -74.8186
| 2 | 82.35 | 1: -2.478; 1.1: -21.3589; 1.2: -0.028643; 1.3: 444.69; 1.4: -0.4589; 1.5: -21.3589; 1.6: 444.69; 1.7: 266.814; 1.8: 8.4594; 1.9: 2223.45; 2: 70.8105; 2.1: 95.1651; 2.2: 3463.2655; 2.3: 74.4081; 2.4: -3484.6245; 2.5: -74.867
| 2 | 82.4 | 1: -2.4973; 1.1: -21.5381; 1.2: -0.028883; 1.3: 444.96; 1.4: -0.46247; 1.5: -21.5381; 1.6: 444.96; 1.7: 266.976; 1.8: 8.4594; 1.9: 2224.8; 2: 70.8535; 2.1: 95.1656; 2.2: 3467.4557; 2.3: 74.4529; 2.4: -3488.9939; 2.5: -74.9154
| 2 | 82.45 | 1: -2.5167; 1.1: -21.719; 1.2: -0.029126; 1.3: 445.23; 1.4: -0.46606; 1.5: -21.719; 1.6: 445.23; 1.7: 267.138; 1.8: 8.4594; 1.9: 2226.15; 2: 70.8965; 2.1: 95.166; 2.2: 3471.6483; 2.3: 74.4977; 2.4: -3493.3673; 2.5: -74.9638
| 2 | 82.5 | 1: -2.5364; 1.1: -21.9014; 1.2: -0.02937; 1.3: 445.5; 1.4: -0.46969; 1.5: -21.9014; 1.6: 445.5; 1.7: 267.3; 1.8: 8.4594; 1.9: 2227.5; 2: 70.9395; 2.1: 95.1665; 2.2: 3475.8434; 2.3: 74.5425; 2.4: -3497.7448; 2.5: -75.0122
| 2 | 82.55 | 1: -2.5561; 1.1: -22.0855; 1.2: -0.029617; 1.3: 445.77; 1.4: -0.47336; 1.5: -22.0855; 1.6: 445.77; 1.7: 267.462; 1.8: 8.4594; 1.9: 2228.85; 2: 70.9825; 2.1: 95.1669; 2.2: 3480.0408; 2.3: 74.5873; 2.4: -3502.1263; 2.5: -75.0607
| 2 | 82.6 | 1: -2.5761; 1.1: -22.2712; 1.2: -0.029866; 1.3: 446.04; 1.4: -0.47705; 1.5: -22.2712; 1.6: 446.04; 1.7: 267.624; 1.8: 8.4594; 1.9: 2230.2; 2: 71.0255; 2.1: 95.1674; 2.2: 3484.2407; 2.3: 74.6321; 2.4: -3506.5119; 2.5: -75.1092
| 2 | 82.65 | 1: -2.5962; 1.1: -22.4586; 1.2: -0.030117; 1.3: 446.31; 1.4: -0.48077; 1.5: -22.4586; 1.6: 446.31; 1.7: 267.786; 1.8: 8.4594; 1.9: 2231.55; 2: 71.0685; 2.1: 95.1679; 2.2: 3488.443; 2.3: 74.677; 2.4: -3510.9016; 2.5: -75.1577
| 2 | 82.7 | 1: -2.6164; 1.1: -22.6476; 1.2: -0.030371; 1.3: 446.58; 1.4: -0.48452; 1.5: -22.6476; 1.6: 446.58; 1.7: 267.948; 1.8: 8.4594; 1.9: 2232.9; 2: 71.1115; 2.1: 95.1683; 2.2: 3492.6478; 2.3: 74.7218; 2.4: -3515.2954; 2.5: -75.2063
| 2 | 82.75 | 1: -2.6369; 1.1: -22.8384; 1.2: -0.030627; 1.3: 446.85; 1.4: -0.48831; 1.5: -22.8384; 1.6: 446.85; 1.7: 268.11; 1.8: 8.4594; 1.9: 2234.25; 2: 71.1545; 2.1: 95.1688; 2.2: 3496.8549; 2.3: 74.7666; 2.4: -3519.6933; 2.5: -75.2549
| 2 | 82.8 | 1: -2.6575; 1.1: -23.031; 1.2: -0.030885; 1.3: 447.12; 1.4: -0.49213; 1.5: -23.031; 1.6: 447.12; 1.7: 268.272; 1.8: 8.4594; 1.9: 2235.6; 2: 71.1975; 2.1: 95.1693; 2.2: 3501.0645; 2.3: 74.8114; 2.4: -3524.0954; 2.5: -75.3035
| 2 | 82.85 | 1: -2.6783; 1.1: -23.2252; 1.2: -0.031146; 1.3: 447.39; 1.4: -0.49598; 1.5: -23.2252; 1.6: 447.39; 1.7: 268.434; 1.8: 8.4594; 1.9: 2236.95; 2: 71.2404; 2.1: 95.1698; 2.2: 3505.2764; 2.3: 74.8562; 2.4: -3528.5017; 2.5: -75.3522
| 2 | 82.9 | 1: -2.6993; 1.1: -23.4213; 1.2: -0.031408; 1.3: 447.66; 1.4: -0.49987; 1.5: -23.4213; 1.6: 447.66; 1.7: 268.596; 1.8: 8.4594; 1.9: 2238.3; 2: 71.2834; 2.1: 95.1703; 2.2: 3509.4908; 2.3: 74.901; 2.4: -3532.9121; 2.5: -75.4008
| 2 | 82.95 | 1: -2.7204; 1.1: -23.6191; 1.2: -0.031674; 1.3: 447.93; 1.4: -0.50379; 1.5: -23.6191; 1.6: 447.93; 1.7: 268.758; 1.8: 8.4594; 1.9: 2239.65; 2: 71.3264; 2.1: 95.1707; 2.2: 3513.7076; 2.3: 74.9458; 2.4: -3537.3268; 2.5: -75.4495
| 2 | 83 | 1: -2.7418; 1.1: -23.8188; 1.2: -0.031942; 1.3: 448.2; 1.4: -0.50774; 1.5: -23.8188; 1.6: 448.2; 1.7: 268.92; 1.8: 8.4594; 1.9: 2241; 2: 71.3694; 2.1: 95.1712; 2.2: 3517.9268; 2.3: 74.9906; 2.4: -3541.7456; 2.5: -75.4983
| 2 | 83.05 | 1: -2.7633; 1.1: -24.0203; 1.2: -0.032212; 1.3: 448.47; 1.4: -0.51173; 1.5: -24.0203; 1.6: 448.47; 1.7: 269.082; 1.8: 8.4594; 1.9: 2242.35; 2: 71.4124; 2.1: 95.1717; 2.2: 3522.1484; 2.3: 75.0353; 2.4: -3546.1688; 2.5: -75.5471
| 2 | 83.1 | 1: -2.785; 1.1: -24.2237; 1.2: -0.032484; 1.3: 448.74; 1.4: -0.51575; 1.5: -24.2237; 1.6: 448.74; 1.7: 269.244; 1.8: 8.4594; 1.9: 2243.7; 2: 71.4554; 2.1: 95.1722; 2.2: 3526.3725; 2.3: 75.0801; 2.4: -3550.5961; 2.5: -75.5959
| 2 | 83.15 | 1: -2.8069; 1.1: -24.4289; 1.2: -0.03276; 1.3: 449.01; 1.4: -0.5198; 1.5: -24.4289; 1.6: 449.01; 1.7: 269.406; 1.8: 8.4594; 1.9: 2245.05; 2: 71.4984; 2.1: 95.1727; 2.2: 3530.5989; 2.3: 75.1249; 2.4: -3555.0277; 2.5: -75.6447
| 2 | 83.2 | 1: -2.829; 1.1: -24.636; 1.2: -0.033037; 1.3: 449.28; 1.4: -0.5239; 1.5: -24.636; 1.6: 449.28; 1.7: 269.568; 1.8: 8.4594; 1.9: 2246.4; 2: 71.5414; 2.1: 95.1732; 2.2: 3534.8277; 2.3: 75.1697; 2.4: -3559.4637; 2.5: -75.6936
| 2 | 83.25 | 1: -2.8513; 1.1: -24.845; 1.2: -0.033318; 1.3: 449.55; 1.4: -0.52802; 1.5: -24.845; 1.6: 449.55; 1.7: 269.73; 1.8: 8.4594; 1.9: 2247.75; 2: 71.5844; 2.1: 95.1737; 2.2: 3539.0589; 2.3: 75.2145; 2.4: -3563.9039; 2.5: -75.7425
| 2 | 83.3 | 1: -2.8738; 1.1: -25.056; 1.2: -0.033601; 1.3: 449.82; 1.4: -0.53219; 1.5: -25.056; 1.6: 449.82; 1.7: 269.892; 1.8: 8.4594; 1.9: 2249.1; 2: 71.6274; 2.1: 95.1742; 2.2: 3543.2925; 2.3: 75.2592; 2.4: -3568.3485; 2.5: -75.7914
| 2 | 83.35 | 1: -2.8965; 1.1: -25.269; 1.2: -0.033886; 1.3: 450.09; 1.4: -0.53639; 1.5: -25.269; 1.6: 450.09; 1.7: 270.054; 1.8: 8.4594; 1.9: 2250.45; 2: 71.6704; 2.1: 95.1747; 2.2: 3547.5284; 2.3: 75.304; 2.4: -3572.7974; 2.5: -75.8404
| 2 | 83.4 | 1: -2.9194; 1.1: -25.4839; 1.2: -0.034174; 1.3: 450.36; 1.4: -0.54063; 1.5: -25.4839; 1.6: 450.36; 1.7: 270.216; 1.8: 8.4594; 1.9: 2251.8; 2: 71.7134; 2.1: 95.1752; 2.2: 3551.7668; 2.3: 75.3488; 2.4: -3577.2507; 2.5: -75.8894
| 2 | 83.45 | 1: -2.9425; 1.1: -25.7008; 1.2: -0.034465; 1.3: 450.63; 1.4: -0.5449; 1.5: -25.7008; 1.6: 450.63; 1.7: 270.378; 1.8: 8.4594; 1.9: 2253.15; 2: 71.7564; 2.1: 95.1757; 2.2: 3556.0075; 2.3: 75.3935; 2.4: -3581.7083; 2.5: -75.9384
| 2 | 83.5 | 1: -2.9658; 1.1: -25.9198; 1.2: -0.034759; 1.3: 450.9; 1.4: -0.54921; 1.5: -25.9198; 1.6: 450.9; 1.7: 270.54; 1.8: 8.4594; 1.9: 2254.5; 2: 71.7994; 2.1: 95.1763; 2.2: 3560.2507; 2.3: 75.4383; 2.4: -3586.1704; 2.5: -75.9875
| 2 | 83.55 | 1: -2.9893; 1.1: -26.1407; 1.2: -0.035055; 1.3: 451.17; 1.4: -0.55357; 1.5: -26.1407; 1.6: 451.17; 1.7: 270.702; 1.8: 8.4594; 1.9: 2255.85; 2: 71.8424; 2.1: 95.1768; 2.2: 3564.4962; 2.3: 75.4831; 2.4: -3590.6369; 2.5: -76.0366
| 2 | 83.6 | 1: -3.013; 1.1: -26.3638; 1.2: -0.035354; 1.3: 451.44; 1.4: -0.55796; 1.5: -26.3638; 1.6: 451.44; 1.7: 270.864; 1.8: 8.4594; 1.9: 2257.2; 2: 71.8854; 2.1: 95.1773; 2.2: 3568.7441; 2.3: 75.5278; 2.4: -3595.1079; 2.5: -76.0858
| 2 | 83.65 | 1: -3.0369; 1.1: -26.589; 1.2: -0.035656; 1.3: 451.71; 1.4: -0.56238; 1.5: -26.589; 1.6: 451.71; 1.7: 271.026; 1.8: 8.4594; 1.9: 2258.55; 2: 71.9283; 2.1: 95.1778; 2.2: 3572.9943; 2.3: 75.5726; 2.4: -3599.5833; 2.5: -76.135
| 2 | 83.7 | 1: -3.061; 1.1: -26.8162; 1.2: -0.035961; 1.3: 451.98; 1.4: -0.56685; 1.5: -26.8162; 1.6: 451.98; 1.7: 271.188; 1.8: 8.4594; 1.9: 2259.9; 2: 71.9713; 2.1: 95.1784; 2.2: 3577.2469; 2.3: 75.6173; 2.4: -3604.0631; 2.5: -76.1842
| 2 | 83.75 | 1: -3.0853; 1.1: -27.0456; 1.2: -0.036269; 1.3: 452.25; 1.4: -0.57136; 1.5: -27.0456; 1.6: 452.25; 1.7: 271.35; 1.8: 8.4594; 1.9: 2261.25; 2: 72.0143; 2.1: 95.1789; 2.2: 3581.5019; 2.3: 75.6621; 2.4: -3608.5475; 2.5: -76.2334
| 2 | 83.8 | 1: -3.1099; 1.1: -27.2772; 1.2: -0.036579; 1.3: 452.52; 1.4: -0.57591; 1.5: -27.2772; 1.6: 452.52; 1.7: 271.512; 1.8: 8.4594; 1.9: 2262.6; 2: 72.0573; 2.1: 95.1794; 2.2: 3585.7593; 2.3: 75.7068; 2.4: -3613.0364; 2.5: -76.2827
| 2 | 83.85 | 1: -3.1347; 1.1: -27.5109; 1.2: -0.036893; 1.3: 452.79; 1.4: -0.5805; 1.5: -27.5109; 1.6: 452.79; 1.7: 271.674; 1.8: 8.4594; 1.9: 2263.95; 2: 72.1003; 2.1: 95.18; 2.2: 3590.019; 2.3: 75.7516; 2.4: -3617.5299; 2.5: -76.332
| 2 | 83.9 | 1: -3.1597; 1.1: -27.7468; 1.2: -0.037209; 1.3: 453.06; 1.4: -0.58513; 1.5: -27.7468; 1.6: 453.06; 1.7: 271.836; 1.8: 8.4594; 1.9: 2265.3; 2: 72.1433; 2.1: 95.1805; 2.2: 3594.2811; 2.3: 75.7963; 2.4: -3622.0279; 2.5: -76.3814
| 2 | 83.95 | 1: -3.1849; 1.1: -27.985; 1.2: -0.037528; 1.3: 453.33; 1.4: -0.5898; 1.5: -27.985; 1.6: 453.33; 1.7: 271.998; 1.8: 8.4594; 1.9: 2266.65; 2: 72.1863; 2.1: 95.1811; 2.2: 3598.5455; 2.3: 75.841; 2.4: -3626.5305; 2.5: -76.4308
| 2 | 84 | 1: -3.2103; 1.1: -28.2254; 1.2: -0.037851; 1.3: 453.6; 1.4: -0.59451; 1.5: -28.2254; 1.6: 453.6; 1.7: 272.16; 1.8: 8.4594; 1.9: 2268; 2: 72.2293; 2.1: 95.1816; 2.2: 3602.8123; 2.3: 75.8857; 2.4: -3631.0377; 2.5: -76.4803
| 2 | 84.05 | 1: -3.236; 1.1: -28.468; 1.2: -0.038176; 1.3: 453.87; 1.4: -0.59926; 1.5: -28.468; 1.6: 453.87; 1.7: 272.322; 1.8: 8.4594; 1.9: 2269.35; 2: 72.2723; 2.1: 95.1822; 2.2: 3607.0814; 2.3: 75.9305; 2.4: -3635.5495; 2.5: -76.5297
| 2 | 84.1 | 1: -3.2619; 1.1: -28.713; 1.2: -0.038505; 1.3: 454.14; 1.4: -0.60406; 1.5: -28.713; 1.6: 454.14; 1.7: 272.484; 1.8: 8.4594; 1.9: 2270.7; 2: 72.3153; 2.1: 95.1828; 2.2: 3611.3529; 2.3: 75.9752; 2.4: -3640.0659; 2.5: -76.5792
| 2 | 84.15 | 1: -3.2881; 1.1: -28.9603; 1.2: -0.038836; 1.3: 454.41; 1.4: -0.6089; 1.5: -28.9603; 1.6: 454.41; 1.7: 272.646; 1.8: 8.4594; 1.9: 2272.05; 2: 72.3583; 2.1: 95.1833; 2.2: 3615.6267; 2.3: 76.0199; 2.4: -3644.587; 2.5: -76.6288
| 2 | 84.2 | 1: -3.3144; 1.1: -29.2099; 1.2: -0.039171; 1.3: 454.68; 1.4: -0.61378; 1.5: -29.2099; 1.6: 454.68; 1.7: 272.808; 1.8: 8.4594; 1.9: 2273.4; 2: 72.4013; 2.1: 95.1839; 2.2: 3619.9029; 2.3: 76.0646; 2.4: -3649.1128; 2.5: -76.6784
| 2 | 84.25 | 1: -3.341; 1.1: -29.4619; 1.2: -0.039509; 1.3: 454.95; 1.4: -0.61871; 1.5: -29.4619; 1.6: 454.95; 1.7: 272.97; 1.8: 8.4594; 1.9: 2274.75; 2: 72.4443; 2.1: 95.1845; 2.2: 3624.1814; 2.3: 76.1093; 2.4: -3653.6433; 2.5: -76.728
| 2 | 84.3 | 1: -3.3679; 1.1: -29.7162; 1.2: -0.03985; 1.3: 455.22; 1.4: -0.62368; 1.5: -29.7162; 1.6: 455.22; 1.7: 273.132; 1.8: 8.4594; 1.9: 2276.1; 2: 72.4873; 2.1: 95.1851; 2.2: 3628.4622; 2.3: 76.154; 2.4: -3658.1785; 2.5: -76.7777
| 2 | 84.35 | 1: -3.395; 1.1: -29.973; 1.2: -0.040194; 1.3: 455.49; 1.4: -0.6287; 1.5: -29.973; 1.6: 455.49; 1.7: 273.294; 1.8: 8.4594; 1.9: 2277.45; 2: 72.5303; 2.1: 95.1857; 2.2: 3632.7454; 2.3: 76.1987; 2.4: -3662.7184; 2.5: -76.8274
| 2 | 84.4 | 1: -3.4223; 1.1: -30.2322; 1.2: -0.040542; 1.3: 455.76; 1.4: -0.63376; 1.5: -30.2322; 1.6: 455.76; 1.7: 273.456; 1.8: 8.4594; 1.9: 2278.8; 2: 72.5732; 2.1: 95.1862; 2.2: 3637.0309; 2.3: 76.2434; 2.4: -3667.2631; 2.5: -76.8772
| 2 | 84.45 | 1: -3.4499; 1.1: -30.4939; 1.2: -0.040893; 1.3: 456.03; 1.4: -0.63887; 1.5: -30.4939; 1.6: 456.03; 1.7: 273.618; 1.8: 8.4594; 1.9: 2280.15; 2: 72.6162; 2.1: 95.1868; 2.2: 3641.3187; 2.3: 76.2881; 2.4: -3671.8126; 2.5: -76.927
| 2 | 84.5 | 1: -3.4777; 1.1: -30.758; 1.2: -0.041247; 1.3: 456.3; 1.4: -0.64402; 1.5: -30.758; 1.6: 456.3; 1.7: 273.78; 1.8: 8.4594; 1.9: 2281.5; 2: 72.6592; 2.1: 95.1874; 2.2: 3645.6089; 2.3: 76.3328; 2.4: -3676.3669; 2.5: -76.9768
| 2 | 84.55 | 1: -3.5058; 1.1: -31.0246; 1.2: -0.041605; 1.3: 456.57; 1.4: -0.64922; 1.5: -31.0246; 1.6: 456.57; 1.7: 273.942; 1.8: 8.4594; 1.9: 2282.85; 2: 72.7022; 2.1: 95.188; 2.2: 3649.9014; 2.3: 76.3775; 2.4: -3680.926; 2.5: -77.0267
| 2 | 84.6 | 1: -3.5341; 1.1: -31.2938; 1.2: -0.041966; 1.3: 456.84; 1.4: -0.65446; 1.5: -31.2938; 1.6: 456.84; 1.7: 274.104; 1.8: 8.4594; 1.9: 2284.2; 2: 72.7452; 2.1: 95.1886; 2.2: 3654.1962; 2.3: 76.4222; 2.4: -3685.49; 2.5: -77.0766
| 2 | 84.65 | 1: -3.5627; 1.1: -31.5655; 1.2: -0.04233; 1.3: 457.11; 1.4: -0.65976; 1.5: -31.5655; 1.6: 457.11; 1.7: 274.266; 1.8: 8.4594; 1.9: 2285.55; 2: 72.7882; 2.1: 95.1893; 2.2: 3658.4933; 2.3: 76.4668; 2.4: -3690.0588; 2.5: -77.1266
| 2 | 84.7 | 1: -3.5915; 1.1: -31.8398; 1.2: -0.042698; 1.3: 457.38; 1.4: -0.6651; 1.5: -31.8398; 1.6: 457.38; 1.7: 274.428; 1.8: 8.4594; 1.9: 2286.9; 2: 72.8312; 2.1: 95.1899; 2.2: 3662.7927; 2.3: 76.5115; 2.4: -3694.6325; 2.5: -77.1766
| 2 | 84.75 | 1: -3.6206; 1.1: -32.1167; 1.2: -0.043069; 1.3: 457.65; 1.4: -0.67049; 1.5: -32.1167; 1.6: 457.65; 1.7: 274.59; 1.8: 8.4594; 1.9: 2288.25; 2: 72.8742; 2.1: 95.1905; 2.2: 3667.0944; 2.3: 76.5562; 2.4: -3699.2111; 2.5: -77.2267
| 2 | 84.8 | 1: -3.65; 1.1: -32.3963; 1.2: -0.043444; 1.3: 457.92; 1.4: -0.67592; 1.5: -32.3963; 1.6: 457.92; 1.7: 274.752; 1.8: 8.4594; 1.9: 2289.6; 2: 72.9172; 2.1: 95.1911; 2.2: 3671.3984; 2.3: 76.6008; 2.4: -3703.7946; 2.5: -77.2768
| 2 | 84.85 | 1: -3.6796; 1.1: -32.6784; 1.2: -0.043822; 1.3: 458.19; 1.4: -0.68141; 1.5: -32.6784; 1.6: 458.19; 1.7: 274.914; 1.8: 8.4594; 1.9: 2290.95; 2: 72.9602; 2.1: 95.1918; 2.2: 3675.7047; 2.3: 76.6455; 2.4: -3708.3831; 2.5: -77.3269
| 2 | 84.9 | 1: -3.7095; 1.1: -32.9633; 1.2: -0.044204; 1.3: 458.46; 1.4: -0.68694; 1.5: -32.9633; 1.6: 458.46; 1.7: 275.076; 1.8: 8.4594; 1.9: 2292.3; 2: 73.0032; 2.1: 95.1924; 2.2: 3680.0133; 2.3: 76.6901; 2.4: -3712.9766; 2.5: -77.3771
| 2 | 84.95 | 1: -3.7396; 1.1: -33.2508; 1.2: -0.04459; 1.3: 458.73; 1.4: -0.69253; 1.5: -33.2508; 1.6: 458.73; 1.7: 275.238; 1.8: 8.4594; 1.9: 2293.65; 2: 73.0462; 2.1: 95.193; 2.2: 3684.3242; 2.3: 76.7348; 2.4: -3717.5751; 2.5: -77.4273
| 2 | 85 | 1: -3.7701; 1.1: -33.5411; 1.2: -0.044979; 1.3: 459; 1.4: -0.69816; 1.5: -33.5411; 1.6: 459; 1.7: 275.4; 1.8: 8.4594; 1.9: 2295; 2: 73.0892; 2.1: 95.1937; 2.2: 3688.6374; 2.3: 76.7794; 2.4: -3722.1786; 2.5: -77.4776
| 2 | 85.05 | 1: -3.8008; 1.1: -33.8342; 1.2: -0.045372; 1.3: 459.27; 1.4: -0.70385; 1.5: -33.8342; 1.6: 459.27; 1.7: 275.562; 1.8: 8.4594; 1.9: 2296.35; 2: 73.1322; 2.1: 95.1943; 2.2: 3692.9529; 2.3: 76.8241; 2.4: -3726.7871; 2.5: -77.5279
| 2 | 85.1 | 1: -3.8318; 1.1: -34.13; 1.2: -0.045769; 1.3: 459.54; 1.4: -0.70958; 1.5: -34.13; 1.6: 459.54; 1.7: 275.724; 1.8: 8.4594; 1.9: 2297.7; 2: 73.1752; 2.1: 95.195; 2.2: 3697.2707; 2.3: 76.8687; 2.4: -3731.4007; 2.5: -77.5783
| 2 | 85.15 | 1: -3.863; 1.1: -34.4286; 1.2: -0.046169; 1.3: 459.81; 1.4: -0.71537; 1.5: -34.4286; 1.6: 459.81; 1.7: 275.886; 1.8: 8.4594; 1.9: 2299.05; 2: 73.2182; 2.1: 95.1957; 2.2: 3701.5908; 2.3: 76.9133; 2.4: -3736.0193; 2.5: -77.6287
| 2 | 85.2 | 1: -3.8945; 1.1: -34.73; 1.2: -0.046574; 1.3: 460.08; 1.4: -0.72121; 1.5: -34.73; 1.6: 460.08; 1.7: 276.048; 1.8: 8.4594; 1.9: 2300.4; 2: 73.2611; 2.1: 95.1963; 2.2: 3705.9131; 2.3: 76.9579; 2.4: -3740.6431; 2.5: -77.6792
| 2 | 85.25 | 1: -3.9264; 1.1: -35.0343; 1.2: -0.046982; 1.3: 460.35; 1.4: -0.72711; 1.5: -35.0343; 1.6: 460.35; 1.7: 276.21; 1.8: 8.4594; 1.9: 2301.75; 2: 73.3041; 2.1: 95.197; 2.2: 3710.2377; 2.3: 77.0026; 2.4: -3745.272; 2.5: -77.7297
| 2 | 85.3 | 1: -3.9585; 1.1: -35.3415; 1.2: -0.047394; 1.3: 460.62; 1.4: -0.73305; 1.5: -35.3415; 1.6: 460.62; 1.7: 276.372; 1.8: 8.4594; 1.9: 2303.1; 2: 73.3471; 2.1: 95.1977; 2.2: 3714.5645; 2.3: 77.0472; 2.4: -3749.906; 2.5: -77.7802
| 2 | 85.35 | 1: -3.9909; 1.1: -35.6516; 1.2: -0.04781; 1.3: 460.89; 1.4: -0.73905; 1.5: -35.6516; 1.6: 460.89; 1.7: 276.534; 1.8: 8.4594; 1.9: 2304.45; 2: 73.3901; 2.1: 95.1984; 2.2: 3718.8937; 2.3: 77.0918; 2.4: -3754.5453; 2.5: -77.8308
| 2 | 85.4 | 1: -4.0235; 1.1: -35.9646; 1.2: -0.048229; 1.3: 461.16; 1.4: -0.7451; 1.5: -35.9646; 1.6: 461.16; 1.7: 276.696; 1.8: 8.4594; 1.9: 2305.8; 2: 73.4331; 2.1: 95.1991; 2.2: 3723.2251; 2.3: 77.1364; 2.4: -3759.1897; 2.5: -77.8815
| 2 | 85.45 | 1: -4.0565; 1.1: -36.2806; 1.2: -0.048653; 1.3: 461.43; 1.4: -0.75121; 1.5: -36.2806; 1.6: 461.43; 1.7: 276.858; 1.8: 8.4594; 1.9: 2307.15; 2: 73.4761; 2.1: 95.1998; 2.2: 3727.5587; 2.3: 77.181; 2.4: -3763.8393; 2.5: -77.9322
| 2 | 85.5 | 1: -4.0898; 1.1: -36.5995; 1.2: -0.049081; 1.3: 461.7; 1.4: -0.75737; 1.5: -36.5995; 1.6: 461.7; 1.7: 277.02; 1.8: 8.4594; 1.9: 2308.5; 2: 73.5191; 2.1: 95.2005; 2.2: 3731.8946; 2.3: 77.2256; 2.4: -3768.4942; 2.5: -77.9829
| 2 | 85.55 | 1: -4.1234; 1.1: -36.9215; 1.2: -0.049513; 1.3: 461.97; 1.4: -0.76359; 1.5: -36.9215; 1.6: 461.97; 1.7: 277.182; 1.8: 8.4594; 1.9: 2309.85; 2: 73.5621; 2.1: 95.2012; 2.2: 3736.2328; 2.3: 77.2702; 2.4: -3773.1543; 2.5: -78.0337
| 2 | 85.6 | 1: -4.1572; 1.1: -37.2465; 1.2: -0.049948; 1.3: 462.24; 1.4: -0.76986; 1.5: -37.2465; 1.6: 462.24; 1.7: 277.344; 1.8: 8.4594; 1.9: 2311.2; 2: 73.6051; 2.1: 95.2019; 2.2: 3740.5732; 2.3: 77.3147; 2.4: -3777.8197; 2.5: -78.0846
| 2 | 85.65 | 1: -4.1914; 1.1: -37.5746; 1.2: -0.050388; 1.3: 462.51; 1.4: -0.77618; 1.5: -37.5746; 1.6: 462.51; 1.7: 277.506; 1.8: 8.4594; 1.9: 2312.55; 2: 73.6481; 2.1: 95.2026; 2.2: 3744.9158; 2.3: 77.3593; 2.4: -3782.4905; 2.5: -78.1355
| 2 | 85.7 | 1: -4.2259; 1.1: -37.9058; 1.2: -0.050833; 1.3: 462.78; 1.4: -0.78257; 1.5: -37.9058; 1.6: 462.78; 1.7: 277.668; 1.8: 8.4594; 1.9: 2313.9; 2: 73.6911; 2.1: 95.2034; 2.2: 3749.2607; 2.3: 77.4039; 2.4: -3787.1665; 2.5: -78.1864
| 2 | 85.75 | 1: -4.2607; 1.1: -38.2401; 1.2: -0.051281; 1.3: 463.05; 1.4: -0.78901; 1.5: -38.2401; 1.6: 463.05; 1.7: 277.83; 1.8: 8.4594; 1.9: 2315.25; 2: 73.7341; 2.1: 95.2041; 2.2: 3753.6078; 2.3: 77.4484; 2.4: -3791.8479; 2.5: -78.2374
| 2 | 85.8 | 1: -4.2957; 1.1: -38.5775; 1.2: -0.051733; 1.3: 463.32; 1.4: -0.79551; 1.5: -38.5775; 1.6: 463.32; 1.7: 277.992; 1.8: 8.4594; 1.9: 2316.6; 2: 73.7771; 2.1: 95.2048; 2.2: 3757.9572; 2.3: 77.493; 2.4: -3796.5347; 2.5: -78.2885
| 2 | 85.85 | 1: -4.3312; 1.1: -38.9181; 1.2: -0.05219; 1.3: 463.59; 1.4: -0.80207; 1.5: -38.9181; 1.6: 463.59; 1.7: 278.154; 1.8: 8.4594; 1.9: 2317.95; 2: 73.8201; 2.1: 95.2056; 2.2: 3762.3088; 2.3: 77.5375; 2.4: -3801.2269; 2.5: -78.3396
| 2 | 85.9 | 1: -4.3669; 1.1: -39.262; 1.2: -0.052651; 1.3: 463.86; 1.4: -0.80868; 1.5: -39.262; 1.6: 463.86; 1.7: 278.316; 1.8: 8.4594; 1.9: 2319.3; 2: 73.8631; 2.1: 95.2063; 2.2: 3766.6626; 2.3: 77.5821; 2.4: -3805.9246; 2.5: -78.3908
| 2 | 85.95 | 1: -4.4029; 1.1: -39.609; 1.2: -0.053117; 1.3: 464.13; 1.4: -0.81535; 1.5: -39.609; 1.6: 464.13; 1.7: 278.478; 1.8: 8.4594; 1.9: 2320.65; 2: 73.9061; 2.1: 95.2071; 2.2: 3771.0186; 2.3: 77.6266; 2.4: -3810.6276; 2.5: -78.442
| 2 | 86 | 1: -4.4393; 1.1: -39.9593; 1.2: -0.053586; 1.3: 464.4; 1.4: -0.82209; 1.5: -39.9593; 1.6: 464.4; 1.7: 278.64; 1.8: 8.4594; 1.9: 2322; 2: 73.949; 2.1: 95.2079; 2.2: 3775.3769; 2.3: 77.6711; 2.4: -3815.3362; 2.5: -78.4932
| 2 | 86.05 | 1: -4.4759; 1.1: -40.3129; 1.2: -0.054061; 1.3: 464.67; 1.4: -0.82888; 1.5: -40.3129; 1.6: 464.67; 1.7: 278.802; 1.8: 8.4594; 1.9: 2323.35; 2: 73.992; 2.1: 95.2086; 2.2: 3779.7373; 2.3: 77.7157; 2.4: -3820.0502; 2.5: -78.5445
| 2 | 86.1 | 1: -4.513; 1.1: -40.6698; 1.2: -0.054539; 1.3: 464.94; 1.4: -0.83573; 1.5: -40.6698; 1.6: 464.94; 1.7: 278.964; 1.8: 8.4594; 1.9: 2324.7; 2: 74.035; 2.1: 95.2094; 2.2: 3784.1; 2.3: 77.7602; 2.4: -3824.7698; 2.5: -78.5959
| 2 | 86.15 | 1: -4.5503; 1.1: -41.0301; 1.2: -0.055022; 1.3: 465.21; 1.4: -0.84265; 1.5: -41.0301; 1.6: 465.21; 1.7: 279.126; 1.8: 8.4594; 1.9: 2326.05; 2: 74.078; 2.1: 95.2102; 2.2: 3788.4648; 2.3: 77.8047; 2.4: -3829.4949; 2.5: -78.6473
| 2 | 86.2 | 1: -4.588; 1.1: -41.3937; 1.2: -0.05551; 1.3: 465.48; 1.4: -0.84962; 1.5: -41.3937; 1.6: 465.48; 1.7: 279.288; 1.8: 8.4594; 1.9: 2327.4; 2: 74.121; 2.1: 95.211; 2.2: 3792.8319; 2.3: 77.8492; 2.4: -3834.2256; 2.5: -78.6988
| 2 | 86.25 | 1: -4.6259; 1.1: -41.7607; 1.2: -0.056002; 1.3: 465.75; 1.4: -0.85666; 1.5: -41.7607; 1.6: 465.75; 1.7: 279.45; 1.8: 8.4594; 1.9: 2328.75; 2: 74.164; 2.1: 95.2118; 2.2: 3797.2012; 2.3: 77.8937; 2.4: -3838.9619; 2.5: -78.7504
| 2 | 86.3 | 1: -4.6643; 1.1: -42.1312; 1.2: -0.056499; 1.3: 466.02; 1.4: -0.86376; 1.5: -42.1312; 1.6: 466.02; 1.7: 279.612; 1.8: 8.4594; 1.9: 2330.1; 2: 74.207; 2.1: 95.2126; 2.2: 3801.5726; 2.3: 77.9382; 2.4: -3843.7038; 2.5: -78.8019
| 2 | 86.35 | 1: -4.7029; 1.1: -42.5051; 1.2: -0.057; 1.3: 466.29; 1.4: -0.87092; 1.5: -42.5051; 1.6: 466.29; 1.7: 279.774; 1.8: 8.4594; 1.9: 2331.45; 2: 74.25; 2.1: 95.2135; 2.2: 3805.9462; 2.3: 77.9827; 2.4: -3848.4513; 2.5: -78.8536
| 2 | 86.4 | 1: -4.742; 1.1: -42.8825; 1.2: -0.057506; 1.3: 466.56; 1.4: -0.87814; 1.5: -42.8825; 1.6: 466.56; 1.7: 279.936; 1.8: 8.4594; 1.9: 2332.8; 2: 74.293; 2.1: 95.2143; 2.2: 3810.3221; 2.3: 78.0272; 2.4: -3853.2046; 2.5: -78.9053
| 2 | 86.45 | 1: -4.7813; 1.1: -43.2634; 1.2: -0.058017; 1.3: 466.83; 1.4: -0.88543; 1.5: -43.2634; 1.6: 466.83; 1.7: 280.098; 1.8: 8.4594; 1.9: 2334.15; 2: 74.336; 2.1: 95.2151; 2.2: 3814.7001; 2.3: 78.0716; 2.4: -3857.9635; 2.5: -78.9571
| 2 | 86.5 | 1: -4.821; 1.1: -43.6479; 1.2: -0.058533; 1.3: 467.1; 1.4: -0.89278; 1.5: -43.6479; 1.6: 467.1; 1.7: 280.26; 1.8: 8.4594; 1.9: 2335.5; 2: 74.379; 2.1: 95.2159; 2.2: 3819.0802; 2.3: 78.1161; 2.4: -3862.7281; 2.5: -79.0089
| 2 | 86.55 | 1: -4.8611; 1.1: -44.0359; 1.2: -0.059053; 1.3: 467.37; 1.4: -0.9002; 1.5: -44.0359; 1.6: 467.37; 1.7: 280.422; 1.8: 8.4594; 1.9: 2336.85; 2: 74.422; 2.1: 95.2168; 2.2: 3823.4626; 2.3: 78.1606; 2.4: -3867.4985; 2.5: -79.0607
| 2 | 86.6 | 1: -4.9015; 1.1: -44.4275; 1.2: -0.059578; 1.3: 467.64; 1.4: -0.90768; 1.5: -44.4275; 1.6: 467.64; 1.7: 280.584; 1.8: 8.4594; 1.9: 2338.2; 2: 74.465; 2.1: 95.2177; 2.2: 3827.8471; 2.3: 78.205; 2.4: -3872.2746; 2.5: -79.1127
| 2 | 86.65 | 1: -4.9422; 1.1: -44.8228; 1.2: -0.060108; 1.3: 467.91; 1.4: -0.91523; 1.5: -44.8228; 1.6: 467.91; 1.7: 280.746; 1.8: 8.4594; 1.9: 2339.55; 2: 74.508; 2.1: 95.2185; 2.2: 3832.2338; 2.3: 78.2494; 2.4: -3877.0566; 2.5: -79.1647
| 2 | 86.7 | 1: -4.9833; 1.1: -45.2217; 1.2: -0.060643; 1.3: 468.18; 1.4: -0.92284; 1.5: -45.2217; 1.6: 468.18; 1.7: 280.908; 1.8: 8.4594; 1.9: 2340.9; 2: 74.551; 2.1: 95.2194; 2.2: 3836.6226; 2.3: 78.2939; 2.4: -3881.8443; 2.5: -79.2167
| 2 | 86.75 | 1: -5.0248; 1.1: -45.6244; 1.2: -0.061183; 1.3: 468.45; 1.4: -0.93052; 1.5: -45.6244; 1.6: 468.45; 1.7: 281.07; 1.8: 8.4594; 1.9: 2342.25; 2: 74.5939; 2.1: 95.2203; 2.2: 3841.0136; 2.3: 78.3383; 2.4: -3886.6379; 2.5: -79.2688
| 2 | 86.8 | 1: -5.0666; 1.1: -46.0307; 1.2: -0.061728; 1.3: 468.72; 1.4: -0.93827; 1.5: -46.0307; 1.6: 468.72; 1.7: 281.232; 1.8: 8.4594; 1.9: 2343.6; 2: 74.6369; 2.1: 95.2212; 2.2: 3845.4067; 2.3: 78.3827; 2.4: -3891.4374; 2.5: -79.321
| 2 | 86.85 | 1: -5.1088; 1.1: -46.4408; 1.2: -0.062278; 1.3: 468.99; 1.4: -0.94608; 1.5: -46.4408; 1.6: 468.99; 1.7: 281.394; 1.8: 8.4594; 1.9: 2344.95; 2: 74.6799; 2.1: 95.222; 2.2: 3849.802; 2.3: 78.4271; 2.4: -3896.2428; 2.5: -79.3732
| 2 | 86.9 | 1: -5.1514; 1.1: -46.8547; 1.2: -0.062833; 1.3: 469.26; 1.4: -0.95396; 1.5: -46.8547; 1.6: 469.26; 1.7: 281.556; 1.8: 8.4594; 1.9: 2346.3; 2: 74.7229; 2.1: 95.223; 2.2: 3854.1994; 2.3: 78.4716; 2.4: -3901.0541; 2.5: -79.4255
| 2 | 86.95 | 1: -5.1943; 1.1: -47.2724; 1.2: -0.063393; 1.3: 469.53; 1.4: -0.96191; 1.5: -47.2724; 1.6: 469.53; 1.7: 281.718; 1.8: 8.4594; 1.9: 2347.65; 2: 74.7659; 2.1: 95.2239; 2.2: 3858.5989; 2.3: 78.516; 2.4: -3905.8713; 2.5: -79.4779
| 2 | 87 | 1: -5.2376; 1.1: -47.6939; 1.2: -0.063959; 1.3: 469.8; 1.4: -0.96993; 1.5: -47.6939; 1.6: 469.8; 1.7: 281.88; 1.8: 8.4594; 1.9: 2349; 2: 74.8089; 2.1: 95.2248; 2.2: 3863.0006; 2.3: 78.5603; 2.4: -3910.6945; 2.5: -79.5303
| 2 | 87.05 | 1: -5.2813; 1.1: -48.1194; 1.2: -0.064529; 1.3: 470.07; 1.4: -0.97802; 1.5: -48.1194; 1.6: 470.07; 1.7: 282.042; 1.8: 8.4594; 1.9: 2350.35; 2: 74.8519; 2.1: 95.2257; 2.2: 3867.4044; 2.3: 78.6047; 2.4: -3915.5237; 2.5: -79.5827
| 2 | 87.1 | 1: -5.3254; 1.1: -48.5487; 1.2: -0.065105; 1.3: 470.34; 1.4: -0.98618; 1.5: -48.5487; 1.6: 470.34; 1.7: 282.204; 1.8: 8.4594; 1.9: 2351.7; 2: 74.8949; 2.1: 95.2267; 2.2: 3871.8103; 2.3: 78.6491; 2.4: -3920.359; 2.5: -79.6353
| 2 | 87.15 | 1: -5.3698; 1.1: -48.982; 1.2: -0.065686; 1.3: 470.61; 1.4: -0.99441; 1.5: -48.982; 1.6: 470.61; 1.7: 282.366; 1.8: 8.4594; 1.9: 2353.05; 2: 74.9379; 2.1: 95.2276; 2.2: 3876.2183; 2.3: 78.6935; 2.4: -3925.2003; 2.5: -79.6879
| 2 | 87.2 | 1: -5.4147; 1.1: -49.4192; 1.2: -0.066272; 1.3: 470.88; 1.4: -1.0027; 1.5: -49.4192; 1.6: 470.88; 1.7: 282.528; 1.8: 8.4594; 1.9: 2354.4; 2: 74.9809; 2.1: 95.2286; 2.2: 3880.6285; 2.3: 78.7378; 2.4: -3930.0477; 2.5: -79.7405
| 2 | 87.25 | 1: -5.4599; 1.1: -49.8604; 1.2: -0.066864; 1.3: 471.15; 1.4: -1.0111; 1.5: -49.8604; 1.6: 471.15; 1.7: 282.69; 1.8: 8.4594; 1.9: 2355.75; 2: 75.0239; 2.1: 95.2295; 2.2: 3885.0407; 2.3: 78.7822; 2.4: -3934.9012; 2.5: -79.7933
| 2 | 87.3 | 1: -5.5055; 1.1: -50.3057; 1.2: -0.067461; 1.3: 471.42; 1.4: -1.0195; 1.5: -50.3057; 1.6: 471.42; 1.7: 282.852; 1.8: 8.4594; 1.9: 2357.1; 2: 75.0669; 2.1: 95.2305; 2.2: 3889.4551; 2.3: 78.8265; 2.4: -3939.7608; 2.5: -79.8461
| 2 | 87.35 | 1: -5.5515; 1.1: -50.755; 1.2: -0.068064; 1.3: 471.69; 1.4: -1.028; 1.5: -50.755; 1.6: 471.69; 1.7: 283.014; 1.8: 8.4594; 1.9: 2358.45; 2: 75.1099; 2.1: 95.2315; 2.2: 3893.8715; 2.3: 78.8709; 2.4: -3944.6266; 2.5: -79.8989
| 2 | 87.4 | 1: -5.5979; 1.1: -51.2085; 1.2: -0.068672; 1.3: 471.96; 1.4: -1.0366; 1.5: -51.2085; 1.6: 471.96; 1.7: 283.176; 1.8: 8.4594; 1.9: 2359.8; 2: 75.1529; 2.1: 95.2325; 2.2: 3898.2901; 2.3: 78.9152; 2.4: -3949.4985; 2.5: -79.9518
| 2 | 87.45 | 1: -5.6446; 1.1: -51.666; 1.2: -0.069285; 1.3: 472.23; 1.4: -1.0453; 1.5: -51.666; 1.6: 472.23; 1.7: 283.338; 1.8: 8.4594; 1.9: 2361.15; 2: 75.1959; 2.1: 95.2335; 2.2: 3902.7107; 2.3: 78.9595; 2.4: -3954.3767; 2.5: -80.0048
| 2 | 87.5 | 1: -5.6918; 1.1: -52.1278; 1.2: -0.069904; 1.3: 472.5; 1.4: -1.054; 1.5: -52.1278; 1.6: 472.5; 1.7: 283.5; 1.8: 8.4594; 1.9: 2362.5; 2: 75.2389; 2.1: 95.2345; 2.2: 3907.1334; 2.3: 79.0038; 2.4: -3959.2611; 2.5: -80.0579
| 2 | 87.55 | 1: -5.7394; 1.1: -52.5937; 1.2: -0.070529; 1.3: 472.77; 1.4: -1.0629; 1.5: -52.5937; 1.6: 472.77; 1.7: 283.662; 1.8: 8.4594; 1.9: 2363.85; 2: 75.2818; 2.1: 95.2355; 2.2: 3911.5582; 2.3: 79.0481; 2.4: -3964.1518; 2.5: -80.111
| 2 | 87.6 | 1: -5.7874; 1.1: -53.0638; 1.2: -0.07116; 1.3: 473.04; 1.4: -1.0717; 1.5: -53.0638; 1.6: 473.04; 1.7: 283.824; 1.8: 8.4594; 1.9: 2365.2; 2: 75.3248; 2.1: 95.2365; 2.2: 3915.985; 2.3: 79.0924; 2.4: -3969.0488; 2.5: -80.1641
| 2 | 87.65 | 1: -5.8358; 1.1: -53.5382; 1.2: -0.071796; 1.3: 473.31; 1.4: -1.0807; 1.5: -53.5382; 1.6: 473.31; 1.7: 283.986; 1.8: 8.4594; 1.9: 2366.55; 2: 75.3678; 2.1: 95.2375; 2.2: 3920.4139; 2.3: 79.1367; 2.4: -3973.9521; 2.5: -80.2174
| 2 | 87.7 | 1: -5.8847; 1.1: -54.0169; 1.2: -0.072438; 1.3: 473.58; 1.4: -1.0898; 1.5: -54.0169; 1.6: 473.58; 1.7: 284.148; 1.8: 8.4594; 1.9: 2367.9; 2: 75.4108; 2.1: 95.2386; 2.2: 3924.8449; 2.3: 79.181; 2.4: -3978.8618; 2.5: -80.2707
| 2 | 87.75 | 1: -5.9339; 1.1: -54.4999; 1.2: -0.073086; 1.3: 473.85; 1.4: -1.0989; 1.5: -54.4999; 1.6: 473.85; 1.7: 284.31; 1.8: 8.4594; 1.9: 2369.25; 2: 75.4538; 2.1: 95.2396; 2.2: 3929.2779; 2.3: 79.2252; 2.4: -3983.7779; 2.5: -80.3241
| 2 | 87.8 | 1: -5.9836; 1.1: -54.9873; 1.2: -0.073739; 1.3: 474.12; 1.4: -1.1081; 1.5: -54.9873; 1.6: 474.12; 1.7: 284.472; 1.8: 8.4594; 1.9: 2370.6; 2: 75.4968; 2.1: 95.2407; 2.2: 3933.713; 2.3: 79.2695; 2.4: -3988.7003; 2.5: -80.3775
| 2 | 87.85 | 1: -6.0336; 1.1: -55.479; 1.2: -0.074399; 1.3: 474.39; 1.4: -1.1173; 1.5: -55.479; 1.6: 474.39; 1.7: 284.634; 1.8: 8.4594; 1.9: 2371.95; 2: 75.5398; 2.1: 95.2418; 2.2: 3938.1502; 2.3: 79.3137; 2.4: -3993.6292; 2.5: -80.4311
| 2 | 87.9 | 1: -6.0841; 1.1: -55.9752; 1.2: -0.075064; 1.3: 474.66; 1.4: -1.1267; 1.5: -55.9752; 1.6: 474.66; 1.7: 284.796; 1.8: 8.4594; 1.9: 2373.3; 2: 75.5828; 2.1: 95.2429; 2.2: 3942.5893; 2.3: 79.358; 2.4: -3998.5646; 2.5: -80.4847
| 2 | 87.95 | 1: -6.1351; 1.1: -56.4759; 1.2: -0.075735; 1.3: 474.93; 1.4: -1.1361; 1.5: -56.4759; 1.6: 474.93; 1.7: 284.958; 1.8: 8.4594; 1.9: 2374.65; 2: 75.6258; 2.1: 95.244; 2.2: 3947.0305; 2.3: 79.4022; 2.4: -4003.5064; 2.5: -80.5383
| 2 | 88 | 1: -6.1864; 1.1: -56.981; 1.2: -0.076413; 1.3: 475.2; 1.4: -1.1456; 1.5: -56.981; 1.6: 475.2; 1.7: 285.12; 1.8: 8.4594; 1.9: 2376; 2: 75.6688; 2.1: 95.2451; 2.2: 3951.4738; 2.3: 79.4464; 2.4: -4008.4548; 2.5: -80.592
| 2 | 88.05 | 1: -6.2382; 1.1: -57.4907; 1.2: -0.077096; 1.3: 475.47; 1.4: -1.1552; 1.5: -57.4907; 1.6: 475.47; 1.7: 285.282; 1.8: 8.4594; 1.9: 2377.35; 2: 75.7118; 2.1: 95.2462; 2.2: 3955.919; 2.3: 79.4906; 2.4: -4013.4097; 2.5: -80.6458
| 2 | 88.1 | 1: -6.2904; 1.1: -58.0049; 1.2: -0.077786; 1.3: 475.74; 1.4: -1.1649; 1.5: -58.0049; 1.6: 475.74; 1.7: 285.444; 1.8: 8.4594; 1.9: 2378.7; 2: 75.7548; 2.1: 95.2473; 2.2: 3960.3663; 2.3: 79.5348; 2.4: -4018.3712; 2.5: -80.6997
| 2 | 88.15 | 1: -6.3431; 1.1: -58.5237; 1.2: -0.078482; 1.3: 476.01; 1.4: -1.1746; 1.5: -58.5237; 1.6: 476.01; 1.7: 285.606; 1.8: 8.4594; 1.9: 2380.05; 2: 75.7978; 2.1: 95.2484; 2.2: 3964.8156; 2.3: 79.579; 2.4: -4023.3393; 2.5: -80.7537
| 2 | 88.2 | 1: -6.3962; 1.1: -59.0471; 1.2: -0.079183; 1.3: 476.28; 1.4: -1.1845; 1.5: -59.0471; 1.6: 476.28; 1.7: 285.768; 1.8: 8.4594; 1.9: 2381.4; 2: 75.8408; 2.1: 95.2496; 2.2: 3969.2669; 2.3: 79.6232; 2.4: -4028.314; 2.5: -80.8077
| 2 | 88.25 | 1: -6.4497; 1.1: -59.5752; 1.2: -0.079892; 1.3: 476.55; 1.4: -1.1944; 1.5: -59.5752; 1.6: 476.55; 1.7: 285.93; 1.8: 8.4594; 1.9: 2382.75; 2: 75.8838; 2.1: 95.2508; 2.2: 3973.7202; 2.3: 79.6674; 2.4: -4033.2954; 2.5: -80.8618
| 2 | 88.3 | 1: -6.5037; 1.1: -60.108; 1.2: -0.080606; 1.3: 476.82; 1.4: -1.2044; 1.5: -60.108; 1.6: 476.82; 1.7: 286.092; 1.8: 8.4594; 1.9: 2384.1; 2: 75.9268; 2.1: 95.2519; 2.2: 3978.1755; 2.3: 79.7115; 2.4: -4038.2835; 2.5: -80.9159
| 2 | 88.35 | 1: -6.5582; 1.1: -60.6455; 1.2: -0.081327; 1.3: 477.09; 1.4: -1.2145; 1.5: -60.6455; 1.6: 477.09; 1.7: 286.254; 1.8: 8.4594; 1.9: 2385.45; 2: 75.9697; 2.1: 95.2531; 2.2: 3982.6328; 2.3: 79.7557; 2.4: -4043.2783; 2.5: -80.9701
| 2 | 88.4 | 1: -6.6131; 1.1: -61.1878; 1.2: -0.082054; 1.3: 477.36; 1.4: -1.2246; 1.5: -61.1878; 1.6: 477.36; 1.7: 286.416; 1.8: 8.4594; 1.9: 2386.8; 2: 76.0127; 2.1: 95.2543; 2.2: 3987.0921; 2.3: 79.7998; 2.4: -4048.2799; 2.5: -81.0245
| 2 | 88.45 | 1: -6.6684; 1.1: -61.7349; 1.2: -0.082788; 1.3: 477.63; 1.4: -1.2349; 1.5: -61.7349; 1.6: 477.63; 1.7: 286.578; 1.8: 8.4594; 1.9: 2388.15; 2: 76.0557; 2.1: 95.2555; 2.2: 3991.5534; 2.3: 79.8439; 2.4: -4053.2883; 2.5: -81.0788
| 2 | 88.5 | 1: -6.7243; 1.1: -62.2868; 1.2: -0.083528; 1.3: 477.9; 1.4: -1.2452; 1.5: -62.2868; 1.6: 477.9; 1.7: 286.74; 1.8: 8.4594; 1.9: 2389.5; 2: 76.0987; 2.1: 95.2567; 2.2: 3996.0166; 2.3: 79.8881; 2.4: -4058.3034; 2.5: -81.1333
| 2 | 88.55 | 1: -6.7805; 1.1: -62.8436; 1.2: -0.084275; 1.3: 478.17; 1.4: -1.2557; 1.5: -62.8436; 1.6: 478.17; 1.7: 286.902; 1.8: 8.4594; 1.9: 2390.85; 2: 76.1417; 2.1: 95.2579; 2.2: 4000.4818; 2.3: 79.9322; 2.4: -4063.3254; 2.5: -81.1878
| 2 | 88.6 | 1: -6.8373; 1.1: -63.4053; 1.2: -0.085028; 1.3: 478.44; 1.4: -1.2662; 1.5: -63.4053; 1.6: 478.44; 1.7: 287.064; 1.8: 8.4594; 1.9: 2392.2; 2: 76.1847; 2.1: 95.2592; 2.2: 4004.949; 2.3: 79.9763; 2.4: -4068.3543; 2.5: -81.2424
| 2 | 88.65 | 1: -6.8945; 1.1: -63.972; 1.2: -0.085788; 1.3: 478.71; 1.4: -1.2768; 1.5: -63.972; 1.6: 478.71; 1.7: 287.226; 1.8: 8.4594; 1.9: 2393.55; 2: 76.2277; 2.1: 95.2604; 2.2: 4009.4181; 2.3: 80.0204; 2.4: -4073.3901; 2.5: -81.2971
| 2 | 88.7 | 1: -6.9522; 1.1: -64.5436; 1.2: -0.086554; 1.3: 478.98; 1.4: -1.2874; 1.5: -64.5436; 1.6: 478.98; 1.7: 287.388; 1.8: 8.4594; 1.9: 2394.9; 2: 76.2707; 2.1: 95.2617; 2.2: 4013.8891; 2.3: 80.0644; 2.4: -4078.4328; 2.5: -81.3519
| 2 | 88.75 | 1: -7.0103; 1.1: -65.1203; 1.2: -0.087328; 1.3: 479.25; 1.4: -1.2982; 1.5: -65.1203; 1.6: 479.25; 1.7: 287.55; 1.8: 8.4594; 1.9: 2396.25; 2: 76.3137; 2.1: 95.2629; 2.2: 4018.3622; 2.3: 80.1085; 2.4: -4083.4824; 2.5: -81.4067
| 2 | 88.8 | 1: -7.069; 1.1: -65.702; 1.2: -0.088108; 1.3: 479.52; 1.4: -1.3091; 1.5: -65.702; 1.6: 479.52; 1.7: 287.712; 1.8: 8.4594; 1.9: 2397.6; 2: 76.3567; 2.1: 95.2642; 2.2: 4022.8371; 2.3: 80.1525; 2.4: -4088.5391; 2.5: -81.4616
| 2 | 88.85 | 1: -7.1281; 1.1: -66.2887; 1.2: -0.088895; 1.3: 479.79; 1.4: -1.32; 1.5: -66.2887; 1.6: 479.79; 1.7: 287.874; 1.8: 8.4594; 1.9: 2398.95; 2: 76.3997; 2.1: 95.2655; 2.2: 4027.314; 2.3: 80.1966; 2.4: -4093.6028; 2.5: -81.5166
| 2 | 88.9 | 1: -7.1877; 1.1: -66.8807; 1.2: -0.089688; 1.3: 480.06; 1.4: -1.3311; 1.5: -66.8807; 1.6: 480.06; 1.7: 288.036; 1.8: 8.4594; 1.9: 2400.3; 2: 76.4427; 2.1: 95.2668; 2.2: 4031.7928; 2.3: 80.2406; 2.4: -4098.6735; 2.5: -81.5717
| 2 | 88.95 | 1: -7.2478; 1.1: -67.4777; 1.2: -0.090489; 1.3: 480.33; 1.4: -1.3422; 1.5: -67.4777; 1.6: 480.33; 1.7: 288.198; 1.8: 8.4594; 1.9: 2401.65; 2: 76.4857; 2.1: 95.2681; 2.2: 4036.2736; 2.3: 80.2846; 2.4: -4103.7513; 2.5: -81.6268
| 2 | 89 | 1: -7.3084; 1.1: -68.08; 1.2: -0.091297; 1.3: 480.6; 1.4: -1.3534; 1.5: -68.08; 1.6: 480.6; 1.7: 288.36; 1.8: 8.4594; 1.9: 2403; 2: 76.5287; 2.1: 95.2694; 2.2: 4040.7562; 2.3: 80.3287; 2.4: -4108.8362; 2.5: -81.6821
| 2 | 89.05 | 1: -7.3695; 1.1: -68.6875; 1.2: -0.092111; 1.3: 480.87; 1.4: -1.3647; 1.5: -68.6875; 1.6: 480.87; 1.7: 288.522; 1.8: 8.4594; 1.9: 2404.35; 2: 76.5717; 2.1: 95.2708; 2.2: 4045.2408; 2.3: 80.3727; 2.4: -4113.9283; 2.5: -81.7374
| 2 | 89.1 | 1: -7.431; 1.1: -69.3003; 1.2: -0.092933; 1.3: 481.14; 1.4: -1.3761; 1.5: -69.3003; 1.6: 481.14; 1.7: 288.684; 1.8: 8.4594; 1.9: 2405.7; 2: 76.6146; 2.1: 95.2721; 2.2: 4049.7273; 2.3: 80.4166; 2.4: -4119.0275; 2.5: -81.7928
| 2 | 89.15 | 1: -7.4931; 1.1: -69.9184; 1.2: -0.093762; 1.3: 481.41; 1.4: -1.3876; 1.5: -69.9184; 1.6: 481.41; 1.7: 288.846; 1.8: 8.4594; 1.9: 2407.05; 2: 76.6576; 2.1: 95.2735; 2.2: 4054.2156; 2.3: 80.4606; 2.4: -4124.134; 2.5: -81.8482
| 2 | 89.2 | 1: -7.5557; 1.1: -70.5418; 1.2: -0.094598; 1.3: 481.68; 1.4: -1.3992; 1.5: -70.5418; 1.6: 481.68; 1.7: 289.008; 1.8: 8.4594; 1.9: 2408.4; 2: 76.7006; 2.1: 95.2749; 2.2: 4058.7059; 2.3: 80.5046; 2.4: -4129.2477; 2.5: -81.9038
| 2 | 89.25 | 1: -7.6188; 1.1: -71.1706; 1.2: -0.095441; 1.3: 481.95; 1.4: -1.4109; 1.5: -71.1706; 1.6: 481.95; 1.7: 289.17; 1.8: 8.4594; 1.9: 2409.75; 2: 76.7436; 2.1: 95.2763; 2.2: 4063.198; 2.3: 80.5485; 2.4: -4134.3687; 2.5: -81.9594
| 2 | 89.3 | 1: -7.6824; 1.1: -71.8049; 1.2: -0.096292; 1.3: 482.22; 1.4: -1.4227; 1.5: -71.8049; 1.6: 482.22; 1.7: 289.332; 1.8: 8.4594; 1.9: 2411.1; 2: 76.7866; 2.1: 95.2777; 2.2: 4067.692; 2.3: 80.5925; 2.4: -4139.4969; 2.5: -82.0151
| 2 | 89.35 | 1: -7.7465; 1.1: -72.4446; 1.2: -0.09715; 1.3: 482.49; 1.4: -1.4345; 1.5: -72.4446; 1.6: 482.49; 1.7: 289.494; 1.8: 8.4594; 1.9: 2412.45; 2: 76.8296; 2.1: 95.2791; 2.2: 4072.1879; 2.3: 80.6364; 2.4: -4144.6325; 2.5: -82.0709
| 2 | 89.4 | 1: -7.8111; 1.1: -73.0898; 1.2: -0.098015; 1.3: 482.76; 1.4: -1.4465; 1.5: -73.0898; 1.6: 482.76; 1.7: 289.656; 1.8: 8.4594; 1.9: 2413.8; 2: 76.8726; 2.1: 95.2805; 2.2: 4076.6857; 2.3: 80.6803; 2.4: -4149.7755; 2.5: -82.1268
| 2 | 89.45 | 1: -7.8762; 1.1: -73.7406; 1.2: -0.098888; 1.3: 483.03; 1.4: -1.4586; 1.5: -73.7406; 1.6: 483.03; 1.7: 289.818; 1.8: 8.4594; 1.9: 2415.15; 2: 76.9156; 2.1: 95.282; 2.2: 4081.1853; 2.3: 80.7242; 2.4: -4154.9258; 2.5: -82.1828
| 2 | 89.5 | 1: -7.9419; 1.1: -74.3969; 1.2: -0.099768; 1.3: 483.3; 1.4: -1.4707; 1.5: -74.3969; 1.6: 483.3; 1.7: 289.98; 1.8: 8.4594; 1.9: 2416.5; 2: 76.9586; 2.1: 95.2834; 2.2: 4085.6867; 2.3: 80.7681; 2.4: -4160.0836; 2.5: -82.2388
| 2 | 89.55 | 1: -8.0081; 1.1: -75.0588; 1.2: -0.10066; 1.3: 483.57; 1.4: -1.483; 1.5: -75.0588; 1.6: 483.57; 1.7: 290.142; 1.8: 8.4594; 1.9: 2417.85; 2: 77.0016; 2.1: 95.2849; 2.2: 4090.19; 2.3: 80.812; 2.4: -4165.2489; 2.5: -82.295
| 2 | 89.6 | 1: -8.0748; 1.1: -75.7264; 1.2: -0.10155; 1.3: 483.84; 1.4: -1.4953; 1.5: -75.7264; 1.6: 483.84; 1.7: 290.304; 1.8: 8.4594; 1.9: 2419.2; 2: 77.0446; 2.1: 95.2864; 2.2: 4094.6952; 2.3: 80.8558; 2.4: -4170.4216; 2.5: -82.3512
| 2 | 89.65 | 1: -8.142; 1.1: -76.3997; 1.2: -0.10245; 1.3: 484.11; 1.4: -1.5078; 1.5: -76.3997; 1.6: 484.11; 1.7: 290.466; 1.8: 8.4594; 1.9: 2420.55; 2: 77.0876; 2.1: 95.2878; 2.2: 4099.2022; 2.3: 80.8997; 2.4: -4175.6019; 2.5: -82.4075
| 2 | 89.7 | 1: -8.2098; 1.1: -77.0787; 1.2: -0.10336; 1.3: 484.38; 1.4: -1.5203; 1.5: -77.0787; 1.6: 484.38; 1.7: 290.628; 1.8: 8.4594; 1.9: 2421.9; 2: 77.1306; 2.1: 95.2894; 2.2: 4103.711; 2.3: 80.9435; 2.4: -4180.7897; 2.5: -82.4639
| 2 | 89.75 | 1: -8.2781; 1.1: -77.7635; 1.2: -0.10428; 1.3: 484.65; 1.4: -1.533; 1.5: -77.7635; 1.6: 484.65; 1.7: 290.79; 1.8: 8.4594; 1.9: 2423.25; 2: 77.1736; 2.1: 95.2909; 2.2: 4108.2216; 2.3: 80.9874; 2.4: -4185.9851; 2.5: -82.5204
| 2 | 89.8 | 1: -8.347; 1.1: -78.4541; 1.2: -0.10521; 1.3: 484.92; 1.4: -1.5457; 1.5: -78.4541; 1.6: 484.92; 1.7: 290.952; 1.8: 8.4594; 1.9: 2424.6; 2: 77.2166; 2.1: 95.2924; 2.2: 4112.734; 2.3: 81.0312; 2.4: -4191.1882; 2.5: -82.5769
| 2 | 89.85 | 1: -8.4164; 1.1: -79.1506; 1.2: -0.10614; 1.3: 485.19; 1.4: -1.5586; 1.5: -79.1506; 1.6: 485.19; 1.7: 291.114; 1.8: 8.4594; 1.9: 2425.95; 2: 77.2596; 2.1: 95.294; 2.2: 4117.2483; 2.3: 81.075; 2.4: -4196.3989; 2.5: -82.6336
| 2 | 89.9 | 1: -8.4864; 1.1: -79.8529; 1.2: -0.10708; 1.3: 485.46; 1.4: -1.5716; 1.5: -79.8529; 1.6: 485.46; 1.7: 291.276; 1.8: 8.4594; 1.9: 2427.3; 2: 77.3025; 2.1: 95.2955; 2.2: 4121.7643; 2.3: 81.1188; 2.4: -4201.6173; 2.5: -82.6903
| 2 | 89.95 | 1: -8.5569; 1.1: -80.5612; 1.2: -0.10803; 1.3: 485.73; 1.4: -1.5846; 1.5: -80.5612; 1.6: 485.73; 1.7: 291.438; 1.8: 8.4594; 1.9: 2428.65; 2: 77.3455; 2.1: 95.2971; 2.2: 4126.2822; 2.3: 81.1625; 2.4: -4206.8434; 2.5: -82.7471
| 2 | 90 | 1: -8.628; 1.1: -81.2755; 1.2: -0.10899; 1.3: 486; 1.4: -1.5978; 1.5: -81.2755; 1.6: 486; 1.7: 291.6; 1.8: 8.4594; 1.9: 2430; 2: 77.3885; 2.1: 95.2987; 2.2: 4130.8018; 2.3: 81.2063; 2.4: -4212.0773; 2.5: -82.8041
| 2 | 90.05 | 1: -8.6996; 1.1: -81.9958; 1.2: -0.10996; 1.3: 486.27; 1.4: -1.611; 1.5: -81.9958; 1.6: 486.27; 1.7: 291.762; 1.8: 8.4594; 1.9: 2431.35; 2: 77.4315; 2.1: 95.3003; 2.2: 4135.3232; 2.3: 81.25; 2.4: -4217.3189; 2.5: -82.8611
| 2 | 90.1 | 1: -8.7718; 1.1: -82.7221; 1.2: -0.11093; 1.3: 486.54; 1.4: -1.6244; 1.5: -82.7221; 1.6: 486.54; 1.7: 291.924; 1.8: 8.4594; 1.9: 2432.7; 2: 77.4745; 2.1: 95.3019; 2.2: 4139.8463; 2.3: 81.2938; 2.4: -4222.5684; 2.5: -82.9182
| 2 | 90.15 | 1: -8.8445; 1.1: -83.4545; 1.2: -0.11191; 1.3: 486.81; 1.4: -1.6379; 1.5: -83.4545; 1.6: 486.81; 1.7: 292.086; 1.8: 8.4594; 1.9: 2434.05; 2: 77.5175; 2.1: 95.3035; 2.2: 4144.3713; 2.3: 81.3375; 2.4: -4227.8258; 2.5: -82.9754
| 2 | 90.2 | 1: -8.9179; 1.1: -84.193; 1.2: -0.1129; 1.3: 487.08; 1.4: -1.6515; 1.5: -84.193; 1.6: 487.08; 1.7: 292.248; 1.8: 8.4594; 1.9: 2435.4; 2: 77.5605; 2.1: 95.3052; 2.2: 4148.898; 2.3: 81.3812; 2.4: -4233.091; 2.5: -83.0327
| 2 | 90.25 | 1: -8.9918; 1.1: -84.9378; 1.2: -0.1139; 1.3: 487.35; 1.4: -1.6651; 1.5: -84.9378; 1.6: 487.35; 1.7: 292.41; 1.8: 8.4594; 1.9: 2436.75; 2: 77.6035; 2.1: 95.3069; 2.2: 4153.4264; 2.3: 81.4249; 2.4: -4238.3642; 2.5: -83.09
| 2 | 90.3 | 1: -9.0662; 1.1: -85.6887; 1.2: -0.11491; 1.3: 487.62; 1.4: -1.6789; 1.5: -85.6887; 1.6: 487.62; 1.7: 292.572; 1.8: 8.4594; 1.9: 2438.1; 2: 77.6465; 2.1: 95.3085; 2.2: 4157.9566; 2.3: 81.4686; 2.4: -4243.6453; 2.5: -83.1475
| 2 | 90.35 | 1: -9.1413; 1.1: -86.4459; 1.2: -0.11593; 1.3: 487.89; 1.4: -1.6928; 1.5: -86.4459; 1.6: 487.89; 1.7: 292.734; 1.8: 8.4594; 1.9: 2439.45; 2: 77.6895; 2.1: 95.3102; 2.2: 4162.4885; 2.3: 81.5122; 2.4: -4248.9344; 2.5: -83.2051
| 2 | 90.4 | 1: -9.2169; 1.1: -87.2094; 1.2: -0.11695; 1.3: 488.16; 1.4: -1.7068; 1.5: -87.2094; 1.6: 488.16; 1.7: 292.896; 1.8: 8.4594; 1.9: 2440.8; 2: 77.7325; 2.1: 95.3119; 2.2: 4167.0221; 2.3: 81.5559; 2.4: -4254.2316; 2.5: -83.2627
| 2 | 90.45 | 1: -9.2932; 1.1: -87.9793; 1.2: -0.11798; 1.3: 488.43; 1.4: -1.721; 1.5: -87.9793; 1.6: 488.43; 1.7: 293.058; 1.8: 8.4594; 1.9: 2442.15; 2: 77.7755; 2.1: 95.3137; 2.2: 4171.5575; 2.3: 81.5995; 2.4: -4259.5368; 2.5: -83.3205
| 2 | 90.5 | 1: -9.37; 1.1: -88.7555; 1.2: -0.11902; 1.3: 488.7; 1.4: -1.7352; 1.5: -88.7555; 1.6: 488.7; 1.7: 293.22; 1.8: 8.4594; 1.9: 2443.5; 2: 77.8185; 2.1: 95.3154; 2.2: 4176.0946; 2.3: 81.6431; 2.4: -4264.8501; 2.5: -83.3783
| 2 | 90.55 | 1: -9.4474; 1.1: -89.5382; 1.2: -0.12007; 1.3: 488.97; 1.4: -1.7495; 1.5: -89.5382; 1.6: 488.97; 1.7: 293.382; 1.8: 8.4594; 1.9: 2444.85; 2: 77.8615; 2.1: 95.3172; 2.2: 4180.6333; 2.3: 81.6867; 2.4: -4270.1715; 2.5: -83.4362
| 2 | 90.6 | 1: -9.5254; 1.1: -90.3273; 1.2: -0.12113; 1.3: 489.24; 1.4: -1.764; 1.5: -90.3273; 1.6: 489.24; 1.7: 293.544; 1.8: 8.4594; 1.9: 2446.2; 2: 77.9045; 2.1: 95.3189; 2.2: 4185.1738; 2.3: 81.7303; 2.4: -4275.5012; 2.5: -83.4943
| 2 | 90.65 | 1: -9.604; 1.1: -91.123; 1.2: -0.1222; 1.3: 489.51; 1.4: -1.7785; 1.5: -91.123; 1.6: 489.51; 1.7: 293.706; 1.8: 8.4594; 1.9: 2447.55; 2: 77.9475; 2.1: 95.3207; 2.2: 4189.716; 2.3: 81.7739; 2.4: -4280.839; 2.5: -83.5524
| 2 | 90.7 | 1: -9.6832; 1.1: -91.9252; 1.2: -0.12327; 1.3: 489.78; 1.4: -1.7932; 1.5: -91.9252; 1.6: 489.78; 1.7: 293.868; 1.8: 8.4594; 1.9: 2448.9; 2: 77.9904; 2.1: 95.3225; 2.2: 4194.2598; 2.3: 81.8174; 2.4: -4286.185; 2.5: -83.6106
| 2 | 90.75 | 1: -9.763; 1.1: -92.734; 1.2: -0.12436; 1.3: 490.05; 1.4: -1.808; 1.5: -92.734; 1.6: 490.05; 1.7: 294.03; 1.8: 8.4594; 1.9: 2450.25; 2: 78.0334; 2.1: 95.3243; 2.2: 4198.8054; 2.3: 81.861; 2.4: -4291.5394; 2.5: -83.6689
| 2 | 90.8 | 1: -9.8434; 1.1: -93.5494; 1.2: -0.12545; 1.3: 490.32; 1.4: -1.8229; 1.5: -93.5494; 1.6: 490.32; 1.7: 294.192; 1.8: 8.4594; 1.9: 2451.6; 2: 78.0764; 2.1: 95.3262; 2.2: 4203.3526; 2.3: 81.9045; 2.4: -4296.902; 2.5: -83.7274
| 2 | 90.85 | 1: -9.9245; 1.1: -94.3716; 1.2: -0.12655; 1.3: 490.59; 1.4: -1.8379; 1.5: -94.3716; 1.6: 490.59; 1.7: 294.354; 1.8: 8.4594; 1.9: 2452.95; 2: 78.1194; 2.1: 95.328; 2.2: 4207.9014; 2.3: 81.948; 2.4: -4302.273; 2.5: -83.7859
| 2 | 90.9 | 1: -10.0061; 1.1: -95.2004; 1.2: -0.12767; 1.3: 490.86; 1.4: -1.853; 1.5: -95.2004; 1.6: 490.86; 1.7: 294.516; 1.8: 8.4594; 1.9: 2454.3; 2: 78.1624; 2.1: 95.3299; 2.2: 4212.4519; 2.3: 81.9915; 2.4: -4307.6524; 2.5: -83.8445
| 2 | 90.95 | 1: -10.0884; 1.1: -96.0361; 1.2: -0.12879; 1.3: 491.13; 1.4: -1.8682; 1.5: -96.0361; 1.6: 491.13; 1.7: 294.678; 1.8: 8.4594; 1.9: 2455.65; 2: 78.2054; 2.1: 95.3318; 2.2: 4217.0041; 2.3: 82.035; 2.4: -4313.0402; 2.5: -83.9032
| 2 | 91 | 1: -10.1713; 1.1: -96.8785; 1.2: -0.12992; 1.3: 491.4; 1.4: -1.8836; 1.5: -96.8785; 1.6: 491.4; 1.7: 294.84; 1.8: 8.4594; 1.9: 2457; 2: 78.2484; 2.1: 95.3337; 2.2: 4221.5579; 2.3: 82.0785; 2.4: -4318.4364; 2.5: -83.962
| 2 | 91.05 | 1: -10.2549; 1.1: -97.7278; 1.2: -0.13106; 1.3: 491.67; 1.4: -1.899; 1.5: -97.7278; 1.6: 491.67; 1.7: 295.002; 1.8: 8.4594; 1.9: 2458.35; 2: 78.2914; 2.1: 95.3356; 2.2: 4226.1133; 2.3: 82.1219; 2.4: -4323.8411; 2.5: -84.021
| 2 | 91.1 | 1: -10.339; 1.1: -98.584; 1.2: -0.1322; 1.3: 491.94; 1.4: -1.9146; 1.5: -98.584; 1.6: 491.94; 1.7: 295.164; 1.8: 8.4594; 1.9: 2459.7; 2: 78.3344; 2.1: 95.3375; 2.2: 4230.6703; 2.3: 82.1653; 2.4: -4329.2544; 2.5: -84.08
| 2 | 91.15 | 1: -10.4238; 1.1: -99.4472; 1.2: -0.13336; 1.3: 492.21; 1.4: -1.9303; 1.5: -99.4472; 1.6: 492.21; 1.7: 295.326; 1.8: 8.4594; 1.9: 2461.05; 2: 78.3774; 2.1: 95.3395; 2.2: 4235.229; 2.3: 82.2088; 2.4: -4334.6762; 2.5: -84.1391
| 2 | 91.2 | 1: -10.5093; 1.1: -100.3174; 1.2: -0.13453; 1.3: 492.48; 1.4: -1.9462; 1.5: -100.3174; 1.6: 492.48; 1.7: 295.488; 1.8: 8.4594; 1.9: 2462.4; 2: 78.4204; 2.1: 95.3414; 2.2: 4239.7893; 2.3: 82.2522; 2.4: -4340.1066; 2.5: -84.1983
| 2 | 91.25 | 1: -10.5954; 1.1: -101.1946; 1.2: -0.1357; 1.3: 492.75; 1.4: -1.9621; 1.5: -101.1946; 1.6: 492.75; 1.7: 295.65; 1.8: 8.4594; 1.9: 2463.75; 2: 78.4634; 2.1: 95.3434; 2.2: 4244.3511; 2.3: 82.2955; 2.4: -4345.5457; 2.5: -84.2576
| 2 | 91.3 | 1: -10.6821; 1.1: -102.0788; 1.2: -0.13689; 1.3: 493.02; 1.4: -1.9782; 1.5: -102.0788; 1.6: 493.02; 1.7: 295.812; 1.8: 8.4594; 1.9: 2465.1; 2: 78.5064; 2.1: 95.3454; 2.2: 4248.9146; 2.3: 82.3389; 2.4: -4350.9934; 2.5: -84.3171
| 2 | 91.35 | 1: -10.7695; 1.1: -102.9703; 1.2: -0.13809; 1.3: 493.29; 1.4: -1.9943; 1.5: -102.9703; 1.6: 493.29; 1.7: 295.974; 1.8: 8.4594; 1.9: 2466.45; 2: 78.5494; 2.1: 95.3474; 2.2: 4253.4796; 2.3: 82.3823; 2.4: -4356.4499; 2.5: -84.3766
| 2 | 91.4 | 1: -10.8575; 1.1: -103.8688; 1.2: -0.13929; 1.3: 493.56; 1.4: -2.0107; 1.5: -103.8688; 1.6: 493.56; 1.7: 296.136; 1.8: 8.4594; 1.9: 2467.8; 2: 78.5924; 2.1: 95.3495; 2.2: 4258.0462; 2.3: 82.4256; 2.4: -4361.915; 2.5: -84.4362
| 2 | 91.45 | 1: -10.9462; 1.1: -104.7746; 1.2: -0.14051; 1.3: 493.83; 1.4: -2.0271; 1.5: -104.7746; 1.6: 493.83; 1.7: 296.298; 1.8: 8.4594; 1.9: 2469.15; 2: 78.6354; 2.1: 95.3515; 2.2: 4262.6144; 2.3: 82.4689; 2.4: -4367.389; 2.5: -84.496
| 2 | 91.5 | 1: -11.0356; 1.1: -105.6877; 1.2: -0.14173; 1.3: 494.1; 1.4: -2.0436; 1.5: -105.6877; 1.6: 494.1; 1.7: 296.46; 1.8: 8.4594; 1.9: 2470.5; 2: 78.6783; 2.1: 95.3536; 2.2: 4267.1841; 2.3: 82.5122; 2.4: -4372.8718; 2.5: -84.5558
| 2 | 91.55 | 1: -11.1256; 1.1: -106.6081; 1.2: -0.14296; 1.3: 494.37; 1.4: -2.0603; 1.5: -106.6081; 1.6: 494.37; 1.7: 296.622; 1.8: 8.4594; 1.9: 2471.85; 2: 78.7213; 2.1: 95.3557; 2.2: 4271.7554; 2.3: 82.5555; 2.4: -4378.3635; 2.5: -84.6158
| 2 | 91.6 | 1: -11.2163; 1.1: -107.5359; 1.2: -0.14421; 1.3: 494.64; 1.4: -2.0771; 1.5: -107.5359; 1.6: 494.64; 1.7: 296.784; 1.8: 8.4594; 1.9: 2473.2; 2: 78.7643; 2.1: 95.3578; 2.2: 4276.3282; 2.3: 82.5987; 2.4: -4383.864; 2.5: -84.6758
| 2 | 91.65 | 1: -11.3077; 1.1: -108.471; 1.2: -0.14546; 1.3: 494.91; 1.4: -2.094; 1.5: -108.471; 1.6: 494.91; 1.7: 296.946; 1.8: 8.4594; 1.9: 2474.55; 2: 78.8073; 2.1: 95.3599; 2.2: 4280.9025; 2.3: 82.642; 2.4: -4389.3735; 2.5: -84.736
| 2 | 91.7 | 1: -11.3997; 1.1: -109.4136; 1.2: -0.14673; 1.3: 495.18; 1.4: -2.1111; 1.5: -109.4136; 1.6: 495.18; 1.7: 297.108; 1.8: 8.4594; 1.9: 2475.9; 2: 78.8503; 2.1: 95.3621; 2.2: 4285.4784; 2.3: 82.6852; 2.4: -4394.892; 2.5: -84.7963
| 2 | 91.75 | 1: -11.4924; 1.1: -110.3637; 1.2: -0.148; 1.3: 495.45; 1.4: -2.1282; 1.5: -110.3637; 1.6: 495.45; 1.7: 297.27; 1.8: 8.4594; 1.9: 2477.25; 2: 78.8933; 2.1: 95.3642; 2.2: 4290.0558; 2.3: 82.7284; 2.4: -4400.4195; 2.5: -84.8566
| 2 | 91.8 | 1: -11.5858; 1.1: -111.3214; 1.2: -0.14928; 1.3: 495.72; 1.4: -2.1455; 1.5: -111.3214; 1.6: 495.72; 1.7: 297.432; 1.8: 8.4594; 1.9: 2478.6; 2: 78.9363; 2.1: 95.3664; 2.2: 4294.6346; 2.3: 82.7716; 2.4: -4405.956; 2.5: -84.9171
| 2 | 91.85 | 1: -11.6799; 1.1: -112.2866; 1.2: -0.15058; 1.3: 495.99; 1.4: -2.163; 1.5: -112.2866; 1.6: 495.99; 1.7: 297.594; 1.8: 8.4594; 1.9: 2479.95; 2: 78.9793; 2.1: 95.3686; 2.2: 4299.215; 2.3: 82.8148; 2.4: -4411.5016; 2.5: -84.9777
| 2 | 91.9 | 1: -11.7747; 1.1: -113.2595; 1.2: -0.15188; 1.3: 496.26; 1.4: -2.1805; 1.5: -113.2595; 1.6: 496.26; 1.7: 297.756; 1.8: 8.4594; 1.9: 2481.3; 2: 79.0223; 2.1: 95.3708; 2.2: 4303.7969; 2.3: 82.8579; 2.4: -4417.0564; 2.5: -85.0384
| 2 | 91.95 | 1: -11.8702; 1.1: -114.24; 1.2: -0.1532; 1.3: 496.53; 1.4: -2.1982; 1.5: -114.24; 1.6: 496.53; 1.7: 297.918; 1.8: 8.4594; 1.9: 2482.65; 2: 79.0653; 2.1: 95.3731; 2.2: 4308.3802; 2.3: 82.9011; 2.4: -4422.6203; 2.5: -85.0993
| 2 | 92 | 1: -11.9664; 1.1: -115.2283; 1.2: -0.15452; 1.3: 496.8; 1.4: -2.216; 1.5: -115.2283; 1.6: 496.8; 1.7: 298.08; 1.8: 8.4594; 1.9: 2484; 2: 79.1083; 2.1: 95.3753; 2.2: 4312.9651; 2.3: 82.9442; 2.4: -4428.1934; 2.5: -85.1602
| 2 | 92.05 | 1: -12.0633; 1.1: -116.2244; 1.2: -0.15586; 1.3: 497.07; 1.4: -2.2339; 1.5: -116.2244; 1.6: 497.07; 1.7: 298.242; 1.8: 8.4594; 1.9: 2485.35; 2: 79.1513; 2.1: 95.3776; 2.2: 4317.5513; 2.3: 82.9873; 2.4: -4433.7758; 2.5: -85.2212
| 2 | 92.1 | 1: -12.1609; 1.1: -117.2283; 1.2: -0.15721; 1.3: 497.34; 1.4: -2.252; 1.5: -117.2283; 1.6: 497.34; 1.7: 298.404; 1.8: 8.4594; 1.9: 2486.7; 2: 79.1943; 2.1: 95.3799; 2.2: 4322.1391; 2.3: 83.0304; 2.4: -4439.3674; 2.5: -85.2824
| 2 | 92.15 | 1: -12.2592; 1.1: -118.2401; 1.2: -0.15856; 1.3: 497.61; 1.4: -2.2702; 1.5: -118.2401; 1.6: 497.61; 1.7: 298.566; 1.8: 8.4594; 1.9: 2488.05; 2: 79.2373; 2.1: 95.3822; 2.2: 4326.7282; 2.3: 83.0734; 2.4: -4444.9684; 2.5: -85.3436
| 2 | 92.2 | 1: -12.3582; 1.1: -119.2599; 1.2: -0.15993; 1.3: 497.88; 1.4: -2.2886; 1.5: -119.2599; 1.6: 497.88; 1.7: 298.728; 1.8: 8.4594; 1.9: 2489.4; 2: 79.2803; 2.1: 95.3845; 2.2: 4331.3189; 2.3: 83.1165; 2.4: -4450.5787; 2.5: -85.405
| 2 | 92.25 | 1: -12.4579; 1.1: -120.2876; 1.2: -0.16131; 1.3: 498.15; 1.4: -2.307; 1.5: -120.2876; 1.6: 498.15; 1.7: 298.89; 1.8: 8.4594; 1.9: 2490.75; 2: 79.3232; 2.1: 95.3869; 2.2: 4335.9109; 2.3: 83.1595; 2.4: -4456.1985; 2.5: -85.4665
| 2 | 92.3 | 1: -12.5584; 1.1: -121.3233; 1.2: -0.1627; 1.3: 498.42; 1.4: -2.3256; 1.5: -121.3233; 1.6: 498.42; 1.7: 299.052; 1.8: 8.4594; 1.9: 2492.1; 2: 79.3662; 2.1: 95.3893; 2.2: 4340.5043; 2.3: 83.2025; 2.4: -4461.8276; 2.5: -85.5281
| 2 | 92.35 | 1: -12.6596; 1.1: -122.3671; 1.2: -0.1641; 1.3: 498.69; 1.4: -2.3444; 1.5: -122.3671; 1.6: 498.69; 1.7: 299.214; 1.8: 8.4594; 1.9: 2493.45; 2: 79.4092; 2.1: 95.3917; 2.2: 4345.0992; 2.3: 83.2455; 2.4: -4467.4663; 2.5: -85.5898
| 2 | 92.4 | 1: -12.7615; 1.1: -123.419; 1.2: -0.16551; 1.3: 498.96; 1.4: -2.3632; 1.5: -123.419; 1.6: 498.96; 1.7: 299.376; 1.8: 8.4594; 1.9: 2494.8; 2: 79.4522; 2.1: 95.3941; 2.2: 4349.6955; 2.3: 83.2884; 2.4: -4473.1145; 2.5: -85.6517
| 2 | 92.45 | 1: -12.8642; 1.1: -124.4791; 1.2: -0.16693; 1.3: 499.23; 1.4: -2.3823; 1.5: -124.4791; 1.6: 499.23; 1.7: 299.538; 1.8: 8.4594; 1.9: 2496.15; 2: 79.4952; 2.1: 95.3965; 2.2: 4354.2931; 2.3: 83.3314; 2.4: -4478.7722; 2.5: -85.7136
| 2 | 92.5 | 1: -12.9675; 1.1: -125.5474; 1.2: -0.16836; 1.3: 499.5; 1.4: -2.4014; 1.5: -125.5474; 1.6: 499.5; 1.7: 299.7; 1.8: 8.4594; 1.9: 2497.5; 2: 79.5382; 2.1: 95.399; 2.2: 4358.8921; 2.3: 83.3743; 2.4: -4484.4396; 2.5: -85.7757
| 2 | 92.55 | 1: -13.0717; 1.1: -126.624; 1.2: -0.16981; 1.3: 499.77; 1.4: -2.4207; 1.5: -126.624; 1.6: 499.77; 1.7: 299.862; 1.8: 8.4594; 1.9: 2498.85; 2: 79.5812; 2.1: 95.4014; 2.2: 4363.4925; 2.3: 83.4172; 2.4: -4490.1166; 2.5: -85.8379
| 2 | 92.6 | 1: -13.1766; 1.1: -127.709; 1.2: -0.17126; 1.3: 500.04; 1.4: -2.4401; 1.5: -127.709; 1.6: 500.04; 1.7: 300.024; 1.8: 8.4594; 1.9: 2500.2; 2: 79.6242; 2.1: 95.4039; 2.2: 4368.0943; 2.3: 83.4601; 2.4: -4495.8033; 2.5: -85.9002
| 2 | 92.65 | 1: -13.2822; 1.1: -128.8023; 1.2: -0.17273; 1.3: 500.31; 1.4: -2.4597; 1.5: -128.8023; 1.6: 500.31; 1.7: 300.186; 1.8: 8.4594; 1.9: 2501.55; 2: 79.6672; 2.1: 95.4064; 2.2: 4372.6974; 2.3: 83.503; 2.4: -4501.4997; 2.5: -85.9626
| 2 | 92.7 | 1: -13.3886; 1.1: -129.904; 1.2: -0.1742; 1.3: 500.58; 1.4: -2.4794; 1.5: -129.904; 1.6: 500.58; 1.7: 300.348; 1.8: 8.4594; 1.9: 2502.9; 2: 79.7102; 2.1: 95.409; 2.2: 4377.3019; 2.3: 83.5458; 2.4: -4507.2059; 2.5: -86.0252
| 2 | 92.75 | 1: -13.4957; 1.1: -131.0142; 1.2: -0.17569; 1.3: 500.85; 1.4: -2.4992; 1.5: -131.0142; 1.6: 500.85; 1.7: 300.51; 1.8: 8.4594; 1.9: 2504.25; 2: 79.7532; 2.1: 95.4115; 2.2: 4381.9077; 2.3: 83.5886; 2.4: -4512.9219; 2.5: -86.0878
| 2 | 92.8 | 1: -13.6036; 1.1: -132.1329; 1.2: -0.17719; 1.3: 501.12; 1.4: -2.5192; 1.5: -132.1329; 1.6: 501.12; 1.7: 300.672; 1.8: 8.4594; 1.9: 2505.6; 2: 79.7962; 2.1: 95.4141; 2.2: 4386.5148; 2.3: 83.6314; 2.4: -4518.6477; 2.5: -86.1506
| 2 | 92.85 | 1: -13.7123; 1.1: -133.2602; 1.2: -0.1787; 1.3: 501.39; 1.4: -2.5393; 1.5: -133.2602; 1.6: 501.39; 1.7: 300.834; 1.8: 8.4594; 1.9: 2506.95; 2: 79.8392; 2.1: 95.4167; 2.2: 4391.1232; 2.3: 83.6742; 2.4: -4524.3834; 2.5: -86.2135
| 2 | 92.9 | 1: -13.8217; 1.1: -134.3961; 1.2: -0.18023; 1.3: 501.66; 1.4: -2.5596; 1.5: -134.3961; 1.6: 501.66; 1.7: 300.996; 1.8: 8.4594; 1.9: 2508.3; 2: 79.8822; 2.1: 95.4193; 2.2: 4395.7329; 2.3: 83.717; 2.4: -4530.1291; 2.5: -86.2765
| 2 | 92.95 | 1: -13.932; 1.1: -135.5408; 1.2: -0.18176; 1.3: 501.93; 1.4: -2.58; 1.5: -135.5408; 1.6: 501.93; 1.7: 301.158; 1.8: 8.4594; 1.9: 2509.65; 2: 79.9252; 2.1: 95.422; 2.2: 4400.344; 2.3: 83.7597; 2.4: -4535.8847; 2.5: -86.3397
| 2 | 93 | 1: -14.043; 1.1: -136.6941; 1.2: -0.18331; 1.3: 502.2; 1.4: -2.6005; 1.5: -136.6941; 1.6: 502.2; 1.7: 301.32; 1.8: 8.4594; 1.9: 2511; 2: 79.9682; 2.1: 95.4246; 2.2: 4404.9563; 2.3: 83.8024; 2.4: -4541.6504; 2.5: -86.403
| 2 | 93.05 | 1: -14.1547; 1.1: -137.8562; 1.2: -0.18487; 1.3: 502.47; 1.4: -2.6212; 1.5: -137.8562; 1.6: 502.47; 1.7: 301.482; 1.8: 8.4594; 1.9: 2512.35; 2: 80.0111; 2.1: 95.4273; 2.2: 4409.5698; 2.3: 83.8451; 2.4: -4547.4261; 2.5: -86.4663
| 2 | 93.1 | 1: -14.2673; 1.1: -139.0272; 1.2: -0.18644; 1.3: 502.74; 1.4: -2.6421; 1.5: -139.0272; 1.6: 502.74; 1.7: 301.644; 1.8: 8.4594; 1.9: 2513.7; 2: 80.0541; 2.1: 95.43; 2.2: 4414.1847; 2.3: 83.8878; 2.4: -4553.2119; 2.5: -86.5299
| 2 | 93.15 | 1: -14.3807; 1.1: -140.2071; 1.2: -0.18802; 1.3: 503.01; 1.4: -2.6631; 1.5: -140.2071; 1.6: 503.01; 1.7: 301.806; 1.8: 8.4594; 1.9: 2515.05; 2: 80.0971; 2.1: 95.4328; 2.2: 4418.8008; 2.3: 83.9304; 2.4: -4559.0078; 2.5: -86.5935
| 2 | 93.2 | 1: -14.4948; 1.1: -141.3959; 1.2: -0.18961; 1.3: 503.28; 1.4: -2.6842; 1.5: -141.3959; 1.6: 503.28; 1.7: 301.968; 1.8: 8.4594; 1.9: 2516.4; 2: 80.1401; 2.1: 95.4355; 2.2: 4423.4181; 2.3: 83.9731; 2.4: -4564.814; 2.5: -86.6573
| 2 | 93.25 | 1: -14.6098; 1.1: -142.5936; 1.2: -0.19122; 1.3: 503.55; 1.4: -2.7055; 1.5: -142.5936; 1.6: 503.55; 1.7: 302.13; 1.8: 8.4594; 1.9: 2517.75; 2: 80.1831; 2.1: 95.4383; 2.2: 4428.0367; 2.3: 84.0157; 2.4: -4570.6304; 2.5: -86.7212
| 2 | 93.3 | 1: -14.7255; 1.1: -143.8005; 1.2: -0.19284; 1.3: 503.82; 1.4: -2.7269; 1.5: -143.8005; 1.6: 503.82; 1.7: 302.292; 1.8: 8.4594; 1.9: 2519.1; 2: 80.2261; 2.1: 95.4411; 2.2: 4432.6565; 2.3: 84.0582; 2.4: -4576.457; 2.5: -86.7852
| 2 | 93.35 | 1: -14.8421; 1.1: -145.0164; 1.2: -0.19447; 1.3: 504.09; 1.4: -2.7485; 1.5: -145.0164; 1.6: 504.09; 1.7: 302.454; 1.8: 8.4594; 1.9: 2520.45; 2: 80.2691; 2.1: 95.4439; 2.2: 4437.2775; 2.3: 84.1008; 2.4: -4582.294; 2.5: -86.8493
| 2 | 93.4 | 1: -14.9594; 1.1: -146.2415; 1.2: -0.19611; 1.3: 504.36; 1.4: -2.7703; 1.5: -146.2415; 1.6: 504.36; 1.7: 302.616; 1.8: 8.4594; 1.9: 2521.8; 2: 80.3121; 2.1: 95.4468; 2.2: 4441.8998; 2.3: 84.1433; 2.4: -4588.1413; 2.5: -86.9136
| 2 | 93.45 | 1: -15.0776; 1.1: -147.4758; 1.2: -0.19777; 1.3: 504.63; 1.4: -2.7922; 1.5: -147.4758; 1.6: 504.63; 1.7: 302.778; 1.8: 8.4594; 1.9: 2523.15; 2: 80.3551; 2.1: 95.4496; 2.2: 4446.5232; 2.3: 84.1858; 2.4: -4593.999; 2.5: -86.978
| 2 | 93.5 | 1: -15.1966; 1.1: -148.7194; 1.2: -0.19944; 1.3: 504.9; 1.4: -2.8142; 1.5: -148.7194; 1.6: 504.9; 1.7: 302.94; 1.8: 8.4594; 1.9: 2524.5; 2: 80.3981; 2.1: 95.4525; 2.2: 4451.1478; 2.3: 84.2283; 2.4: -4599.8672; 2.5: -87.0425
| 2 | 93.55 | 1: -15.3165; 1.1: -149.9723; 1.2: -0.20112; 1.3: 505.17; 1.4: -2.8364; 1.5: -149.9723; 1.6: 505.17; 1.7: 303.102; 1.8: 8.4594; 1.9: 2525.85; 2: 80.4411; 2.1: 95.4555; 2.2: 4455.7735; 2.3: 84.2708; 2.4: -4605.7458; 2.5: -87.1072
| 2 | 93.6 | 1: -15.4371; 1.1: -151.2345; 1.2: -0.20281; 1.3: 505.44; 1.4: -2.8587; 1.5: -151.2345; 1.6: 505.44; 1.7: 303.264; 1.8: 8.4594; 1.9: 2527.2; 2: 80.4841; 2.1: 95.4584; 2.2: 4460.4005; 2.3: 84.3133; 2.4: -4611.635; 2.5: -87.172
| 2 | 93.65 | 1: -15.5586; 1.1: -152.5062; 1.2: -0.20451; 1.3: 505.71; 1.4: -2.8812; 1.5: -152.5062; 1.6: 505.71; 1.7: 303.426; 1.8: 8.4594; 1.9: 2528.55; 2: 80.5271; 2.1: 95.4614; 2.2: 4465.0285; 2.3: 84.3557; 2.4: -4617.5348; 2.5: -87.2369
| 2 | 93.7 | 1: -15.681; 1.1: -153.7874; 1.2: -0.20623; 1.3: 505.98; 1.4: -2.9039; 1.5: -153.7874; 1.6: 505.98; 1.7: 303.588; 1.8: 8.4594; 1.9: 2529.9; 2: 80.5701; 2.1: 95.4643; 2.2: 4469.6578; 2.3: 84.3981; 2.4: -4623.4451; 2.5: -87.302
| 2 | 93.75 | 1: -15.8041; 1.1: -155.0781; 1.2: -0.20796; 1.3: 506.25; 1.4: -2.9267; 1.5: -155.0781; 1.6: 506.25; 1.7: 303.75; 1.8: 8.4594; 1.9: 2531.25; 2: 80.6131; 2.1: 95.4674; 2.2: 4474.2881; 2.3: 84.4404; 2.4: -4629.3662; 2.5: -87.3671
| 2 | 93.8 | 1: -15.9282; 1.1: -156.3784; 1.2: -0.20971; 1.3: 506.52; 1.4: -2.9497; 1.5: -156.3784; 1.6: 506.52; 1.7: 303.912; 1.8: 8.4594; 1.9: 2532.6; 2: 80.6561; 2.1: 95.4704; 2.2: 4478.9196; 2.3: 84.4828; 2.4: -4635.298; 2.5: -87.4325
| 2 | 93.85 | 1: -16.053; 1.1: -157.6883; 1.2: -0.21146; 1.3: 506.79; 1.4: -2.9728; 1.5: -157.6883; 1.6: 506.79; 1.7: 304.074; 1.8: 8.4594; 1.9: 2533.95; 2: 80.699; 2.1: 95.4734; 2.2: 4483.5522; 2.3: 84.5251; 2.4: -4641.2405; 2.5: -87.4979
| 2 | 93.9 | 1: -16.1787; 1.1: -159.0079; 1.2: -0.21323; 1.3: 507.06; 1.4: -2.9961; 1.5: -159.0079; 1.6: 507.06; 1.7: 304.236; 1.8: 8.4594; 1.9: 2535.3; 2: 80.742; 2.1: 95.4765; 2.2: 4488.1859; 2.3: 84.5674; 2.4: -4647.1938; 2.5: -87.5635
| 2 | 93.95 | 1: -16.3053; 1.1: -160.3373; 1.2: -0.21502; 1.3: 507.33; 1.4: -3.0195; 1.5: -160.3373; 1.6: 507.33; 1.7: 304.398; 1.8: 8.4594; 1.9: 2536.65; 2: 80.785; 2.1: 95.4796; 2.2: 4492.8206; 2.3: 84.6097; 2.4: -4653.1579; 2.5: -87.6292
| 2 | 94 | 1: -16.4328; 1.1: -161.6765; 1.2: -0.21681; 1.3: 507.6; 1.4: -3.0431; 1.5: -161.6765; 1.6: 507.6; 1.7: 304.56; 1.8: 8.4594; 1.9: 2538; 2: 80.828; 2.1: 95.4828; 2.2: 4497.4565; 2.3: 84.6519; 2.4: -4659.133; 2.5: -87.6951
| 2 | 94.05 | 1: -16.5611; 1.1: -163.0256; 1.2: -0.21862; 1.3: 507.87; 1.4: -3.0669; 1.5: -163.0256; 1.6: 507.87; 1.7: 304.722; 1.8: 8.4594; 1.9: 2539.35; 2: 80.871; 2.1: 95.4859; 2.2: 4502.0934; 2.3: 84.6942; 2.4: -4665.119; 2.5: -87.761
| 2 | 94.1 | 1: -16.6903; 1.1: -164.3846; 1.2: -0.22044; 1.3: 508.14; 1.4: -3.0908; 1.5: -164.3846; 1.6: 508.14; 1.7: 304.884; 1.8: 8.4594; 1.9: 2540.7; 2: 80.914; 2.1: 95.4891; 2.2: 4506.7313; 2.3: 84.7364; 2.4: -4671.1159; 2.5: -87.8272
| 2 | 94.15 | 1: -16.8203; 1.1: -165.7536; 1.2: -0.22228; 1.3: 508.41; 1.4: -3.1149; 1.5: -165.7536; 1.6: 508.41; 1.7: 305.046; 1.8: 8.4594; 1.9: 2542.05; 2: 80.957; 2.1: 95.4923; 2.2: 4511.3703; 2.3: 84.7786; 2.4: -4677.1239; 2.5: -87.8934
| 2 | 94.2 | 1: -16.9513; 1.1: -167.1326; 1.2: -0.22413; 1.3: 508.68; 1.4: -3.1391; 1.5: -167.1326; 1.6: 508.68; 1.7: 305.208; 1.8: 8.4594; 1.9: 2543.4; 2: 81; 2.1: 95.4956; 2.2: 4516.0104; 2.3: 84.8207; 2.4: -4683.143; 2.5: -87.9598
| 2 | 94.25 | 1: -17.0831; 1.1: -168.5217; 1.2: -0.22599; 1.3: 508.95; 1.4: -3.1635; 1.5: -168.5217; 1.6: 508.95; 1.7: 305.37; 1.8: 8.4594; 1.9: 2544.75; 2: 81.043; 2.1: 95.4988; 2.2: 4520.6514; 2.3: 84.8628; 2.4: -4689.1732; 2.5: -88.0264
| 2 | 94.3 | 1: -17.2158; 1.1: -169.921; 1.2: -0.22787; 1.3: 509.22; 1.4: -3.1881; 1.5: -169.921; 1.6: 509.22; 1.7: 305.532; 1.8: 8.4594; 1.9: 2546.1; 2: 81.086; 2.1: 95.5021; 2.2: 4525.2935; 2.3: 84.9049; 2.4: -4695.2145; 2.5: -88.093
| 2 | 94.35 | 1: -17.3494; 1.1: -171.3305; 1.2: -0.22976; 1.3: 509.49; 1.4: -3.2129; 1.5: -171.3305; 1.6: 509.49; 1.7: 305.694; 1.8: 8.4594; 1.9: 2547.45; 2: 81.129; 2.1: 95.5054; 2.2: 4529.9366; 2.3: 84.947; 2.4: -4701.267; 2.5: -88.1599
| 2 | 94.4 | 1: -17.4839; 1.1: -172.7502; 1.2: -0.23166; 1.3: 509.76; 1.4: -3.2378; 1.5: -172.7502; 1.6: 509.76; 1.7: 305.856; 1.8: 8.4594; 1.9: 2548.8; 2: 81.172; 2.1: 95.5087; 2.2: 4534.5806; 2.3: 84.9891; 2.4: -4707.3308; 2.5: -88.2268
| 2 | 94.45 | 1: -17.6193; 1.1: -174.1803; 1.2: -0.23358; 1.3: 510.03; 1.4: -3.2628; 1.5: -174.1803; 1.6: 510.03; 1.7: 306.018; 1.8: 8.4594; 1.9: 2550.15; 2: 81.215; 2.1: 95.5121; 2.2: 4539.2256; 2.3: 85.0311; 2.4: -4713.406; 2.5: -88.2939
| 2 | 94.5 | 1: -17.7556; 1.1: -175.6208; 1.2: -0.23551; 1.3: 510.3; 1.4: -3.2881; 1.5: -175.6208; 1.6: 510.3; 1.7: 306.18; 1.8: 8.4594; 1.9: 2551.5; 2: 81.258; 2.1: 95.5155; 2.2: 4543.8716; 2.3: 85.0731; 2.4: -4719.4924; 2.5: -88.3611
| 2 | 94.55 | 1: -17.8928; 1.1: -177.0717; 1.2: -0.23746; 1.3: 510.57; 1.4: -3.3135; 1.5: -177.0717; 1.6: 510.57; 1.7: 306.342; 1.8: 8.4594; 1.9: 2552.85; 2: 81.301; 2.1: 95.5189; 2.2: 4548.5186; 2.3: 85.115; 2.4: -4725.5903; 2.5: -88.4285
| 2 | 94.6 | 1: -18.031; 1.1: -178.5331; 1.2: -0.23942; 1.3: 510.84; 1.4: -3.3391; 1.5: -178.5331; 1.6: 510.84; 1.7: 306.504; 1.8: 8.4594; 1.9: 2554.2; 2: 81.3439; 2.1: 95.5224; 2.2: 4553.1664; 2.3: 85.157; 2.4: -4731.6996; 2.5: -88.496
| 2 | 94.65 | 1: -18.17; 1.1: -180.0051; 1.2: -0.24139; 1.3: 511.11; 1.4: -3.3648; 1.5: -180.0051; 1.6: 511.11; 1.7: 306.666; 1.8: 8.4594; 1.9: 2555.55; 2: 81.3869; 2.1: 95.5258; 2.2: 4557.8153; 2.3: 85.1989; 2.4: -4737.8204; 2.5: -88.5637
| 2 | 94.7 | 1: -18.31; 1.1: -181.4877; 1.2: -0.24338; 1.3: 511.38; 1.4: -3.3907; 1.5: -181.4877; 1.6: 511.38; 1.7: 306.828; 1.8: 8.4594; 1.9: 2556.9; 2: 81.4299; 2.1: 95.5293; 2.2: 4562.465; 2.3: 85.2408; 2.4: -4743.9527; 2.5: -88.6315
| 2 | 94.75 | 1: -18.4509; 1.1: -182.981; 1.2: -0.24538; 1.3: 511.65; 1.4: -3.4168; 1.5: -182.981; 1.6: 511.65; 1.7: 306.99; 1.8: 8.4594; 1.9: 2558.25; 2: 81.4729; 2.1: 95.5328; 2.2: 4567.1156; 2.3: 85.2826; 2.4: -4750.0966; 2.5: -88.6995
| 2 | 94.8 | 1: -18.5928; 1.1: -184.485; 1.2: -0.2474; 1.3: 511.92; 1.4: -3.4431; 1.5: -184.485; 1.6: 511.92; 1.7: 307.152; 1.8: 8.4594; 1.9: 2559.6; 2: 81.5159; 2.1: 95.5364; 2.2: 4571.7671; 2.3: 85.3245; 2.4: -4756.2522; 2.5: -88.7676
| 2 | 94.85 | 1: -18.7356; 1.1: -185.9999; 1.2: -0.24943; 1.3: 512.19; 1.4: -3.4696; 1.5: -185.9999; 1.6: 512.19; 1.7: 307.314; 1.8: 8.4594; 1.9: 2560.95; 2: 81.5589; 2.1: 95.54; 2.2: 4576.4195; 2.3: 85.3663; 2.4: -4762.4194; 2.5: -88.8358
| 2 | 94.9 | 1: -18.8793; 1.1: -187.5256; 1.2: -0.25148; 1.3: 512.46; 1.4: -3.4962; 1.5: -187.5256; 1.6: 512.46; 1.7: 307.476; 1.8: 8.4594; 1.9: 2562.3; 2: 81.6019; 2.1: 95.5436; 2.2: 4581.0728; 2.3: 85.4081; 2.4: -4768.5984; 2.5: -88.9042
| 2 | 94.95 | 1: -19.024; 1.1: -189.0622; 1.2: -0.25354; 1.3: 512.73; 1.4: -3.523; 1.5: -189.0622; 1.6: 512.73; 1.7: 307.638; 1.8: 8.4594; 1.9: 2563.65; 2: 81.6449; 2.1: 95.5472; 2.2: 4585.727; 2.3: 85.4498; 2.4: -4774.7891; 2.5: -88.9728
| 2 | 95 | 1: -19.1696; 1.1: -190.6098; 1.2: -0.25561; 1.3: 513; 1.4: -3.5499; 1.5: -190.6098; 1.6: 513; 1.7: 307.8; 1.8: 8.4594; 1.9: 2565; 2: 81.6879; 2.1: 95.5509; 2.2: 4590.3819; 2.3: 85.4915; 2.4: -4780.9917; 2.5: -89.0415
| 2 | 95.05 | 1: -19.3162; 1.1: -192.1684; 1.2: -0.2577; 1.3: 513.27; 1.4: -3.5771; 1.5: -192.1684; 1.6: 513.27; 1.7: 307.962; 1.8: 8.4594; 1.9: 2566.35; 2: 81.7309; 2.1: 95.5546; 2.2: 4595.0377; 2.3: 85.5332; 2.4: -4787.2061; 2.5: -89.1103
| 2 | 95.1 | 1: -19.4637; 1.1: -193.7381; 1.2: -0.25981; 1.3: 513.54; 1.4: -3.6044; 1.5: -193.7381; 1.6: 513.54; 1.7: 308.124; 1.8: 8.4594; 1.9: 2567.7; 2: 81.7739; 2.1: 95.5583; 2.2: 4599.6944; 2.3: 85.5749; 2.4: -4793.4325; 2.5: -89.1793
| 2 | 95.15 | 1: -19.6122; 1.1: -195.319; 1.2: -0.26193; 1.3: 513.81; 1.4: -3.6319; 1.5: -195.319; 1.6: 513.81; 1.7: 308.286; 1.8: 8.4594; 1.9: 2569.05; 2: 81.8169; 2.1: 95.562; 2.2: 4604.3518; 2.3: 85.6165; 2.4: -4799.6709; 2.5: -89.2484
| 2 | 95.2 | 1: -19.7617; 1.1: -196.9112; 1.2: -0.26406; 1.3: 514.08; 1.4: -3.6596; 1.5: -196.9112; 1.6: 514.08; 1.7: 308.448; 1.8: 8.4594; 1.9: 2570.4; 2: 81.8599; 2.1: 95.5658; 2.2: 4609.0101; 2.3: 85.6581; 2.4: -4805.9212; 2.5: -89.3177
| 2 | 95.25 | 1: -19.9122; 1.1: -198.5146; 1.2: -0.26621; 1.3: 514.35; 1.4: -3.6874; 1.5: -198.5146; 1.6: 514.35; 1.7: 308.61; 1.8: 8.4594; 1.9: 2571.75; 2: 81.9029; 2.1: 95.5696; 2.2: 4613.6691; 2.3: 85.6997; 2.4: -4812.1837; 2.5: -89.3871
| 2 | 95.3 | 1: -20.0636; 1.1: -200.1294; 1.2: -0.26838; 1.3: 514.62; 1.4: -3.7155; 1.5: -200.1294; 1.6: 514.62; 1.7: 308.772; 1.8: 8.4594; 1.9: 2573.1; 2: 81.9459; 2.1: 95.5734; 2.2: 4618.3289; 2.3: 85.7412; 2.4: -4818.4582; 2.5: -89.4567
| 2 | 95.35 | 1: -20.2161; 1.1: -201.7556; 1.2: -0.27056; 1.3: 514.89; 1.4: -3.7437; 1.5: -201.7556; 1.6: 514.89; 1.7: 308.934; 1.8: 8.4594; 1.9: 2574.45; 2: 81.9889; 2.1: 95.5773; 2.2: 4622.9894; 2.3: 85.7828; 2.4: -4824.745; 2.5: -89.5265
| 2 | 95.4 | 1: -20.3695; 1.1: -203.3932; 1.2: -0.27275; 1.3: 515.16; 1.4: -3.7721; 1.5: -203.3932; 1.6: 515.16; 1.7: 309.096; 1.8: 8.4594; 1.9: 2575.8; 2: 82.0318; 2.1: 95.5812; 2.2: 4627.6507; 2.3: 85.8243; 2.4: -4831.0439; 2.5: -89.5964
| 2 | 95.45 | 1: -20.5239; 1.1: -205.0424; 1.2: -0.27497; 1.3: 515.43; 1.4: -3.8007; 1.5: -205.0424; 1.6: 515.43; 1.7: 309.258; 1.8: 8.4594; 1.9: 2577.15; 2: 82.0748; 2.1: 95.5851; 2.2: 4632.3128; 2.3: 85.8657; 2.4: -4837.3552; 2.5: -89.6664
| 2 | 95.5 | 1: -20.6793; 1.1: -206.7032; 1.2: -0.27719; 1.3: 515.7; 1.4: -3.8295; 1.5: -206.7032; 1.6: 515.7; 1.7: 309.42; 1.8: 8.4594; 1.9: 2578.5; 2: 82.1178; 2.1: 95.5891; 2.2: 4636.9755; 2.3: 85.9071; 2.4: -4843.6787; 2.5: -89.7366
| 2 | 95.55 | 1: -20.8357; 1.1: -208.3757; 1.2: -0.27944; 1.3: 515.97; 1.4: -3.8585; 1.5: -208.3757; 1.6: 515.97; 1.7: 309.582; 1.8: 8.4594; 1.9: 2579.85; 2: 82.1608; 2.1: 95.593; 2.2: 4641.639; 2.3: 85.9485; 2.4: -4850.0146; 2.5: -89.807
| 2 | 95.6 | 1: -20.9931; 1.1: -210.0599; 1.2: -0.28169; 1.3: 516.24; 1.4: -3.8876; 1.5: -210.0599; 1.6: 516.24; 1.7: 309.744; 1.8: 8.4594; 1.9: 2581.2; 2: 82.2038; 2.1: 95.5971; 2.2: 4646.3031; 2.3: 85.9899; 2.4: -4856.363; 2.5: -89.8775
| 2 | 95.65 | 1: -21.1515; 1.1: -211.7559; 1.2: -0.28397; 1.3: 516.51; 1.4: -3.917; 1.5: -211.7559; 1.6: 516.51; 1.7: 309.906; 1.8: 8.4594; 1.9: 2582.55; 2: 82.2468; 2.1: 95.6011; 2.2: 4650.968; 2.3: 86.0312; 2.4: -4862.7238; 2.5: -89.9482
| 2 | 95.7 | 1: -21.311; 1.1: -213.4637; 1.2: -0.28626; 1.3: 516.78; 1.4: -3.9465; 1.5: -213.4637; 1.6: 516.78; 1.7: 310.068; 1.8: 8.4594; 1.9: 2583.9; 2: 82.2898; 2.1: 95.6052; 2.2: 4655.6335; 2.3: 86.0726; 2.4: -4869.0971; 2.5: -90.019
| 2 | 95.75 | 1: -21.4715; 1.1: -215.1834; 1.2: -0.28857; 1.3: 517.05; 1.4: -3.9762; 1.5: -215.1834; 1.6: 517.05; 1.7: 310.23; 1.8: 8.4594; 1.9: 2585.25; 2: 82.3328; 2.1: 95.6093; 2.2: 4660.2996; 2.3: 86.1138; 2.4: -4875.4831; 2.5: -90.09
| 2 | 95.8 | 1: -21.633; 1.1: -216.9152; 1.2: -0.29089; 1.3: 517.32; 1.4: -4.0061; 1.5: -216.9152; 1.6: 517.32; 1.7: 310.392; 1.8: 8.4594; 1.9: 2586.6; 2: 82.3758; 2.1: 95.6134; 2.2: 4664.9664; 2.3: 86.1551; 2.4: -4881.8816; 2.5: -90.1612
| 2 | 95.85 | 1: -21.7955; 1.1: -218.659; 1.2: -0.29323; 1.3: 517.59; 1.4: -4.0362; 1.5: -218.659; 1.6: 517.59; 1.7: 310.554; 1.8: 8.4594; 1.9: 2587.95; 2: 82.4188; 2.1: 95.6176; 2.2: 4669.6339; 2.3: 86.1963; 2.4: -4888.2928; 2.5: -90.2325
| 2 | 95.9 | 1: -21.9591; 1.1: -220.4149; 1.2: -0.29558; 1.3: 517.86; 1.4: -4.0665; 1.5: -220.4149; 1.6: 517.86; 1.7: 310.716; 1.8: 8.4594; 1.9: 2589.3; 2: 82.4618; 2.1: 95.6218; 2.2: 4674.3019; 2.3: 86.2375; 2.4: -4894.7168; 2.5: -90.304
| 2 | 95.95 | 1: -22.1237; 1.1: -222.183; 1.2: -0.29795; 1.3: 518.13; 1.4: -4.097; 1.5: -222.183; 1.6: 518.13; 1.7: 310.878; 1.8: 8.4594; 1.9: 2590.65; 2: 82.5048; 2.1: 95.626; 2.2: 4678.9706; 2.3: 86.2786; 2.4: -4901.1535; 2.5: -90.3756
| 2 | 96 | 1: -22.2893; 1.1: -223.9633; 1.2: -0.30034; 1.3: 518.4; 1.4: -4.1277; 1.5: -223.9633; 1.6: 518.4; 1.7: 311.04; 1.8: 8.4594; 1.9: 2592; 2: 82.5478; 2.1: 95.6302; 2.2: 4683.6398; 2.3: 86.3197; 2.4: -4907.6031; 2.5: -90.4474
| 2 | 96.05 | 1: -22.4561; 1.1: -225.7559; 1.2: -0.30274; 1.3: 518.67; 1.4: -4.1585; 1.5: -225.7559; 1.6: 518.67; 1.7: 311.202; 1.8: 8.4594; 1.9: 2593.35; 2: 82.5908; 2.1: 95.6345; 2.2: 4688.3096; 2.3: 86.3608; 2.4: -4914.0655; 2.5: -90.5193
| 2 | 96.1 | 1: -22.6238; 1.1: -227.5609; 1.2: -0.30516; 1.3: 518.94; 1.4: -4.1896; 1.5: -227.5609; 1.6: 518.94; 1.7: 311.364; 1.8: 8.4594; 1.9: 2594.7; 2: 82.6338; 2.1: 95.6388; 2.2: 4692.98; 2.3: 86.4019; 2.4: -4920.5409; 2.5: -90.5915
| 2 | 96.15 | 1: -22.7926; 1.1: -229.3784; 1.2: -0.3076; 1.3: 519.21; 1.4: -4.2209; 1.5: -229.3784; 1.6: 519.21; 1.7: 311.526; 1.8: 8.4594; 1.9: 2596.05; 2: 82.6768; 2.1: 95.6432; 2.2: 4697.651; 2.3: 86.4429; 2.4: -4927.0293; 2.5: -90.6638
| 2 | 96.2 | 1: -22.9625; 1.1: -231.2083; 1.2: -0.31006; 1.3: 519.48; 1.4: -4.2523; 1.5: -231.2083; 1.6: 519.48; 1.7: 311.688; 1.8: 8.4594; 1.9: 2597.4; 2: 82.7197; 2.1: 95.6476; 2.2: 4702.3224; 2.3: 86.4839; 2.4: -4933.5308; 2.5: -90.7362
| 2 | 96.25 | 1: -23.1335; 1.1: -233.0509; 1.2: -0.31253; 1.3: 519.75; 1.4: -4.284; 1.5: -233.0509; 1.6: 519.75; 1.7: 311.85; 1.8: 8.4594; 1.9: 2598.75; 2: 82.7627; 2.1: 95.652; 2.2: 4706.9944; 2.3: 86.5248; 2.4: -4940.0453; 2.5: -90.8088
| 2 | 96.3 | 1: -23.3056; 1.1: -234.906; 1.2: -0.31501; 1.3: 520.02; 1.4: -4.3158; 1.5: -234.906; 1.6: 520.02; 1.7: 312.012; 1.8: 8.4594; 1.9: 2600.1; 2: 82.8057; 2.1: 95.6565; 2.2: 4711.6669; 2.3: 86.5658; 2.4: -4946.5729; 2.5: -90.8816
| 2 | 96.35 | 1: -23.4787; 1.1: -236.7739; 1.2: -0.31752; 1.3: 520.29; 1.4: -4.3479; 1.5: -236.7739; 1.6: 520.29; 1.7: 312.174; 1.8: 8.4594; 1.9: 2601.45; 2: 82.8487; 2.1: 95.6609; 2.2: 4716.3399; 2.3: 86.6066; 2.4: -4953.1138; 2.5: -90.9546
| 2 | 96.4 | 1: -23.6529; 1.1: -238.6546; 1.2: -0.32004; 1.3: 520.56; 1.4: -4.3802; 1.5: -238.6546; 1.6: 520.56; 1.7: 312.336; 1.8: 8.4594; 1.9: 2602.8; 2: 82.8917; 2.1: 95.6654; 2.2: 4721.0134; 2.3: 86.6475; 2.4: -4959.668; 2.5: -91.0277
| 2 | 96.45 | 1: -23.8282; 1.1: -240.5481; 1.2: -0.32258; 1.3: 520.83; 1.4: -4.4126; 1.5: -240.5481; 1.6: 520.83; 1.7: 312.498; 1.8: 8.4594; 1.9: 2604.15; 2: 82.9347; 2.1: 95.67; 2.2: 4725.6873; 2.3: 86.6883; 2.4: -4966.2354; 2.5: -91.101
| 2 | 96.5 | 1: -24.0046; 1.1: -242.4545; 1.2: -0.32514; 1.3: 521.1; 1.4: -4.4453; 1.5: -242.4545; 1.6: 521.1; 1.7: 312.66; 1.8: 8.4594; 1.9: 2605.5; 2: 82.9777; 2.1: 95.6746; 2.2: 4730.3617; 2.3: 86.7291; 2.4: -4972.8162; 2.5: -91.1744
| 2 | 96.55 | 1: -24.1821; 1.1: -244.3739; 1.2: -0.32771; 1.3: 521.37; 1.4: -4.4782; 1.5: -244.3739; 1.6: 521.37; 1.7: 312.822; 1.8: 8.4594; 1.9: 2606.85; 2: 83.0207; 2.1: 95.6792; 2.2: 4735.0366; 2.3: 86.7699; 2.4: -4979.4104; 2.5: -91.248
| 2 | 96.6 | 1: -24.3607; 1.1: -246.3063; 1.2: -0.3303; 1.3: 521.64; 1.4: -4.5112; 1.5: -246.3063; 1.6: 521.64; 1.7: 312.984; 1.8: 8.4594; 1.9: 2608.2; 2: 83.0637; 2.1: 95.6838; 2.2: 4739.7118; 2.3: 86.8106; 2.4: -4986.0181; 2.5: -91.3218
| 2 | 96.65 | 1: -24.5404; 1.1: -248.2518; 1.2: -0.33291; 1.3: 521.91; 1.4: -4.5445; 1.5: -248.2518; 1.6: 521.91; 1.7: 313.146; 1.8: 8.4594; 1.9: 2609.55; 2: 83.1067; 2.1: 95.6885; 2.2: 4744.3875; 2.3: 86.8513; 2.4: -4992.6393; 2.5: -91.3958
| 2 | 96.7 | 1: -24.7213; 1.1: -250.2106; 1.2: -0.33554; 1.3: 522.18; 1.4: -4.578; 1.5: -250.2106; 1.6: 522.18; 1.7: 313.308; 1.8: 8.4594; 1.9: 2610.9; 2: 83.1497; 2.1: 95.6932; 2.2: 4749.0636; 2.3: 86.8919; 2.4: -4999.2742; 2.5: -91.4699
| 2 | 96.75 | 1: -24.9032; 1.1: -252.1826; 1.2: -0.33818; 1.3: 522.45; 1.4: -4.6117; 1.5: -252.1826; 1.6: 522.45; 1.7: 313.47; 1.8: 8.4594; 1.9: 2612.25; 2: 83.1927; 2.1: 95.698; 2.2: 4753.74; 2.3: 86.9325; 2.4: -5005.9226; 2.5: -91.5442
| 2 | 96.8 | 1: -25.0863; 1.1: -254.1679; 1.2: -0.34084; 1.3: 522.72; 1.4: -4.6456; 1.5: -254.1679; 1.6: 522.72; 1.7: 313.632; 1.8: 8.4594; 1.9: 2613.6; 2: 83.2357; 2.1: 95.7028; 2.2: 4758.4168; 2.3: 86.9731; 2.4: -5012.5847; 2.5: -91.6187
| 2 | 96.85 | 1: -25.2705; 1.1: -256.1666; 1.2: -0.34353; 1.3: 522.99; 1.4: -4.6797; 1.5: -256.1666; 1.6: 522.99; 1.7: 313.794; 1.8: 8.4594; 1.9: 2614.95; 2: 83.2787; 2.1: 95.7076; 2.2: 4763.094; 2.3: 87.0136; 2.4: -5019.2606; 2.5: -91.6934
| 2 | 96.9 | 1: -25.4559; 1.1: -258.1788; 1.2: -0.34622; 1.3: 523.26; 1.4: -4.7141; 1.5: -258.1788; 1.6: 523.26; 1.7: 313.956; 1.8: 8.4594; 1.9: 2616.3; 2: 83.3217; 2.1: 95.7124; 2.2: 4767.7715; 2.3: 87.0542; 2.4: -5025.9503; 2.5: -91.7682
| 2 | 96.95 | 1: -25.6424; 1.1: -260.2045; 1.2: -0.34894; 1.3: 523.53; 1.4: -4.7486; 1.5: -260.2045; 1.6: 523.53; 1.7: 314.118; 1.8: 8.4594; 1.9: 2617.65; 2: 83.3646; 2.1: 95.7173; 2.2: 4772.4493; 2.3: 87.0946; 2.4: -5032.6538; 2.5: -91.8432
| 2 | 97 | 1: -25.83; 1.1: -262.2438; 1.2: -0.35167; 1.3: 523.8; 1.4: -4.7833; 1.5: -262.2438; 1.6: 523.8; 1.7: 314.28; 1.8: 8.4594; 1.9: 2619; 2: 83.4076; 2.1: 95.7223; 2.2: 4777.1275; 2.3: 87.1351; 2.4: -5039.3713; 2.5: -91.9184
| 2 | 97.05 | 1: -26.0188; 1.1: -264.2967; 1.2: -0.35443; 1.3: 524.07; 1.4: -4.8183; 1.5: -264.2967; 1.6: 524.07; 1.7: 314.442; 1.8: 8.4594; 1.9: 2620.35; 2: 83.4506; 2.1: 95.7272; 2.2: 4781.8059; 2.3: 87.1755; 2.4: -5046.1027; 2.5: -91.9938
| 2 | 97.1 | 1: -26.2088; 1.1: -266.3635; 1.2: -0.3572; 1.3: 524.34; 1.4: -4.8535; 1.5: -266.3635; 1.6: 524.34; 1.7: 314.604; 1.8: 8.4594; 1.9: 2621.7; 2: 83.4936; 2.1: 95.7322; 2.2: 4786.4846; 2.3: 87.2158; 2.4: -5052.8481; 2.5: -92.0693
| 2 | 97.15 | 1: -26.3999; 1.1: -268.444; 1.2: -0.35999; 1.3: 524.61; 1.4: -4.8889; 1.5: -268.444; 1.6: 524.61; 1.7: 314.766; 1.8: 8.4594; 1.9: 2623.05; 2: 83.5366; 2.1: 95.7372; 2.2: 4791.1636; 2.3: 87.2561; 2.4: -5059.6076; 2.5: -92.145
| 2 | 97.2 | 1: -26.5922; 1.1: -270.5384; 1.2: -0.3628; 1.3: 524.88; 1.4: -4.9245; 1.5: -270.5384; 1.6: 524.88; 1.7: 314.928; 1.8: 8.4594; 1.9: 2624.4; 2: 83.5796; 2.1: 95.7423; 2.2: 4795.8428; 2.3: 87.2964; 2.4: -5066.3813; 2.5: -92.2209
| 2 | 97.25 | 1: -26.7857; 1.1: -272.6468; 1.2: -0.36563; 1.3: 525.15; 1.4: -4.9603; 1.5: -272.6468; 1.6: 525.15; 1.7: 315.09; 1.8: 8.4594; 1.9: 2625.75; 2: 83.6226; 2.1: 95.7474; 2.2: 4800.5223; 2.3: 87.3367; 2.4: -5073.1691; 2.5: -92.297
| 2 | 97.3 | 1: -26.9803; 1.1: -274.7692; 1.2: -0.36847; 1.3: 525.42; 1.4: -4.9964; 1.5: -274.7692; 1.6: 525.42; 1.7: 315.252; 1.8: 8.4594; 1.9: 2627.1; 2: 83.6656; 2.1: 95.7525; 2.2: 4805.202; 2.3: 87.3769; 2.4: -5079.9712; 2.5: -92.3733
| 2 | 97.35 | 1: -27.1761; 1.1: -276.9057; 1.2: -0.37134; 1.3: 525.69; 1.4: -5.0326; 1.5: -276.9057; 1.6: 525.69; 1.7: 315.414; 1.8: 8.4594; 1.9: 2628.45; 2: 83.7086; 2.1: 95.7577; 2.2: 4809.8819; 2.3: 87.4171; 2.4: -5086.7876; 2.5: -92.4497
| 2 | 97.4 | 1: -27.3731; 1.1: -279.0564; 1.2: -0.37422; 1.3: 525.96; 1.4: -5.0691; 1.5: -279.0564; 1.6: 525.96; 1.7: 315.576; 1.8: 8.4594; 1.9: 2629.8; 2: 83.7516; 2.1: 95.7629; 2.2: 4814.562; 2.3: 87.4572; 2.4: -5093.6184; 2.5: -92.5263
| 2 | 97.45 | 1: -27.5714; 1.1: -281.2214; 1.2: -0.37712; 1.3: 526.23; 1.4: -5.1058; 1.5: -281.2214; 1.6: 526.23; 1.7: 315.738; 1.8: 8.4594; 1.9: 2631.15; 2: 83.7946; 2.1: 95.7682; 2.2: 4819.2422; 2.3: 87.4973; 2.4: -5100.4636; 2.5: -92.6031
| 2 | 97.5 | 1: -27.7708; 1.1: -283.4006; 1.2: -0.38005; 1.3: 526.5; 1.4: -5.1427; 1.5: -283.4006; 1.6: 526.5; 1.7: 315.9; 1.8: 8.4594; 1.9: 2632.5; 2: 83.8376; 2.1: 95.7735; 2.2: 4823.9226; 2.3: 87.5374; 2.4: -5107.3233; 2.5: -92.6801
| 2 | 97.55 | 1: -27.9714; 1.1: -285.5943; 1.2: -0.38299; 1.3: 526.77; 1.4: -5.1799; 1.5: -285.5943; 1.6: 526.77; 1.7: 316.062; 1.8: 8.4594; 1.9: 2633.85; 2: 83.8806; 2.1: 95.7788; 2.2: 4828.6032; 2.3: 87.5774; 2.4: -5114.1975; 2.5: -92.7573
| 2 | 97.6 | 1: -28.1732; 1.1: -287.8024; 1.2: -0.38595; 1.3: 527.04; 1.4: -5.2173; 1.5: -287.8024; 1.6: 527.04; 1.7: 316.224; 1.8: 8.4594; 1.9: 2635.2; 2: 83.9236; 2.1: 95.7841; 2.2: 4833.2839; 2.3: 87.6174; 2.4: -5121.0863; 2.5: -92.8347
| 2 | 97.65 | 1: -28.3762; 1.1: -290.0251; 1.2: -0.38893; 1.3: 527.31; 1.4: -5.2549; 1.5: -290.0251; 1.6: 527.31; 1.7: 316.386; 1.8: 8.4594; 1.9: 2636.55; 2: 83.9666; 2.1: 95.7895; 2.2: 4837.9647; 2.3: 87.6573; 2.4: -5127.9898; 2.5: -92.9122
| 2 | 97.7 | 1: -28.5805; 1.1: -292.2624; 1.2: -0.39193; 1.3: 527.58; 1.4: -5.2927; 1.5: -292.2624; 1.6: 527.58; 1.7: 316.548; 1.8: 8.4594; 1.9: 2637.9; 2: 84.0096; 2.1: 95.795; 2.2: 4842.6456; 2.3: 87.6972; 2.4: -5134.9079; 2.5: -92.9899
| 2 | 97.75 | 1: -28.786; 1.1: -294.5143; 1.2: -0.39495; 1.3: 527.85; 1.4: -5.3307; 1.5: -294.5143; 1.6: 527.85; 1.7: 316.71; 1.8: 8.4594; 1.9: 2639.25; 2: 84.0525; 2.1: 95.8004; 2.2: 4847.3265; 2.3: 87.7371; 2.4: -5141.8409; 2.5: -93.0679
| 2 | 97.8 | 1: -28.9927; 1.1: -296.7811; 1.2: -0.39799; 1.3: 528.12; 1.4: -5.369; 1.5: -296.7811; 1.6: 528.12; 1.7: 316.872; 1.8: 8.4594; 1.9: 2640.6; 2: 84.0955; 2.1: 95.806; 2.2: 4852.0076; 2.3: 87.7769; 2.4: -5148.7887; 2.5: -93.146
| 2 | 97.85 | 1: -29.2007; 1.1: -299.0627; 1.2: -0.40105; 1.3: 528.39; 1.4: -5.4075; 1.5: -299.0627; 1.6: 528.39; 1.7: 317.034; 1.8: 8.4594; 1.9: 2641.95; 2: 84.1385; 2.1: 95.8115; 2.2: 4856.6887; 2.3: 87.8167; 2.4: -5155.7513; 2.5: -93.2243
| 2 | 97.9 | 1: -29.4099; 1.1: -301.3592; 1.2: -0.40413; 1.3: 528.66; 1.4: -5.4463; 1.5: -301.3592; 1.6: 528.66; 1.7: 317.196; 1.8: 8.4594; 1.9: 2643.3; 2: 84.1815; 2.1: 95.8171; 2.2: 4861.3698; 2.3: 87.8565; 2.4: -5162.7289; 2.5: -93.3028
| 2 | 97.95 | 1: -29.6203; 1.1: -303.6706; 1.2: -0.40723; 1.3: 528.93; 1.4: -5.4852; 1.5: -303.6706; 1.6: 528.93; 1.7: 317.358; 1.8: 8.4594; 1.9: 2644.65; 2: 84.2245; 2.1: 95.8227; 2.2: 4866.0509; 2.3: 87.8962; 2.4: -5169.7216; 2.5: -93.3814
| 2 | 98 | 1: -29.832; 1.1: -305.9972; 1.2: -0.41035; 1.3: 529.2; 1.4: -5.5245; 1.5: -305.9972; 1.6: 529.2; 1.7: 317.52; 1.8: 8.4594; 1.9: 2646; 2: 84.2675; 2.1: 95.8284; 2.2: 4870.7321; 2.3: 87.9359; 2.4: -5176.7293; 2.5: -93.4603
| 2 | 98.05 | 1: -30.045; 1.1: -308.3389; 1.2: -0.41349; 1.3: 529.47; 1.4: -5.5639; 1.5: -308.3389; 1.6: 529.47; 1.7: 317.682; 1.8: 8.4594; 1.9: 2647.35; 2: 84.3105; 2.1: 95.8341; 2.2: 4875.4132; 2.3: 87.9755; 2.4: -5183.7521; 2.5: -93.5394
| 2 | 98.1 | 1: -30.2592; 1.1: -310.6958; 1.2: -0.41665; 1.3: 529.74; 1.4: -5.6036; 1.5: -310.6958; 1.6: 529.74; 1.7: 317.844; 1.8: 8.4594; 1.9: 2648.7; 2: 84.3535; 2.1: 95.8398; 2.2: 4880.0943; 2.3: 88.0151; 2.4: -5190.7901; 2.5: -93.6186
| 2 | 98.15 | 1: -30.4747; 1.1: -313.068; 1.2: -0.41983; 1.3: 530.01; 1.4: -5.6435; 1.5: -313.068; 1.6: 530.01; 1.7: 318.006; 1.8: 8.4594; 1.9: 2650.05; 2: 84.3965; 2.1: 95.8456; 2.2: 4884.7753; 2.3: 88.0546; 2.4: -5197.8433; 2.5: -93.6981
| 2 | 98.2 | 1: -30.6915; 1.1: -315.4555; 1.2: -0.42303; 1.3: 530.28; 1.4: -5.6836; 1.5: -315.4555; 1.6: 530.28; 1.7: 318.168; 1.8: 8.4594; 1.9: 2651.4; 2: 84.4395; 2.1: 95.8514; 2.2: 4889.4563; 2.3: 88.0941; 2.4: -5204.9119; 2.5: -93.7777
| 2 | 98.25 | 1: -30.9096; 1.1: -317.8586; 1.2: -0.42626; 1.3: 530.55; 1.4: -5.724; 1.5: -317.8586; 1.6: 530.55; 1.7: 318.33; 1.8: 8.4594; 1.9: 2652.75; 2: 84.4825; 2.1: 95.8573; 2.2: 4894.1372; 2.3: 88.1336; 2.4: -5211.9958; 2.5: -93.8576
| 2 | 98.3 | 1: -31.1289; 1.1: -320.2771; 1.2: -0.4295; 1.3: 530.82; 1.4: -5.7646; 1.5: -320.2771; 1.6: 530.82; 1.7: 318.492; 1.8: 8.4594; 1.9: 2654.1; 2: 84.5255; 2.1: 95.8632; 2.2: 4898.8181; 2.3: 88.173; 2.4: -5219.0952; 2.5: -93.9376
| 2 | 98.35 | 1: -31.3496; 1.1: -322.7113; 1.2: -0.43276; 1.3: 531.09; 1.4: -5.8055; 1.5: -322.7113; 1.6: 531.09; 1.7: 318.654; 1.8: 8.4594; 1.9: 2655.45; 2: 84.5685; 2.1: 95.8692; 2.2: 4903.4987; 2.3: 88.2124; 2.4: -5226.21; 2.5: -94.0179
| 2 | 98.4 | 1: -31.5715; 1.1: -325.1611; 1.2: -0.43605; 1.3: 531.36; 1.4: -5.8466; 1.5: -325.1611; 1.6: 531.36; 1.7: 318.816; 1.8: 8.4594; 1.9: 2656.8; 2: 84.6115; 2.1: 95.8751; 2.2: 4908.1793; 2.3: 88.2517; 2.4: -5233.3404; 2.5: -94.0983
| 2 | 98.45 | 1: -31.7947; 1.1: -327.6267; 1.2: -0.43935; 1.3: 531.63; 1.4: -5.8879; 1.5: -327.6267; 1.6: 531.63; 1.7: 318.978; 1.8: 8.4594; 1.9: 2658.15; 2: 84.6545; 2.1: 95.8812; 2.2: 4912.8597; 2.3: 88.291; 2.4: -5240.4864; 2.5: -94.1789
| 2 | 98.5 | 1: -32.0193; 1.1: -330.1081; 1.2: -0.44268; 1.3: 531.9; 1.4: -5.9295; 1.5: -330.1081; 1.6: 531.9; 1.7: 319.14; 1.8: 8.4594; 1.9: 2659.5; 2: 84.6975; 2.1: 95.8872; 2.2: 4917.54; 2.3: 88.3303; 2.4: -5247.6481; 2.5: -94.2598
| 2 | 98.55 | 1: -32.2451; 1.1: -332.6054; 1.2: -0.44603; 1.3: 532.17; 1.4: -5.9713; 1.5: -332.6054; 1.6: 532.17; 1.7: 319.302; 1.8: 8.4594; 1.9: 2660.85; 2: 84.7404; 2.1: 95.8934; 2.2: 4922.2201; 2.3: 88.3695; 2.4: -5254.8255; 2.5: -94.3408
| 2 | 98.6 | 1: -32.4723; 1.1: -335.1188; 1.2: -0.4494; 1.3: 532.44; 1.4: -6.0134; 1.5: -335.1188; 1.6: 532.44; 1.7: 319.464; 1.8: 8.4594; 1.9: 2662.2; 2: 84.7834; 2.1: 95.8995; 2.2: 4926.9; 2.3: 88.4086; 2.4: -5262.0187; 2.5: -94.422
| 2 | 98.65 | 1: -32.7008; 1.1: -337.6482; 1.2: -0.45279; 1.3: 532.71; 1.4: -6.0557; 1.5: -337.6482; 1.6: 532.71; 1.7: 319.626; 1.8: 8.4594; 1.9: 2663.55; 2: 84.8264; 2.1: 95.9057; 2.2: 4931.5796; 2.3: 88.4478; 2.4: -5269.2278; 2.5: -94.5035
| 2 | 98.7 | 1: -32.9307; 1.1: -340.1937; 1.2: -0.45621; 1.3: 532.98; 1.4: -6.0983; 1.5: -340.1937; 1.6: 532.98; 1.7: 319.788; 1.8: 8.4594; 1.9: 2664.9; 2: 84.8694; 2.1: 95.9119; 2.2: 4936.2591; 2.3: 88.4868; 2.4: -5276.4528; 2.5: -94.5851
| 2 | 98.75 | 1: -33.1619; 1.1: -342.7555; 1.2: -0.45964; 1.3: 533.25; 1.4: -6.1411; 1.5: -342.7555; 1.6: 533.25; 1.7: 319.95; 1.8: 8.4594; 1.9: 2666.25; 2: 84.9124; 2.1: 95.9182; 2.2: 4940.9383; 2.3: 88.5259; 2.4: -5283.6938; 2.5: -94.6669
| 2 | 98.8 | 1: -33.3944; 1.1: -345.3336; 1.2: -0.4631; 1.3: 533.52; 1.4: -6.1841; 1.5: -345.3336; 1.6: 533.52; 1.7: 320.112; 1.8: 8.4594; 1.9: 2667.6; 2: 84.9554; 2.1: 95.9245; 2.2: 4945.6172; 2.3: 88.5649; 2.4: -5290.9508; 2.5: -94.749
| 2 | 98.85 | 1: -33.6283; 1.1: -347.9281; 1.2: -0.46658; 1.3: 533.79; 1.4: -6.2275; 1.5: -347.9281; 1.6: 533.79; 1.7: 320.274; 1.8: 8.4594; 1.9: 2668.95; 2: 84.9984; 2.1: 95.9309; 2.2: 4950.2959; 2.3: 88.6038; 2.4: -5298.224; 2.5: -94.8313
| 2 | 98.9 | 1: -33.8635; 1.1: -350.5391; 1.2: -0.47008; 1.3: 534.06; 1.4: -6.271; 1.5: -350.5391; 1.6: 534.06; 1.7: 320.436; 1.8: 8.4594; 1.9: 2670.3; 2: 85.0414; 2.1: 95.9373; 2.2: 4954.9742; 2.3: 88.6427; 2.4: -5305.5133; 2.5: -94.9137
| 2 | 98.95 | 1: -34.1001; 1.1: -353.1667; 1.2: -0.4736; 1.3: 534.33; 1.4: -6.3148; 1.5: -353.1667; 1.6: 534.33; 1.7: 320.598; 1.8: 8.4594; 1.9: 2671.65; 2: 85.0844; 2.1: 95.9437; 2.2: 4959.6522; 2.3: 88.6815; 2.4: -5312.8189; 2.5: -94.9964
| 2 | 99 | 1: -34.338; 1.1: -355.8108; 1.2: -0.47715; 1.3: 534.6; 1.4: -6.3589; 1.5: -355.8108; 1.6: 534.6; 1.7: 320.76; 1.8: 8.4594; 1.9: 2673; 2: 85.1274; 2.1: 95.9502; 2.2: 4964.3299; 2.3: 88.7204; 2.4: -5320.1407; 2.5: -95.0793
| 2 | 99.05 | 1: -34.5774; 1.1: -358.4717; 1.2: -0.48072; 1.3: 534.87; 1.4: -6.4032; 1.5: -358.4717; 1.6: 534.87; 1.7: 320.922; 1.8: 8.4594; 1.9: 2674.35; 2: 85.1704; 2.1: 95.9568; 2.2: 4969.0073; 2.3: 88.7591; 2.4: -5327.479; 2.5: -95.1623
| 2 | 99.1 | 1: -34.8181; 1.1: -361.1494; 1.2: -0.48431; 1.3: 535.14; 1.4: -6.4478; 1.5: -361.1494; 1.6: 535.14; 1.7: 321.084; 1.8: 8.4594; 1.9: 2675.7; 2: 85.2134; 2.1: 95.9633; 2.2: 4973.6843; 2.3: 88.7978; 2.4: -5334.8336; 2.5: -95.2456
| 2 | 99.15 | 1: -35.0602; 1.1: -363.844; 1.2: -0.48792; 1.3: 535.41; 1.4: -6.4926; 1.5: -363.844; 1.6: 535.41; 1.7: 321.246; 1.8: 8.4594; 1.9: 2677.05; 2: 85.2564; 2.1: 95.97; 2.2: 4978.3608; 2.3: 88.8365; 2.4: -5342.2048; 2.5: -95.3291
| 2 | 99.2 | 1: -35.3037; 1.1: -366.5555; 1.2: -0.49156; 1.3: 535.68; 1.4: -6.5377; 1.5: -366.5555; 1.6: 535.68; 1.7: 321.408; 1.8: 8.4594; 1.9: 2678.4; 2: 85.2994; 2.1: 95.9766; 2.2: 4983.037; 2.3: 88.8751; 2.4: -5349.5925; 2.5: -95.4129
| 2 | 99.25 | 1: -35.5485; 1.1: -369.2841; 1.2: -0.49522; 1.3: 535.95; 1.4: -6.5831; 1.5: -369.2841; 1.6: 535.95; 1.7: 321.57; 1.8: 8.4594; 1.9: 2679.75; 2: 85.3424; 2.1: 95.9833; 2.2: 4987.7128; 2.3: 88.9137; 2.4: -5356.9969; 2.5: -95.4968
| 2 | 99.3 | 1: -35.7948; 1.1: -372.0298; 1.2: -0.4989; 1.3: 536.22; 1.4: -6.6287; 1.5: -372.0298; 1.6: 536.22; 1.7: 321.732; 1.8: 8.4594; 1.9: 2681.1; 2: 85.3854; 2.1: 95.9901; 2.2: 4992.3881; 2.3: 88.9523; 2.4: -5364.4179; 2.5: -95.5809
| 2 | 99.35 | 1: -36.0425; 1.1: -374.7927; 1.2: -0.50261; 1.3: 536.49; 1.4: -6.6745; 1.5: -374.7927; 1.6: 536.49; 1.7: 321.894; 1.8: 8.4594; 1.9: 2682.45; 2: 85.4283; 2.1: 95.9969; 2.2: 4997.063; 2.3: 88.9907; 2.4: -5371.8557; 2.5: -95.6653
| 2 | 99.4 | 1: -36.2916; 1.1: -377.5729; 1.2: -0.50633; 1.3: 536.76; 1.4: -6.7207; 1.5: -377.5729; 1.6: 536.76; 1.7: 322.056; 1.8: 8.4594; 1.9: 2683.8; 2: 85.4713; 2.1: 96.0037; 2.2: 5001.7374; 2.3: 89.0292; 2.4: -5379.3103; 2.5: -95.7498
| 2 | 99.45 | 1: -36.5421; 1.1: -380.3705; 1.2: -0.51009; 1.3: 537.03; 1.4: -6.7671; 1.5: -380.3705; 1.6: 537.03; 1.7: 322.218; 1.8: 8.4594; 1.9: 2685.15; 2: 85.5143; 2.1: 96.0106; 2.2: 5006.4113; 2.3: 89.0676; 2.4: -5386.7818; 2.5: -95.8346
| 2 | 99.5 | 1: -36.7941; 1.1: -383.1856; 1.2: -0.51386; 1.3: 537.3; 1.4: -6.8137; 1.5: -383.1856; 1.6: 537.3; 1.7: 322.38; 1.8: 8.4594; 1.9: 2686.5; 2: 85.5573; 2.1: 96.0176; 2.2: 5011.0846; 2.3: 89.1059; 2.4: -5394.2702; 2.5: -95.9196
| 2 | 99.55 | 1: -37.0474; 1.1: -386.0182; 1.2: -0.51766; 1.3: 537.57; 1.4: -6.8606; 1.5: -386.0182; 1.6: 537.57; 1.7: 322.542; 1.8: 8.4594; 1.9: 2687.85; 2: 85.6003; 2.1: 96.0245; 2.2: 5015.7575; 2.3: 89.1442; 2.4: -5401.7757; 2.5: -96.0048
| 2 | 99.6 | 1: -37.3022; 1.1: -388.8684; 1.2: -0.52148; 1.3: 537.84; 1.4: -6.9078; 1.5: -388.8684; 1.6: 537.84; 1.7: 322.704; 1.8: 8.4594; 1.9: 2689.2; 2: 85.6433; 2.1: 96.0316; 2.2: 5020.4298; 2.3: 89.1825; 2.4: -5409.2982; 2.5: -96.0903
| 2 | 99.65 | 1: -37.5585; 1.1: -391.7364; 1.2: -0.52533; 1.3: 538.11; 1.4: -6.9553; 1.5: -391.7364; 1.6: 538.11; 1.7: 322.866; 1.8: 8.4594; 1.9: 2690.55; 2: 85.6863; 2.1: 96.0386; 2.2: 5025.1015; 2.3: 89.2207; 2.4: -5416.8379; 2.5: -96.1759
| 2 | 99.7 | 1: -37.8162; 1.1: -394.6222; 1.2: -0.5292; 1.3: 538.38; 1.4: -7.003; 1.5: -394.6222; 1.6: 538.38; 1.7: 323.028; 1.8: 8.4594; 1.9: 2691.9; 2: 85.7293; 2.1: 96.0458; 2.2: 5029.7727; 2.3: 89.2588; 2.4: -5424.3948; 2.5: -96.2618
| 2 | 99.75 | 1: -38.0754; 1.1: -397.5258; 1.2: -0.53309; 1.3: 538.65; 1.4: -7.051; 1.5: -397.5258; 1.6: 538.65; 1.7: 323.19; 1.8: 8.4594; 1.9: 2693.25; 2: 85.7723; 2.1: 96.0529; 2.2: 5034.4432; 2.3: 89.2969; 2.4: -5431.969; 2.5: -96.3479
| 2 | 99.8 | 1: -38.336; 1.1: -400.4475; 1.2: -0.53701; 1.3: 538.92; 1.4: -7.0993; 1.5: -400.4475; 1.6: 538.92; 1.7: 323.352; 1.8: 8.4594; 1.9: 2694.6; 2: 85.8153; 2.1: 96.0601; 2.2: 5039.1131; 2.3: 89.335; 2.4: -5439.5606; 2.5: -96.4342
| 2 | 99.85 | 1: -38.5981; 1.1: -403.3872; 1.2: -0.54095; 1.3: 539.19; 1.4: -7.1478; 1.5: -403.3872; 1.6: 539.19; 1.7: 323.514; 1.8: 8.4594; 1.9: 2695.95; 2: 85.8583; 2.1: 96.0674; 2.2: 5043.7824; 2.3: 89.373; 2.4: -5447.1695; 2.5: -96.5207
| 2 | 99.9 | 1: -38.8616; 1.1: -406.345; 1.2: -0.54492; 1.3: 539.46; 1.4: -7.1966; 1.5: -406.345; 1.6: 539.46; 1.7: 323.676; 1.8: 8.4594; 1.9: 2697.3; 2: 85.9013; 2.1: 96.0747; 2.2: 5048.451; 2.3: 89.4109; 2.4: -5454.796; 2.5: -96.6075
| 2 | 99.95 | 1: -39.1267; 1.1: -409.3211; 1.2: -0.54891; 1.3: 539.73; 1.4: -7.2457; 1.5: -409.3211; 1.6: 539.73; 1.7: 323.838; 1.8: 8.4594; 1.9: 2698.65; 2: 85.9443; 2.1: 96.0821; 2.2: 5053.1189; 2.3: 89.4488; 2.4: -5462.44; 2.5: -96.6945
| #REF! | 100 | 1: -39.3932; 1.1: -412.3155; 1.2: -0.55292; 1.3: 540; 1.4: -7.295; 1.5: -412.3155; 1.6: 540; 1.7: 324; 1.8: 8.4594; 1.9: 2700; 2: 85.9873; 2.1: 96.0895; 2.2: 5057.7862; 2.3: 89.4867; 2.4: -5470.1016; 2.5: -96.7817
y = 0,00000002528617138906x6 - 0,00000503932816969810x5 + 0,00036079147160084100x4 - 0,01087161097692050000x3 + 0,14941397962320500000x2 - 5,95856195388114000000x + 255,67308462894300000000
WIND SPEED m/s
| 8 |  | 1: συναρτηση με; 1.3: "Power shaft"; 1.4: "Power shaft"; 1.5: "Power shaft"; 1.9: Electric; 2: συναρτηση; 2.2: Power; 2.3: Torque
|  |  | βαση τις στροφές |  |  | rotation speed | torque | power |  |  |  | energy | Torque |  | supply | supply
|  | Turbine | 1: Turbine; 1.1: Turbine; 1.2: Turbine; 1.3: after; 1.4: after; 1.5: after; 1.6: Generators; 1.7: Generators; 1.8: Generators; 1.9: from; 2: output from; 2.1: συνάρτηση; 2.2: to; 2.3: to; 2.4: Rest of; 2.5: Rest of
|  | speed | 1: torque; 1.1: power; 1.2: power; 1.3: transmission; 1.4: transmission; 1.5: transmission; 1.6: speed; 1.7: voltage; 1.8: current; 1.9: generator; 2: generator; 2.1: Efficiency; 2.2: generator; 2.3: generator; 2.4: power; 2.5: torque
|  | rpm | 1: Nm; 1.1: watt; 1.2: Hp; 1.3: rpm; 1.4: Nm; 1.5: watt; 1.6: rpm; 1.7: acv; 1.8: ampere; 1.9: watt/hour; 2: Nm; 2.1: %; 2.2: watt; 2.3: Nm; 2.4: watt; 2.5: Nm
| 1 | 2 | 1: 3; 1.1: 4; 1.2: 5; 1.3: 6; 1.4: 7; 1.5: 8; 1.6: 9; 1.7: 10; 1.8: 11; 1.9: 12; 2: 13; 2.1: 14; 2.2: 15; 2.3: 16
14200 το 16200 | 1 | 0 | 1: 255.6731; 1.1: 0; 1.2: 0; 1.3: 0; 1.4: 47.3469; 1.5: 0; 1.6: 0; 1.7: 0; 1.8: 0; 1.9: 0; 2: 0; 2.1: 74.5037; 2.2: 0; 2.3: 0; 2.4: 0; 2.5: 47.3469
| 1 | 0.05 | 1: 255.3755; 1.1: 1.3365; 1.2: 0.0017922; 1.3: 0.27; 1.4: 47.2918; 1.5: 1.3365; 1.6: 0.27; 1.7: 0.162; 1.8: 8.4594; 1.9: 1.35; 2: 0.042994; 2.1: 74.5732; 2.2: 0.0016293; 2.3: 0.057653; 2.4: 1.3348; 2.5: 47.2341
| 1 | 0.1 | 1: 255.0787; 1.1: 2.6698; 1.2: 0.0035803; 1.3: 0.54; 1.4: 47.2368; 1.5: 2.6698; 1.6: 0.54; 1.7: 0.324; 1.8: 8.4594; 1.9: 2.7; 2: 0.085987; 2.1: 74.6426; 2.2: 0.006511; 2.3: 0.1152; 2.4: 2.6633; 2.5: 47.1216
| 1 | 0.15 | 1: 254.7826; 1.1: 4.0001; 1.2: 0.0053642; 1.3: 0.81; 1.4: 47.182; 1.5: 4.0001; 1.6: 0.81; 1.7: 0.486; 1.8: 8.4594; 1.9: 4.05; 2: 0.12898; 2.1: 74.7118; 2.2: 0.014636; 2.3: 0.17264; 2.4: 3.9855; 2.5: 47.0093
| 1 | 0.2 | 1: 254.4873; 1.1: 5.3273; 1.2: 0.007144; 1.3: 1.08; 1.4: 47.1273; 1.5: 5.3273; 1.6: 1.08; 1.7: 0.648; 1.8: 8.4594; 1.9: 5.4; 2: 0.17197; 2.1: 74.7808; 2.2: 0.025996; 2.3: 0.22997; 2.4: 5.3013; 2.5: 46.8973
| 1 | 0.25 | 1: 254.1926; 1.1: 6.6514; 1.2: 0.0089196; 1.3: 1.35; 1.4: 47.0727; 1.5: 6.6514; 1.6: 1.35; 1.7: 0.81; 1.8: 8.4594; 1.9: 6.75; 2: 0.21497; 2.1: 74.8496; 2.2: 0.040581; 2.3: 0.2872; 2.4: 6.6108; 2.5: 46.7855
| 1 | 0.3 | 1: 253.8987; 1.1: 7.9724; 1.2: 0.010691; 1.3: 1.62; 1.4: 47.0183; 1.5: 7.9724; 1.6: 1.62; 1.7: 0.972; 1.8: 8.4594; 1.9: 8.1; 2: 0.25796; 2.1: 74.9181; 2.2: 0.058384; 2.3: 0.34432; 2.4: 7.914; 2.5: 46.6739
| 1 | 0.35 | 1: 253.6054; 1.1: 9.2904; 1.2: 0.012459; 1.3: 1.89; 1.4: 46.964; 1.5: 9.2904; 1.6: 1.89; 1.7: 1.134; 1.8: 8.4594; 1.9: 9.45; 2: 0.30096; 2.1: 74.9865; 2.2: 0.079394; 2.3: 0.40135; 2.4: 9.211; 2.5: 46.5626
| 1 | 0.4 | 1: 253.3129; 1.1: 10.6054; 1.2: 0.014222; 1.3: 2.16; 1.4: 46.9098; 1.5: 10.6054; 1.6: 2.16; 1.7: 1.296; 1.8: 8.4594; 1.9: 10.8; 2: 0.34395; 2.1: 75.0547; 2.2: 0.1036; 2.3: 0.45826; 2.4: 10.5018; 2.5: 46.4515
| 1 | 0.45 | 1: 253.021; 1.1: 11.9173; 1.2: 0.015981; 1.3: 2.43; 1.4: 46.8557; 1.5: 11.9173; 1.6: 2.43; 1.7: 1.458; 1.8: 8.4594; 1.9: 12.15; 2: 0.38694; 2.1: 75.1228; 2.2: 0.13101; 2.3: 0.51508; 2.4: 11.7863; 2.5: 46.3407
| 1 | 0.5 | 1: 252.7298; 1.1: 13.2262; 1.2: 0.017737; 1.3: 2.7; 1.4: 46.8018; 1.5: 13.2262; 1.6: 2.7; 1.7: 1.62; 1.8: 8.4594; 1.9: 13.5; 2: 0.42994; 2.1: 75.1906; 2.2: 0.16159; 2.3: 0.5718; 2.4: 13.0646; 2.5: 46.23
| 1 | 0.55 | 1: 252.4393; 1.1: 14.5321; 1.2: 0.019488; 1.3: 2.97; 1.4: 46.748; 1.5: 14.5321; 1.6: 2.97; 1.7: 1.782; 1.8: 8.4594; 1.9: 14.85; 2: 0.47293; 2.1: 75.2582; 2.2: 0.19535; 2.3: 0.62841; 2.4: 14.3367; 2.5: 46.1196
| 1 | 0.6 | 1: 252.1494; 1.1: 15.835; 1.2: 0.021235; 1.3: 3.24; 1.4: 46.6943; 1.5: 15.835; 1.6: 3.24; 1.7: 1.944; 1.8: 8.4594; 1.9: 16.2; 2: 0.51592; 2.1: 75.3256; 2.2: 0.23227; 2.3: 0.68492; 2.4: 15.6027; 2.5: 46.0094
| 1 | 0.65 | 1: 251.8602; 1.1: 17.1349; 1.2: 0.022978; 1.3: 3.51; 1.4: 46.6408; 1.5: 17.1349; 1.6: 3.51; 1.7: 2.106; 1.8: 8.4594; 1.9: 17.55; 2: 0.55892; 2.1: 75.3929; 2.2: 0.27235; 2.3: 0.74134; 2.4: 16.8625; 2.5: 45.8994
| 1 | 0.7 | 1: 251.5717; 1.1: 18.4318; 1.2: 0.024717; 1.3: 3.78; 1.4: 46.5873; 1.5: 18.4318; 1.6: 3.78; 1.7: 2.268; 1.8: 8.4594; 1.9: 18.9; 2: 0.60191; 2.1: 75.4599; 2.2: 0.31558; 2.3: 0.79766; 2.4: 18.1162; 2.5: 45.7897
| 1 | 0.75 | 1: 251.2837; 1.1: 19.7258; 1.2: 0.026453; 1.3: 4.05; 1.4: 46.534; 1.5: 19.7258; 1.6: 4.05; 1.7: 2.43; 1.8: 8.4594; 1.9: 20.25; 2: 0.6449; 2.1: 75.5268; 2.2: 0.36196; 2.3: 0.85388; 2.4: 19.3638; 2.5: 45.6801
| 1 | 0.8 | 1: 250.9964; 1.1: 21.0168; 1.2: 0.028184; 1.3: 4.32; 1.4: 46.4808; 1.5: 21.0168; 1.6: 4.32; 1.7: 2.592; 1.8: 8.4594; 1.9: 21.6; 2: 0.6879; 2.1: 75.5934; 2.2: 0.41146; 2.3: 0.91; 2.4: 20.6053; 2.5: 45.5708
| 1 | 0.85 | 1: 250.7098; 1.1: 22.3048; 1.2: 0.029911; 1.3: 4.59; 1.4: 46.4277; 1.5: 22.3048; 1.6: 4.59; 1.7: 2.754; 1.8: 8.4594; 1.9: 22.95; 2: 0.73089; 2.1: 75.6599; 2.2: 0.4641; 2.3: 0.96602; 2.4: 21.8407; 2.5: 45.4617
| 1 | 0.9 | 1: 250.4237; 1.1: 23.5899; 1.2: 0.031635; 1.3: 4.86; 1.4: 46.3748; 1.5: 23.5899; 1.6: 4.86; 1.7: 2.916; 1.8: 8.4594; 1.9: 24.3; 2: 0.77389; 2.1: 75.7262; 2.2: 0.51985; 2.3: 1.022; 2.4: 23.0701; 2.5: 45.3528
| 1 | 0.95 | 1: 250.1383; 1.1: 24.8721; 1.2: 0.033354; 1.3: 5.13; 1.4: 46.3219; 1.5: 24.8721; 1.6: 5.13; 1.7: 3.078; 1.8: 8.4594; 1.9: 25.65; 2: 0.81688; 2.1: 75.7923; 2.2: 0.57871; 2.3: 1.0778; 2.4: 24.2934; 2.5: 45.2441
| 1 | 1 | 1: 249.8534; 1.1: 26.1513; 1.2: 0.03507; 1.3: 5.4; 1.4: 46.2692; 1.5: 26.1513; 1.6: 5.4; 1.7: 3.24; 1.8: 8.4594; 1.9: 27; 2: 0.85987; 2.1: 75.8582; 2.2: 0.64067; 2.3: 1.1335; 2.4: 25.5107; 2.5: 45.1356
| 1 | 1.05 | 1: 249.5692; 1.1: 27.4277; 1.2: 0.036781; 1.3: 5.67; 1.4: 46.2165; 1.5: 27.4277; 1.6: 5.67; 1.7: 3.402; 1.8: 8.4594; 1.9: 28.35; 2: 0.90287; 2.1: 75.9239; 2.2: 0.70573; 2.3: 1.1892; 2.4: 26.7219; 2.5: 45.0273
| 1 | 1.1 | 1: 249.2855; 1.1: 28.7011; 1.2: 0.038489; 1.3: 5.94; 1.4: 46.164; 1.5: 28.7011; 1.6: 5.94; 1.7: 3.564; 1.8: 8.4594; 1.9: 29.7; 2: 0.94586; 2.1: 75.9894; 2.2: 0.77387; 2.3: 1.2447; 2.4: 27.9272; 2.5: 44.9193
| 1 | 1.15 | 1: 249.0024; 1.1: 29.9716; 1.2: 0.040193; 1.3: 6.21; 1.4: 46.1116; 1.5: 29.9716; 1.6: 6.21; 1.7: 3.726; 1.8: 8.4594; 1.9: 31.05; 2: 0.98885; 2.1: 76.0547; 2.2: 0.8451; 2.3: 1.3002; 2.4: 29.1265; 2.5: 44.8114
| 1 | 1.2 | 1: 248.7199; 1.1: 31.2392; 1.2: 0.041892; 1.3: 6.48; 1.4: 46.0592; 1.5: 31.2392; 1.6: 6.48; 1.7: 3.888; 1.8: 8.4594; 1.9: 32.4; 2: 1.0318; 2.1: 76.1199; 2.2: 0.91939; 2.3: 1.3556; 2.4: 30.3198; 2.5: 44.7037
| 1 | 1.25 | 1: 248.438; 1.1: 32.504; 1.2: 0.043589; 1.3: 6.75; 1.4: 46.007; 1.5: 32.504; 1.6: 6.75; 1.7: 4.05; 1.8: 8.4594; 1.9: 33.75; 2: 1.0748; 2.1: 76.1848; 2.2: 0.99675; 2.3: 1.4108; 2.4: 31.5072; 2.5: 44.5962
| 1 | 1.3 | 1: 248.1566; 1.1: 33.7658; 1.2: 0.045281; 1.3: 7.02; 1.4: 45.9549; 1.5: 33.7658; 1.6: 7.02; 1.7: 4.212; 1.8: 8.4594; 1.9: 35.1; 2: 1.1178; 2.1: 76.2496; 2.2: 1.0772; 2.3: 1.466; 2.4: 32.6887; 2.5: 44.4889
| 1 | 1.35 | 1: 247.8758; 1.1: 35.0248; 1.2: 0.046969; 1.3: 7.29; 1.4: 45.9029; 1.5: 35.0248; 1.6: 7.29; 1.7: 4.374; 1.8: 8.4594; 1.9: 36.45; 2: 1.1608; 2.1: 76.3142; 2.2: 1.1606; 2.3: 1.5211; 2.4: 33.8642; 2.5: 44.3818
| 1 | 1.4 | 1: 247.5955; 1.1: 36.281; 1.2: 0.048654; 1.3: 7.56; 1.4: 45.851; 1.5: 36.281; 1.6: 7.56; 1.7: 4.536; 1.8: 8.4594; 1.9: 37.8; 2: 1.2038; 2.1: 76.3786; 2.2: 1.2472; 2.3: 1.5761; 2.4: 35.0338; 2.5: 44.2749
| 1 | 1.45 | 1: 247.3157; 1.1: 37.5343; 1.2: 0.050334; 1.3: 7.83; 1.4: 45.7992; 1.5: 37.5343; 1.6: 7.83; 1.7: 4.698; 1.8: 8.4594; 1.9: 39.15; 2: 1.2468; 2.1: 76.4428; 2.2: 1.3367; 2.3: 1.631; 2.4: 36.1976; 2.5: 44.1682
| 1 | 1.5 | 1: 247.0365; 1.1: 38.7847; 1.2: 0.052011; 1.3: 8.1; 1.4: 45.7475; 1.5: 38.7847; 1.6: 8.1; 1.7: 4.86; 1.8: 8.4594; 1.9: 40.5; 2: 1.2898; 2.1: 76.5068; 2.2: 1.4293; 2.3: 1.6859; 2.4: 37.3554; 2.5: 44.0616
| 1 | 1.55 | 1: 246.7578; 1.1: 40.0323; 1.2: 0.053684; 1.3: 8.37; 1.4: 45.6959; 1.5: 40.0323; 1.6: 8.37; 1.7: 5.022; 1.8: 8.4594; 1.9: 41.85; 2: 1.3328; 2.1: 76.5707; 2.2: 1.5249; 2.3: 1.7406; 2.4: 38.5075; 2.5: 43.9553
| 1 | 1.6 | 1: 246.4797; 1.1: 41.2771; 1.2: 0.055354; 1.3: 8.64; 1.4: 45.6444; 1.5: 41.2771; 1.6: 8.64; 1.7: 5.184; 1.8: 8.4594; 1.9: 43.2; 2: 1.3758; 2.1: 76.6343; 2.2: 1.6235; 2.3: 1.7953; 2.4: 39.6536; 2.5: 43.8491
| 1 | 1.65 | 1: 246.202; 1.1: 42.5191; 1.2: 0.057019; 1.3: 8.91; 1.4: 45.593; 1.5: 42.5191; 1.6: 8.91; 1.7: 5.346; 1.8: 8.4594; 1.9: 44.55; 2: 1.4188; 2.1: 76.6978; 2.2: 1.7251; 2.3: 1.8498; 2.4: 40.794; 2.5: 43.7431
| 1 | 1.7 | 1: 245.9249; 1.1: 43.7582; 1.2: 0.058681; 1.3: 9.18; 1.4: 45.5416; 1.5: 43.7582; 1.6: 9.18; 1.7: 5.508; 1.8: 8.4594; 1.9: 45.9; 2: 1.4618; 2.1: 76.7611; 2.2: 1.8298; 2.3: 1.9043; 2.4: 41.9285; 2.5: 43.6373
| 1 | 1.75 | 1: 245.6482; 1.1: 44.9946; 1.2: 0.060339; 1.3: 9.45; 1.4: 45.4904; 1.5: 44.9946; 1.6: 9.45; 1.7: 5.67; 1.8: 8.4594; 1.9: 47.25; 2: 1.5048; 2.1: 76.8242; 2.2: 1.9374; 2.3: 1.9587; 2.4: 43.0572; 2.5: 43.5317
| 1 | 1.8 | 1: 245.3721; 1.1: 46.2281; 1.2: 0.061993; 1.3: 9.72; 1.4: 45.4393; 1.5: 46.2281; 1.6: 9.72; 1.7: 5.832; 1.8: 8.4594; 1.9: 48.6; 2: 1.5478; 2.1: 76.8871; 2.2: 2.048; 2.3: 2.013; 2.4: 44.1801; 2.5: 43.4262
| 1 | 1.85 | 1: 245.0964; 1.1: 47.4588; 1.2: 0.063643; 1.3: 9.99; 1.4: 45.3882; 1.5: 47.4588; 1.6: 9.99; 1.7: 5.994; 1.8: 8.4594; 1.9: 49.95; 2: 1.5908; 2.1: 76.9499; 2.2: 2.1616; 2.3: 2.0673; 2.4: 45.2972; 2.5: 43.3209
| 1 | 1.9 | 1: 244.8212; 1.1: 48.6868; 1.2: 0.06529; 1.3: 10.26; 1.4: 45.3373; 1.5: 48.6868; 1.6: 10.26; 1.7: 6.156; 1.8: 8.4594; 1.9: 51.3; 2: 1.6338; 2.1: 77.0124; 2.2: 2.2782; 2.3: 2.1214; 2.4: 46.4086; 2.5: 43.2158
| 1 | 1.95 | 1: 244.5465; 1.1: 49.9119; 1.2: 0.066933; 1.3: 10.53; 1.4: 45.2864; 1.5: 49.9119; 1.6: 10.53; 1.7: 6.318; 1.8: 8.4594; 1.9: 52.65; 2: 1.6768; 2.1: 77.0748; 2.2: 2.3977; 2.3: 2.1755; 2.4: 47.5143; 2.5: 43.1109
| 1 | 2 | 1: 244.2723; 1.1: 51.1343; 1.2: 0.068572; 1.3: 10.8; 1.4: 45.2356; 1.5: 51.1343; 1.6: 10.8; 1.7: 6.48; 1.8: 8.4594; 1.9: 54; 2: 1.7197; 2.1: 77.137; 2.2: 2.5202; 2.3: 2.2295; 2.4: 48.6141; 2.5: 43.0061
| 1 | 2.05 | 1: 243.9985; 1.1: 52.3539; 1.2: 0.070208; 1.3: 11.07; 1.4: 45.1849; 1.5: 52.3539; 1.6: 11.07; 1.7: 6.642; 1.8: 8.4594; 1.9: 55.35; 2: 1.7627; 2.1: 77.199; 2.2: 2.6456; 2.3: 2.2834; 2.4: 49.7083; 2.5: 42.9015
| 1 | 2.1 | 1: 243.7252; 1.1: 53.5708; 1.2: 0.07184; 1.3: 11.34; 1.4: 45.1343; 1.5: 53.5708; 1.6: 11.34; 1.7: 6.804; 1.8: 8.4594; 1.9: 56.7; 2: 1.8057; 2.1: 77.2609; 2.2: 2.7741; 2.3: 2.3372; 2.4: 50.7967; 2.5: 42.7971
| 1 | 2.15 | 1: 243.4523; 1.1: 54.7849; 1.2: 0.073468; 1.3: 11.61; 1.4: 45.0838; 1.5: 54.7849; 1.6: 11.61; 1.7: 6.966; 1.8: 8.4594; 1.9: 58.05; 2: 1.8487; 2.1: 77.3225; 2.2: 2.9054; 2.3: 2.3909; 2.4: 51.8795; 2.5: 42.6928
| 1 | 2.2 | 1: 243.1798; 1.1: 55.9962; 1.2: 0.075092; 1.3: 11.88; 1.4: 45.0333; 1.5: 55.9962; 1.6: 11.88; 1.7: 7.128; 1.8: 8.4594; 1.9: 59.4; 2: 1.8917; 2.1: 77.384; 2.2: 3.0397; 2.3: 2.4446; 2.4: 52.9565; 2.5: 42.5887
| 1 | 2.25 | 1: 242.9079; 1.1: 57.2048; 1.2: 0.076713; 1.3: 12.15; 1.4: 44.9829; 1.5: 57.2048; 1.6: 12.15; 1.7: 7.29; 1.8: 8.4594; 1.9: 60.75; 2: 1.9347; 2.1: 77.4453; 2.2: 3.1769; 2.3: 2.4982; 2.4: 54.0279; 2.5: 42.4848
| 1 | 2.3 | 1: 242.6363; 1.1: 58.4106; 1.2: 0.07833; 1.3: 12.42; 1.4: 44.9326; 1.5: 58.4106; 1.6: 12.42; 1.7: 7.452; 1.8: 8.4594; 1.9: 62.1; 2: 1.9777; 2.1: 77.5064; 2.2: 3.3171; 2.3: 2.5517; 2.4: 55.0936; 2.5: 42.381
| 1 | 2.35 | 1: 242.3652; 1.1: 59.6138; 1.2: 0.079943; 1.3: 12.69; 1.4: 44.8824; 1.5: 59.6138; 1.6: 12.69; 1.7: 7.614; 1.8: 8.4594; 1.9: 63.45; 2: 2.0207; 2.1: 77.5673; 2.2: 3.4601; 2.3: 2.6051; 2.4: 56.1536; 2.5: 42.2773
| 1 | 2.4 | 1: 242.0944; 1.1: 60.8141; 1.2: 0.081553; 1.3: 12.96; 1.4: 44.8323; 1.5: 60.8141; 1.6: 12.96; 1.7: 7.776; 1.8: 8.4594; 1.9: 64.8; 2: 2.0637; 2.1: 77.6281; 2.2: 3.6061; 2.3: 2.6584; 2.4: 57.208; 2.5: 42.1739
| 1 | 2.45 | 1: 241.8241; 1.1: 62.0118; 1.2: 0.083159; 1.3: 13.23; 1.4: 44.7822; 1.5: 62.0118; 1.6: 13.23; 1.7: 7.938; 1.8: 8.4594; 1.9: 66.15; 2: 2.1067; 2.1: 77.6886; 2.2: 3.755; 2.3: 2.7117; 2.4: 58.2568; 2.5: 42.0705
| 1 | 2.5 | 1: 241.5543; 1.1: 63.2067; 1.2: 0.084762; 1.3: 13.5; 1.4: 44.7323; 1.5: 63.2067; 1.6: 13.5; 1.7: 8.1; 1.8: 8.4594; 1.9: 67.5; 2: 2.1497; 2.1: 77.749; 2.2: 3.9068; 2.3: 2.7649; 2.4: 59.2999; 2.5: 41.9674
| 1 | 2.55 | 1: 241.2848; 1.1: 64.3989; 1.2: 0.08636; 1.3: 13.77; 1.4: 44.6824; 1.5: 64.3989; 1.6: 13.77; 1.7: 8.262; 1.8: 8.4594; 1.9: 68.85; 2: 2.1927; 2.1: 77.8093; 2.2: 4.0615; 2.3: 2.818; 2.4: 60.3374; 2.5: 41.8644
| 1 | 2.6 | 1: 241.0157; 1.1: 65.5884; 1.2: 0.087955; 1.3: 14.04; 1.4: 44.6325; 1.5: 65.5884; 1.6: 14.04; 1.7: 8.424; 1.8: 8.4594; 1.9: 70.2; 2: 2.2357; 2.1: 77.8693; 2.2: 4.2191; 2.3: 2.8711; 2.4: 61.3693; 2.5: 41.7615
| 1 | 2.65 | 1: 240.747; 1.1: 66.7752; 1.2: 0.089547; 1.3: 14.31; 1.4: 44.5828; 1.5: 66.7752; 1.6: 14.31; 1.7: 8.586; 1.8: 8.4594; 1.9: 71.55; 2: 2.2787; 2.1: 77.9292; 2.2: 4.3795; 2.3: 2.924; 2.4: 62.3957; 2.5: 41.6588
| 1 | 2.7 | 1: 240.4787; 1.1: 67.9593; 1.2: 0.091135; 1.3: 14.58; 1.4: 44.5331; 1.5: 67.9593; 1.6: 14.58; 1.7: 8.748; 1.8: 8.4594; 1.9: 72.9; 2: 2.3217; 2.1: 77.9889; 2.2: 4.5429; 2.3: 2.9769; 2.4: 63.4164; 2.5: 41.5562
| 1 | 2.75 | 1: 240.2107; 1.1: 69.1407; 1.2: 0.092719; 1.3: 14.85; 1.4: 44.4835; 1.5: 69.1407; 1.6: 14.85; 1.7: 8.91; 1.8: 8.4594; 1.9: 74.25; 2: 2.3646; 2.1: 78.0484; 2.2: 4.7091; 2.3: 3.0297; 2.4: 64.4316; 2.5: 41.4537
| 1 | 2.8 | 1: 239.9432; 1.1: 70.3193; 1.2: 0.0943; 1.3: 15.12; 1.4: 44.4339; 1.5: 70.3193; 1.6: 15.12; 1.7: 9.072; 1.8: 8.4594; 1.9: 75.6; 2: 2.4076; 2.1: 78.1077; 2.2: 4.8782; 2.3: 3.0825; 2.4: 65.4412; 2.5: 41.3515
| 1 | 2.85 | 1: 239.676; 1.1: 71.4954; 1.2: 0.095877; 1.3: 15.39; 1.4: 44.3844; 1.5: 71.4954; 1.6: 15.39; 1.7: 9.234; 1.8: 8.4594; 1.9: 76.95; 2: 2.4506; 2.1: 78.1669; 2.2: 5.0501; 2.3: 3.1351; 2.4: 66.4452; 2.5: 41.2493
| 1 | 2.9 | 1: 239.4092; 1.1: 72.6687; 1.2: 0.09745; 1.3: 15.66; 1.4: 44.335; 1.5: 72.6687; 1.6: 15.66; 1.7: 9.396; 1.8: 8.4594; 1.9: 78.3; 2: 2.4936; 2.1: 78.2259; 2.2: 5.2249; 2.3: 3.1877; 2.4: 67.4437; 2.5: 41.1473
| 1 | 2.95 | 1: 239.1427; 1.1: 73.8393; 1.2: 0.09902; 1.3: 15.93; 1.4: 44.2857; 1.5: 73.8393; 1.6: 15.93; 1.7: 9.558; 1.8: 8.4594; 1.9: 79.65; 2: 2.5366; 2.1: 78.2847; 2.2: 5.4026; 2.3: 3.2403; 2.4: 68.4367; 2.5: 41.0454
| 1 | 3 | 1: 238.8766; 1.1: 75.0073; 1.2: 0.10059; 1.3: 16.2; 1.4: 44.2364; 1.5: 75.0073; 1.6: 16.2; 1.7: 9.72; 1.8: 8.4594; 1.9: 81; 2: 2.5796; 2.1: 78.3433; 2.2: 5.5831; 2.3: 3.2927; 2.4: 69.4241; 2.5: 40.9437
| 1 | 3.05 | 1: 238.6109; 1.1: 76.1725; 1.2: 0.10215; 1.3: 16.47; 1.4: 44.1872; 1.5: 76.1725; 1.6: 16.47; 1.7: 9.882; 1.8: 8.4594; 1.9: 82.35; 2: 2.6226; 2.1: 78.4018; 2.2: 5.7665; 2.3: 3.3451; 2.4: 70.4061; 2.5: 40.8421
| 1 | 3.1 | 1: 238.3454; 1.1: 77.3351; 1.2: 0.10371; 1.3: 16.74; 1.4: 44.138; 1.5: 77.3351; 1.6: 16.74; 1.7: 10.044; 1.8: 8.4594; 1.9: 83.7; 2: 2.6656; 2.1: 78.4601; 2.2: 5.9527; 2.3: 3.3974; 2.4: 71.3825; 2.5: 40.7406
| 1 | 3.15 | 1: 238.0804; 1.1: 78.4951; 1.2: 0.10526; 1.3: 17.01; 1.4: 44.089; 1.5: 78.4951; 1.6: 17.01; 1.7: 10.206; 1.8: 8.4594; 1.9: 85.05; 2: 2.7086; 2.1: 78.5182; 2.2: 6.1417; 2.3: 3.4496; 2.4: 72.3534; 2.5: 40.6393
| 1 | 3.2 | 1: 237.8156; 1.1: 79.6524; 1.2: 0.10682; 1.3: 17.28; 1.4: 44.0399; 1.5: 79.6524; 1.6: 17.28; 1.7: 10.368; 1.8: 8.4594; 1.9: 86.4; 2: 2.7516; 2.1: 78.5762; 2.2: 6.3335; 2.3: 3.5018; 2.4: 73.3189; 2.5: 40.5381
| 1 | 3.25 | 1: 237.5512; 1.1: 80.807; 1.2: 0.10836; 1.3: 17.55; 1.4: 43.991; 1.5: 80.807; 1.6: 17.55; 1.7: 10.53; 1.8: 8.4594; 1.9: 87.75; 2: 2.7946; 2.1: 78.634; 2.2: 6.5282; 2.3: 3.5539; 2.4: 74.2788; 2.5: 40.437
| 1 | 3.3 | 1: 237.2871; 1.1: 81.959; 1.2: 0.10991; 1.3: 17.82; 1.4: 43.9421; 1.5: 81.959; 1.6: 17.82; 1.7: 10.692; 1.8: 8.4594; 1.9: 89.1; 2: 2.8376; 2.1: 78.6916; 2.2: 6.7257; 2.3: 3.606; 2.4: 75.2333; 2.5: 40.3361
| 1 | 3.35 | 1: 237.0233; 1.1: 83.1083; 1.2: 0.11145; 1.3: 18.09; 1.4: 43.8932; 1.5: 83.1083; 1.6: 18.09; 1.7: 10.854; 1.8: 8.4594; 1.9: 90.45; 2: 2.8806; 2.1: 78.749; 2.2: 6.926; 2.3: 3.6579; 2.4: 76.1823; 2.5: 40.2353
| 1 | 3.4 | 1: 236.7599; 1.1: 84.2549; 1.2: 0.11299; 1.3: 18.36; 1.4: 43.8444; 1.5: 84.2549; 1.6: 18.36; 1.7: 11.016; 1.8: 8.4594; 1.9: 91.8; 2: 2.9236; 2.1: 78.8063; 2.2: 7.1291; 2.3: 3.7098; 2.4: 77.1259; 2.5: 40.1346
| 1 | 3.45 | 1: 236.4967; 1.1: 85.399; 1.2: 0.11452; 1.3: 18.63; 1.4: 43.7957; 1.5: 85.399; 1.6: 18.63; 1.7: 11.178; 1.8: 8.4594; 1.9: 93.15; 2: 2.9666; 2.1: 78.8634; 2.2: 7.335; 2.3: 3.7616; 2.4: 78.064; 2.5: 40.034
| 1 | 3.5 | 1: 236.2339; 1.1: 86.5403; 1.2: 0.11605; 1.3: 18.9; 1.4: 43.747; 1.5: 86.5403; 1.6: 18.9; 1.7: 11.34; 1.8: 8.4594; 1.9: 94.5; 2: 3.0096; 2.1: 78.9203; 2.2: 7.5437; 2.3: 3.8134; 2.4: 78.9966; 2.5: 39.9336
| 1 | 3.55 | 1: 235.9713; 1.1: 87.6791; 1.2: 0.11758; 1.3: 19.17; 1.4: 43.6984; 1.5: 87.6791; 1.6: 19.17; 1.7: 11.502; 1.8: 8.4594; 1.9: 95.85; 2: 3.0525; 2.1: 78.977; 2.2: 7.7552; 2.3: 3.8651; 2.4: 79.9239; 2.5: 39.8333
| 1 | 3.6 | 1: 235.709; 1.1: 88.8152; 1.2: 0.1191; 1.3: 19.44; 1.4: 43.6498; 1.5: 88.8152; 1.6: 19.44; 1.7: 11.664; 1.8: 8.4594; 1.9: 97.2; 2: 3.0955; 2.1: 79.0336; 2.2: 7.9695; 2.3: 3.9167; 2.4: 80.8457; 2.5: 39.7331
| 1 | 3.65 | 1: 235.4471; 1.1: 89.9486; 1.2: 0.12062; 1.3: 19.71; 1.4: 43.6013; 1.5: 89.9486; 1.6: 19.71; 1.7: 11.826; 1.8: 8.4594; 1.9: 98.55; 2: 3.1385; 2.1: 79.09; 2.2: 8.1865; 2.3: 3.9683; 2.4: 81.7621; 2.5: 39.633
| 1 | 3.7 | 1: 235.1854; 1.1: 91.0795; 1.2: 0.12214; 1.3: 19.98; 1.4: 43.5529; 1.5: 91.0795; 1.6: 19.98; 1.7: 11.988; 1.8: 8.4594; 1.9: 99.9; 2: 3.1815; 2.1: 79.1463; 2.2: 8.4064; 2.3: 4.0198; 2.4: 82.6731; 2.5: 39.533
| 1 | 3.75 | 1: 234.924; 1.1: 92.2077; 1.2: 0.12365; 1.3: 20.25; 1.4: 43.5044; 1.5: 92.2077; 1.6: 20.25; 1.7: 12.15; 1.8: 8.4594; 1.9: 101.25; 2: 3.2245; 2.1: 79.2024; 2.2: 8.629; 2.3: 4.0712; 2.4: 83.5787; 2.5: 39.4332
| 1 | 3.8 | 1: 234.6629; 1.1: 93.3332; 1.2: 0.12516; 1.3: 20.52; 1.4: 43.4561; 1.5: 93.3332; 1.6: 20.52; 1.7: 12.312; 1.8: 8.4594; 1.9: 102.6; 2: 3.2675; 2.1: 79.2583; 2.2: 8.8544; 2.3: 4.1226; 2.4: 84.4788; 2.5: 39.3335
| 1 | 3.85 | 1: 234.402; 1.1: 94.4562; 1.2: 0.12667; 1.3: 20.79; 1.4: 43.4078; 1.5: 94.4562; 1.6: 20.79; 1.7: 12.474; 1.8: 8.4594; 1.9: 103.95; 2: 3.3105; 2.1: 79.314; 2.2: 9.0826; 2.3: 4.1739; 2.4: 85.3736; 2.5: 39.2338
| 1 | 3.9 | 1: 234.1414; 1.1: 95.5765; 1.2: 0.12817; 1.3: 21.06; 1.4: 43.3595; 1.5: 95.5765; 1.6: 21.06; 1.7: 12.636; 1.8: 8.4594; 1.9: 105.3; 2: 3.3535; 2.1: 79.3696; 2.2: 9.3135; 2.3: 4.2252; 2.4: 86.2631; 2.5: 39.1343
| 1 | 3.95 | 1: 233.8811; 1.1: 96.6942; 1.2: 0.12967; 1.3: 21.33; 1.4: 43.3113; 1.5: 96.6942; 1.6: 21.33; 1.7: 12.798; 1.8: 8.4594; 1.9: 106.65; 2: 3.3965; 2.1: 79.425; 2.2: 9.5471; 2.3: 4.2764; 2.4: 87.1471; 2.5: 39.0349
| 1 | 4 | 1: 233.621; 1.1: 97.8093; 1.2: 0.13116; 1.3: 21.6; 1.4: 43.2631; 1.5: 97.8093; 1.6: 21.6; 1.7: 12.96; 1.8: 8.4594; 1.9: 108; 2: 3.4395; 2.1: 79.4802; 2.2: 9.7836; 2.3: 4.3275; 2.4: 88.0258; 2.5: 38.9357
| 1 | 4.05 | 1: 233.3612; 1.1: 98.9218; 1.2: 0.13266; 1.3: 21.87; 1.4: 43.215; 1.5: 98.9218; 1.6: 21.87; 1.7: 13.122; 1.8: 8.4594; 1.9: 109.35; 2: 3.4825; 2.1: 79.5353; 2.2: 10.0227; 2.3: 4.3785; 2.4: 88.8991; 2.5: 38.8365
| 1 | 4.1 | 1: 233.1016; 1.1: 100.0317; 1.2: 0.13414; 1.3: 22.14; 1.4: 43.167; 1.5: 100.0317; 1.6: 22.14; 1.7: 13.284; 1.8: 8.4594; 1.9: 110.7; 2: 3.5255; 2.1: 79.5902; 2.2: 10.2647; 2.3: 4.4295; 2.4: 89.767; 2.5: 38.7374
| 1 | 4.15 | 1: 232.8422; 1.1: 101.1389; 1.2: 0.13563; 1.3: 22.41; 1.4: 43.1189; 1.5: 101.1389; 1.6: 22.41; 1.7: 13.446; 1.8: 8.4594; 1.9: 112.05; 2: 3.5685; 2.1: 79.645; 2.2: 10.5093; 2.3: 4.4805; 2.4: 90.6296; 2.5: 38.6385
| 1 | 4.2 | 1: 232.5832; 1.1: 102.2436; 1.2: 0.13711; 1.3: 22.68; 1.4: 43.071; 1.5: 102.2436; 1.6: 22.68; 1.7: 13.608; 1.8: 8.4594; 1.9: 113.4; 2: 3.6115; 2.1: 79.6995; 2.2: 10.7567; 2.3: 4.5313; 2.4: 91.4869; 2.5: 38.5396
| 1 | 4.25 | 1: 232.3243; 1.1: 103.3456; 1.2: 0.13859; 1.3: 22.95; 1.4: 43.023; 1.5: 103.3456; 1.6: 22.95; 1.7: 13.77; 1.8: 8.4594; 1.9: 114.75; 2: 3.6545; 2.1: 79.754; 2.2: 11.0068; 2.3: 4.5822; 2.4: 92.3388; 2.5: 38.4409
| 1 | 4.3 | 1: 232.0657; 1.1: 104.445; 1.2: 0.14006; 1.3: 23.22; 1.4: 42.9751; 1.5: 104.445; 1.6: 23.22; 1.7: 13.932; 1.8: 8.4594; 1.9: 116.1; 2: 3.6975; 2.1: 79.8082; 2.2: 11.2597; 2.3: 4.6329; 2.4: 93.1854; 2.5: 38.3422
| 1 | 4.35 | 1: 231.8073; 1.1: 105.5418; 1.2: 0.14153; 1.3: 23.49; 1.4: 42.9273; 1.5: 105.5418; 1.6: 23.49; 1.7: 14.094; 1.8: 8.4594; 1.9: 117.45; 2: 3.7404; 2.1: 79.8623; 2.2: 11.5152; 2.3: 4.6836; 2.4: 94.0266; 2.5: 38.2437
| 1 | 4.4 | 1: 231.5491; 1.1: 106.6361; 1.2: 0.143; 1.3: 23.76; 1.4: 42.8795; 1.5: 106.6361; 1.6: 23.76; 1.7: 14.256; 1.8: 8.4594; 1.9: 118.8; 2: 3.7834; 2.1: 79.9162; 2.2: 11.7735; 2.3: 4.7343; 2.4: 94.8625; 2.5: 38.1452
| 1 | 4.45 | 1: 231.2911; 1.1: 107.7277; 1.2: 0.14447; 1.3: 24.03; 1.4: 42.8317; 1.5: 107.7277; 1.6: 24.03; 1.7: 14.418; 1.8: 8.4594; 1.9: 120.15; 2: 3.8264; 2.1: 79.97; 2.2: 12.0345; 2.3: 4.7848; 2.4: 95.6932; 2.5: 38.0469
| 1 | 4.5 | 1: 231.0334; 1.1: 108.8167; 1.2: 0.14593; 1.3: 24.3; 1.4: 42.784; 1.5: 108.8167; 1.6: 24.3; 1.7: 14.58; 1.8: 8.4594; 1.9: 121.5; 2: 3.8694; 2.1: 80.0236; 2.2: 12.2983; 2.3: 4.8354; 2.4: 96.5185; 2.5: 37.9486
| 1 | 4.55 | 1: 230.7758; 1.1: 109.9031; 1.2: 0.14738; 1.3: 24.57; 1.4: 42.7363; 1.5: 109.9031; 1.6: 24.57; 1.7: 14.742; 1.8: 8.4594; 1.9: 122.85; 2: 3.9124; 2.1: 80.077; 2.2: 12.5647; 2.3: 4.8858; 2.4: 97.3385; 2.5: 37.8504
| 1 | 4.6 | 1: 230.5185; 1.1: 110.987; 1.2: 0.14884; 1.3: 24.84; 1.4: 42.6886; 1.5: 110.987; 1.6: 24.84; 1.7: 14.904; 1.8: 8.4594; 1.9: 124.2; 2: 3.9554; 2.1: 80.1303; 2.2: 12.8338; 2.3: 4.9362; 2.4: 98.1532; 2.5: 37.7524
| 1 | 4.65 | 1: 230.2614; 1.1: 112.0682; 1.2: 0.15029; 1.3: 25.11; 1.4: 42.641; 1.5: 112.0682; 1.6: 25.11; 1.7: 15.066; 1.8: 8.4594; 1.9: 125.55; 2: 3.9984; 2.1: 80.1834; 2.2: 13.1056; 2.3: 4.9866; 2.4: 98.9626; 2.5: 37.6544
| 1 | 4.7 | 1: 230.0044; 1.1: 113.1469; 1.2: 0.15173; 1.3: 25.38; 1.4: 42.5934; 1.5: 113.1469; 1.6: 25.38; 1.7: 15.228; 1.8: 8.4594; 1.9: 126.9; 2: 4.0414; 2.1: 80.2363; 2.2: 13.3801; 2.3: 5.0369; 2.4: 99.7667; 2.5: 37.5565
| 1 | 4.75 | 1: 229.7477; 1.1: 114.2229; 1.2: 0.15318; 1.3: 25.65; 1.4: 42.5459; 1.5: 114.2229; 1.6: 25.65; 1.7: 15.39; 1.8: 8.4594; 1.9: 128.25; 2: 4.0844; 2.1: 80.2891; 2.2: 13.6574; 2.3: 5.0871; 2.4: 100.5655; 2.5: 37.4588
| 1 | 4.8 | 1: 229.4912; 1.1: 115.2964; 1.2: 0.15461; 1.3: 25.92; 1.4: 42.4984; 1.5: 115.2964; 1.6: 25.92; 1.7: 15.552; 1.8: 8.4594; 1.9: 129.6; 2: 4.1274; 2.1: 80.3418; 2.2: 13.9373; 2.3: 5.1373; 2.4: 101.3591; 2.5: 37.3611
| 1 | 4.85 | 1: 229.2348; 1.1: 116.3672; 1.2: 0.15605; 1.3: 26.19; 1.4: 42.4509; 1.5: 116.3672; 1.6: 26.19; 1.7: 15.714; 1.8: 8.4594; 1.9: 130.95; 2: 4.1704; 2.1: 80.3942; 2.2: 14.2198; 2.3: 5.1874; 2.4: 102.1474; 2.5: 37.2635
| 1 | 4.9 | 1: 228.9786; 1.1: 117.4355; 1.2: 0.15748; 1.3: 26.46; 1.4: 42.4035; 1.5: 117.4355; 1.6: 26.46; 1.7: 15.876; 1.8: 8.4594; 1.9: 132.3; 2: 4.2134; 2.1: 80.4465; 2.2: 14.5051; 2.3: 5.2375; 2.4: 102.9304; 2.5: 37.166
| 1 | 4.95 | 1: 228.7226; 1.1: 118.5012; 1.2: 0.15891; 1.3: 26.73; 1.4: 42.356; 1.5: 118.5012; 1.6: 26.73; 1.7: 16.038; 1.8: 8.4594; 1.9: 133.65; 2: 4.2564; 2.1: 80.4987; 2.2: 14.7931; 2.3: 5.2875; 2.4: 103.7081; 2.5: 37.0685
| 1 | 5 | 1: 228.4668; 1.1: 119.5643; 1.2: 0.16034; 1.3: 27; 1.4: 42.3087; 1.5: 119.5643; 1.6: 27; 1.7: 16.2; 1.8: 8.4594; 1.9: 135; 2: 4.2994; 2.1: 80.5507; 2.2: 15.0837; 2.3: 5.3375; 2.4: 104.4806; 2.5: 36.9712
| 1 | 5.05 | 1: 228.2112; 1.1: 120.6248; 1.2: 0.16176; 1.3: 27.27; 1.4: 42.2613; 1.5: 120.6248; 1.6: 27.27; 1.7: 16.362; 1.8: 8.4594; 1.9: 136.35; 2: 4.3424; 2.1: 80.6025; 2.2: 15.377; 2.3: 5.3874; 2.4: 105.2479; 2.5: 36.874
| 1 | 5.1 | 1: 227.9557; 1.1: 121.6827; 1.2: 0.16318; 1.3: 27.54; 1.4: 42.214; 1.5: 121.6827; 1.6: 27.54; 1.7: 16.524; 1.8: 8.4594; 1.9: 137.7; 2: 4.3854; 2.1: 80.6542; 2.2: 15.6729; 2.3: 5.4372; 2.4: 106.0098; 2.5: 36.7768
| 1 | 5.15 | 1: 227.7004; 1.1: 122.7381; 1.2: 0.16459; 1.3: 27.81; 1.4: 42.1667; 1.5: 122.7381; 1.6: 27.81; 1.7: 16.686; 1.8: 8.4594; 1.9: 139.05; 2: 4.4283; 2.1: 80.7057; 2.2: 15.9715; 2.3: 5.487; 2.4: 106.7666; 2.5: 36.6797
| 1 | 5.2 | 1: 227.4452; 1.1: 123.7909; 1.2: 0.16601; 1.3: 28.08; 1.4: 42.1195; 1.5: 123.7909; 1.6: 28.08; 1.7: 16.848; 1.8: 8.4594; 1.9: 140.4; 2: 4.4713; 2.1: 80.757; 2.2: 16.2728; 2.3: 5.5368; 2.4: 107.518; 2.5: 36.5827
| 1 | 5.25 | 1: 227.1902; 1.1: 124.841; 1.2: 0.16741; 1.3: 28.35; 1.4: 42.0723; 1.5: 124.841; 1.6: 28.35; 1.7: 17.01; 1.8: 8.4594; 1.9: 141.75; 2: 4.5143; 2.1: 80.8082; 2.2: 16.5767; 2.3: 5.5865; 2.4: 108.2643; 2.5: 36.4858
| 1 | 5.3 | 1: 226.9354; 1.1: 125.8886; 1.2: 0.16882; 1.3: 28.62; 1.4: 42.0251; 1.5: 125.8886; 1.6: 28.62; 1.7: 17.172; 1.8: 8.4594; 1.9: 143.1; 2: 4.5573; 2.1: 80.8593; 2.2: 16.8833; 2.3: 5.6361; 2.4: 109.0053; 2.5: 36.389
| 1 | 5.35 | 1: 226.6807; 1.1: 126.9336; 1.2: 0.17022; 1.3: 28.89; 1.4: 41.9779; 1.5: 126.9336; 1.6: 28.89; 1.7: 17.334; 1.8: 8.4594; 1.9: 144.45; 2: 4.6003; 2.1: 80.9102; 2.2: 17.1926; 2.3: 5.6857; 2.4: 109.7411; 2.5: 36.2922
| 1 | 5.4 | 1: 226.4261; 1.1: 127.9761; 1.2: 0.17162; 1.3: 29.16; 1.4: 41.9308; 1.5: 127.9761; 1.6: 29.16; 1.7: 17.496; 1.8: 8.4594; 1.9: 145.8; 2: 4.6433; 2.1: 80.9609; 2.2: 17.5045; 2.3: 5.7353; 2.4: 110.4716; 2.5: 36.1955
| 1 | 5.45 | 1: 226.1717; 1.1: 129.0159; 1.2: 0.17301; 1.3: 29.43; 1.4: 41.8837; 1.5: 129.0159; 1.6: 29.43; 1.7: 17.658; 1.8: 8.4594; 1.9: 147.15; 2: 4.6863; 2.1: 81.0115; 2.2: 17.819; 2.3: 5.7847; 2.4: 111.1969; 2.5: 36.0989
| 1 | 5.5 | 1: 225.9175; 1.1: 130.0532; 1.2: 0.1744; 1.3: 29.7; 1.4: 41.8366; 1.5: 130.0532; 1.6: 29.7; 1.7: 17.82; 1.8: 8.4594; 1.9: 148.5; 2: 4.7293; 2.1: 81.0619; 2.2: 18.1361; 2.3: 5.8342; 2.4: 111.917; 2.5: 36.0024
| 1 | 5.55 | 1: 225.6634; 1.1: 131.0878; 1.2: 0.17579; 1.3: 29.97; 1.4: 41.7895; 1.5: 131.0878; 1.6: 29.97; 1.7: 17.982; 1.8: 8.4594; 1.9: 149.85; 2: 4.7723; 2.1: 81.1121; 2.2: 18.456; 2.3: 5.8836; 2.4: 112.6319; 2.5: 35.9059
| 1 | 5.6 | 1: 225.4094; 1.1: 132.12; 1.2: 0.17718; 1.3: 30.24; 1.4: 41.7425; 1.5: 132.12; 1.6: 30.24; 1.7: 18.144; 1.8: 8.4594; 1.9: 151.2; 2: 4.8153; 2.1: 81.1622; 2.2: 18.7784; 2.3: 5.9329; 2.4: 113.3416; 2.5: 35.8096
| 1 | 5.65 | 1: 225.1555; 1.1: 133.1495; 1.2: 0.17856; 1.3: 30.51; 1.4: 41.6955; 1.5: 133.1495; 1.6: 30.51; 1.7: 18.306; 1.8: 8.4594; 1.9: 152.55; 2: 4.8583; 2.1: 81.2122; 2.2: 19.1035; 2.3: 5.9822; 2.4: 114.046; 2.5: 35.7133
| 1 | 5.7 | 1: 224.9018; 1.1: 134.1764; 1.2: 0.17993; 1.3: 30.78; 1.4: 41.6485; 1.5: 134.1764; 1.6: 30.78; 1.7: 18.468; 1.8: 8.4594; 1.9: 153.9; 2: 4.9013; 2.1: 81.262; 2.2: 19.4312; 2.3: 6.0314; 2.4: 114.7453; 2.5: 35.617
| 1 | 5.75 | 1: 224.6482; 1.1: 135.2008; 1.2: 0.18131; 1.3: 31.05; 1.4: 41.6015; 1.5: 135.2008; 1.6: 31.05; 1.7: 18.63; 1.8: 8.4594; 1.9: 155.25; 2: 4.9443; 2.1: 81.3116; 2.2: 19.7615; 2.3: 6.0806; 2.4: 115.4393; 2.5: 35.5209
| 1 | 5.8 | 1: 224.3947; 1.1: 136.2225; 1.2: 0.18268; 1.3: 31.32; 1.4: 41.5546; 1.5: 136.2225; 1.6: 31.32; 1.7: 18.792; 1.8: 8.4594; 1.9: 156.6; 2: 4.9873; 2.1: 81.3611; 2.2: 20.0944; 2.3: 6.1298; 2.4: 116.1281; 2.5: 35.4248
| 1 | 5.85 | 1: 224.1413; 1.1: 137.2417; 1.2: 0.18404; 1.3: 31.59; 1.4: 41.5077; 1.5: 137.2417; 1.6: 31.59; 1.7: 18.954; 1.8: 8.4594; 1.9: 157.95; 2: 5.0303; 2.1: 81.4104; 2.2: 20.43; 2.3: 6.1789; 2.4: 116.8118; 2.5: 35.3288
| 1 | 5.9 | 1: 223.8881; 1.1: 138.2584; 1.2: 0.18541; 1.3: 31.86; 1.4: 41.4608; 1.5: 138.2584; 1.6: 31.86; 1.7: 19.116; 1.8: 8.4594; 1.9: 159.3; 2: 5.0732; 2.1: 81.4596; 2.2: 20.7682; 2.3: 6.2279; 2.4: 117.4902; 2.5: 35.2328
| 1 | 5.95 | 1: 223.635; 1.1: 139.2724; 1.2: 0.18677; 1.3: 32.13; 1.4: 41.4139; 1.5: 139.2724; 1.6: 32.13; 1.7: 19.278; 1.8: 8.4594; 1.9: 160.65; 2: 5.1162; 2.1: 81.5087; 2.2: 21.1089; 2.3: 6.2769; 2.4: 118.1635; 2.5: 35.137
| 1 | 6 | 1: 223.3819; 1.1: 140.2839; 1.2: 0.18812; 1.3: 32.4; 1.4: 41.367; 1.5: 140.2839; 1.6: 32.4; 1.7: 19.44; 1.8: 8.4594; 1.9: 162; 2: 5.1592; 2.1: 81.5575; 2.2: 21.4523; 2.3: 6.3259; 2.4: 118.8315; 2.5: 35.0411
| 1 | 6.05 | 1: 223.129; 1.1: 141.2927; 1.2: 0.18948; 1.3: 32.67; 1.4: 41.3202; 1.5: 141.2927; 1.6: 32.67; 1.7: 19.602; 1.8: 8.4594; 1.9: 163.35; 2: 5.2022; 2.1: 81.6063; 2.2: 21.7983; 2.3: 6.3748; 2.4: 119.4944; 2.5: 34.9454
| 1 | 6.1 | 1: 222.8762; 1.1: 142.299; 1.2: 0.19083; 1.3: 32.94; 1.4: 41.2734; 1.5: 142.299; 1.6: 32.94; 1.7: 19.764; 1.8: 8.4594; 1.9: 164.7; 2: 5.2452; 2.1: 81.6548; 2.2: 22.147; 2.3: 6.4237; 2.4: 120.1521; 2.5: 34.8497
| 1 | 6.15 | 1: 222.6235; 1.1: 143.3027; 1.2: 0.19217; 1.3: 33.21; 1.4: 41.2266; 1.5: 143.3027; 1.6: 33.21; 1.7: 19.926; 1.8: 8.4594; 1.9: 166.05; 2: 5.2882; 2.1: 81.7033; 2.2: 22.4982; 2.3: 6.4725; 2.4: 120.8046; 2.5: 34.7541
| 1 | 6.2 | 1: 222.3709; 1.1: 144.3039; 1.2: 0.19351; 1.3: 33.48; 1.4: 41.1798; 1.5: 144.3039; 1.6: 33.48; 1.7: 20.088; 1.8: 8.4594; 1.9: 167.4; 2: 5.3312; 2.1: 81.7515; 2.2: 22.852; 2.3: 6.5212; 2.4: 121.4519; 2.5: 34.6586
| 1 | 6.25 | 1: 222.1183; 1.1: 145.3024; 1.2: 0.19485; 1.3: 33.75; 1.4: 41.133; 1.5: 145.3024; 1.6: 33.75; 1.7: 20.25; 1.8: 8.4594; 1.9: 168.75; 2: 5.3742; 2.1: 81.7997; 2.2: 23.2084; 2.3: 6.57; 2.4: 122.094; 2.5: 34.5631
| 1 | 6.3 | 1: 221.8659; 1.1: 146.2984; 1.2: 0.19619; 1.3: 34.02; 1.4: 41.0863; 1.5: 146.2984; 1.6: 34.02; 1.7: 20.412; 1.8: 8.4594; 1.9: 170.1; 2: 5.4172; 2.1: 81.8476; 2.2: 23.5674; 2.3: 6.6186; 2.4: 122.731; 2.5: 34.4676
| 1 | 6.35 | 1: 221.6136; 1.1: 147.2918; 1.2: 0.19752; 1.3: 34.29; 1.4: 41.0395; 1.5: 147.2918; 1.6: 34.29; 1.7: 20.574; 1.8: 8.4594; 1.9: 171.45; 2: 5.4602; 2.1: 81.8955; 2.2: 23.929; 2.3: 6.6673; 2.4: 123.3628; 2.5: 34.3723
| 1 | 6.4 | 1: 221.3613; 1.1: 148.2826; 1.2: 0.19885; 1.3: 34.56; 1.4: 40.9928; 1.5: 148.2826; 1.6: 34.56; 1.7: 20.736; 1.8: 8.4594; 1.9: 172.8; 2: 5.5032; 2.1: 81.9431; 2.2: 24.2931; 2.3: 6.7159; 2.4: 123.9894; 2.5: 34.277
| 1 | 6.45 | 1: 221.1091; 1.1: 149.2708; 1.2: 0.20018; 1.3: 34.83; 1.4: 40.9461; 1.5: 149.2708; 1.6: 34.83; 1.7: 20.898; 1.8: 8.4594; 1.9: 174.15; 2: 5.5462; 2.1: 81.9907; 2.2: 24.6599; 2.3: 6.7644; 2.4: 124.6109; 2.5: 34.1817
| 1 | 6.5 | 1: 220.857; 1.1: 150.2564; 1.2: 0.2015; 1.3: 35.1; 1.4: 40.8994; 1.5: 150.2564; 1.6: 35.1; 1.7: 21.06; 1.8: 8.4594; 1.9: 175.5; 2: 5.5892; 2.1: 82.038; 2.2: 25.0292; 2.3: 6.8129; 2.4: 125.2272; 2.5: 34.0865
| 1 | 6.55 | 1: 220.605; 1.1: 151.2394; 1.2: 0.20282; 1.3: 35.37; 1.4: 40.8528; 1.5: 151.2394; 1.6: 35.37; 1.7: 21.222; 1.8: 8.4594; 1.9: 176.85; 2: 5.6322; 2.1: 82.0853; 2.2: 25.4012; 2.3: 6.8614; 2.4: 125.8383; 2.5: 33.9914
| 1 | 6.6 | 1: 220.3531; 1.1: 152.2199; 1.2: 0.20413; 1.3: 35.64; 1.4: 40.8061; 1.5: 152.2199; 1.6: 35.64; 1.7: 21.384; 1.8: 8.4594; 1.9: 178.2; 2: 5.6752; 2.1: 82.1324; 2.2: 25.7757; 2.3: 6.9098; 2.4: 126.4442; 2.5: 33.8964
| 1 | 6.65 | 1: 220.1012; 1.1: 153.1978; 1.2: 0.20544; 1.3: 35.91; 1.4: 40.7595; 1.5: 153.1978; 1.6: 35.91; 1.7: 21.546; 1.8: 8.4594; 1.9: 179.55; 2: 5.7182; 2.1: 82.1793; 2.2: 26.1527; 2.3: 6.9581; 2.4: 127.045; 2.5: 33.8013
| 1 | 6.7 | 1: 219.8494; 1.1: 154.1731; 1.2: 0.20675; 1.3: 36.18; 1.4: 40.7129; 1.5: 154.1731; 1.6: 36.18; 1.7: 21.708; 1.8: 8.4594; 1.9: 180.9; 2: 5.7611; 2.1: 82.2261; 2.2: 26.5324; 2.3: 7.0065; 2.4: 127.6407; 2.5: 33.7064
| 1 | 6.75 | 1: 219.5977; 1.1: 155.1458; 1.2: 0.20805; 1.3: 36.45; 1.4: 40.6662; 1.5: 155.1458; 1.6: 36.45; 1.7: 21.87; 1.8: 8.4594; 1.9: 182.25; 2: 5.8041; 2.1: 82.2727; 2.2: 26.9146; 2.3: 7.0548; 2.4: 128.2312; 2.5: 33.6115
| 1 | 6.8 | 1: 219.346; 1.1: 156.1159; 1.2: 0.20935; 1.3: 36.72; 1.4: 40.6196; 1.5: 156.1159; 1.6: 36.72; 1.7: 22.032; 1.8: 8.4594; 1.9: 183.6; 2: 5.8471; 2.1: 82.3192; 2.2: 27.2994; 2.3: 7.103; 2.4: 128.8165; 2.5: 33.5166
| 1 | 6.85 | 1: 219.0944; 1.1: 157.0834; 1.2: 0.21065; 1.3: 36.99; 1.4: 40.573; 1.5: 157.0834; 1.6: 36.99; 1.7: 22.194; 1.8: 8.4594; 1.9: 184.95; 2: 5.8901; 2.1: 82.3655; 2.2: 27.6867; 2.3: 7.1512; 2.4: 129.3967; 2.5: 33.4218
| 1 | 6.9 | 1: 218.8429; 1.1: 158.0483; 1.2: 0.21195; 1.3: 37.26; 1.4: 40.5265; 1.5: 158.0483; 1.6: 37.26; 1.7: 22.356; 1.8: 8.4594; 1.9: 186.3; 2: 5.9331; 2.1: 82.4117; 2.2: 28.0767; 2.3: 7.1994; 2.4: 129.9717; 2.5: 33.3271
| 1 | 6.95 | 1: 218.5914; 1.1: 159.0107; 1.2: 0.21324; 1.3: 37.53; 1.4: 40.4799; 1.5: 159.0107; 1.6: 37.53; 1.7: 22.518; 1.8: 8.4594; 1.9: 187.65; 2: 5.9761; 2.1: 82.4578; 2.2: 28.4691; 2.3: 7.2475; 2.4: 130.5416; 2.5: 33.2324
| 1 | 7 | 1: 218.34; 1.1: 159.9704; 1.2: 0.21452; 1.3: 37.8; 1.4: 40.4333; 1.5: 159.9704; 1.6: 37.8; 1.7: 22.68; 1.8: 8.4594; 1.9: 189; 2: 6.0191; 2.1: 82.5037; 2.2: 28.8642; 2.3: 7.2956; 2.4: 131.1063; 2.5: 33.1378
| 1 | 7.05 | 1: 218.0886; 1.1: 160.9276; 1.2: 0.21581; 1.3: 38.07; 1.4: 40.3868; 1.5: 160.9276; 1.6: 38.07; 1.7: 22.842; 1.8: 8.4594; 1.9: 190.35; 2: 6.0621; 2.1: 82.5495; 2.2: 29.2617; 2.3: 7.3436; 2.4: 131.6659; 2.5: 33.0432
| 1 | 7.1 | 1: 217.8373; 1.1: 161.8822; 1.2: 0.21709; 1.3: 38.34; 1.4: 40.3402; 1.5: 161.8822; 1.6: 38.34; 1.7: 23.004; 1.8: 8.4594; 1.9: 191.7; 2: 6.1051; 2.1: 82.5951; 2.2: 29.6619; 2.3: 7.3916; 2.4: 132.2203; 2.5: 32.9487
| 1 | 7.15 | 1: 217.5861; 1.1: 162.8342; 1.2: 0.21836; 1.3: 38.61; 1.4: 40.2937; 1.5: 162.8342; 1.6: 38.61; 1.7: 23.166; 1.8: 8.4594; 1.9: 193.05; 2: 6.1481; 2.1: 82.6406; 2.2: 30.0646; 2.3: 7.4396; 2.4: 132.7696; 2.5: 32.8542
| 1 | 7.2 | 1: 217.3349; 1.1: 163.7835; 1.2: 0.21964; 1.3: 38.88; 1.4: 40.2472; 1.5: 163.7835; 1.6: 38.88; 1.7: 23.328; 1.8: 8.4594; 1.9: 194.4; 2: 6.1911; 2.1: 82.6859; 2.2: 30.4698; 2.3: 7.4875; 2.4: 133.3137; 2.5: 32.7597
| 1 | 7.25 | 1: 217.0837; 1.1: 164.7303; 1.2: 0.22091; 1.3: 39.15; 1.4: 40.2007; 1.5: 164.7303; 1.6: 39.15; 1.7: 23.49; 1.8: 8.4594; 1.9: 195.75; 2: 6.2341; 2.1: 82.7311; 2.2: 30.8776; 2.3: 7.5353; 2.4: 133.8527; 2.5: 32.6653
| 1 | 7.3 | 1: 216.8326; 1.1: 165.6745; 1.2: 0.22217; 1.3: 39.42; 1.4: 40.1542; 1.5: 165.6745; 1.6: 39.42; 1.7: 23.652; 1.8: 8.4594; 1.9: 197.1; 2: 6.2771; 2.1: 82.7761; 2.2: 31.2879; 2.3: 7.5832; 2.4: 134.3866; 2.5: 32.571
| 1 | 7.35 | 1: 216.5815; 1.1: 166.6161; 1.2: 0.22344; 1.3: 39.69; 1.4: 40.1077; 1.5: 166.6161; 1.6: 39.69; 1.7: 23.814; 1.8: 8.4594; 1.9: 198.45; 2: 6.3201; 2.1: 82.821; 2.2: 31.7008; 2.3: 7.631; 2.4: 134.9153; 2.5: 32.4767
| 1 | 7.4 | 1: 216.3304; 1.1: 167.5551; 1.2: 0.2247; 1.3: 39.96; 1.4: 40.0612; 1.5: 167.5551; 1.6: 39.96; 1.7: 23.976; 1.8: 8.4594; 1.9: 199.8; 2: 6.3631; 2.1: 82.8658; 2.2: 32.1162; 2.3: 7.6787; 2.4: 135.4389; 2.5: 32.3824
| 1 | 7.45 | 1: 216.0794; 1.1: 168.4915; 1.2: 0.22595; 1.3: 40.23; 1.4: 40.0147; 1.5: 168.4915; 1.6: 40.23; 1.7: 24.138; 1.8: 8.4594; 1.9: 201.15; 2: 6.4061; 2.1: 82.9104; 2.2: 32.5342; 2.3: 7.7265; 2.4: 135.9574; 2.5: 32.2882
| 1 | 7.5 | 1: 215.8284; 1.1: 169.4253; 1.2: 0.2272; 1.3: 40.5; 1.4: 39.9682; 1.5: 169.4253; 1.6: 40.5; 1.7: 24.3; 1.8: 8.4594; 1.9: 202.5; 2: 6.449; 2.1: 82.9549; 2.2: 32.9547; 2.3: 7.7742; 2.4: 136.4707; 2.5: 32.1941
| 1 | 7.55 | 1: 215.5775; 1.1: 170.3565; 1.2: 0.22845; 1.3: 40.77; 1.4: 39.9218; 1.5: 170.3565; 1.6: 40.77; 1.7: 24.462; 1.8: 8.4594; 1.9: 203.85; 2: 6.492; 2.1: 82.9992; 2.2: 33.3777; 2.3: 7.8218; 2.4: 136.9788; 2.5: 32.1
| 1 | 7.6 | 1: 215.3266; 1.1: 171.2851; 1.2: 0.2297; 1.3: 41.04; 1.4: 39.8753; 1.5: 171.2851; 1.6: 41.04; 1.7: 24.624; 1.8: 8.4594; 1.9: 205.2; 2: 6.535; 2.1: 83.0434; 2.2: 33.8032; 2.3: 7.8694; 2.4: 137.4819; 2.5: 32.0059
| 1 | 7.65 | 1: 215.0757; 1.1: 172.2111; 1.2: 0.23094; 1.3: 41.31; 1.4: 39.8288; 1.5: 172.2111; 1.6: 41.31; 1.7: 24.786; 1.8: 8.4594; 1.9: 206.55; 2: 6.578; 2.1: 83.0875; 2.2: 34.2313; 2.3: 7.917; 2.4: 137.9798; 2.5: 31.9118
| 1 | 7.7 | 1: 214.8248; 1.1: 173.1345; 1.2: 0.23218; 1.3: 41.58; 1.4: 39.7824; 1.5: 173.1345; 1.6: 41.58; 1.7: 24.948; 1.8: 8.4594; 1.9: 207.9; 2: 6.621; 2.1: 83.1314; 2.2: 34.6619; 2.3: 7.9645; 2.4: 138.4726; 2.5: 31.8179
| 1 | 7.75 | 1: 214.574; 1.1: 174.0553; 1.2: 0.23341; 1.3: 41.85; 1.4: 39.7359; 1.5: 174.0553; 1.6: 41.85; 1.7: 25.11; 1.8: 8.4594; 1.9: 209.25; 2: 6.664; 2.1: 83.1752; 2.2: 35.0951; 2.3: 8.012; 2.4: 138.9602; 2.5: 31.7239
| 1 | 7.8 | 1: 214.3232; 1.1: 174.9734; 1.2: 0.23464; 1.3: 42.12; 1.4: 39.6895; 1.5: 174.9734; 1.6: 42.12; 1.7: 25.272; 1.8: 8.4594; 1.9: 210.6; 2: 6.707; 2.1: 83.2188; 2.2: 35.5307; 2.3: 8.0595; 2.4: 139.4427; 2.5: 31.63
| 1 | 7.85 | 1: 214.0724; 1.1: 175.889; 1.2: 0.23587; 1.3: 42.39; 1.4: 39.643; 1.5: 175.889; 1.6: 42.39; 1.7: 25.434; 1.8: 8.4594; 1.9: 211.95; 2: 6.75; 2.1: 83.2623; 2.2: 35.9689; 2.3: 8.1069; 2.4: 139.9201; 2.5: 31.5361
| 1 | 7.9 | 1: 213.8216; 1.1: 176.802; 1.2: 0.2371; 1.3: 42.66; 1.4: 39.5966; 1.5: 176.802; 1.6: 42.66; 1.7: 25.596; 1.8: 8.4594; 1.9: 213.3; 2: 6.793; 2.1: 83.3057; 2.2: 36.4096; 2.3: 8.1543; 2.4: 140.3924; 2.5: 31.4423
| 1 | 7.95 | 1: 213.5709; 1.1: 177.7123; 1.2: 0.23832; 1.3: 42.93; 1.4: 39.5502; 1.5: 177.7123; 1.6: 42.93; 1.7: 25.758; 1.8: 8.4594; 1.9: 214.65; 2: 6.836; 2.1: 83.3489; 2.2: 36.8528; 2.3: 8.2017; 2.4: 140.8595; 2.5: 31.3485
| 1 | 8 | 1: 213.3201; 1.1: 178.62; 1.2: 0.23953; 1.3: 43.2; 1.4: 39.5037; 1.5: 178.62; 1.6: 43.2; 1.7: 25.92; 1.8: 8.4594; 1.9: 216; 2: 6.879; 2.1: 83.3919; 2.2: 37.2986; 2.3: 8.249; 2.4: 141.3215; 2.5: 31.2548
| 1 | 8.05 | 1: 213.0694; 1.1: 179.5252; 1.2: 0.24075; 1.3: 43.47; 1.4: 39.4573; 1.5: 179.5252; 1.6: 43.47; 1.7: 26.082; 1.8: 8.4594; 1.9: 217.35; 2: 6.922; 2.1: 83.4349; 2.2: 37.7468; 2.3: 8.2963; 2.4: 141.7784; 2.5: 31.161
| 1 | 8.1 | 1: 212.8187; 1.1: 180.4277; 1.2: 0.24196; 1.3: 43.74; 1.4: 39.4109; 1.5: 180.4277; 1.6: 43.74; 1.7: 26.244; 1.8: 8.4594; 1.9: 218.7; 2: 6.965; 2.1: 83.4777; 2.2: 38.1976; 2.3: 8.3435; 2.4: 142.2301; 2.5: 31.0674
| 1 | 8.15 | 1: 212.568; 1.1: 181.3276; 1.2: 0.24316; 1.3: 44.01; 1.4: 39.3644; 1.5: 181.3276; 1.6: 44.01; 1.7: 26.406; 1.8: 8.4594; 1.9: 220.05; 2: 7.008; 2.1: 83.5203; 2.2: 38.6509; 2.3: 8.3907; 2.4: 142.6767; 2.5: 30.9737
| 1 | 8.2 | 1: 212.3173; 1.1: 182.2249; 1.2: 0.24437; 1.3: 44.28; 1.4: 39.318; 1.5: 182.2249; 1.6: 44.28; 1.7: 26.568; 1.8: 8.4594; 1.9: 221.4; 2: 7.051; 2.1: 83.5629; 2.2: 39.1066; 2.3: 8.4379; 2.4: 143.1182; 2.5: 30.8801
| 1 | 8.25 | 1: 212.0666; 1.1: 183.1195; 1.2: 0.24557; 1.3: 44.55; 1.4: 39.2716; 1.5: 183.1195; 1.6: 44.55; 1.7: 26.73; 1.8: 8.4594; 1.9: 222.75; 2: 7.0939; 2.1: 83.6053; 2.2: 39.5649; 2.3: 8.4851; 2.4: 143.5546; 2.5: 30.7865
| 1 | 8.3 | 1: 211.8159; 1.1: 184.0116; 1.2: 0.24676; 1.3: 44.82; 1.4: 39.2252; 1.5: 184.0116; 1.6: 44.82; 1.7: 26.892; 1.8: 8.4594; 1.9: 224.1; 2: 7.1369; 2.1: 83.6475; 2.2: 40.0257; 2.3: 8.5322; 2.4: 143.9858; 2.5: 30.693
| 1 | 8.35 | 1: 211.5652; 1.1: 184.901; 1.2: 0.24796; 1.3: 45.09; 1.4: 39.1787; 1.5: 184.901; 1.6: 45.09; 1.7: 27.054; 1.8: 8.4594; 1.9: 225.45; 2: 7.1799; 2.1: 83.6896; 2.2: 40.489; 2.3: 8.5792; 2.4: 144.4119; 2.5: 30.5995
| 1 | 8.4 | 1: 211.3146; 1.1: 185.7878; 1.2: 0.24915; 1.3: 45.36; 1.4: 39.1323; 1.5: 185.7878; 1.6: 45.36; 1.7: 27.216; 1.8: 8.4594; 1.9: 226.8; 2: 7.2229; 2.1: 83.7316; 2.2: 40.9549; 2.3: 8.6263; 2.4: 144.8329; 2.5: 30.506
| 1 | 8.45 | 1: 211.0639; 1.1: 186.672; 1.2: 0.25033; 1.3: 45.63; 1.4: 39.0859; 1.5: 186.672; 1.6: 45.63; 1.7: 27.378; 1.8: 8.4594; 1.9: 228.15; 2: 7.2659; 2.1: 83.7735; 2.2: 41.4232; 2.3: 8.6733; 2.4: 145.2488; 2.5: 30.4126
| 1 | 8.5 | 1: 210.8132; 1.1: 187.5535; 1.2: 0.25151; 1.3: 45.9; 1.4: 39.0395; 1.5: 187.5535; 1.6: 45.9; 1.7: 27.54; 1.8: 8.4594; 1.9: 229.5; 2: 7.3089; 2.1: 83.8152; 2.2: 41.894; 2.3: 8.7203; 2.4: 145.6595; 2.5: 30.3192
| 1 | 8.55 | 1: 210.5626; 1.1: 188.4324; 1.2: 0.25269; 1.3: 46.17; 1.4: 38.9931; 1.5: 188.4324; 1.6: 46.17; 1.7: 27.702; 1.8: 8.4594; 1.9: 230.85; 2: 7.3519; 2.1: 83.8568; 2.2: 42.3673; 2.3: 8.7672; 2.4: 146.0652; 2.5: 30.2258
| 1 | 8.6 | 1: 210.3119; 1.1: 189.3087; 1.2: 0.25387; 1.3: 46.44; 1.4: 38.9466; 1.5: 189.3087; 1.6: 46.44; 1.7: 27.864; 1.8: 8.4594; 1.9: 232.2; 2: 7.3949; 2.1: 83.8982; 2.2: 42.8431; 2.3: 8.8141; 2.4: 146.4657; 2.5: 30.1325
| 1 | 8.65 | 1: 210.0612; 1.1: 190.1824; 1.2: 0.25504; 1.3: 46.71; 1.4: 38.9002; 1.5: 190.1824; 1.6: 46.71; 1.7: 28.026; 1.8: 8.4594; 1.9: 233.55; 2: 7.4379; 2.1: 83.9395; 2.2: 43.3214; 2.3: 8.861; 2.4: 146.861; 2.5: 30.0392
| 1 | 8.7 | 1: 209.8105; 1.1: 191.0535; 1.2: 0.25621; 1.3: 46.98; 1.4: 38.8538; 1.5: 191.0535; 1.6: 46.98; 1.7: 28.188; 1.8: 8.4594; 1.9: 234.9; 2: 7.4809; 2.1: 83.9807; 2.2: 43.8021; 2.3: 8.9079; 2.4: 147.2513; 2.5: 29.9459
| 1 | 8.75 | 1: 209.5598; 1.1: 191.9219; 1.2: 0.25737; 1.3: 47.25; 1.4: 38.8074; 1.5: 191.9219; 1.6: 47.25; 1.7: 28.35; 1.8: 8.4594; 1.9: 236.25; 2: 7.5239; 2.1: 84.0217; 2.2: 44.2854; 2.3: 8.9547; 2.4: 147.6364; 2.5: 29.8527
| 1 | 8.8 | 1: 209.3091; 1.1: 192.7876; 1.2: 0.25853; 1.3: 47.52; 1.4: 38.7609; 1.5: 192.7876; 1.6: 47.52; 1.7: 28.512; 1.8: 8.4594; 1.9: 237.6; 2: 7.5669; 2.1: 84.0626; 2.2: 44.7712; 2.3: 9.0015; 2.4: 148.0165; 2.5: 29.7595
| 1 | 8.85 | 1: 209.0584; 1.1: 193.6508; 1.2: 0.25969; 1.3: 47.79; 1.4: 38.7145; 1.5: 193.6508; 1.6: 47.79; 1.7: 28.674; 1.8: 8.4594; 1.9: 238.95; 2: 7.6099; 2.1: 84.1034; 2.2: 45.2595; 2.3: 9.0482; 2.4: 148.3913; 2.5: 29.6663
| 1 | 8.9 | 1: 208.8077; 1.1: 194.5113; 1.2: 0.26084; 1.3: 48.06; 1.4: 38.6681; 1.5: 194.5113; 1.6: 48.06; 1.7: 28.836; 1.8: 8.4594; 1.9: 240.3; 2: 7.6529; 2.1: 84.144; 2.2: 45.7502; 2.3: 9.095; 2.4: 148.7611; 2.5: 29.5731
| 1 | 8.95 | 1: 208.5569; 1.1: 195.3692; 1.2: 0.26199; 1.3: 48.33; 1.4: 38.6217; 1.5: 195.3692; 1.6: 48.33; 1.7: 28.998; 1.8: 8.4594; 1.9: 241.65; 2: 7.6959; 2.1: 84.1845; 2.2: 46.2434; 2.3: 9.1417; 2.4: 149.1258; 2.5: 29.48
| 1 | 9 | 1: 208.3062; 1.1: 196.2244; 1.2: 0.26314; 1.3: 48.6; 1.4: 38.5752; 1.5: 196.2244; 1.6: 48.6; 1.7: 29.16; 1.8: 8.4594; 1.9: 243; 2: 7.7389; 2.1: 84.2249; 2.2: 46.7391; 2.3: 9.1883; 2.4: 149.4853; 2.5: 29.3869
| 1 | 9.05 | 1: 208.0554; 1.1: 197.077; 1.2: 0.26428; 1.3: 48.87; 1.4: 38.5288; 1.5: 197.077; 1.6: 48.87; 1.7: 29.322; 1.8: 8.4594; 1.9: 244.35; 2: 7.7818; 2.1: 84.2652; 2.2: 47.2373; 2.3: 9.235; 2.4: 149.8397; 2.5: 29.2938
| 1 | 9.1 | 1: 207.8046; 1.1: 197.927; 1.2: 0.26542; 1.3: 49.14; 1.4: 38.4823; 1.5: 197.927; 1.6: 49.14; 1.7: 29.484; 1.8: 8.4594; 1.9: 245.7; 2: 7.8248; 2.1: 84.3053; 2.2: 47.738; 2.3: 9.2816; 2.4: 150.189; 2.5: 29.2008
| 1 | 9.15 | 1: 207.5538; 1.1: 198.7743; 1.2: 0.26656; 1.3: 49.41; 1.4: 38.4359; 1.5: 198.7743; 1.6: 49.41; 1.7: 29.646; 1.8: 8.4594; 1.9: 247.05; 2: 7.8678; 2.1: 84.3453; 2.2: 48.2412; 2.3: 9.3281; 2.4: 150.5331; 2.5: 29.1078
| 1 | 9.2 | 1: 207.303; 1.1: 199.619; 1.2: 0.26769; 1.3: 49.68; 1.4: 38.3894; 1.5: 199.619; 1.6: 49.68; 1.7: 29.808; 1.8: 8.4594; 1.9: 248.4; 2: 7.9108; 2.1: 84.3851; 2.2: 48.7468; 2.3: 9.3747; 2.4: 150.8722; 2.5: 29.0148
| 1 | 9.25 | 1: 207.0522; 1.1: 200.461; 1.2: 0.26882; 1.3: 49.95; 1.4: 38.343; 1.5: 200.461; 1.6: 49.95; 1.7: 29.97; 1.8: 8.4594; 1.9: 249.75; 2: 7.9538; 2.1: 84.4248; 2.2: 49.2549; 2.3: 9.4212; 2.4: 151.2061; 2.5: 28.9218
| 1 | 9.3 | 1: 206.8013; 1.1: 201.3004; 1.2: 0.26995; 1.3: 50.22; 1.4: 38.2965; 1.5: 201.3004; 1.6: 50.22; 1.7: 30.132; 1.8: 8.4594; 1.9: 251.1; 2: 7.9968; 2.1: 84.4644; 2.2: 49.7655; 2.3: 9.4677; 2.4: 151.5349; 2.5: 28.8289
| 1 | 9.35 | 1: 206.5504; 1.1: 202.1371; 1.2: 0.27107; 1.3: 50.49; 1.4: 38.2501; 1.5: 202.1371; 1.6: 50.49; 1.7: 30.294; 1.8: 8.4594; 1.9: 252.45; 2: 8.0398; 2.1: 84.5039; 2.2: 50.2785; 2.3: 9.5141; 2.4: 151.8586; 2.5: 28.736
| 1 | 9.4 | 1: 206.2995; 1.1: 202.9712; 1.2: 0.27219; 1.3: 50.76; 1.4: 38.2036; 1.5: 202.9712; 1.6: 50.76; 1.7: 30.456; 1.8: 8.4594; 1.9: 253.8; 2: 8.0828; 2.1: 84.5432; 2.2: 50.7941; 2.3: 9.5606; 2.4: 152.1771; 2.5: 28.6431
| 1 | 9.45 | 1: 206.0486; 1.1: 203.8027; 1.2: 0.2733; 1.3: 51.03; 1.4: 38.1571; 1.5: 203.8027; 1.6: 51.03; 1.7: 30.618; 1.8: 8.4594; 1.9: 255.15; 2: 8.1258; 2.1: 84.5824; 2.2: 51.3121; 2.3: 9.607; 2.4: 152.4906; 2.5: 28.5502
| 1 | 9.5 | 1: 205.7976; 1.1: 204.6314; 1.2: 0.27442; 1.3: 51.3; 1.4: 38.1107; 1.5: 204.6314; 1.6: 51.3; 1.7: 30.78; 1.8: 8.4594; 1.9: 256.5; 2: 8.1688; 2.1: 84.6215; 2.2: 51.8326; 2.3: 9.6533; 2.4: 152.7989; 2.5: 28.4573
| 1 | 9.55 | 1: 205.5467; 1.1: 205.4576; 1.2: 0.27552; 1.3: 51.57; 1.4: 38.0642; 1.5: 205.4576; 1.6: 51.57; 1.7: 30.942; 1.8: 8.4594; 1.9: 257.85; 2: 8.2118; 2.1: 84.6605; 2.2: 52.3555; 2.3: 9.6997; 2.4: 153.1021; 2.5: 28.3645
| 1 | 9.6 | 1: 205.2956; 1.1: 206.2811; 1.2: 0.27663; 1.3: 51.84; 1.4: 38.0177; 1.5: 206.2811; 1.6: 51.84; 1.7: 31.104; 1.8: 8.4594; 1.9: 259.2; 2: 8.2548; 2.1: 84.6993; 2.2: 52.8809; 2.3: 9.746; 2.4: 153.4001; 2.5: 28.2717
| 1 | 9.65 | 1: 205.0446; 1.1: 207.1019; 1.2: 0.27773; 1.3: 52.11; 1.4: 37.9712; 1.5: 207.1019; 1.6: 52.11; 1.7: 31.266; 1.8: 8.4594; 1.9: 260.55; 2: 8.2978; 2.1: 84.738; 2.2: 53.4088; 2.3: 9.7923; 2.4: 153.6931; 2.5: 28.179
| 1 | 9.7 | 1: 204.7935; 1.1: 207.9201; 1.2: 0.27883; 1.3: 52.38; 1.4: 37.9247; 1.5: 207.9201; 1.6: 52.38; 1.7: 31.428; 1.8: 8.4594; 1.9: 261.9; 2: 8.3408; 2.1: 84.7765; 2.2: 53.9391; 2.3: 9.8385; 2.4: 153.9809; 2.5: 28.0862
| 1 | 9.75 | 1: 204.5425; 1.1: 208.7356; 1.2: 0.27992; 1.3: 52.65; 1.4: 37.8782; 1.5: 208.7356; 1.6: 52.65; 1.7: 31.59; 1.8: 8.4594; 1.9: 263.25; 2: 8.3838; 2.1: 84.815; 2.2: 54.472; 2.3: 9.8848; 2.4: 154.2636; 2.5: 27.9935
| 1 | 9.8 | 1: 204.2913; 1.1: 209.5484; 1.2: 0.28101; 1.3: 52.92; 1.4: 37.8317; 1.5: 209.5484; 1.6: 52.92; 1.7: 31.752; 1.8: 8.4594; 1.9: 264.6; 2: 8.4268; 2.1: 84.8533; 2.2: 55.0072; 2.3: 9.931; 2.4: 154.5412; 2.5: 27.9008
| 1 | 9.85 | 1: 204.0402; 1.1: 210.3586; 1.2: 0.2821; 1.3: 53.19; 1.4: 37.7852; 1.5: 210.3586; 1.6: 53.19; 1.7: 31.914; 1.8: 8.4594; 1.9: 265.95; 2: 8.4697; 2.1: 84.8915; 2.2: 55.545; 2.3: 9.9771; 2.4: 154.8137; 2.5: 27.8081
| 1 | 9.9 | 1: 203.789; 1.1: 211.1662; 1.2: 0.28318; 1.3: 53.46; 1.4: 37.7387; 1.5: 211.1662; 1.6: 53.46; 1.7: 32.076; 1.8: 8.4594; 1.9: 267.3; 2: 8.5127; 2.1: 84.9295; 2.2: 56.0852; 2.3: 10.0233; 2.4: 155.081; 2.5: 27.7154
| 1 | 9.95 | 1: 203.5378; 1.1: 211.971; 1.2: 0.28426; 1.3: 53.73; 1.4: 37.6922; 1.5: 211.971; 1.6: 53.73; 1.7: 32.238; 1.8: 8.4594; 1.9: 268.65; 2: 8.5557; 2.1: 84.9675; 2.2: 56.6278; 2.3: 10.0694; 2.4: 155.3432; 2.5: 27.6228
| 1 | 10 | 1: 203.2865; 1.1: 212.7732; 1.2: 0.28533; 1.3: 54; 1.4: 37.6457; 1.5: 212.7732; 1.6: 54; 1.7: 32.4; 1.8: 8.4594; 1.9: 270; 2: 8.5987; 2.1: 85.0053; 2.2: 57.1729; 2.3: 10.1155; 2.4: 155.6003; 2.5: 27.5301
| 1 | 10.05 | 1: 203.0352; 1.1: 213.5728; 1.2: 0.28641; 1.3: 54.27; 1.4: 37.5991; 1.5: 213.5728; 1.6: 54.27; 1.7: 32.562; 1.8: 8.4594; 1.9: 271.35; 2: 8.6417; 2.1: 85.043; 2.2: 57.7205; 2.3: 10.1616; 2.4: 155.8523; 2.5: 27.4375
| 1 | 10.1 | 1: 202.7839; 1.1: 214.3696; 1.2: 0.28747; 1.3: 54.54; 1.4: 37.5526; 1.5: 214.3696; 1.6: 54.54; 1.7: 32.724; 1.8: 8.4594; 1.9: 272.7; 2: 8.6847; 2.1: 85.0805; 2.2: 58.2705; 2.3: 10.2076; 2.4: 156.0991; 2.5: 27.3449
| 1 | 10.15 | 1: 202.5326; 1.1: 215.1638; 1.2: 0.28854; 1.3: 54.81; 1.4: 37.506; 1.5: 215.1638; 1.6: 54.81; 1.7: 32.886; 1.8: 8.4594; 1.9: 274.05; 2: 8.7277; 2.1: 85.1179; 2.2: 58.823; 2.3: 10.2537; 2.4: 156.3408; 2.5: 27.2524
| 1 | 10.2 | 1: 202.2812; 1.1: 215.9554; 1.2: 0.2896; 1.3: 55.08; 1.4: 37.4595; 1.5: 215.9554; 1.6: 55.08; 1.7: 33.048; 1.8: 8.4594; 1.9: 275.4; 2: 8.7707; 2.1: 85.1553; 2.2: 59.3779; 2.3: 10.2997; 2.4: 156.5774; 2.5: 27.1598
| 1 | 10.25 | 1: 202.0297; 1.1: 216.7442; 1.2: 0.29066; 1.3: 55.35; 1.4: 37.4129; 1.5: 216.7442; 1.6: 55.35; 1.7: 33.21; 1.8: 8.4594; 1.9: 276.75; 2: 8.8137; 2.1: 85.1924; 2.2: 59.9353; 2.3: 10.3456; 2.4: 156.8089; 2.5: 27.0673
| 1 | 10.3 | 1: 201.7783; 1.1: 217.5304; 1.2: 0.29171; 1.3: 55.62; 1.4: 37.3663; 1.5: 217.5304; 1.6: 55.62; 1.7: 33.372; 1.8: 8.4594; 1.9: 278.1; 2: 8.8567; 2.1: 85.2295; 2.2: 60.4952; 2.3: 10.3916; 2.4: 157.0352; 2.5: 26.9748
| 1 | 10.35 | 1: 201.5268; 1.1: 218.3139; 1.2: 0.29276; 1.3: 55.89; 1.4: 37.3198; 1.5: 218.3139; 1.6: 55.89; 1.7: 33.534; 1.8: 8.4594; 1.9: 279.45; 2: 8.8997; 2.1: 85.2664; 2.2: 61.0575; 2.3: 10.4375; 2.4: 157.2565; 2.5: 26.8823
| 1 | 10.4 | 1: 201.2752; 1.1: 219.0948; 1.2: 0.29381; 1.3: 56.16; 1.4: 37.2732; 1.5: 219.0948; 1.6: 56.16; 1.7: 33.696; 1.8: 8.4594; 1.9: 280.8; 2: 8.9427; 2.1: 85.3033; 2.2: 61.6222; 2.3: 10.4834; 2.4: 157.4725; 2.5: 26.7898
| 1 | 10.45 | 1: 201.0236; 1.1: 219.8729; 1.2: 0.29485; 1.3: 56.43; 1.4: 37.2266; 1.5: 219.8729; 1.6: 56.43; 1.7: 33.858; 1.8: 8.4594; 1.9: 282.15; 2: 8.9857; 2.1: 85.3399; 2.2: 62.1894; 2.3: 10.5293; 2.4: 157.6835; 2.5: 26.6973
| 1 | 10.5 | 1: 200.772; 1.1: 220.6484; 1.2: 0.29589; 1.3: 56.7; 1.4: 37.18; 1.5: 220.6484; 1.6: 56.7; 1.7: 34.02; 1.8: 8.4594; 1.9: 283.5; 2: 9.0287; 2.1: 85.3765; 2.2: 62.7591; 2.3: 10.5751; 2.4: 157.8894; 2.5: 26.6049
| 1 | 10.55 | 1: 200.5203; 1.1: 221.4212; 1.2: 0.29693; 1.3: 56.97; 1.4: 37.1334; 1.5: 221.4212; 1.6: 56.97; 1.7: 34.182; 1.8: 8.4594; 1.9: 284.85; 2: 9.0717; 2.1: 85.413; 2.2: 63.3312; 2.3: 10.6209; 2.4: 158.0901; 2.5: 26.5125
| 1 | 10.6 | 1: 200.2686; 1.1: 222.1914; 1.2: 0.29796; 1.3: 57.24; 1.4: 37.0868; 1.5: 222.1914; 1.6: 57.24; 1.7: 34.344; 1.8: 8.4594; 1.9: 286.2; 2: 9.1146; 2.1: 85.4493; 2.2: 63.9057; 2.3: 10.6667; 2.4: 158.2857; 2.5: 26.42
| 1 | 10.65 | 1: 200.0169; 1.1: 222.9588; 1.2: 0.29899; 1.3: 57.51; 1.4: 37.0402; 1.5: 222.9588; 1.6: 57.51; 1.7: 34.506; 1.8: 8.4594; 1.9: 287.55; 2: 9.1576; 2.1: 85.4855; 2.2: 64.4827; 2.3: 10.7125; 2.4: 158.4761; 2.5: 26.3277
| 1 | 10.7 | 1: 199.7651; 1.1: 223.7236; 1.2: 0.30002; 1.3: 57.78; 1.4: 36.9935; 1.5: 223.7236; 1.6: 57.78; 1.7: 34.668; 1.8: 8.4594; 1.9: 288.9; 2: 9.2006; 2.1: 85.5216; 2.2: 65.0621; 2.3: 10.7583; 2.4: 158.6615; 2.5: 26.2353
| 1 | 10.75 | 1: 199.5133; 1.1: 224.4857; 1.2: 0.30104; 1.3: 58.05; 1.4: 36.9469; 1.5: 224.4857; 1.6: 58.05; 1.7: 34.83; 1.8: 8.4594; 1.9: 290.25; 2: 9.2436; 2.1: 85.5575; 2.2: 65.644; 2.3: 10.804; 2.4: 158.8417; 2.5: 26.1429
| 1 | 10.8 | 1: 199.2614; 1.1: 225.2451; 1.2: 0.30206; 1.3: 58.32; 1.4: 36.9003; 1.5: 225.2451; 1.6: 58.32; 1.7: 34.992; 1.8: 8.4594; 1.9: 291.6; 2: 9.2866; 2.1: 85.5934; 2.2: 66.2283; 2.3: 10.8497; 2.4: 159.0168; 2.5: 26.0506
| 1 | 10.85 | 1: 199.0095; 1.1: 226.0018; 1.2: 0.30307; 1.3: 58.59; 1.4: 36.8536; 1.5: 226.0018; 1.6: 58.59; 1.7: 35.154; 1.8: 8.4594; 1.9: 292.95; 2: 9.3296; 2.1: 85.6291; 2.2: 66.8151; 2.3: 10.8954; 2.4: 159.1867; 2.5: 25.9582
| 1 | 10.9 | 1: 198.7575; 1.1: 226.7558; 1.2: 0.30408; 1.3: 58.86; 1.4: 36.8069; 1.5: 226.7558; 1.6: 58.86; 1.7: 35.316; 1.8: 8.4594; 1.9: 294.3; 2: 9.3726; 2.1: 85.6647; 2.2: 67.4043; 2.3: 10.941; 2.4: 159.3515; 2.5: 25.8659
| 1 | 10.95 | 1: 198.5055; 1.1: 227.5071; 1.2: 0.30509; 1.3: 59.13; 1.4: 36.7603; 1.5: 227.5071; 1.6: 59.13; 1.7: 35.478; 1.8: 8.4594; 1.9: 295.65; 2: 9.4156; 2.1: 85.7002; 2.2: 67.9959; 2.3: 10.9867; 2.4: 159.5112; 2.5: 25.7736
| 1 | 11 | 1: 198.2534; 1.1: 228.2558; 1.2: 0.3061; 1.3: 59.4; 1.4: 36.7136; 1.5: 228.2558; 1.6: 59.4; 1.7: 35.64; 1.8: 8.4594; 1.9: 297; 2: 9.4586; 2.1: 85.7355; 2.2: 68.59; 2.3: 11.0323; 2.4: 159.6658; 2.5: 25.6813
| 1 | 11.05 | 1: 198.0013; 1.1: 229.0017; 1.2: 0.3071; 1.3: 59.67; 1.4: 36.6669; 1.5: 229.0017; 1.6: 59.67; 1.7: 35.802; 1.8: 8.4594; 1.9: 298.35; 2: 9.5016; 2.1: 85.7708; 2.2: 69.1865; 2.3: 11.0779; 2.4: 159.8152; 2.5: 25.589
| 1 | 11.1 | 1: 197.7492; 1.1: 229.745; 1.2: 0.30809; 1.3: 59.94; 1.4: 36.6202; 1.5: 229.745; 1.6: 59.94; 1.7: 35.964; 1.8: 8.4594; 1.9: 299.7; 2: 9.5446; 2.1: 85.8059; 2.2: 69.7855; 2.3: 11.1235; 2.4: 159.9595; 2.5: 25.4968
| 1 | 11.15 | 1: 197.497; 1.1: 230.4856; 1.2: 0.30909; 1.3: 60.21; 1.4: 36.5735; 1.5: 230.4856; 1.6: 60.21; 1.7: 36.126; 1.8: 8.4594; 1.9: 301.05; 2: 9.5876; 2.1: 85.8409; 2.2: 70.3869; 2.3: 11.169; 2.4: 160.0987; 2.5: 25.4045
| 1 | 11.2 | 1: 197.2448; 1.1: 231.2235; 1.2: 0.31008; 1.3: 60.48; 1.4: 36.5268; 1.5: 231.2235; 1.6: 60.48; 1.7: 36.288; 1.8: 8.4594; 1.9: 302.4; 2: 9.6306; 2.1: 85.8758; 2.2: 70.9907; 2.3: 11.2145; 2.4: 160.2328; 2.5: 25.3123
| 1 | 11.25 | 1: 196.9925; 1.1: 231.9587; 1.2: 0.31106; 1.3: 60.75; 1.4: 36.4801; 1.5: 231.9587; 1.6: 60.75; 1.7: 36.45; 1.8: 8.4594; 1.9: 303.75; 2: 9.6736; 2.1: 85.9106; 2.2: 71.597; 2.3: 11.26; 2.4: 160.3617; 2.5: 25.2201
| 1 | 11.3 | 1: 196.7402; 1.1: 232.6912; 1.2: 0.31204; 1.3: 61.02; 1.4: 36.4334; 1.5: 232.6912; 1.6: 61.02; 1.7: 36.612; 1.8: 8.4594; 1.9: 305.1; 2: 9.7166; 2.1: 85.9452; 2.2: 72.2057; 2.3: 11.3055; 2.4: 160.4855; 2.5: 25.1278
| 1 | 11.35 | 1: 196.4878; 1.1: 233.421; 1.2: 0.31302; 1.3: 61.29; 1.4: 36.3866; 1.5: 233.421; 1.6: 61.29; 1.7: 36.774; 1.8: 8.4594; 1.9: 306.45; 2: 9.7596; 2.1: 85.9798; 2.2: 72.8168; 2.3: 11.351; 2.4: 160.6041; 2.5: 25.0356
| 1 | 11.4 | 1: 196.2354; 1.1: 234.1481; 1.2: 0.314; 1.3: 61.56; 1.4: 36.3399; 1.5: 234.1481; 1.6: 61.56; 1.7: 36.936; 1.8: 8.4594; 1.9: 307.8; 2: 9.8025; 2.1: 86.0142; 2.2: 73.4304; 2.3: 11.3964; 2.4: 160.7177; 2.5: 24.9435
| 1 | 11.45 | 1: 195.9829; 1.1: 234.8725; 1.2: 0.31497; 1.3: 61.83; 1.4: 36.2931; 1.5: 234.8725; 1.6: 61.83; 1.7: 37.098; 1.8: 8.4594; 1.9: 309.15; 2: 9.8455; 2.1: 86.0485; 2.2: 74.0464; 2.3: 11.4419; 2.4: 160.8261; 2.5: 24.8513
| 1 | 11.5 | 1: 195.7304; 1.1: 235.5942; 1.2: 0.31594; 1.3: 62.1; 1.4: 36.2464; 1.5: 235.5942; 1.6: 62.1; 1.7: 37.26; 1.8: 8.4594; 1.9: 310.5; 2: 9.8885; 2.1: 86.0827; 2.2: 74.6649; 2.3: 11.4873; 2.4: 160.9293; 2.5: 24.7591
| 1 | 11.55 | 1: 195.4779; 1.1: 236.3132; 1.2: 0.3169; 1.3: 62.37; 1.4: 36.1996; 1.5: 236.3132; 1.6: 62.37; 1.7: 37.422; 1.8: 8.4594; 1.9: 311.85; 2: 9.9315; 2.1: 86.1167; 2.2: 75.2857; 2.3: 11.5326; 2.4: 161.0275; 2.5: 24.667
| 1 | 11.6 | 1: 195.2253; 1.1: 237.0295; 1.2: 0.31786; 1.3: 62.64; 1.4: 36.1528; 1.5: 237.0295; 1.6: 62.64; 1.7: 37.584; 1.8: 8.4594; 1.9: 313.2; 2: 9.9745; 2.1: 86.1507; 2.2: 75.909; 2.3: 11.578; 2.4: 161.1205; 2.5: 24.5748
| 1 | 11.65 | 1: 194.9726; 1.1: 237.7431; 1.2: 0.31882; 1.3: 62.91; 1.4: 36.106; 1.5: 237.7431; 1.6: 62.91; 1.7: 37.746; 1.8: 8.4594; 1.9: 314.55; 2: 10.0175; 2.1: 86.1845; 2.2: 76.5348; 2.3: 11.6233; 2.4: 161.2083; 2.5: 24.4827
| 1 | 11.7 | 1: 194.7199; 1.1: 238.454; 1.2: 0.31977; 1.3: 63.18; 1.4: 36.0592; 1.5: 238.454; 1.6: 63.18; 1.7: 37.908; 1.8: 8.4594; 1.9: 315.9; 2: 10.0605; 2.1: 86.2183; 2.2: 77.1629; 2.3: 11.6687; 2.4: 161.2911; 2.5: 24.3906
| 1 | 11.75 | 1: 194.4672; 1.1: 239.1622; 1.2: 0.32072; 1.3: 63.45; 1.4: 36.0124; 1.5: 239.1622; 1.6: 63.45; 1.7: 38.07; 1.8: 8.4594; 1.9: 317.25; 2: 10.1035; 2.1: 86.2519; 2.2: 77.7935; 2.3: 11.714; 2.4: 161.3687; 2.5: 24.2985
| 1 | 11.8 | 1: 194.2144; 1.1: 239.8677; 1.2: 0.32167; 1.3: 63.72; 1.4: 35.9656; 1.5: 239.8677; 1.6: 63.72; 1.7: 38.232; 1.8: 8.4594; 1.9: 318.6; 2: 10.1465; 2.1: 86.2854; 2.2: 78.4266; 2.3: 11.7592; 2.4: 161.4411; 2.5: 24.2064
| 1 | 11.85 | 1: 193.9615; 1.1: 240.5705; 1.2: 0.32261; 1.3: 63.99; 1.4: 35.9188; 1.5: 240.5705; 1.6: 63.99; 1.7: 38.394; 1.8: 8.4594; 1.9: 319.95; 2: 10.1895; 2.1: 86.3187; 2.2: 79.062; 2.3: 11.8045; 2.4: 161.5085; 2.5: 24.1143
| 1 | 11.9 | 1: 193.7087; 1.1: 241.2706; 1.2: 0.32355; 1.3: 64.26; 1.4: 35.872; 1.5: 241.2706; 1.6: 64.26; 1.7: 38.556; 1.8: 8.4594; 1.9: 321.3; 2: 10.2325; 2.1: 86.352; 2.2: 79.6999; 2.3: 11.8497; 2.4: 161.5707; 2.5: 24.0222
| 1 | 11.95 | 1: 193.4557; 1.1: 241.968; 1.2: 0.32448; 1.3: 64.53; 1.4: 35.8251; 1.5: 241.968; 1.6: 64.53; 1.7: 38.718; 1.8: 8.4594; 1.9: 322.65; 2: 10.2755; 2.1: 86.3852; 2.2: 80.3402; 2.3: 11.895; 2.4: 161.6278; 2.5: 23.9302
| 1 | 12 | 1: 193.2027; 1.1: 242.6626; 1.2: 0.32542; 1.3: 64.8; 1.4: 35.7783; 1.5: 242.6626; 1.6: 64.8; 1.7: 38.88; 1.8: 8.4594; 1.9: 324; 2: 10.3185; 2.1: 86.4182; 2.2: 80.9829; 2.3: 11.9402; 2.4: 161.6797; 2.5: 23.8381
| 1 | 12.05 | 1: 192.9497; 1.1: 243.3546; 1.2: 0.32634; 1.3: 65.07; 1.4: 35.7314; 1.5: 243.3546; 1.6: 65.07; 1.7: 39.042; 1.8: 8.4594; 1.9: 325.35; 2: 10.3615; 2.1: 86.4511; 2.2: 81.6281; 2.3: 11.9853; 2.4: 161.7265; 2.5: 23.7461
| 1 | 12.1 | 1: 192.6966; 1.1: 244.0439; 1.2: 0.32727; 1.3: 65.34; 1.4: 35.6846; 1.5: 244.0439; 1.6: 65.34; 1.7: 39.204; 1.8: 8.4594; 1.9: 326.7; 2: 10.4045; 2.1: 86.4839; 2.2: 82.2757; 2.3: 12.0305; 2.4: 161.7682; 2.5: 23.6541
| 1 | 12.15 | 1: 192.4435; 1.1: 244.7304; 1.2: 0.32819; 1.3: 65.61; 1.4: 35.6377; 1.5: 244.7304; 1.6: 65.61; 1.7: 39.366; 1.8: 8.4594; 1.9: 328.05; 2: 10.4475; 2.1: 86.5166; 2.2: 82.9257; 2.3: 12.0757; 2.4: 161.8047; 2.5: 23.562
| 1 | 12.2 | 1: 192.1903; 1.1: 245.4143; 1.2: 0.32911; 1.3: 65.88; 1.4: 35.5908; 1.5: 245.4143; 1.6: 65.88; 1.7: 39.528; 1.8: 8.4594; 1.9: 329.4; 2: 10.4904; 2.1: 86.5492; 2.2: 83.5781; 2.3: 12.1208; 2.4: 161.8361; 2.5: 23.47
| 1 | 12.25 | 1: 191.9371; 1.1: 246.0954; 1.2: 0.33002; 1.3: 66.15; 1.4: 35.5439; 1.5: 246.0954; 1.6: 66.15; 1.7: 39.69; 1.8: 8.4594; 1.9: 330.75; 2: 10.5334; 2.1: 86.5817; 2.2: 84.233; 2.3: 12.1659; 2.4: 161.8624; 2.5: 23.378
| 1 | 12.3 | 1: 191.6839; 1.1: 246.7738; 1.2: 0.33093; 1.3: 66.42; 1.4: 35.497; 1.5: 246.7738; 1.6: 66.42; 1.7: 39.852; 1.8: 8.4594; 1.9: 332.1; 2: 10.5764; 2.1: 86.6141; 2.2: 84.8903; 2.3: 12.211; 2.4: 161.8835; 2.5: 23.286
| 1 | 12.35 | 1: 191.4306; 1.1: 247.4495; 1.2: 0.33184; 1.3: 66.69; 1.4: 35.4501; 1.5: 247.4495; 1.6: 66.69; 1.7: 40.014; 1.8: 8.4594; 1.9: 333.45; 2: 10.6194; 2.1: 86.6463; 2.2: 85.55; 2.3: 12.2561; 2.4: 161.8995; 2.5: 23.194
| 1 | 12.4 | 1: 191.1772; 1.1: 248.1225; 1.2: 0.33274; 1.3: 66.96; 1.4: 35.4032; 1.5: 248.1225; 1.6: 66.96; 1.7: 40.176; 1.8: 8.4594; 1.9: 334.8; 2: 10.6624; 2.1: 86.6785; 2.2: 86.2121; 2.3: 12.3011; 2.4: 161.9104; 2.5: 23.1021
| 1 | 12.45 | 1: 190.9238; 1.1: 248.7928; 1.2: 0.33364; 1.3: 67.23; 1.4: 35.3563; 1.5: 248.7928; 1.6: 67.23; 1.7: 40.338; 1.8: 8.4594; 1.9: 336.15; 2: 10.7054; 2.1: 86.7105; 2.2: 86.8767; 2.3: 12.3462; 2.4: 161.9161; 2.5: 23.0101
| 1 | 12.5 | 1: 190.6703; 1.1: 249.4604; 1.2: 0.33453; 1.3: 67.5; 1.4: 35.3093; 1.5: 249.4604; 1.6: 67.5; 1.7: 40.5; 1.8: 8.4594; 1.9: 337.5; 2: 10.7484; 2.1: 86.7424; 2.2: 87.5437; 2.3: 12.3912; 2.4: 161.9167; 2.5: 22.9181
| 1 | 12.55 | 1: 190.4168; 1.1: 250.1252; 1.2: 0.33542; 1.3: 67.77; 1.4: 35.2624; 1.5: 250.1252; 1.6: 67.77; 1.7: 40.662; 1.8: 8.4594; 1.9: 338.85; 2: 10.7914; 2.1: 86.7742; 2.2: 88.2131; 2.3: 12.4362; 2.4: 161.9122; 2.5: 22.8262
| 1 | 12.6 | 1: 190.1633; 1.1: 250.7874; 1.2: 0.33631; 1.3: 68.04; 1.4: 35.2154; 1.5: 250.7874; 1.6: 68.04; 1.7: 40.824; 1.8: 8.4594; 1.9: 340.2; 2: 10.8344; 2.1: 86.8059; 2.2: 88.8849; 2.3: 12.4812; 2.4: 161.9025; 2.5: 22.7343
| 1 | 12.65 | 1: 189.9097; 1.1: 251.4468; 1.2: 0.3372; 1.3: 68.31; 1.4: 35.1685; 1.5: 251.4468; 1.6: 68.31; 1.7: 40.986; 1.8: 8.4594; 1.9: 341.55; 2: 10.8774; 2.1: 86.8375; 2.2: 89.5591; 2.3: 12.5261; 2.4: 161.8877; 2.5: 22.6423
| 1 | 12.7 | 1: 189.6561; 1.1: 252.1035; 1.2: 0.33808; 1.3: 68.58; 1.4: 35.1215; 1.5: 252.1035; 1.6: 68.58; 1.7: 41.148; 1.8: 8.4594; 1.9: 342.9; 2: 10.9204; 2.1: 86.869; 2.2: 90.2358; 2.3: 12.5711; 2.4: 161.8677; 2.5: 22.5504
| 1 | 12.75 | 1: 189.4024; 1.1: 252.7575; 1.2: 0.33895; 1.3: 68.85; 1.4: 35.0745; 1.5: 252.7575; 1.6: 68.85; 1.7: 41.31; 1.8: 8.4594; 1.9: 344.25; 2: 10.9634; 2.1: 86.9004; 2.2: 90.9149; 2.3: 12.616; 2.4: 161.8427; 2.5: 22.4585
| 1 | 12.8 | 1: 189.1487; 1.1: 253.4088; 1.2: 0.33983; 1.3: 69.12; 1.4: 35.0275; 1.5: 253.4088; 1.6: 69.12; 1.7: 41.472; 1.8: 8.4594; 1.9: 345.6; 2: 11.0064; 2.1: 86.9317; 2.2: 91.5964; 2.3: 12.6609; 2.4: 161.8124; 2.5: 22.3666
| 1 | 12.85 | 1: 188.8949; 1.1: 254.0574; 1.2: 0.3407; 1.3: 69.39; 1.4: 34.9805; 1.5: 254.0574; 1.6: 69.39; 1.7: 41.634; 1.8: 8.4594; 1.9: 346.95; 2: 11.0494; 2.1: 86.9628; 2.2: 92.2803; 2.3: 12.7058; 2.4: 161.7771; 2.5: 22.2747
| 1 | 12.9 | 1: 188.6411; 1.1: 254.7032; 1.2: 0.34156; 1.3: 69.66; 1.4: 34.9335; 1.5: 254.7032; 1.6: 69.66; 1.7: 41.796; 1.8: 8.4594; 1.9: 348.3; 2: 11.0924; 2.1: 86.9939; 2.2: 92.9666; 2.3: 12.7507; 2.4: 161.7366; 2.5: 22.1828
| 1 | 12.95 | 1: 188.3873; 1.1: 255.3464; 1.2: 0.34243; 1.3: 69.93; 1.4: 34.8865; 1.5: 255.3464; 1.6: 69.93; 1.7: 41.958; 1.8: 8.4594; 1.9: 349.65; 2: 11.1354; 2.1: 87.0248; 2.2: 93.6554; 2.3: 12.7956; 2.4: 161.691; 2.5: 22.0909
| 1 | 13 | 1: 188.1334; 1.1: 255.9868; 1.2: 0.34328; 1.3: 70.2; 1.4: 34.8395; 1.5: 255.9868; 1.6: 70.2; 1.7: 42.12; 1.8: 8.4594; 1.9: 351; 2: 11.1783; 2.1: 87.0556; 2.2: 94.3466; 2.3: 12.8405; 2.4: 161.6402; 2.5: 21.9991
| 1 | 13.05 | 1: 187.8794; 1.1: 256.6245; 1.2: 0.34414; 1.3: 70.47; 1.4: 34.7925; 1.5: 256.6245; 1.6: 70.47; 1.7: 42.282; 1.8: 8.4594; 1.9: 352.35; 2: 11.2213; 2.1: 87.0864; 2.2: 95.0401; 2.3: 12.8853; 2.4: 161.5844; 2.5: 21.9072
| 1 | 13.1 | 1: 187.6254; 1.1: 257.2595; 1.2: 0.34499; 1.3: 70.74; 1.4: 34.7455; 1.5: 257.2595; 1.6: 70.74; 1.7: 42.444; 1.8: 8.4594; 1.9: 353.7; 2: 11.2643; 2.1: 87.117; 2.2: 95.7362; 2.3: 12.9301; 2.4: 161.5233; 2.5: 21.8153
| 1 | 13.15 | 1: 187.3714; 1.1: 257.8918; 1.2: 0.34584; 1.3: 71.01; 1.4: 34.6984; 1.5: 257.8918; 1.6: 71.01; 1.7: 42.606; 1.8: 8.4594; 1.9: 355.05; 2: 11.3073; 2.1: 87.1475; 2.2: 96.4346; 2.3: 12.9749; 2.4: 161.4572; 2.5: 21.7235
| 1 | 13.2 | 1: 187.1173; 1.1: 258.5213; 1.2: 0.34668; 1.3: 71.28; 1.4: 34.6514; 1.5: 258.5213; 1.6: 71.28; 1.7: 42.768; 1.8: 8.4594; 1.9: 356.4; 2: 11.3503; 2.1: 87.1779; 2.2: 97.1354; 2.3: 13.0197; 2.4: 161.3859; 2.5: 21.6316
| 1 | 13.25 | 1: 186.8632; 1.1: 259.1482; 1.2: 0.34752; 1.3: 71.55; 1.4: 34.6043; 1.5: 259.1482; 1.6: 71.55; 1.7: 42.93; 1.8: 8.4594; 1.9: 357.75; 2: 11.3933; 2.1: 87.2082; 2.2: 97.8387; 2.3: 13.0645; 2.4: 161.3095; 2.5: 21.5398
| 1 | 13.3 | 1: 186.6091; 1.1: 259.7723; 1.2: 0.34836; 1.3: 71.82; 1.4: 34.5572; 1.5: 259.7723; 1.6: 71.82; 1.7: 43.092; 1.8: 8.4594; 1.9: 359.1; 2: 11.4363; 2.1: 87.2384; 2.2: 98.5444; 2.3: 13.1093; 2.4: 161.2279; 2.5: 21.448
| 1 | 13.35 | 1: 186.3549; 1.1: 260.3937; 1.2: 0.34919; 1.3: 72.09; 1.4: 34.5102; 1.5: 260.3937; 1.6: 72.09; 1.7: 43.254; 1.8: 8.4594; 1.9: 360.45; 2: 11.4793; 2.1: 87.2685; 2.2: 99.2525; 2.3: 13.154; 2.4: 161.1412; 2.5: 21.3562
| 1 | 13.4 | 1: 186.1007; 1.1: 261.0124; 1.2: 0.35002; 1.3: 72.36; 1.4: 34.4631; 1.5: 261.0124; 1.6: 72.36; 1.7: 43.416; 1.8: 8.4594; 1.9: 361.8; 2: 11.5223; 2.1: 87.2985; 2.2: 99.963; 2.3: 13.1987; 2.4: 161.0494; 2.5: 21.2644
| 1 | 13.45 | 1: 185.8464; 1.1: 261.6284; 1.2: 0.35085; 1.3: 72.63; 1.4: 34.416; 1.5: 261.6284; 1.6: 72.63; 1.7: 43.578; 1.8: 8.4594; 1.9: 363.15; 2: 11.5653; 2.1: 87.3284; 2.2: 100.6759; 2.3: 13.2434; 2.4: 160.9525; 2.5: 21.1726
| 1 | 13.5 | 1: 185.5921; 1.1: 262.2416; 1.2: 0.35167; 1.3: 72.9; 1.4: 34.3689; 1.5: 262.2416; 1.6: 72.9; 1.7: 43.74; 1.8: 8.4594; 1.9: 364.5; 2: 11.6083; 2.1: 87.3581; 2.2: 101.3912; 2.3: 13.2881; 2.4: 160.8504; 2.5: 21.0808
| 1 | 13.55 | 1: 185.3377; 1.1: 262.8522; 1.2: 0.35249; 1.3: 73.17; 1.4: 34.3218; 1.5: 262.8522; 1.6: 73.17; 1.7: 43.902; 1.8: 8.4594; 1.9: 365.85; 2: 11.6513; 2.1: 87.3878; 2.2: 102.109; 2.3: 13.3328; 2.4: 160.7432; 2.5: 20.989
| 1 | 13.6 | 1: 185.0833; 1.1: 263.46; 1.2: 0.35331; 1.3: 73.44; 1.4: 34.2747; 1.5: 263.46; 1.6: 73.44; 1.7: 44.064; 1.8: 8.4594; 1.9: 367.2; 2: 11.6943; 2.1: 87.4174; 2.2: 102.8292; 2.3: 13.3775; 2.4: 160.6308; 2.5: 20.8972
| 1 | 13.65 | 1: 184.8289; 1.1: 264.0651; 1.2: 0.35412; 1.3: 73.71; 1.4: 34.2276; 1.5: 264.0651; 1.6: 73.71; 1.7: 44.226; 1.8: 8.4594; 1.9: 368.55; 2: 11.7373; 2.1: 87.4468; 2.2: 103.5517; 2.3: 13.4222; 2.4: 160.5133; 2.5: 20.8054
| 1 | 13.7 | 1: 184.5745; 1.1: 264.6675; 1.2: 0.35492; 1.3: 73.98; 1.4: 34.1805; 1.5: 264.6675; 1.6: 73.98; 1.7: 44.388; 1.8: 8.4594; 1.9: 369.9; 2: 11.7803; 2.1: 87.4762; 2.2: 104.2767; 2.3: 13.4668; 2.4: 160.3907; 2.5: 20.7136
| 1 | 13.75 | 1: 184.32; 1.1: 265.2671; 1.2: 0.35573; 1.3: 74.25; 1.4: 34.1333; 1.5: 265.2671; 1.6: 74.25; 1.7: 44.55; 1.8: 8.4594; 1.9: 371.25; 2: 11.8232; 2.1: 87.5055; 2.2: 105.0042; 2.3: 13.5114; 2.4: 160.263; 2.5: 20.6219
| 1 | 13.8 | 1: 184.0654; 1.1: 265.8641; 1.2: 0.35653; 1.3: 74.52; 1.4: 34.0862; 1.5: 265.8641; 1.6: 74.52; 1.7: 44.712; 1.8: 8.4594; 1.9: 372.6; 2: 11.8662; 2.1: 87.5346; 2.2: 105.734; 2.3: 13.5561; 2.4: 160.1301; 2.5: 20.5301
| 1 | 13.85 | 1: 183.8109; 1.1: 266.4583; 1.2: 0.35733; 1.3: 74.79; 1.4: 34.039; 1.5: 266.4583; 1.6: 74.79; 1.7: 44.874; 1.8: 8.4594; 1.9: 373.95; 2: 11.9092; 2.1: 87.5637; 2.2: 106.4662; 2.3: 13.6007; 2.4: 159.9921; 2.5: 20.4384
| 1 | 13.9 | 1: 183.5563; 1.1: 267.0499; 1.2: 0.35812; 1.3: 75.06; 1.4: 33.9919; 1.5: 267.0499; 1.6: 75.06; 1.7: 45.036; 1.8: 8.4594; 1.9: 375.3; 2: 11.9522; 2.1: 87.5926; 2.2: 107.2009; 2.3: 13.6452; 2.4: 159.849; 2.5: 20.3467
| 1 | 13.95 | 1: 183.3016; 1.1: 267.6387; 1.2: 0.35891; 1.3: 75.33; 1.4: 33.9447; 1.5: 267.6387; 1.6: 75.33; 1.7: 45.198; 1.8: 8.4594; 1.9: 376.65; 2: 11.9952; 2.1: 87.6215; 2.2: 107.938; 2.3: 13.6898; 2.4: 159.7007; 2.5: 20.2549
| 1 | 14 | 1: 183.0469; 1.1: 268.2248; 1.2: 0.3597; 1.3: 75.6; 1.4: 33.8976; 1.5: 268.2248; 1.6: 75.6; 1.7: 45.36; 1.8: 8.4594; 1.9: 378; 2: 12.0382; 2.1: 87.6502; 2.2: 108.6774; 2.3: 13.7344; 2.4: 159.5473; 2.5: 20.1632
| 1 | 14.05 | 1: 182.7922; 1.1: 268.8082; 1.2: 0.36048; 1.3: 75.87; 1.4: 33.8504; 1.5: 268.8082; 1.6: 75.87; 1.7: 45.522; 1.8: 8.4594; 1.9: 379.35; 2: 12.0812; 2.1: 87.6788; 2.2: 109.4193; 2.3: 13.7789; 2.4: 159.3888; 2.5: 20.0715
| 1 | 14.1 | 1: 182.5375; 1.1: 269.3888; 1.2: 0.36126; 1.3: 76.14; 1.4: 33.8032; 1.5: 269.3888; 1.6: 76.14; 1.7: 45.684; 1.8: 8.4594; 1.9: 380.7; 2: 12.1242; 2.1: 87.7074; 2.2: 110.1636; 2.3: 13.8235; 2.4: 159.2252; 2.5: 19.9798
| 1 | 14.15 | 1: 182.2827; 1.1: 269.9668; 1.2: 0.36203; 1.3: 76.41; 1.4: 33.7561; 1.5: 269.9668; 1.6: 76.41; 1.7: 45.846; 1.8: 8.4594; 1.9: 382.05; 2: 12.1672; 2.1: 87.7358; 2.2: 110.9104; 2.3: 13.868; 2.4: 159.0564; 2.5: 19.8881
| 1 | 14.2 | 1: 182.0279; 1.1: 270.542; 1.2: 0.3628; 1.3: 76.68; 1.4: 33.7089; 1.5: 270.542; 1.6: 76.68; 1.7: 46.008; 1.8: 8.4594; 1.9: 383.4; 2: 12.2102; 2.1: 87.7642; 2.2: 111.6595; 2.3: 13.9125; 2.4: 158.8825; 2.5: 19.7964
| 1 | 14.25 | 1: 181.7731; 1.1: 271.1146; 1.2: 0.36357; 1.3: 76.95; 1.4: 33.6617; 1.5: 271.1146; 1.6: 76.95; 1.7: 46.17; 1.8: 8.4594; 1.9: 384.75; 2: 12.2532; 2.1: 87.7924; 2.2: 112.4111; 2.3: 13.957; 2.4: 158.7035; 2.5: 19.7047
| 1 | 14.3 | 1: 181.5182; 1.1: 271.6844; 1.2: 0.36433; 1.3: 77.22; 1.4: 33.6145; 1.5: 271.6844; 1.6: 77.22; 1.7: 46.332; 1.8: 8.4594; 1.9: 386.1; 2: 12.2962; 2.1: 87.8205; 2.2: 113.165; 2.3: 14.0015; 2.4: 158.5194; 2.5: 19.613
| 1 | 14.35 | 1: 181.2633; 1.1: 272.2515; 1.2: 0.3651; 1.3: 77.49; 1.4: 33.5673; 1.5: 272.2515; 1.6: 77.49; 1.7: 46.494; 1.8: 8.4594; 1.9: 387.45; 2: 12.3392; 2.1: 87.8486; 2.2: 113.9214; 2.3: 14.046; 2.4: 158.3301; 2.5: 19.5213
| 1 | 14.4 | 1: 181.0084; 1.1: 272.8159; 1.2: 0.36585; 1.3: 77.76; 1.4: 33.5201; 1.5: 272.8159; 1.6: 77.76; 1.7: 46.656; 1.8: 8.4594; 1.9: 388.8; 2: 12.3822; 2.1: 87.8765; 2.2: 114.6802; 2.3: 14.0904; 2.4: 158.1357; 2.5: 19.4297
| 1 | 14.45 | 1: 180.7535; 1.1: 273.3776; 1.2: 0.36661; 1.3: 78.03; 1.4: 33.4729; 1.5: 273.3776; 1.6: 78.03; 1.7: 46.818; 1.8: 8.4594; 1.9: 390.15; 2: 12.4252; 2.1: 87.9044; 2.2: 115.4414; 2.3: 14.1349; 2.4: 157.9362; 2.5: 19.338
| 1 | 14.5 | 1: 180.4985; 1.1: 273.9366; 1.2: 0.36735; 1.3: 78.3; 1.4: 33.4256; 1.5: 273.9366; 1.6: 78.3; 1.7: 46.98; 1.8: 8.4594; 1.9: 391.5; 2: 12.4682; 2.1: 87.9321; 2.2: 116.205; 2.3: 14.1793; 2.4: 157.7316; 2.5: 19.2464
| 1 | 14.55 | 1: 180.2435; 1.1: 274.4928; 1.2: 0.3681; 1.3: 78.57; 1.4: 33.3784; 1.5: 274.4928; 1.6: 78.57; 1.7: 47.142; 1.8: 8.4594; 1.9: 392.85; 2: 12.5111; 2.1: 87.9598; 2.2: 116.971; 2.3: 14.2237; 2.4: 157.5218; 2.5: 19.1547
| 1 | 14.6 | 1: 179.9885; 1.1: 275.0464; 1.2: 0.36884; 1.3: 78.84; 1.4: 33.3312; 1.5: 275.0464; 1.6: 78.84; 1.7: 47.304; 1.8: 8.4594; 1.9: 394.2; 2: 12.5541; 2.1: 87.9873; 2.2: 117.7395; 2.3: 14.2681; 2.4: 157.307; 2.5: 19.0631
| 1 | 14.65 | 1: 179.7334; 1.1: 275.5973; 1.2: 0.36958; 1.3: 79.11; 1.4: 33.284; 1.5: 275.5973; 1.6: 79.11; 1.7: 47.466; 1.8: 8.4594; 1.9: 395.55; 2: 12.5971; 2.1: 88.0147; 2.2: 118.5103; 2.3: 14.3125; 2.4: 157.087; 2.5: 18.9714
| 1 | 14.7 | 1: 179.4784; 1.1: 276.1454; 1.2: 0.37032; 1.3: 79.38; 1.4: 33.2367; 1.5: 276.1454; 1.6: 79.38; 1.7: 47.628; 1.8: 8.4594; 1.9: 396.9; 2: 12.6401; 2.1: 88.0421; 2.2: 119.2836; 2.3: 14.3569; 2.4: 156.8618; 2.5: 18.8798
| 1 | 14.75 | 1: 179.2233; 1.1: 276.6909; 1.2: 0.37105; 1.3: 79.65; 1.4: 33.1895; 1.5: 276.6909; 1.6: 79.65; 1.7: 47.79; 1.8: 8.4594; 1.9: 398.25; 2: 12.6831; 2.1: 88.0693; 2.2: 120.0592; 2.3: 14.4013; 2.4: 156.6316; 2.5: 18.7882
| 1 | 14.8 | 1: 178.9681; 1.1: 277.2336; 1.2: 0.37178; 1.3: 79.92; 1.4: 33.1422; 1.5: 277.2336; 1.6: 79.92; 1.7: 47.952; 1.8: 8.4594; 1.9: 399.6; 2: 12.7261; 2.1: 88.0965; 2.2: 120.8373; 2.3: 14.4457; 2.4: 156.3963; 2.5: 18.6966
| 1 | 14.85 | 1: 178.713; 1.1: 277.7736; 1.2: 0.3725; 1.3: 80.19; 1.4: 33.095; 1.5: 277.7736; 1.6: 80.19; 1.7: 48.114; 1.8: 8.4594; 1.9: 400.95; 2: 12.7691; 2.1: 88.1235; 2.2: 121.6178; 2.3: 14.49; 2.4: 156.1558; 2.5: 18.605
| 1 | 14.9 | 1: 178.4578; 1.1: 278.311; 1.2: 0.37322; 1.3: 80.46; 1.4: 33.0477; 1.5: 278.311; 1.6: 80.46; 1.7: 48.276; 1.8: 8.4594; 1.9: 402.3; 2: 12.8121; 2.1: 88.1505; 2.2: 122.4007; 2.3: 14.5343; 2.4: 155.9102; 2.5: 18.5134
| 1 | 14.95 | 1: 178.2027; 1.1: 278.8456; 1.2: 0.37394; 1.3: 80.73; 1.4: 33.0005; 1.5: 278.8456; 1.6: 80.73; 1.7: 48.438; 1.8: 8.4594; 1.9: 403.65; 2: 12.8551; 2.1: 88.1774; 2.2: 123.186; 2.3: 14.5787; 2.4: 155.6595; 2.5: 18.4218
| 1 | 15 | 1: 177.9475; 1.1: 279.3775; 1.2: 0.37465; 1.3: 81; 1.4: 32.9532; 1.5: 279.3775; 1.6: 81; 1.7: 48.6; 1.8: 8.4594; 1.9: 405; 2: 12.8981; 2.1: 88.2041; 2.2: 123.9738; 2.3: 14.623; 2.4: 155.4037; 2.5: 18.3302
| 1 | 15.05 | 1: 177.6923; 1.1: 279.9068; 1.2: 0.37536; 1.3: 81.27; 1.4: 32.906; 1.5: 279.9068; 1.6: 81.27; 1.7: 48.762; 1.8: 8.4594; 1.9: 406.35; 2: 12.9411; 2.1: 88.2308; 2.2: 124.7639; 2.3: 14.6673; 2.4: 155.1428; 2.5: 18.2387
| 1 | 15.1 | 1: 177.437; 1.1: 280.4333; 1.2: 0.37607; 1.3: 81.54; 1.4: 32.8587; 1.5: 280.4333; 1.6: 81.54; 1.7: 48.924; 1.8: 8.4594; 1.9: 407.7; 2: 12.9841; 2.1: 88.2574; 2.2: 125.5565; 2.3: 14.7116; 2.4: 154.8768; 2.5: 18.1471
| 1 | 15.15 | 1: 177.1818; 1.1: 280.9571; 1.2: 0.37677; 1.3: 81.81; 1.4: 32.8114; 1.5: 280.9571; 1.6: 81.81; 1.7: 49.086; 1.8: 8.4594; 1.9: 409.05; 2: 13.0271; 2.1: 88.2839; 2.2: 126.3515; 2.3: 14.7559; 2.4: 154.6057; 2.5: 18.0555
| 1 | 15.2 | 1: 176.9265; 1.1: 281.4783; 1.2: 0.37747; 1.3: 82.08; 1.4: 32.7642; 1.5: 281.4783; 1.6: 82.08; 1.7: 49.248; 1.8: 8.4594; 1.9: 410.4; 2: 13.0701; 2.1: 88.3102; 2.2: 127.1488; 2.3: 14.8002; 2.4: 154.3294; 2.5: 17.964
| 1 | 15.25 | 1: 176.6712; 1.1: 281.9967; 1.2: 0.37816; 1.3: 82.35; 1.4: 32.7169; 1.5: 281.9967; 1.6: 82.35; 1.7: 49.41; 1.8: 8.4594; 1.9: 411.75; 2: 13.1131; 2.1: 88.3365; 2.2: 127.9486; 2.3: 14.8444; 2.4: 154.0481; 2.5: 17.8725
| 1 | 15.3 | 1: 176.4159; 1.1: 282.5125; 1.2: 0.37886; 1.3: 82.62; 1.4: 32.6696; 1.5: 282.5125; 1.6: 82.62; 1.7: 49.572; 1.8: 8.4594; 1.9: 413.1; 2: 13.1561; 2.1: 88.3627; 2.2: 128.7508; 2.3: 14.8887; 2.4: 153.7616; 2.5: 17.7809
| 1 | 15.35 | 1: 176.1606; 1.1: 283.0255; 1.2: 0.37954; 1.3: 82.89; 1.4: 32.6223; 1.5: 283.0255; 1.6: 82.89; 1.7: 49.734; 1.8: 8.4594; 1.9: 414.45; 2: 13.199; 2.1: 88.3888; 2.2: 129.5555; 2.3: 14.9329; 2.4: 153.4701; 2.5: 17.6894
| 1 | 15.4 | 1: 175.9053; 1.1: 283.5359; 1.2: 0.38023; 1.3: 83.16; 1.4: 32.5751; 1.5: 283.5359; 1.6: 83.16; 1.7: 49.896; 1.8: 8.4594; 1.9: 415.8; 2: 13.242; 2.1: 88.4148; 2.2: 130.3625; 2.3: 14.9772; 2.4: 153.1734; 2.5: 17.5979
| 1 | 15.45 | 1: 175.65; 1.1: 284.0436; 1.2: 0.38091; 1.3: 83.43; 1.4: 32.5278; 1.5: 284.0436; 1.6: 83.43; 1.7: 50.058; 1.8: 8.4594; 1.9: 417.15; 2: 13.285; 2.1: 88.4407; 2.2: 131.1719; 2.3: 15.0214; 2.4: 152.8716; 2.5: 17.5064