## CALCULATOR
copyright Georgios Karytinos
Use this table to calculate all the technical and financial parameters related to the installation
and operation of the "Iasos I" wind turbine.
(Instructions, tips, comments, in the file "INSTRUCTIONS Ie.xls").
(For your convenience, we recommend printing the instructions).
(You can only type in the blue cells).
Chapter A. Introduction.
After filling in all the necessary data below so that this software can calculate the parameters concerning the "Iasos I" wind
turbine, you will be able to decide for yourself which of the following scenarios is best for you:
|  | Scenario 1st: | Use the wind turbine to cover as much of your electricity needs as possible. If the amounts of
electricity produced by the wind turbine are not sufficient for your needs, cover the difference by
purchasing electricity from your country's electricity grid. If the produced amounts of electricity
exceed your needs, sell the excess electricity to any buyer.
|  | Scenario 2nd: | Use the wind turbine to cover as much of your electricity needs as possible. If the amounts of
electricity produced by the wind turbine are not sufficient for your needs, cover the difference
by purchasing electricity from your country's electricity grid. But unlike the previous scenario
(Scenario 1), in this scenario you will not be able to sell any amount of electricity to any buyer.
|  | Scenario 3rd: | Use the wind turbine on an autonomous electricity grid, completely independent of your
country's electricity grid. In this scenario, you will neither be able to buy nor sell electricity. We
recommend, in this scenario, to use batteries with the highest capacity possible.
|  | Scenario 4th: | Use the wind turbine to sell the entire amount of electricity produced, to any buyer, while at the
same time and independently to buying the electricity you need for your consumption from the
electricity grid of your country.
|  | Scenario 5th: | Use the wind turbine to sell the entire amount of electricity produced, to any buyer. In other
words become an electricity producer.
"Chapter B". Estimation of wind potential, using the "wind rose".
If for any reason you do not want or cannot fill in the data in this chapter, just skip it and continue to the next chapter.
In order to estimate in a scientific manner and with great accuracy the expected amounts of electricity produced by any
wind turbine, the wind data of the area where the wind turbine will be installed must be available. This data should cover
a period of at least one year.
To collect this data, special equipment needs to be installed, for many months, in the area where the wind turbine will
be installed. Then, specialized scientists, using special software, can calculate, with relatively high accuracy, the expected
quantities of electricity produced.
But this process is expensive and time-consuming.
For choosing the place to install a small wind turbine, it does not make sense to make this kind of big expenses.
The only simple solution to approximate the expected amounts of electricity produced, based on the wind potential of
your area, is to use a "wind rose". This solution has no cost, but it requires patience and a little effort from you to measure
the sizes (parameters) shown in the "wind rose" of your area.
Based on the data displayed in the "wind rose" of your area, fill in the following cells:
| Select wind speed measurement unit: | [6 empty] | mph | kts | m/s
1 | (As shown in the "wind rose").
[8 empty] | mph | kts | m/s
Select only one of the three available units by typing the number 1 in the corresponding cell:
0
2 | Fill in the average annual wind speed as shown in the "wind rose": | [9 empty] | 0
You must enter a wind speed greater than 1 m/s.
101 | Convert wind speed units: | [8 empty] | 0 | m/s
3 | Type in the duration of the apnea (calm), as it is written in the "wind rose": | [9 empty] | %
Carefully measure, as accurately as possible, the distance from the perimeter of the inner circle
4 | to the perimeter of the outer circle (length in mm) and enter the corresponding number: | [9 empty] | mm
Note that the inner circle represents 0%.
5 | Type in the percentage of time, which the outer circle represents: | [9 empty] | %
Note that each circle represents a percentage of time, which is indicated on the "wind rose".
Complete the next small table based on the legend of "wind rose". These zones, of wind speed, are symbolized in the
"wind rose" by different colors. You can fill in up to seven wind speed zones:
|  |  |  | 0 | 0 | 0 | 0 | 0 | 0 | 0
6 |  |  | From:
7 |  |  | To:
|  |  | min m/s | 0 | 0 | 0 | 0 | 0 | 0 | 0
|  |  | max m/s | 0 | 0 | 0 | 0 | 0 | 0 | 0
|  |  | average m/s | 0 | 0 | 0 | 0 | 0 | 0 | 0
Draw the rays on the "wind rose" so that it is easy for you to measure the length of each wind speed sector. The wind
speed sectors are distinguished by the different color. Start the measurements from the inner sector (the zone with the
lowest wind speeds) located in the radius of the "wind rose", in the north and continue the measurements to the left of
the circle. Fill in your measurements in the following table:
|  |  |  | mm | mm | mm | mm | mm | mm | mm |  |  |  | % | % | % | % | % | % | %
8 | [13 empty] | #DIV/0! | #DIV/0! | #DIV/0! | #DIV/0! | #DIV/0! | #DIV/0! | #DIV/0!
[14 empty] | #DIV/0! | #DIV/0! | #DIV/0! | #DIV/0! | #DIV/0! | #DIV/0! | #DIV/0!
[14 empty] | #DIV/0! | #DIV/0! | #DIV/0! | #DIV/0! | #DIV/0! | #DIV/0! | #DIV/0!
[14 empty] | #DIV/0! | #DIV/0! | #DIV/0! | #DIV/0! | #DIV/0! | #DIV/0! | #DIV/0!
[14 empty] | #DIV/0! | #DIV/0! | #DIV/0! | #DIV/0! | #DIV/0! | #DIV/0! | #DIV/0!
[14 empty] | #DIV/0! | #DIV/0! | #DIV/0! | #DIV/0! | #DIV/0! | #DIV/0! | #DIV/0!
[14 empty] | #DIV/0! | #DIV/0! | #DIV/0! | #DIV/0! | #DIV/0! | #DIV/0! | #DIV/0!
[14 empty] | #DIV/0! | #DIV/0! | #DIV/0! | #DIV/0! | #DIV/0! | #DIV/0! | #DIV/0!
[14 empty] | #DIV/0! | #DIV/0! | #DIV/0! | #DIV/0! | #DIV/0! | #DIV/0! | #DIV/0!
[14 empty] | #DIV/0! | #DIV/0! | #DIV/0! | #DIV/0! | #DIV/0! | #DIV/0! | #DIV/0!
[14 empty] | #DIV/0! | #DIV/0! | #DIV/0! | #DIV/0! | #DIV/0! | #DIV/0! | #DIV/0!
[14 empty] | #DIV/0! | #DIV/0! | #DIV/0! | #DIV/0! | #DIV/0! | #DIV/0! | #DIV/0!
[14 empty] | #DIV/0! | #DIV/0! | #DIV/0! | #DIV/0! | #DIV/0! | #DIV/0! | #DIV/0!
[14 empty] | #DIV/0! | #DIV/0! | #DIV/0! | #DIV/0! | #DIV/0! | #DIV/0! | #DIV/0!
[14 empty] | #DIV/0! | #DIV/0! | #DIV/0! | #DIV/0! | #DIV/0! | #DIV/0! | #DIV/0!
[14 empty] | #DIV/0! | #DIV/0! | #DIV/0! | #DIV/0! | #DIV/0! | #DIV/0! | #DIV/0!
[14 empty] | #DIV/0! | #DIV/0! | #DIV/0! | #DIV/0! | #DIV/0! | #DIV/0! | #DIV/0!
[14 empty] | #DIV/0! | #DIV/0! | #DIV/0! | #DIV/0! | #DIV/0! | #DIV/0! | #DIV/0!
[14 empty] | #DIV/0! | #DIV/0! | #DIV/0! | #DIV/0! | #DIV/0! | #DIV/0! | #DIV/0!
[14 empty] | #DIV/0! | #DIV/0! | #DIV/0! | #DIV/0! | #DIV/0! | #DIV/0! | #DIV/0!
[14 empty] | #DIV/0! | #DIV/0! | #DIV/0! | #DIV/0! | #DIV/0! | #DIV/0! | #DIV/0!
[14 empty] | #DIV/0! | #DIV/0! | #DIV/0! | #DIV/0! | #DIV/0! | #DIV/0! | #DIV/0!
[14 empty] | #DIV/0! | #DIV/0! | #DIV/0! | #DIV/0! | #DIV/0! | #DIV/0! | #DIV/0!
[14 empty] | #DIV/0! | #DIV/0! | #DIV/0! | #DIV/0! | #DIV/0! | #DIV/0! | #DIV/0!
[14 empty] | #DIV/0! | #DIV/0! | #DIV/0! | #DIV/0! | #DIV/0! | #DIV/0! | #DIV/0!
[14 empty] | #DIV/0! | #DIV/0! | #DIV/0! | #DIV/0! | #DIV/0! | #DIV/0! | #DIV/0!
[14 empty] | #DIV/0! | #DIV/0! | #DIV/0! | #DIV/0! | #DIV/0! | #DIV/0! | #DIV/0!
[14 empty] | #DIV/0! | #DIV/0! | #DIV/0! | #DIV/0! | #DIV/0! | #DIV/0! | #DIV/0!
[14 empty] | #DIV/0! | #DIV/0! | #DIV/0! | #DIV/0! | #DIV/0! | #DIV/0! | #DIV/0!
[14 empty] | #DIV/0! | #DIV/0! | #DIV/0! | #DIV/0! | #DIV/0! | #DIV/0! | #DIV/0!
[14 empty] | #DIV/0! | #DIV/0! | #DIV/0! | #DIV/0! | #DIV/0! | #DIV/0! | #DIV/0!
[14 empty] | #DIV/0! | #DIV/0! | #DIV/0! | #DIV/0! | #DIV/0! | #DIV/0! | #DIV/0!
[14 empty] | #DIV/0! | #DIV/0! | #DIV/0! | #DIV/0! | #DIV/0! | #DIV/0! | #DIV/0!
[14 empty] | #DIV/0! | #DIV/0! | #DIV/0! | #DIV/0! | #DIV/0! | #DIV/0! | #DIV/0!
[14 empty] | #DIV/0! | #DIV/0! | #DIV/0! | #DIV/0! | #DIV/0! | #DIV/0! | #DIV/0!
[14 empty] | #DIV/0! | #DIV/0! | #DIV/0! | #DIV/0! | #DIV/0! | #DIV/0! | #DIV/0!
102 | According to your measurements, each wind speed sector participates in the production of the total wind potential,
with the following percentages:
|  | total | Calm % | % | % | % | % | % | % | %
|  | 0 | 0 | 0 | 0 | 0 | 0 | 0 | 0 | 0 | %
|  |  | 0 | 0 | 0 | 0 | 0 | 100 | 0 | 0 |  |  | Ποσοστό χρόνου ανά τομέα τομέα χωρίς διόρθωση
|  | 100 | 0 | 0 | 0 | 0 | 0 | 100 | 0 | 0 |  |  | Ποσοστό χρόνου ανά τομέα τομέα με διόρθωση
If the sum (total) is 2 units less or more than 100, your measurements are not accurate.
We recommend that you do the measurements again. If the sum (total) is at most 2 units lower or higher than 100,
then the software will automatically make the corrections, reducing the percentage of participation of the highest
wind speed zone.
Chapter C. Technical operating parameters of the wind turbine.
Wind potential, produced amounts of electricity.
If you have filled in data from "wind rose" in "Chapter B" and want the calculations to be done with that data, then
do not fill in the next parameter (9). If for any reason you fill in parameter (9), then the data of "Chapter B" will not
be taken into account.
9 | Type in or not the average annual wind speed, which you think is correct: | [9 empty] | m/s
You must enter a wind speed greater than 1 m/s. | [12 empty] | CALM
0 | [12 empty] | 0 | 0 | 0 | 0 | 0 | 0 | 0 | 0 |  | m/s | Μέση ταχύτητα ανέμου ανά τομέα
0 | [12 empty] | 0 | 0 | 0 | 0 | 0 | 100 | 0 | 0 |  | % | Ποσοστό χρόνου ανά τομέα τομέα με διόρθωση
| Based on the data you entered in the previous parameters and assuming that you use all the energy produced by the | [11 empty] | 0 | 0 | 0 | 0 | 0 | 0 | 0 | 0 | 0 | m/s | Μέση ετήσια ταχύτητα ανέμου με συνάρτηση πυκνότητας πιθανότητας
| wind turbine, the operating data and technical parameters of the wind turbine are: | [11 empty] | 0.0 | 0.0 | 0.0 | 0.0 | 0.0 | 0.0 | 0.0 | 0.0 | 0.0 | m/s | Μετατροπή αριθμού σε κείμενο για στρογγυλοποίηση δεκαδικών
103 | Average annual wind speed, by wind speed zone: | [11 empty] | 0 | 0 | 0 | 0 | 0 | 0 | 0 | 0 | 0 | m/s | Μετατροπή κειμένου σε αριθμό
|  |  |  | 0 | 0 | 0 | 0 | 0 | 0 | 0 | m/s
104 | Average annual wind speed: | [8 empty] | 0 | m/s |  | 0 | 0 | 0 | 0 | 0 | 0 | 0 | 0 | 0 | rpm | Ταχύτητα περιστροφής στροβίλου ανά τομέα.
The displayed annual average wind speed is calculated from the probability density function of a random variable.
Chapter B data is taken into account.
105 | The performance of the wind turbine will be underestimated (-) or overestimated (+) by: | [8 empty] | 0 | %
0
0
0
106 | Average speed of rotation of the turbine, in the given conditions, per wind speed zone:
|  |  |  | 0 | 0 | 0 | 0 | 0 | 0 | 0 | rpm
0
0
107 | Average speed of rotation of the turbine, in the given conditions: | [8 empty] | 0 | rpm
108 | Nominal turbine torque, with the specific wind speed, per wind speed zone:
|  |  |  | 0 | 0 | 0 | 0 | 0 | 0 | 0 | Nm
109 | Nominal, average turbine torque, at the given wind speed: | [8 empty] | 0 | Nm |  | 0 | 0 | 0 | 0 | 0 | 0 | 0 | 0 | 0
110 | Nominal turbine torque, with the specific wind speed and the specific turbine rotation speed, per wind speed zone:
|  |  |  | 0 | 0 | 0 | 0 | 0 | 0 | 0 | Nm
111 | Nominal average turbine torque, with the specific wind speed and the specific turbine rotation speed:
[10 empty] | 0 | Nm |  | 0 | 0 | 0 | 0 | 0 | 0 | 0 | 0 | 0
112 | Actual turbine torque, under the specified conditions, per wind speed zone:
|  |  |  | 0 | 0 | 0 | 0 | 0 | 0 | 0 | Nm
113 | Actual average turbine torque, under the specified conditions: | [8 empty] | 0 | Nm |  | 0 | 0 | 0 | 0 | 0 | 0 | 0 | 0 | 0
114 | Ideal power transmission ratio, under the specific conditions, per wind speed zone:
|  |  |  | 0 | 0 | 0 | 0 | 0 | 0 | 0 | ratio
115 | Ideal, average power transmission ratio, under the given conditions: | [8 empty] | 0 | ratio
116 | Actual power transmission ratio, under the specified conditions, using a power converter with a | [11 empty] | 0 | 0 | 0 | 0 | 0 | 0 | 0 | 0 | 0
| default power transmission ratio, model: "9912": | [8 empty] | 0 | ratio |  |  |  | 5.9327 | 6.9413 | 8.1332 | 8.8143 | 9.5635 | 10.3916 | 12.34
117 | Nominal rotational speed of the "power shaft", after conversion to the power transmission ratio: | [8 empty] | 0 | rpm |  | ΙΣΧΥΟΣ | RATE | 5.9327 | 6.9413 | 8.1332 | 8.8143 | 9.5635 | 10.3916 | 12.34
118 | Actual rotational speed of the "power shaft", after conversion to the power transmission ratio, under the specified
| conditions, per wind speed zone: |  |  | 0 | 0 | 0 | 0 | 0 | 0 | 0 | rpm
119 | Actual average rotational speed of the "power shaft", after conversion to the power transmission ratio,
| under the specified conditions: | [8 empty] | 0 | rpm |  | 0 | 0 | 0 | 0 | 0 | 0 | 0 | 0 | 0
120 | Torque of the "power shaft", after conversion to the power transmission ratio, under the specified conditions,
| per wind speed zone: |  |  | 0 | 0 | 0 | 0 | 0 | 0 | 0 | Nm
121 | Average torque of the "power shaft", after conversion to the power transmission ratio,
| under the specified conditions: | [8 empty] | 0 | Nm |  | 0 | 0 | 0 | 0 | 0 | 0 | 0 | 0 | 0
122 | Number of generators, which are active: | [8 empty] | 0 | pieces
123 | Total rated power of the generators: | [8 empty] | 0 | watt
124 | Rated rotation speed of the generators: | [8 empty] | 0 | rpm
125 | Rated efficiency of generators: | [8 empty] | 0 | %
126 | Minimum generator efficiency: | [8 empty] | 0 | %
127 | Actual efficiency of the generators, under the specified conditions, per wind speed zone:
|  |  |  | 0 | 0 | 0 | 0 | 0 | 0 | 0 | %
128 | Actual average efficiency of the generators, under the specified conditions: | [8 empty] | 0 | % |  | 0 | 0 | 0 | 0 | 0 | 0 | 0 | 0 | 0
129 | Rated generator phase voltage: | [8 empty] | 0 | acv
130 | Actual phase voltage of the generators, under the specified conditions, per wind speed zone:
|  |  |  | 0 | 0 | 0 | 0 | 0 | 0 | 0 | acv
131 | Actual average phase voltage of the generators, under the specified conditions: | [8 empty] | 0 | acv |  | 0 | 0 | 0 | 0 | 0 | 0 | 0 | 0 | 0
132 | "Cut in" voltage (indicative): | [8 empty] | 0 | acv
133 | Power factor: | [8 empty] | 0 | cosφ
134 | Rated torque supplied by the generators: | [8 empty] | 0 | Nm
135 | Actual torque provided by the generators, under the specified conditions, per wind speed zone:
|  |  |  | 0 | 0 | 0 | 0 | 0 | 0 | 0 | Nm
136 | Actual average torque delivered by the generators, under the specified conditions: | [8 empty] | 0 | Nm |  | 0 | 0 | 0 | 0 | 0 | 0 | 0 | 0 | 0
137 | Actual torque, which the generators require, under the specified conditions, per wind speed zone:
|  |  |  | 0 | 0 | 0 | 0 | 0 | 0 | 0 | Nm
138 | Actual average torque required by the generators, under the specified conditions: | [8 empty] | 0 | Nm |  | 0 | 0 | 0 | 0 | 0 | 0 | 0 | 0 | 0
139 | Electricity produced, under the given conditions, by wind speed zone:
|  |  |  | 0 | 0 | 0 | 0 | 0 | 0 | 0 | Wh
140 | Electricity produced, by the wind turbine, per hour: | [8 empty] | 0 | Wh |  | 0 | 0 | 0 | 0 | 0 | 0 | 0 | 0 | 0
141 | Electricity produced, by the wind turbine, per day: | [8 empty] | 0 | Kwh
142 | Electricity produced, by the wind turbine, per month: | [8 empty] | 0 | Kwh
143 | Electricity produced, by the wind turbine,per year: | [8 empty] | 0 | Kwh
144 | Maximum wind turbine power, according to Albert Betz's function, in the specific conditions, per wind speed zone:
|  |  |  | 0 | 0 | 0 | 0 | 0 | 0 | 0 | watt
145 | Average maximum wind turbine power, according to Albert Betz's function: | [8 empty] | 0 | watt |  | 0 | 0 | 0 | 0 | 0 | 0 | 0 | 0 | 0
146 | Wind turbine aerodynamic factor, under the specified conditions, per wind speed zone:
|  |  |  | 0 | 0 | 0 | 0 | 0 | 0 | 0 | %
147 | Average aerodynamic factor of "Iasos" wind turbine: | [8 empty] | 0 | % |  | 0 | 0 | 0 | 0 | 0 | 0 | 0 | 0 | 0
Chapter D. Technical operating parameters of the wind turbine.
Calculation of consumption and required power for the off grid inverter.
If for any reason you cannot or do not want to fill in the next cells below, regarding your annual electricity consumption,
skip the parameters from (10) to (53) and enter only the next parameter (54).
Fill in as many of the cells below as you want so that, on the one hand, you can calculate your total annual electricity
consumption and on the other hand you can calculate the power of the "off grid inverter", which is necessary for you
to cover your needs. You should decide your maximum instantaneous consumption (PEAK) in order to choose an "off
grid inverter" of suitable power.
Your maximum instantaneous consumption (peak of consumption) is equal to the sum of the power of all devices,
which are simultaneously in operation. The higher the peak of consumption, the more powerful and therefore more
expensive inverter you should buy.
In the following cells, of this section, if you want the consumption of a device to be included in the "peak of consumption",
enter the number 1 in the corresponding cell.
If you will use the wind turbine to cover the energy needs of several houses, then in the cells below, concerning energy
consumption, you should type the total consumption of all the houses.
148
[7 empty] | Months | Rated | Annual | P
[5 empty] | Average operating time |  | of use | device | consum | e
[5 empty] | per day: |  | per | power | ption: | a |  |  | Peak
| Electrical equipment: |  |  | Pieces: | (hours) | (min) | year: | (Watt) | (Kw) | k |  |  | Kw
10 | Fan heater: | [7 empty] | 0 |  | 0 |  | 0
11 | Video standby: | [7 empty] | 0 |  | 0 |  | 0
12 | Stereo standby: | [7 empty] | 0 |  | 0 |  | 0
13 | TV standby: | [7 empty] | 0 |  | 0 |  | 0
14 | Floor fan: | [7 empty] | 0 |  | 0 |  | 0
15 | Ceiling fan: | [7 empty] | 0 |  | 0 |  | 0
16 | TV decoder: | [7 empty] | 0 |  | 0 |  | 0
17 | Phone answering machine: | [7 empty] | 0 |  | 0 |  | 0
18 | Video: | [7 empty] | 0 |  | 0 |  | 0
19 | Inkjet printer: | [7 empty] | 0 |  | 0 |  | 0
20 | Vacuum cleaner: | [7 empty] | 0 |  | 0 |  | 0
21 | Electric heater: | [7 empty] | 0 |  | 0 |  | 0
22 | Electric clothes iron: | [7 empty] | 0 |  | 0 |  | 0
23 | Computers: | [7 empty] | 0 |  | 0 |  | 0
24 | Large water heater: | [7 empty] | 0 |  | 0 |  | 0
25 | Water heater small: | [7 empty] | 0 |  | 0 |  | 0
26 | Cassette player: | [7 empty] | 0 |  | 0 |  | 0
27 | Freezer: | [7 empty] | 0 |  | 0 |  | 0
28 | Oil boiler: | [7 empty] | 0 |  | 0 |  | 0
29 | Coffee maker: | [7 empty] | 0 |  | 0 |  | 0
30 | Air conditioner 9000 BTU: | [7 empty] | 0 |  | 0 |  | 0
31 | Electric cooker: | [7 empty] | 0 |  | 0 |  | 0
32 | Electric cooker: | [7 empty] | 0 |  | 0 |  | 0
33 | Electric cooker - oven: | [7 empty] | 0 |  | 0 |  | 0
34 | Incandescent lamps: | [7 empty] | 0 |  | 0 |  | 0
35 | Electronic lamps: | [7 empty] | 0 |  | 0 |  | 0
36 | Mixer: | [7 empty] | 0 |  | 0 |  | 0
37 | Dishwasher large: | [7 empty] | 0 |  | 0 |  | 0
38 | Washing machine: | [7 empty] | 0 |  | 0 |  | 0
39 | Hair dryer: | [7 empty] | 0 |  | 0 |  | 0
40 | Stereo: | [7 empty] | 0 |  | 0 |  | 0
41 | LCD TV: | [7 empty] | 0 |  | 0 |  | 0
42 | Color TV: | [7 empty] | 0 |  | 0 |  | 0
43 | Toaster: | [7 empty] | 0 |  | 0 |  | 0
44 | Microwave: | [7 empty] | 0 |  | 0 |  | 0
45 | Fryer: | [7 empty] | 0 |  | 0 |  | 0
46 | Large two-door refrigerator: | [7 empty] | 0 |  | 0 |  | 0
47 | Refrigerator with freezer: | [7 empty] | 0 |  | 0 |  | 0
48 | Refrigerator without freezer: | [7 empty] | 0 |  | 0 |  | 0
49 | Xbox 360: | [7 empty] | 0 |  | 0 |  | 0
50 | Other: | [7 empty] | 0 |  | 0 |  | 0
51 | Other: | [7 empty] | 0 |  | 0 |  | 0
52 | Other: | [7 empty] | 0 |  | 0 |  | 0
53 | Inverter: |  |  | 1 | 24 |  | 12 | 80 | 691.2 | 1 | OK |  | 0.08
149 | Master controller: |  |  | 1 | 24 |  | 12 | 28 | 241.92 | 1 | OK |  | 0.028
150 | Charger controller: |  |  | 1 | 24 |  | 12 | 64 | 552.96 | 1 | OK |  | 0.064
If for any reason you cannot or do not want to fill in the above data to calculate your annual electricity consumption,
54 | simply enter your approximate average annual electricity consumption: | [9 empty] | Kwh
0
0
Based on the information you have filled in up to this point, the following applies:
151 | Total consumption, in electricity, per hour: | [8 empty] | 0.16964 | Kwh
152 | Total consumption, in electricity, per day: | [8 empty] | 4.0715 | Kwh
153 | Total consumption, in electricity, per mounth: | [8 empty] | 123.84 | Kwh
154 | Total consumption, in electricity, per year: | [8 empty] | 1486.08 | Kwh
155 | Peak of consumption: | [8 empty] | 0.172 | Kwh
156 | Power required for the pure sine wave off grid inverter: | [8 empty] | 0.344 | Kw
157 | Surplus (+), deficit (-) of electricity, on an annual basis: | [8 empty] | -1486.08 | Kwh
The electricity produced by the wind turbine at the wind speed you entered is not enough to meet your needs.
Try, either dialing in a higher wind speed (Chapter C), or reducing your consumption (Chapter D)…
Either just keep going…
158 | Extra load: | [8 empty] | 0 | Kwh
0
0
0
Chapter E. Technical operating parameters of the wind turbine.
Calculation of necessary storage space for energy storage (batteries).
Type in for how many hours of absolute apnea (calm) you want to have stored electricity,
55 | to meet your needs: | [9 empty] | Hours |  | 0
You must enter apnea (calm) hours. | [12 empty] | You must enter apnea (calm) hours.
0
0
159 | According to the data you have typed in the previous cells, the electrical energy you wish to be
| stored in the batteries is: | [8 empty] | 0 | Kwh
The more electricity you want to store, the more bigger and more expensive the batteries will be.
Enter the amount of electricity you want to have stored (either the one resulting from the previous calculations
56 | shown in parameter (159), or any other amount of electricity you want): | [9 empty] | Kwh
0
0
0
According to the data you have already entered, you need, for electricity storage:
160 | Battery Type: | [8 empty] | OPzS | Type
161 | Voltage of each battery: | [8 empty] | 2 | dcv
162 | Total voltage of battery array: | [8 empty] | 48 | dcv
163 | Capacity of each battery: | [8 empty] | 0 | Ah
164 | Number of batteries in the array: | [8 empty] | 24 | pieces
57 | Battery Efficiency: | [8 empty] | 80 | %
165 | Total power of the battery array: | [8 empty] | 0 | Kw
166 | Minimum total batteries array capacity: | [8 empty] | 0 | Ah
Chapter F. Economic parameters.
Investment cost.
The operating cost of the wind turbine is zero.
The maintenance cost of the wind turbine is almost zero. The only consumable material is approximately 1 Kg of
lubricating oil per year.
Write in the following cells, the corresponding values, in your local currency. If any of these costs are subsidized,
subtract the subsidy and enter the actual cost.
58 | Cost of buying a wind turbine: | [9 empty] | currency
59 | Total cost of transporting a wind turbine from the supplier to the buyer. | [9 empty] | currency
60 | Costs for the construction of the concrete base: | [9 empty] | currency
61 | Assembly cost: | [9 empty] | currency
62 | Purchase cost for the "pure sine wave off grid inverter": | [9 empty] | currency
63 | Purchase cost for the "on grid inverter", in case you choose to connect to the electricity grid: | [9 empty] | currency
64 | Cost of purchasing batteries to create an autonomous electric grid: | [9 empty] | currency
Cost of purchasing batteries for the cases of partial or total sale of the generated electricity to your
65 | country's grid: | [9 empty] | currency
0
0
If your premises are not connected to your country's electricity grid so that you can purchase electricity,
66 | if you were to seek to connect to that grid, enter what the corresponding total cost would be: | [9 empty] | currency
If your premises are not connected to the purchaser of the electricity , in the event that you would seek
67 | to connect with the purchaser, enter what the corresponding total cost would be: | [9 empty] | currency
167 | Total wind turbine cost, (investment cost) for the scenario where you will channel part or all of the
| generated electricity into your country's electricity grid: | [8 empty] | 0 | currency
168 | Total wind turbine cost, (investment cost) for the scenario that the wind turbine will operate in an
| autonomous grid, storing the electricity in batteries: | [8 empty] | 0 | currency
Chapter G. Economic parameters.
Financial details of cooperation with your country's electricity grid.
If you are already connected to your country's electricity grid, check the bill carefully. You will find that electricity sales
companies charge a different price for each Kwh consumption, depending on some consumption zones.
In the next small table, type in the consumption zones, for monthly consumptions.
[6 empty] | Zone 1 | Zone 2 | Zone 3 | Zone 4 | Zone 5
68 |  |  |  |  | From: | 0 |  |  |  |  | Kwh
69 |  |  |  |  | To: | [5 empty] | Kwh
Enter the price per Kwh at which the electricity company in your area sells electricity to
70 | consumers, per consumption zone: | [9 empty] | c/Kwh
If you are already connected to your country's electricity grid and buy electricity, maybe many types of taxes are included
in your electricity bill. Some of these taxes you will have to pay to them, whether you buy electricity from your country's
grid or not. But some of these taxes you won't pay to them if you have a wind turbine and therefore don't buy electricity
from your country's electricity grid. Taxes in this second category increase the cost of the electricity you buy. Therefore
they should be calculated. A typical such tax is the value added tax (VAT).
To calculate how much the taxes increase the final cost of the electricity you buy, some calculations have to be done.
Electricity bills do not necessarily refer to a calendar month's consumption. For this reason, use some of the most recent
electricity bills, regardless of the time period to which each one refers.
Based on five recent electricity bills, enter the necessary financial figures in the following cells to estimate
your average tax burden:
71 | Amount of money, which concerns ONLY the electricity you consumed: | [7 empty] | (1st bill) |  | currence
Total amount of money, which refers to taxes, which are directly related to
72 | your electricity consumption: | [7 empty] | (1st bill) |  | currence
73 | Amount of money, which concerns ONLY the electricity you consumed: | [7 empty] | (2nd bill) |  | currence
Total amount of money, which refers to taxes, which are directly related to
74 | your electricity consumption: | [7 empty] | (2nd bill) |  | currence
75 | Amount of money, which concerns ONLY the electricity you consumed: | [7 empty] | (3rd bill) |  | currence
Total amount of money, which refers to taxes, which are directly related to
76 | your electricity consumption: | [7 empty] | (3rd bill) |  | currence
77 | Amount of money, which concerns ONLY the electricity you consumed: | [7 empty] | (4th bill) |  | currence
Total amount of money, which refers to taxes, which are directly related to
78 | your electricity consumption: | [7 empty] | (4th bill) |  | currence
79 | Amount of money, which concerns ONLY the electricity you consumed: | [7 empty] | (5th bill) |  | currence
Total amount of money, which refers to taxes, which are directly related to
80 | your electricity consumption: | [7 empty] | (5th bill) |  | currence
169 | Based on the information you typed above, due to taxes, the price of the electricity you buy from your | [12 empty] | Ρεύμα | Φόροι
| country's electricity grid increases by: | [8 empty] | 0 | % |  |  | 0 | 0
170 | Therefore, the real price of electricity, |  |  |  |  | Zone 1 | Zone 2 | Zone 3 | Zone 4 | Zone 5
| which you buy, is: |  |  |  |  | 0 | 0 | 0 | 0 | 0 | currency
Clarify with your electricity supplier which of the following two scenarios applies and enter the number 1 in the
corresponding scenario:
a. Your total monthly consumption is billed based on the price of a single zone, the one that matches
81 | the total amount of consumption.
b. Your total monthly consumption is divided among the consumption zones, according to the limits
82 | limits of each zone, starting from "Zone 1".
You must select only one of the two previous options.
83 | Enter the price per Kwh at which you can sell the electricity produced by the wind turbine: | [9 empty] | c/Kwh
In the event that you sell any amount of electricity, produced by the wind turbine, and your related receipts are each
time reduced by a certain percentage, withholdings or taxes, enter the reduction
84 | percentage of your receipts: | [9 empty] | %
a. If your premises are already connected to the electricity grid of your country,
85 | enter the number 1:
b. If your premises are not already connected to the electricity grid of your country,
86 | enter the number 1:
You must select only one of the two previous options.
87 | a. If your premises are already connected to the electricity buyer, enter the number 1:
b. If your premises are not already connected to the buyer of the electricity energy,
88 | enter the number 1:
You must select only one of the two previous options.
Chapter H. Financial results.
The analysis of the financial results that follows is done according to the scenarios presented in "Chapter A".
Scenario 1st:
Use the wind turbine to cover as much of your electricity needs as possible. If the amounts of electricity produced by
by the wind turbine are not sufficient for your needs, cover the difference by purchasing electricity from your country's
electricity grid. If the amounts of electricity produced by the wind turbine exceed your needs, sell the excess electricity
to any buyer.
171 | Cost of purchasing and installing a wind turbine: | [8 empty] | 0 | currency
172 | Total cost to connect your premises to the electricity networks: | [8 empty] | 0 | currency |  | 0 | 0
173 | Your monthly electricity consumption is: | [8 empty] | 123.84 | Kwh
174 | Your annual electricity consumption is: | [8 empty] | 1486.08 | Kwh
175 | The value of your electricity consumption per year is: | [8 empty] | 0 | currency
176 | The electricity produced by the wind turbine is annually: | [8 empty] | 0 | Kwh
177 | Surplus (+), deficit (-) of electricity, annually: | [8 empty] | -1486.08 | Kwh
0
178 | If your consumption is greater than the production of the wind turbine, then you will have to buy the amount of electricity
you lack, from the electricity company. The cost of purchasing the additional electricity
| will be annually: | [8 empty] | 0 | currency
179 | If your consumption is less than the output of the wind turbine, then there is excess electricity to sell to any buyer.
| The revenue from the sale of excess electricity will be annually: | [8 empty] | 0 | currency
There is no surplus electricity for sale.
180 | After taxation, your income from the sale of electricity will be annually: | [8 empty] | 0 | currency
181 | In the 1st scenario, your financial benefit per year will be: | [8 empty] | 0 | currency |  | Αξία κατανάλωσης μείον κόστος για αγορά ρεύματος συν έσοδα από πώληση ρεύματος
182 | In the 1st scenario, the cost of the wind turbine will be depreciated to: | [8 empty] | 0 | years |  | (Κόστος αγοράς ανεμογεννήτριας συν κόστος για σύνδεση στα δίκτυα) διά όφελος
Scenario 2nd:
To use the wind turbine to cover as much of your electricity needs as possible. If the amounts of electricity produced by
the wind turbine are not sufficient for your needs, cover the difference by purchasing electricity from your country's
electricity grid. But unlike the previous scenario (Scenario 1st), in this scenario you will not be able to sell any amount of
electricity to any buyer.
183 | Cost of purchasing and installing a wind turbine: | [8 empty] | 0 | currency
184 | Total cost to connect your premises to the electricity networks: | [8 empty] | 0 | currency |  | 0
0
185 | Your monthly electricity consumption is: | [8 empty] | 123.84 | Kwh
186 | Your annual electricity consumption is: | [8 empty] | 1486.08 | Kwh
187 | The value of your electricity consumption per year is: | [8 empty] | 0 | currency
188 | Surplus (+), deficit (-) of electricity, annually: | [8 empty] | -1486.08 | Kwh
0
0
189 | If your consumption is greater than the production of the wind turbine, then you will have to buy the amount
of electricity you lack from the electricity company. The cost of purchasing the additional electricity
| will be on an annual basis: | [8 empty] | 0 | currency
190 | In the 2nd scenario, your financial benefit per year will be: | [8 empty] | 0 | currency |  | Αξία κατανάλωσης μείον κόστος για αγορά ρεύματος συν έσοδα από πώληση ρεύματος
191 | In the 2nd scenario, the cost of the wind turbine will be depreciated to: | [8 empty] | 0 | years |  | (Κόστος αγοράς ανεμογεννήτριας συν κόστος για σύνδεση στα δίκτυα) διά όφελος
Scenario 3rd:
Use the wind turbine on an autonomous electricity grid, completely independent of your country's electricity grid.
In this scenario, you will neither be able to buy nor sell electricity. We recommend, in this scenario, to use batteries
with the highest capacity possible.
192 | Cost of purchasing and installing a wind turbine: | [8 empty] | 0 | currency | currency
193 | Total cost to connect your premises to the electricity networks: | [8 empty] | 0 | currency |  | 0 | 0
194 | Your monthly electricity consumption is: | [8 empty] | 123.84 | Kwh
195 | Your annual electricity consumption is: | [8 empty] | 1486.08 | Kwh
196 | The value of your electricity consumption per year is: | [8 empty] | 0 | currency
197 | The electricity produced by the wind turbine is annually: | [8 empty] | 0 | Kwh |  | Αξία ενέργειας που λείπει
198 | Surplus (+), deficit (-) of electricity, annually: | [8 empty] | -1486.08 | Kwh |  | 0
0
0
199 | In the 3rd scenario, your financial benefit per year will be: | [8 empty] | 0 | currency |  | Αξία κατανάλωσης μείον αξία ρεύματος που λείπει συν έσοδα από πώληση ρεύματος
200 | In the 3rd scenario, the cost of the wind turbine will be depreciated to: | [8 empty] | 0 | years |  | (Κόστος αγοράς ανεμογεννήτριας συν κόστος για σύνδεση στα δίκτυα) διά όφελος
Scenario 4th:
To use the wind turbine to sell the entire amount of electricity produced, to any buyer, while at the same time and
independently buying from the electricity grid of your country the electricity you need for your consumption.
201 | Cost of purchasing and installing a wind turbine: | [8 empty] | 0 | currency
202 | Total cost to connect your premises to the electricity networks: | [8 empty] | 0 | currency |  | 0 | 0
203 | Your monthly electricity consumption is: | [8 empty] | 123.84 | Kwh
204 | Your annual electricity consumption is: | [8 empty] | 1486.08 | Kwh
205 | The value of your electricity consumption per year is: | [8 empty] | 0 | currency
206 | The value of electricity production per year, is: | [8 empty] | 0 | currency
207 | After taxation, your income from the sale of electricity will be annually: | [8 empty] | 0 | currency
208 | In the 4th scenario, your financial benefit per year will be: | [8 empty] | 0 | currency |  | Έσοδα από πώληση ρεύματος
209 | In the 4th scenario, the cost of the wind turbine will be depreciated to: | [8 empty] | 0 | years |  | (Κόστος αγοράς ανεμογεννήτριας συν κόστος για σύνδεση στα δίκτυα) διά όφελος
Scenario 5th:
Use the wind turbine to sell the entire amount of electricity produced, to any buyer. In other words become
an electricity producer.
210 | Cost of purchasing and installing a wind turbine: | [8 empty] | 0 | currency
211 | Total cost to connect your premises to the electricity networks: | [8 empty] | 0 | currency |  | 0 | 0
212 | The electricity produced by the wind turbine is annually: | [8 empty] | 0 | Kwh
213 | The revenue from the sale of electricity will be annually: | [8 empty] | 0 | currency
214 | After taxation, your income from the sale of electricity will be annually: | [8 empty] | 0 | currency
215 | In the 5th scenario, your financial benefit per year will be: | [8 empty] | 0 | currency |  | Έσοδα από πώληση ρεύματος
216 | In the 5th scenario, the cost of the wind turbine will be depreciated to: | [8 empty] | 0 | years |  | (Κόστος αγοράς ανεμογεννήτριας συν κόστος για σύνδεση στα δίκτυα) διά όφελος

## Φύλλο1
ΣΕΝΑΡΙΟ 1
ΕΤΗΣΙΟ ΚΟΣΤΟΣ ΣΥΝΟΛΙΚΗΣ ΚΑΤΑΝΑΛΩΣΗΣ Όλα τα kw σε μια ζώνη
123.84 | Σε αυτή την μηνιαία κατανάλωση επιδιώκουμε την τιμολόγηση
| 0 | 0 | 0 | 0 | 0 | Ζώνες τιμολογίου | Από
1000000 | 1000000 | 1000000 | 1000000 | 1000000 |  | Ζώνες τιμολογίου | Μέχρι
0 | 0 | 0 | 0 | 0 |  | 0 | Μηνιαία κατανάλωση μετά τον εντοπισμό
| 0 | 0 | 0 | 0 | 0 |  | Τελικές τιμές ανά Kwh
| 0 | 0 | 0 | 0 | 0 | 0 | Ετήσιο κόστος
ΕΤΗΣΙΟ ΚΟΣΤΟΣ ΣΥΝΟΛΙΚΗΣ ΚΑΤΑΝΑΛΩΣΗΣ Όλα τα kw μοιράζονται στις ζώνες
| 0 | 0 | 0 | 0 | 0 |  | Από
1000000 | 1000000 | 1000000 | 1000000 | 1000000 |  |  | Μέχρι
| 1000000 | 1000000 | 1000000 | 1000000 | 1000000
| -999876.16 | -1999876.16 | -2999876.16 | -3999876.16 | -4999876.16
| 123.84 | 0 | 0 | 0 | 0 | 123.84 | Μηνιαία κατανάλωση μετά τον εντοπισμό
| 0 | 0 | 0 | 0 | 0 |  | Τελικές τιμές ανά Kwh
| 0 | 0 | 0 | 0 | 0 | 0 | Ετήσιο κόστος
ΣΕΝΑΡΙΟ 1 | Αγορά πρόσθετης ενέργειας, διότι δεν επαρκεί η παραγωγή
ΕΤΗΣΙΟ ΚΟΣΤΟΣ ΣΥΝΟΛΙΚΗΣ ΚΑΤΑΝΑΛΩΣΗΣ Όλα τα kw σε μια ζώνη
123.84 | Σε αυτή την μηνιαία κατανάλωση επιδιώκουμε την τιμολόγηση
| 0 | 0 | 0 | 0 | 0 | Ζώνες τιμολογίου | Από
1000000 | 1000000 | 1000000 | 1000000 | 1000000 |  | Ζώνες τιμολογίου | Μέχρι
0 | 0 | 0 | 0 | 0 |  | 0 | Μηνιαία κατανάλωση μετά τον εντοπισμό
| 0 | 0 | 0 | 0 | 0 |  | Τελικές τιμές ανά Kwh
| 0 | 0 | 0 | 0 | 0 | 0 | Ετήσιο κόστος
ΕΤΗΣΙΟ ΚΟΣΤΟΣ ΣΥΝΟΛΙΚΗΣ ΚΑΤΑΝΑΛΩΣΗΣ Όλα τα kw μοιράζονται στις ζώνες
| 0 | 0 | 0 | 0 | 0 |  | Από
1000000 | 1000000 | 1000000 | 1000000 | 1000000 |  |  | Μέχρι
| 1000000 | 1000000 | 1000000 | 1000000 | 1000000
| -999876.16 | -1999876.16 | -2999876.16 | -3999876.16 | -4999876.16
| 123.84 | 0 | 0 | 0 | 0 | 123.84 | Μηνιαία κατανάλωση μετά τον εντοπισμό
| 0 | 0 | 0 | 0 | 0 |  | Τελικές τιμές ανά Kwh
| 0 | 0 | 0 | 0 | 0 | 0 | Ετήσιο κόστος
ΣΕΝΑΡΙΟ 2
ΕΤΗΣΙΟ ΚΟΣΤΟΣ ΣΥΝΟΛΙΚΗΣ ΚΑΤΑΝΑΛΩΣΗΣ Όλα τα kw σε μια ζώνη
123.84 | Σε αυτή την μηνιαία κατανάλωση επιδιώκουμε την τιμολόγηση
| 0 | 0 | 0 | 0 | 0 | Ζώνες τιμολογίου | Από
1000000 | 1000000 | 1000000 | 1000000 | 1000000 |  | Ζώνες τιμολογίου | Μέχρι
0 | 0 | 0 | 0 | 0 |  | 0 | Μηνιαία κατανάλωση μετά τον εντοπισμό
| 0 | 0 | 0 | 0 | 0 |  | Τελικές τιμές ανά Kwh
| 0 | 0 | 0 | 0 | 0 | 0 | Ετήσιο κόστος
ΕΤΗΣΙΟ ΚΟΣΤΟΣ ΣΥΝΟΛΙΚΗΣ ΚΑΤΑΝΑΛΩΣΗΣ Όλα τα kw μοιράζονται στις ζώνες
| 0 | 0 | 0 | 0 | 0 |  | Από
1000000 | 1000000 | 1000000 | 1000000 | 1000000 |  |  | Μέχρι
| 1000000 | 1000000 | 1000000 | 1000000 | 1000000
| -999876.16 | -1999876.16 | -2999876.16 | -3999876.16 | -4999876.16
| 123.84 | 0 | 0 | 0 | 0 | 123.84 | Μηνιαία κατανάλωση μετά τον εντοπισμό
| 0 | 0 | 0 | 0 | 0 |  | Τελικές τιμές ανά Kwh
| 0 | 0 | 0 | 0 | 0 | 0 | Ετήσιο κόστος
ΣΕΝΑΡΙΟ 2 | Αγορά πρόσθετης ενέργειας, διότι δεν επαρκεί η παραγωγή
ΕΤΗΣΙΟ ΚΟΣΤΟΣ ΣΥΝΟΛΙΚΗΣ ΚΑΤΑΝΑΛΩΣΗΣ Όλα τα kw σε μια ζώνη
123.84 | Σε αυτή την μηνιαία κατανάλωση επιδιώκουμε την τιμολόγηση
| 0 | 0 | 0 | 0 | 0 | Ζώνες τιμολογίου | Από
1000000 | 1000000 | 1000000 | 1000000 | 1000000 |  | Ζώνες τιμολογίου | Μέχρι
0 | 0 | 0 | 0 | 0 |  | 0 | Μηνιαία κατανάλωση μετά τον εντοπισμό
| 0 | 0 | 0 | 0 | 0 |  | Τελικές τιμές ανά Kwh
| 0 | 0 | 0 | 0 | 0 | 0 | Ετήσιο κόστος
ΕΤΗΣΙΟ ΚΟΣΤΟΣ ΣΥΝΟΛΙΚΗΣ ΚΑΤΑΝΑΛΩΣΗΣ Όλα τα kw μοιράζονται στις ζώνες
| 0 | 0 | 0 | 0 | 0 |  | Από
1000000 | 1000000 | 1000000 | 1000000 | 1000000 |  |  | Μέχρι
| 1000000 | 1000000 | 1000000 | 1000000 | 1000000
| -999876.16 | -1999876.16 | -2999876.16 | -3999876.16 | -4999876.16
| 123.84 | 0 | 0 | 0 | 0 | 123.84 | Μηνιαία κατανάλωση μετά τον εντοπισμό
| 0 | 0 | 0 | 0 | 0 |  | Τελικές τιμές ανά Kwh
| 0 | 0 | 0 | 0 | 0 | 0 | Ετήσιο κόστος
ΣΕΝΑΡΙΟ 3
ΕΤΗΣΙΟ ΚΟΣΤΟΣ ΣΥΝΟΛΙΚΗΣ ΚΑΤΑΝΑΛΩΣΗΣ Όλα τα kw σε μια ζώνη
123.84 | Σε αυτή την μηνιαία κατανάλωση επιδιώκουμε την τιμολόγηση
| 0 | 0 | 0 | 0 | 0 | Ζώνες τιμολογίου | Από
1000000 | 1000000 | 1000000 | 1000000 | 1000000 |  | Ζώνες τιμολογίου | Μέχρι
0 | 0 | 0 | 0 | 0 |  | 0 | Μηνιαία κατανάλωση μετά τον εντοπισμό
| 0 | 0 | 0 | 0 | 0 |  | Τελικές τιμές ανά Kwh
| 0 | 0 | 0 | 0 | 0 | 0 | Ετήσιο κόστος
ΕΤΗΣΙΟ ΚΟΣΤΟΣ ΣΥΝΟΛΙΚΗΣ ΚΑΤΑΝΑΛΩΣΗΣ Όλα τα kw μοιράζονται στις ζώνες
| 0 | 0 | 0 | 0 | 0 |  | Από
1000000 | 1000000 | 1000000 | 1000000 | 1000000 |  |  | Μέχρι
| 1000000 | 1000000 | 1000000 | 1000000 | 1000000
| -999876.16 | -1999876.16 | -2999876.16 | -3999876.16 | -4999876.16
| 123.84 | 0 | 0 | 0 | 0 | 123.84 | Μηνιαία κατανάλωση μετά τον εντοπισμό
| 0 | 0 | 0 | 0 | 0 |  | Τελικές τιμές ανά Kwh
| 0 | 0 | 0 | 0 | 0 | 0 | Ετήσιο κόστος
ΣΕΝΑΡΙΟ 3 | Αξία ενέργειας που λείπει
ΕΤΗΣΙΟ ΚΟΣΤΟΣ ΣΥΝΟΛΙΚΗΣ ΚΑΤΑΝΑΛΩΣΗΣ Όλα τα kw σε μια ζώνη
123.84 | Σε αυτή την μηνιαία κατανάλωση επιδιώκουμε την τιμολόγηση
| 0 | 0 | 0 | 0 | 0 | Ζώνες τιμολογίου | Από
1000000 | 1000000 | 1000000 | 1000000 | 1000000 |  | Ζώνες τιμολογίου | Μέχρι
0 | 0 | 0 | 0 | 0 |  | 0 | Μηνιαία κατανάλωση μετά τον εντοπισμό
| 0 | 0 | 0 | 0 | 0 |  | Τελικές τιμές ανά Kwh
| 0 | 0 | 0 | 0 | 0 | 0 | Ετήσιο κόστος
ΕΤΗΣΙΟ ΚΟΣΤΟΣ ΣΥΝΟΛΙΚΗΣ ΚΑΤΑΝΑΛΩΣΗΣ Όλα τα kw μοιράζονται στις ζώνες
| 0 | 0 | 0 | 0 | 0 |  | Από
1000000 | 1000000 | 1000000 | 1000000 | 1000000 |  |  | Μέχρι
| 1000000 | 1000000 | 1000000 | 1000000 | 1000000
| -999876.16 | -1999876.16 | -2999876.16 | -3999876.16 | -4999876.16
| 123.84 | 0 | 0 | 0 | 0 | 123.84 | Μηνιαία κατανάλωση μετά τον εντοπισμό
| 0 | 0 | 0 | 0 | 0 |  | Τελικές τιμές ανά Kwh
| 0 | 0 | 0 | 0 | 0 | 0 | Ετήσιο κόστος
ΣΕΝΑΡΙΟ 4
ΕΤΗΣΙΟ ΚΟΣΤΟΣ ΣΥΝΟΛΙΚΗΣ ΚΑΤΑΝΑΛΩΣΗΣ Όλα τα kw σε μια ζώνη
123.84 | Σε αυτή την μηνιαία κατανάλωση επιδιώκουμε την τιμολόγηση
| 0 | 0 | 0 | 0 | 0 | Ζώνες τιμολογίου | Από
1000000 | 1000000 | 1000000 | 1000000 | 1000000 |  | Ζώνες τιμολογίου | Μέχρι
0 | 0 | 0 | 0 | 0 |  | 0 | Μηνιαία κατανάλωση μετά τον εντοπισμό
| 0 | 0 | 0 | 0 | 0 |  | Τελικές τιμές ανά Kwh
| 0 | 0 | 0 | 0 | 0 | 0 | Ετήσιο κόστος
ΕΤΗΣΙΟ ΚΟΣΤΟΣ ΣΥΝΟΛΙΚΗΣ ΚΑΤΑΝΑΛΩΣΗΣ Όλα τα kw μοιράζονται στις ζώνες
| 0 | 0 | 0 | 0 | 0 |  | Από
1000000 | 1000000 | 1000000 | 1000000 | 1000000 |  |  | Μέχρι
| 1000000 | 1000000 | 1000000 | 1000000 | 1000000
| -999876.16 | -1999876.16 | -2999876.16 | -3999876.16 | -4999876.16
| 123.84 | 0 | 0 | 0 | 0 | 123.84 | Μηνιαία κατανάλωση μετά τον εντοπισμό
| 0 | 0 | 0 | 0 | 0 |  | Τελικές τιμές ανά Kwh
| 0 | 0 | 0 | 0 | 0 | 0 | Ετήσιο κόστος

## Calculations
Iasos I
Για να βρεθεί η γραμμική συνάρτηση (συνάρτηση ευθείας) (y=ax+b) που διέρχεται από δύο γνωστά σημεία Α και Β
|  | Wind speed | 1 | 2 | 3 | 4 | 5 | 6 | 7 | 8 | 9 | 10 | 11 | 12 | 13 | 14 |  | πρώτα υπολογίζουμε το a το οποίο είναι και η κλίση της ευθείας, από την σχέση: (y2-y1)/(x2-x1)
Για να μετατραπεί η ονομαστική ισχύς (watt) σε ροπή, χρησιμοποιούμε τον |  | Ideal ration | 1.8 | 2.81 | 3.2 | 4.12 | 4.6 | 5.09 | 5.83 | 6.1 | 6.42 | 6 | 7.42 | 7.5 | 7.65 | 8.9 |  | Στην συνέχεια αντικαθιστούμε στην συνάρτηση της ευθείας το a και στην θέση του y βάζουμε την αντίστοιχη συντεταγμένη
γνωστό τύπο, ο οποίος χρειάζεται να λαβεί υπόψη τις στροφές. |  | Realy ration | 6.5 | 6.5 | 6.5 | 6.5 | 6.5 | 6.5 | 6.5 | 6.5 | 6.5 | 6.5 | 6.5 | 6.5 | 6.5 | 6.5 |  | του Β και στην θέση x την αντίστοιχη συντεταγμένη του Β. Στην σνυέχεια λύνουμε την συνάρτηση ως προς το b. Μπορούμε τώρα να φτιάξουμε την τελική συνάρτηση αφού έχουμε το a και b
watt=Nm*2*3,14*(RPM/60) |  | Watt | 11.9167 | 47.6667 | 102.9167 | 173.3333 | 258.9167 | 354.25 | 457.1667 | 559 | 682.5 | 781.0833 | 924.0833 | 1050.8333 | 1181.9167 | 1316.25 | 5403.6667
Nm=watt/(2*3,14*(RPM/60)) |  | Acv | 1.43 | 5.72 | 12.35 | 20.8 | 31.07 | 42.51 | 54.86 | 67.08 | 81.9 | 93.73 | 110.89 | 126.1 | 141.83 | 157.95
|  | Watt % | 0.22053 | 0.88212 | 1.9046 | 3.2077 | 4.7915 | 6.5557 | 8.4603 | 10.3448 | 12.6303 | 14.4547 | 17.101 | 19.4467 | 21.8725 | 24.3585
|  | 1 KW | 22.2 | 64.63 | 121.6 | 191.58 | 272.9333 | 363.935 | 462.5133 | 559.1667 | 682.66 | 782 | 925.0267 | 1056.25 | 1193.4 | 1335.1 | 5504.495 | WATT Με ιδανική σχέση μετάδοσης
1.8317
E16 to GM52
WIND SPEED: | 1 | m/s | 1 | 1.1 | 1.2 | 1.3 | 1.4 | 1.5 | 1.6 | 1.7 | 1.8 | 1.9 | 2 | 2.1 | 2.2 | 2.3 | 2.4 | 2.5 | 2.6 | 2.7 | 2.8 | 2.9 | 3 | 3.1 | 3.2 | 3.3 | 3.4 | 3.5 | 3.6 | 3.7 | 3.8 | 3.9 | 4 | 4.1 | 4.2 | 4.3 | 4.4 | 4.5 | 4.6 | 4.7 | 4.8 | 4.9 | 5 | 5.1 | 5.2 | 5.3 | 5.4 | 5.5 | 5.6 | 5.7 | 5.8 | 5.9 | 6 | 6.1 | 6.2 | 6.3 | 6.4 | 6.5 | 6.6 | 6.7 | 6.8 | 6.9 | 7 | 7.1 | 7.2 | 7.3 | 7.4 | 7.5 | 7.6 | 7.7 | 7.8 | 7.9 | 8 | 8.1 | 8.2 | 8.3 | 8.4 | 8.5 | 8.6 | 8.7 | 8.8 | 8.9 | 9 | 9.1 | 9.2 | 9.3 | 9.4 | 9.5 | 9.6 | 9.7 | 9.8 | 9.9 | 10 | 10.1 | 10.2 | 10.3 | 10.4 | 10.5 | 10.6 | 10.7 | 10.8 | 10.9 | 11 | 11.1 | 11.2 | 11.3 | 11.4 | 11.5 | 11.6 | 11.7 | 11.8 | 11.9 | 12 | 12.1 | 12.2 | 12.3 | 12.4 | 12.5 | 12.6 | 12.7 | 12.8 | 12.9 | 13 | 13.1 | 13.2 | 13.3 | 13.4 | 13.5 | 13.6 | 13.7 | 13.8 | 13.9 | 14
TURBINE ROTATION SPEED, UNDER SPECIFIEND CONDITIONS: | 2 | rpm | 0.55 | 0.715 | 0.88 | 1.045 | 1.21 | 1.375 | 1.54 | 1.705 | 1.87 | 2.035 | 2.2 | 2.455 | 2.71 | 2.965 | 3.22 | 3.475 | 3.73 | 3.985 | 4.24 | 4.495 | 4.75 | 5.075 | 5.4 | 5.725 | 6.05 | 6.375 | 6.7 | 7.025 | 7.35 | 7.675 | 8 | 8.395 | 8.79 | 9.185 | 9.58 | 9.975 | 10.37 | 10.765 | 11.16 | 11.555 | 11.95 | 12.39 | 12.83 | 13.27 | 13.71 | 14.15 | 14.59 | 15.03 | 15.47 | 15.91 | 16.35 | 16.825 | 17.3 | 17.775 | 18.25 | 18.725 | 19.2 | 19.675 | 20.15 | 20.625 | 21.1 | 21.57 | 22.04 | 22.51 | 22.98 | 23.45 | 23.92 | 24.39 | 24.86 | 25.33 | 25.8 | 26.37 | 26.94 | 27.51 | 28.08 | 28.65 | 29.22 | 29.79 | 30.36 | 30.93 | 31.5 | 31.955 | 32.41 | 32.865 | 33.32 | 33.775 | 34.23 | 34.685 | 35.14 | 35.595 | 36.05 | 36.71 | 37.37 | 38.03 | 38.69 | 39.35 | 40.01 | 40.67 | 41.33 | 41.99 | 42.65 | 43.235 | 43.82 | 44.405 | 44.99 | 45.575 | 46.16 | 46.745 | 47.33 | 47.915 | 48.5 | 49.105 | 49.71 | 50.315 | 50.92 | 51.525 | 52.13 | 52.735 | 53.34 | 53.945 | 54.55 | 55.17 | 55.79 | 56.41 | 57.03 | 57.65 | 58.27 | 58.89 | 59.51 | 60.13 | 60.75
NOMINAL TURBINE TORQUE, UNDER THE SPECIFIC WIND SPEED: συνάρτηση με βάση 0 ταχύτητα ανέμου | 3 | Nm | 3.9422 | 4.5889 | 5.3656 | 6.2663 | 7.2854 | 8.4177 | 9.6582 | 11.0026 | 12.4467 | 13.9866 | 15.619 | 17.3406 | 19.1486 | 21.0404 | 23.0136 | 25.0662 | 27.1964 | 29.4026 | 31.6834 | 34.0376 | 36.4643 | 38.9627 | 41.5321 | 44.1722 | 46.8826 | 49.6631 | 52.5137 | 55.4346 | 58.4259 | 61.4879 | 64.6211 | 67.8259 | 71.1028 | 74.4526 | 77.8758 | 81.3733 | 84.9458 | 88.5942 | 92.3193 | 96.1219 | 100.003 | 103.9635 | 108.0043 | 112.1263 | 116.3304 | 120.6174 | 124.9884 | 129.444 | 133.9852 | 138.6127 | 143.3274 | 148.1298 | 153.0208 | 158.0009 | 163.0708 | 168.231 | 173.482 | 178.8241 | 184.2579 | 189.7836 | 195.4015 | 201.1117 | 206.9145 | 212.8098 | 218.7978 | 224.8783 | 231.0513 | 237.3165 | 243.6738 | 250.1228 | 256.6632 | 263.2945 | 270.0164 | 276.8282 | 283.7293 | 290.7193 | 297.7973 | 304.9626 | 312.2145 | 319.5522 | 326.9748 | 334.4815 | 342.0714 | 349.7434 | 357.4968 | 365.3306 | 373.2437 | 381.2353 | 389.3043 | 397.4499 | 405.671 | 413.9669 | 422.3365 | 430.7791 | 439.2939 | 447.88 | 456.5369 | 465.2638 | 474.0603 | 482.9258 | 491.86 | 500.8625 | 509.9333 | 519.0723 | 528.2794 | 537.5551 | 546.8996 | 556.3134 | 565.7972 | 575.352 | 584.9788 | 594.6788 | 604.4536 | 614.3048 | 624.2344 | 634.2447 | 644.3381 | 654.5174 | 664.7855 | 675.1459 | 685.6022 | 696.1585 | 706.819 | 717.5885 | 728.4721 | 739.4753 | 750.6039 | 761.8642 | 773.2631 | 784.8076 | 796.5056
NOMINAL TURBINE TORQUE, UNDER SPECIFIC WIND SPEED AND ROTATION SPEED: μέγιστο συνάρτησης με βάση 0 στροφές | 4 | Nm | 3.903 | 5.1012 | 6.2994 | 7.4976 | 8.6958 | 9.894 | 11.0922 | 12.2904 | 13.4886 | 14.6868 | 15.885 | 17.8985 | 19.912 | 21.9255 | 23.939 | 25.9525 | 27.966 | 29.9795 | 31.993 | 34.0065 | 36.02 | 38.8557 | 41.6914 | 44.5271 | 47.3628 | 50.1985 | 53.0342 | 55.8699 | 58.7056 | 61.5413 | 64.377 | 68.0394 | 71.7018 | 75.3642 | 79.0266 | 82.689 | 86.3514 | 90.0138 | 93.6762 | 97.3386 | 101.001 | 105.2356 | 109.4702 | 113.7048 | 117.9394 | 122.174 | 126.4086 | 130.6432 | 134.8778 | 139.1124 | 143.347 | 148.4746 | 153.6022 | 158.7298 | 163.8574 | 168.9849 | 174.1125 | 179.2401 | 184.3677 | 189.4953 | 194.6229 | 200.7279 | 206.8329 | 212.938 | 219.043 | 225.148 | 231.253 | 237.358 | 243.463 | 249.5681 | 255.6731 | 262.9654 | 270.2577 | 277.55 | 284.8423 | 292.1346 | 299.4269 | 306.7192 | 314.0115 | 321.3038 | 328.5961 | 336.3067 | 344.0173 | 351.7279 | 359.4385 | 367.1491 | 374.8597 | 382.5702 | 390.2808 | 397.9914 | 405.702 | 414.2472 | 422.7923 | 431.3375 | 439.8826 | 448.4278 | 456.9729 | 465.5181 | 474.0632 | 482.6083 | 491.1535 | 500.5012 | 509.849 | 519.1967 | 528.5445 | 537.8922 | 547.24 | 556.5877 | 565.9355 | 575.2833 | 584.631 | 594.7877 | 604.9444 | 615.1011 | 625.2578 | 635.4145 | 645.5712 | 655.7279 | 665.8846 | 676.0413 | 686.198 | 697.2111 | 708.2242 | 719.2373 | 730.2505 | 741.2636 | 752.2767 | 763.2898 | 774.3029 | 785.316 | 796.3291
REAL TURBINE TORQUE, UNDER SPECIFIED CONDITIONS: | 5 | Nm | 3.514 | 4.4429 | 5.3718 | 6.3007 | 7.2296 | 8.1585 | 9.0874 | 10.0163 | 10.9453 | 11.8742 | 12.8031 | 14.1443 | 15.4856 | 16.8268 | 18.1681 | 19.5094 | 20.8506 | 22.1919 | 23.5331 | 24.8744 | 26.2156 | 27.86 | 29.5044 | 31.1488 | 32.7932 | 34.4376 | 36.082 | 37.7264 | 39.3708 | 41.0152 | 42.6596 | 44.51 | 46.3605 | 48.211 | 50.0614 | 51.9119 | 53.7624 | 55.6128 | 57.4633 | 59.3138 | 61.1642 | 63.1948 | 65.2254 | 67.2559 | 69.2865 | 71.317 | 73.3476 | 75.3781 | 77.4087 | 79.4393 | 81.4698 | 83.6453 | 85.8208 | 87.9963 | 90.1718 | 92.3473 | 94.5227 | 96.6982 | 98.8737 | 101.0492 | 103.2247 | 105.3426 | 107.4605 | 109.5784 | 111.6963 | 113.8143 | 115.9322 | 118.0501 | 120.168 | 122.2859 | 124.4038 | 127.0159 | 129.6279 | 132.24 | 134.852 | 137.4641 | 140.0761 | 142.6881 | 145.3002 | 147.9122 | 150.5243 | 152.6506 | 154.777 | 156.9033 | 159.0297 | 161.156 | 163.2824 | 165.4087 | 167.535 | 169.6614 | 171.7877 | 174.8513 | 177.915 | 180.9786 | 184.0422 | 187.1058 | 190.1694 | 193.233 | 196.2966 | 199.3602 | 202.4238 | 205.157 | 207.8902 | 210.6233 | 213.3565 | 216.0897 | 218.8229 | 221.5561 | 224.2893 | 227.0224 | 229.7556 | 232.5641 | 235.3726 | 238.1812 | 240.9897 | 243.7982 | 246.6067 | 249.4152 | 252.2237 | 255.0322 | 257.8407 | 260.7279 | 263.6151 | 266.5023 | 269.3895 | 272.2767 | 275.1639 | 278.0511 | 280.9383 | 283.8255 | 286.7127
REAL TURBINE POWER, UNDER SPECIFIED CONDITIONS: | 6 | watt | 0.20229 | 0.47687 | 0.75145 | 1.026 | 1.3006 | 1.5752 | 1.8498 | 2.1244 | 2.399 | 2.6735 | 2.9481 | 3.9567 | 4.9652 | 5.9737 | 6.9823 | 7.9908 | 8.9994 | 10.0079 | 11.0165 | 12.025 | 13.0335 | 15.3022 | 17.5709 | 19.8396 | 22.1082 | 24.3769 | 26.6456 | 28.9143 | 31.1829 | 33.4516 | 35.7203 | 39.7985 | 43.8767 | 47.9549 | 52.033 | 56.1112 | 60.1894 | 64.2676 | 68.3458 | 72.424 | 76.5022 | 82.7939 | 89.0856 | 95.3773 | 101.669 | 107.9607 | 114.2525 | 120.5442 | 126.8359 | 133.1276 | 139.4193 | 148.2742 | 157.1291 | 165.984 | 174.8389 | 183.6938 | 192.5487 | 201.4036 | 210.2585 | 219.1134 | 227.9683 | 238.7655 | 249.5627 | 260.3598 | 271.157 | 281.9542 | 292.7514 | 303.5485 | 314.3457 | 325.1429 | 335.94 | 351.9739 | 368.0078 | 384.0416 | 400.0755 | 416.1093 | 432.1432 | 448.177 | 464.2109 | 480.2447 | 496.2786 | 511.4703 | 526.6619 | 541.8536 | 557.0452 | 572.2369 | 587.4286 | 602.6202 | 617.8119 | 633.0036 | 648.1952 | 673.7384 | 699.2815 | 724.8246 | 750.3678 | 775.9109 | 801.4541 | 826.9972 | 852.5403 | 878.0835 | 903.6266 | 929.8956 | 956.1645 | 982.4335 | 1008.7024 | 1034.9714 | 1061.2403 | 1087.5093 | 1113.7782 | 1140.0472 | 1166.3161 | 1196.9004 | 1227.4846 | 1258.0689 | 1288.6532 | 1319.2375 | 1349.8217 | 1380.406 | 1410.9903 | 1441.5746 | 1472.1588 | 1507.2492 | 1542.3396 | 1577.4299 | 1612.5203 | 1647.6107 | 1682.701 | 1717.7914 | 1752.8818 | 1787.9721 | 1823.0625
REAL TURBINE POWER, UNDER SPECIFIED CONDITIONS: | 7 | Hp | 0.00027127 | 0.00063949 | 0.0010077 | 0.0013759 | 0.0017442 | 0.0021124 | 0.0024806 | 0.0028488 | 0.0032171 | 0.0035853 | 0.0039535 | 0.005306 | 0.0066584 | 0.0080109 | 0.0093634 | 0.010716 | 0.012068 | 0.013421 | 0.014773 | 0.016126 | 0.017478 | 0.020521 | 0.023563 | 0.026605 | 0.029648 | 0.03269 | 0.035732 | 0.038775 | 0.041817 | 0.044859 | 0.047902 | 0.053371 | 0.05884 | 0.064309 | 0.069777 | 0.075246 | 0.080715 | 0.086184 | 0.091653 | 0.097122 | 0.10259 | 0.11103 | 0.11947 | 0.1279 | 0.13634 | 0.14478 | 0.15322 | 0.16165 | 0.17009 | 0.17853 | 0.18696 | 0.19884 | 0.21071 | 0.22259 | 0.23446 | 0.24634 | 0.25821 | 0.27009 | 0.28196 | 0.29384 | 0.30571 | 0.32019 | 0.33467 | 0.34915 | 0.36363 | 0.37811 | 0.39259 | 0.40707 | 0.42154 | 0.43602 | 0.4505 | 0.472 | 0.49351 | 0.51501 | 0.53651 | 0.55801 | 0.57951 | 0.60102 | 0.62252 | 0.64402 | 0.66552 | 0.68589 | 0.70627 | 0.72664 | 0.74701 | 0.76738 | 0.78775 | 0.80813 | 0.8285 | 0.84887 | 0.86924 | 0.9035 | 0.93775 | 0.97201 | 1.0063 | 1.0405 | 1.0748 | 1.109 | 1.1433 | 1.1775 | 1.2118 | 1.247 | 1.2822 | 1.3175 | 1.3527 | 1.3879 | 1.4231 | 1.4584 | 1.4936 | 1.5288 | 1.5641 | 1.6051 | 1.6461 | 1.6871 | 1.7281 | 1.7691 | 1.8101 | 1.8512 | 1.8922 | 1.9332 | 1.9742 | 2.0213 | 2.0683 | 2.1154 | 2.1624 | 2.2095 | 2.2565 | 2.3036 | 2.3507 | 2.3977 | 2.4448
BEST POWER TRANSMISSION RATIO, UNDER SPECIFIED CONDITIONS: | 8 | ratio | 1.8 | 1.901 | 2.002 | 2.103 | 2.204 | 2.305 | 2.406 | 2.507 | 2.608 | 2.709 | 2.81 | 2.849 | 2.888 | 2.927 | 2.966 | 3.005 | 3.044 | 3.083 | 3.122 | 3.161 | 3.2 | 3.292 | 3.384 | 3.476 | 3.568 | 3.66 | 3.752 | 3.844 | 3.936 | 4.028 | 4.12 | 4.168 | 4.216 | 4.264 | 4.312 | 4.36 | 4.408 | 4.456 | 4.504 | 4.552 | 4.6 | 4.649 | 4.698 | 4.747 | 4.796 | 4.845 | 4.894 | 4.943 | 4.992 | 5.041 | 5.09 | 5.164 | 5.238 | 5.312 | 5.386 | 5.46 | 5.534 | 5.608 | 5.682 | 5.756 | 5.83 | 5.857 | 5.884 | 5.911 | 5.938 | 5.965 | 5.992 | 6.019 | 6.046 | 6.073 | 6.1 | 6.132 | 6.164 | 6.196 | 6.228 | 6.26 | 6.292 | 6.324 | 6.356 | 6.388 | 6.42 | 6.378 | 6.336 | 6.294 | 6.252 | 6.21 | 6.168 | 6.126 | 6.084 | 6.042 | 6 | 6.142 | 6.284 | 6.426 | 6.568 | 6.71 | 6.852 | 6.994 | 7.136 | 7.278 | 7.42 | 7.428 | 7.436 | 7.444 | 7.452 | 7.46 | 7.468 | 7.476 | 7.484 | 7.492 | 7.5 | 7.515 | 7.53 | 7.545 | 7.56 | 7.575 | 7.59 | 7.605 | 7.62 | 7.635 | 7.65 | 7.775 | 7.9 | 8.025 | 8.15 | 8.275 | 8.4 | 8.525 | 8.65 | 8.775 | 8.9
REAL POWER TRASMISSION RATIO, UNDER SPECIFIED CONDITIONS: | 9 | ratio | 6.5 | 6.5 | 6.5 | 6.5 | 6.5 | 6.5 | 6.5 | 6.5 | 6.5 | 6.5 | 6.5 | 6.5 | 6.5 | 6.5 | 6.5 | 6.5 | 6.5 | 6.5 | 6.5 | 6.5 | 6.5 | 6.5 | 6.5 | 6.5 | 6.5 | 6.5 | 6.5 | 6.5 | 6.5 | 6.5 | 6.5 | 6.5 | 6.5 | 6.5 | 6.5 | 6.5 | 6.5 | 6.5 | 6.5 | 6.5 | 6.5 | 6.5 | 6.5 | 6.5 | 6.5 | 6.5 | 6.5 | 6.5 | 6.5 | 6.5 | 6.5 | 6.5 | 6.5 | 6.5 | 6.5 | 6.5 | 6.5 | 6.5 | 6.5 | 6.5 | 6.5 | 6.5 | 6.5 | 6.5 | 6.5 | 6.5 | 6.5 | 6.5 | 6.5 | 6.5 | 6.5 | 6.5 | 6.5 | 6.5 | 6.5 | 6.5 | 6.5 | 6.5 | 6.5 | 6.5 | 6.5 | 6.5 | 6.5 | 6.5 | 6.5 | 6.5 | 6.5 | 6.5 | 6.5 | 6.5 | 6.5 | 6.5 | 6.5 | 6.5 | 6.5 | 6.5 | 6.5 | 6.5 | 6.5 | 6.5 | 6.5 | 6.5 | 6.5 | 6.5 | 6.5 | 6.5 | 6.5 | 6.5 | 6.5 | 6.5 | 6.5 | 6.5 | 6.5 | 6.5 | 6.5 | 6.5 | 6.5 | 6.5 | 6.5 | 6.5 | 6.5 | 6.5 | 6.5 | 6.5 | 6.5 | 6.5 | 6.5 | 6.5 | 6.5 | 6.5 | 6.5
"POWER SHAFT" NOMINAL ROTATION SPEED, AFTER TRANSMISSION: | 10 | rpm | 300 | 300 | 300 | 300 | 300 | 300 | 300 | 300 | 300 | 300 | 300 | 300 | 300 | 300 | 300 | 300 | 300 | 300 | 300 | 300 | 300 | 300 | 300 | 300 | 300 | 300 | 300 | 300 | 300 | 300 | 300 | 300 | 300 | 300 | 300 | 300 | 300 | 300 | 300 | 300 | 300 | 300 | 300 | 300 | 300 | 300 | 300 | 300 | 300 | 300 | 300 | 300 | 300 | 300 | 300 | 300 | 300 | 300 | 300 | 300 | 300 | 300 | 300 | 300 | 300 | 300 | 300 | 300 | 300 | 300 | 300 | 300 | 300 | 300 | 300 | 300 | 300 | 300 | 300 | 300 | 300 | 300 | 300 | 300 | 300 | 300 | 300 | 300 | 300 | 300 | 300 | 300 | 300 | 300 | 300 | 300 | 300 | 300 | 300 | 300 | 300 | 300 | 300 | 300 | 300 | 300 | 300 | 300 | 300 | 300 | 300 | 300 | 300 | 300 | 300 | 300 | 300 | 300 | 300 | 300 | 300 | 300 | 300 | 300 | 300 | 300 | 300 | 300 | 300 | 300 | 300
"POWER SHAFT" REAL ROTATION SPEED, AFTER TRANSMISSION UNDER SPECIFIED CONDITIONS: | 11 | rpm | 3.575 | 4.6475 | 5.72 | 6.7925 | 7.865 | 8.9375 | 10.01 | 11.0825 | 12.155 | 13.2275 | 14.3 | 15.9575 | 17.615 | 19.2725 | 20.93 | 22.5875 | 24.245 | 25.9025 | 27.56 | 29.2175 | 30.875 | 32.9875 | 35.1 | 37.2125 | 39.325 | 41.4375 | 43.55 | 45.6625 | 47.775 | 49.8875 | 52 | 54.5675 | 57.135 | 59.7025 | 62.27 | 64.8375 | 67.405 | 69.9725 | 72.54 | 75.1075 | 77.675 | 80.535 | 83.395 | 86.255 | 89.115 | 91.975 | 94.835 | 97.695 | 100.555 | 103.415 | 106.275 | 109.3625 | 112.45 | 115.5375 | 118.625 | 121.7125 | 124.8 | 127.8875 | 130.975 | 134.0625 | 137.15 | 140.205 | 143.26 | 146.315 | 149.37 | 152.425 | 155.48 | 158.535 | 161.59 | 164.645 | 167.7 | 171.405 | 175.11 | 178.815 | 182.52 | 186.225 | 189.93 | 193.635 | 197.34 | 201.045 | 204.75 | 207.7075 | 210.665 | 213.6225 | 216.58 | 219.5375 | 222.495 | 225.4525 | 228.41 | 231.3675 | 234.325 | 238.615 | 242.905 | 247.195 | 251.485 | 255.775 | 260.065 | 264.355 | 268.645 | 272.935 | 277.225 | 281.0275 | 284.83 | 288.6325 | 292.435 | 296.2375 | 300.04 | 303.8425 | 307.645 | 311.4475 | 315.25 | 319.1825 | 323.115 | 327.0475 | 330.98 | 334.9125 | 338.845 | 342.7775 | 346.71 | 350.6425 | 354.575 | 358.605 | 362.635 | 366.665 | 370.695 | 374.725 | 378.755 | 382.785 | 386.815 | 390.845 | 394.875
"POWER SHAFT" TORQUE, AFTER TRANSMISSION, UNDER SPECIFIED CONDITIONS: | 12 | Nm | 0.54061 | 0.68352 | 0.82643 | 0.96934 | 1.1122 | 1.2552 | 1.3981 | 1.541 | 1.6839 | 1.8268 | 1.9697 | 2.1761 | 2.3824 | 2.5887 | 2.7951 | 3.0014 | 3.2078 | 3.4141 | 3.6205 | 3.8268 | 4.0332 | 4.2862 | 4.5391 | 4.7921 | 5.0451 | 5.2981 | 5.5511 | 5.8041 | 6.057 | 6.31 | 6.563 | 6.8477 | 7.1324 | 7.4171 | 7.7018 | 7.9864 | 8.2711 | 8.5558 | 8.8405 | 9.1252 | 9.4099 | 9.7223 | 10.0347 | 10.3471 | 10.6595 | 10.9719 | 11.2842 | 11.5966 | 11.909 | 12.2214 | 12.5338 | 12.8685 | 13.2032 | 13.5379 | 13.8726 | 14.2073 | 14.542 | 14.8767 | 15.2113 | 15.546 | 15.8807 | 16.2066 | 16.5324 | 16.8582 | 17.1841 | 17.5099 | 17.8357 | 18.1616 | 18.4874 | 18.8132 | 19.139 | 19.5409 | 19.9428 | 20.3446 | 20.7465 | 21.1483 | 21.5502 | 21.952 | 22.3539 | 22.7557 | 23.1576 | 23.4847 | 23.8118 | 24.139 | 24.4661 | 24.7932 | 25.1204 | 25.4475 | 25.7746 | 26.1018 | 26.4289 | 26.9002 | 27.3715 | 27.8429 | 28.3142 | 28.7855 | 29.2568 | 29.7282 | 30.1995 | 30.6708 | 31.1421 | 31.5626 | 31.9831 | 32.4036 | 32.8241 | 33.2446 | 33.6651 | 34.0855 | 34.506 | 34.9265 | 35.347 | 35.7791 | 36.2112 | 36.6433 | 37.0753 | 37.5074 | 37.9395 | 38.3716 | 38.8036 | 39.2357 | 39.6678 | 40.112 | 40.5562 | 41.0004 | 41.4445 | 41.8887 | 42.3329 | 42.7771 | 43.2213 | 43.6655 | 44.1096
"POWER SHAFT" POWER, AFTER TRANSMISSION, UNDER SPECIFIED CONDITIONS: | 13 | watt | 0.20229 | 0.47687 | 0.75145 | 1.026 | 1.3006 | 1.5752 | 1.8498 | 2.1244 | 2.399 | 2.6735 | 2.9481 | 3.9567 | 4.9652 | 5.9737 | 6.9823 | 7.9908 | 8.9994 | 10.0079 | 11.0165 | 12.025 | 13.0335 | 15.3022 | 17.5709 | 19.8396 | 22.1082 | 24.3769 | 26.6456 | 28.9143 | 31.1829 | 33.4516 | 35.7203 | 39.7985 | 43.8767 | 47.9549 | 52.033 | 56.1112 | 60.1894 | 64.2676 | 68.3458 | 72.424 | 76.5022 | 82.7939 | 89.0856 | 95.3773 | 101.669 | 107.9607 | 114.2525 | 120.5442 | 126.8359 | 133.1276 | 139.4193 | 148.2742 | 157.1291 | 165.984 | 174.8389 | 183.6938 | 192.5487 | 201.4036 | 210.2585 | 219.1134 | 227.9683 | 238.7655 | 249.5627 | 260.3598 | 271.157 | 281.9542 | 292.7514 | 303.5485 | 314.3457 | 325.1429 | 335.94 | 351.9739 | 368.0078 | 384.0416 | 400.0755 | 416.1093 | 432.1432 | 448.177 | 464.2109 | 480.2447 | 496.2786 | 511.4703 | 526.6619 | 541.8536 | 557.0452 | 572.2369 | 587.4286 | 602.6202 | 617.8119 | 633.0036 | 648.1952 | 673.7384 | 699.2815 | 724.8246 | 750.3678 | 775.9109 | 801.4541 | 826.9972 | 852.5403 | 878.0835 | 903.6266 | 929.8956 | 956.1645 | 982.4335 | 1008.7024 | 1034.9714 | 1061.2403 | 1087.5093 | 1113.7782 | 1140.0472 | 1166.3161 | 1196.9004 | 1227.4846 | 1258.0689 | 1288.6532 | 1319.2375 | 1349.8217 | 1380.406 | 1410.9903 | 1441.5746 | 1472.1588 | 1507.2492 | 1542.3396 | 1577.4299 | 1612.5203 | 1647.6107 | 1682.701 | 1717.7914 | 1752.8818 | 1787.9721 | 1823.0625
NUMBER OF GENERATORS WHICH ARE ACTIVE: | 14 | pieces | bar: 1 to 14
PRIMARY GENERATOR NOMINAL POWER: | 15 | watt | 1000 | 1000 | 1000 | 1000 | 1000 | 1000 | 1000 | 1000 | 1000 | 1000 | 1000 | 1000 | 1000 | 1000 | 1000 | 1000 | 1000 | 1000 | 1000 | 1000 | 1000 | 1000 | 1000 | 1000 | 1000 | 1000 | 1000 | 1000 | 1000 | 1000 | 1000 | 1000 | 1000 | 1000 | 1000 | 1000 | 1000 | 1000 | 1000 | 1000 | 1000 | 1000 | 1000 | 1000 | 1000 | 1000 | 1000 | 1000 | 1000 | 1000 | 1000 | 1000 | 1000 | 1000 | 1000 | 1000 | 1000 | 1000 | 1000 | 1000 | 1000 | 1000 | 1000 | 1000 | 1000 | 1000 | 1000 | 1000 | 1000 | 1000 | 1000 | 1000 | 1000 | 1000 | 1000 | 1000 | 1000 | 1000 | 1000 | 1000 | 1000 | 1000 | 1000 | 1000 | 1000 | 1000 | 1000 | 1000 | 1000 | 1000 | 1000 | 1000 | 1000 | 1000 | 1000 | 1000 | 1000 | 1000 | 1000 | 1000 | 1000 | 1000 | 1000 | 1000 | 1000 | 1000 | 1000 | 1000 | 1000 | 1000 | 1000 | 1000 | 1000 | 1000 | 1000 | 1000 | 1000 | 1000 | 1000 | 1000 | 1000 | 1000 | 1000 | 1000 | 1000 | 1000 | 1000 | 1000 | 1000 | 1000 | 1000
PRIMARY GENERATOR NOMINAL ROTATION SPEED: | 16 | rpm | 300 | 300 | 300 | 300 | 300 | 300 | 300 | 300 | 300 | 300 | 300 | 300 | 300 | 300 | 300 | 300 | 300 | 300 | 300 | 300 | 300 | 300 | 300 | 300 | 300 | 300 | 300 | 300 | 300 | 300 | 300 | 300 | 300 | 300 | 300 | 300 | 300 | 300 | 300 | 300 | 300 | 300 | 300 | 300 | 300 | 300 | 300 | 300 | 300 | 300 | 300 | 300 | 300 | 300 | 300 | 300 | 300 | 300 | 300 | 300 | 300 | 300 | 300 | 300 | 300 | 300 | 300 | 300 | 300 | 300 | 300 | 300 | 300 | 300 | 300 | 300 | 300 | 300 | 300 | 300 | 300 | 300 | 300 | 300 | 300 | 300 | 300 | 300 | 300 | 300 | 300 | 300 | 300 | 300 | 300 | 300 | 300 | 300 | 300 | 300 | 300 | 300 | 300 | 300 | 300 | 300 | 300 | 300 | 300 | 300 | 300 | 300 | 300 | 300 | 300 | 300 | 300 | 300 | 300 | 300 | 300 | 300 | 300 | 300 | 300 | 300 | 300 | 300 | 300 | 300 | 300
SECONDARY GENERATOR NOMINAL POWER: | 17 | watt |  | 0 | 0 | 0 | 0 | 0 | 0 | 0 | 0 | 0 | 0 | 0 | 0 | 0 | 0 | 0 | 0 | 0 | 0 | 0 | 0 | 0 | 0 | 0 | 0 | 0 | 0 | 0 | 0 | 0 | 0 | 0 | 0 | 0 | 0 | 0 | 0 | 0 | 0 | 0 | 0 | 0 | 0 | 0 | 0 | 0 | 0 | 0 | 0 | 0 | 0 | 0 | 0 | 0 | 0 | 0 | 0 | 0 | 0 | 0 | 0 | 0 | 0 | 0 | 0 | 0 | 0 | 0 | 0 | 0 | 0 | 0 | 0 | 0 | 0 | 0 | 0 | 0 | 0 | 0 | 0 | 0 | 0 | 0 | 0 | 0 | 0 | 0 | 0 | 0 | 0 | 0 | 0 | 0 | 0 | 0 | 0 | 0 | 0 | 0 | 0 | 0 | 0 | 0 | 0 | 0 | 0 | 0 | 0 | 0 | 0 | 0 | 0 | 0 | 0 | 0 | 0 | 0 | 0 | 0 | 0 | 0 | 0 | 0 | 0 | 0 | 0 | 0 | 0 | 0 | 0
SECONDARY GENERATOR NOMINAL ROTATION SPEED: | 18 | rpm |  | 0 | 0 | 0 | 0 | 0 | 0 | 0 | 0 | 0 | 0 | 0 | 0 | 0 | 0 | 0 | 0 | 0 | 0 | 0 | 0 | 0 | 0 | 0 | 0 | 0 | 0 | 0 | 0 | 0 | 0 | 0 | 0 | 0 | 0 | 0 | 0 | 0 | 0 | 0 | 0 | 0 | 0 | 0 | 0 | 0 | 0 | 0 | 0 | 0 | 0 | 0 | 0 | 0 | 0 | 0 | 0 | 0 | 0 | 0 | 0 | 0 | 0 | 0 | 0 | 0 | 0 | 0 | 0 | 0 | 0 | 0 | 0 | 0 | 0 | 0 | 0 | 0 | 0 | 0 | 0 | 0 | 0 | 0 | 0 | 0 | 0 | 0 | 0 | 0 | 0 | 0 | 0 | 0 | 0 | 0 | 0 | 0 | 0 | 0 | 0 | 0 | 0 | 0 | 0 | 0 | 0 | 0 | 0 | 0 | 0 | 0 | 0 | 0 | 0 | 0 | 0 | 0 | 0 | 0 | 0 | 0 | 0 | 0 | 0 | 0 | 0 | 0 | 0 | 0 | 0
GENERATORS NOMINAL POWER: | 19 | watt | 1000 | 1000 | 1000 | 1000 | 1000 | 1000 | 1000 | 1000 | 1000 | 1000 | 1000 | 1000 | 1000 | 1000 | 1000 | 1000 | 1000 | 1000 | 1000 | 1000 | 1000 | 1000 | 1000 | 1000 | 1000 | 1000 | 1000 | 1000 | 1000 | 1000 | 1000 | 1000 | 1000 | 1000 | 1000 | 1000 | 1000 | 1000 | 1000 | 1000 | 1000 | 1000 | 1000 | 1000 | 1000 | 1000 | 1000 | 1000 | 1000 | 1000 | 1000 | 1000 | 1000 | 1000 | 1000 | 1000 | 1000 | 1000 | 1000 | 1000 | 1000 | 1000 | 1000 | 1000 | 1000 | 1000 | 1000 | 1000 | 1000 | 1000 | 1000 | 1000 | 1000 | 1000 | 1000 | 1000 | 1000 | 1000 | 1000 | 1000 | 1000 | 1000 | 1000 | 1000 | 1000 | 1000 | 1000 | 1000 | 1000 | 1000 | 1000 | 1000 | 1000 | 1000 | 1000 | 1000 | 1000 | 1000 | 1000 | 1000 | 1000 | 1000 | 1000 | 1000 | 1000 | 1000 | 1000 | 1000 | 1000 | 1000 | 1000 | 1000 | 1000 | 1000 | 1000 | 1000 | 1000 | 1000 | 1000 | 1000 | 1000 | 1000 | 1000 | 1000 | 1000 | 1000 | 1000 | 1000 | 1000 | 1000 | 1000
GENERATORS NOMINAL ROTATION SPEED: | 20 | rpm | 300 | 300 | 300 | 300 | 300 | 300 | 300 | 300 | 300 | 300 | 300 | 300 | 300 | 300 | 300 | 300 | 300 | 300 | 300 | 300 | 300 | 300 | 300 | 300 | 300 | 300 | 300 | 300 | 300 | 300 | 300 | 300 | 300 | 300 | 300 | 300 | 300 | 300 | 300 | 300 | 300 | 300 | 300 | 300 | 300 | 300 | 300 | 300 | 300 | 300 | 300 | 300 | 300 | 300 | 300 | 300 | 300 | 300 | 300 | 300 | 300 | 300 | 300 | 300 | 300 | 300 | 300 | 300 | 300 | 300 | 300 | 300 | 300 | 300 | 300 | 300 | 300 | 300 | 300 | 300 | 300 | 300 | 300 | 300 | 300 | 300 | 300 | 300 | 300 | 300 | 300 | 300 | 300 | 300 | 300 | 300 | 300 | 300 | 300 | 300 | 300 | 300 | 300 | 300 | 300 | 300 | 300 | 300 | 300 | 300 | 300 | 300 | 300 | 300 | 300 | 300 | 300 | 300 | 300 | 300 | 300 | 300 | 300 | 300 | 300 | 300 | 300 | 300 | 300 | 300 | 300
NOMINAL GENERATORS EFFICIENCY: | 21 | % | 95.41 | 95.41 | 95.41 | 95.41 | 95.41 | 95.41 | 95.41 | 95.41 | 95.41 | 95.41 | 95.41 | 95.41 | 95.41 | 95.41 | 95.41 | 95.41 | 95.41 | 95.41 | 95.41 | 95.41 | 95.41 | 95.41 | 95.41 | 95.41 | 95.41 | 95.41 | 95.41 | 95.41 | 95.41 | 95.41 | 95.41 | 95.41 | 95.41 | 95.41 | 95.41 | 95.41 | 95.41 | 95.41 | 95.41 | 95.41 | 95.41 | 95.41 | 95.41 | 95.41 | 95.41 | 95.41 | 95.41 | 95.41 | 95.41 | 95.41 | 95.41 | 95.41 | 95.41 | 95.41 | 95.41 | 95.41 | 95.41 | 95.41 | 95.41 | 95.41 | 95.41 | 95.41 | 95.41 | 95.41 | 95.41 | 95.41 | 95.41 | 95.41 | 95.41 | 95.41 | 95.41 | 95.41 | 95.41 | 95.41 | 95.41 | 95.41 | 95.41 | 95.41 | 95.41 | 95.41 | 95.41 | 95.41 | 95.41 | 95.41 | 95.41 | 95.41 | 95.41 | 95.41 | 95.41 | 95.41 | 95.41 | 95.41 | 95.41 | 95.41 | 95.41 | 95.41 | 95.41 | 95.41 | 95.41 | 95.41 | 95.41 | 95.41 | 95.41 | 95.41 | 95.41 | 95.41 | 95.41 | 95.41 | 95.41 | 95.41 | 95.41 | 95.41 | 95.41 | 95.41 | 95.41 | 95.41 | 95.41 | 95.41 | 95.41 | 95.41 | 95.41 | 95.41 | 95.41 | 95.41 | 95.41 | 95.41 | 95.41 | 95.41 | 95.41 | 95.41 | 95.41
MINIMUM GENERATORS EFFICIENCY, UNDER SPECIFIED CONDITIONS: | 22 | % | 74.5037 | 74.5037 | 74.5037 | 74.5037 | 74.5037 | 74.5037 | 74.5037 | 74.5037 | 74.5037 | 74.5037 | 74.5037 | 74.5037 | 74.5037 | 74.5037 | 74.5037 | 74.5037 | 74.5037 | 74.5037 | 74.5037 | 74.5037 | 74.5037 | 74.5037 | 74.5037 | 74.5037 | 74.5037 | 74.5037 | 74.5037 | 74.5037 | 74.5037 | 74.5037 | 74.5037 | 74.5037 | 74.5037 | 74.5037 | 74.5037 | 74.5037 | 74.5037 | 74.5037 | 74.5037 | 74.5037 | 74.5037 | 74.5037 | 74.5037 | 74.5037 | 74.5037 | 74.5037 | 74.5037 | 74.5037 | 74.5037 | 74.5037 | 74.5037 | 74.5037 | 74.5037 | 74.5037 | 74.5037 | 74.5037 | 74.5037 | 74.5037 | 74.5037 | 74.5037 | 74.5037 | 74.5037 | 74.5037 | 74.5037 | 74.5037 | 74.5037 | 74.5037 | 74.5037 | 74.5037 | 74.5037 | 74.5037 | 74.5037 | 74.5037 | 74.5037 | 74.5037 | 74.5037 | 74.5037 | 74.5037 | 74.5037 | 74.5037 | 74.5037 | 74.5037 | 74.5037 | 74.5037 | 74.5037 | 74.5037 | 74.5037 | 74.5037 | 74.5037 | 74.5037 | 74.5037 | 74.5037 | 74.5037 | 74.5037 | 74.5037 | 74.5037 | 74.5037 | 74.5037 | 74.5037 | 74.5037 | 74.5037 | 74.5037 | 74.5037 | 74.5037 | 74.5037 | 74.5037 | 74.5037 | 74.5037 | 74.5037 | 74.5037 | 74.5037 | 74.5037 | 74.5037 | 74.5037 | 74.5037 | 74.5037 | 74.5037 | 74.5037 | 74.5037 | 74.5037 | 74.5037 | 74.5037 | 74.5037 | 74.5037 | 74.5037 | 74.5037 | 74.5037 | 74.5037 | 74.5037 | 74.5037 | 74.5037
REAL GENERATORS EFFICIENCY, UNDER SPECIFIED CONDITIONS: | 23 | % | 75.409 | 75.6608 | 75.9126 | 76.1644 | 76.4162 | 76.668 | 76.9198 | 77.1716 | 77.4234 | 77.6752 | 77.927 | 78.2622 | 78.5975 | 78.9327 | 79.268 | 79.6032 | 79.9385 | 80.2737 | 80.609 | 80.9442 | 81.2795 | 81.6237 | 81.968 | 82.3123 | 82.6566 | 83.0008 | 83.3451 | 83.6894 | 84.0337 | 84.378 | 84.7222 | 85.0368 | 85.3513 | 85.6659 | 85.9804 | 86.295 | 86.6095 | 86.9241 | 87.2386 | 87.5532 | 87.8677 | 88.1129 | 88.3581 | 88.6032 | 88.8484 | 89.0936 | 89.3387 | 89.5839 | 89.8291 | 90.0742 | 90.3194 | 90.4925 | 90.6655 | 90.8386 | 91.0117 | 91.1848 | 91.3578 | 91.5309 | 91.704 | 91.8771 | 92.0501 | 92.1567 | 92.2633 | 92.3699 | 92.4765 | 92.5831 | 92.6897 | 92.7963 | 92.9029 | 93.0095 | 93.1161 | 93.1915 | 93.2668 | 93.3421 | 93.4175 | 93.4928 | 93.5681 | 93.6434 | 93.7188 | 93.7941 | 93.8694 | 93.9052 | 93.9409 | 93.9766 | 94.0123 | 94.0481 | 94.0838 | 94.1195 | 94.1552 | 94.191 | 94.2267 | 94.2602 | 94.2937 | 94.3272 | 94.3607 | 94.3942 | 94.4277 | 94.4612 | 94.4947 | 94.5282 | 94.5617 | 94.5834 | 94.6051 | 94.6267 | 94.6484 | 94.6701 | 94.6917 | 94.7134 | 94.735 | 94.7567 | 94.7784 | 94.7961 | 94.8137 | 94.8314 | 94.8491 | 94.8668 | 94.8845 | 94.9022 | 94.9199 | 94.9375 | 94.9552 | 94.9676 | 94.98 | 94.9924 | 95.0048 | 95.0172 | 95.0296 | 95.0421 | 95.0545 | 95.0669 | 95.0793
PRIMARY GENERATOR ROTATION SPEED, UNDER SPECIFIED CONDITIONS: | 24 | rpm | 3.575 | 4.6475 | 5.72 | 6.7925 | 7.865 | 8.9375 | 10.01 | 11.0825 | 12.155 | 13.2275 | 14.3 | 15.9575 | 17.615 | 19.2725 | 20.93 | 22.5875 | 24.245 | 25.9025 | 27.56 | 29.2175 | 30.875 | 32.9875 | 35.1 | 37.2125 | 39.325 | 41.4375 | 43.55 | 45.6625 | 47.775 | 49.8875 | 52 | 54.5675 | 57.135 | 59.7025 | 62.27 | 64.8375 | 67.405 | 69.9725 | 72.54 | 75.1075 | 77.675 | 80.535 | 83.395 | 86.255 | 89.115 | 91.975 | 94.835 | 97.695 | 100.555 | 103.415 | 106.275 | 109.3625 | 112.45 | 115.5375 | 118.625 | 121.7125 | 124.8 | 127.8875 | 130.975 | 134.0625 | 137.15 | 140.205 | 143.26 | 146.315 | 149.37 | 152.425 | 155.48 | 158.535 | 161.59 | 164.645 | 167.7 | 171.405 | 175.11 | 178.815 | 182.52 | 186.225 | 189.93 | 193.635 | 197.34 | 201.045 | 204.75 | 207.7075 | 210.665 | 213.6225 | 216.58 | 219.5375 | 222.495 | 225.4525 | 228.41 | 231.3675 | 234.325 | 238.615 | 242.905 | 247.195 | 251.485 | 255.775 | 260.065 | 264.355 | 268.645 | 272.935 | 277.225 | 281.0275 | 284.83 | 288.6325 | 292.435 | 296.2375 | 300.04 | 303.8425 | 307.645 | 311.4475 | 315.25 | 319.1825 | 323.115 | 327.0475 | 330.98 | 334.9125 | 338.845 | 342.7775 | 346.71 | 350.6425 | 354.575 | 358.605 | 362.635 | 366.665 | 370.695 | 374.725 | 378.755 | 382.785 | 386.815 | 390.845 | 394.875
SECONDARY GENERATOR ROTATION SPEED, UNDER SPECIFIED CONDITIONS: | 25 | rpm | 3.575 | 4.6475 | 5.72 | 6.7925 | 7.865 | 8.9375 | 10.01 | 11.0825 | 12.155 | 13.2275 | 14.3 | 15.9575 | 17.615 | 19.2725 | 20.93 | 22.5875 | 24.245 | 25.9025 | 27.56 | 29.2175 | 30.875 | 32.9875 | 35.1 | 37.2125 | 39.325 | 41.4375 | 43.55 | 45.6625 | 47.775 | 49.8875 | 52 | 54.5675 | 57.135 | 59.7025 | 62.27 | 64.8375 | 67.405 | 69.9725 | 72.54 | 75.1075 | 77.675 | 80.535 | 83.395 | 86.255 | 89.115 | 91.975 | 94.835 | 97.695 | 100.555 | 103.415 | 106.275 | 109.3625 | 112.45 | 115.5375 | 118.625 | 121.7125 | 124.8 | 127.8875 | 130.975 | 134.0625 | 137.15 | 140.205 | 143.26 | 146.315 | 149.37 | 152.425 | 155.48 | 158.535 | 161.59 | 164.645 | 167.7 | 171.405 | 175.11 | 178.815 | 182.52 | 186.225 | 189.93 | 193.635 | 197.34 | 201.045 | 204.75 | 207.7075 | 210.665 | 213.6225 | 216.58 | 219.5375 | 222.495 | 225.4525 | 228.41 | 231.3675 | 234.325 | 238.615 | 242.905 | 247.195 | 251.485 | 255.775 | 260.065 | 264.355 | 268.645 | 272.935 | 277.225 | 281.0275 | 284.83 | 288.6325 | 292.435 | 296.2375 | 300.04 | 303.8425 | 307.645 | 311.4475 | 315.25 | 319.1825 | 323.115 | 327.0475 | 330.98 | 334.9125 | 338.845 | 342.7775 | 346.71 | 350.6425 | 354.575 | 358.605 | 362.635 | 366.665 | 370.695 | 374.725 | 378.755 | 382.785 | 386.815 | 390.845 | 394.875
GENERATORS NOMINAL PHASE VOLTAGE: | 26 | acv | 120 | 120 | 120 | 120 | 120 | 120 | 120 | 120 | 120 | 120 | 120 | 120 | 120 | 120 | 120 | 120 | 120 | 120 | 120 | 120 | 120 | 120 | 120 | 120 | 120 | 120 | 120 | 120 | 120 | 120 | 120 | 120 | 120 | 120 | 120 | 120 | 120 | 120 | 120 | 120 | 120 | 120 | 120 | 120 | 120 | 120 | 120 | 120 | 120 | 120 | 120 | 120 | 120 | 120 | 120 | 120 | 120 | 120 | 120 | 120 | 120 | 120 | 120 | 120 | 120 | 120 | 120 | 120 | 120 | 120 | 120 | 120 | 120 | 120 | 120 | 120 | 120 | 120 | 120 | 120 | 120 | 120 | 120 | 120 | 120 | 120 | 120 | 120 | 120 | 120 | 120 | 120 | 120 | 120 | 120 | 120 | 120 | 120 | 120 | 120 | 120 | 120 | 120 | 120 | 120 | 120 | 120 | 120 | 120 | 120 | 120 | 120 | 120 | 120 | 120 | 120 | 120 | 120 | 120 | 120 | 120 | 120 | 120 | 120 | 120 | 120 | 120 | 120 | 120 | 120 | 120
PHASE VOLTAGE, FROM THE PRIMARY GENERATOR, UNDER SPECIFIED CONDITIONS: | 27 | acv | 1.43 | 1.859 | 2.288 | 2.717 | 3.146 | 3.575 | 4.004 | 4.433 | 4.862 | 5.291 | 5.72 | 6.383 | 7.046 | 7.709 | 8.372 | 9.035 | 9.698 | 10.361 | 11.024 | 11.687 | 12.35 | 13.195 | 14.04 | 14.885 | 15.73 | 16.575 | 17.42 | 18.265 | 19.11 | 19.955 | 20.8 | 21.827 | 22.854 | 23.881 | 24.908 | 25.935 | 26.962 | 27.989 | 29.016 | 30.043 | 31.07 | 32.214 | 33.358 | 34.502 | 35.646 | 36.79 | 37.934 | 39.078 | 40.222 | 41.366 | 42.51 | 43.745 | 44.98 | 46.215 | 47.45 | 48.685 | 49.92 | 51.155 | 52.39 | 53.625 | 54.86 | 56.082 | 57.304 | 58.526 | 59.748 | 60.97 | 62.192 | 63.414 | 64.636 | 65.858 | 67.08 | 68.562 | 70.044 | 71.526 | 73.008 | 74.49 | 75.972 | 77.454 | 78.936 | 80.418 | 81.9 | 83.083 | 84.266 | 85.449 | 86.632 | 87.815 | 88.998 | 90.181 | 91.364 | 92.547 | 93.73 | 95.446 | 97.162 | 98.878 | 100.594 | 102.31 | 104.026 | 105.742 | 107.458 | 109.174 | 110.89 | 112.411 | 113.932 | 115.453 | 116.974 | 118.495 | 120.016 | 121.537 | 123.058 | 124.579 | 126.1 | 127.673 | 129.246 | 130.819 | 132.392 | 133.965 | 135.538 | 137.111 | 138.684 | 140.257 | 141.83 | 143.442 | 145.054 | 146.666 | 148.278 | 149.89 | 151.502 | 153.114 | 154.726 | 156.338 | 157.95
PHASE VOLTAGE, FROM THE SECONDARY GENERATOR, UNDER SPECIFIED CONDITIONS: | 28 | acv | 1.43 | 1.859 | 2.288 | 2.717 | 3.146 | 3.575 | 4.004 | 4.433 | 4.862 | 5.291 | 5.72 | 6.383 | 7.046 | 7.709 | 8.372 | 9.035 | 9.698 | 10.361 | 11.024 | 11.687 | 12.35 | 13.195 | 14.04 | 14.885 | 15.73 | 16.575 | 17.42 | 18.265 | 19.11 | 19.955 | 20.8 | 21.827 | 22.854 | 23.881 | 24.908 | 25.935 | 26.962 | 27.989 | 29.016 | 30.043 | 31.07 | 32.214 | 33.358 | 34.502 | 35.646 | 36.79 | 37.934 | 39.078 | 40.222 | 41.366 | 42.51 | 43.745 | 44.98 | 46.215 | 47.45 | 48.685 | 49.92 | 51.155 | 52.39 | 53.625 | 54.86 | 56.082 | 57.304 | 58.526 | 59.748 | 60.97 | 62.192 | 63.414 | 64.636 | 65.858 | 67.08 | 68.562 | 70.044 | 71.526 | 73.008 | 74.49 | 75.972 | 77.454 | 78.936 | 80.418 | 81.9 | 83.083 | 84.266 | 85.449 | 86.632 | 87.815 | 88.998 | 90.181 | 91.364 | 92.547 | 93.73 | 95.446 | 97.162 | 98.878 | 100.594 | 102.31 | 104.026 | 105.742 | 107.458 | 109.174 | 110.89 | 112.411 | 113.932 | 115.453 | 116.974 | 118.495 | 120.016 | 121.537 | 123.058 | 124.579 | 126.1 | 127.673 | 129.246 | 130.819 | 132.392 | 133.965 | 135.538 | 137.111 | 138.684 | 140.257 | 141.83 | 143.442 | 145.054 | 146.666 | 148.278 | 149.89 | 151.502 | 153.114 | 154.726 | 156.338 | 157.95
GENERATORS AMPERAGE: | 29 | A | 8.4594 | 8.4594 | 8.4594 | 8.4594 | 8.4594 | 8.4594 | 8.4594 | 8.4594 | 8.4594 | 8.4594 | 8.4594 | 8.4594 | 8.4594 | 8.4594 | 8.4594 | 8.4594 | 8.4594 | 8.4594 | 8.4594 | 8.4594 | 8.4594 | 8.4594 | 8.4594 | 8.4594 | 8.4594 | 8.4594 | 8.4594 | 8.4594 | 8.4594 | 8.4594 | 8.4594 | 8.4594 | 8.4594 | 8.4594 | 8.4594 | 8.4594 | 8.4594 | 8.4594 | 8.4594 | 8.4594 | 8.4594 | 8.4594 | 8.4594 | 8.4594 | 8.4594 | 8.4594 | 8.4594 | 8.4594 | 8.4594 | 8.4594 | 8.4594 | 8.4594 | 8.4594 | 8.4594 | 8.4594 | 8.4594 | 8.4594 | 8.4594 | 8.4594 | 8.4594 | 8.4594 | 8.4594 | 8.4594 | 8.4594 | 8.4594 | 8.4594 | 8.4594 | 8.4594 | 8.4594 | 8.4594 | 8.4594 | 8.4594 | 8.4594 | 8.4594 | 8.4594 | 8.4594 | 8.4594 | 8.4594 | 8.4594 | 8.4594 | 8.4594 | 8.4594 | 8.4594 | 8.4594 | 8.4594 | 8.4594 | 8.4594 | 8.4594 | 8.4594 | 8.4594 | 8.4594 | 8.4594 | 8.4594 | 8.4594 | 8.4594 | 8.4594 | 8.4594 | 8.4594 | 8.4594 | 8.4594 | 8.4594 | 8.4594 | 8.4594 | 8.4594 | 8.4594 | 8.4594 | 8.4594 | 8.4594 | 8.4594 | 8.4594 | 8.4594 | 8.4594 | 8.4594 | 8.4594 | 8.4594 | 8.4594 | 8.4594 | 8.4594 | 8.4594 | 8.4594 | 8.4594 | 8.4594 | 8.4594 | 8.4594 | 8.4594 | 8.4594 | 8.4594 | 8.4594 | 8.4594 | 8.4594 | 8.4594
CUT IN VOLTAGE: | 30 | acv | 16 | 16 | 16 | 16 | 16 | 16 | 16 | 16 | 16 | 16 | 16 | 16 | 16 | 16 | 16 | 16 | 16 | 16 | 16 | 16 | 16 | 16 | 16 | 16 | 16 | 16 | 16 | 16 | 16 | 16 | 16 | 16 | 16 | 16 | 16 | 16 | 16 | 16 | 16 | 16 | 16 | 16 | 16 | 16 | 16 | 16 | 16 | 16 | 16 | 16 | 16 | 16 | 16 | 16 | 16 | 16 | 16 | 16 | 16 | 16 | 16 | 16 | 16 | 16 | 16 | 16 | 16 | 16 | 16 | 16 | 16 | 16 | 16 | 16 | 16 | 16 | 16 | 16 | 16 | 16 | 16 | 16 | 16 | 16 | 16 | 16 | 16 | 16 | 16 | 16 | 16 | 16 | 16 | 16 | 16 | 16 | 16 | 16 | 16 | 16 | 16 | 16 | 16 | 16 | 16 | 16 | 16 | 16 | 16 | 16 | 16 | 16 | 16 | 16 | 16 | 16 | 16 | 16 | 16 | 16 | 16 | 16 | 16 | 16 | 16 | 16 | 16 | 16 | 16 | 16 | 16
POWER FACTOR: | 31 | cosφ | 0.9851 | 0.9851 | 0.9851 | 0.9851 | 0.9851 | 0.9851 | 0.9851 | 0.9851 | 0.9851 | 0.9851 | 0.9851 | 0.9851 | 0.9851 | 0.9851 | 0.9851 | 0.9851 | 0.9851 | 0.9851 | 0.9851 | 0.9851 | 0.9851 | 0.9851 | 0.9851 | 0.9851 | 0.9851 | 0.9851 | 0.9851 | 0.9851 | 0.9851 | 0.9851 | 0.9851 | 0.9851 | 0.9851 | 0.9851 | 0.9851 | 0.9851 | 0.9851 | 0.9851 | 0.9851 | 0.9851 | 0.9851 | 0.9851 | 0.9851 | 0.9851 | 0.9851 | 0.9851 | 0.9851 | 0.9851 | 0.9851 | 0.9851 | 0.9851 | 0.9851 | 0.9851 | 0.9851 | 0.9851 | 0.9851 | 0.9851 | 0.9851 | 0.9851 | 0.9851 | 0.9851 | 0.9851 | 0.9851 | 0.9851 | 0.9851 | 0.9851 | 0.9851 | 0.9851 | 0.9851 | 0.9851 | 0.9851 | 0.9851 | 0.9851 | 0.9851 | 0.9851 | 0.9851 | 0.9851 | 0.9851 | 0.9851 | 0.9851 | 0.9851 | 0.9851 | 0.9851 | 0.9851 | 0.9851 | 0.9851 | 0.9851 | 0.9851 | 0.9851 | 0.9851 | 0.9851 | 0.9851 | 0.9851 | 0.9851 | 0.9851 | 0.9851 | 0.9851 | 0.9851 | 0.9851 | 0.9851 | 0.9851 | 0.9851 | 0.9851 | 0.9851 | 0.9851 | 0.9851 | 0.9851 | 0.9851 | 0.9851 | 0.9851 | 0.9851 | 0.9851 | 0.9851 | 0.9851 | 0.9851 | 0.9851 | 0.9851 | 0.9851 | 0.9851 | 0.9851 | 0.9851 | 0.9851 | 0.9851 | 0.9851 | 0.9851 | 0.9851 | 0.9851 | 0.9851 | 0.9851 | 0.9851 | 0.9851
NOMINAL GENERATORS OUTPUT TORQUE: | 32 | Nm | 31.8471 | 31.8471 | 31.8471 | 31.8471 | 31.8471 | 31.8471 | 31.8471 | 31.8471 | 31.8471 | 31.8471 | 31.8471 | 31.8471 | 31.8471 | 31.8471 | 31.8471 | 31.8471 | 31.8471 | 31.8471 | 31.8471 | 31.8471 | 31.8471 | 31.8471 | 31.8471 | 31.8471 | 31.8471 | 31.8471 | 31.8471 | 31.8471 | 31.8471 | 31.8471 | 31.8471 | 31.8471 | 31.8471 | 31.8471 | 31.8471 | 31.8471 | 31.8471 | 31.8471 | 31.8471 | 31.8471 | 31.8471 | 31.8471 | 31.8471 | 31.8471 | 31.8471 | 31.8471 | 31.8471 | 31.8471 | 31.8471 | 31.8471 | 31.8471 | 31.8471 | 31.8471 | 31.8471 | 31.8471 | 31.8471 | 31.8471 | 31.8471 | 31.8471 | 31.8471 | 31.8471 | 31.8471 | 31.8471 | 31.8471 | 31.8471 | 31.8471 | 31.8471 | 31.8471 | 31.8471 | 31.8471 | 31.8471 | 31.8471 | 31.8471 | 31.8471 | 31.8471 | 31.8471 | 31.8471 | 31.8471 | 31.8471 | 31.8471 | 31.8471 | 31.8471 | 31.8471 | 31.8471 | 31.8471 | 31.8471 | 31.8471 | 31.8471 | 31.8471 | 31.8471 | 31.8471 | 31.8471 | 31.8471 | 31.8471 | 31.8471 | 31.8471 | 31.8471 | 31.8471 | 31.8471 | 31.8471 | 31.8471 | 31.8471 | 31.8471 | 31.8471 | 31.8471 | 31.8471 | 31.8471 | 31.8471 | 31.8471 | 31.8471 | 31.8471 | 31.8471 | 31.8471 | 31.8471 | 31.8471 | 31.8471 | 31.8471 | 31.8471 | 31.8471 | 31.8471 | 31.8471 | 31.8471 | 31.8471 | 31.8471 | 31.8471 | 31.8471 | 31.8471 | 31.8471 | 31.8471 | 31.8471 | 31.8471
REAL GENERATORS OUTPUT TORQUE, UNDER SPECIFIED CONDITIONS: | 33 | Nm | 0.37951 | 0.49337 | 0.60722 | 0.72107 | 0.83493 | 0.94878 | 1.0626 | 1.1765 | 1.2903 | 1.4042 | 1.518 | 1.694 | 1.87 | 2.0459 | 2.2219 | 2.3978 | 2.5738 | 2.7497 | 2.9257 | 3.1016 | 3.2776 | 3.5019 | 3.7261 | 3.9504 | 4.1746 | 4.3989 | 4.6231 | 4.8474 | 5.0717 | 5.2959 | 5.5202 | 5.7927 | 6.0653 | 6.3378 | 6.6104 | 6.883 | 7.1555 | 7.4281 | 7.7006 | 7.9732 | 8.2458 | 8.5494 | 8.853 | 9.1566 | 9.4602 | 9.7638 | 10.0674 | 10.371 | 10.6746 | 10.9782 | 11.2818 | 11.6096 | 11.9374 | 12.2651 | 12.5929 | 12.9206 | 13.2484 | 13.5762 | 13.9039 | 14.2317 | 14.5594 | 14.8838 | 15.2081 | 15.5324 | 15.8567 | 16.181 | 16.5053 | 16.8296 | 17.1539 | 17.4782 | 17.8025 | 18.1959 | 18.5892 | 18.9825 | 19.3758 | 19.7691 | 20.1624 | 20.5557 | 20.949 | 21.3424 | 21.7357 | 22.0496 | 22.3636 | 22.6775 | 22.9915 | 23.3055 | 23.6194 | 23.9334 | 24.2473 | 24.5613 | 24.8753 | 25.3307 | 25.7861 | 26.2415 | 26.6969 | 27.1523 | 27.6077 | 28.0632 | 28.5186 | 28.974 | 29.4294 | 29.8331 | 30.2367 | 30.6404 | 31.0441 | 31.4477 | 31.8514 | 32.255 | 32.6587 | 33.0624 | 33.466 | 33.8835 | 34.301 | 34.7184 | 35.1359 | 35.5533 | 35.9708 | 36.3883 | 36.8057 | 37.2232 | 37.6407 | 38.0685 | 38.4963 | 38.9241 | 39.3519 | 39.7797 | 40.2075 | 40.6354 | 41.0632 | 41.491 | 41.9188
TORQUE REQUIRED BY THE GENERATORS, UNDER SPECIFIED CONDITIONS: | 34 | Nm | 0.50327 | 0.64775 | 0.79222 | 0.9367 | 1.0812 | 1.2257 | 1.3701 | 1.5146 | 1.6591 | 1.8036 | 1.948 | 2.1565 | 2.3649 | 2.5734 | 2.7818 | 2.9903 | 3.1987 | 3.4072 | 3.6156 | 3.8241 | 4.0325 | 4.2808 | 4.5291 | 4.7774 | 5.0257 | 5.2741 | 5.5224 | 5.7707 | 6.019 | 6.2673 | 6.5156 | 6.8025 | 7.0893 | 7.3762 | 7.6631 | 7.9499 | 8.2368 | 8.5237 | 8.8105 | 9.0974 | 9.3843 | 9.695 | 10.0056 | 10.3163 | 10.627 | 10.9377 | 11.2483 | 11.559 | 11.8697 | 12.1804 | 12.4911 | 12.8236 | 13.1562 | 13.4888 | 13.8214 | 14.154 | 14.4865 | 14.8191 | 15.1517 | 15.4843 | 15.8169 | 16.147 | 16.4772 | 16.8074 | 17.1376 | 17.4678 | 17.7979 | 18.1281 | 18.4583 | 18.7885 | 19.1186 | 19.5223 | 19.926 | 20.3296 | 20.7333 | 21.1369 | 21.5406 | 21.9442 | 22.3479 | 22.7516 | 23.1552 | 23.4796 | 23.804 | 24.1285 | 24.4529 | 24.7773 | 25.1017 | 25.4261 | 25.7505 | 26.075 | 26.3994 | 26.8716 | 27.3439 | 27.8161 | 28.2884 | 28.7606 | 29.2329 | 29.7051 | 30.1774 | 30.6496 | 31.1219 | 31.5407 | 31.9595 | 32.3783 | 32.797 | 33.2158 | 33.6346 | 34.0534 | 34.4722 | 34.891 | 35.3098 | 35.7428 | 36.1759 | 36.609 | 37.042 | 37.4751 | 37.9082 | 38.3412 | 38.7743 | 39.2074 | 39.6404 | 40.0852 | 40.53 | 40.9748 | 41.4196 | 41.8643 | 42.3091 | 42.7539 | 43.1987 | 43.6435 | 44.0883
GENERATORS OUTPUT ENERGY, UNDER SPECIFIED CONDITIONS: | 35 | watt/hour | 11.9167 | 15.4917 | 19.0667 | 22.6417 | 26.2167 | 29.7917 | 33.3667 | 36.9417 | 40.5167 | 44.0917 | 47.6667 | 53.1917 | 58.7167 | 64.2417 | 69.7667 | 75.2917 | 80.8167 | 86.3417 | 91.8667 | 97.3917 | 102.9167 | 109.9583 | 117 | 124.0417 | 131.0833 | 138.125 | 145.1667 | 152.2083 | 159.25 | 166.2917 | 173.3333 | 181.8917 | 190.45 | 199.0083 | 207.5667 | 216.125 | 224.6833 | 233.2417 | 241.8 | 250.3583 | 258.9167 | 268.45 | 277.9833 | 287.5167 | 297.05 | 306.5833 | 316.1167 | 325.65 | 335.1833 | 344.7167 | 354.25 | 364.5417 | 374.8333 | 385.125 | 395.4167 | 405.7083 | 416 | 426.2917 | 436.5833 | 446.875 | 457.1667 | 467.35 | 477.5333 | 487.7167 | 497.9 | 508.0833 | 518.2667 | 528.45 | 538.6333 | 548.8167 | 559 | 571.35 | 583.7 | 596.05 | 608.4 | 620.75 | 633.1 | 645.45 | 657.8 | 670.15 | 682.5 | 692.3583 | 702.2167 | 712.075 | 721.9333 | 731.7917 | 741.65 | 751.5083 | 761.3667 | 771.225 | 781.0833 | 795.3833 | 809.6833 | 823.9833 | 838.2833 | 852.5833 | 866.8833 | 881.1833 | 895.4833 | 909.7833 | 924.0833 | 936.7583 | 949.4333 | 962.1083 | 974.7833 | 987.4583 | 1000.1333 | 1012.8083 | 1025.4833 | 1038.1583 | 1050.8333 | 1063.9417 | 1077.05 | 1090.1583 | 1103.2667 | 1116.375 | 1129.4833 | 1142.5917 | 1155.7 | 1168.8083 | 1181.9167 | 1195.35 | 1208.7833 | 1222.2167 | 1235.65 | 1249.0833 | 1262.5167 | 1275.95 | 1289.3833 | 1302.8167 | 1316.25
POWER PRODUCED BY WIND TURBINE, BASED ON ALBERT BETZ FORMULA: το πολύ 59,3% αυτού του αριθμού | 36 | watt | 3.947 | 6.7099 | 9.4727 | 12.2356 | 14.9985 | 17.7614 | 20.5243 | 23.2871 | 26.05 | 28.8129 | 31.5758 | 39.075 | 46.5743 | 54.0735 | 61.5728 | 69.072 | 76.5712 | 84.0705 | 91.5697 | 99.069 | 106.5682 | 121.172 | 135.7758 | 150.3796 | 164.9834 | 179.5872 | 194.191 | 208.7948 | 223.3986 | 238.0024 | 252.6062 | 276.6827 | 300.7592 | 324.8358 | 348.9123 | 372.9888 | 397.0653 | 421.1419 | 445.2184 | 469.2949 | 493.3714 | 529.2889 | 565.2063 | 601.1238 | 637.0412 | 672.9587 | 708.8761 | 744.7935 | 780.711 | 816.6284 | 852.5459 | 902.6724 | 952.7989 | 1002.9255 | 1053.052 | 1103.1786 | 1153.3051 | 1203.4316 | 1253.5582 | 1303.6847 | 1353.8113 | 1420.5151 | 1487.2189 | 1553.9227 | 1620.6265 | 1687.3304 | 1754.0342 | 1820.738 | 1887.4418 | 1954.1456 | 2020.8495 | 2106.4987 | 2192.148 | 2277.7973 | 2363.4466 | 2449.0959 | 2534.7452 | 2620.3944 | 2706.0437 | 2791.693 | 2877.3423 | 2984.3052 | 3091.2682 | 3198.2311 | 3305.194 | 3412.1569 | 3519.1199 | 3626.0828 | 3733.0457 | 3840.0087 | 3946.9716 | 4077.6164 | 4208.2611 | 4338.9059 | 4469.5506 | 4600.1954 | 4730.8402 | 4861.4849 | 4992.1297 | 5122.7744 | 5253.4192 | 5410.114 | 5566.8087 | 5723.5035 | 5880.1983 | 6036.8931 | 6193.5878 | 6350.2826 | 6506.9774 | 6663.6722 | 6820.3669 | 7005.4799 | 7190.5929 | 7375.7058 | 7560.8188 | 7745.9318 | 7931.0447 | 8116.1577 | 8301.2707 | 8486.3836 | 8671.4966 | 8887.396 | 9103.2953 | 9319.1946 | 9535.094 | 9750.9933 | 9966.8927 | 10182.792 | 10398.6914 | 10614.5907 | 10830.4901
AERODYNAMIC FACTOR: | 37 | % | 5.1251 | 5.5463 | 5.9674 | 6.3886 | 6.8097 | 7.2309 | 7.6521 | 8.0732 | 8.4944 | 8.9155 | 9.3367 | 9.626 | 9.9154 | 10.2047 | 10.4941 | 10.7834 | 11.0728 | 11.3622 | 11.6515 | 11.9409 | 12.2302 | 12.4213 | 12.6123 | 12.8034 | 12.9944 | 13.1855 | 13.3765 | 13.5676 | 13.7586 | 13.9497 | 14.1407 | 14.2772 | 14.4138 | 14.5503 | 14.6868 | 14.8234 | 14.9599 | 15.0964 | 15.2329 | 15.3695 | 15.506 | 15.5907 | 15.6755 | 15.7602 | 15.8449 | 15.9296 | 16.0144 | 16.0991 | 16.1838 | 16.2686 | 16.3533 | 16.4019 | 16.4504 | 16.499 | 16.5476 | 16.5961 | 16.6447 | 16.6933 | 16.7419 | 16.7904 | 16.839 | 16.8175 | 16.7959 | 16.7744 | 16.7529 | 16.7314 | 16.7098 | 16.6883 | 16.6668 | 16.6452 | 16.6237 | 16.6861 | 16.7485 | 16.8109 | 16.8733 | 16.9358 | 16.9982 | 17.0606 | 17.123 | 17.1854 | 17.2478 | 17.1653 | 17.0828 | 17.0002 | 16.9177 | 16.8352 | 16.7527 | 16.6702 | 16.5876 | 16.5051 | 16.4226 | 16.5004 | 16.5782 | 16.656 | 16.7339 | 16.8117 | 16.8895 | 16.9673 | 17.0451 | 17.1229 | 17.2007 | 17.1907 | 17.1807 | 17.1707 | 17.1606 | 17.1506 | 17.1406 | 17.1306 | 17.1205 | 17.1105 | 17.1005 | 17.0881 | 17.0758 | 17.0634 | 17.0511 | 17.0387 | 17.0264 | 17.014 | 17.0017 | 16.9893 | 16.977 | 16.9626 | 16.9481 | 16.9337 | 16.9193 | 16.9048 | 16.8904 | 16.876 | 16.8615 | 16.8471 | 16.8327
6.4178 | Εμβαδόν
|  |  | y = 0,0337799999999999x2 - 0,725899999999999x + 3,903 | [10 empty] | y = 0,00000000000000235429x6 - 0,00000000000039203973x5 - 0,00000000358194903294x4 + 0,00000343364257756904x3 - 0,00135193806691619000x2 + 0,25803271245940800000x + 74,50366578911580000000
WIND SPEED m/s
| 1 |  | 1: συναρτηση με; 1.3: "Power shaft"; 1.4: "Power shaft"; 1.5: "Power shaft"; 1.9: Electric; 2: συναρτηση; 2.2: Power; 2.3: Torque
|  |  | βαση τις στροφές |  |  | rotation speed | torque | power |  |  |  | energy | Torque |  | supply | supply
|  | Turbine | 1: Turbine; 1.1: Turbine; 1.2: Turbine; 1.3: after; 1.4: after; 1.5: after; 1.6: Generators; 1.7: Generators; 1.8: Generators; 1.9: from; 2: output from; 2.1: συνάρτηση; 2.2: to; 2.3: to; 2.4: Rest of; 2.5: Rest of
|  | speed | 1: torque; 1.1: power; 1.2: power; 1.3: transmission; 1.4: transmission; 1.5: transmission; 1.6: speed; 1.7: voltage; 1.8: current; 1.9: generator; 2: generator; 2.1: Efficiency; 2.2: generator; 2.3: generator; 2.4: power; 2.5: torque
|  | rpm | 1: Nm; 1.1: watt; 1.2: Hp; 1.3: rpm; 1.4: Nm; 1.5: watt; 1.6: rpm; 1.7: acv; 1.8: ampere; 1.9: watt/hour; 2: Nm; 2.1: %; 2.2: watt; 2.3: Nm; 2.4: watt; 2.5: Nm; 4.4: WIND SPEED m/s; 5.4: WIND SPEED m/s; 6.4: WIND SPEED m/s; 7.4: WIND SPEED m/s; 8.4: WIND SPEED m/s; 9.4: WIND SPEED m/s; 10.4: WIND SPEED m/s; 11.4: WIND SPEED m/s
| 1 | 2 | 1: 3; 1.1: 4; 1.2: 5; 1.3: 6; 1.4: 7; 1.5: 8; 1.6: 9; 1.7: 10; 1.8: 11; 1.9: 12; 2: 13; 2.1: 14; 2.2: 15; 2.3: 16; 4.4: 3; 5.4: 4; 6.4: 5; 7.4: 6; 8.4: 7; 9.4: 8; 10.4: 9; 11.4: 10
66 to 2066 | 1 | 0 | 1: 3.903; 1.1: 0; 1.2: 0; 1.3: 0; 1.4: 0.60046; 1.5: 0; 1.6: 0; 1.7: 0; 1.8: 0; 1.9: 0; 2: 0; 2.1: 74.5037; 2.2: 0; 2.3: 0; 2.4: 0; 2.5: 0.60046; 4.8: Power; 4.9: Power; 5.1: Power; 5.8: Power; 5.9: Power; 6.1: Power; 6.8: Power; 6.9: Power; 7.1: Power; 7.8: Power; 7.9: Power; 8.1: Power; 8.8: Power; 8.9: Power; 9.1: Power; 9.8: Power; 9.9: Power; 10.1: Power; 10.8: Power; 10.9: Power; 11.1: Power; 11.8: Power; 11.9: Power; 12.1: Power
| 1 | 0.05 | 1: 3.8668; 1.1: 0.020236; 1.2: 2.7137e-05; 1.3: 0.325; 1.4: 0.59489; 1.5: 0.020236; 1.6: 0.325; 1.7: 0.13; 1.8: 8.4594; 1.9: 1.0833; 2: 0.034501; 2.1: 74.5874; 2.2: 0.0015735; 2.3: 0.046256; 2.4: 0.018663; 2.5: 0.54863; 4.7: Turbine power; 4.9: supply; 5: supply; 5.2: supply; 5.7: Turbine power; 5.9: supply; 6: supply; 6.2: supply; 6.7: Turbine power; 6.9: supply; 7: supply; 7.2: supply; 7.7: Turbine power; 7.9: supply; 8: supply; 8.2: supply; 8.7: Turbine power; 8.9: supply; 9: supply; 9.2: supply; 9.7: Turbine power; 9.9: supply; 10: supply; 10.2: supply; 10.7: Turbine power; 10.9: supply; 11: supply; 11.2: supply; 11.7: Turbine power; 11.9: supply; 12: supply; 12.2: supply
| 1 | 0.1 | 1: 3.8307; 1.1: 0.040095; 1.2: 5.3768e-05; 1.3: 0.65; 1.4: 0.58935; 1.5: 0.040095; 1.6: 0.65; 1.7: 0.26; 1.8: 8.4594; 1.9: 2.1667; 2: 0.069002; 2.1: 74.6708; 2.2: 0.0062869; 2.3: 0.092408; 2.4: 0.033808; 2.5: 0.49694; 4.7: after; 4.8: Generator; 4.9: from; 5: from; 5.2: to; 5.3: Rest of; 5.7: after; 5.8: Generator; 5.9: from; 6: from; 6.2: to; 6.3: Rest of; 6.7: after; 6.8: Generator; 6.9: from; 7: from; 7.2: to; 7.3: Rest of; 7.7: after; 7.8: Generator; 7.9: from; 8: from; 8.2: to; 8.3: Rest of; 8.7: after; 8.8: Generator; 8.9: from; 9: from; 9.2: to; 9.3: Rest of; 9.7: after; 9.8: Generator; 9.9: from; 10: from; 10.2: to; 10.3: Rest of; 10.7: after; 10.8: Generator; 10.9: from; 11: from; 11.2: to; 11.3: Rest of; 11.7: after; 11.8: Generator; 11.9: from; 12: from; 12.2: to; 12.3: Rest of
| 1 | 0.15 | 3.7949 | 0.05958 | 7.9897e-05 | 0.975 | 0.58383 | 0.05958 | 0.975 | 0.39 | 8.4594 | 3.25 | 0.1035 | 74.754 | 0.01413 | 0.13846 | 0.04545 | 0.44537 | [19 empty] | Turbine speed | Turbine power | transmission | speed | generator | generator | Efficiency | generator | energy |  | Turbine speed | Turbine power | transmission | speed | generator | generator | Efficiency | generator | energy |  | Turbine speed | Turbine power | transmission | speed | generator | generator | Efficiensy | generator | energy |  | Turbine speed | Turbine power | transmission | speed | generator | generator | Efficiensy | generator | energy |  | Turbine speed | Turbine power | transmission | speed | generator | generator | Efficiensy | generator | energy |  | Turbine speed | Turbine power | transmission | speed | generator | generator | Efficiensy | generator | energy |  | Turbine speed | Turbine power | transmission | speed | generator | generator | Efficiensy | generator | energy |  | Turbine speed | Turbine power | transmission | speed | generator | generator | Efficiensy | generator | energy
| 1 | 0.2 | 3.7592 | 0.078692 | 0.00010553 | 1.3 | 0.57833 | 0.078692 | 1.3 | 0.52 | 8.4594 | 4.3333 | 0.138 | 74.8368 | 0.025092 | 0.18441 | 0.0536 | 0.39393 | [19 empty] | rpm | Nm | Nm | rpm | watt | Nm | % | Nm | Nm |  | rpm | Nm | Nm | rpm | watt | Nm | % | Nm | Nm |  | rpm | Nm | Nm | rpm | watt | Nm | % | Nm | Nm |  | rpm | Nm | Nm | rpm | watt | Nm | % | Nm | Nm |  | rpm | Nm | Nm | rpm | watt | Nm | % | Nm | Nm |  | rpm | Nm | Nm | rpm | watt | Nm | % | Nm | Nm |  | rpm | Nm | Nm | rpm | watt | Nm | % | Nm | Nm |  | rpm | Nm | Nm | rpm | watt | Nm | % | Nm | Nm
| 1 | 0.25 | 1: 3.7236; 1.1: 0.097435; 1.2: 0.00013066; 1.3: 1.625; 1.4: 0.57287; 1.5: 0.097435; 1.6: 1.625; 1.7: 0.65; 1.8: 8.4594; 1.9: 5.4167; 2: 0.17251; 2.1: 74.9194; 2.2: 0.039162; 2.3: 0.23025; 2.4: 0.058273; 2.5: 0.34261
| 1 | 0.3 | 3.6883 | 0.11581 | 0.00015531 | 1.95 | 0.56743 | 0.11581 | 1.95 | 0.78 | 8.4594 | 6.5 | 0.20701 | 75.0017 | 0.056332 | 0.276 | 0.05948 | 0.29142 | [11 empty] | 1 | [7 empty] | 0 | 370.5633 | 57.0097 | 0 | 0 | 0 | 78.2622 | 0 | 57.0097 | 1 | 0 | 611.8082 | 94.1243 | 0 | 0 | 0 | 78.5975 | 0 | 94.1243 | 1 | 0 | 958.0411 | 147.3909 | 0 | 0 | 0 | 78.9327 | 0 | 147.3909 | 1 | 0 | 1385.2783 | 213.1197 | 0 | 0 | 0 | 79.268 | 0 | 213.1197 | 1 | 0 | 1890.6475 | 290.8688 | 0 | 0 | 0 | 79.6032 | 0 | 290.8688 | 2 | 0 | 2470.1189 | 380.0183 | 0 | 0 | 0 | 79.9385 | 0 | 380.0183 | 2 | 0 | 3124.7006 | 480.7232 | 0 | 0 | 0 | 80.2737 | 0 | 480.7232 | 2 | 0 | 3868.4497 | 595.1461 | 0 | 0 | 0 | 80.609 | 0 | 595.1461
| 1 | 0.35 | 3.6531 | 0.13382 | 0.00017946 | 2.275 | 0.56201 | 0.13382 | 2.275 | 0.91 | 8.4594 | 7.5833 | 0.24151 | 75.0837 | 0.07659 | 0.32165 | 0.057234 | 0.24036 | [11 empty] | 1 | [7 empty] | 0.05 | 368.7242 | 56.7268 | 0.325 | 1.0833 | 0.034501 | #REF! | #REF! | #REF! | #REF! | 0.05 | 609.3579 | 93.7474 | 0.325 | 1.0833 | 0.034501 | #REF! | #REF! | #REF! | #REF! | 0.05 | 954.7467 | 146.8841 | 0.325 | 1.0833 | 0.034501 | #REF! | #REF! | #REF! | #REF! | 0.05 | 1381.0894 | 212.4753 | 0.325 | 1.0833 | 0.034501 | #REF! | #REF! | #REF! | #REF! | 0.05 | 1885.5069 | 290.078 | 0.325 | 1.0833 | 0.034501 | #REF! | #REF! | #REF! | 2 | 0.05 | 2464.4206 | 379.1416 | 0.325 | 1.0833 | 0.034501 | #REF! | #REF! | #REF! | 2 | 0.05 | 3118.5175 | 479.7719 | 0.325 | 1.0833 | 0.034501 | #REF! | #REF! | #REF! | 2 | 0.05 | 3861.6176 | 594.095 | 0.325 | 1.0833 | 0.034501 | #REF! | #REF! | #REF!
| 1 | 0.4 | 3.618 | 0.15148 | 0.00020313 | 2.6 | 0.55662 | 0.15148 | 2.6 | 1.04 | 8.4594 | 8.6667 | 0.27601 | 75.1655 | 0.099928 | 0.3672 | 0.051548 | 0.18942 | [11 empty] | 1 | [7 empty] | 0.1 | 366.8898 | 56.4446 | 0.65 | 2.1667 | 0.069002 | #REF! | #REF! | #REF! | #REF! | 0.1 | 606.9153 | 93.3716 | 0.65 | 2.1667 | 0.069002 | #REF! | #REF! | #REF! | #REF! | 0.1 | 951.4649 | 146.3792 | 0.65 | 2.1667 | 0.069002 | #REF! | #REF! | #REF! | #REF! | 0.1 | 1376.919 | 211.8337 | 0.65 | 2.1667 | 0.069002 | #REF! | #REF! | #REF! | #REF! | 0.1 | 1880.3921 | 289.2911 | 0.65 | 2.1667 | 0.069002 | #REF! | #REF! | #REF! | 2 | 0.1 | 2458.7473 | 378.2688 | 0.65 | 2.1667 | 0.069002 | #REF! | #REF! | #REF! | 2 | 0.1 | 3112.3581 | 478.8243 | 0.65 | 2.1667 | 0.069002 | #REF! | #REF! | #REF! | 2 | 0.1 | 3854.8093 | 593.0476 | 0.65 | 2.1667 | 0.069002 | #REF! | #REF! | #REF!
| 1 | 0.45 | 3.5832 | 0.16877 | 0.00022632 | 2.925 | 0.55126 | 0.16877 | 2.925 | 1.17 | 8.4594 | 9.75 | 0.31051 | 75.2469 | 0.12633 | 0.41265 | 0.042434 | 0.13861 | [11 empty] | 1 | [7 empty] | 0.15 | 365.0602 | 56.1631 | 0.975 | 3.25 | 0.1035 | #REF! | #REF! | #REF! | #REF! | 0.15 | 604.4805 | 92.997 | 0.975 | 3.25 | 0.1035 | #REF! | #REF! | #REF! | #REF! | 0.15 | 948.1956 | 145.8762 | 0.975 | 3.25 | 0.1035 | #REF! | #REF! | #REF! | #REF! | 0.15 | 1372.7669 | 211.1949 | 0.975 | 3.25 | 0.1035 | #REF! | #REF! | #REF! | #REF! | 0.15 | 1875.3029 | 288.5081 | 0.975 | 3.25 | 0.1035 | #REF! | #REF! | #REF! | 2 | 0.15 | 2453.0989 | 377.3998 | 0.975 | 3.25 | 0.1035 | #REF! | #REF! | #REF! | 2 | 0.15 | 3106.2222 | 477.8803 | 0.975 | 3.25 | 0.1035 | #REF! | #REF! | #REF! | 2 | 0.15 | 3848.0249 | 592.0038 | 0.975 | 3.25 | 0.1035 | #REF! | #REF! | #REF!
| 1 | 0.5 | 3.5485 | 0.1857 | 0.00024903 | 3.25 | 0.54592 | 0.1857 | 3.25 | 1.3 | 8.4594 | 10.8333 | 0.34501 | 75.3281 | 0.1558 | 0.45801 | 0.029905 | 0.087912 | [11 empty] | 1 | [7 empty] | 0.2 | 363.2353 | 55.8824 | 1.3 | 4.3333 | 0.138 | #REF! | #REF! | #REF! | #REF! | 0.2 | 602.0534 | 92.6236 | 1.3 | 4.3333 | 0.138 | #REF! | #REF! | #REF! | #REF! | 0.2 | 944.9388 | 145.3752 | 1.3 | 4.3333 | 0.138 | #REF! | #REF! | #REF! | #REF! | 0.2 | 1368.6331 | 210.5589 | 1.3 | 4.3333 | 0.138 | #REF! | #REF! | #REF! | #REF! | 0.2 | 1870.2392 | 287.7291 | 1.3 | 4.3333 | 0.138 | #REF! | #REF! | #REF! | 2 | 0.2 | 2447.4752 | 376.5347 | 1.3 | 4.3333 | 0.138 | #REF! | #REF! | #REF! | 2 | 0.2 | 3100.1097 | 476.94 | 1.3 | 4.3333 | 0.138 | #REF! | #REF! | #REF! | 2 | 0.2 | 3841.2642 | 590.9637 | 1.3 | 4.3333 | 0.138 | #REF! | #REF! | #REF!
| 2 | 0.55 | 3.514 | 0.20229 | 0.00027127 | 3.575 | 0.54061 | 0.20229 | 3.575 | 1.43 | 8.4594 | 11.9167 | 0.37951 | 75.409 | 0.18832 | 0.50327 | 0.013972 | 0.03734 | [11 empty] | 1 | [7 empty] | 0.25 | 361.4152 | 55.6023 | 1.625 | 5.4167 | 0.17251 | #REF! | #REF! | #REF! | #REF! | 0.25 | 599.6341 | 92.2514 | 1.625 | 5.4167 | 0.17251 | #REF! | #REF! | #REF! | #REF! | 0.25 | 941.6944 | 144.8761 | 1.625 | 5.4167 | 0.17251 | #REF! | #REF! | #REF! | #REF! | 0.25 | 1364.5175 | 209.9258 | 1.625 | 5.4167 | 0.17251 | #REF! | #REF! | #REF! | #REF! | 0.25 | 1865.2008 | 286.954 | 1.625 | 5.4167 | 0.17251 | #REF! | #REF! | #REF! | 2 | 0.25 | 2441.8762 | 375.6733 | 1.625 | 5.4167 | 0.17251 | #REF! | #REF! | #REF! | 2 | 0.25 | 3094.0206 | 476.0032 | 1.625 | 5.4167 | 0.17251 | #REF! | #REF! | #REF! | 2 | 0.25 | 3834.5271 | 589.9272 | 1.625 | 5.4167 | 0.17251 | #REF! | #REF! | #REF!
| 2 | 0.6 | 3.4796 | 0.21852 | 0.00029304 | 3.9 | 0.53533 | 0.21852 | 3.9 | 1.56 | 8.4594 | 13 | 0.41401 | 75.4896 | 0.22387 | 0.54844 | -0.0053516 | -0.01311 | [11 empty] | 1 | [7 empty] | 0.3 | 359.5998 | 55.3231 | 1.95 | 6.5 | 0.20701 | #REF! | #REF! | #REF! | #REF! | 0.3 | 597.2225 | 91.8804 | 1.95 | 6.5 | 0.20701 | #REF! | #REF! | #REF! | #REF! | 0.3 | 938.4624 | 144.3788 | 1.95 | 6.5 | 0.20701 | #REF! | #REF! | #REF! | #REF! | 0.3 | 1360.42 | 209.2954 | 1.95 | 6.5 | 0.20701 | #REF! | #REF! | #REF! | #REF! | 0.3 | 1860.1875 | 286.1827 | 1.95 | 6.5 | 0.20701 | #REF! | #REF! | #REF! | 2 | 0.3 | 2436.3016 | 374.8156 | 1.95 | 6.5 | 0.20701 | #REF! | #REF! | #REF! | 2 | 0.3 | 3087.9546 | 475.0699 | 1.95 | 6.5 | 0.20701 | #REF! | #REF! | #REF! | 2 | 0.3 | 3827.8134 | 588.8944 | 1.95 | 6.5 | 0.20701 | #REF! | #REF! | #REF!
| 2 | 0.65 | 3.4454 | 0.2344 | 0.00031434 | 4.225 | 0.53007 | 0.2344 | 4.225 | 1.69 | 8.4594 | 14.0833 | 0.44851 | 75.57 | 0.26246 | 0.59351 | -0.028055 | -0.063441 | [11 empty] | 1 | [7 empty] | 0.35 | 357.7892 | 55.0445 | 2.275 | 7.5833 | 0.24151 | #REF! | #REF! | #REF! | #REF! | 0.35 | 594.8186 | 91.5106 | 2.275 | 7.5833 | 0.24151 | #REF! | #REF! | #REF! | #REF! | 0.35 | 935.2427 | 143.8835 | 2.275 | 7.5833 | 0.24151 | #REF! | #REF! | #REF! | #REF! | 0.35 | 1356.3405 | 208.6678 | 2.275 | 7.5833 | 0.24151 | #REF! | #REF! | #REF! | #REF! | 0.35 | 1855.1993 | 285.4153 | 2.275 | 7.5833 | 0.24151 | #REF! | #REF! | #REF! | 2 | 0.35 | 2430.7514 | 373.9618 | 2.275 | 7.5833 | 0.24151 | #REF! | #REF! | #REF! | 2 | 0.35 | 3081.9117 | 474.1403 | 2.275 | 7.5833 | 0.24151 | #REF! | #REF! | #REF! | 2 | 0.35 | 3821.1231 | 587.8651 | 2.275 | 7.5833 | 0.24151 | #REF! | #REF! | #REF!
| 2 | 0.7 | 3.4114 | 0.24994 | 0.00033518 | 4.55 | 0.52483 | 0.24994 | 4.55 | 1.82 | 8.4594 | 15.1667 | 0.48301 | 75.65 | 0.30407 | 0.63849 | -0.054125 | -0.11365 | [11 empty] | 1 | [7 empty] | 0.4 | 355.9833 | 54.7667 | 2.6 | 8.6667 | 0.27601 | #REF! | #REF! | #REF! | #REF! | 0.4 | 592.4224 | 91.1419 | 2.6 | 8.6667 | 0.27601 | #REF! | #REF! | #REF! | #REF! | 0.4 | 932.0354 | 143.3901 | 2.6 | 8.6667 | 0.27601 | #REF! | #REF! | #REF! | #REF! | 0.4 | 1352.279 | 208.0429 | 2.6 | 8.6667 | 0.27601 | #REF! | #REF! | #REF! | #REF! | 0.4 | 1850.2358 | 284.6517 | 2.6 | 8.6667 | 0.27601 | #REF! | #REF! | #REF! | 2 | 0.4 | 2425.2254 | 373.1116 | 2.6 | 8.6667 | 0.27601 | #REF! | #REF! | #REF! | 2 | 0.4 | 3075.8918 | 473.2141 | 2.6 | 8.6667 | 0.27601 | #REF! | #REF! | #REF! | 2 | 0.4 | 3814.4561 | 586.8394 | 2.6 | 8.6667 | 0.27601 | #REF! | #REF! | #REF!
| 2 | 0.75 | 3.3776 | 0.26514 | 0.00035556 | 4.875 | 0.51963 | 0.26514 | 4.875 | 1.95 | 8.4594 | 16.25 | 0.51752 | 75.7298 | 0.34869 | 0.68337 | -0.08355 | -0.16374 | [11 empty] | 1 | [7 empty] | 0.45 | 354.1822 | 54.4896 | 2.925 | 9.75 | 0.31051 | #REF! | #REF! | #REF! | #REF! | 0.45 | 590.0339 | 90.7744 | 2.925 | 9.75 | 0.31051 | #REF! | #REF! | #REF! | #REF! | 0.45 | 928.8402 | 142.8985 | 2.925 | 9.75 | 0.31051 | #REF! | #REF! | #REF! | #REF! | 0.45 | 1348.2352 | 207.4208 | 2.925 | 9.75 | 0.31051 | #REF! | #REF! | #REF! | #REF! | 0.45 | 1845.297 | 283.8918 | 2.925 | 9.75 | 0.31051 | #REF! | #REF! | #REF! | 2 | 0.45 | 2419.7235 | 372.2651 | 2.925 | 9.75 | 0.31051 | #REF! | #REF! | #REF! | 2 | 0.45 | 3069.8948 | 472.2915 | 2.925 | 9.75 | 0.31051 | #REF! | #REF! | #REF! | 2 | 0.45 | 3807.8122 | 585.8173 | 2.925 | 9.75 | 0.31051 | #REF! | #REF! | #REF!
| 2 | 0.8 | 3.3439 | 0.28 | 0.00037548 | 5.2 | 0.51445 | 0.28 | 5.2 | 2.08 | 8.4594 | 17.3333 | 0.55202 | 75.8094 | 0.39632 | 0.72816 | -0.11632 | -0.21372 | [11 empty] | 1 | [7 empty] | 0.5 | 352.3857 | 54.2132 | 3.25 | 10.8333 | 0.34501 | #REF! | #REF! | #REF! | #REF! | 0.5 | 587.6531 | 90.4082 | 3.25 | 10.8333 | 0.34501 | #REF! | #REF! | #REF! | #REF! | 0.5 | 925.6573 | 142.4088 | 3.25 | 10.8333 | 0.34501 | #REF! | #REF! | #REF! | #REF! | 0.5 | 1344.2092 | 206.8014 | 3.25 | 10.8333 | 0.34501 | #REF! | #REF! | #REF! | #REF! | 0.5 | 1840.3827 | 283.1358 | 3.25 | 10.8333 | 0.34501 | #REF! | #REF! | #REF! | 2 | 0.5 | 2414.2454 | 371.4224 | 3.25 | 10.8333 | 0.34501 | #REF! | #REF! | #REF! | 2 | 0.5 | 3063.9204 | 471.3724 | 3.25 | 10.8333 | 0.34501 | #REF! | #REF! | #REF! | 2 | 0.5 | 3801.1914 | 584.7987 | 3.25 | 10.8333 | 0.34501 | #REF! | #REF! | #REF!
| 2 | 0.85 | 3.3104 | 0.29451 | 0.00039495 | 5.525 | 0.50929 | 0.29451 | 5.525 | 2.21 | 8.4594 | 18.4167 | 0.58652 | 75.8886 | 0.44694 | 0.77287 | -0.15242 | -0.26358 | [11 empty] | 1 | [7 empty] | 0.55 | 350.5941 | 53.9376 | 3.575 | 11.9167 | 0.37951 | #REF! | #REF! | #REF! | #REF! | 0.55 | 585.2799 | 90.0431 | 3.575 | 11.9167 | 0.37951 | #REF! | #REF! | #REF! | #REF! | 0.55 | 922.4866 | 141.921 | 3.575 | 11.9167 | 0.37951 | #REF! | #REF! | #REF! | #REF! | 0.55 | 1340.2008 | 206.1847 | 3.575 | 11.9167 | 0.37951 | #REF! | #REF! | #REF! | #REF! | 0.55 | 1835.4928 | 282.3835 | 3.575 | 11.9167 | 0.37951 | #REF! | #REF! | #REF! | 2 | 0.55 | 2408.7912 | 370.5833 | 3.575 | 11.9167 | 0.37951 | #REF! | #REF! | #REF! | 2 | 0.55 | 3057.9687 | 470.4567 | 3.575 | 11.9167 | 0.37951 | #REF! | #REF! | #REF! | 2 | 0.55 | 3794.5936 | 583.7836 | 3.575 | 11.9167 | 0.37951 | #REF! | #REF! | #REF!
| 2 | 0.9 | 3.2771 | 0.3087 | 0.00041397 | 5.85 | 0.50416 | 0.3087 | 5.85 | 2.34 | 8.4594 | 19.5 | 0.62102 | 75.9676 | 0.50054 | 0.81748 | -0.19184 | -0.31332 | [11 empty] | 1 | [7 empty] | 0.6 | 348.8072 | 53.6626 | 3.9 | 13 | 0.41401 | #REF! | #REF! | #REF! | #REF! | 0.6 | 582.9144 | 89.6791 | 3.9 | 13 | 0.41401 | #REF! | #REF! | #REF! | #REF! | 0.6 | 919.3279 | 141.4351 | 3.9 | 13 | 0.41401 | #REF! | #REF! | #REF! | #REF! | 0.6 | 1336.21 | 205.5708 | 3.9 | 13 | 0.41401 | #REF! | #REF! | #REF! | #REF! | 0.6 | 1830.6271 | 281.6349 | 3.9 | 13 | 0.41401 | #REF! | #REF! | #REF! | 2 | 0.6 | 2403.3607 | 369.7478 | 3.9 | 13 | 0.41401 | #REF! | #REF! | #REF! | 2 | 0.6 | 3052.0395 | 469.5445 | 3.9 | 13 | 0.41401 | #REF! | #REF! | #REF! | 2 | 0.6 | 3788.0185 | 582.7721 | 3.9 | 13 | 0.41401 | #REF! | #REF! | #REF!
| 2 | 0.95 | 3.2439 | 0.32255 | 0.00043255 | 6.175 | 0.49906 | 0.32255 | 6.175 | 2.47 | 8.4594 | 20.5833 | 0.65552 | 76.0463 | 0.55713 | 0.862 | -0.23458 | -0.36294 | [11 empty] | 1 | [7 empty] | 0.65 | 347.025 | 53.3885 | 4.225 | 14.0833 | 0.44851 | #REF! | #REF! | #REF! | #REF! | 0.65 | 580.5564 | 89.3164 | 4.225 | 14.0833 | 0.44851 | #REF! | #REF! | #REF! | #REF! | 0.65 | 916.1814 | 140.951 | 4.225 | 14.0833 | 0.44851 | #REF! | #REF! | #REF! | #REF! | 0.65 | 1332.2366 | 204.9595 | 4.225 | 14.0833 | 0.44851 | #REF! | #REF! | #REF! | #REF! | 0.65 | 1825.7854 | 280.8901 | 4.225 | 14.0833 | 0.44851 | #REF! | #REF! | #REF! | 2 | 0.65 | 2397.9536 | 368.9159 | 4.225 | 14.0833 | 0.44851 | #REF! | #REF! | #REF! | 2 | 0.65 | 3046.1327 | 468.6358 | 4.225 | 14.0833 | 0.44851 | #REF! | #REF! | #REF! | 2 | 0.65 | 3781.4663 | 581.764 | 4.225 | 14.0833 | 0.44851 | #REF! | #REF! | #REF!
| 2 | 1 | 3.2109 | 0.33607 | 0.00045068 | 6.5 | 0.49398 | 0.33607 | 6.5 | 2.6 | 8.4594 | 21.6667 | 0.69002 | 76.1247 | 0.61668 | 0.90644 | -0.28061 | -0.41245 | [11 empty] | 1 | [7 empty] | 0.7 | 345.2476 | 53.115 | 4.55 | 15.1667 | 0.48301 | #REF! | #REF! | #REF! | #REF! | 0.7 | 578.2061 | 88.9548 | 4.55 | 15.1667 | 0.48301 | #REF! | #REF! | #REF! | #REF! | 0.7 | 913.0468 | 140.4687 | 4.55 | 15.1667 | 0.48301 | #REF! | #REF! | #REF! | #REF! | 0.7 | 1328.2806 | 204.3509 | 4.55 | 15.1667 | 0.48301 | #REF! | #REF! | #REF! | #REF! | 0.7 | 1820.9676 | 280.1489 | 4.55 | 15.1667 | 0.48301 | #REF! | #REF! | #REF! | 2 | 0.7 | 2392.57 | 368.0877 | 4.55 | 15.1667 | 0.48301 | #REF! | #REF! | #REF! | 2 | 0.7 | 3040.2481 | 467.7305 | 4.55 | 15.1667 | 0.48301 | #REF! | #REF! | #REF! | 2 | 0.7 | 3774.9366 | 580.7595 | 4.55 | 15.1667 | 0.48301 | #REF! | #REF! | #REF!
| 2 | 1.05 | 3.178 | 0.34927 | 0.00046838 | 6.825 | 0.48893 | 0.34927 | 6.825 | 2.73 | 8.4594 | 22.75 | 0.72452 | 76.2028 | 0.67919 | 0.95078 | -0.32992 | -0.46185 | [11 empty] | 1 | [7 empty] | 0.75 | 343.4749 | 52.8423 | 4.875 | 16.25 | 0.51752 | #REF! | #REF! | #REF! | #REF! | 0.75 | 575.8634 | 88.5944 | 4.875 | 16.25 | 0.51752 | #REF! | #REF! | #REF! | #REF! | 0.75 | 909.9242 | 139.9883 | 4.875 | 16.25 | 0.51752 | #REF! | #REF! | #REF! | #REF! | 0.75 | 1324.3418 | 203.7449 | 4.875 | 16.25 | 0.51752 | #REF! | #REF! | #REF! | #REF! | 0.75 | 1816.1736 | 279.4113 | 4.875 | 16.25 | 0.51752 | #REF! | #REF! | #REF! | 2 | 0.75 | 2387.2096 | 367.263 | 4.875 | 16.25 | 0.51752 | #REF! | #REF! | #REF! | 2 | 0.75 | 3034.3858 | 466.8286 | 4.875 | 16.25 | 0.51752 | #REF! | #REF! | #REF! | 2 | 0.75 | 3768.4295 | 579.7584 | 4.875 | 16.25 | 0.51752 | #REF! | #REF! | #REF!
| 2 | 1.1 | 3.1454 | 0.36214 | 0.00048564 | 7.15 | 0.48391 | 0.36214 | 7.15 | 2.86 | 8.4594 | 23.8333 | 0.75902 | 76.2807 | 0.74465 | 0.99504 | -0.38252 | -0.51113 | [11 empty] | 1 | [7 empty] | 0.8 | 341.7069 | 52.5703 | 5.2 | 17.3333 | 0.55202 | #REF! | #REF! | #REF! | #REF! | 0.8 | 573.5283 | 88.2351 | 5.2 | 17.3333 | 0.55202 | #REF! | #REF! | #REF! | #REF! | 0.8 | 906.8136 | 139.5098 | 5.2 | 17.3333 | 0.55202 | #REF! | #REF! | #REF! | #REF! | 0.8 | 1320.4203 | 203.1416 | 5.2 | 17.3333 | 0.55202 | #REF! | #REF! | #REF! | #REF! | 0.8 | 1811.4031 | 278.6774 | 5.2 | 17.3333 | 0.55202 | #REF! | #REF! | #REF! | 2 | 0.8 | 2381.8723 | 366.4419 | 5.2 | 17.3333 | 0.55202 | #REF! | #REF! | #REF! | 2 | 0.8 | 3028.5454 | 465.9301 | 5.2 | 17.3333 | 0.55202 | #REF! | #REF! | #REF! | 2 | 0.8 | 3761.9448 | 578.7607 | 5.2 | 17.3333 | 0.55202 | #REF! | #REF! | #REF!
| 2 | 1.15 | 3.1129 | 0.37469 | 0.00050246 | 7.475 | 0.47891 | 0.37469 | 7.475 | 2.99 | 8.4594 | 24.9167 | 0.79352 | 76.3583 | 0.81306 | 1.0392 | -0.43837 | -0.56031 | [11 empty] | 1 | [7 empty] | 0.85 | 339.9437 | 52.299 | 5.525 | 18.4167 | 0.58652 | #REF! | #REF! | #REF! | #REF! | 0.85 | 571.2007 | 87.877 | 5.525 | 18.4167 | 0.58652 | #REF! | #REF! | #REF! | #REF! | 0.85 | 903.7149 | 139.0331 | 5.525 | 18.4167 | 0.58652 | #REF! | #REF! | #REF! | #REF! | 0.85 | 1316.5159 | 202.5409 | 5.525 | 18.4167 | 0.58652 | #REF! | #REF! | #REF! | #REF! | 0.85 | 1806.6561 | 277.9471 | 5.525 | 18.4167 | 0.58652 | #REF! | #REF! | #REF! | 2 | 0.85 | 2376.558 | 365.6243 | 5.525 | 18.4167 | 0.58652 | #REF! | #REF! | #REF! | 2 | 0.85 | 3022.727 | 465.0349 | 5.525 | 18.4167 | 0.58652 | #REF! | #REF! | #REF! | 2 | 0.85 | 3755.4824 | 577.7665 | 5.525 | 18.4167 | 0.58652 | #REF! | #REF! | #REF!
| 2 | 1.2 | 3.0806 | 0.38692 | 0.00051887 | 7.8 | 0.47393 | 0.38692 | 7.8 | 3.12 | 8.4594 | 26 | 0.82803 | 76.4357 | 0.8844 | 1.0833 | -0.49748 | -0.60936 | [11 empty] | 1 | [7 empty] | 0.9 | 338.1853 | 52.0285 | 5.85 | 19.5 | 0.62102 | #REF! | #REF! | #REF! | #REF! | 0.9 | 568.8807 | 87.5201 | 5.85 | 19.5 | 0.62102 | #REF! | #REF! | #REF! | #REF! | 0.9 | 900.628 | 138.5582 | 5.85 | 19.5 | 0.62102 | #REF! | #REF! | #REF! | #REF! | 0.9 | 1312.6285 | 201.9428 | 5.85 | 19.5 | 0.62102 | #REF! | #REF! | #REF! | #REF! | 0.9 | 1801.9324 | 277.2204 | 5.85 | 19.5 | 0.62102 | #REF! | #REF! | #REF! | 2 | 0.9 | 2371.2666 | 364.8103 | 5.85 | 19.5 | 0.62102 | #REF! | #REF! | #REF! | 2 | 0.9 | 3016.9305 | 464.1432 | 5.85 | 19.5 | 0.62102 | #REF! | #REF! | #REF! | 2 | 0.9 | 3749.0422 | 576.7757 | 5.85 | 19.5 | 0.62102 | #REF! | #REF! | #REF!
| 2 | 1.25 | 3.0484 | 0.39883 | 0.00053484 | 8.125 | 0.46899 | 0.39883 | 8.125 | 3.25 | 8.4594 | 27.0833 | 0.86253 | 76.5128 | 0.95867 | 1.1273 | -0.55984 | -0.65831 | [11 empty] | 1 | [7 empty] | 0.95 | 336.4315 | 51.7587 | 6.175 | 20.5833 | 0.65552 | #REF! | #REF! | #REF! | #REF! | 0.95 | 566.5682 | 87.1643 | 6.175 | 20.5833 | 0.65552 | #REF! | #REF! | #REF! | #REF! | 0.95 | 897.5529 | 138.0851 | 6.175 | 20.5833 | 0.65552 | #REF! | #REF! | #REF! | #REF! | 0.95 | 1308.758 | 201.3474 | 6.175 | 20.5833 | 0.65552 | #REF! | #REF! | #REF! | #REF! | 0.95 | 1797.2317 | 276.4972 | 6.175 | 20.5833 | 0.65552 | #REF! | #REF! | #REF! | 2 | 0.95 | 2365.998 | 363.9997 | 6.175 | 20.5833 | 0.65552 | #REF! | #REF! | #REF! | 2 | 0.95 | 3011.1556 | 463.2547 | 6.175 | 20.5833 | 0.65552 | #REF! | #REF! | #REF! | 2 | 0.95 | 3742.6241 | 575.7883 | 6.175 | 20.5833 | 0.65552 | #REF! | #REF! | #REF!
| 2 | 1.3 | 3.0164 | 0.41043 | 0.0005504 | 8.45 | 0.46406 | 0.41043 | 8.45 | 3.38 | 8.4594 | 28.1667 | 0.89703 | 76.5896 | 1.0359 | 1.1712 | -0.62543 | -0.70715 | [11 empty] | 1 | [7 empty] | 1 | 334.6826 | 51.4896 | 6.5 | 21.6667 | 0.69002 | #REF! | #REF! | #REF! | #REF! | 1 | 564.2633 | 86.8097 | 6.5 | 21.6667 | 0.69002 | #REF! | #REF! | #REF! | #REF! | 1 | 894.4896 | 137.6138 | 6.5 | 21.6667 | 0.69002 | #REF! | #REF! | #REF! | #REF! | 1 | 1304.9043 | 200.7545 | 6.5 | 21.6667 | 0.69002 | #REF! | #REF! | #REF! | #REF! | 1 | 1792.5541 | 275.7776 | 6.5 | 21.6667 | 0.69002 | #REF! | #REF! | #REF! | 2 | 1 | 2360.7519 | 363.1926 | 6.5 | 21.6667 | 0.69002 | #REF! | #REF! | #REF! | 2 | 1 | 3005.4024 | 462.3696 | 6.5 | 21.6667 | 0.69002 | #REF! | #REF! | #REF! | 2 | 1 | 3736.228 | 574.8043 | 6.5 | 21.6667 | 0.69002 | #REF! | #REF! | #REF!
| 2 | 1.35 | 2.9846 | 0.42172 | 0.00056554 | 8.775 | 0.45917 | 0.42172 | 8.775 | 3.51 | 8.4594 | 29.25 | 0.93153 | 76.6661 | 1.116 | 1.215 | -0.69424 | -0.75588 | [11 empty] | 1 | [7 empty] | 1.05 | 332.9383 | 51.2213 | 6.825 | 22.75 | 0.72452 | #REF! | #REF! | #REF! | #REF! | 1.05 | 561.9658 | 86.4563 | 6.825 | 22.75 | 0.72452 | #REF! | #REF! | #REF! | #REF! | 1.05 | 891.438 | 137.1443 | 6.825 | 22.75 | 0.72452 | #REF! | #REF! | #REF! | #REF! | 1.05 | 1301.0674 | 200.1642 | 6.825 | 22.75 | 0.72452 | #REF! | #REF! | #REF! | #REF! | 1.05 | 1787.8993 | 275.0614 | 6.825 | 22.75 | 0.72452 | #REF! | #REF! | #REF! | 2 | 1.05 | 2355.5283 | 362.389 | 6.825 | 22.75 | 0.72452 | #REF! | #REF! | #REF! | 2 | 1.05 | 2999.6707 | 461.4878 | 6.825 | 22.75 | 0.72452 | #REF! | #REF! | #REF! | 2 | 1.05 | 3729.8539 | 573.8237 | 6.825 | 22.75 | 0.72452 | #REF! | #REF! | #REF!
| 2 | 1.4 | 2.9529 | 0.43271 | 0.00058027 | 9.1 | 0.4543 | 0.43271 | 9.1 | 3.64 | 8.4594 | 30.3333 | 0.96603 | 76.7424 | 1.199 | 1.2588 | -0.76626 | -0.8045 | [11 empty] | 1 | [7 empty] | 1.1 | 331.1989 | 50.9537 | 7.15 | 23.8333 | 0.75902 | #REF! | #REF! | #REF! | #REF! | 1.1 | 559.6758 | 86.104 | 7.15 | 23.8333 | 0.75902 | #REF! | #REF! | #REF! | #REF! | 1.1 | 888.3981 | 136.6766 | 7.15 | 23.8333 | 0.75902 | #REF! | #REF! | #REF! | #REF! | 1.1 | 1297.2472 | 199.5765 | 7.15 | 23.8333 | 0.75902 | #REF! | #REF! | #REF! | #REF! | 1.1 | 1783.2672 | 274.3488 | 7.15 | 23.8333 | 0.75902 | #REF! | #REF! | #REF! | 2 | 1.1 | 2350.327 | 361.5888 | 7.15 | 23.8333 | 0.75902 | #REF! | #REF! | #REF! | 2 | 1.1 | 2993.9603 | 460.6093 | 7.15 | 23.8333 | 0.75902 | #REF! | #REF! | #REF! | 2 | 1.1 | 3723.5015 | 572.8464 | 7.15 | 23.8333 | 0.75902 | #REF! | #REF! | #REF!
| 2 | 1.45 | 2.9215 | 0.44338 | 0.00059458 | 9.425 | 0.44946 | 0.44338 | 9.425 | 3.77 | 8.4594 | 31.4167 | 1.0005 | 76.8184 | 1.2849 | 1.3025 | -0.84148 | -0.85301 | [11 empty] | 1 | [7 empty] | 1.15 | 329.4641 | 50.6868 | 7.475 | 24.9167 | 0.79352 | #REF! | #REF! | #REF! | #REF! | 1.15 | 557.3934 | 85.7528 | 7.475 | 24.9167 | 0.79352 | #REF! | #REF! | #REF! | #REF! | 1.15 | 885.3698 | 136.2107 | 7.475 | 24.9167 | 0.79352 | #REF! | #REF! | #REF! | #REF! | 1.15 | 1293.4435 | 198.9913 | 7.475 | 24.9167 | 0.79352 | #REF! | #REF! | #REF! | #REF! | 1.15 | 1778.6576 | 273.6396 | 7.475 | 24.9167 | 0.79352 | #REF! | #REF! | #REF! | 2 | 1.15 | 2345.148 | 360.792 | 7.475 | 24.9167 | 0.79352 | #REF! | #REF! | #REF! | 2 | 1.15 | 2988.2712 | 459.734 | 7.475 | 24.9167 | 0.79352 | #REF! | #REF! | #REF! | 2 | 1.15 | 3717.1708 | 571.8724 | 7.475 | 24.9167 | 0.79352 | #REF! | #REF! | #REF!
| 2 | 1.5 | 2.8902 | 0.45375 | 0.00060849 | 9.75 | 0.44464 | 0.45375 | 9.75 | 3.9 | 8.4594 | 32.5 | 1.035 | 76.8941 | 1.3736 | 1.346 | -0.91989 | -0.90141 | [11 empty] | 1 | [7 empty] | 1.2 | 327.7341 | 50.4206 | 7.8 | 26 | 0.82803 | #REF! | #REF! | #REF! | #REF! | 1.2 | 555.1183 | 85.4028 | 7.8 | 26 | 0.82803 | #REF! | #REF! | #REF! | #REF! | 1.2 | 882.3531 | 135.7466 | 7.8 | 26 | 0.82803 | #REF! | #REF! | #REF! | #REF! | 1.2 | 1289.6563 | 198.4087 | 7.8 | 26 | 0.82803 | #REF! | #REF! | #REF! | #REF! | 1.2 | 1774.0704 | 272.9339 | 7.8 | 26 | 0.82803 | #REF! | #REF! | #REF! | 2 | 1.2 | 2339.991 | 359.9986 | 7.8 | 26 | 0.82803 | #REF! | #REF! | #REF! | 2 | 1.2 | 2982.6033 | 458.862 | 7.8 | 26 | 0.82803 | #REF! | #REF! | #REF! | 2 | 1.2 | 3710.8618 | 570.9018 | 7.8 | 26 | 0.82803 | #REF! | #REF! | #REF!
| 2 | 1.55 | 2.859 | 0.46383 | 0.000622 | 10.075 | 0.43985 | 0.46383 | 10.075 | 4.03 | 8.4594 | 33.5833 | 1.0695 | 76.9696 | 1.4653 | 1.3896 | -1.0015 | -0.9497 | [11 empty] | 1 | [7 empty] | 1.25 | 326.0089 | 50.1552 | 8.125 | 27.0833 | 0.86253 | #REF! | #REF! | #REF! | #REF! | 1.25 | 552.8508 | 85.054 | 8.125 | 27.0833 | 0.86253 | #REF! | #REF! | #REF! | #REF! | 1.25 | 879.348 | 135.2843 | 8.125 | 27.0833 | 0.86253 | #REF! | #REF! | #REF! | #REF! | 1.25 | 1285.8855 | 197.8285 | 8.125 | 27.0833 | 0.86253 | #REF! | #REF! | #REF! | #REF! | 1.25 | 1769.5055 | 272.2316 | 8.125 | 27.0833 | 0.86253 | #REF! | #REF! | #REF! | 2 | 1.25 | 2334.856 | 359.2086 | 8.125 | 27.0833 | 0.86253 | #REF! | #REF! | #REF! | 2 | 1.25 | 2976.9565 | 457.9933 | 8.125 | 27.0833 | 0.86253 | #REF! | #REF! | #REF! | 2 | 1.25 | 3704.5742 | 569.9345 | 8.125 | 27.0833 | 0.86253 | #REF! | #REF! | #REF!
| 2 | 1.6 | 2.828 | 0.4736 | 0.00063511 | 10.4 | 0.43508 | 0.4736 | 10.4 | 4.16 | 8.4594 | 34.6667 | 1.104 | 77.0448 | 1.5598 | 1.433 | -1.0862 | -0.99789 | [11 empty] | 1 | [7 empty] | 1.3 | 324.2884 | 49.8905 | 8.45 | 28.1667 | 0.89703 | #REF! | #REF! | #REF! | #REF! | 1.3 | 550.5906 | 84.7062 | 8.45 | 28.1667 | 0.89703 | #REF! | #REF! | #REF! | #REF! | 1.3 | 876.3543 | 134.8237 | 8.45 | 28.1667 | 0.89703 | #REF! | #REF! | #REF! | #REF! | 1.3 | 1282.1311 | 197.2509 | 8.45 | 28.1667 | 0.89703 | #REF! | #REF! | #REF! | #REF! | 1.3 | 1764.9626 | 271.5327 | 8.45 | 28.1667 | 0.89703 | #REF! | #REF! | #REF! | 2 | 1.3 | 2329.7428 | 358.422 | 8.45 | 28.1667 | 0.89703 | #REF! | #REF! | #REF! | 2 | 1.3 | 2971.3306 | 457.1278 | 8.45 | 28.1667 | 0.89703 | #REF! | #REF! | #REF! | 2 | 1.3 | 3698.308 | 568.9705 | 8.45 | 28.1667 | 0.89703 | #REF! | #REF! | #REF!
| 2 | 1.65 | 2.7972 | 0.48308 | 0.00064782 | 10.725 | 0.43034 | 0.48308 | 10.725 | 4.29 | 8.4594 | 35.75 | 1.1385 | 77.1197 | 1.6572 | 1.4763 | -1.1742 | -1.046 | [11 empty] | 1 | [7 empty] | 1.35 | 322.5726 | 49.6266 | 8.775 | 29.25 | 0.93153 | #REF! | #REF! | #REF! | #REF! | 1.35 | 548.3379 | 84.3597 | 8.775 | 29.25 | 0.93153 | #REF! | #REF! | #REF! | #REF! | 1.35 | 873.3721 | 134.3649 | 8.775 | 29.25 | 0.93153 | #REF! | #REF! | #REF! | #REF! | 1.35 | 1278.3929 | 196.6758 | 8.775 | 29.25 | 0.93153 | #REF! | #REF! | #REF! | #REF! | 1.35 | 1760.4417 | 270.8372 | 8.775 | 29.25 | 0.93153 | #REF! | #REF! | #REF! | 2 | 1.35 | 2324.6514 | 357.6387 | 8.775 | 29.25 | 0.93153 | #REF! | #REF! | #REF! | 2 | 1.35 | 2965.7255 | 456.2655 | 8.775 | 29.25 | 0.93153 | #REF! | #REF! | #REF! | 2 | 1.35 | 3692.0632 | 568.0097 | 8.775 | 29.25 | 0.93153 | #REF! | #REF! | #REF!
| 2 | 1.7 | 2.7666 | 0.49227 | 0.00066014 | 11.05 | 0.42563 | 0.49227 | 11.05 | 4.42 | 8.4594 | 36.8333 | 1.173 | 77.1944 | 1.7575 | 1.5196 | -1.2652 | -1.094 | [11 empty] | 1 | [7 empty] | 1.4 | 320.8616 | 49.3633 | 9.1 | 30.3333 | 0.96603 | #REF! | #REF! | #REF! | #REF! | 1.4 | 546.0926 | 84.0142 | 9.1 | 30.3333 | 0.96603 | #REF! | #REF! | #REF! | #REF! | 1.4 | 870.4013 | 133.9079 | 9.1 | 30.3333 | 0.96603 | #REF! | #REF! | #REF! | #REF! | 1.4 | 1274.6708 | 196.1032 | 9.1 | 30.3333 | 0.96603 | #REF! | #REF! | #REF! | #REF! | 1.4 | 1755.9426 | 270.145 | 9.1 | 30.3333 | 0.96603 | #REF! | #REF! | #REF! | 2 | 1.4 | 2319.5815 | 356.8587 | 9.1 | 30.3333 | 0.96603 | #REF! | #REF! | #REF! | 2 | 1.4 | 2960.1412 | 455.4063 | 9.1 | 30.3333 | 0.96603 | #REF! | #REF! | #REF! | 2 | 1.4 | 3685.8395 | 567.0522 | 9.1 | 30.3333 | 0.96603 | #REF! | #REF! | #REF!
| 2 | 1.75 | 2.7361 | 0.50117 | 0.00067208 | 11.375 | 0.42094 | 0.50117 | 11.375 | 4.55 | 8.4594 | 37.9167 | 1.2075 | 77.2689 | 1.8606 | 1.5628 | -1.3594 | -1.1418 | [11 empty] | 1 | [7 empty] | 1.45 | 319.1553 | 49.1008 | 9.425 | 31.4167 | 1.0005 | #REF! | #REF! | #REF! | #REF! | 1.45 | 543.8546 | 83.6699 | 9.425 | 31.4167 | 1.0005 | #REF! | #REF! | #REF! | #REF! | 1.45 | 867.4419 | 133.4526 | 9.425 | 31.4167 | 1.0005 | #REF! | #REF! | #REF! | #REF! | 1.45 | 1270.9647 | 195.533 | 9.425 | 31.4167 | 1.0005 | #REF! | #REF! | #REF! | #REF! | 1.45 | 1751.4652 | 269.4562 | 9.425 | 31.4167 | 1.0005 | #REF! | #REF! | #REF! | 2 | 1.45 | 2314.533 | 356.082 | 9.425 | 31.4167 | 1.0005 | #REF! | #REF! | #REF! | 2 | 1.45 | 2954.5775 | 454.5504 | 9.425 | 31.4167 | 1.0005 | #REF! | #REF! | #REF! | 2 | 1.45 | 3679.6369 | 566.098 | 9.425 | 31.4167 | 1.0005 | #REF! | #REF! | #REF!
| 2 | 1.8 | 2.7058 | 0.50978 | 0.00068362 | 11.7 | 0.41628 | 0.50978 | 11.7 | 4.68 | 8.4594 | 39 | 1.242 | 77.343 | 1.9666 | 1.6059 | -1.4568 | -1.1896 | [11 empty] | 1 | [7 empty] | 1.5 | 317.4537 | 48.839 | 9.75 | 32.5 | 1.035 | #REF! | #REF! | #REF! | #REF! | 1.5 | 541.6241 | 83.3268 | 9.75 | 32.5 | 1.035 | #REF! | #REF! | #REF! | #REF! | 1.5 | 864.4938 | 132.999 | 9.75 | 32.5 | 1.035 | #REF! | #REF! | #REF! | #REF! | 1.5 | 1267.2747 | 194.9653 | 9.75 | 32.5 | 1.035 | #REF! | #REF! | #REF! | #REF! | 1.5 | 1747.0093 | 268.7707 | 9.75 | 32.5 | 1.035 | #REF! | #REF! | #REF! | 2 | 1.5 | 2309.5059 | 355.3086 | 9.75 | 32.5 | 1.035 | #REF! | #REF! | #REF! | 2 | 1.5 | 2949.0343 | 453.6976 | 9.75 | 32.5 | 1.035 | #REF! | #REF! | #REF! | 2 | 1.5 | 3673.4553 | 565.147 | 9.75 | 32.5 | 1.035 | #REF! | #REF! | #REF!
| 2 | 1.85 | 2.6757 | 0.5181 | 0.00069479 | 12.025 | 0.41165 | 0.5181 | 12.025 | 4.81 | 8.4594 | 40.0833 | 1.2765 | 77.4169 | 2.0754 | 1.6489 | -1.5572 | -1.2373 | [11 empty] | 1 | [7 empty] | 1.55 | 315.7569 | 48.578 | 10.075 | 33.5833 | 1.0695 | #REF! | #REF! | #REF! | #REF! | 1.55 | 539.4009 | 82.9847 | 10.075 | 33.5833 | 1.0695 | #REF! | #REF! | #REF! | #REF! | 1.55 | 861.557 | 132.5472 | 10.075 | 33.5833 | 1.0695 | #REF! | #REF! | #REF! | #REF! | 1.55 | 1263.6006 | 194.4001 | 10.075 | 33.5833 | 1.0695 | #REF! | #REF! | #REF! | #REF! | 1.55 | 1742.5748 | 268.0884 | 10.075 | 33.5833 | 1.0695 | #REF! | #REF! | #REF! | 2 | 1.55 | 2304.5 | 354.5385 | 10.075 | 33.5833 | 1.0695 | #REF! | #REF! | #REF! | 2 | 1.55 | 2943.5115 | 452.8479 | 10.075 | 33.5833 | 1.0695 | #REF! | #REF! | #REF! | 2 | 1.55 | 3667.2946 | 564.1992 | 10.075 | 33.5833 | 1.0695 | #REF! | #REF! | #REF!
| 2 | 1.9 | 2.6457 | 0.52615 | 0.00070558 | 12.35 | 0.40704 | 0.52615 | 12.35 | 4.94 | 8.4594 | 41.1667 | 1.311 | 77.4906 | 2.187 | 1.6919 | -1.6608 | -1.2848 | [11 empty] | 1 | [7 empty] | 1.6 | 314.0649 | 48.3177 | 10.4 | 34.6667 | 1.104 | #REF! | #REF! | #REF! | #REF! | 1.6 | 537.185 | 82.6438 | 10.4 | 34.6667 | 1.104 | #REF! | #REF! | #REF! | #REF! | 1.6 | 858.6314 | 132.0971 | 10.4 | 34.6667 | 1.104 | #REF! | #REF! | #REF! | #REF! | 1.6 | 1259.9422 | 193.8373 | 10.4 | 34.6667 | 1.104 | #REF! | #REF! | #REF! | #REF! | 1.6 | 1738.1615 | 267.4095 | 10.4 | 34.6667 | 1.104 | #REF! | #REF! | #REF! | 2 | 1.6 | 2299.5152 | 353.7716 | 10.4 | 34.6667 | 1.104 | #REF! | #REF! | #REF! | 2 | 1.6 | 2938.0091 | 452.0014 | 10.4 | 34.6667 | 1.104 | #REF! | #REF! | #REF! | 2 | 1.6 | 3661.1548 | 563.2546 | 10.4 | 34.6667 | 1.104 | #REF! | #REF! | #REF!
| 2 | 1.95 | 2.6159 | 0.53391 | 0.00071599 | 12.675 | 0.40245 | 0.53391 | 12.675 | 5.07 | 8.4594 | 42.25 | 1.3455 | 77.5639 | 2.3014 | 1.7348 | -1.7675 | -1.3323 | [11 empty] | 1 | [7 empty] | 1.65 | 312.3776 | 48.0581 | 10.725 | 35.75 | 1.1385 | #REF! | #REF! | #REF! | #REF! | 1.65 | 534.9765 | 82.3041 | 10.725 | 35.75 | 1.1385 | #REF! | #REF! | #REF! | #REF! | 1.65 | 855.7171 | 131.6488 | 10.725 | 35.75 | 1.1385 | #REF! | #REF! | #REF! | #REF! | 1.65 | 1256.2996 | 193.2769 | 10.725 | 35.75 | 1.1385 | #REF! | #REF! | #REF! | #REF! | 1.65 | 1733.7694 | 266.7337 | 10.725 | 35.75 | 1.1385 | #REF! | #REF! | #REF! | 2 | 1.65 | 2294.5513 | 353.0079 | 10.725 | 35.75 | 1.1385 | #REF! | #REF! | #REF! | 2 | 1.65 | 2932.5268 | 451.158 | 10.725 | 35.75 | 1.1385 | #REF! | #REF! | #REF! | 2 | 1.65 | 3655.0356 | 562.3132 | 10.725 | 35.75 | 1.1385 | #REF! | #REF! | #REF!
| 2 | 2 | 2.5863 | 0.5414 | 0.00072603 | 13 | 0.3979 | 0.5414 | 13 | 5.2 | 8.4594 | 43.3333 | 1.38 | 77.6371 | 2.4187 | 1.7776 | -1.8773 | -1.3797 | [11 empty] | 1 | [7 empty] | 1.7 | 310.695 | 47.7992 | 11.05 | 36.8333 | 1.173 | #REF! | #REF! | #REF! | #REF! | 1.7 | 532.7753 | 81.9654 | 11.05 | 36.8333 | 1.173 | #REF! | #REF! | #REF! | #REF! | 1.7 | 852.8139 | 131.2021 | 11.05 | 36.8333 | 1.173 | #REF! | #REF! | #REF! | #REF! | 1.7 | 1252.6726 | 192.7189 | 11.05 | 36.8333 | 1.173 | #REF! | #REF! | #REF! | #REF! | 1.7 | 1729.3982 | 266.0613 | 11.05 | 36.8333 | 1.173 | #REF! | #REF! | #REF! | 2 | 1.7 | 2289.6083 | 352.2474 | 11.05 | 36.8333 | 1.173 | #REF! | #REF! | #REF! | 2 | 1.7 | 2927.0647 | 450.3176 | 11.05 | 36.8333 | 1.173 | #REF! | #REF! | #REF! | 2 | 1.7 | 3648.937 | 561.3749 | 11.05 | 36.8333 | 1.173 | #REF! | #REF! | #REF!
| 2 | 2.05 | 2.5569 | 0.54862 | 0.00073571 | 13.325 | 0.39336 | 0.54862 | 13.325 | 5.33 | 8.4594 | 44.4167 | 1.4145 | 77.7099 | 2.5387 | 1.8203 | -1.9901 | -1.4269 | [11 empty] | 1 | [7 empty] | 1.75 | 309.0172 | 47.5411 | 11.375 | 37.9167 | 1.2075 | #REF! | #REF! | #REF! | #REF! | 1.75 | 530.5813 | 81.6279 | 11.375 | 37.9167 | 1.2075 | #REF! | #REF! | #REF! | #REF! | 1.75 | 849.9218 | 130.7572 | 11.375 | 37.9167 | 1.2075 | #REF! | #REF! | #REF! | #REF! | 1.75 | 1249.0612 | 192.1633 | 11.375 | 37.9167 | 1.2075 | #REF! | #REF! | #REF! | #REF! | 1.75 | 1725.0478 | 265.392 | 11.375 | 37.9167 | 1.2075 | #REF! | #REF! | #REF! | 2 | 1.75 | 2284.6859 | 351.4901 | 11.375 | 37.9167 | 1.2075 | #REF! | #REF! | #REF! | 2 | 1.75 | 2921.6225 | 449.4804 | 11.375 | 37.9167 | 1.2075 | #REF! | #REF! | #REF! | 2 | 1.75 | 3642.8589 | 560.4398 | 11.375 | 37.9167 | 1.2075 | #REF! | #REF! | #REF!
| 2 | 2.1 | 2.5276 | 0.55556 | 0.00074502 | 13.65 | 0.38886 | 0.55556 | 13.65 | 5.46 | 8.4594 | 45.5 | 1.449 | 77.7825 | 2.6616 | 1.8629 | -2.106 | -1.4741 | [11 empty] | 1 | [7 empty] | 1.8 | 307.3441 | 47.2837 | 11.7 | 39 | 1.242 | #REF! | #REF! | #REF! | #REF! | 1.8 | 528.3947 | 81.2915 | 11.7 | 39 | 1.242 | #REF! | #REF! | #REF! | #REF! | 1.8 | 847.0408 | 130.314 | 11.7 | 39 | 1.242 | #REF! | #REF! | #REF! | #REF! | 1.8 | 1245.4652 | 191.61 | 11.7 | 39 | 1.242 | #REF! | #REF! | #REF! | #REF! | 1.8 | 1720.7181 | 264.7259 | 11.7 | 39 | 1.242 | #REF! | #REF! | #REF! | 2 | 1.8 | 2279.7842 | 350.736 | 11.7 | 39 | 1.242 | #REF! | #REF! | #REF! | 2 | 1.8 | 2916.2002 | 448.6462 | 11.7 | 39 | 1.242 | #REF! | #REF! | #REF! | 2 | 1.8 | 3636.8012 | 559.5079 | 11.7 | 39 | 1.242 | #REF! | #REF! | #REF!
| 2 | 2.15 | 2.4985 | 0.56224 | 0.00075397 | 13.975 | 0.38438 | 0.56224 | 13.975 | 5.59 | 8.4594 | 46.5833 | 1.4835 | 77.8549 | 2.7872 | 1.9055 | -2.225 | -1.5211 | [11 empty] | 1 | [7 empty] | 1.85 | 305.6758 | 47.027 | 12.025 | 40.0833 | 1.2765 | #REF! | #REF! | #REF! | #REF! | 1.85 | 526.2154 | 80.9562 | 12.025 | 40.0833 | 1.2765 | #REF! | #REF! | #REF! | #REF! | 1.85 | 844.1708 | 129.8724 | 12.025 | 40.0833 | 1.2765 | #REF! | #REF! | #REF! | #REF! | 1.85 | 1241.8847 | 191.0592 | 12.025 | 40.0833 | 1.2765 | #REF! | #REF! | #REF! | #REF! | 1.85 | 1716.409 | 264.0629 | 12.025 | 40.0833 | 1.2765 | #REF! | #REF! | #REF! | 2 | 1.85 | 2274.9029 | 349.9851 | 12.025 | 40.0833 | 1.2765 | #REF! | #REF! | #REF! | 2 | 1.85 | 2910.7977 | 447.815 | 12.025 | 40.0833 | 1.2765 | #REF! | #REF! | #REF! | 2 | 1.85 | 3630.7639 | 558.5791 | 12.025 | 40.0833 | 1.2765 | #REF! | #REF! | #REF!
| 2 | 2.2 | 2.4695 | 0.56865 | 0.00076257 | 14.3 | 0.37993 | 0.56865 | 14.3 | 5.72 | 8.4594 | 47.6667 | 1.518 | 77.927 | 2.9157 | 1.948 | -2.347 | -1.5681 | [11 empty] | 1 | [7 empty] | 1.9 | 304.0122 | 46.7711 | 12.35 | 41.1667 | 1.311 | #REF! | #REF! | #REF! | #REF! | 1.9 | 524.0433 | 80.622 | 12.35 | 41.1667 | 1.311 | #REF! | #REF! | #REF! | #REF! | 1.9 | 841.3118 | 129.4326 | 12.35 | 41.1667 | 1.311 | #REF! | #REF! | #REF! | #REF! | 1.9 | 1238.3194 | 190.5107 | 12.35 | 41.1667 | 1.311 | #REF! | #REF! | #REF! | #REF! | 1.9 | 1712.1202 | 263.4031 | 12.35 | 41.1667 | 1.311 | #REF! | #REF! | #REF! | 2 | 1.9 | 2270.042 | 349.2372 | 12.35 | 41.1667 | 1.311 | #REF! | #REF! | #REF! | 2 | 1.9 | 2905.4149 | 446.9869 | 12.35 | 41.1667 | 1.311 | #REF! | #REF! | #REF! | 2 | 1.9 | 3624.7467 | 557.6533 | 12.35 | 41.1667 | 1.311 | #REF! | #REF! | #REF!
| 2 | 2.25 | 2.4407 | 0.57479 | 0.00077081 | 14.625 | 0.3755 | 0.57479 | 14.625 | 5.85 | 8.4594 | 48.75 | 1.5525 | 77.9988 | 3.0469 | 1.9905 | -2.4721 | -1.615 | [11 empty] | 1 | [7 empty] | 1.95 | 302.3534 | 46.5159 | 12.675 | 42.25 | 1.3455 | #REF! | #REF! | #REF! | #REF! | 1.95 | 521.8784 | 80.289 | 12.675 | 42.25 | 1.3455 | #REF! | #REF! | #REF! | #REF! | 1.95 | 838.4637 | 128.9944 | 12.675 | 42.25 | 1.3455 | #REF! | #REF! | #REF! | #REF! | 1.95 | 1234.7694 | 189.9645 | 12.675 | 42.25 | 1.3455 | #REF! | #REF! | #REF! | #REF! | 1.95 | 1707.8518 | 262.7464 | 12.675 | 42.25 | 1.3455 | #REF! | #REF! | #REF! | 2 | 1.95 | 2265.2013 | 348.4925 | 12.675 | 42.25 | 1.3455 | #REF! | #REF! | #REF! | 2 | 1.95 | 2900.0517 | 446.1618 | 12.675 | 42.25 | 1.3455 | #REF! | #REF! | #REF! | 2 | 1.95 | 3618.7497 | 556.7307 | 12.675 | 42.25 | 1.3455 | #REF! | #REF! | #REF!
| 2 | 2.3 | 2.4121 | 0.58068 | 0.0007787 | 14.95 | 0.3711 | 0.58068 | 14.95 | 5.98 | 8.4594 | 49.8333 | 1.587 | 78.0704 | 3.1809 | 2.0328 | -2.6002 | -1.6617 | [11 empty] | 1 | [7 empty] | 2 | 300.6993 | 46.2614 | 13 | 43.3333 | 1.38 | #REF! | #REF! | #REF! | #REF! | 2 | 519.7208 | 79.957 | 13 | 43.3333 | 1.38 | #REF! | #REF! | #REF! | #REF! | 2 | 835.6266 | 128.5579 | 13 | 43.3333 | 1.38 | #REF! | #REF! | #REF! | #REF! | 2 | 1231.2345 | 189.4207 | 13 | 43.3333 | 1.38 | #REF! | #REF! | #REF! | #REF! | 2 | 1703.6035 | 262.0928 | 13 | 43.3333 | 1.38 | #REF! | #REF! | #REF! | 2 | 2 | 2260.3807 | 347.7509 | 13 | 43.3333 | 1.38 | #REF! | #REF! | #REF! | 2 | 2 | 2894.708 | 445.3397 | 13 | 43.3333 | 1.38 | #REF! | #REF! | #REF! | 2 | 2 | 3612.7727 | 555.8112 | 13 | 43.3333 | 1.38 | #REF! | #REF! | #REF!
| 2 | 2.35 | 2.3837 | 0.58631 | 0.00078625 | 15.275 | 0.36672 | 0.58631 | 15.275 | 6.11 | 8.4594 | 50.9167 | 1.6215 | 78.1417 | 3.3177 | 2.0751 | -2.7314 | -1.7084 | [11 empty] | 1 | [7 empty] | 2.05 | 299.0499 | 46.0077 | 13.325 | 44.4167 | 1.4145 | #REF! | #REF! | #REF! | #REF! | 2.05 | 517.5703 | 79.6262 | 13.325 | 44.4167 | 1.4145 | #REF! | #REF! | #REF! | #REF! | 2.05 | 832.8003 | 128.1231 | 13.325 | 44.4167 | 1.4145 | #REF! | #REF! | #REF! | #REF! | 2.05 | 1227.7147 | 188.8792 | 13.325 | 44.4167 | 1.4145 | #REF! | #REF! | #REF! | #REF! | 2.05 | 1699.3751 | 261.4423 | 13.325 | 44.4167 | 1.4145 | #REF! | #REF! | #REF! | 2 | 2.05 | 2255.5801 | 347.0123 | 13.325 | 44.4167 | 1.4145 | #REF! | #REF! | #REF! | 2 | 2.05 | 2889.3836 | 444.5206 | 13.325 | 44.4167 | 1.4145 | #REF! | #REF! | #REF! | 2 | 2.05 | 3606.8156 | 554.8947 | 13.325 | 44.4167 | 1.4145 | #REF! | #REF! | #REF!
| 2 | 2.4 | 2.3554 | 0.59168 | 0.00079346 | 15.6 | 0.36237 | 0.59168 | 15.6 | 6.24 | 8.4594 | 52 | 1.6561 | 78.2128 | 3.4572 | 2.1174 | -2.8656 | -1.755 | [11 empty] | 1 | [7 empty] | 2.1 | 297.4053 | 45.7547 | 13.65 | 45.5 | 1.449 | #REF! | #REF! | #REF! | #REF! | 2.1 | 515.4271 | 79.2965 | 13.65 | 45.5 | 1.449 | #REF! | #REF! | #REF! | #REF! | 2.1 | 829.9848 | 127.69 | 13.65 | 45.5 | 1.449 | #REF! | #REF! | #REF! | #REF! | 2.1 | 1224.2099 | 188.34 | 13.65 | 45.5 | 1.449 | #REF! | #REF! | #REF! | #REF! | 2.1 | 1695.1667 | 260.7949 | 13.65 | 45.5 | 1.449 | #REF! | #REF! | #REF! | 2 | 2.1 | 2250.7994 | 346.2768 | 13.65 | 45.5 | 1.449 | #REF! | #REF! | #REF! | 2 | 2.1 | 2884.0785 | 443.7044 | 13.65 | 45.5 | 1.449 | #REF! | #REF! | #REF! | 2 | 2.1 | 3600.8784 | 553.9813 | 13.65 | 45.5 | 1.449 | #REF! | #REF! | #REF!
| 2 | 2.45 | 2.3273 | 0.5968 | 0.00080032 | 15.925 | 0.35805 | 0.5968 | 15.925 | 6.37 | 8.4594 | 53.0833 | 1.6906 | 78.2836 | 3.5995 | 2.1595 | -3.0027 | -1.8015 | [11 empty] | 1 | [7 empty] | 2.15 | 295.7654 | 45.5024 | 13.975 | 46.5833 | 1.4835 | #REF! | #REF! | #REF! | #REF! | 2.15 | 513.2911 | 78.9679 | 13.975 | 46.5833 | 1.4835 | #REF! | #REF! | #REF! | #REF! | 2.15 | 827.1801 | 127.2585 | 13.975 | 46.5833 | 1.4835 | #REF! | #REF! | #REF! | #REF! | 2.15 | 1220.72 | 187.8031 | 13.975 | 46.5833 | 1.4835 | #REF! | #REF! | #REF! | #REF! | 2.15 | 1690.978 | 260.1505 | 13.975 | 46.5833 | 1.4835 | #REF! | #REF! | #REF! | 2 | 2.15 | 2246.0384 | 345.5444 | 13.975 | 46.5833 | 1.4835 | #REF! | #REF! | #REF! | 2 | 2.15 | 2878.7926 | 442.8912 | 13.975 | 46.5833 | 1.4835 | #REF! | #REF! | #REF! | 2 | 2.15 | 3594.9609 | 553.0709 | 13.975 | 46.5833 | 1.4835 | #REF! | #REF! | #REF!
| 2 | 2.5 | 2.2994 | 0.60167 | 0.00080685 | 16.25 | 0.35375 | 0.60167 | 16.25 | 6.5 | 8.4594 | 54.1667 | 1.7251 | 78.3542 | 3.7446 | 2.2016 | -3.1429 | -1.8479 | [11 empty] | 1 | [7 empty] | 2.2 | 294.1303 | 45.2508 | 14.3 | 47.6667 | 1.518 | #REF! | #REF! | #REF! | #REF! | 2.2 | 511.1622 | 78.6403 | 14.3 | 47.6667 | 1.518 | #REF! | #REF! | #REF! | #REF! | 2.2 | 824.3861 | 126.8286 | 14.3 | 47.6667 | 1.518 | #REF! | #REF! | #REF! | #REF! | 2.2 | 1217.2449 | 187.2684 | 14.3 | 47.6667 | 1.518 | #REF! | #REF! | #REF! | #REF! | 2.2 | 1686.8089 | 259.5091 | 14.3 | 47.6667 | 1.518 | #REF! | #REF! | #REF! | 2 | 2.2 | 2241.2971 | 344.8149 | 14.3 | 47.6667 | 1.518 | #REF! | #REF! | #REF! | 2 | 2.2 | 2873.5257 | 442.0809 | 14.3 | 47.6667 | 1.518 | #REF! | #REF! | #REF! | 2 | 2.2 | 3589.063 | 552.1635 | 14.3 | 47.6667 | 1.518 | #REF! | #REF! | #REF!
| 2 | 2.55 | 2.2716 | 0.60629 | 0.00081305 | 16.575 | 0.34948 | 0.60629 | 16.575 | 6.63 | 8.4594 | 55.25 | 1.7596 | 78.4245 | 3.8924 | 2.2436 | -3.2861 | -1.8941 | [11 empty] | 1 | [7 empty] | 2.25 | 292.4999 | 45 | 14.625 | 48.75 | 1.5525 | #REF! | #REF! | #REF! | #REF! | 2.25 | 509.0405 | 78.3139 | 14.625 | 48.75 | 1.5525 | #REF! | #REF! | #REF! | #REF! | 2.25 | 821.6028 | 126.4004 | 14.625 | 48.75 | 1.5525 | #REF! | #REF! | #REF! | #REF! | 2.25 | 1213.7845 | 186.7361 | 14.625 | 48.75 | 1.5525 | #REF! | #REF! | #REF! | #REF! | 2.25 | 1682.6593 | 258.8707 | 14.625 | 48.75 | 1.5525 | #REF! | #REF! | #REF! | 2 | 2.25 | 2236.5753 | 344.0885 | 14.625 | 48.75 | 1.5525 | #REF! | #REF! | #REF! | 2 | 2.25 | 2868.2779 | 441.2735 | 14.625 | 48.75 | 1.5525 | #REF! | #REF! | #REF! | 2 | 2.25 | 3583.1847 | 551.2592 | 14.625 | 48.75 | 1.5525 | #REF! | #REF! | #REF!
| 2 | 2.6 | 2.244 | 0.61067 | 0.00081892 | 16.9 | 0.34523 | 0.61067 | 16.9 | 6.76 | 8.4594 | 56.3333 | 1.7941 | 78.4946 | 4.0429 | 2.2856 | -3.4322 | -1.9403 | [11 empty] | 1 | [7 empty] | 2.3 | 290.8743 | 44.7499 | 14.95 | 49.8333 | 1.587 | #REF! | #REF! | #REF! | #REF! | 2.3 | 506.9259 | 77.9886 | 14.95 | 49.8333 | 1.587 | #REF! | #REF! | #REF! | #REF! | 2.3 | 818.8302 | 125.9739 | 14.95 | 49.8333 | 1.587 | #REF! | #REF! | #REF! | #REF! | 2.3 | 1210.3388 | 186.206 | 14.95 | 49.8333 | 1.587 | #REF! | #REF! | #REF! | #REF! | 2.3 | 1678.529 | 258.2352 | 14.95 | 49.8333 | 1.587 | #REF! | #REF! | #REF! | 2 | 2.3 | 2231.8729 | 343.3651 | 14.95 | 49.8333 | 1.587 | #REF! | #REF! | #REF! | 2 | 2.3 | 2863.0489 | 440.4691 | 14.95 | 49.8333 | 1.587 | #REF! | #REF! | #REF! | 2 | 2.3 | 3577.3258 | 550.3578 | 14.95 | 49.8333 | 1.587 | #REF! | #REF! | #REF!
| 2 | 2.65 | 2.2166 | 0.61481 | 0.00082447 | 17.225 | 0.34101 | 0.61481 | 17.225 | 6.89 | 8.4594 | 57.4167 | 1.8286 | 78.5644 | 4.1961 | 2.3275 | -3.5813 | -1.9864 | [11 empty] | 1 | [7 empty] | 2.35 | 289.2534 | 44.5005 | 15.275 | 50.9167 | 1.6215 | #REF! | #REF! | #REF! | #REF! | 2.35 | 504.8184 | 77.6644 | 15.275 | 50.9167 | 1.6215 | #REF! | #REF! | #REF! | #REF! | 2.35 | 816.0682 | 125.549 | 15.275 | 50.9167 | 1.6215 | #REF! | #REF! | #REF! | #REF! | 2.35 | 1206.9077 | 185.6781 | 15.275 | 50.9167 | 1.6215 | #REF! | #REF! | #REF! | #REF! | 2.35 | 1674.418 | 257.6028 | 15.275 | 50.9167 | 1.6215 | #REF! | #REF! | #REF! | 2 | 2.35 | 2227.1898 | 342.6446 | 15.275 | 50.9167 | 1.6215 | #REF! | #REF! | #REF! | 2 | 2.35 | 2857.8386 | 439.6675 | 15.275 | 50.9167 | 1.6215 | #REF! | #REF! | #REF! | 2 | 2.35 | 3571.4863 | 549.4594 | 15.275 | 50.9167 | 1.6215 | #REF! | #REF! | #REF!
| 2 | 2.7 | 2.1893 | 0.6187 | 0.0008297 | 17.55 | 0.33682 | 0.6187 | 17.55 | 7.02 | 8.4594 | 58.5 | 1.8631 | 78.634 | 4.3521 | 2.3693 | -3.7334 | -2.0325 | [11 empty] | 1 | [7 empty] | 2.4 | 287.6372 | 44.2519 | 15.6 | 52 | 1.6561 | #REF! | #REF! | #REF! | #REF! | 2.4 | 502.7181 | 77.3412 | 15.6 | 52 | 1.6561 | #REF! | #REF! | #REF! | #REF! | 2.4 | 813.3168 | 125.1257 | 15.6 | 52 | 1.6561 | #REF! | #REF! | #REF! | #REF! | 2.4 | 1203.4911 | 185.1525 | 15.6 | 52 | 1.6561 | #REF! | #REF! | #REF! | #REF! | 2.4 | 1670.326 | 256.9732 | 15.6 | 52 | 1.6561 | #REF! | #REF! | #REF! | 2 | 2.4 | 2222.5258 | 341.9271 | 15.6 | 52 | 1.6561 | #REF! | #REF! | #REF! | 2 | 2.4 | 2852.6471 | 438.8688 | 15.6 | 52 | 1.6561 | #REF! | #REF! | #REF! | 2 | 2.4 | 3565.666 | 548.564 | 15.6 | 52 | 1.6561 | #REF! | #REF! | #REF!
| 2 | 2.75 | 2.1622 | 0.62236 | 0.0008346 | 17.875 | 0.33265 | 0.62236 | 17.875 | 7.15 | 8.4594 | 59.5833 | 1.8976 | 78.7033 | 4.5108 | 2.411 | -3.8885 | -2.0784 | [11 empty] | 1 | [7 empty] | 2.45 | 286.0258 | 44.004 | 15.925 | 53.0833 | 1.6906 | #REF! | #REF! | #REF! | #REF! | 2.45 | 500.6248 | 77.0192 | 15.925 | 53.0833 | 1.6906 | #REF! | #REF! | #REF! | #REF! | 2.45 | 810.5759 | 124.704 | 15.925 | 53.0833 | 1.6906 | #REF! | #REF! | #REF! | #REF! | 2.45 | 1200.089 | 184.6291 | 15.925 | 53.0833 | 1.6906 | #REF! | #REF! | #REF! | #REF! | 2.45 | 1666.2529 | 256.3466 | 15.925 | 53.0833 | 1.6906 | #REF! | #REF! | #REF! | 2 | 2.45 | 2217.881 | 341.2125 | 15.925 | 53.0833 | 1.6906 | #REF! | #REF! | #REF! | 2 | 2.45 | 2847.4741 | 438.0729 | 15.925 | 53.0833 | 1.6906 | #REF! | #REF! | #REF! | 2 | 2.45 | 3559.865 | 547.6715 | 15.925 | 53.0833 | 1.6906 | #REF! | #REF! | #REF!
| 2 | 2.8 | 2.1353 | 0.62579 | 0.0008392 | 18.2 | 0.32851 | 0.62579 | 18.2 | 7.28 | 8.4594 | 60.6667 | 1.9321 | 78.7724 | 4.6723 | 2.4527 | -4.0465 | -2.1242 | [11 empty] | 1 | [7 empty] | 2.5 | 284.4191 | 43.7568 | 16.25 | 54.1667 | 1.7251 | #REF! | #REF! | #REF! | #REF! | 2.5 | 498.5386 | 76.6983 | 16.25 | 54.1667 | 1.7251 | #REF! | #REF! | #REF! | #REF! | 2.5 | 807.8455 | 124.2839 | 16.25 | 54.1667 | 1.7251 | #REF! | #REF! | #REF! | #REF! | 2.5 | 1196.7011 | 184.1079 | 16.25 | 54.1667 | 1.7251 | #REF! | #REF! | #REF! | #REF! | 2.5 | 1662.1987 | 255.7229 | 16.25 | 54.1667 | 1.7251 | #REF! | #REF! | #REF! | 2 | 2.5 | 2213.255 | 340.5008 | 16.25 | 54.1667 | 1.7251 | #REF! | #REF! | #REF! | 2 | 2.5 | 2842.3195 | 437.2799 | 16.25 | 54.1667 | 1.7251 | #REF! | #REF! | #REF! | 2 | 2.5 | 3554.083 | 546.782 | 16.25 | 54.1667 | 1.7251 | #REF! | #REF! | #REF!
| 2 | 2.85 | 2.1086 | 0.62898 | 0.00084348 | 18.525 | 0.32439 | 0.62898 | 18.525 | 7.41 | 8.4594 | 61.75 | 1.9666 | 78.8412 | 4.8364 | 2.4943 | -4.2074 | -2.1699 | [11 empty] | 1 | [7 empty] | 2.55 | 282.8172 | 43.5103 | 16.575 | 55.25 | 1.7596 | #REF! | #REF! | #REF! | #REF! | 2.55 | 496.4595 | 76.3784 | 16.575 | 55.25 | 1.7596 | #REF! | #REF! | #REF! | #REF! | 2.55 | 805.1255 | 123.8655 | 16.575 | 55.25 | 1.7596 | #REF! | #REF! | #REF! | #REF! | 2.55 | 1193.3276 | 183.5889 | 16.575 | 55.25 | 1.7596 | #REF! | #REF! | #REF! | #REF! | 2.55 | 1658.1632 | 255.102 | 16.575 | 55.25 | 1.7596 | #REF! | #REF! | #REF! | 2 | 2.55 | 2208.6479 | 339.792 | 16.575 | 55.25 | 1.7596 | #REF! | #REF! | #REF! | 2 | 2.55 | 2837.1834 | 436.4898 | 16.575 | 55.25 | 1.7596 | #REF! | #REF! | #REF! | 2 | 2.55 | 3548.32 | 545.8954 | 16.575 | 55.25 | 1.7596 | #REF! | #REF! | #REF!
| 2 | 2.9 | 2.082 | 0.63195 | 0.00084746 | 18.85 | 0.3203 | 0.63195 | 18.85 | 7.54 | 8.4594 | 62.8333 | 2.0011 | 78.9098 | 5.0032 | 2.5359 | -4.3713 | -2.2156 | [11 empty] | 1 | [7 empty] | 2.6 | 281.22 | 43.2646 | 16.9 | 56.3333 | 1.7941 | #REF! | #REF! | #REF! | #REF! | 2.6 | 494.3875 | 76.0596 | 16.9 | 56.3333 | 1.7941 | #REF! | #REF! | #REF! | #REF! | 2.6 | 802.4159 | 123.4486 | 16.9 | 56.3333 | 1.7941 | #REF! | #REF! | #REF! | #REF! | 2.6 | 1189.9682 | 183.072 | 16.9 | 56.3333 | 1.7941 | #REF! | #REF! | #REF! | #REF! | 2.6 | 1654.1463 | 254.484 | 16.9 | 56.3333 | 1.7941 | #REF! | #REF! | #REF! | 2 | 2.6 | 2204.0595 | 339.0861 | 16.9 | 56.3333 | 1.7941 | #REF! | #REF! | #REF! | 2 | 2.6 | 2832.0655 | 435.7024 | 16.9 | 56.3333 | 1.7941 | #REF! | #REF! | #REF! | 2 | 2.6 | 3542.5759 | 545.0117 | 16.9 | 56.3333 | 1.7941 | #REF! | #REF! | #REF!
| 2 | 2.95 | 2.0556 | 0.63469 | 0.00085113 | 19.175 | 0.31624 | 0.63469 | 19.175 | 7.67 | 8.4594 | 63.9167 | 2.0356 | 78.9781 | 5.1728 | 2.5774 | -4.5381 | -2.2611 | [11 empty] | 1 | [7 empty] | 2.65 | 279.6276 | 43.0196 | 17.225 | 57.4167 | 1.8286 | #REF! | #REF! | #REF! | #REF! | 2.65 | 492.3224 | 75.7419 | 17.225 | 57.4167 | 1.8286 | #REF! | #REF! | #REF! | #REF! | 2.65 | 799.7167 | 123.0333 | 17.225 | 57.4167 | 1.8286 | #REF! | #REF! | #REF! | #REF! | 2.65 | 1186.623 | 182.5574 | 17.225 | 57.4167 | 1.8286 | #REF! | #REF! | #REF! | #REF! | 2.65 | 1650.1478 | 253.8689 | 17.225 | 57.4167 | 1.8286 | #REF! | #REF! | #REF! | 2 | 2.65 | 2199.4897 | 338.383 | 17.225 | 57.4167 | 1.8286 | #REF! | #REF! | #REF! | 2 | 2.65 | 2826.9658 | 434.9178 | 17.225 | 57.4167 | 1.8286 | #REF! | #REF! | #REF! | 2 | 2.65 | 3536.8506 | 544.1309 | 17.225 | 57.4167 | 1.8286 | #REF! | #REF! | #REF!
| 2 | 3 | 2.0293 | 0.63721 | 0.00085451 | 19.5 | 0.3122 | 0.63721 | 19.5 | 7.8 | 8.4594 | 65 | 2.0701 | 79.0462 | 5.345 | 2.6188 | -4.7078 | -2.3066 | [11 empty] | 1 | [7 empty] | 2.7 | 278.0399 | 42.7754 | 17.55 | 58.5 | 1.8631 | #REF! | #REF! | #REF! | #REF! | 2.7 | 490.2644 | 75.4253 | 17.55 | 58.5 | 1.8631 | #REF! | #REF! | #REF! | #REF! | 2.7 | 797.0278 | 122.6197 | 17.55 | 58.5 | 1.8631 | #REF! | #REF! | #REF! | #REF! | 2.7 | 1183.2917 | 182.0449 | 17.55 | 58.5 | 1.8631 | #REF! | #REF! | #REF! | #REF! | 2.7 | 1646.1676 | 253.2566 | 17.55 | 58.5 | 1.8631 | #REF! | #REF! | #REF! | 2 | 2.7 | 2194.9384 | 337.6828 | 17.55 | 58.5 | 1.8631 | #REF! | #REF! | #REF! | 2 | 2.7 | 2821.8842 | 434.136 | 17.55 | 58.5 | 1.8631 | #REF! | #REF! | #REF! | 2 | 2.7 | 3531.144 | 543.2529 | 17.55 | 58.5 | 1.8631 | #REF! | #REF! | #REF!
| 2 | 3.05 | 2.0032 | 0.6395 | 0.00085759 | 19.825 | 0.30819 | 0.6395 | 19.825 | 7.93 | 8.4594 | 66.0833 | 2.1046 | 79.114 | 5.5199 | 2.6602 | -4.8804 | -2.352 | [11 empty] | 1 | [7 empty] | 2.75 | 276.457 | 42.5318 | 17.875 | 59.5833 | 1.8976 | #REF! | #REF! | #REF! | #REF! | 2.75 | 488.2134 | 75.1098 | 17.875 | 59.5833 | 1.8976 | #REF! | #REF! | #REF! | #REF! | 2.75 | 794.3492 | 122.2076 | 17.875 | 59.5833 | 1.8976 | #REF! | #REF! | #REF! | #REF! | 2.75 | 1179.9745 | 181.5345 | 17.875 | 59.5833 | 1.8976 | #REF! | #REF! | #REF! | #REF! | 2.75 | 1642.2057 | 252.647 | 17.875 | 59.5833 | 1.8976 | #REF! | #REF! | #REF! | 2 | 2.75 | 2190.4055 | 336.9855 | 17.875 | 59.5833 | 1.8976 | #REF! | #REF! | #REF! | 2 | 2.75 | 2816.8206 | 433.357 | 17.875 | 59.5833 | 1.8976 | #REF! | #REF! | #REF! | 2 | 2.75 | 3525.456 | 542.3778 | 17.875 | 59.5833 | 1.8976 | #REF! | #REF! | #REF!
| 2 | 3.1 | 1.9773 | 0.64158 | 0.00086037 | 20.15 | 0.30421 | 0.64158 | 20.15 | 8.06 | 8.4594 | 67.1667 | 2.1391 | 79.1816 | 5.6975 | 2.7015 | -5.0559 | -2.3973 | [11 empty] | 1 | [7 empty] | 2.8 | 274.8788 | 42.289 | 18.2 | 60.6667 | 1.9321 | #REF! | #REF! | #REF! | #REF! | 2.8 | 486.1694 | 74.7953 | 18.2 | 60.6667 | 1.9321 | #REF! | #REF! | #REF! | #REF! | 2.8 | 791.6808 | 121.7971 | 18.2 | 60.6667 | 1.9321 | #REF! | #REF! | #REF! | #REF! | 2.8 | 1176.6711 | 181.0263 | 18.2 | 60.6667 | 1.9321 | #REF! | #REF! | #REF! | #REF! | 2.8 | 1638.2617 | 252.0403 | 18.2 | 60.6667 | 1.9321 | #REF! | #REF! | #REF! | 2 | 2.8 | 2185.8909 | 336.2909 | 18.2 | 60.6667 | 1.9321 | #REF! | #REF! | #REF! | 2 | 2.8 | 2811.7749 | 432.5808 | 18.2 | 60.6667 | 1.9321 | #REF! | #REF! | #REF! | 2 | 2.8 | 3519.7866 | 541.5056 | 18.2 | 60.6667 | 1.9321 | #REF! | #REF! | #REF!
| 2 | 3.15 | 1.9516 | 0.64344 | 0.00086287 | 20.475 | 0.30025 | 0.64344 | 20.475 | 8.19 | 8.4594 | 68.25 | 2.1736 | 79.249 | 5.8778 | 2.7427 | -5.2343 | -2.4425 | [11 empty] | 1 | [7 empty] | 2.85 | 273.3053 | 42.047 | 18.525 | 61.75 | 1.9666 | #REF! | #REF! | #REF! | #REF! | 2.85 | 484.1324 | 74.4819 | 18.525 | 61.75 | 1.9666 | #REF! | #REF! | #REF! | #REF! | 2.85 | 789.0227 | 121.3881 | 18.525 | 61.75 | 1.9666 | #REF! | #REF! | #REF! | #REF! | 2.85 | 1173.3815 | 180.5202 | 18.525 | 61.75 | 1.9666 | #REF! | #REF! | #REF! | #REF! | 2.85 | 1634.3358 | 251.4363 | 18.525 | 61.75 | 1.9666 | #REF! | #REF! | #REF! | 2 | 2.85 | 2181.3944 | 335.5991 | 18.525 | 61.75 | 1.9666 | #REF! | #REF! | #REF! | 2 | 2.85 | 2806.747 | 431.8072 | 18.525 | 61.75 | 1.9666 | #REF! | #REF! | #REF! | 2 | 2.85 | 3514.1356 | 540.6362 | 18.525 | 61.75 | 1.9666 | #REF! | #REF! | #REF!
| 2 | 3.2 | 1.926 | 0.64509 | 0.00086508 | 20.8 | 0.29631 | 0.64509 | 20.8 | 8.32 | 8.4594 | 69.3333 | 2.2081 | 79.3161 | 6.0607 | 2.7839 | -5.4156 | -2.4876 | [11 empty] | 1 | [7 empty] | 2.9 | 271.7366 | 41.8056 | 18.85 | 62.8333 | 2.0011 | #REF! | #REF! | #REF! | #REF! | 2.9 | 482.1023 | 74.1696 | 18.85 | 62.8333 | 2.0011 | #REF! | #REF! | #REF! | #REF! | 2.9 | 786.3747 | 120.9807 | 18.85 | 62.8333 | 2.0011 | #REF! | #REF! | #REF! | #REF! | 2.9 | 1170.1057 | 180.0163 | 18.85 | 62.8333 | 2.0011 | #REF! | #REF! | #REF! | #REF! | 2.9 | 1630.4276 | 250.835 | 18.85 | 62.8333 | 2.0011 | #REF! | #REF! | #REF! | 2 | 2.9 | 2176.916 | 334.9101 | 18.85 | 62.8333 | 2.0011 | #REF! | #REF! | #REF! | 2 | 2.9 | 2801.7368 | 431.0364 | 18.85 | 62.8333 | 2.0011 | #REF! | #REF! | #REF! | 2 | 2.9 | 3508.503 | 539.7697 | 18.85 | 62.8333 | 2.0011 | #REF! | #REF! | #REF!
| 2 | 3.25 | 1.9006 | 0.64653 | 0.00086701 | 21.125 | 0.2924 | 0.64653 | 21.125 | 8.45 | 8.4594 | 70.4167 | 2.2426 | 79.3829 | 6.2463 | 2.825 | -5.5998 | -2.5326 | [11 empty] | 1 | [7 empty] | 2.95 | 270.1726 | 41.565 | 19.175 | 63.9167 | 2.0356 | #REF! | #REF! | #REF! | #REF! | 2.95 | 480.0792 | 73.8583 | 19.175 | 63.9167 | 2.0356 | #REF! | #REF! | #REF! | #REF! | 2.95 | 783.7368 | 120.5749 | 19.175 | 63.9167 | 2.0356 | #REF! | #REF! | #REF! | #REF! | 2.95 | 1166.8435 | 179.5144 | 19.175 | 63.9167 | 2.0356 | #REF! | #REF! | #REF! | #REF! | 2.95 | 1626.5372 | 250.2365 | 19.175 | 63.9167 | 2.0356 | #REF! | #REF! | #REF! | 2 | 2.95 | 2172.4555 | 334.2239 | 19.175 | 63.9167 | 2.0356 | #REF! | #REF! | #REF! | 2 | 2.95 | 2796.7441 | 430.2683 | 19.175 | 63.9167 | 2.0356 | #REF! | #REF! | #REF! | 2 | 2.95 | 3502.8886 | 538.9059 | 19.175 | 63.9167 | 2.0356 | #REF! | #REF! | #REF!
| 2 | 3.3 | 1.8754 | 0.64776 | 0.00086866 | 21.45 | 0.28852 | 0.64776 | 21.45 | 8.58 | 8.4594 | 71.5 | 2.2771 | 79.4496 | 6.4346 | 2.8661 | -5.7868 | -2.5775 | [11 empty] | 1 | [7 empty] | 3 | 268.6134 | 41.3251 | 19.5 | 65 | 2.0701 | #REF! | #REF! | #REF! | #REF! | 3 | 478.063 | 73.5481 | 19.5 | 65 | 2.0701 | #REF! | #REF! | #REF! | #REF! | 3 | 781.109 | 120.1706 | 19.5 | 65 | 2.0701 | #REF! | #REF! | #REF! | #REF! | 3 | 1163.5949 | 179.0146 | 19.5 | 65 | 2.0701 | #REF! | #REF! | #REF! | #REF! | 3 | 1622.6643 | 249.6407 | 19.5 | 65 | 2.0701 | #REF! | #REF! | #REF! | 2 | 3 | 2168.0128 | 333.5404 | 19.5 | 65 | 2.0701 | #REF! | #REF! | #REF! | 2 | 3 | 2791.769 | 429.5029 | 19.5 | 65 | 2.0701 | #REF! | #REF! | #REF! | 2 | 3 | 3497.2924 | 538.045 | 19.5 | 65 | 2.0701 | #REF! | #REF! | #REF!
| 2 | 3.35 | 1.8503 | 0.64879 | 0.00087004 | 21.775 | 0.28467 | 0.64879 | 21.775 | 8.71 | 8.4594 | 72.5833 | 2.3116 | 79.5159 | 6.6255 | 2.9071 | -5.9767 | -2.6224 | [11 empty] | 1 | [7 empty] | 3.05 | 267.0589 | 41.086 | 19.825 | 66.0833 | 2.1046 | #REF! | #REF! | #REF! | #REF! | 3.05 | 476.0537 | 73.239 | 19.825 | 66.0833 | 2.1046 | #REF! | #REF! | #REF! | #REF! | 3.05 | 778.4913 | 119.7679 | 19.825 | 66.0833 | 2.1046 | #REF! | #REF! | #REF! | #REF! | 3.05 | 1160.3598 | 178.5169 | 19.825 | 66.0833 | 2.1046 | #REF! | #REF! | #REF! | #REF! | 3.05 | 1618.8089 | 249.0475 | 19.825 | 66.0833 | 2.1046 | #REF! | #REF! | #REF! | 2 | 3.05 | 2163.5879 | 332.8597 | 19.825 | 66.0833 | 2.1046 | #REF! | #REF! | #REF! | 2 | 3.05 | 2786.8113 | 428.7402 | 19.825 | 66.0833 | 2.1046 | #REF! | #REF! | #REF! | 2 | 3.05 | 3491.7143 | 537.1868 | 19.825 | 66.0833 | 2.1046 | #REF! | #REF! | #REF!
| 2 | 3.4 | 1.8254 | 0.64961 | 0.00087114 | 22.1 | 0.28084 | 0.64961 | 22.1 | 8.84 | 8.4594 | 73.6667 | 2.3461 | 79.5821 | 6.8191 | 2.948 | -6.1695 | -2.6672 | [11 empty] | 1 | [7 empty] | 3.1 | 265.5091 | 40.8476 | 20.15 | 67.1667 | 2.1391 | #REF! | #REF! | #REF! | #REF! | 3.1 | 474.0513 | 72.931 | 20.15 | 67.1667 | 2.1391 | #REF! | #REF! | #REF! | #REF! | 3.1 | 775.8835 | 119.3667 | 20.15 | 67.1667 | 2.1391 | #REF! | #REF! | #REF! | #REF! | 3.1 | 1157.1382 | 178.0213 | 20.15 | 67.1667 | 2.1391 | #REF! | #REF! | #REF! | #REF! | 3.1 | 1614.9708 | 248.457 | 20.15 | 67.1667 | 2.1391 | #REF! | #REF! | #REF! | 2 | 3.1 | 2159.1806 | 332.1816 | 20.15 | 67.1667 | 2.1391 | #REF! | #REF! | #REF! | 2 | 3.1 | 2781.871 | 427.9801 | 20.15 | 67.1667 | 2.1391 | #REF! | #REF! | #REF! | 2 | 3.1 | 3486.1541 | 536.3314 | 20.15 | 67.1667 | 2.1391 | #REF! | #REF! | #REF!
| 2 | 3.45 | 1.8007 | 0.65024 | 0.00087198 | 22.425 | 0.27703 | 0.65024 | 22.425 | 8.97 | 8.4594 | 74.75 | 2.3806 | 79.648 | 7.0153 | 2.9889 | -6.3651 | -2.7118 | [11 empty] | 1 | [7 empty] | 3.15 | 263.9641 | 40.6099 | 20.475 | 68.25 | 2.1736 | #REF! | #REF! | #REF! | #REF! | 3.15 | 472.0558 | 72.624 | 20.475 | 68.25 | 2.1736 | #REF! | #REF! | #REF! | #REF! | 3.15 | 773.2857 | 118.967 | 20.475 | 68.25 | 2.1736 | #REF! | #REF! | #REF! | #REF! | 3.15 | 1153.9298 | 177.5277 | 20.475 | 68.25 | 2.1736 | #REF! | #REF! | #REF! | #REF! | 3.15 | 1611.1499 | 247.8692 | 20.475 | 68.25 | 2.1736 | #REF! | #REF! | #REF! | 2 | 3.15 | 2154.7907 | 331.5063 | 20.475 | 68.25 | 2.1736 | #REF! | #REF! | #REF! | 2 | 3.15 | 2776.9478 | 427.2227 | 20.475 | 68.25 | 2.1736 | #REF! | #REF! | #REF! | 2 | 3.15 | 3480.6119 | 535.4788 | 20.475 | 68.25 | 2.1736 | #REF! | #REF! | #REF!
| 2 | 3.5 | 1.7762 | 0.65066 | 0.00087256 | 22.75 | 0.27325 | 0.65066 | 22.75 | 9.1 | 8.4594 | 75.8333 | 2.4151 | 79.7137 | 7.2142 | 3.0297 | -6.5635 | -2.7564 | [11 empty] | 1 | [7 empty] | 3.2 | 262.4239 | 40.3729 | 20.8 | 69.3333 | 2.2081 | #REF! | #REF! | #REF! | #REF! | 3.2 | 470.0672 | 72.318 | 20.8 | 69.3333 | 2.2081 | #REF! | #REF! | #REF! | #REF! | 3.2 | 770.6978 | 118.5689 | 20.8 | 69.3333 | 2.2081 | #REF! | #REF! | #REF! | #REF! | 3.2 | 1150.7348 | 177.0361 | 20.8 | 69.3333 | 2.2081 | #REF! | #REF! | #REF! | #REF! | 3.2 | 1607.3462 | 247.284 | 20.8 | 69.3333 | 2.2081 | #REF! | #REF! | #REF! | 2 | 3.2 | 2150.4183 | 330.8336 | 20.8 | 69.3333 | 2.2081 | #REF! | #REF! | #REF! | 2 | 3.2 | 2772.0418 | 426.468 | 20.8 | 69.3333 | 2.2081 | #REF! | #REF! | #REF! | 2 | 3.2 | 3475.0875 | 534.6289 | 20.8 | 69.3333 | 2.2081 | #REF! | #REF! | #REF!
| 2 | 3.55 | 1.7518 | 0.6509 | 0.00087287 | 23.075 | 0.2695 | 0.6509 | 23.075 | 9.23 | 8.4594 | 76.9167 | 2.4496 | 79.7791 | 7.4157 | 3.0704 | -6.7648 | -2.8009 | [11 empty] | 1 | [7 empty] | 3.25 | 260.8884 | 40.1367 | 21.125 | 70.4167 | 2.2426 | #REF! | #REF! | #REF! | #REF! | 3.25 | 468.0855 | 72.0131 | 21.125 | 70.4167 | 2.2426 | #REF! | #REF! | #REF! | #REF! | 3.25 | 768.1198 | 118.1723 | 21.125 | 70.4167 | 2.2426 | #REF! | #REF! | #REF! | #REF! | 3.25 | 1147.553 | 176.5466 | 21.125 | 70.4167 | 2.2426 | #REF! | #REF! | #REF! | #REF! | 3.25 | 1603.5594 | 246.7014 | 21.125 | 70.4167 | 2.2426 | #REF! | #REF! | #REF! | 2 | 3.25 | 2146.0632 | 330.1636 | 21.125 | 70.4167 | 2.2426 | #REF! | #REF! | #REF! | 2 | 3.25 | 2767.1529 | 425.7158 | 21.125 | 70.4167 | 2.2426 | #REF! | #REF! | #REF! | 2 | 3.25 | 3469.5809 | 533.7817 | 21.125 | 70.4167 | 2.2426 | #REF! | #REF! | #REF!
| 2 | 3.6 | 1.7275 | 0.65094 | 0.00087293 | 23.4 | 0.26578 | 0.65094 | 23.4 | 9.36 | 8.4594 | 78 | 2.4841 | 79.8443 | 7.6198 | 3.1112 | -6.9689 | -2.8454 | [11 empty] | 1 | [7 empty] | 3.3 | 259.3576 | 39.9012 | 21.45 | 71.5 | 2.2771 | #REF! | #REF! | #REF! | #REF! | 3.3 | 466.1105 | 71.7093 | 21.45 | 71.5 | 2.2771 | #REF! | #REF! | #REF! | #REF! | 3.3 | 765.5517 | 117.7772 | 21.45 | 71.5 | 2.2771 | #REF! | #REF! | #REF! | #REF! | 3.3 | 1144.3843 | 176.0591 | 21.45 | 71.5 | 2.2771 | #REF! | #REF! | #REF! | #REF! | 3.3 | 1599.7895 | 246.1215 | 21.45 | 71.5 | 2.2771 | #REF! | #REF! | #REF! | 2 | 3.3 | 2141.7253 | 329.4962 | 21.45 | 71.5 | 2.2771 | #REF! | #REF! | #REF! | 2 | 3.3 | 2762.2808 | 424.9663 | 21.45 | 71.5 | 2.2771 | #REF! | #REF! | #REF! | 2 | 3.3 | 3464.0919 | 532.9372 | 21.45 | 71.5 | 2.2771 | #REF! | #REF! | #REF!
| 2 | 3.65 | 1.7035 | 0.65079 | 0.00087273 | 23.725 | 0.26208 | 0.65079 | 23.725 | 9.49 | 8.4594 | 79.0833 | 2.5186 | 79.9092 | 7.8266 | 3.1518 | -7.1758 | -2.8897 | [11 empty] | 1 | [7 empty] | 3.35 | 257.8316 | 39.6664 | 21.775 | 72.5833 | 2.3116 | #REF! | #REF! | #REF! | #REF! | 3.35 | 464.1425 | 71.4065 | 21.775 | 72.5833 | 2.3116 | #REF! | #REF! | #REF! | #REF! | 3.35 | 762.9933 | 117.3836 | 21.775 | 72.5833 | 2.3116 | #REF! | #REF! | #REF! | #REF! | 3.35 | 1141.2286 | 175.5736 | 21.775 | 72.5833 | 2.3116 | #REF! | #REF! | #REF! | #REF! | 3.35 | 1596.0363 | 245.544 | 21.775 | 72.5833 | 2.3116 | #REF! | #REF! | #REF! | 2 | 3.35 | 2137.4044 | 328.8314 | 21.775 | 72.5833 | 2.3116 | #REF! | #REF! | #REF! | 2 | 3.35 | 2757.4257 | 424.2193 | 21.775 | 72.5833 | 2.3116 | #REF! | #REF! | #REF! | 2 | 3.35 | 3458.6204 | 532.0954 | 21.775 | 72.5833 | 2.3116 | #REF! | #REF! | #REF!
| 2 | 3.7 | 1.6796 | 0.65046 | 0.00087228 | 24.05 | 0.2584 | 0.65046 | 24.05 | 9.62 | 8.4594 | 80.1667 | 2.5531 | 79.974 | 8.036 | 3.1924 | -7.3855 | -2.934 | [11 empty] | 1 | [7 empty] | 3.4 | 256.3103 | 39.4323 | 22.1 | 73.6667 | 2.3461 | #REF! | #REF! | #REF! | #REF! | 3.4 | 462.1812 | 71.1048 | 22.1 | 73.6667 | 2.3461 | #REF! | #REF! | #REF! | #REF! | 3.4 | 760.4447 | 116.9915 | 22.1 | 73.6667 | 2.3461 | #REF! | #REF! | #REF! | #REF! | 3.4 | 1138.086 | 175.0902 | 22.1 | 73.6667 | 2.3461 | #REF! | #REF! | #REF! | #REF! | 3.4 | 1592.2997 | 244.9692 | 22.1 | 73.6667 | 2.3461 | #REF! | #REF! | #REF! | 2 | 3.4 | 2133.1005 | 328.1693 | 22.1 | 73.6667 | 2.3461 | #REF! | #REF! | #REF! | 2 | 3.4 | 2752.5873 | 423.475 | 22.1 | 73.6667 | 2.3461 | #REF! | #REF! | #REF! | 2 | 3.4 | 3453.1664 | 531.2564 | 22.1 | 73.6667 | 2.3461 | #REF! | #REF! | #REF!
| 2 | 3.75 | 1.6559 | 0.64994 | 0.00087159 | 24.375 | 0.25475 | 0.64994 | 24.375 | 9.75 | 8.4594 | 81.25 | 2.5876 | 80.0384 | 8.248 | 3.2329 | -7.598 | -2.9782 | [11 empty] | 1 | [7 empty] | 3.45 | 254.7937 | 39.199 | 22.425 | 74.75 | 2.3806 | #REF! | #REF! | #REF! | #REF! | 3.45 | 460.2267 | 70.8041 | 22.425 | 74.75 | 2.3806 | #REF! | #REF! | #REF! | #REF! | 3.45 | 757.9058 | 116.6009 | 22.425 | 74.75 | 2.3806 | #REF! | #REF! | #REF! | #REF! | 3.45 | 1134.9562 | 174.6087 | 22.425 | 74.75 | 2.3806 | #REF! | #REF! | #REF! | #REF! | 3.45 | 1588.5796 | 244.3969 | 22.425 | 74.75 | 2.3806 | #REF! | #REF! | #REF! | 2 | 3.45 | 2128.8135 | 327.5098 | 22.425 | 74.75 | 2.3806 | #REF! | #REF! | #REF! | 2 | 3.45 | 2747.7656 | 422.7332 | 22.425 | 74.75 | 2.3806 | #REF! | #REF! | #REF! | 2 | 3.45 | 3447.7298 | 530.42 | 22.425 | 74.75 | 2.3806 | #REF! | #REF! | #REF!
| 2 | 3.8 | 1.6324 | 0.64925 | 0.00087065 | 24.7 | 0.25113 | 0.64925 | 24.7 | 9.88 | 8.4594 | 82.3333 | 2.6221 | 80.1027 | 8.4626 | 3.2734 | -7.8134 | -3.0223 | [11 empty] | 1 | [7 empty] | 3.5 | 253.2819 | 38.9665 | 22.75 | 75.8333 | 2.4151 | #REF! | #REF! | #REF! | #REF! | 3.5 | 458.279 | 70.5045 | 22.75 | 75.8333 | 2.4151 | #REF! | #REF! | #REF! | #REF! | 3.5 | 755.3766 | 116.2118 | 22.75 | 75.8333 | 2.4151 | #REF! | #REF! | #REF! | #REF! | 3.5 | 1131.8393 | 174.1291 | 22.75 | 75.8333 | 2.4151 | #REF! | #REF! | #REF! | #REF! | 3.5 | 1584.876 | 243.8271 | 22.75 | 75.8333 | 2.4151 | #REF! | #REF! | #REF! | 2 | 3.5 | 2124.5433 | 326.8528 | 22.75 | 75.8333 | 2.4151 | #REF! | #REF! | #REF! | 2 | 3.5 | 2742.9605 | 421.9939 | 22.75 | 75.8333 | 2.4151 | #REF! | #REF! | #REF! | 2 | 3.5 | 3442.3105 | 529.5862 | 22.75 | 75.8333 | 2.4151 | #REF! | #REF! | #REF!
| 2 | 3.85 | 1.609 | 0.64837 | 0.00086948 | 25.025 | 0.24754 | 0.64837 | 25.025 | 10.01 | 8.4594 | 83.4167 | 2.6566 | 80.1667 | 8.6798 | 3.3138 | -8.0315 | -3.0663 | [11 empty] | 1 | [7 empty] | 3.55 | 251.7749 | 38.7346 | 23.075 | 76.9167 | 2.4496 | #REF! | #REF! | #REF! | #REF! | 3.55 | 456.3381 | 70.2059 | 23.075 | 76.9167 | 2.4496 | #REF! | #REF! | #REF! | #REF! | 3.55 | 752.8571 | 115.8242 | 23.075 | 76.9167 | 2.4496 | #REF! | #REF! | #REF! | #REF! | 3.55 | 1128.7352 | 173.6516 | 23.075 | 76.9167 | 2.4496 | #REF! | #REF! | #REF! | #REF! | 3.55 | 1581.1886 | 243.2598 | 23.075 | 76.9167 | 2.4496 | #REF! | #REF! | #REF! | 2 | 3.55 | 2120.2897 | 326.1984 | 23.075 | 76.9167 | 2.4496 | #REF! | #REF! | #REF! | 2 | 3.55 | 2738.1718 | 421.2572 | 23.075 | 76.9167 | 2.4496 | #REF! | #REF! | #REF! | 2 | 3.55 | 3436.9084 | 528.7551 | 23.075 | 76.9167 | 2.4496 | #REF! | #REF! | #REF!
| 2 | 3.9 | 1.5858 | 0.64732 | 0.00086807 | 25.35 | 0.24397 | 0.64732 | 25.35 | 10.14 | 8.4594 | 84.5 | 2.6911 | 80.2305 | 8.8997 | 3.3542 | -8.2524 | -3.1102 | [11 empty] | 1 | [7 empty] | 3.6 | 250.2726 | 38.5035 | 23.4 | 78 | 2.4841 | #REF! | #REF! | #REF! | #REF! | 3.6 | 454.404 | 69.9083 | 23.4 | 78 | 2.4841 | #REF! | #REF! | #REF! | #REF! | 3.6 | 750.3472 | 115.438 | 23.4 | 78 | 2.4841 | #REF! | #REF! | #REF! | #REF! | 3.6 | 1125.6438 | 173.176 | 23.4 | 78 | 2.4841 | #REF! | #REF! | #REF! | #REF! | 3.6 | 1577.5174 | 242.695 | 23.4 | 78 | 2.4841 | #REF! | #REF! | #REF! | 2 | 3.6 | 2116.0527 | 325.5466 | 23.4 | 78 | 2.4841 | #REF! | #REF! | #REF! | 2 | 3.6 | 2733.3996 | 420.523 | 23.4 | 78 | 2.4841 | #REF! | #REF! | #REF! | 2 | 3.6 | 3431.5234 | 527.9267 | 23.4 | 78 | 2.4841 | #REF! | #REF! | #REF!
| 2 | 3.95 | 1.5627 | 0.64609 | 0.00086642 | 25.675 | 0.24042 | 0.64609 | 25.675 | 10.27 | 8.4594 | 85.5833 | 2.7256 | 80.294 | 9.1221 | 3.3945 | -8.476 | -3.1541 | [11 empty] | 1 | [7 empty] | 3.65 | 248.775 | 38.2731 | 23.725 | 79.0833 | 2.5186 | #REF! | #REF! | #REF! | #REF! | 3.65 | 452.4766 | 69.6118 | 23.725 | 79.0833 | 2.5186 | #REF! | #REF! | #REF! | #REF! | 3.65 | 747.8468 | 115.0533 | 23.725 | 79.0833 | 2.5186 | #REF! | #REF! | #REF! | #REF! | 3.65 | 1122.565 | 172.7023 | 23.725 | 79.0833 | 2.5186 | #REF! | #REF! | #REF! | #REF! | 3.65 | 1573.8622 | 242.1326 | 23.725 | 79.0833 | 2.5186 | #REF! | #REF! | #REF! | 2 | 3.65 | 2111.8322 | 324.8973 | 23.725 | 79.0833 | 2.5186 | #REF! | #REF! | #REF! | 2 | 3.65 | 2728.6437 | 419.7913 | 23.725 | 79.0833 | 2.5186 | #REF! | #REF! | #REF! | 2 | 3.65 | 3426.1555 | 527.1008 | 23.725 | 79.0833 | 2.5186 | #REF! | #REF! | #REF!
| 2 | 4 | 1.5399 | 0.6447 | 0.00086455 | 26 | 0.2369 | 0.6447 | 26 | 10.4 | 8.4594 | 86.6667 | 2.7601 | 80.3573 | 9.3471 | 3.4348 | -8.7024 | -3.1979 | [11 empty] | 1 | [7 empty] | 3.7 | 247.2822 | 38.0434 | 24.05 | 80.1667 | 2.5531 | #REF! | #REF! | #REF! | #REF! | 3.7 | 450.5559 | 69.3163 | 24.05 | 80.1667 | 2.5531 | #REF! | #REF! | #REF! | #REF! | 3.7 | 745.3559 | 114.6701 | 24.05 | 80.1667 | 2.5531 | #REF! | #REF! | #REF! | #REF! | 3.7 | 1119.4987 | 172.2306 | 24.05 | 80.1667 | 2.5531 | #REF! | #REF! | #REF! | #REF! | 3.7 | 1570.223 | 241.5728 | 24.05 | 80.1667 | 2.5531 | #REF! | #REF! | #REF! | 2 | 3.7 | 2107.628 | 324.2505 | 24.05 | 80.1667 | 2.5531 | #REF! | #REF! | #REF! | 2 | 3.7 | 2723.904 | 419.0622 | 24.05 | 80.1667 | 2.5531 | #REF! | #REF! | #REF! | 2 | 3.7 | 3420.8046 | 526.2776 | 24.05 | 80.1667 | 2.5531 | #REF! | #REF! | #REF!
| 2 | 4.05 | 1.5172 | 0.64313 | 0.00086246 | 26.325 | 0.23341 | 0.64313 | 26.325 | 10.53 | 8.4594 | 87.75 | 2.7946 | 80.4204 | 9.5748 | 3.475 | -8.9316 | -3.2416 | [11 empty] | 1 | [7 empty] | 3.75 | 245.7941 | 37.8145 | 24.375 | 81.25 | 2.5876 | #REF! | #REF! | #REF! | #REF! | 3.75 | 448.6419 | 69.0218 | 24.375 | 81.25 | 2.5876 | #REF! | #REF! | #REF! | #REF! | 3.75 | 742.8746 | 114.2884 | 24.375 | 81.25 | 2.5876 | #REF! | #REF! | #REF! | #REF! | 3.75 | 1116.4449 | 171.7608 | 24.375 | 81.25 | 2.5876 | #REF! | #REF! | #REF! | #REF! | 3.75 | 1566.5996 | 241.0153 | 24.375 | 81.25 | 2.5876 | #REF! | #REF! | #REF! | 2 | 3.75 | 2103.4401 | 323.6062 | 24.375 | 81.25 | 2.5876 | #REF! | #REF! | #REF! | 2 | 3.75 | 2719.1805 | 418.3355 | 24.375 | 81.25 | 2.5876 | #REF! | #REF! | #REF! | 2 | 3.75 | 3415.4705 | 525.457 | 24.375 | 81.25 | 2.5876 | #REF! | #REF! | #REF!
| 2 | 4.1 | 1.4947 | 0.6414 | 0.00086014 | 26.65 | 0.22995 | 0.6414 | 26.65 | 10.66 | 8.4594 | 88.8333 | 2.8291 | 80.4832 | 9.805 | 3.5151 | -9.1636 | -3.2852 | [11 empty] | 1 | [7 empty] | 3.8 | 244.3108 | 37.5863 | 24.7 | 82.3333 | 2.6221 | #REF! | #REF! | #REF! | #REF! | 3.8 | 446.7346 | 68.7284 | 24.7 | 82.3333 | 2.6221 | #REF! | #REF! | #REF! | #REF! | 3.8 | 740.4026 | 113.9081 | 24.7 | 82.3333 | 2.6221 | #REF! | #REF! | #REF! | #REF! | 3.8 | 1113.4036 | 171.2929 | 24.7 | 82.3333 | 2.6221 | #REF! | #REF! | #REF! | #REF! | 3.8 | 1562.9919 | 240.4603 | 24.7 | 82.3333 | 2.6221 | #REF! | #REF! | #REF! | 2 | 3.8 | 2099.2683 | 322.9644 | 24.7 | 82.3333 | 2.6221 | #REF! | #REF! | #REF! | 2 | 3.8 | 2714.473 | 417.6112 | 24.7 | 82.3333 | 2.6221 | #REF! | #REF! | #REF! | 2 | 3.8 | 3410.1532 | 524.6389 | 24.7 | 82.3333 | 2.6221 | #REF! | #REF! | #REF!
| 2 | 4.15 | 1.4723 | 0.63951 | 0.0008576 | 26.975 | 0.22651 | 0.63951 | 26.975 | 10.79 | 8.4594 | 89.9167 | 2.8636 | 80.5459 | 10.0378 | 3.5552 | -9.3983 | -3.3287 | [11 empty] | 1 | [7 empty] | 3.85 | 242.8322 | 37.3588 | 25.025 | 83.4167 | 2.6566 | #REF! | #REF! | #REF! | #REF! | 3.85 | 444.834 | 68.436 | 25.025 | 83.4167 | 2.6566 | #REF! | #REF! | #REF! | #REF! | 3.85 | 737.9401 | 113.5293 | 25.025 | 83.4167 | 2.6566 | #REF! | #REF! | #REF! | #REF! | 3.85 | 1110.3746 | 170.8269 | 25.025 | 83.4167 | 2.6566 | #REF! | #REF! | #REF! | #REF! | 3.85 | 1559.3998 | 239.9077 | 25.025 | 83.4167 | 2.6566 | #REF! | #REF! | #REF! | 2 | 3.85 | 2095.1126 | 322.325 | 25.025 | 83.4167 | 2.6566 | #REF! | #REF! | #REF! | 2 | 3.85 | 2709.7815 | 416.8895 | 25.025 | 83.4167 | 2.6566 | #REF! | #REF! | #REF! | 2 | 3.85 | 3404.8526 | 523.8235 | 25.025 | 83.4167 | 2.6566 | #REF! | #REF! | #REF!
| 2 | 4.2 | 1.4501 | 0.63746 | 0.00085485 | 27.3 | 0.22309 | 0.63746 | 27.3 | 10.92 | 8.4594 | 91 | 2.8981 | 80.6082 | 10.2731 | 3.5953 | -9.6357 | -3.3722 | [11 empty] | 1 | [7 empty] | 3.9 | 241.3583 | 37.1321 | 25.35 | 84.5 | 2.6911 | #REF! | #REF! | #REF! | #REF! | 3.9 | 442.9401 | 68.1446 | 25.35 | 84.5 | 2.6911 | #REF! | #REF! | #REF! | #REF! | 3.9 | 735.487 | 113.1518 | 25.35 | 84.5 | 2.6911 | #REF! | #REF! | #REF! | #REF! | 3.9 | 1107.3578 | 170.3627 | 25.35 | 84.5 | 2.6911 | #REF! | #REF! | #REF! | #REF! | 3.9 | 1555.8232 | 239.3574 | 25.35 | 84.5 | 2.6911 | #REF! | #REF! | #REF! | 2 | 3.9 | 2090.9728 | 321.6881 | 25.35 | 84.5 | 2.6911 | #REF! | #REF! | #REF! | 2 | 3.9 | 2705.1058 | 416.1701 | 25.35 | 84.5 | 2.6911 | #REF! | #REF! | #REF! | 2 | 3.9 | 3399.5686 | 523.0105 | 25.35 | 84.5 | 2.6911 | #REF! | #REF! | #REF!
| 2 | 4.25 | 1.4281 | 0.63526 | 0.00085189 | 27.625 | 0.2197 | 0.63526 | 27.625 | 11.05 | 8.4594 | 92.0833 | 2.9326 | 80.6704 | 10.5111 | 3.6353 | -9.8758 | -3.4156 | [11 empty] | 1 | [7 empty] | 3.95 | 239.8892 | 36.906 | 25.675 | 85.5833 | 2.7256 | #REF! | #REF! | #REF! | #REF! | 3.95 | 441.0528 | 67.8543 | 25.675 | 85.5833 | 2.7256 | #REF! | #REF! | #REF! | #REF! | 3.95 | 733.0432 | 112.7759 | 25.675 | 85.5833 | 2.7256 | #REF! | #REF! | #REF! | #REF! | 3.95 | 1104.3533 | 169.9005 | 25.675 | 85.5833 | 2.7256 | #REF! | #REF! | #REF! | #REF! | 3.95 | 1552.262 | 238.8095 | 25.675 | 85.5833 | 2.7256 | #REF! | #REF! | #REF! | 2 | 3.95 | 2086.8489 | 321.0537 | 25.675 | 85.5833 | 2.7256 | #REF! | #REF! | #REF! | 2 | 3.95 | 2700.4459 | 415.4532 | 25.675 | 85.5833 | 2.7256 | #REF! | #REF! | #REF! | 2 | 3.95 | 3394.3011 | 522.2002 | 25.675 | 85.5833 | 2.7256 | #REF! | #REF! | #REF!
| 2 | 4.3 | 1.4062 | 0.63289 | 0.00084872 | 27.95 | 0.21634 | 0.63289 | 27.95 | 11.18 | 8.4594 | 93.1667 | 2.9671 | 80.7323 | 10.7516 | 3.6752 | -10.1187 | -3.4589 | [11 empty] | 1 | [7 empty] | 4 | 238.4249 | 36.6807 | 26 | 86.6667 | 2.7601 | #REF! | #REF! | #REF! | #REF! | 4 | 439.1721 | 67.5649 | 26 | 86.6667 | 2.7601 | #REF! | #REF! | #REF! | #REF! | 4 | 730.6087 | 112.4013 | 26 | 86.6667 | 2.7601 | #REF! | #REF! | #REF! | #REF! | 4 | 1101.3608 | 169.4401 | 26 | 86.6667 | 2.7601 | #REF! | #REF! | #REF! | #REF! | 4 | 1548.7161 | 238.264 | 26 | 86.6667 | 2.7601 | #REF! | #REF! | #REF! | 2 | 4 | 2082.7407 | 320.4216 | 26 | 86.6667 | 2.7601 | #REF! | #REF! | #REF! | 2 | 4 | 2695.8017 | 414.7387 | 26 | 86.6667 | 2.7601 | #REF! | #REF! | #REF! | 2 | 4 | 3389.0501 | 521.3923 | 26 | 86.6667 | 2.7601 | #REF! | #REF! | #REF!
| 2 | 4.35 | 1.3845 | 0.63038 | 0.00084535 | 28.275 | 0.21301 | 0.63038 | 28.275 | 11.31 | 8.4594 | 94.25 | 3.0016 | 80.794 | 10.9947 | 3.7151 | -10.3643 | -3.5021 | [11 empty] | 1 | [7 empty] | 4.05 | 236.9652 | 36.4562 | 26.325 | 87.75 | 2.7946 | #REF! | #REF! | #REF! | #REF! | 4.05 | 437.2981 | 67.2766 | 26.325 | 87.75 | 2.7946 | #REF! | #REF! | #REF! | #REF! | 4.05 | 728.1834 | 112.0282 | 26.325 | 87.75 | 2.7946 | #REF! | #REF! | #REF! | #REF! | 4.05 | 1098.3805 | 168.9816 | 26.325 | 87.75 | 2.7946 | #REF! | #REF! | #REF! | #REF! | 4.05 | 1545.1853 | 237.7208 | 26.325 | 87.75 | 2.7946 | #REF! | #REF! | #REF! | 2 | 4.05 | 2078.6482 | 319.792 | 26.325 | 87.75 | 2.7946 | #REF! | #REF! | #REF! | 2 | 4.05 | 2691.1732 | 414.0266 | 26.325 | 87.75 | 2.7946 | #REF! | #REF! | #REF! | 2 | 4.05 | 3383.8155 | 520.587 | 26.325 | 87.75 | 2.7946 | #REF! | #REF! | #REF!
| 2 | 4.4 | 1.363 | 0.62772 | 0.00084178 | 28.6 | 0.2097 | 0.62772 | 28.6 | 11.44 | 8.4594 | 95.3333 | 3.0361 | 80.8555 | 11.2404 | 3.755 | -10.6126 | -3.5453 | [11 empty] | 1 | [7 empty] | 4.1 | 235.5104 | 36.2324 | 26.65 | 88.8333 | 2.8291 | #REF! | #REF! | #REF! | #REF! | 4.1 | 435.4307 | 66.9893 | 26.65 | 88.8333 | 2.8291 | #REF! | #REF! | #REF! | #REF! | 4.1 | 725.7674 | 111.6565 | 26.65 | 88.8333 | 2.8291 | #REF! | #REF! | #REF! | #REF! | 4.1 | 1095.4121 | 168.5249 | 26.65 | 88.8333 | 2.8291 | #REF! | #REF! | #REF! | #REF! | 4.1 | 1541.6696 | 237.1799 | 26.65 | 88.8333 | 2.8291 | #REF! | #REF! | #REF! | 2 | 4.1 | 2074.5712 | 319.1648 | 26.65 | 88.8333 | 2.8291 | #REF! | #REF! | #REF! | 2 | 4.1 | 2686.5601 | 413.3169 | 26.65 | 88.8333 | 2.8291 | #REF! | #REF! | #REF! | 2 | 4.1 | 3378.5972 | 519.7842 | 26.65 | 88.8333 | 2.8291 | #REF! | #REF! | #REF!
| 2 | 4.45 | 1.3417 | 0.62491 | 0.00083801 | 28.925 | 0.20641 | 0.62491 | 28.925 | 11.57 | 8.4594 | 96.4167 | 3.0706 | 80.9167 | 11.4886 | 3.7948 | -10.8637 | -3.5883 | [11 empty] | 1 | [7 empty] | 4.15 | 234.0602 | 36.0093 | 26.975 | 89.9167 | 2.8636 | #REF! | #REF! | #REF! | #REF! | 4.15 | 433.5699 | 66.7031 | 26.975 | 89.9167 | 2.8636 | #REF! | #REF! | #REF! | #REF! | 4.15 | 723.3605 | 111.2862 | 26.975 | 89.9167 | 2.8636 | #REF! | #REF! | #REF! | #REF! | 4.15 | 1092.4557 | 168.0701 | 26.975 | 89.9167 | 2.8636 | #REF! | #REF! | #REF! | #REF! | 4.15 | 1538.1688 | 236.6414 | 26.975 | 89.9167 | 2.8636 | #REF! | #REF! | #REF! | 2 | 4.15 | 2070.5098 | 318.54 | 26.975 | 89.9167 | 2.8636 | #REF! | #REF! | #REF! | 2 | 4.15 | 2681.9625 | 412.6096 | 26.975 | 89.9167 | 2.8636 | #REF! | #REF! | #REF! | 2 | 4.15 | 3373.3951 | 518.9839 | 26.975 | 89.9167 | 2.8636 | #REF! | #REF! | #REF!
| 2 | 4.5 | 1.3205 | 0.62195 | 0.00083405 | 29.25 | 0.20315 | 0.62195 | 29.25 | 11.7 | 8.4594 | 97.5 | 3.1051 | 80.9778 | 11.7393 | 3.8345 | -11.1174 | -3.6314 | [11 empty] | 1 | [7 empty] | 4.2 | 232.6149 | 35.7869 | 27.3 | 91 | 2.8981 | #REF! | #REF! | #REF! | #REF! | 4.2 | 431.7156 | 66.4178 | 27.3 | 91 | 2.8981 | #REF! | #REF! | #REF! | #REF! | 4.2 | 720.9628 | 110.9174 | 27.3 | 91 | 2.8981 | #REF! | #REF! | #REF! | #REF! | 4.2 | 1089.5111 | 167.6171 | 27.3 | 91 | 2.8981 | #REF! | #REF! | #REF! | #REF! | 4.2 | 1534.6829 | 236.1051 | 27.3 | 91 | 2.8981 | #REF! | #REF! | #REF! | 2 | 4.2 | 2066.4636 | 317.9175 | 27.3 | 91 | 2.8981 | #REF! | #REF! | #REF! | 2 | 4.2 | 2677.3802 | 411.9047 | 27.3 | 91 | 2.8981 | #REF! | #REF! | #REF! | 2 | 4.2 | 3368.2091 | 518.186 | 27.3 | 91 | 2.8981 | #REF! | #REF! | #REF!
| 2 | 4.55 | 1.2995 | 0.61886 | 0.0008299 | 29.575 | 0.19992 | 0.61886 | 29.575 | 11.83 | 8.4594 | 98.5833 | 3.1396 | 81.0385 | 11.9927 | 3.8742 | -11.3738 | -3.6743 | [11 empty] | 1 | [7 empty] | 4.25 | 231.1742 | 35.5653 | 27.625 | 92.0833 | 2.9326 | #REF! | #REF! | #REF! | #REF! | 4.25 | 429.868 | 66.1335 | 27.625 | 92.0833 | 2.9326 | #REF! | #REF! | #REF! | #REF! | 4.25 | 718.5742 | 110.5499 | 27.625 | 92.0833 | 2.9326 | #REF! | #REF! | #REF! | #REF! | 4.25 | 1086.5783 | 167.1659 | 27.625 | 92.0833 | 2.9326 | #REF! | #REF! | #REF! | #REF! | 4.25 | 1531.2117 | 235.571 | 27.625 | 92.0833 | 2.9326 | #REF! | #REF! | #REF! | 2 | 4.25 | 2062.4328 | 317.2973 | 27.625 | 92.0833 | 2.9326 | #REF! | #REF! | #REF! | 2 | 4.25 | 2672.8132 | 411.202 | 27.625 | 92.0833 | 2.9326 | #REF! | #REF! | #REF! | 2 | 4.25 | 3363.0392 | 517.3906 | 27.625 | 92.0833 | 2.9326 | #REF! | #REF! | #REF!
| 2 | 4.6 | 1.2786 | 0.61562 | 0.00082557 | 29.9 | 0.19671 | 0.61562 | 29.9 | 11.96 | 8.4594 | 99.6667 | 3.1741 | 81.0991 | 12.2485 | 3.9139 | -11.6329 | -3.7171 | [11 empty] | 1 | [7 empty] | 4.3 | 229.7383 | 35.3444 | 27.95 | 93.1667 | 2.9671 | #REF! | #REF! | #REF! | #REF! | 4.3 | 428.0268 | 65.8503 | 27.95 | 93.1667 | 2.9671 | #REF! | #REF! | #REF! | #REF! | 4.3 | 716.1946 | 110.1838 | 27.95 | 93.1667 | 2.9671 | #REF! | #REF! | #REF! | #REF! | 4.3 | 1083.6572 | 166.7165 | 27.95 | 93.1667 | 2.9671 | #REF! | #REF! | #REF! | #REF! | 4.3 | 1527.7551 | 235.0393 | 27.95 | 93.1667 | 2.9671 | #REF! | #REF! | #REF! | 2 | 4.3 | 2058.4171 | 316.6796 | 27.95 | 93.1667 | 2.9671 | #REF! | #REF! | #REF! | 2 | 4.3 | 2668.2614 | 410.5018 | 27.95 | 93.1667 | 2.9671 | #REF! | #REF! | #REF! | 2 | 4.3 | 3357.8852 | 516.5977 | 27.95 | 93.1667 | 2.9671 | #REF! | #REF! | #REF!
| 2 | 4.65 | 1.258 | 0.61226 | 0.00082105 | 30.225 | 0.19353 | 0.61226 | 30.225 | 12.09 | 8.4594 | 100.75 | 3.2086 | 81.1595 | 12.5069 | 3.9535 | -11.8947 | -3.7599 | [11 empty] | 1 | [7 empty] | 4.35 | 228.3072 | 35.1242 | 28.275 | 94.25 | 3.0016 | #REF! | #REF! | #REF! | #REF! | 4.35 | 426.1922 | 65.568 | 28.275 | 94.25 | 3.0016 | #REF! | #REF! | #REF! | #REF! | 4.35 | 713.8241 | 109.8191 | 28.275 | 94.25 | 3.0016 | #REF! | #REF! | #REF! | #REF! | 4.35 | 1080.7478 | 166.2689 | 28.275 | 94.25 | 3.0016 | #REF! | #REF! | #REF! | #REF! | 4.35 | 1524.3131 | 234.5097 | 28.275 | 94.25 | 3.0016 | #REF! | #REF! | #REF! | 2 | 4.35 | 2054.4165 | 316.0641 | 28.275 | 94.25 | 3.0016 | #REF! | #REF! | #REF! | 2 | 4.35 | 2663.7247 | 409.8038 | 28.275 | 94.25 | 3.0016 | #REF! | #REF! | #REF! | 2 | 4.35 | 3352.7471 | 515.8072 | 28.275 | 94.25 | 3.0016 | #REF! | #REF! | #REF!
| 2 | 4.7 | 1.2375 | 0.60875 | 0.00081635 | 30.55 | 0.19038 | 0.60875 | 30.55 | 12.22 | 8.4594 | 101.8333 | 3.2431 | 81.2196 | 12.7679 | 3.993 | -12.1591 | -3.8026 | [11 empty] | 1 | [7 empty] | 4.4 | 226.8807 | 34.9047 | 28.6 | 95.3333 | 3.0361 | #REF! | #REF! | #REF! | #REF! | 4.4 | 424.3642 | 65.2868 | 28.6 | 95.3333 | 3.0361 | #REF! | #REF! | #REF! | #REF! | 4.4 | 711.4626 | 109.4558 | 28.6 | 95.3333 | 3.0361 | #REF! | #REF! | #REF! | #REF! | 4.4 | 1077.85 | 165.8231 | 28.6 | 95.3333 | 3.0361 | #REF! | #REF! | #REF! | #REF! | 4.4 | 1520.8855 | 233.9824 | 28.6 | 95.3333 | 3.0361 | #REF! | #REF! | #REF! | 2 | 4.4 | 2050.4308 | 315.4509 | 28.6 | 95.3333 | 3.0361 | #REF! | #REF! | #REF! | 2 | 4.4 | 2659.203 | 409.1082 | 28.6 | 95.3333 | 3.0361 | #REF! | #REF! | #REF! | 2 | 4.4 | 3347.6248 | 515.0192 | 28.6 | 95.3333 | 3.0361 | #REF! | #REF! | #REF!
| 2 | 4.75 | 1.2171 | 0.60512 | 0.00081148 | 30.875 | 0.18725 | 0.60512 | 30.875 | 12.35 | 8.4594 | 102.9167 | 3.2776 | 81.2795 | 13.0314 | 4.0325 | -12.4263 | -3.8453 | [11 empty] | 1 | [7 empty] | 4.45 | 225.4591 | 34.686 | 28.925 | 96.4167 | 3.0706 | #REF! | #REF! | #REF! | #REF! | 4.45 | 422.5426 | 65.0066 | 28.925 | 96.4167 | 3.0706 | #REF! | #REF! | #REF! | #REF! | 4.45 | 709.11 | 109.0938 | 28.925 | 96.4167 | 3.0706 | #REF! | #REF! | #REF! | #REF! | 4.45 | 1074.9636 | 165.379 | 28.925 | 96.4167 | 3.0706 | #REF! | #REF! | #REF! | #REF! | 4.45 | 1517.4722 | 233.4573 | 28.925 | 96.4167 | 3.0706 | #REF! | #REF! | #REF! | 2 | 4.45 | 2046.4601 | 314.84 | 28.925 | 96.4167 | 3.0706 | #REF! | #REF! | #REF! | 2 | 4.45 | 2654.6963 | 408.4148 | 28.925 | 96.4167 | 3.0706 | #REF! | #REF! | #REF! | 2 | 4.45 | 3342.5182 | 514.2336 | 28.925 | 96.4167 | 3.0706 | #REF! | #REF! | #REF!
| 2 | 4.8 | 1.197 | 0.60136 | 0.00080643 | 31.2 | 0.18415 | 0.60136 | 31.2 | 12.48 | 8.4594 | 104 | 3.3121 | 81.3391 | 13.2974 | 4.072 | -12.6961 | -3.8878 | [11 empty] | 1 | [7 empty] | 4.5 | 224.0421 | 34.468 | 29.25 | 97.5 | 3.1051 | #REF! | #REF! | #REF! | #REF! | 4.5 | 420.7275 | 64.7273 | 29.25 | 97.5 | 3.1051 | #REF! | #REF! | #REF! | #REF! | 4.5 | 706.7663 | 108.7333 | 29.25 | 97.5 | 3.1051 | #REF! | #REF! | #REF! | #REF! | 4.5 | 1072.0888 | 164.9367 | 29.25 | 97.5 | 3.1051 | #REF! | #REF! | #REF! | #REF! | 4.5 | 1514.0731 | 232.9343 | 29.25 | 97.5 | 3.1051 | #REF! | #REF! | #REF! | 2 | 4.5 | 2042.5041 | 314.2314 | 29.25 | 97.5 | 3.1051 | #REF! | #REF! | #REF! | 2 | 4.5 | 2650.2044 | 407.7237 | 29.25 | 97.5 | 3.1051 | #REF! | #REF! | #REF! | 2 | 4.5 | 3337.4273 | 513.4504 | 29.25 | 97.5 | 3.1051 | #REF! | #REF! | #REF!
| 2 | 4.85 | 1.177 | 0.59747 | 0.00080122 | 31.525 | 0.18107 | 0.59747 | 31.525 | 12.61 | 8.4594 | 105.0833 | 3.3466 | 81.3986 | 13.566 | 4.1114 | -12.9685 | -3.9303 | [11 empty] | 1 | [7 empty] | 4.55 | 222.63 | 34.2508 | 29.575 | 98.5833 | 3.1396 | #REF! | #REF! | #REF! | #REF! | 4.55 | 418.9189 | 64.4491 | 29.575 | 98.5833 | 3.1396 | #REF! | #REF! | #REF! | #REF! | 4.55 | 704.4315 | 108.3741 | 29.575 | 98.5833 | 3.1396 | #REF! | #REF! | #REF! | #REF! | 4.55 | 1069.2253 | 164.4962 | 29.575 | 98.5833 | 3.1396 | #REF! | #REF! | #REF! | #REF! | 4.55 | 1510.6881 | 232.4136 | 29.575 | 98.5833 | 3.1396 | #REF! | #REF! | #REF! | 2 | 4.55 | 2038.5628 | 313.6251 | 29.575 | 98.5833 | 3.1396 | #REF! | #REF! | #REF! | 2 | 4.55 | 2645.7272 | 407.035 | 29.575 | 98.5833 | 3.1396 | #REF! | #REF! | #REF! | 2 | 4.55 | 3332.3519 | 512.6695 | 29.575 | 98.5833 | 3.1396 | #REF! | #REF! | #REF!
| 2 | 4.9 | 1.1571 | 0.59346 | 0.00079585 | 31.85 | 0.17802 | 0.59346 | 31.85 | 12.74 | 8.4594 | 106.1667 | 3.3811 | 81.4578 | 13.8371 | 4.1507 | -13.2436 | -3.9727 | [11 empty] | 1 | [7 empty] | 4.6 | 221.2225 | 34.0342 | 29.9 | 99.6667 | 3.1741 | #REF! | #REF! | #REF! | #REF! | 4.6 | 417.1168 | 64.1718 | 29.9 | 99.6667 | 3.1741 | #REF! | #REF! | #REF! | #REF! | 4.6 | 702.1056 | 108.0162 | 29.9 | 99.6667 | 3.1741 | #REF! | #REF! | #REF! | #REF! | 4.6 | 1066.3731 | 164.0574 | 29.9 | 99.6667 | 3.1741 | #REF! | #REF! | #REF! | #REF! | 4.6 | 1507.3172 | 231.895 | 29.9 | 99.6667 | 3.1741 | #REF! | #REF! | #REF! | 2 | 4.6 | 2034.6362 | 313.0209 | 29.9 | 99.6667 | 3.1741 | #REF! | #REF! | #REF! | 2 | 4.6 | 2641.2647 | 406.3484 | 29.9 | 99.6667 | 3.1741 | #REF! | #REF! | #REF! | 2 | 4.6 | 3327.292 | 511.8911 | 29.9 | 99.6667 | 3.1741 | #REF! | #REF! | #REF!
| 2 | 4.95 | 1.1375 | 0.58933 | 0.00079031 | 32.175 | 0.175 | 0.58933 | 32.175 | 12.87 | 8.4594 | 107.25 | 3.4156 | 81.5168 | 14.1107 | 4.1901 | -13.5213 | -4.0151 | [11 empty] | 1 | [7 empty] | 4.65 | 219.8198 | 33.8184 | 30.225 | 100.75 | 3.2086 | #REF! | #REF! | #REF! | #REF! | 4.65 | 415.3211 | 63.8956 | 30.225 | 100.75 | 3.2086 | #REF! | #REF! | #REF! | #REF! | 4.65 | 699.7884 | 107.6598 | 30.225 | 100.75 | 3.2086 | #REF! | #REF! | #REF! | #REF! | 4.65 | 1063.5322 | 163.6203 | 30.225 | 100.75 | 3.2086 | #REF! | #REF! | #REF! | #REF! | 4.65 | 1503.9601 | 231.3785 | 30.225 | 100.75 | 3.2086 | #REF! | #REF! | #REF! | 2 | 4.65 | 2030.724 | 312.4191 | 30.225 | 100.75 | 3.2086 | #REF! | #REF! | #REF! | 2 | 4.65 | 2636.8169 | 405.6641 | 30.225 | 100.75 | 3.2086 | #REF! | #REF! | #REF! | 2 | 4.65 | 3322.2476 | 511.115 | 30.225 | 100.75 | 3.2086 | #REF! | #REF! | #REF!
| 2 | 5 | 1.118 | 0.58509 | 0.00078461 | 32.5 | 0.172 | 0.58509 | 32.5 | 13 | 8.4594 | 108.3333 | 3.4501 | 81.5756 | 14.3868 | 4.2293 | -13.8017 | -4.0573 | [11 empty] | 1 | [7 empty] | 4.7 | 218.4219 | 33.6034 | 30.55 | 101.8333 | 3.2431 | #REF! | #REF! | #REF! | #REF! | 4.7 | 413.5318 | 63.6203 | 30.55 | 101.8333 | 3.2431 | #REF! | #REF! | #REF! | #REF! | 4.7 | 697.48 | 107.3046 | 30.55 | 101.8333 | 3.2431 | #REF! | #REF! | #REF! | #REF! | 4.7 | 1060.7025 | 163.185 | 30.55 | 101.8333 | 3.2431 | #REF! | #REF! | #REF! | #REF! | 4.7 | 1500.6169 | 230.8641 | 30.55 | 101.8333 | 3.2431 | #REF! | #REF! | #REF! | 2 | 4.7 | 2026.8263 | 311.8194 | 30.55 | 101.8333 | 3.2431 | #REF! | #REF! | #REF! | 2 | 4.7 | 2632.3835 | 404.9821 | 30.55 | 101.8333 | 3.2431 | #REF! | #REF! | #REF! | 2 | 4.7 | 3317.2184 | 510.3413 | 30.55 | 101.8333 | 3.2431 | #REF! | #REF! | #REF!
| 2 | 5.05 | 1.0987 | 0.58073 | 0.00077877 | 32.825 | 0.16903 | 0.58073 | 32.825 | 13.13 | 8.4594 | 109.4167 | 3.4846 | 81.6342 | 14.6654 | 4.2686 | -14.0847 | -4.0995 | [11 empty] | 1 | [7 empty] | 4.75 | 217.0287 | 33.389 | 30.875 | 102.9167 | 3.2776 | #REF! | #REF! | #REF! | #REF! | 4.75 | 411.749 | 63.346 | 30.875 | 102.9167 | 3.2776 | #REF! | #REF! | #REF! | #REF! | 4.75 | 695.1804 | 106.9508 | 30.875 | 102.9167 | 3.2776 | #REF! | #REF! | #REF! | #REF! | 4.75 | 1057.8839 | 162.7514 | 30.875 | 102.9167 | 3.2776 | #REF! | #REF! | #REF! | #REF! | 4.75 | 1497.2873 | 230.3519 | 30.875 | 102.9167 | 3.2776 | #REF! | #REF! | #REF! | 2 | 4.75 | 2022.9428 | 311.222 | 30.875 | 102.9167 | 3.2776 | #REF! | #REF! | #REF! | 2 | 4.75 | 2627.9646 | 404.3022 | 30.875 | 102.9167 | 3.2776 | #REF! | #REF! | #REF! | 2 | 4.75 | 3312.2045 | 509.5699 | 30.875 | 102.9167 | 3.2776 | #REF! | #REF! | #REF!
| 2 | 5.1 | 1.0795 | 0.57625 | 0.00077277 | 33.15 | 0.16608 | 0.57625 | 33.15 | 13.26 | 8.4594 | 110.5 | 3.5191 | 81.6925 | 14.9466 | 4.3077 | -14.3703 | -4.1417 | [11 empty] | 1 | [7 empty] | 4.8 | 215.6402 | 33.1754 | 31.2 | 104 | 3.3121 | #REF! | #REF! | #REF! | #REF! | 4.8 | 409.9726 | 63.0727 | 31.2 | 104 | 3.3121 | #REF! | #REF! | #REF! | #REF! | 4.8 | 692.8894 | 106.5984 | 31.2 | 104 | 3.3121 | #REF! | #REF! | #REF! | #REF! | 4.8 | 1055.0763 | 162.3194 | 31.2 | 104 | 3.3121 | #REF! | #REF! | #REF! | #REF! | 4.8 | 1493.9714 | 229.8418 | 31.2 | 104 | 3.3121 | #REF! | #REF! | #REF! | 2 | 4.8 | 2019.0736 | 310.6267 | 31.2 | 104 | 3.3121 | #REF! | #REF! | #REF! | 2 | 4.8 | 2623.56 | 403.6246 | 31.2 | 104 | 3.3121 | #REF! | #REF! | #REF! | 2 | 4.8 | 3307.2058 | 508.8009 | 31.2 | 104 | 3.3121 | #REF! | #REF! | #REF!
| 2 | 5.15 | 1.0605 | 0.57167 | 0.00076662 | 33.475 | 0.16316 | 0.57167 | 33.475 | 13.39 | 8.4594 | 111.5833 | 3.5536 | 81.7507 | 15.2303 | 4.3469 | -14.6586 | -4.1837 | [11 empty] | 1 | [7 empty] | 4.85 | 214.2565 | 32.9625 | 31.525 | 105.0833 | 3.3466 | #REF! | #REF! | #REF! | #REF! | 4.85 | 408.2025 | 62.8004 | 31.525 | 105.0833 | 3.3466 | #REF! | #REF! | #REF! | #REF! | 4.85 | 690.6071 | 106.2472 | 31.525 | 105.0833 | 3.3466 | #REF! | #REF! | #REF! | #REF! | 4.85 | 1052.2798 | 161.8892 | 31.525 | 105.0833 | 3.3466 | #REF! | #REF! | #REF! | #REF! | 4.85 | 1490.669 | 229.3337 | 31.525 | 105.0833 | 3.3466 | #REF! | #REF! | #REF! | 2 | 4.85 | 2015.2186 | 310.0336 | 31.525 | 105.0833 | 3.3466 | #REF! | #REF! | #REF! | 2 | 4.85 | 2619.1697 | 402.9492 | 31.525 | 105.0833 | 3.3466 | #REF! | #REF! | #REF! | 2 | 4.85 | 3302.2221 | 508.0342 | 31.525 | 105.0833 | 3.3466 | #REF! | #REF! | #REF!
| 2 | 5.2 | 1.0417 | 0.56698 | 0.00076033 | 33.8 | 0.16027 | 0.56698 | 33.8 | 13.52 | 8.4594 | 112.6667 | 3.5881 | 81.8086 | 15.5164 | 4.386 | -14.9495 | -4.2257 | [11 empty] | 1 | [7 empty] | 4.9 | 212.8775 | 32.7504 | 31.85 | 106.1667 | 3.3811 | #REF! | #REF! | #REF! | #REF! | 4.9 | 406.4388 | 62.529 | 31.85 | 106.1667 | 3.3811 | #REF! | #REF! | #REF! | #REF! | 4.9 | 688.3334 | 105.8974 | 31.85 | 106.1667 | 3.3811 | #REF! | #REF! | #REF! | #REF! | 4.9 | 1049.4941 | 161.4606 | 31.85 | 106.1667 | 3.3811 | #REF! | #REF! | #REF! | #REF! | 4.9 | 1487.38 | 228.8277 | 31.85 | 106.1667 | 3.3811 | #REF! | #REF! | #REF! | 2 | 4.9 | 2011.3776 | 309.4427 | 31.85 | 106.1667 | 3.3811 | #REF! | #REF! | #REF! | 2 | 4.9 | 2614.7936 | 402.2759 | 31.85 | 106.1667 | 3.3811 | #REF! | #REF! | #REF! | 2 | 4.9 | 3297.2535 | 507.2698 | 31.85 | 106.1667 | 3.3811 | #REF! | #REF! | #REF!
| 2 | 5.25 | 1.0231 | 0.56219 | 0.0007539 | 34.125 | 0.1574 | 0.56219 | 34.125 | 13.65 | 8.4594 | 113.75 | 3.6226 | 81.8663 | 15.8051 | 4.425 | -15.2429 | -4.2676 | [11 empty] | 1 | [7 empty] | 4.95 | 211.5033 | 32.539 | 32.175 | 107.25 | 3.4156 | #REF! | #REF! | #REF! | #REF! | 4.95 | 404.6815 | 62.2587 | 32.175 | 107.25 | 3.4156 | #REF! | #REF! | #REF! | #REF! | 4.95 | 686.0683 | 105.549 | 32.175 | 107.25 | 3.4156 | #REF! | #REF! | #REF! | #REF! | 4.95 | 1046.7194 | 161.0337 | 32.175 | 107.25 | 3.4156 | #REF! | #REF! | #REF! | #REF! | 4.95 | 1484.1043 | 228.3237 | 32.175 | 107.25 | 3.4156 | #REF! | #REF! | #REF! | 2 | 4.95 | 2007.5506 | 308.8539 | 32.175 | 107.25 | 3.4156 | #REF! | #REF! | #REF! | 2 | 4.95 | 2610.4316 | 401.6049 | 32.175 | 107.25 | 3.4156 | #REF! | #REF! | #REF! | 2 | 4.95 | 3292.2998 | 506.5077 | 32.175 | 107.25 | 3.4156 | #REF! | #REF! | #REF!
| 2 | 5.3 | 1.0046 | 0.55729 | 0.00074734 | 34.45 | 0.15456 | 0.55729 | 34.45 | 13.78 | 8.4594 | 114.8333 | 3.6571 | 81.9237 | 16.0963 | 4.464 | -15.539 | -4.3095 | [11 empty] | 1 | [7 empty] | 5 | 210.1338 | 32.3283 | 32.5 | 108.3333 | 3.4501 | #REF! | #REF! | #REF! | #REF! | 5 | 402.9305 | 61.9893 | 32.5 | 108.3333 | 3.4501 | #REF! | #REF! | #REF! | #REF! | 5 | 683.8117 | 105.2018 | 32.5 | 108.3333 | 3.4501 | #REF! | #REF! | #REF! | #REF! | 5 | 1043.9554 | 160.6085 | 32.5 | 108.3333 | 3.4501 | #REF! | #REF! | #REF! | #REF! | 5 | 1480.8418 | 227.8218 | 32.5 | 108.3333 | 3.4501 | #REF! | #REF! | #REF! | 2 | 5 | 2003.7374 | 308.2673 | 32.5 | 108.3333 | 3.4501 | #REF! | #REF! | #REF! | 2 | 5 | 2606.0836 | 400.9359 | 32.5 | 108.3333 | 3.4501 | #REF! | #REF! | #REF! | 2 | 5 | 3287.361 | 505.7478 | 32.5 | 108.3333 | 3.4501 | #REF! | #REF! | #REF!
| 2 | 5.35 | 0.9863 | 0.5523 | 0.00074064 | 34.775 | 0.15174 | 0.5523 | 34.775 | 13.91 | 8.4594 | 115.9167 | 3.6916 | 81.981 | 16.39 | 4.503 | -15.8377 | -4.3513 | [11 empty] | 1 | [7 empty] | 5.05 | 208.769 | 32.1183 | 32.825 | 109.4167 | 3.4846 | #REF! | #REF! | #REF! | #REF! | 5.05 | 401.1859 | 61.7209 | 32.825 | 109.4167 | 3.4846 | #REF! | #REF! | #REF! | #REF! | 5.05 | 681.5636 | 104.8559 | 32.825 | 109.4167 | 3.4846 | #REF! | #REF! | #REF! | #REF! | 5.05 | 1041.2021 | 160.1849 | 32.825 | 109.4167 | 3.4846 | #REF! | #REF! | #REF! | #REF! | 5.05 | 1477.5924 | 227.3219 | 32.825 | 109.4167 | 3.4846 | #REF! | #REF! | #REF! | 2 | 5.05 | 1999.938 | 307.6828 | 32.825 | 109.4167 | 3.4846 | #REF! | #REF! | #REF! | 2 | 5.05 | 2601.7496 | 400.2692 | 32.825 | 109.4167 | 3.4846 | #REF! | #REF! | #REF! | 2 | 5.05 | 3282.437 | 504.9903 | 32.825 | 109.4167 | 3.4846 | #REF! | #REF! | #REF!
| 2 | 5.4 | 0.96816 | 0.54721 | 0.00073382 | 35.1 | 0.14895 | 0.54721 | 35.1 | 14.04 | 8.4594 | 117 | 3.7261 | 82.038 | 16.6862 | 4.5419 | -16.139 | -4.393 | [11 empty] | 1 | [7 empty] | 5.1 | 207.409 | 31.9091 | 33.15 | 110.5 | 3.5191 | #REF! | #REF! | #REF! | #REF! | 5.1 | 399.4475 | 61.4535 | 33.15 | 110.5 | 3.5191 | #REF! | #REF! | #REF! | #REF! | 5.1 | 679.324 | 104.5114 | 33.15 | 110.5 | 3.5191 | #REF! | #REF! | #REF! | #REF! | 5.1 | 1038.4596 | 159.763 | 33.15 | 110.5 | 3.5191 | #REF! | #REF! | #REF! | #REF! | 5.1 | 1474.356 | 226.824 | 33.15 | 110.5 | 3.5191 | #REF! | #REF! | #REF! | 2 | 5.1 | 1996.1523 | 307.1004 | 33.15 | 110.5 | 3.5191 | #REF! | #REF! | #REF! | 2 | 5.1 | 2597.4295 | 399.6045 | 33.15 | 110.5 | 3.5191 | #REF! | #REF! | #REF! | 2 | 5.1 | 3277.5277 | 504.235 | 33.15 | 110.5 | 3.5191 | #REF! | #REF! | #REF!
| 2 | 5.45 | 0.9502 | 0.54202 | 0.00072687 | 35.425 | 0.14618 | 0.54202 | 35.425 | 14.17 | 8.4594 | 118.0833 | 3.7606 | 82.0949 | 16.9848 | 4.5808 | -16.4428 | -4.4346 | [11 empty] | 1 | [7 empty] | 5.15 | 206.0538 | 31.7006 | 33.475 | 111.5833 | 3.5536 | #REF! | #REF! | #REF! | #REF! | 5.15 | 397.7155 | 61.187 | 33.475 | 111.5833 | 3.5536 | #REF! | #REF! | #REF! | #REF! | 5.15 | 677.0929 | 104.1681 | 33.475 | 111.5833 | 3.5536 | #REF! | #REF! | #REF! | #REF! | 5.15 | 1035.7276 | 159.3427 | 33.475 | 111.5833 | 3.5536 | #REF! | #REF! | #REF! | #REF! | 5.15 | 1471.1326 | 226.3281 | 33.475 | 111.5833 | 3.5536 | #REF! | #REF! | #REF! | 2 | 5.15 | 1992.3802 | 306.52 | 33.475 | 111.5833 | 3.5536 | #REF! | #REF! | #REF! | 2 | 5.15 | 2593.1231 | 398.942 | 33.475 | 111.5833 | 3.5536 | #REF! | #REF! | #REF! | 2 | 5.15 | 3272.633 | 503.482 | 33.475 | 111.5833 | 3.5536 | #REF! | #REF! | #REF!
| 2 | 5.5 | 0.9324 | 0.53675 | 0.00071979 | 35.75 | 0.14345 | 0.53675 | 35.75 | 14.3 | 8.4594 | 119.1667 | 3.7951 | 82.1515 | 17.286 | 4.6197 | -16.7492 | -4.4762 | [11 empty] | 1 | [7 empty] | 5.2 | 204.7032 | 31.4928 | 33.8 | 112.6667 | 3.5881 | #REF! | #REF! | #REF! | #REF! | 5.2 | 395.9897 | 60.9215 | 33.8 | 112.6667 | 3.5881 | #REF! | #REF! | #REF! | #REF! | 5.2 | 674.8701 | 103.8262 | 33.8 | 112.6667 | 3.5881 | #REF! | #REF! | #REF! | #REF! | 5.2 | 1033.0062 | 158.924 | 33.8 | 112.6667 | 3.5881 | #REF! | #REF! | #REF! | #REF! | 5.2 | 1467.922 | 225.8342 | 33.8 | 112.6667 | 3.5881 | #REF! | #REF! | #REF! | 2 | 5.2 | 1988.6216 | 305.9418 | 33.8 | 112.6667 | 3.5881 | #REF! | #REF! | #REF! | 2 | 5.2 | 2588.8305 | 398.2816 | 33.8 | 112.6667 | 3.5881 | #REF! | #REF! | #REF! | 2 | 5.2 | 3267.7528 | 502.7312 | 33.8 | 112.6667 | 3.5881 | #REF! | #REF! | #REF!
| 2 | 5.55 | 0.91476 | 0.53139 | 0.0007126 | 36.075 | 0.14073 | 0.53139 | 36.075 | 14.43 | 8.4594 | 120.25 | 3.8296 | 82.2079 | 17.5896 | 4.6585 | -17.0582 | -4.5177 | [11 empty] | 1 | [7 empty] | 5.25 | 203.3575 | 31.2858 | 34.125 | 113.75 | 3.6226 | #REF! | #REF! | #REF! | #REF! | 5.25 | 394.2702 | 60.657 | 34.125 | 113.75 | 3.6226 | #REF! | #REF! | #REF! | #REF! | 5.25 | 672.6557 | 103.4855 | 34.125 | 113.75 | 3.6226 | #REF! | #REF! | #REF! | #REF! | 5.25 | 1030.2953 | 158.507 | 34.125 | 113.75 | 3.6226 | #REF! | #REF! | #REF! | #REF! | 5.25 | 1464.7241 | 225.3422 | 34.125 | 113.75 | 3.6226 | #REF! | #REF! | #REF! | 2 | 5.25 | 1984.8764 | 305.3656 | 34.125 | 113.75 | 3.6226 | #REF! | #REF! | #REF! | 2 | 5.25 | 2584.5515 | 397.6233 | 34.125 | 113.75 | 3.6226 | #REF! | #REF! | #REF! | 2 | 5.25 | 3262.8872 | 501.9826 | 34.125 | 113.75 | 3.6226 | #REF! | #REF! | #REF!
| 2 | 5.6 | 0.8973 | 0.52594 | 0.00070529 | 36.4 | 0.13805 | 0.52594 | 36.4 | 14.56 | 8.4594 | 121.3333 | 3.8641 | 82.2641 | 17.8958 | 4.6972 | -17.3698 | -4.5592 | [11 empty] | 1 | [7 empty] | 5.3 | 202.0164 | 31.0795 | 34.45 | 114.8333 | 3.6571 | #REF! | #REF! | #REF! | #REF! | 5.3 | 392.557 | 60.3934 | 34.45 | 114.8333 | 3.6571 | #REF! | #REF! | #REF! | #REF! | 5.3 | 670.4496 | 103.1461 | 34.45 | 114.8333 | 3.6571 | #REF! | #REF! | #REF! | #REF! | 5.3 | 1027.5948 | 158.0915 | 34.45 | 114.8333 | 3.6571 | #REF! | #REF! | #REF! | #REF! | 5.3 | 1461.5389 | 224.8521 | 34.45 | 114.8333 | 3.6571 | #REF! | #REF! | #REF! | 2 | 5.3 | 1981.1446 | 304.7915 | 34.45 | 114.8333 | 3.6571 | #REF! | #REF! | #REF! | 2 | 5.3 | 2580.286 | 396.9671 | 34.45 | 114.8333 | 3.6571 | #REF! | #REF! | #REF! | 2 | 5.3 | 3258.0359 | 501.2363 | 34.45 | 114.8333 | 3.6571 | #REF! | #REF! | #REF!
| 2 | 5.65 | 0.88001 | 0.52041 | 0.00069788 | 36.725 | 0.13539 | 0.52041 | 36.725 | 14.69 | 8.4594 | 122.4167 | 3.8986 | 82.3201 | 18.2044 | 4.7359 | -17.684 | -4.6005 | [11 empty] | 1 | [7 empty] | 5.35 | 200.6801 | 30.8739 | 34.775 | 115.9167 | 3.6916 | #REF! | #REF! | #REF! | #REF! | 5.35 | 390.85 | 60.1308 | 34.775 | 115.9167 | 3.6916 | #REF! | #REF! | #REF! | #REF! | 5.35 | 668.2519 | 102.808 | 34.775 | 115.9167 | 3.6916 | #REF! | #REF! | #REF! | #REF! | 5.35 | 1024.9046 | 157.6776 | 34.775 | 115.9167 | 3.6916 | #REF! | #REF! | #REF! | #REF! | 5.35 | 1458.3662 | 224.364 | 34.775 | 115.9167 | 3.6916 | #REF! | #REF! | #REF! | 2 | 5.35 | 1977.426 | 304.2194 | 34.775 | 115.9167 | 3.6916 | #REF! | #REF! | #REF! | 2 | 5.35 | 2576.0341 | 396.3129 | 34.775 | 115.9167 | 3.6916 | #REF! | #REF! | #REF! | 2 | 5.35 | 3253.199 | 500.4922 | 34.775 | 115.9167 | 3.6916 | #REF! | #REF! | #REF!
| 2 | 5.7 | 0.86288 | 0.5148 | 0.00069035 | 37.05 | 0.13275 | 0.5148 | 37.05 | 14.82 | 8.4594 | 123.5 | 3.9331 | 82.3758 | 18.5154 | 4.7746 | -18.0006 | -4.6419 | [11 empty] | 1 | [7 empty] | 5.4 | 199.3486 | 30.669 | 35.1 | 117 | 3.7261 | #REF! | #REF! | #REF! | #REF! | 5.4 | 389.1493 | 59.8691 | 35.1 | 117 | 3.7261 | #REF! | #REF! | #REF! | #REF! | 5.4 | 666.0623 | 102.4711 | 35.1 | 117 | 3.7261 | #REF! | #REF! | #REF! | #REF! | 5.4 | 1022.2248 | 157.2653 | 35.1 | 117 | 3.7261 | #REF! | #REF! | #REF! | #REF! | 5.4 | 1455.206 | 223.8778 | 35.1 | 117 | 3.7261 | #REF! | #REF! | #REF! | 2 | 5.4 | 1973.7206 | 303.6493 | 35.1 | 117 | 3.7261 | #REF! | #REF! | #REF! | 2 | 5.4 | 2571.7955 | 395.6608 | 35.1 | 117 | 3.7261 | #REF! | #REF! | #REF! | 2 | 5.4 | 3248.3763 | 499.7502 | 35.1 | 117 | 3.7261 | #REF! | #REF! | #REF!
| 2 | 5.75 | 0.84593 | 0.50911 | 0.00068272 | 37.375 | 0.13014 | 0.50911 | 37.375 | 14.95 | 8.4594 | 124.5833 | 3.9676 | 82.4314 | 18.829 | 4.8132 | -18.3199 | -4.6831 | [11 empty] | 1 | [7 empty] | 5.45 | 198.0218 | 30.4649 | 35.425 | 118.0833 | 3.7606 | #REF! | #REF! | #REF! | #REF! | 5.45 | 387.4547 | 59.6084 | 35.425 | 118.0833 | 3.7606 | #REF! | #REF! | #REF! | #REF! | 5.45 | 663.881 | 102.1355 | 35.425 | 118.0833 | 3.7606 | #REF! | #REF! | #REF! | #REF! | 5.45 | 1019.5552 | 156.8546 | 35.425 | 118.0833 | 3.7606 | #REF! | #REF! | #REF! | #REF! | 5.45 | 1452.0581 | 223.3936 | 35.425 | 118.0833 | 3.7606 | #REF! | #REF! | #REF! | 2 | 5.45 | 1970.0283 | 303.0813 | 35.425 | 118.0833 | 3.7606 | #REF! | #REF! | #REF! | 2 | 5.45 | 2567.5703 | 395.0108 | 35.425 | 118.0833 | 3.7606 | #REF! | #REF! | #REF! | 2 | 5.45 | 3243.5679 | 499.0104 | 35.425 | 118.0833 | 3.7606 | #REF! | #REF! | #REF!
| 2 | 5.8 | 0.82914 | 0.50334 | 0.00067499 | 37.7 | 0.12756 | 0.50334 | 37.7 | 15.08 | 8.4594 | 125.6667 | 4.0021 | 82.4867 | 19.145 | 4.8518 | -18.6417 | -4.7243 | [11 empty] | 1 | [7 empty] | 5.5 | 196.6997 | 30.2615 | 35.75 | 119.1667 | 3.7951 | #REF! | #REF! | #REF! | #REF! | 5.5 | 385.7664 | 59.3487 | 35.75 | 119.1667 | 3.7951 | #REF! | #REF! | #REF! | #REF! | 5.5 | 661.7079 | 101.8012 | 35.75 | 119.1667 | 3.7951 | #REF! | #REF! | #REF! | #REF! | 5.5 | 1016.8957 | 156.4455 | 35.75 | 119.1667 | 3.7951 | #REF! | #REF! | #REF! | #REF! | 5.5 | 1448.9225 | 222.9112 | 35.75 | 119.1667 | 3.7951 | #REF! | #REF! | #REF! | 2 | 5.5 | 1966.349 | 302.5152 | 35.75 | 119.1667 | 3.7951 | #REF! | #REF! | #REF! | 2 | 5.5 | 2563.3583 | 394.3628 | 35.75 | 119.1667 | 3.7951 | #REF! | #REF! | #REF! | 2 | 5.5 | 3238.7735 | 498.2728 | 35.75 | 119.1667 | 3.7951 | #REF! | #REF! | #REF!
| 2 | 5.85 | 0.81252 | 0.49751 | 0.00066717 | 38.025 | 0.125 | 0.49751 | 38.025 | 15.21 | 8.4594 | 126.75 | 4.0366 | 82.5419 | 19.4635 | 4.8904 | -18.966 | -4.7654 | [11 empty] | 1 | [7 empty] | 5.55 | 195.3824 | 30.0588 | 36.075 | 120.25 | 3.8296 | #REF! | #REF! | #REF! | #REF! | 5.55 | 384.0842 | 59.0899 | 36.075 | 120.25 | 3.8296 | #REF! | #REF! | #REF! | #REF! | 5.55 | 659.5429 | 101.4681 | 36.075 | 120.25 | 3.8296 | #REF! | #REF! | #REF! | #REF! | 5.55 | 1014.2464 | 156.0379 | 36.075 | 120.25 | 3.8296 | #REF! | #REF! | #REF! | #REF! | 5.55 | 1445.7991 | 222.4306 | 36.075 | 120.25 | 3.8296 | #REF! | #REF! | #REF! | 2 | 5.55 | 1962.6825 | 301.9512 | 36.075 | 120.25 | 3.8296 | #REF! | #REF! | #REF! | 2 | 5.55 | 2559.1595 | 393.7168 | 36.075 | 120.25 | 3.8296 | #REF! | #REF! | #REF! | 2 | 5.55 | 3233.9932 | 497.5374 | 36.075 | 120.25 | 3.8296 | #REF! | #REF! | #REF!
| 2 | 5.9 | 0.79607 | 0.4916 | 0.00065925 | 38.35 | 0.12247 | 0.4916 | 38.35 | 15.34 | 8.4594 | 127.8333 | 4.0711 | 82.5968 | 19.7845 | 4.9289 | -19.2929 | -4.8064 | [11 empty] | 1 | [7 empty] | 5.6 | 194.0699 | 29.8569 | 36.4 | 121.3333 | 3.8641 | #REF! | #REF! | #REF! | #REF! | 5.6 | 382.4082 | 58.832 | 36.4 | 121.3333 | 3.8641 | #REF! | #REF! | #REF! | #REF! | 5.6 | 657.386 | 101.1363 | 36.4 | 121.3333 | 3.8641 | #REF! | #REF! | #REF! | #REF! | 5.6 | 1011.6071 | 155.6319 | 36.4 | 121.3333 | 3.8641 | #REF! | #REF! | #REF! | #REF! | 5.6 | 1442.6877 | 221.952 | 36.4 | 121.3333 | 3.8641 | #REF! | #REF! | #REF! | 2 | 5.6 | 1959.0289 | 301.3891 | 36.4 | 121.3333 | 3.8641 | #REF! | #REF! | #REF! | 2 | 5.6 | 2554.9738 | 393.0729 | 36.4 | 121.3333 | 3.8641 | #REF! | #REF! | #REF! | 2 | 5.6 | 3229.2268 | 496.8041 | 36.4 | 121.3333 | 3.8641 | #REF! | #REF! | #REF!
| 2 | 5.95 | 0.77979 | 0.48563 | 0.00065124 | 38.675 | 0.11997 | 0.48563 | 38.675 | 15.47 | 8.4594 | 128.9167 | 4.1056 | 82.6515 | 20.1079 | 4.9674 | -19.6223 | -4.8474 | [11 empty] | 1 | [7 empty] | 5.65 | 192.762 | 29.6557 | 36.725 | 122.4167 | 3.8986 | #REF! | #REF! | #REF! | #REF! | 5.65 | 380.7383 | 58.5751 | 36.725 | 122.4167 | 3.8986 | #REF! | #REF! | #REF! | #REF! | 5.65 | 655.2372 | 100.8057 | 36.725 | 122.4167 | 3.8986 | #REF! | #REF! | #REF! | #REF! | 5.65 | 1008.9778 | 155.2274 | 36.725 | 122.4167 | 3.8986 | #REF! | #REF! | #REF! | #REF! | 5.65 | 1439.5884 | 221.4751 | 36.725 | 122.4167 | 3.8986 | #REF! | #REF! | #REF! | 2 | 5.65 | 1955.3881 | 300.8289 | 36.725 | 122.4167 | 3.8986 | #REF! | #REF! | #REF! | 2 | 5.65 | 2550.8011 | 392.4309 | 36.725 | 122.4167 | 3.8986 | #REF! | #REF! | #REF! | 2 | 5.65 | 3224.4743 | 496.073 | 36.725 | 122.4167 | 3.8986 | #REF! | #REF! | #REF!
| 2 | 6 | 0.76368 | 0.47959 | 0.00064314 | 39 | 0.11749 | 0.47959 | 39 | 15.6 | 8.4594 | 130 | 4.1401 | 82.706 | 20.4338 | 5.0058 | -19.9542 | -4.8883 | [11 empty] | 1 | [7 empty] | 5.7 | 191.459 | 29.4552 | 37.05 | 123.5 | 3.9331 | #REF! | #REF! | #REF! | #REF! | 5.7 | 379.0746 | 58.3192 | 37.05 | 123.5 | 3.9331 | #REF! | #REF! | #REF! | #REF! | 5.7 | 653.0965 | 100.4764 | 37.05 | 123.5 | 3.9331 | #REF! | #REF! | #REF! | #REF! | 5.7 | 1006.3585 | 154.8244 | 37.05 | 123.5 | 3.9331 | #REF! | #REF! | #REF! | #REF! | 5.7 | 1436.501 | 221.0001 | 37.05 | 123.5 | 3.9331 | #REF! | #REF! | #REF! | 2 | 5.7 | 1951.7599 | 300.2708 | 37.05 | 123.5 | 3.9331 | #REF! | #REF! | #REF! | 2 | 5.7 | 2546.6413 | 391.791 | 37.05 | 123.5 | 3.9331 | #REF! | #REF! | #REF! | 2 | 5.7 | 3219.7356 | 495.3439 | 37.05 | 123.5 | 3.9331 | #REF! | #REF! | #REF!
| 2 | 6.05 | 0.74774 | 0.47349 | 0.00063496 | 39.325 | 0.11504 | 0.47349 | 39.325 | 15.73 | 8.4594 | 131.0833 | 4.1746 | 82.7603 | 20.7622 | 5.0442 | -20.2887 | -4.9292 | [11 empty] | 1 | [7 empty] | 5.75 | 190.1606 | 29.2555 | 37.375 | 124.5833 | 3.9676 | #REF! | #REF! | #REF! | #REF! | 5.75 | 377.417 | 58.0642 | 37.375 | 124.5833 | 3.9676 | #REF! | #REF! | #REF! | #REF! | 5.75 | 650.9637 | 100.1483 | 37.375 | 124.5833 | 3.9676 | #REF! | #REF! | #REF! | #REF! | 5.75 | 1003.749 | 154.4229 | 37.375 | 124.5833 | 3.9676 | #REF! | #REF! | #REF! | #REF! | 5.75 | 1433.4253 | 220.527 | 37.375 | 124.5833 | 3.9676 | #REF! | #REF! | #REF! | 2 | 5.75 | 1948.1443 | 299.7145 | 37.375 | 124.5833 | 3.9676 | #REF! | #REF! | #REF! | 2 | 5.75 | 2542.4945 | 391.153 | 37.375 | 124.5833 | 3.9676 | #REF! | #REF! | #REF! | 2 | 5.75 | 3215.0107 | 494.617 | 37.375 | 124.5833 | 3.9676 | #REF! | #REF! | #REF!
| 2 | 6.1 | 0.73196 | 0.46733 | 0.00062671 | 39.65 | 0.11261 | 0.46733 | 39.65 | 15.86 | 8.4594 | 132.1667 | 4.2091 | 82.8144 | 21.093 | 5.0826 | -20.6256 | -4.97 | [11 empty] | 1 | [7 empty] | 5.8 | 188.867 | 29.0565 | 37.7 | 125.6667 | 4.0021 | #REF! | #REF! | #REF! | #REF! | 5.8 | 375.7655 | 57.8101 | 37.7 | 125.6667 | 4.0021 | #REF! | #REF! | #REF! | #REF! | 5.8 | 648.8389 | 99.8214 | 37.7 | 125.6667 | 4.0021 | #REF! | #REF! | #REF! | #REF! | 5.8 | 1001.1493 | 154.023 | 37.7 | 125.6667 | 4.0021 | #REF! | #REF! | #REF! | #REF! | 5.8 | 1430.3614 | 220.0556 | 37.7 | 125.6667 | 4.0021 | #REF! | #REF! | #REF! | 2 | 5.8 | 1944.5411 | 299.1602 | 37.7 | 125.6667 | 4.0021 | #REF! | #REF! | #REF! | 2 | 5.8 | 2538.3604 | 390.517 | 37.7 | 125.6667 | 4.0021 | #REF! | #REF! | #REF! | 2 | 5.8 | 3210.2995 | 493.8922 | 37.7 | 125.6667 | 4.0021 | #REF! | #REF! | #REF!
| 2 | 6.15 | 0.71636 | 0.46112 | 0.00061837 | 39.975 | 0.11021 | 0.46112 | 39.975 | 15.99 | 8.4594 | 133.25 | 4.2436 | 82.8683 | 21.4262 | 5.1209 | -20.9651 | -5.0107 | [11 empty] | 1 | [7 empty] | 5.85 | 187.5782 | 28.8582 | 38.025 | 126.75 | 4.0366 | #REF! | #REF! | #REF! | #REF! | 5.85 | 374.1201 | 57.5569 | 38.025 | 126.75 | 4.0366 | #REF! | #REF! | #REF! | #REF! | 5.85 | 646.7221 | 99.4957 | 38.025 | 126.75 | 4.0366 | #REF! | #REF! | #REF! | #REF! | 5.85 | 998.5594 | 153.6245 | 38.025 | 126.75 | 4.0366 | #REF! | #REF! | #REF! | #REF! | 5.85 | 1427.3092 | 219.586 | 38.025 | 126.75 | 4.0366 | #REF! | #REF! | #REF! | 2 | 5.85 | 1940.9504 | 298.6078 | 38.025 | 126.75 | 4.0366 | #REF! | #REF! | #REF! | 2 | 5.85 | 2534.2391 | 389.8829 | 38.025 | 126.75 | 4.0366 | #REF! | #REF! | #REF! | 2 | 5.85 | 3205.6018 | 493.1695 | 38.025 | 126.75 | 4.0366 | #REF! | #REF! | #REF!
| 2 | 6.2 | 0.70092 | 0.45485 | 0.00060997 | 40.3 | 0.10783 | 0.45485 | 40.3 | 16.12 | 8.4594 | 134.3333 | 4.2781 | 82.922 | 21.762 | 5.1592 | -21.3071 | -5.0514 | [11 empty] | 1 | [7 empty] | 5.9 | 186.2941 | 28.6606 | 38.35 | 127.8333 | 4.0711 | #REF! | #REF! | #REF! | #REF! | 5.9 | 372.4808 | 57.3047 | 38.35 | 127.8333 | 4.0711 | #REF! | #REF! | #REF! | #REF! | 5.9 | 644.6132 | 99.1713 | 38.35 | 127.8333 | 4.0711 | #REF! | #REF! | #REF! | #REF! | 5.9 | 995.9792 | 153.2276 | 38.35 | 127.8333 | 4.0711 | #REF! | #REF! | #REF! | #REF! | 5.9 | 1424.2685 | 219.1182 | 38.35 | 127.8333 | 4.0711 | #REF! | #REF! | #REF! | 2 | 5.9 | 1937.372 | 298.0572 | 38.35 | 127.8333 | 4.0711 | #REF! | #REF! | #REF! | 2 | 5.9 | 2530.1304 | 389.2508 | 38.35 | 127.8333 | 4.0711 | #REF! | #REF! | #REF! | 2 | 5.9 | 3200.9177 | 492.4489 | 38.35 | 127.8333 | 4.0711 | #REF! | #REF! | #REF!
| 2 | 6.25 | 0.68566 | 0.44853 | 0.00060149 | 40.625 | 0.10549 | 0.44853 | 40.625 | 16.25 | 8.4594 | 135.4167 | 4.3126 | 82.9754 | 22.1001 | 5.1975 | -21.6516 | -5.092 | [11 empty] | 1 | [7 empty] | 5.95 | 185.0147 | 28.4638 | 38.675 | 128.9167 | 4.1056 | #REF! | #REF! | #REF! | #REF! | 5.95 | 370.8476 | 57.0535 | 38.675 | 128.9167 | 4.1056 | #REF! | #REF! | #REF! | #REF! | 5.95 | 642.5121 | 98.848 | 38.675 | 128.9167 | 4.1056 | #REF! | #REF! | #REF! | #REF! | 5.95 | 993.4086 | 152.8321 | 38.675 | 128.9167 | 4.1056 | #REF! | #REF! | #REF! | #REF! | 5.95 | 1421.2393 | 218.6522 | 38.675 | 128.9167 | 4.1056 | #REF! | #REF! | #REF! | 2 | 5.95 | 1933.8058 | 297.5086 | 38.675 | 128.9167 | 4.1056 | #REF! | #REF! | #REF! | 2 | 5.95 | 2526.0342 | 388.6207 | 38.675 | 128.9167 | 4.1056 | #REF! | #REF! | #REF! | 2 | 5.95 | 3196.2471 | 491.7303 | 38.675 | 128.9167 | 4.1056 | #REF! | #REF! | #REF!
| 2 | 6.3 | 0.67056 | 0.44217 | 0.00059295 | 40.95 | 0.10316 | 0.44217 | 40.95 | 16.38 | 8.4594 | 136.5 | 4.3471 | 83.0287 | 22.4407 | 5.2357 | -21.9986 | -5.1325 | [11 empty] | 1 | [7 empty] | 6 | 183.7401 | 28.2677 | 39 | 130 | 4.1401 | #REF! | #REF! | #REF! | #REF! | 6 | 369.2204 | 56.8031 | 39 | 130 | 4.1401 | #REF! | #REF! | #REF! | #REF! | 6 | 640.4188 | 98.526 | 39 | 130 | 4.1401 | #REF! | #REF! | #REF! | #REF! | 6 | 990.8476 | 152.4381 | 39 | 130 | 4.1401 | #REF! | #REF! | #REF! | #REF! | 6 | 1418.2214 | 218.1879 | 39 | 130 | 4.1401 | #REF! | #REF! | #REF! | 2 | 6 | 1930.2518 | 296.9618 | 39 | 130 | 4.1401 | #REF! | #REF! | #REF! | 2 | 6 | 2521.9506 | 387.9924 | 39 | 130 | 4.1401 | #REF! | #REF! | #REF! | 2 | 6 | 3191.5898 | 491.0138 | 39 | 130 | 4.1401 | #REF! | #REF! | #REF!
| 2 | 6.35 | 0.65563 | 0.43575 | 0.00058435 | 41.275 | 0.10087 | 0.43575 | 41.275 | 16.51 | 8.4594 | 137.5833 | 4.3816 | 83.0818 | 22.7838 | 5.2739 | -22.348 | -5.173 | [11 empty] | 1 | [7 empty] | 6.05 | 182.4702 | 28.0723 | 39.325 | 131.0833 | 4.1746 | #REF! | #REF! | #REF! | #REF! | 6.05 | 367.5992 | 56.5537 | 39.325 | 131.0833 | 4.1746 | #REF! | #REF! | #REF! | #REF! | 6.05 | 638.3334 | 98.2051 | 39.325 | 131.0833 | 4.1746 | #REF! | #REF! | #REF! | #REF! | 6.05 | 988.2961 | 152.0456 | 39.325 | 131.0833 | 4.1746 | #REF! | #REF! | #REF! | #REF! | 6.05 | 1415.2149 | 217.7254 | 39.325 | 131.0833 | 4.1746 | #REF! | #REF! | #REF! | 2 | 6.05 | 1926.7099 | 296.4169 | 39.325 | 131.0833 | 4.1746 | #REF! | #REF! | #REF! | 2 | 6.05 | 2517.8794 | 387.3661 | 39.325 | 131.0833 | 4.1746 | #REF! | #REF! | #REF! | 2 | 6.05 | 3186.9458 | 490.2994 | 39.325 | 131.0833 | 4.1746 | #REF! | #REF! | #REF!
| 2 | 6.4 | 0.64087 | 0.4293 | 0.0005757 | 41.6 | 0.098595 | 0.4293 | 41.6 | 16.64 | 8.4594 | 138.6667 | 4.4161 | 83.1346 | 23.1293 | 5.312 | -22.7 | -5.2134 | [11 empty] | 1 | [7 empty] | 6.1 | 181.2051 | 27.8777 | 39.65 | 132.1667 | 4.2091 | #REF! | #REF! | #REF! | #REF! | 6.1 | 365.984 | 56.3052 | 39.65 | 132.1667 | 4.2091 | #REF! | #REF! | #REF! | #REF! | 6.1 | 636.2557 | 97.8855 | 39.65 | 132.1667 | 4.2091 | #REF! | #REF! | #REF! | #REF! | 6.1 | 985.754 | 151.6545 | 39.65 | 132.1667 | 4.2091 | #REF! | #REF! | #REF! | #REF! | 6.1 | 1412.2195 | 217.2645 | 39.65 | 132.1667 | 4.2091 | #REF! | #REF! | #REF! | 2 | 6.1 | 1923.18 | 295.8738 | 39.65 | 132.1667 | 4.2091 | #REF! | #REF! | #REF! | 2 | 6.1 | 2513.8206 | 386.7416 | 39.65 | 132.1667 | 4.2091 | #REF! | #REF! | #REF! | 2 | 6.1 | 3182.3151 | 489.5869 | 39.65 | 132.1667 | 4.2091 | #REF! | #REF! | #REF!
| 2 | 6.45 | 0.62628 | 0.4228 | 0.00056698 | 41.925 | 0.09635 | 0.4228 | 41.925 | 16.77 | 8.4594 | 139.75 | 4.4506 | 83.1873 | 23.4772 | 5.3501 | -23.0544 | -5.2538 | [11 empty] | 1 | [7 empty] | 6.15 | 179.9447 | 27.6838 | 39.975 | 133.25 | 4.2436 | #REF! | #REF! | #REF! | #REF! | 6.15 | 364.3749 | 56.0577 | 39.975 | 133.25 | 4.2436 | #REF! | #REF! | #REF! | #REF! | 6.15 | 634.1857 | 97.567 | 39.975 | 133.25 | 4.2436 | #REF! | #REF! | #REF! | #REF! | 6.15 | 983.2214 | 151.2648 | 39.975 | 133.25 | 4.2436 | #REF! | #REF! | #REF! | #REF! | 6.15 | 1409.2353 | 216.8054 | 39.975 | 133.25 | 4.2436 | #REF! | #REF! | #REF! | 2 | 6.15 | 1919.662 | 295.3326 | 39.975 | 133.25 | 4.2436 | #REF! | #REF! | #REF! | 2 | 6.15 | 2509.7741 | 386.1191 | 39.975 | 133.25 | 4.2436 | #REF! | #REF! | #REF! | 2 | 6.15 | 3177.6976 | 488.8766 | 39.975 | 133.25 | 4.2436 | #REF! | #REF! | #REF!
| 2 | 6.5 | 0.61186 | 0.41627 | 0.00055822 | 42.25 | 0.094132 | 0.41627 | 42.25 | 16.9 | 8.4594 | 140.8333 | 4.4851 | 83.2398 | 23.8276 | 5.3882 | -23.4113 | -5.2941 | [11 empty] | 1 | [7 empty] | 6.2 | 178.689 | 27.4906 | 40.3 | 134.3333 | 4.2781 | #REF! | #REF! | #REF! | #REF! | 6.2 | 362.7717 | 55.811 | 40.3 | 134.3333 | 4.2781 | #REF! | #REF! | #REF! | #REF! | 6.2 | 632.1234 | 97.2498 | 40.3 | 134.3333 | 4.2781 | #REF! | #REF! | #REF! | #REF! | 6.2 | 980.6981 | 150.8766 | 40.3 | 134.3333 | 4.2781 | #REF! | #REF! | #REF! | #REF! | 6.2 | 1406.2621 | 216.348 | 40.3 | 134.3333 | 4.2781 | #REF! | #REF! | #REF! | 2 | 6.2 | 1916.1558 | 294.7932 | 40.3 | 134.3333 | 4.2781 | #REF! | #REF! | #REF! | 2 | 6.2 | 2505.7397 | 385.4984 | 40.3 | 134.3333 | 4.2781 | #REF! | #REF! | #REF! | 2 | 6.2 | 3173.0932 | 488.1682 | 40.3 | 134.3333 | 4.2781 | #REF! | #REF! | #REF!
| 2 | 6.55 | 0.5976 | 0.4097 | 0.00054941 | 42.575 | 0.091939 | 0.4097 | 42.575 | 17.03 | 8.4594 | 141.9167 | 4.5196 | 83.292 | 24.1804 | 5.4263 | -23.7707 | -5.3343 | [11 empty] | 1 | [7 empty] | 6.25 | 177.4381 | 27.2982 | 40.625 | 135.4167 | 4.3126 | #REF! | #REF! | #REF! | #REF! | 6.25 | 361.1746 | 55.5653 | 40.625 | 135.4167 | 4.3126 | #REF! | #REF! | #REF! | #REF! | 6.25 | 630.0688 | 96.9337 | 40.625 | 135.4167 | 4.3126 | #REF! | #REF! | #REF! | #REF! | 6.25 | 978.1841 | 150.4899 | 40.625 | 135.4167 | 4.3126 | #REF! | #REF! | #REF! | #REF! | 6.25 | 1403.2998 | 215.8923 | 40.625 | 135.4167 | 4.3126 | #REF! | #REF! | #REF! | 2 | 6.25 | 1912.6614 | 294.2556 | 40.625 | 135.4167 | 4.3126 | #REF! | #REF! | #REF! | 2 | 6.25 | 2501.7176 | 384.8796 | 40.625 | 135.4167 | 4.3126 | #REF! | #REF! | #REF! | 2 | 6.25 | 3168.5018 | 487.4618 | 40.625 | 135.4167 | 4.3126 | #REF! | #REF! | #REF!
| 2 | 6.6 | 0.58352 | 0.40309 | 0.00054056 | 42.9 | 0.089772 | 0.40309 | 42.9 | 17.16 | 8.4594 | 143 | 4.5541 | 83.3441 | 24.5356 | 5.4643 | -24.1325 | -5.3745 | [11 empty] | 1 | [7 empty] | 6.3 | 176.192 | 27.1065 | 40.95 | 136.5 | 4.3471 | #REF! | #REF! | #REF! | #REF! | 6.3 | 359.5833 | 55.3205 | 40.95 | 136.5 | 4.3471 | #REF! | #REF! | #REF! | #REF! | 6.3 | 628.0218 | 96.6187 | 40.95 | 136.5 | 4.3471 | #REF! | #REF! | #REF! | #REF! | 6.3 | 975.6794 | 150.1045 | 40.95 | 136.5 | 4.3471 | #REF! | #REF! | #REF! | #REF! | 6.3 | 1400.3485 | 215.4382 | 40.95 | 136.5 | 4.3471 | #REF! | #REF! | #REF! | 2 | 6.3 | 1909.1787 | 293.7198 | 40.95 | 136.5 | 4.3471 | #REF! | #REF! | #REF! | 2 | 6.3 | 2497.7074 | 384.2627 | 40.95 | 136.5 | 4.3471 | #REF! | #REF! | #REF! | 2 | 6.3 | 3163.9233 | 486.7574 | 40.95 | 136.5 | 4.3471 | #REF! | #REF! | #REF!
| 2 | 6.65 | 0.5696 | 0.39646 | 0.00053166 | 43.225 | 0.087631 | 0.39646 | 43.225 | 17.29 | 8.4594 | 144.0833 | 4.5886 | 83.3959 | 24.8933 | 5.5022 | -24.4968 | -5.4146 | [11 empty] | 1 | [7 empty] | 6.35 | 174.9506 | 26.9155 | 41.275 | 137.5833 | 4.3816 | #REF! | #REF! | #REF! | #REF! | 6.35 | 357.9981 | 55.0766 | 41.275 | 137.5833 | 4.3816 | #REF! | #REF! | #REF! | #REF! | 6.35 | 625.9824 | 96.305 | 41.275 | 137.5833 | 4.3816 | #REF! | #REF! | #REF! | #REF! | 6.35 | 973.1838 | 149.7206 | 41.275 | 137.5833 | 4.3816 | #REF! | #REF! | #REF! | #REF! | 6.35 | 1397.4079 | 214.9858 | 41.275 | 137.5833 | 4.3816 | #REF! | #REF! | #REF! | 2 | 6.35 | 1905.7076 | 293.1858 | 41.275 | 137.5833 | 4.3816 | #REF! | #REF! | #REF! | 2 | 6.35 | 2493.7093 | 383.6476 | 41.275 | 137.5833 | 4.3816 | #REF! | #REF! | #REF! | 2 | 6.35 | 3159.3578 | 486.055 | 41.275 | 137.5833 | 4.3816 | #REF! | #REF! | #REF!
| 2 | 6.7 | 0.55585 | 0.3898 | 0.00052273 | 43.55 | 0.085516 | 0.3898 | 43.55 | 17.42 | 8.4594 | 145.1667 | 4.6231 | 83.4476 | 25.2534 | 5.5402 | -24.8636 | -5.4547 | [11 empty] | 1 | [7 empty] | 6.4 | 173.7139 | 26.7252 | 41.6 | 138.6667 | 4.4161 | #REF! | #REF! | #REF! | #REF! | 6.4 | 356.4187 | 54.8336 | 41.6 | 138.6667 | 4.4161 | #REF! | #REF! | #REF! | #REF! | 6.4 | 623.9505 | 95.9924 | 41.6 | 138.6667 | 4.4161 | #REF! | #REF! | #REF! | #REF! | 6.4 | 970.6973 | 149.338 | 41.6 | 138.6667 | 4.4161 | #REF! | #REF! | #REF! | #REF! | 6.4 | 1394.478 | 214.5351 | 41.6 | 138.6667 | 4.4161 | #REF! | #REF! | #REF! | 2 | 6.4 | 1902.248 | 292.6535 | 41.6 | 138.6667 | 4.4161 | #REF! | #REF! | #REF! | 2 | 6.4 | 2489.7231 | 383.0343 | 41.6 | 138.6667 | 4.4161 | #REF! | #REF! | #REF! | 2 | 6.4 | 3154.8051 | 485.3546 | 41.6 | 138.6667 | 4.4161 | #REF! | #REF! | #REF!
| 2 | 6.75 | 0.54228 | 0.38312 | 0.00051377 | 43.875 | 0.083427 | 0.38312 | 43.875 | 17.55 | 8.4594 | 146.25 | 4.6576 | 83.499 | 25.6159 | 5.5781 | -25.2328 | -5.4947 | [11 empty] | 1 | [7 empty] | 6.45 | 172.4819 | 26.5357 | 41.925 | 139.75 | 4.4506 | #REF! | #REF! | #REF! | #REF! | 6.45 | 354.8453 | 54.5916 | 41.925 | 139.75 | 4.4506 | #REF! | #REF! | #REF! | #REF! | 6.45 | 621.9262 | 95.681 | 41.925 | 139.75 | 4.4506 | #REF! | #REF! | #REF! | #REF! | 6.45 | 968.2199 | 148.9569 | 41.925 | 139.75 | 4.4506 | #REF! | #REF! | #REF! | #REF! | 6.45 | 1391.5588 | 214.086 | 41.925 | 139.75 | 4.4506 | #REF! | #REF! | #REF! | 2 | 6.45 | 1898.7999 | 292.1231 | 41.925 | 139.75 | 4.4506 | #REF! | #REF! | #REF! | 2 | 6.45 | 2485.7488 | 382.4229 | 41.925 | 139.75 | 4.4506 | #REF! | #REF! | #REF! | 2 | 6.45 | 3150.2652 | 484.6562 | 41.925 | 139.75 | 4.4506 | #REF! | #REF! | #REF!
| 2 | 6.8 | 0.52887 | 0.37641 | 0.00050478 | 44.2 | 0.081364 | 0.37641 | 44.2 | 17.68 | 8.4594 | 147.3333 | 4.6921 | 83.5503 | 25.9809 | 5.616 | -25.6045 | -5.5346 | [11 empty] | 1 | [7 empty] | 6.5 | 171.2548 | 26.3469 | 42.25 | 140.8333 | 4.4851 | #REF! | #REF! | #REF! | #REF! | 6.5 | 353.2778 | 54.3504 | 42.25 | 140.8333 | 4.4851 | #REF! | #REF! | #REF! | #REF! | 6.5 | 619.9094 | 95.3707 | 42.25 | 140.8333 | 4.4851 | #REF! | #REF! | #REF! | #REF! | 6.5 | 965.7515 | 148.5771 | 42.25 | 140.8333 | 4.4851 | #REF! | #REF! | #REF! | #REF! | 6.5 | 1388.6501 | 213.6385 | 42.25 | 140.8333 | 4.4851 | #REF! | #REF! | #REF! | 2 | 6.5 | 1895.3631 | 291.5943 | 42.25 | 140.8333 | 4.4851 | #REF! | #REF! | #REF! | 2 | 6.5 | 2481.7863 | 381.8133 | 42.25 | 140.8333 | 4.4851 | #REF! | #REF! | #REF! | 2 | 6.5 | 3145.7379 | 483.9597 | 42.25 | 140.8333 | 4.4851 | #REF! | #REF! | #REF!
| 2 | 6.85 | 0.51563 | 0.36969 | 0.00049576 | 44.525 | 0.079327 | 0.36969 | 44.525 | 17.81 | 8.4594 | 148.4167 | 4.7266 | 83.6013 | 26.3483 | 5.6538 | -25.9786 | -5.5745 | [11 empty] | 1 | [7 empty] | 6.55 | 170.0323 | 26.1588 | 42.575 | 141.9167 | 4.5196 | #REF! | #REF! | #REF! | #REF! | 6.55 | 351.7161 | 54.1102 | 42.575 | 141.9167 | 4.5196 | #REF! | #REF! | #REF! | #REF! | 6.55 | 617.9 | 95.0615 | 42.575 | 141.9167 | 4.5196 | #REF! | #REF! | #REF! | #REF! | 6.55 | 963.292 | 148.1988 | 42.575 | 141.9167 | 4.5196 | #REF! | #REF! | #REF! | #REF! | 6.55 | 1385.7518 | 213.1926 | 42.575 | 141.9167 | 4.5196 | #REF! | #REF! | #REF! | 2 | 6.55 | 1891.9377 | 291.0673 | 42.575 | 141.9167 | 4.5196 | #REF! | #REF! | #REF! | 2 | 6.55 | 2477.8355 | 381.2055 | 42.575 | 141.9167 | 4.5196 | #REF! | #REF! | #REF! | 2 | 6.55 | 3141.2233 | 483.2651 | 42.575 | 141.9167 | 4.5196 | #REF! | #REF! | #REF!
| 2 | 6.9 | 0.50256 | 0.36295 | 0.00048672 | 44.85 | 0.077316 | 0.36295 | 44.85 | 17.94 | 8.4594 | 149.5 | 4.7611 | 83.6522 | 26.7181 | 5.6916 | -26.3551 | -5.6143 | [11 empty] | 1 | [7 empty] | 6.6 | 168.8146 | 25.9715 | 42.9 | 143 | 4.5541 | #REF! | #REF! | #REF! | #REF! | 6.6 | 350.1604 | 53.8708 | 42.9 | 143 | 4.5541 | #REF! | #REF! | #REF! | #REF! | 6.6 | 615.898 | 94.7535 | 42.9 | 143 | 4.5541 | #REF! | #REF! | #REF! | #REF! | 6.6 | 960.8415 | 147.8218 | 42.9 | 143 | 4.5541 | #REF! | #REF! | #REF! | #REF! | 6.6 | 1382.8639 | 212.7483 | 42.9 | 143 | 4.5541 | #REF! | #REF! | #REF! | 2 | 6.6 | 1888.5234 | 290.5421 | 42.9 | 143 | 4.5541 | #REF! | #REF! | #REF! | 2 | 6.6 | 2473.8963 | 380.5994 | 42.9 | 143 | 4.5541 | #REF! | #REF! | #REF! | 2 | 6.6 | 3136.7212 | 482.5725 | 42.9 | 143 | 4.5541 | #REF! | #REF! | #REF!
| 2 | 6.95 | 0.48965 | 0.35619 | 0.00047766 | 45.175 | 0.075331 | 0.35619 | 45.175 | 18.07 | 8.4594 | 150.5833 | 4.7956 | 83.7029 | 27.0903 | 5.7294 | -26.7341 | -5.654 | [11 empty] | 1 | [7 empty] | 6.65 | 167.6017 | 25.7849 | 43.225 | 144.0833 | 4.5886 | #REF! | #REF! | #REF! | #REF! | 6.65 | 348.6105 | 53.6324 | 43.225 | 144.0833 | 4.5886 | #REF! | #REF! | #REF! | #REF! | 6.65 | 613.9034 | 94.4467 | 43.225 | 144.0833 | 4.5886 | #REF! | #REF! | #REF! | #REF! | 6.65 | 958.3997 | 147.4461 | 43.225 | 144.0833 | 4.5886 | #REF! | #REF! | #REF! | #REF! | 6.65 | 1379.9864 | 212.3056 | 43.225 | 144.0833 | 4.5886 | #REF! | #REF! | #REF! | 2 | 6.65 | 1885.1203 | 290.0185 | 43.225 | 144.0833 | 4.5886 | #REF! | #REF! | #REF! | 2 | 6.65 | 2469.9687 | 379.9952 | 43.225 | 144.0833 | 4.5886 | #REF! | #REF! | #REF! | 2 | 6.65 | 3132.2316 | 481.8818 | 43.225 | 144.0833 | 4.5886 | #REF! | #REF! | #REF!
| 2 | 7 | 0.47692 | 0.34942 | 0.00046858 | 45.5 | 0.073372 | 0.34942 | 45.5 | 18.2 | 8.4594 | 151.6667 | 4.8301 | 83.7533 | 27.4649 | 5.7671 | -27.1155 | -5.6937 | [11 empty] | 1 | [7 empty] | 6.7 | 166.3935 | 25.599 | 43.55 | 145.1667 | 4.6231 | #REF! | #REF! | #REF! | #REF! | 6.7 | 347.0664 | 53.3948 | 43.55 | 145.1667 | 4.6231 | #REF! | #REF! | #REF! | #REF! | 6.7 | 611.9162 | 94.141 | 43.55 | 145.1667 | 4.6231 | #REF! | #REF! | #REF! | #REF! | 6.7 | 955.9668 | 147.0718 | 43.55 | 145.1667 | 4.6231 | #REF! | #REF! | #REF! | #REF! | 6.7 | 1377.119 | 211.8645 | 43.55 | 145.1667 | 4.6231 | #REF! | #REF! | #REF! | 2 | 6.7 | 1881.7283 | 289.4967 | 43.55 | 145.1667 | 4.6231 | #REF! | #REF! | #REF! | 2 | 6.7 | 2466.0526 | 379.3927 | 43.55 | 145.1667 | 4.6231 | #REF! | #REF! | #REF! | 2 | 6.7 | 3127.7545 | 481.193 | 43.55 | 145.1667 | 4.6231 | #REF! | #REF! | #REF!
| 2 | 7.05 | 0.46436 | 0.34265 | 0.0004595 | 45.825 | 0.071439 | 0.34265 | 45.825 | 18.33 | 8.4594 | 152.75 | 4.8646 | 83.8036 | 27.842 | 5.8048 | -27.4993 | -5.7334 | [11 empty] | 1 | [7 empty] | 6.75 | 165.19 | 25.4138 | 43.875 | 146.25 | 4.6576 | #REF! | #REF! | #REF! | #REF! | 6.75 | 345.5282 | 53.1582 | 43.875 | 146.25 | 4.6576 | #REF! | #REF! | #REF! | #REF! | 6.75 | 609.9363 | 93.8363 | 43.875 | 146.25 | 4.6576 | #REF! | #REF! | #REF! | #REF! | 6.75 | 953.5426 | 146.6989 | 43.875 | 146.25 | 4.6576 | #REF! | #REF! | #REF! | #REF! | 6.75 | 1374.2618 | 211.4249 | 43.875 | 146.25 | 4.6576 | #REF! | #REF! | #REF! | 2 | 6.75 | 1878.3473 | 288.9765 | 43.875 | 146.25 | 4.6576 | #REF! | #REF! | #REF! | 2 | 6.75 | 2462.148 | 378.792 | 43.875 | 146.25 | 4.6576 | #REF! | #REF! | #REF! | 2 | 6.75 | 3123.2897 | 480.5061 | 43.875 | 146.25 | 4.6576 | #REF! | #REF! | #REF!
| 2 | 7.1 | 0.45196 | 0.33587 | 0.0004504 | 46.15 | 0.069532 | 0.33587 | 46.15 | 18.46 | 8.4594 | 153.8333 | 4.8992 | 83.8537 | 28.2214 | 5.8425 | -27.8855 | -5.773 | [11 empty] | 1 | [7 empty] | 6.8 | 163.9913 | 25.2294 | 44.2 | 147.3333 | 4.6921 | #REF! | #REF! | #REF! | #REF! | 6.8 | 343.9957 | 52.9224 | 44.2 | 147.3333 | 4.6921 | #REF! | #REF! | #REF! | #REF! | 6.8 | 607.9636 | 93.5329 | 44.2 | 147.3333 | 4.6921 | #REF! | #REF! | #REF! | #REF! | 6.8 | 951.127 | 146.3272 | 44.2 | 147.3333 | 4.6921 | #REF! | #REF! | #REF! | #REF! | 6.8 | 1371.4147 | 210.9869 | 44.2 | 147.3333 | 4.6921 | #REF! | #REF! | #REF! | 2 | 6.8 | 1874.9772 | 288.458 | 44.2 | 147.3333 | 4.6921 | #REF! | #REF! | #REF! | 2 | 6.8 | 2458.2547 | 378.193 | 44.2 | 147.3333 | 4.6921 | #REF! | #REF! | #REF! | 2 | 6.8 | 3118.8372 | 479.8211 | 44.2 | 147.3333 | 4.6921 | #REF! | #REF! | #REF!
| 2 | 7.15 | 0.43973 | 0.32908 | 0.00044131 | 46.475 | 0.067651 | 0.32908 | 46.475 | 18.59 | 8.4594 | 154.9167 | 4.9337 | 83.9036 | 28.6033 | 5.8801 | -28.2742 | -5.8125 | [11 empty] | 1 | [7 empty] | 6.85 | 162.7973 | 25.0457 | 44.525 | 148.4167 | 4.7266 | #REF! | #REF! | #REF! | #REF! | 6.85 | 342.4691 | 52.6876 | 44.525 | 148.4167 | 4.7266 | #REF! | #REF! | #REF! | #REF! | 6.85 | 605.9982 | 93.2305 | 44.525 | 148.4167 | 4.7266 | #REF! | #REF! | #REF! | #REF! | 6.85 | 948.7201 | 145.9569 | 44.525 | 148.4167 | 4.7266 | #REF! | #REF! | #REF! | #REF! | 6.85 | 1368.5776 | 210.5504 | 44.525 | 148.4167 | 4.7266 | #REF! | #REF! | #REF! | 2 | 6.85 | 1871.6179 | 287.9412 | 44.525 | 148.4167 | 4.7266 | #REF! | #REF! | #REF! | 2 | 6.85 | 2454.3728 | 377.5958 | 44.525 | 148.4167 | 4.7266 | #REF! | #REF! | #REF! | 2 | 6.85 | 3114.3969 | 479.138 | 44.525 | 148.4167 | 4.7266 | #REF! | #REF! | #REF!
| 2 | 7.2 | 0.42768 | 0.3223 | 0.00043221 | 46.8 | 0.065796 | 0.3223 | 46.8 | 18.72 | 8.4594 | 156 | 4.9682 | 83.9532 | 28.9876 | 5.9178 | -28.6653 | -5.852 | [11 empty] | 1 | [7 empty] | 6.9 | 161.608 | 24.8628 | 44.85 | 149.5 | 4.7611 | #REF! | #REF! | #REF! | #REF! | 6.9 | 340.9483 | 52.4536 | 44.85 | 149.5 | 4.7611 | #REF! | #REF! | #REF! | #REF! | 6.9 | 604.0401 | 92.9292 | 44.85 | 149.5 | 4.7611 | #REF! | #REF! | #REF! | #REF! | 6.9 | 946.3218 | 145.588 | 44.85 | 149.5 | 4.7611 | #REF! | #REF! | #REF! | #REF! | 6.9 | 1365.7503 | 210.1154 | 44.85 | 149.5 | 4.7611 | #REF! | #REF! | #REF! | 2 | 6.9 | 1868.2694 | 287.4261 | 44.85 | 149.5 | 4.7611 | #REF! | #REF! | #REF! | 2 | 6.9 | 2450.5021 | 377.0003 | 44.85 | 149.5 | 4.7611 | #REF! | #REF! | #REF! | 2 | 6.9 | 3109.9687 | 478.4567 | 44.85 | 149.5 | 4.7611 | #REF! | #REF! | #REF!
| 2 | 7.25 | 0.41579 | 0.31551 | 0.00042311 | 47.125 | 0.063967 | 0.31551 | 47.125 | 18.85 | 8.4594 | 157.0833 | 5.0027 | 84.0027 | 29.3743 | 5.9553 | -29.0587 | -5.8914 | [11 empty] | 1 | [7 empty] | 6.95 | 160.4235 | 24.6805 | 45.175 | 150.5833 | 4.7956 | #REF! | #REF! | #REF! | #REF! | 6.95 | 339.4332 | 52.2205 | 45.175 | 150.5833 | 4.7956 | #REF! | #REF! | #REF! | #REF! | 6.95 | 602.0891 | 92.6291 | 45.175 | 150.5833 | 4.7956 | #REF! | #REF! | #REF! | #REF! | 6.95 | 943.932 | 145.2203 | 45.175 | 150.5833 | 4.7956 | #REF! | #REF! | #REF! | #REF! | 6.95 | 1362.9329 | 209.682 | 45.175 | 150.5833 | 4.7956 | #REF! | #REF! | #REF! | 2 | 6.95 | 1864.9316 | 286.9126 | 45.175 | 150.5833 | 4.7956 | #REF! | #REF! | #REF! | 2 | 6.95 | 2446.6425 | 376.4065 | 45.175 | 150.5833 | 4.7956 | #REF! | #REF! | #REF! | 2 | 6.95 | 3105.5527 | 477.7773 | 45.175 | 150.5833 | 4.7956 | #REF! | #REF! | #REF!
| 2 | 7.3 | 0.40407 | 0.30873 | 0.00041402 | 47.45 | 0.062164 | 0.30873 | 47.45 | 18.98 | 8.4594 | 158.1667 | 5.0372 | 84.052 | 29.7633 | 5.9929 | -29.4546 | -5.9307 | [11 empty] | 1 | [7 empty] | 7 | 159.2438 | 24.499 | 45.5 | 151.6667 | 4.8301 | #REF! | #REF! | #REF! | #REF! | 7 | 337.9239 | 51.9883 | 45.5 | 151.6667 | 4.8301 | #REF! | #REF! | #REF! | #REF! | 7 | 600.1453 | 92.33 | 45.5 | 151.6667 | 4.8301 | #REF! | #REF! | #REF! | #REF! | 7 | 941.5506 | 144.8539 | 45.5 | 151.6667 | 4.8301 | #REF! | #REF! | #REF! | #REF! | 7 | 1360.1253 | 209.25 | 45.5 | 151.6667 | 4.8301 | #REF! | #REF! | #REF! | 2 | 7 | 1861.6044 | 286.4007 | 45.5 | 151.6667 | 4.8301 | #REF! | #REF! | #REF! | 2 | 7 | 2442.7941 | 375.8145 | 45.5 | 151.6667 | 4.8301 | #REF! | #REF! | #REF! | 2 | 7 | 3101.1487 | 477.0998 | 45.5 | 151.6667 | 4.8301 | #REF! | #REF! | #REF!
| 2 | 7.35 | 0.39252 | 0.30196 | 0.00040494 | 47.775 | 0.060387 | 0.30196 | 47.775 | 19.11 | 8.4594 | 159.25 | 5.0717 | 84.1011 | 30.1548 | 6.0304 | -29.8529 | -5.97 | [11 empty] | 1 | [7 empty] | 7.05 | 158.0688 | 24.3183 | 45.825 | 152.75 | 4.8646 | #REF! | #REF! | #REF! | #REF! | 7.05 | 336.4203 | 51.757 | 45.825 | 152.75 | 4.8646 | #REF! | #REF! | #REF! | #REF! | 7.05 | 598.2086 | 92.0321 | 45.825 | 152.75 | 4.8646 | #REF! | #REF! | #REF! | #REF! | 7.05 | 939.1776 | 144.4889 | 45.825 | 152.75 | 4.8646 | #REF! | #REF! | #REF! | #REF! | 7.05 | 1357.3273 | 208.8196 | 45.825 | 152.75 | 4.8646 | #REF! | #REF! | #REF! | 2 | 7.05 | 1858.2878 | 285.8904 | 45.825 | 152.75 | 4.8646 | #REF! | #REF! | #REF! | 2 | 7.05 | 2438.9567 | 375.2241 | 45.825 | 152.75 | 4.8646 | #REF! | #REF! | #REF! | 2 | 7.05 | 3096.7566 | 476.4241 | 45.825 | 152.75 | 4.8646 | #REF! | #REF! | #REF!
| 2 | 7.4 | 0.38113 | 0.2952 | 0.00039587 | 48.1 | 0.058636 | 0.2952 | 48.1 | 19.24 | 8.4594 | 160.3333 | 5.1062 | 84.15 | 30.5487 | 6.0679 | -30.2535 | -6.0093 | [11 empty] | 1 | [7 empty] | 7.1 | 156.8985 | 24.1382 | 46.15 | 153.8333 | 4.8992 | #REF! | #REF! | #REF! | #REF! | 7.1 | 334.9225 | 51.5265 | 46.15 | 153.8333 | 4.8992 | #REF! | #REF! | #REF! | #REF! | 7.1 | 596.279 | 91.7352 | 46.15 | 153.8333 | 4.8992 | #REF! | #REF! | #REF! | #REF! | 7.1 | 936.813 | 144.1251 | 46.15 | 153.8333 | 4.8992 | #REF! | #REF! | #REF! | #REF! | 7.1 | 1354.5389 | 208.3906 | 46.15 | 153.8333 | 4.8992 | #REF! | #REF! | #REF! | 2 | 7.1 | 1854.9817 | 285.3818 | 46.15 | 153.8333 | 4.8992 | #REF! | #REF! | #REF! | 2 | 7.1 | 2435.1303 | 374.6354 | 46.15 | 153.8333 | 4.8992 | #REF! | #REF! | #REF! | 2 | 7.1 | 3092.3765 | 475.7502 | 46.15 | 153.8333 | 4.8992 | #REF! | #REF! | #REF!
| 2 | 7.45 | 0.36992 | 0.28845 | 0.00038682 | 48.425 | 0.056911 | 0.28845 | 48.425 | 19.37 | 8.4594 | 161.4167 | 5.1407 | 84.1988 | 30.945 | 6.1054 | -30.6566 | -6.0485 | [11 empty] | 1 | [7 empty] | 7.15 | 155.733 | 23.9589 | 46.475 | 154.9167 | 4.9337 | #REF! | #REF! | #REF! | #REF! | 7.15 | 333.4303 | 51.297 | 46.475 | 154.9167 | 4.9337 | #REF! | #REF! | #REF! | #REF! | 7.15 | 594.3564 | 91.4394 | 46.475 | 154.9167 | 4.9337 | #REF! | #REF! | #REF! | #REF! | 7.15 | 934.4567 | 143.7626 | 46.475 | 154.9167 | 4.9337 | #REF! | #REF! | #REF! | #REF! | 7.15 | 1351.7601 | 207.9631 | 46.475 | 154.9167 | 4.9337 | #REF! | #REF! | #REF! | 2 | 7.15 | 1851.6859 | 284.8748 | 46.475 | 154.9167 | 4.9337 | #REF! | #REF! | #REF! | 2 | 7.15 | 2431.3148 | 374.0484 | 46.475 | 154.9167 | 4.9337 | #REF! | #REF! | #REF! | 2 | 7.15 | 3088.0081 | 475.0782 | 46.475 | 154.9167 | 4.9337 | #REF! | #REF! | #REF!
| 2 | 7.5 | 0.35888 | 0.28172 | 0.00037779 | 48.75 | 0.055212 | 0.28172 | 48.75 | 19.5 | 8.4594 | 162.5 | 5.1752 | 84.2473 | 31.3437 | 6.1428 | -31.062 | -6.0876 | [11 empty] | 1 | [7 empty] | 7.2 | 154.5722 | 23.7803 | 46.8 | 156 | 4.9682 | #REF! | #REF! | #REF! | #REF! | 7.2 | 331.9439 | 51.0683 | 46.8 | 156 | 4.9682 | #REF! | #REF! | #REF! | #REF! | 7.2 | 592.4409 | 91.1447 | 46.8 | 156 | 4.9682 | #REF! | #REF! | #REF! | #REF! | 7.2 | 932.1087 | 143.4013 | 46.8 | 156 | 4.9682 | #REF! | #REF! | #REF! | #REF! | 7.2 | 1348.9907 | 207.537 | 46.8 | 156 | 4.9682 | #REF! | #REF! | #REF! | 2 | 7.2 | 1848.4005 | 284.3693 | 46.8 | 156 | 4.9682 | #REF! | #REF! | #REF! | 2 | 7.2 | 2427.5102 | 373.4631 | 46.8 | 156 | 4.9682 | #REF! | #REF! | #REF! | 2 | 7.2 | 3083.6516 | 474.4079 | 46.8 | 156 | 4.9682 | #REF! | #REF! | #REF!
| 2 | 7.55 | 0.348 | 0.275 | 0.00036878 | 49.075 | 0.053538 | 0.275 | 49.075 | 19.63 | 8.4594 | 163.5833 | 5.2097 | 84.2956 | 31.7448 | 6.1802 | -31.4698 | -6.1267 | [11 empty] | 1 | [7 empty] | 7.25 | 153.4162 | 23.6025 | 47.125 | 157.0833 | 5.0027 | #REF! | #REF! | #REF! | #REF! | 7.25 | 330.4631 | 50.8405 | 47.125 | 157.0833 | 5.0027 | #REF! | #REF! | #REF! | #REF! | 7.25 | 590.5323 | 90.8511 | 47.125 | 157.0833 | 5.0027 | #REF! | #REF! | #REF! | #REF! | 7.25 | 929.7688 | 143.0414 | 47.125 | 157.0833 | 5.0027 | #REF! | #REF! | #REF! | #REF! | 7.25 | 1346.2307 | 207.1124 | 47.125 | 157.0833 | 5.0027 | #REF! | #REF! | #REF! | 2 | 7.25 | 1845.1254 | 283.8654 | 47.125 | 157.0833 | 5.0027 | #REF! | #REF! | #REF! | 2 | 7.25 | 2423.7163 | 372.8794 | 47.125 | 157.0833 | 5.0027 | #REF! | #REF! | #REF! | 2 | 7.25 | 3079.3067 | 473.7395 | 47.125 | 157.0833 | 5.0027 | #REF! | #REF! | #REF!
| 2 | 7.6 | 0.33729 | 0.26831 | 0.0003598 | 49.4 | 0.051891 | 0.26831 | 49.4 | 19.76 | 8.4594 | 164.6667 | 5.2442 | 84.3438 | 32.1483 | 6.2176 | -31.88 | -6.1657 | [11 empty] | 1 | [7 empty] | 7.3 | 152.2649 | 23.4254 | 47.45 | 158.1667 | 5.0372 | #REF! | #REF! | #REF! | #REF! | 7.3 | 328.988 | 50.6135 | 47.45 | 158.1667 | 5.0372 | #REF! | #REF! | #REF! | #REF! | 7.3 | 588.6307 | 90.5586 | 47.45 | 158.1667 | 5.0372 | #REF! | #REF! | #REF! | #REF! | 7.3 | 927.4371 | 142.6826 | 47.45 | 158.1667 | 5.0372 | #REF! | #REF! | #REF! | #REF! | 7.3 | 1343.48 | 206.6892 | 47.45 | 158.1667 | 5.0372 | #REF! | #REF! | #REF! | 2 | 7.3 | 1841.8604 | 283.3631 | 47.45 | 158.1667 | 5.0372 | #REF! | #REF! | #REF! | 2 | 7.3 | 2419.9331 | 372.2974 | 47.45 | 158.1667 | 5.0372 | #REF! | #REF! | #REF! | 2 | 7.3 | 3074.9735 | 473.0728 | 47.45 | 158.1667 | 5.0372 | #REF! | #REF! | #REF!
| 2 | 7.65 | 0.32676 | 0.26163 | 0.00035086 | 49.725 | 0.05027 | 0.26163 | 49.725 | 19.89 | 8.4594 | 165.75 | 5.2787 | 84.3918 | 32.5542 | 6.255 | -32.2926 | -6.2047 | [11 empty] | 1 | [7 empty] | 7.35 | 151.1184 | 23.249 | 47.775 | 159.25 | 5.0717 | #REF! | #REF! | #REF! | #REF! | 7.35 | 327.5186 | 50.3875 | 47.775 | 159.25 | 5.0717 | #REF! | #REF! | #REF! | #REF! | 7.35 | 586.7361 | 90.2671 | 47.775 | 159.25 | 5.0717 | #REF! | #REF! | #REF! | #REF! | 7.35 | 925.1135 | 142.3251 | 47.775 | 159.25 | 5.0717 | #REF! | #REF! | #REF! | #REF! | 7.35 | 1340.7385 | 206.2675 | 47.775 | 159.25 | 5.0717 | #REF! | #REF! | #REF! | 2 | 7.35 | 1838.6056 | 282.8624 | 47.775 | 159.25 | 5.0717 | #REF! | #REF! | #REF! | 2 | 7.35 | 2416.1606 | 371.717 | 47.775 | 159.25 | 5.0717 | #REF! | #REF! | #REF! | 2 | 7.35 | 3070.6518 | 472.408 | 47.775 | 159.25 | 5.0717 | #REF! | #REF! | #REF!
| 2 | 7.7 | 0.31639 | 0.25499 | 0.00034194 | 50.05 | 0.048675 | 0.25499 | 50.05 | 20.02 | 8.4594 | 166.8333 | 5.3132 | 84.4395 | 32.9625 | 6.2923 | -32.7075 | -6.2436 | [11 empty] | 1 | [7 empty] | 7.4 | 149.9766 | 23.0733 | 48.1 | 160.3333 | 5.1062 | #REF! | #REF! | #REF! | #REF! | 7.4 | 326.0548 | 50.1623 | 48.1 | 160.3333 | 5.1062 | #REF! | #REF! | #REF! | #REF! | 7.4 | 584.8483 | 89.9767 | 48.1 | 160.3333 | 5.1062 | #REF! | #REF! | #REF! | #REF! | 7.4 | 922.7979 | 141.9689 | 48.1 | 160.3333 | 5.1062 | #REF! | #REF! | #REF! | #REF! | 7.4 | 1338.0062 | 205.8471 | 48.1 | 160.3333 | 5.1062 | #REF! | #REF! | #REF! | 2 | 7.4 | 1835.3609 | 282.3632 | 48.1 | 160.3333 | 5.1062 | #REF! | #REF! | #REF! | 2 | 7.4 | 2412.3987 | 371.1383 | 48.1 | 160.3333 | 5.1062 | #REF! | #REF! | #REF! | 2 | 7.4 | 3066.3417 | 471.7449 | 48.1 | 160.3333 | 5.1062 | #REF! | #REF! | #REF!
| 2 | 7.75 | 0.30619 | 0.24837 | 0.00033307 | 50.375 | 0.047106 | 0.24837 | 50.375 | 20.15 | 8.4594 | 167.9167 | 5.3477 | 84.4871 | 33.3731 | 6.3296 | -33.1248 | -6.2825 | [11 empty] | 1 | [7 empty] | 7.45 | 148.8395 | 22.8984 | 48.425 | 161.4167 | 5.1407 | #REF! | #REF! | #REF! | #REF! | 7.45 | 324.5966 | 49.9379 | 48.425 | 161.4167 | 5.1407 | #REF! | #REF! | #REF! | #REF! | 7.45 | 582.9674 | 89.6873 | 48.425 | 161.4167 | 5.1407 | #REF! | #REF! | #REF! | #REF! | 7.45 | 920.4903 | 141.6139 | 48.425 | 161.4167 | 5.1407 | #REF! | #REF! | #REF! | #REF! | 7.45 | 1335.283 | 205.4282 | 48.425 | 161.4167 | 5.1407 | #REF! | #REF! | #REF! | 2 | 7.45 | 1832.1261 | 281.8656 | 48.425 | 161.4167 | 5.1407 | #REF! | #REF! | #REF! | 2 | 7.45 | 2408.6472 | 370.5611 | 48.425 | 161.4167 | 5.1407 | #REF! | #REF! | #REF! | 2 | 7.45 | 3062.043 | 471.0835 | 48.425 | 161.4167 | 5.1407 | #REF! | #REF! | #REF!
| 2 | 7.8 | 0.29616 | 0.24178 | 0.00032423 | 50.7 | 0.045562 | 0.24178 | 50.7 | 20.28 | 8.4594 | 169 | 5.3822 | 84.5345 | 33.7862 | 6.3668 | -33.5444 | -6.3213 | [11 empty] | 1 | [7 empty] | 7.5 | 147.7072 | 22.7242 | 48.75 | 162.5 | 5.1752 | #REF! | #REF! | #REF! | #REF! | 7.5 | 323.144 | 49.7145 | 48.75 | 162.5 | 5.1752 | #REF! | #REF! | #REF! | #REF! | 7.5 | 581.0933 | 89.399 | 48.75 | 162.5 | 5.1752 | #REF! | #REF! | #REF! | #REF! | 7.5 | 918.1907 | 141.2601 | 48.75 | 162.5 | 5.1752 | #REF! | #REF! | #REF! | #REF! | 7.5 | 1332.5688 | 205.0106 | 48.75 | 162.5 | 5.1752 | #REF! | #REF! | #REF! | 2 | 7.5 | 1828.9012 | 281.3694 | 48.75 | 162.5 | 5.1752 | #REF! | #REF! | #REF! | 2 | 7.5 | 2404.9063 | 369.9856 | 48.75 | 162.5 | 5.1752 | #REF! | #REF! | #REF! | 2 | 7.5 | 3057.7557 | 470.424 | 48.75 | 162.5 | 5.1752 | #REF! | #REF! | #REF!
| 2 | 7.85 | 0.28629 | 0.23523 | 0.00031545 | 51.025 | 0.044045 | 0.23523 | 51.025 | 20.41 | 8.4594 | 170.0833 | 5.4167 | 84.5817 | 34.2016 | 6.4041 | -33.9664 | -6.36 | [11 empty] | 1 | [7 empty] | 7.55 | 146.5796 | 22.5507 | 49.075 | 163.5833 | 5.2097 | #REF! | #REF! | #REF! | #REF! | 7.55 | 321.697 | 49.4918 | 49.075 | 163.5833 | 5.2097 | #REF! | #REF! | #REF! | #REF! | 7.55 | 579.226 | 89.1117 | 49.075 | 163.5833 | 5.2097 | #REF! | #REF! | #REF! | #REF! | 7.55 | 915.8989 | 140.9075 | 49.075 | 163.5833 | 5.2097 | #REF! | #REF! | #REF! | #REF! | 7.55 | 1329.8636 | 204.5944 | 49.075 | 163.5833 | 5.2097 | #REF! | #REF! | #REF! | 2 | 7.55 | 1825.6862 | 280.8748 | 49.075 | 163.5833 | 5.2097 | #REF! | #REF! | #REF! | 2 | 7.55 | 2401.1757 | 369.4116 | 49.075 | 163.5833 | 5.2097 | #REF! | #REF! | #REF! | 2 | 7.55 | 3053.4797 | 469.7661 | 49.075 | 163.5833 | 5.2097 | #REF! | #REF! | #REF!
| 2 | 7.9 | 0.2766 | 0.22871 | 0.00030671 | 51.35 | 0.042554 | 0.22871 | 51.35 | 20.54 | 8.4594 | 171.1667 | 5.4512 | 84.6287 | 34.6195 | 6.4413 | -34.3908 | -6.3987 | [11 empty] | 1 | [7 empty] | 7.6 | 145.4568 | 22.378 | 49.4 | 164.6667 | 5.2442 | #REF! | #REF! | #REF! | #REF! | 7.6 | 320.2556 | 49.2701 | 49.4 | 164.6667 | 5.2442 | #REF! | #REF! | #REF! | #REF! | 7.6 | 577.3654 | 88.8255 | 49.4 | 164.6667 | 5.2442 | #REF! | #REF! | #REF! | #REF! | 7.6 | 913.615 | 140.5562 | 49.4 | 164.6667 | 5.2442 | #REF! | #REF! | #REF! | #REF! | 7.6 | 1327.1672 | 204.1796 | 49.4 | 164.6667 | 5.2442 | #REF! | #REF! | #REF! | 2 | 7.6 | 1822.481 | 280.3817 | 49.4 | 164.6667 | 5.2442 | #REF! | #REF! | #REF! | 2 | 7.6 | 2397.4555 | 368.8393 | 49.4 | 164.6667 | 5.2442 | #REF! | #REF! | #REF! | 2 | 7.6 | 3049.215 | 469.11 | 49.4 | 164.6667 | 5.2442 | #REF! | #REF! | #REF!
| 2 | 7.95 | 0.26708 | 0.22223 | 0.00029802 | 51.675 | 0.041089 | 0.22223 | 51.675 | 20.67 | 8.4594 | 172.25 | 5.4857 | 84.6756 | 35.0397 | 6.4785 | -34.8175 | -6.4374 | [11 empty] | 1 | [7 empty] | 7.65 | 144.3387 | 22.206 | 49.725 | 165.75 | 5.2787 | #REF! | #REF! | #REF! | #REF! | 7.65 | 318.8198 | 49.0492 | 49.725 | 165.75 | 5.2787 | #REF! | #REF! | #REF! | #REF! | 7.65 | 575.5116 | 88.5403 | 49.725 | 165.75 | 5.2787 | #REF! | #REF! | #REF! | #REF! | 7.65 | 911.3389 | 140.206 | 49.725 | 165.75 | 5.2787 | #REF! | #REF! | #REF! | #REF! | 7.65 | 1324.4797 | 203.7661 | 49.725 | 165.75 | 5.2787 | #REF! | #REF! | #REF! | 2 | 7.65 | 1819.2854 | 279.8901 | 49.725 | 165.75 | 5.2787 | #REF! | #REF! | #REF! | 2 | 7.65 | 2393.7455 | 368.2685 | 49.725 | 165.75 | 5.2787 | #REF! | #REF! | #REF! | 2 | 7.65 | 3044.9615 | 468.4556 | 49.725 | 165.75 | 5.2787 | #REF! | #REF! | #REF!
| 2 | 8 | 0.25772 | 0.2158 | 0.00028939 | 52 | 0.039649 | 0.2158 | 52 | 20.8 | 8.4594 | 173.3333 | 5.5202 | 84.7222 | 35.4623 | 6.5156 | -35.2465 | -6.476 | [11 empty] | 1 | [7 empty] | 7.7 | 143.2253 | 22.0347 | 50.05 | 166.8333 | 5.3132 | #REF! | #REF! | #REF! | #REF! | 7.7 | 317.3895 | 48.8291 | 50.05 | 166.8333 | 5.3132 | #REF! | #REF! | #REF! | #REF! | 7.7 | 573.6645 | 88.2561 | 50.05 | 166.8333 | 5.3132 | #REF! | #REF! | #REF! | #REF! | 7.7 | 909.0705 | 139.857 | 50.05 | 166.8333 | 5.3132 | #REF! | #REF! | #REF! | #REF! | 7.7 | 1321.8008 | 203.354 | 50.05 | 166.8333 | 5.3132 | #REF! | #REF! | #REF! | 2 | 7.7 | 1816.0995 | 279.3999 | 50.05 | 166.8333 | 5.3132 | #REF! | #REF! | #REF! | 2 | 7.7 | 2390.0457 | 367.6993 | 50.05 | 166.8333 | 5.3132 | #REF! | #REF! | #REF! | 2 | 7.7 | 3040.7191 | 467.8029 | 50.05 | 166.8333 | 5.3132 | #REF! | #REF! | #REF!
| 2 | 8.05 | 0.24853 | 0.20941 | 0.00028082 | 52.325 | 0.038236 | 0.20941 | 52.325 | 20.93 | 8.4594 | 174.4167 | 5.5547 | 84.7687 | 35.8873 | 6.5527 | -35.6779 | -6.5145 | [11 empty] | 1 | [7 empty] | 7.75 | 142.1168 | 21.8641 | 50.375 | 167.9167 | 5.3477 | #REF! | #REF! | #REF! | #REF! | 7.75 | 315.9647 | 48.61 | 50.375 | 167.9167 | 5.3477 | #REF! | #REF! | #REF! | #REF! | 7.75 | 571.8241 | 87.9729 | 50.375 | 167.9167 | 5.3477 | #REF! | #REF! | #REF! | #REF! | 7.75 | 906.8098 | 139.5092 | 50.375 | 167.9167 | 5.3477 | #REF! | #REF! | #REF! | #REF! | 7.75 | 1319.1307 | 202.9432 | 50.375 | 167.9167 | 5.3477 | #REF! | #REF! | #REF! | 2 | 7.75 | 1812.9232 | 278.9113 | 50.375 | 167.9167 | 5.3477 | #REF! | #REF! | #REF! | 2 | 7.75 | 2386.3561 | 367.1317 | 50.375 | 167.9167 | 5.3477 | #REF! | #REF! | #REF! | 2 | 7.75 | 3036.4878 | 467.152 | 50.375 | 167.9167 | 5.3477 | #REF! | #REF! | #REF!
| 2 | 8.1 | 0.23952 | 0.20306 | 0.00027231 | 52.65 | 0.036849 | 0.20306 | 52.65 | 21.06 | 8.4594 | 175.5 | 5.5892 | 84.815 | 36.3146 | 6.5898 | -36.1116 | -6.553 | [11 empty] | 1 | [7 empty] | 7.8 | 141.0129 | 21.6943 | 50.7 | 169 | 5.3822 | #REF! | #REF! | #REF! | #REF! | 7.8 | 314.5455 | 48.3916 | 50.7 | 169 | 5.3822 | #REF! | #REF! | #REF! | #REF! | 7.8 | 569.9903 | 87.6908 | 50.7 | 169 | 5.3822 | #REF! | #REF! | #REF! | #REF! | 7.8 | 904.5568 | 139.1626 | 50.7 | 169 | 5.3822 | #REF! | #REF! | #REF! | #REF! | 7.8 | 1316.4691 | 202.5337 | 50.7 | 169 | 5.3822 | #REF! | #REF! | #REF! | 2 | 7.8 | 1809.7564 | 278.4241 | 50.7 | 169 | 5.3822 | #REF! | #REF! | #REF! | 2 | 7.8 | 2382.6766 | 366.5656 | 50.7 | 169 | 5.3822 | #REF! | #REF! | #REF! | 2 | 7.8 | 3032.2675 | 466.5027 | 50.7 | 169 | 5.3822 | #REF! | #REF! | #REF!
| 2 | 8.15 | 0.23067 | 0.19677 | 0.00026387 | 52.975 | 0.035487 | 0.19677 | 52.975 | 21.19 | 8.4594 | 176.5833 | 5.6237 | 84.8611 | 36.7444 | 6.6269 | -36.5476 | -6.5914 | [11 empty] | 1 | [7 empty] | 7.85 | 139.9138 | 21.5252 | 51.025 | 170.0833 | 5.4167 | #REF! | #REF! | #REF! | #REF! | 7.85 | 313.1317 | 48.1741 | 51.025 | 170.0833 | 5.4167 | #REF! | #REF! | #REF! | #REF! | 7.85 | 568.1631 | 87.4097 | 51.025 | 170.0833 | 5.4167 | #REF! | #REF! | #REF! | #REF! | 7.85 | 902.3113 | 138.8171 | 51.025 | 170.0833 | 5.4167 | #REF! | #REF! | #REF! | #REF! | 7.85 | 1313.8161 | 202.1256 | 51.025 | 170.0833 | 5.4167 | #REF! | #REF! | #REF! | 2 | 7.85 | 1806.5991 | 277.9383 | 51.025 | 170.0833 | 5.4167 | #REF! | #REF! | #REF! | 2 | 7.85 | 2379.007 | 366.0011 | 51.025 | 170.0833 | 5.4167 | #REF! | #REF! | #REF! | 2 | 7.85 | 3028.0581 | 465.8551 | 51.025 | 170.0833 | 5.4167 | #REF! | #REF! | #REF!
| 2 | 8.2 | 0.22199 | 0.19052 | 0.0002555 | 53.3 | 0.034152 | 0.19052 | 53.3 | 21.32 | 8.4594 | 177.6667 | 5.6582 | 84.907 | 37.1765 | 6.664 | -36.986 | -6.6298 | [11 empty] | 1 | [7 empty] | 7.9 | 138.8194 | 21.3568 | 51.35 | 171.1667 | 5.4512 | #REF! | #REF! | #REF! | #REF! | 7.9 | 311.7235 | 47.9575 | 51.35 | 171.1667 | 5.4512 | #REF! | #REF! | #REF! | #REF! | 7.9 | 566.3425 | 87.1296 | 51.35 | 171.1667 | 5.4512 | #REF! | #REF! | #REF! | #REF! | 7.9 | 900.0734 | 138.4728 | 51.35 | 171.1667 | 5.4512 | #REF! | #REF! | #REF! | #REF! | 7.9 | 1311.1715 | 201.7187 | 51.35 | 171.1667 | 5.4512 | #REF! | #REF! | #REF! | 2 | 7.9 | 1803.4511 | 277.454 | 51.35 | 171.1667 | 5.4512 | #REF! | #REF! | #REF! | 2 | 7.9 | 2375.3475 | 365.4381 | 51.35 | 171.1667 | 5.4512 | #REF! | #REF! | #REF! | 2 | 7.9 | 3023.8597 | 465.2092 | 51.35 | 171.1667 | 5.4512 | #REF! | #REF! | #REF!
| 2 | 8.25 | 0.21348 | 0.18434 | 0.0002472 | 53.625 | 0.032843 | 0.18434 | 53.625 | 21.45 | 8.4594 | 178.75 | 5.6927 | 84.9527 | 37.611 | 6.701 | -37.4267 | -6.6681 | [11 empty] | 1 | [7 empty] | 7.95 | 137.7298 | 21.1892 | 51.675 | 172.25 | 5.4857 | #REF! | #REF! | #REF! | #REF! | 7.95 | 310.3207 | 47.7416 | 51.675 | 172.25 | 5.4857 | #REF! | #REF! | #REF! | #REF! | 7.95 | 564.5284 | 86.8505 | 51.675 | 172.25 | 5.4857 | #REF! | #REF! | #REF! | #REF! | 7.95 | 897.843 | 138.1297 | 51.675 | 172.25 | 5.4857 | #REF! | #REF! | #REF! | #REF! | 7.95 | 1308.5354 | 201.3131 | 51.675 | 172.25 | 5.4857 | #REF! | #REF! | #REF! | 2 | 7.95 | 1800.3124 | 276.9711 | 51.675 | 172.25 | 5.4857 | #REF! | #REF! | #REF! | 2 | 7.95 | 2371.6978 | 364.8766 | 51.675 | 172.25 | 5.4857 | #REF! | #REF! | #REF! | 2 | 7.95 | 3019.6721 | 464.5649 | 51.675 | 172.25 | 5.4857 | #REF! | #REF! | #REF!
| 2 | 8.3 | 0.20513 | 0.17821 | 0.00023898 | 53.95 | 0.031559 | 0.17821 | 53.95 | 21.58 | 8.4594 | 179.8333 | 5.7272 | 84.9983 | 38.0479 | 6.738 | -37.8697 | -6.7064 | [11 empty] | 1 | [7 empty] | 8 | 136.6449 | 21.0223 | 52 | 173.3333 | 5.5202 | #REF! | #REF! | #REF! | #REF! | 8 | 308.9234 | 47.5267 | 52 | 173.3333 | 5.5202 | #REF! | #REF! | #REF! | #REF! | 8 | 562.7209 | 86.5724 | 52 | 173.3333 | 5.5202 | #REF! | #REF! | #REF! | #REF! | 8 | 895.62 | 137.7877 | 52 | 173.3333 | 5.5202 | #REF! | #REF! | #REF! | #REF! | 8 | 1305.9075 | 200.9088 | 52 | 173.3333 | 5.5202 | #REF! | #REF! | #REF! | 2 | 8 | 1797.183 | 276.4897 | 52 | 173.3333 | 5.5202 | #REF! | #REF! | #REF! | 2 | 8 | 2368.0579 | 364.3166 | 52 | 173.3333 | 5.5202 | #REF! | #REF! | #REF! | 2 | 8 | 3015.4952 | 463.9223 | 52 | 173.3333 | 5.5202 | #REF! | #REF! | #REF!
| 2 | 8.35 | 0.19696 | 0.17214 | 0.00023084 | 54.275 | 0.030302 | 0.17214 | 54.275 | 21.71 | 8.4594 | 180.9167 | 5.7617 | 85.0437 | 38.4871 | 6.775 | -38.315 | -6.7447 | [11 empty] | 1 | [7 empty] | 8.05 | 135.5648 | 20.8561 | 52.325 | 174.4167 | 5.5547 | #REF! | #REF! | #REF! | #REF! | 8.05 | 307.5315 | 47.3125 | 52.325 | 174.4167 | 5.5547 | #REF! | #REF! | #REF! | #REF! | 8.05 | 560.9198 | 86.2954 | 52.325 | 174.4167 | 5.5547 | #REF! | #REF! | #REF! | #REF! | 8.05 | 893.4044 | 137.4468 | 52.325 | 174.4167 | 5.5547 | #REF! | #REF! | #REF! | #REF! | 8.05 | 1303.2879 | 200.5058 | 52.325 | 174.4167 | 5.5547 | #REF! | #REF! | #REF! | 2 | 8.05 | 1794.0627 | 276.0096 | 52.325 | 174.4167 | 5.5547 | #REF! | #REF! | #REF! | 2 | 8.05 | 2364.4279 | 363.7581 | 52.325 | 174.4167 | 5.5547 | #REF! | #REF! | #REF! | 2 | 8.05 | 3011.3291 | 463.2814 | 52.325 | 174.4167 | 5.5547 | #REF! | #REF! | #REF!
| 2 | 8.4 | 0.18896 | 0.16613 | 0.00022279 | 54.6 | 0.02907 | 0.16613 | 54.6 | 21.84 | 8.4594 | 182 | 5.7962 | 85.0888 | 38.9287 | 6.8119 | -38.7626 | -6.7828 | [11 empty] | 1 | [7 empty] | 8.1 | 134.4894 | 20.6907 | 52.65 | 175.5 | 5.5892 | #REF! | #REF! | #REF! | #REF! | 8.1 | 306.1451 | 47.0992 | 52.65 | 175.5 | 5.5892 | #REF! | #REF! | #REF! | #REF! | 8.1 | 559.1252 | 86.0193 | 52.65 | 175.5 | 5.5892 | #REF! | #REF! | #REF! | #REF! | 8.1 | 891.1962 | 137.1071 | 52.65 | 175.5 | 5.5892 | #REF! | #REF! | #REF! | #REF! | 8.1 | 1300.6766 | 200.1041 | 52.65 | 175.5 | 5.5892 | #REF! | #REF! | #REF! | 2 | 8.1 | 1790.9516 | 275.531 | 52.65 | 175.5 | 5.5892 | #REF! | #REF! | #REF! | 2 | 8.1 | 2360.8075 | 363.2012 | 52.65 | 175.5 | 5.5892 | #REF! | #REF! | #REF! | 2 | 8.1 | 3007.1736 | 462.6421 | 52.65 | 175.5 | 5.5892 | #REF! | #REF! | #REF!
| 2 | 8.45 | 0.18112 | 0.16019 | 0.00021482 | 54.925 | 0.027865 | 0.16019 | 54.925 | 21.97 | 8.4594 | 183.0833 | 5.8307 | 85.1339 | 39.3727 | 6.8488 | -39.2125 | -6.821 | [11 empty] | 1 | [7 empty] | 8.15 | 133.4187 | 20.526 | 52.975 | 176.5833 | 5.6237 | #REF! | #REF! | #REF! | #REF! | 8.15 | 304.7641 | 46.8868 | 52.975 | 176.5833 | 5.6237 | #REF! | #REF! | #REF! | #REF! | 8.15 | 557.337 | 85.7441 | 52.975 | 176.5833 | 5.6237 | #REF! | #REF! | #REF! | #REF! | 8.15 | 888.9953 | 136.7685 | 52.975 | 176.5833 | 5.6237 | #REF! | #REF! | #REF! | #REF! | 8.15 | 1298.0733 | 199.7036 | 52.975 | 176.5833 | 5.6237 | #REF! | #REF! | #REF! | 2 | 8.15 | 1787.8495 | 275.0538 | 52.975 | 176.5833 | 5.6237 | #REF! | #REF! | #REF! | 2 | 8.15 | 2357.1968 | 362.6457 | 52.975 | 176.5833 | 5.6237 | #REF! | #REF! | #REF! | 2 | 8.15 | 3003.0287 | 462.0044 | 52.975 | 176.5833 | 5.6237 | #REF! | #REF! | #REF!
| 2 | 8.5 | 0.17346 | 0.15432 | 0.00020694 | 55.25 | 0.026685 | 0.15432 | 55.25 | 22.1 | 8.4594 | 184.1667 | 5.8652 | 85.1787 | 39.8191 | 6.8857 | -39.6648 | -6.8591 | [11 empty] | 1 | [7 empty] | 8.2 | 132.3528 | 20.362 | 53.3 | 177.6667 | 5.6582 | #REF! | #REF! | #REF! | #REF! | 8.2 | 303.3884 | 46.6751 | 53.3 | 177.6667 | 5.6582 | #REF! | #REF! | #REF! | #REF! | 8.2 | 555.5551 | 85.47 | 53.3 | 177.6667 | 5.6582 | #REF! | #REF! | #REF! | #REF! | 8.2 | 886.8016 | 136.431 | 53.3 | 177.6667 | 5.6582 | #REF! | #REF! | #REF! | #REF! | 8.2 | 1295.4781 | 199.3043 | 53.3 | 177.6667 | 5.6582 | #REF! | #REF! | #REF! | 2 | 8.2 | 1784.7564 | 274.5779 | 53.3 | 177.6667 | 5.6582 | #REF! | #REF! | #REF! | 2 | 8.2 | 2353.5957 | 362.0917 | 53.3 | 177.6667 | 5.6582 | #REF! | #REF! | #REF! | 2 | 8.2 | 2998.8943 | 461.3684 | 53.3 | 177.6667 | 5.6582 | #REF! | #REF! | #REF!
| 2 | 8.55 | 0.16596 | 0.14852 | 0.00019916 | 55.575 | 0.025532 | 0.14852 | 55.575 | 22.23 | 8.4594 | 185.25 | 5.8997 | 85.2233 | 40.2678 | 6.9226 | -40.1193 | -6.8971 | [11 empty] | 1 | [7 empty] | 8.25 | 131.2917 | 20.1987 | 53.625 | 178.75 | 5.6927 | #REF! | #REF! | #REF! | #REF! | 8.25 | 302.0182 | 46.4643 | 53.625 | 178.75 | 5.6927 | #REF! | #REF! | #REF! | #REF! | 8.25 | 553.7797 | 85.1969 | 53.625 | 178.75 | 5.6927 | #REF! | #REF! | #REF! | #REF! | 8.25 | 884.6152 | 136.0946 | 53.625 | 178.75 | 5.6927 | #REF! | #REF! | #REF! | #REF! | 8.25 | 1292.8909 | 198.9063 | 53.625 | 178.75 | 5.6927 | #REF! | #REF! | #REF! | 2 | 8.25 | 1781.6722 | 274.1034 | 53.625 | 178.75 | 5.6927 | #REF! | #REF! | #REF! | 2 | 8.25 | 2350.0042 | 361.5391 | 53.625 | 178.75 | 5.6927 | #REF! | #REF! | #REF! | 2 | 8.25 | 2994.7705 | 460.7339 | 53.625 | 178.75 | 5.6927 | #REF! | #REF! | #REF!
| 2 | 8.6 | 0.15863 | 0.14279 | 0.00019148 | 55.9 | 0.024404 | 0.14279 | 55.9 | 22.36 | 8.4594 | 186.3333 | 5.9342 | 85.2678 | 40.7189 | 6.9595 | -40.5761 | -6.9351 | [11 empty] | 1 | [7 empty] | 8.3 | 130.2352 | 20.0362 | 53.95 | 179.8333 | 5.7272 | #REF! | #REF! | #REF! | #REF! | 8.3 | 300.6533 | 46.2544 | 53.95 | 179.8333 | 5.7272 | #REF! | #REF! | #REF! | #REF! | 8.3 | 552.0105 | 84.9247 | 53.95 | 179.8333 | 5.7272 | #REF! | #REF! | #REF! | #REF! | 8.3 | 882.4359 | 135.7594 | 53.95 | 179.8333 | 5.7272 | #REF! | #REF! | #REF! | #REF! | 8.3 | 1290.3117 | 198.5095 | 53.95 | 179.8333 | 5.7272 | #REF! | #REF! | #REF! | 2 | 8.3 | 1778.5969 | 273.6303 | 53.95 | 179.8333 | 5.7272 | #REF! | #REF! | #REF! | 2 | 8.3 | 2346.4221 | 360.988 | 53.95 | 179.8333 | 5.7272 | #REF! | #REF! | #REF! | 2 | 8.3 | 2990.657 | 460.1011 | 53.95 | 179.8333 | 5.7272 | #REF! | #REF! | #REF!
| 2 | 8.65 | 0.15147 | 0.13714 | 0.0001839 | 56.225 | 0.023303 | 0.13714 | 56.225 | 22.49 | 8.4594 | 187.4167 | 5.9687 | 85.3121 | 41.1724 | 6.9963 | -41.0352 | -6.973 | [11 empty] | 1 | [7 empty] | 8.35 | 129.1836 | 19.8744 | 54.275 | 180.9167 | 5.7617 | #REF! | #REF! | #REF! | #REF! | 8.35 | 299.2938 | 46.0452 | 54.275 | 180.9167 | 5.7617 | #REF! | #REF! | #REF! | #REF! | 8.35 | 550.2477 | 84.6535 | 54.275 | 180.9167 | 5.7617 | #REF! | #REF! | #REF! | #REF! | 8.35 | 880.2637 | 135.4252 | 54.275 | 180.9167 | 5.7617 | #REF! | #REF! | #REF! | #REF! | 8.35 | 1287.7403 | 198.1139 | 54.275 | 180.9167 | 5.7617 | #REF! | #REF! | #REF! | 2 | 8.35 | 1775.5304 | 273.1585 | 54.275 | 180.9167 | 5.7617 | #REF! | #REF! | #REF! | 2 | 8.35 | 2342.8494 | 360.4384 | 54.275 | 180.9167 | 5.7617 | #REF! | #REF! | #REF! | 2 | 8.35 | 2986.5539 | 459.4698 | 54.275 | 180.9167 | 5.7617 | #REF! | #REF! | #REF!
| 2 | 8.7 | 0.14448 | 0.13156 | 0.00017643 | 56.55 | 0.022227 | 0.13156 | 56.55 | 22.62 | 8.4594 | 188.5 | 6.0032 | 85.3562 | 41.6282 | 7.0331 | -41.4966 | -7.0109 | [11 empty] | 1 | [7 empty] | 8.4 | 128.1366 | 19.7133 | 54.6 | 182 | 5.7962 | #REF! | #REF! | #REF! | #REF! | 8.4 | 297.9397 | 45.8369 | 54.6 | 182 | 5.7962 | #REF! | #REF! | #REF! | #REF! | 8.4 | 548.4911 | 84.3832 | 54.6 | 182 | 5.7962 | #REF! | #REF! | #REF! | #REF! | 8.4 | 878.0986 | 135.0921 | 54.6 | 182 | 5.7962 | #REF! | #REF! | #REF! | #REF! | 8.4 | 1285.1767 | 197.7195 | 54.6 | 182 | 5.7962 | #REF! | #REF! | #REF! | 2 | 8.4 | 1772.4726 | 272.6881 | 54.6 | 182 | 5.7962 | #REF! | #REF! | #REF! | 2 | 8.4 | 2339.2861 | 359.8902 | 54.6 | 182 | 5.7962 | #REF! | #REF! | #REF! | 2 | 8.4 | 2982.4611 | 458.8402 | 54.6 | 182 | 5.7962 | #REF! | #REF! | #REF!
| 2 | 8.75 | 0.13766 | 0.12607 | 0.00016906 | 56.875 | 0.021178 | 0.12607 | 56.875 | 22.75 | 8.4594 | 189.5833 | 6.0377 | 85.4002 | 42.0864 | 7.0699 | -41.9603 | -7.0487 | [11 empty] | 1 | [7 empty] | 8.45 | 127.0944 | 19.553 | 54.925 | 183.0833 | 5.8307 | #REF! | #REF! | #REF! | #REF! | 8.45 | 296.5908 | 45.6294 | 54.925 | 183.0833 | 5.8307 | #REF! | #REF! | #REF! | #REF! | 8.45 | 546.7408 | 84.114 | 54.925 | 183.0833 | 5.8307 | #REF! | #REF! | #REF! | #REF! | 8.45 | 875.9405 | 134.7601 | 54.925 | 183.0833 | 5.8307 | #REF! | #REF! | #REF! | #REF! | 8.45 | 1282.6209 | 197.3263 | 54.925 | 183.0833 | 5.8307 | #REF! | #REF! | #REF! | 2 | 8.45 | 1769.4235 | 272.219 | 54.925 | 183.0833 | 5.8307 | #REF! | #REF! | #REF! | 2 | 8.45 | 2335.7321 | 359.3434 | 54.925 | 183.0833 | 5.8307 | #REF! | #REF! | #REF! | 2 | 8.45 | 2978.3785 | 458.2121 | 54.925 | 183.0833 | 5.8307 | #REF! | #REF! | #REF!
| 2 | 8.8 | 0.131 | 0.12066 | 0.00016181 | 57.2 | 0.020154 | 0.12066 | 57.2 | 22.88 | 8.4594 | 190.6667 | 6.0722 | 85.4439 | 42.5469 | 7.1066 | -42.4263 | -7.0865 | [11 empty] | 1 | [7 empty] | 8.5 | 126.057 | 19.3934 | 55.25 | 184.1667 | 5.8652 | #REF! | #REF! | #REF! | #REF! | 8.5 | 295.2473 | 45.4227 | 55.25 | 184.1667 | 5.8652 | #REF! | #REF! | #REF! | #REF! | 8.5 | 544.9966 | 83.8456 | 55.25 | 184.1667 | 5.8652 | #REF! | #REF! | #REF! | #REF! | 8.5 | 873.7894 | 134.4291 | 55.25 | 184.1667 | 5.8652 | #REF! | #REF! | #REF! | #REF! | 8.5 | 1280.0727 | 196.9343 | 55.25 | 184.1667 | 5.8652 | #REF! | #REF! | #REF! | 2 | 8.5 | 1766.383 | 271.7512 | 55.25 | 184.1667 | 5.8652 | #REF! | #REF! | #REF! | 2 | 8.5 | 2332.1873 | 358.7981 | 55.25 | 184.1667 | 5.8652 | #REF! | #REF! | #REF! | 2 | 8.5 | 2974.3062 | 457.5856 | 55.25 | 184.1667 | 5.8652 | #REF! | #REF! | #REF!
| 2 | 8.85 | 0.12452 | 0.11534 | 0.00015468 | 57.525 | 0.019157 | 0.11534 | 57.525 | 23.01 | 8.4594 | 191.75 | 6.1067 | 85.4875 | 43.0099 | 7.1434 | -42.8945 | -7.1242 | [11 empty] | 1 | [7 empty] | 8.55 | 125.0243 | 19.2345 | 55.575 | 185.25 | 5.8997 | #REF! | #REF! | #REF! | #REF! | 8.55 | 293.9091 | 45.2168 | 55.575 | 185.25 | 5.8997 | #REF! | #REF! | #REF! | #REF! | 8.55 | 543.2587 | 83.5783 | 55.575 | 185.25 | 5.8997 | #REF! | #REF! | #REF! | #REF! | 8.55 | 871.6452 | 134.0993 | 55.575 | 185.25 | 5.8997 | #REF! | #REF! | #REF! | #REF! | 8.55 | 1277.5322 | 196.5434 | 55.575 | 185.25 | 5.8997 | #REF! | #REF! | #REF! | 2 | 8.55 | 1763.351 | 271.2848 | 55.575 | 185.25 | 5.8997 | #REF! | #REF! | #REF! | 2 | 8.55 | 2328.6518 | 358.2541 | 55.575 | 185.25 | 5.8997 | #REF! | #REF! | #REF! | 2 | 8.55 | 2970.2439 | 456.9606 | 55.575 | 185.25 | 5.8997 | #REF! | #REF! | #REF!
| 2 | 8.9 | 0.1182 | 0.11011 | 0.00014766 | 57.85 | 0.018185 | 0.11011 | 57.85 | 23.14 | 8.4594 | 192.8333 | 6.1412 | 85.5309 | 43.4752 | 7.1801 | -43.365 | -7.1619 | [11 empty] | 1 | [7 empty] | 8.6 | 123.9963 | 19.0764 | 55.9 | 186.3333 | 5.9342 | #REF! | #REF! | #REF! | #REF! | 8.6 | 292.5761 | 45.0117 | 55.9 | 186.3333 | 5.9342 | #REF! | #REF! | #REF! | #REF! | 8.6 | 541.5269 | 83.3118 | 55.9 | 186.3333 | 5.9342 | #REF! | #REF! | #REF! | #REF! | 8.6 | 869.5079 | 133.7704 | 55.9 | 186.3333 | 5.9342 | #REF! | #REF! | #REF! | #REF! | 8.6 | 1274.9992 | 196.1537 | 55.9 | 186.3333 | 5.9342 | #REF! | #REF! | #REF! | 2 | 8.6 | 1760.3276 | 270.8196 | 55.9 | 186.3333 | 5.9342 | #REF! | #REF! | #REF! | 2 | 8.6 | 2325.1253 | 357.7116 | 55.9 | 186.3333 | 5.9342 | #REF! | #REF! | #REF! | 2 | 8.6 | 2966.1917 | 456.3372 | 55.9 | 186.3333 | 5.9342 | #REF! | #REF! | #REF!
| 2 | 8.95 | 0.11206 | 0.10497 | 0.00014077 | 58.175 | 0.01724 | 0.10497 | 58.175 | 23.27 | 8.4594 | 193.9167 | 6.1757 | 85.5741 | 43.9428 | 7.2168 | -43.8378 | -7.1995 | [11 empty] | 1 | [7 empty] | 8.65 | 122.9731 | 18.9189 | 56.225 | 187.4167 | 5.9687 | #REF! | #REF! | #REF! | #REF! | 8.65 | 291.2485 | 44.8075 | 56.225 | 187.4167 | 5.9687 | #REF! | #REF! | #REF! | #REF! | 8.65 | 539.8012 | 83.0463 | 56.225 | 187.4167 | 5.9687 | #REF! | #REF! | #REF! | #REF! | 8.65 | 867.3775 | 133.4427 | 56.225 | 187.4167 | 5.9687 | #REF! | #REF! | #REF! | #REF! | 8.65 | 1272.4737 | 195.7652 | 56.225 | 187.4167 | 5.9687 | #REF! | #REF! | #REF! | 2 | 8.65 | 1757.3125 | 270.3558 | 56.225 | 187.4167 | 5.9687 | #REF! | #REF! | #REF! | 2 | 8.65 | 2321.608 | 357.1705 | 56.225 | 187.4167 | 5.9687 | #REF! | #REF! | #REF! | 2 | 8.65 | 2962.1495 | 455.7153 | 56.225 | 187.4167 | 5.9687 | #REF! | #REF! | #REF!
| 2 | 9 | 0.10608 | 0.099927 | 0.000134 | 58.5 | 0.01632 | 0.099927 | 58.5 | 23.4 | 8.4594 | 195 | 6.2102 | 85.6172 | 44.4128 | 7.2534 | -44.3129 | -7.2371 | [11 empty] | 1 | [7 empty] | 8.7 | 121.9546 | 18.7623 | 56.55 | 188.5 | 6.0032 | #REF! | #REF! | #REF! | #REF! | 8.7 | 289.9261 | 44.604 | 56.55 | 188.5 | 6.0032 | #REF! | #REF! | #REF! | #REF! | 8.7 | 538.0815 | 82.7818 | 56.55 | 188.5 | 6.0032 | #REF! | #REF! | #REF! | #REF! | 8.7 | 865.2538 | 133.116 | 56.55 | 188.5 | 6.0032 | #REF! | #REF! | #REF! | #REF! | 8.7 | 1269.9557 | 195.3778 | 56.55 | 188.5 | 6.0032 | #REF! | #REF! | #REF! | 2 | 8.7 | 1754.3058 | 269.8932 | 56.55 | 188.5 | 6.0032 | #REF! | #REF! | #REF! | 2 | 8.7 | 2318.0996 | 356.6307 | 56.55 | 188.5 | 6.0032 | #REF! | #REF! | #REF! | 2 | 8.7 | 2958.1173 | 455.095 | 56.55 | 188.5 | 6.0032 | #REF! | #REF! | #REF!
| 2 | 9.05 | 0.10027 | 0.09498 | 0.00012737 | 58.825 | 0.015426 | 0.09498 | 58.825 | 23.53 | 8.4594 | 196.0833 | 6.2447 | 85.6601 | 44.8852 | 7.2901 | -44.7902 | -7.2747 | [11 empty] | 1 | [7 empty] | 8.75 | 120.9409 | 18.6063 | 56.875 | 189.5833 | 6.0377 | #REF! | #REF! | #REF! | #REF! | 8.75 | 288.6089 | 44.4014 | 56.875 | 189.5833 | 6.0377 | #REF! | #REF! | #REF! | #REF! | 8.75 | 536.368 | 82.5181 | 56.875 | 189.5833 | 6.0377 | #REF! | #REF! | #REF! | #REF! | 8.75 | 863.1369 | 132.7903 | 56.875 | 189.5833 | 6.0377 | #REF! | #REF! | #REF! | #REF! | 8.75 | 1267.445 | 194.9915 | 56.875 | 189.5833 | 6.0377 | #REF! | #REF! | #REF! | 2 | 8.75 | 1751.3075 | 269.4319 | 56.875 | 189.5833 | 6.0377 | #REF! | #REF! | #REF! | 2 | 8.75 | 2314.6002 | 356.0923 | 56.875 | 189.5833 | 6.0377 | #REF! | #REF! | #REF! | 2 | 8.75 | 2954.095 | 454.4762 | 56.875 | 189.5833 | 6.0377 | #REF! | #REF! | #REF!
| 2 | 9.1 | 0.094632 | 0.090134 | 0.00012087 | 59.15 | 0.014559 | 0.090134 | 59.15 | 23.66 | 8.4594 | 197.1667 | 6.2792 | 85.7028 | 45.3599 | 7.3267 | -45.2698 | -7.3121 | [11 empty] | 1 | [7 empty] | 8.8 | 119.9319 | 18.4511 | 57.2 | 190.6667 | 6.0722 | #REF! | #REF! | #REF! | #REF! | 8.8 | 287.2969 | 44.1995 | 57.2 | 190.6667 | 6.0722 | #REF! | #REF! | #REF! | #REF! | 8.8 | 534.6604 | 82.2555 | 57.2 | 190.6667 | 6.0722 | #REF! | #REF! | #REF! | #REF! | 8.8 | 861.0267 | 132.4656 | 57.2 | 190.6667 | 6.0722 | #REF! | #REF! | #REF! | #REF! | 8.8 | 1264.9417 | 194.6064 | 57.2 | 190.6667 | 6.0722 | #REF! | #REF! | #REF! | 2 | 8.8 | 1748.3174 | 268.9719 | 57.2 | 190.6667 | 6.0722 | #REF! | #REF! | #REF! | 2 | 8.8 | 2311.1097 | 355.5553 | 57.2 | 190.6667 | 6.0722 | #REF! | #REF! | #REF! | 2 | 8.8 | 2950.0825 | 453.8589 | 57.2 | 190.6667 | 6.0722 | #REF! | #REF! | #REF!
| 2 | 9.15 | 0.089161 | 0.08539 | 0.00011451 | 59.475 | 0.013717 | 0.08539 | 59.475 | 23.79 | 8.4594 | 198.25 | 6.3137 | 85.7453 | 45.837 | 7.3633 | -45.7516 | -7.3496 | [11 empty] | 1 | [7 empty] | 8.85 | 118.9277 | 18.2966 | 57.525 | 191.75 | 6.1067 | #REF! | #REF! | #REF! | #REF! | 8.85 | 285.9902 | 43.9985 | 57.525 | 191.75 | 6.1067 | #REF! | #REF! | #REF! | #REF! | 8.85 | 532.9589 | 81.9937 | 57.525 | 191.75 | 6.1067 | #REF! | #REF! | #REF! | #REF! | 8.85 | 858.9231 | 132.142 | 57.525 | 191.75 | 6.1067 | #REF! | #REF! | #REF! | #REF! | 8.85 | 1262.4456 | 194.2224 | 57.525 | 191.75 | 6.1067 | #REF! | #REF! | #REF! | 2 | 8.85 | 1745.3354 | 268.5131 | 57.525 | 191.75 | 6.1067 | #REF! | #REF! | #REF! | 2 | 8.85 | 2307.6281 | 355.0197 | 57.525 | 191.75 | 6.1067 | #REF! | #REF! | #REF! | 2 | 8.85 | 2946.0799 | 453.2431 | 57.525 | 191.75 | 6.1067 | #REF! | #REF! | #REF!
| 2 | 9.2 | 0.083859 | 0.080751 | 0.00010829 | 59.8 | 0.012901 | 0.080751 | 59.8 | 23.92 | 8.4594 | 199.3333 | 6.3482 | 85.7877 | 46.3164 | 7.3999 | -46.2356 | -7.387 | [11 empty] | 1 | [7 empty] | 8.9 | 117.9282 | 18.1428 | 57.85 | 192.8333 | 6.1412 | #REF! | #REF! | #REF! | #REF! | 8.9 | 284.6886 | 43.7983 | 57.85 | 192.8333 | 6.1412 | #REF! | #REF! | #REF! | #REF! | 8.9 | 531.2633 | 81.7328 | 57.85 | 192.8333 | 6.1412 | #REF! | #REF! | #REF! | #REF! | 8.9 | 856.8262 | 131.8194 | 57.85 | 192.8333 | 6.1412 | #REF! | #REF! | #REF! | #REF! | 8.9 | 1259.9567 | 193.8395 | 57.85 | 192.8333 | 6.1412 | #REF! | #REF! | #REF! | 2 | 8.9 | 1742.3616 | 268.0556 | 57.85 | 192.8333 | 6.1412 | #REF! | #REF! | #REF! | 2 | 8.9 | 2304.1552 | 354.4854 | 57.85 | 192.8333 | 6.1412 | #REF! | #REF! | #REF! | 2 | 8.9 | 2942.0869 | 452.6288 | 57.85 | 192.8333 | 6.1412 | #REF! | #REF! | #REF!
| 2 | 9.25 | 0.078726 | 0.07622 | 0.00010221 | 60.125 | 0.012112 | 0.07622 | 60.125 | 24.05 | 8.4594 | 200.4167 | 6.3827 | 85.8299 | 46.7982 | 7.4364 | -46.722 | -7.4243 | [11 empty] | 1 | [7 empty] | 8.95 | 116.9334 | 17.9898 | 58.175 | 193.9167 | 6.1757 | #REF! | #REF! | #REF! | #REF! | 8.95 | 283.3923 | 43.5988 | 58.175 | 193.9167 | 6.1757 | #REF! | #REF! | #REF! | #REF! | 8.95 | 529.5737 | 81.4729 | 58.175 | 193.9167 | 6.1757 | #REF! | #REF! | #REF! | #REF! | 8.95 | 854.7359 | 131.4978 | 58.175 | 193.9167 | 6.1757 | #REF! | #REF! | #REF! | #REF! | 8.95 | 1257.475 | 193.4577 | 58.175 | 193.9167 | 6.1757 | #REF! | #REF! | #REF! | 2 | 8.95 | 1739.3959 | 267.5994 | 58.175 | 193.9167 | 6.1757 | #REF! | #REF! | #REF! | 2 | 8.95 | 2300.6911 | 353.9525 | 58.175 | 193.9167 | 6.1757 | #REF! | #REF! | #REF! | 2 | 8.95 | 2938.1036 | 452.0159 | 58.175 | 193.9167 | 6.1757 | #REF! | #REF! | #REF!
| 2 | 9.3 | 0.073762 | 0.0718 | 9.6286e-05 | 60.45 | 0.011348 | 0.0718 | 60.45 | 24.18 | 8.4594 | 201.5 | 6.4172 | 85.8719 | 47.2823 | 7.473 | -47.2105 | -7.4616 | [11 empty] | 1 | [7 empty] | 9 | 115.9434 | 17.8375 | 58.5 | 195 | 6.2102 | #REF! | #REF! | #REF! | #REF! | 9 | 282.1011 | 43.4002 | 58.5 | 195 | 6.2102 | #REF! | #REF! | #REF! | #REF! | 9 | 527.8899 | 81.2138 | 58.5 | 195 | 6.2102 | #REF! | #REF! | #REF! | #REF! | 9 | 852.652 | 131.1772 | 58.5 | 195 | 6.2102 | #REF! | #REF! | #REF! | #REF! | 9 | 1255.0003 | 193.077 | 58.5 | 195 | 6.2102 | #REF! | #REF! | #REF! | 2 | 9 | 1736.4382 | 267.1443 | 58.5 | 195 | 6.2102 | #REF! | #REF! | #REF! | 2 | 9 | 2297.2357 | 353.4209 | 58.5 | 195 | 6.2102 | #REF! | #REF! | #REF! | 2 | 9 | 2934.13 | 451.4046 | 58.5 | 195 | 6.2102 | #REF! | #REF! | #REF!
| 2 | 9.35 | 0.068967 | 0.067493 | 9.051e-05 | 60.775 | 0.01061 | 0.067493 | 60.775 | 24.31 | 8.4594 | 202.5833 | 6.4517 | 85.9138 | 47.7688 | 7.5095 | -47.7013 | -7.4989 | [11 empty] | 1 | [7 empty] | 9.05 | 114.9582 | 17.6859 | 58.825 | 196.0833 | 6.2447 | #REF! | #REF! | #REF! | #REF! | 9.05 | 280.815 | 43.2023 | 58.825 | 196.0833 | 6.2447 | #REF! | #REF! | #REF! | #REF! | 9.05 | 526.2121 | 80.9557 | 58.825 | 196.0833 | 6.2447 | #REF! | #REF! | #REF! | #REF! | 9.05 | 850.5747 | 130.8576 | 58.825 | 196.0833 | 6.2447 | #REF! | #REF! | #REF! | #REF! | 9.05 | 1252.5326 | 192.6973 | 58.825 | 196.0833 | 6.2447 | #REF! | #REF! | #REF! | 2 | 9.05 | 1733.4884 | 266.6905 | 58.825 | 196.0833 | 6.2447 | #REF! | #REF! | #REF! | 2 | 9.05 | 2293.7889 | 352.8906 | 58.825 | 196.0833 | 6.2447 | #REF! | #REF! | #REF! | 2 | 9.05 | 2930.1659 | 450.7948 | 58.825 | 196.0833 | 6.2447 | #REF! | #REF! | #REF!
| 2 | 9.4 | 0.064341 | 0.063303 | 8.489e-05 | 61.1 | 0.0098986 | 0.063303 | 61.1 | 24.44 | 8.4594 | 203.6667 | 6.4862 | 85.9555 | 48.2577 | 7.546 | -48.1944 | -7.5361 | [11 empty] | 1 | [7 empty] | 9.1 | 113.9776 | 17.535 | 59.15 | 197.1667 | 6.2792 | #REF! | #REF! | #REF! | #REF! | 9.1 | 279.5341 | 43.0052 | 59.15 | 197.1667 | 6.2792 | #REF! | #REF! | #REF! | #REF! | 9.1 | 524.5401 | 80.6985 | 59.15 | 197.1667 | 6.2792 | #REF! | #REF! | #REF! | #REF! | 9.1 | 848.5038 | 130.539 | 59.15 | 197.1667 | 6.2792 | #REF! | #REF! | #REF! | #REF! | 9.1 | 1250.072 | 192.3188 | 59.15 | 197.1667 | 6.2792 | #REF! | #REF! | #REF! | 2 | 9.1 | 1730.5466 | 266.2379 | 59.15 | 197.1667 | 6.2792 | #REF! | #REF! | #REF! | 2 | 9.1 | 2290.3506 | 352.3616 | 59.15 | 197.1667 | 6.2792 | #REF! | #REF! | #REF! | 2 | 9.1 | 2926.2113 | 450.1864 | 59.15 | 197.1667 | 6.2792 | #REF! | #REF! | #REF!
| 2 | 9.45 | 0.059883 | 0.059231 | 7.943e-05 | 61.425 | 0.0092128 | 0.059231 | 61.425 | 24.57 | 8.4594 | 204.75 | 6.5207 | 85.997 | 48.7489 | 7.5825 | -48.6896 | -7.5733 | [11 empty] | 1 | [7 empty] | 9.15 | 113.0019 | 17.3849 | 59.475 | 198.25 | 6.3137 | #REF! | #REF! | #REF! | #REF! | 9.15 | 278.2583 | 42.809 | 59.475 | 198.25 | 6.3137 | #REF! | #REF! | #REF! | #REF! | 9.15 | 522.8739 | 80.4421 | 59.475 | 198.25 | 6.3137 | #REF! | #REF! | #REF! | #REF! | 9.15 | 846.4393 | 130.2214 | 59.475 | 198.25 | 6.3137 | #REF! | #REF! | #REF! | #REF! | 9.15 | 1247.6182 | 191.9413 | 59.475 | 198.25 | 6.3137 | #REF! | #REF! | #REF! | 2 | 9.15 | 1727.6126 | 265.7865 | 59.475 | 198.25 | 6.3137 | #REF! | #REF! | #REF! | 2 | 9.15 | 2286.9209 | 351.834 | 59.475 | 198.25 | 6.3137 | #REF! | #REF! | #REF! | 2 | 9.15 | 2922.2662 | 449.5794 | 59.475 | 198.25 | 6.3137 | #REF! | #REF! | #REF!
| 2 | 9.5 | 0.055595 | 0.05528 | 7.4132e-05 | 61.75 | 0.0085531 | 0.05528 | 61.75 | 24.7 | 8.4594 | 205.8333 | 6.5552 | 86.0383 | 49.2424 | 7.6189 | -49.1871 | -7.6104 | [11 empty] | 1 | [7 empty] | 9.2 | 112.0308 | 17.2355 | 59.8 | 199.3333 | 6.3482 | #REF! | #REF! | #REF! | #REF! | 9.2 | 276.9876 | 42.6135 | 59.8 | 199.3333 | 6.3482 | #REF! | #REF! | #REF! | #REF! | 9.2 | 521.2135 | 80.1867 | 59.8 | 199.3333 | 6.3482 | #REF! | #REF! | #REF! | #REF! | 9.2 | 844.3812 | 129.9048 | 59.8 | 199.3333 | 6.3482 | #REF! | #REF! | #REF! | #REF! | 9.2 | 1245.1713 | 191.5648 | 59.8 | 199.3333 | 6.3482 | #REF! | #REF! | #REF! | 2 | 9.2 | 1724.6863 | 265.3364 | 59.8 | 199.3333 | 6.3482 | #REF! | #REF! | #REF! | 2 | 9.2 | 2283.4996 | 351.3076 | 59.8 | 199.3333 | 6.3482 | #REF! | #REF! | #REF! | 2 | 9.2 | 2918.3305 | 448.9739 | 59.8 | 199.3333 | 6.3482 | #REF! | #REF! | #REF!
| 2 | 9.55 | 0.051475 | 0.051453 | 6.9e-05 | 62.075 | 0.0079193 | 0.051453 | 62.075 | 24.83 | 8.4594 | 206.9167 | 6.5897 | 86.0795 | 49.7383 | 7.6554 | -49.6869 | -7.6474 | [11 empty] | 1 | [7 empty] | 9.25 | 111.0645 | 17.0869 | 60.125 | 200.4167 | 6.3827 | #REF! | #REF! | #REF! | #REF! | 9.25 | 275.722 | 42.4188 | 60.125 | 200.4167 | 6.3827 | #REF! | #REF! | #REF! | #REF! | 9.25 | 519.5588 | 79.9321 | 60.125 | 200.4167 | 6.3827 | #REF! | #REF! | #REF! | #REF! | 9.25 | 842.3294 | 129.5891 | 60.125 | 200.4167 | 6.3827 | #REF! | #REF! | #REF! | #REF! | 9.25 | 1242.7311 | 191.1894 | 60.125 | 200.4167 | 6.3827 | #REF! | #REF! | #REF! | 2 | 9.25 | 1721.7678 | 264.8874 | 60.125 | 200.4167 | 6.3827 | #REF! | #REF! | #REF! | 2 | 9.25 | 2280.0868 | 350.7826 | 60.125 | 200.4167 | 6.3827 | #REF! | #REF! | #REF! | 2 | 9.25 | 2914.4041 | 448.3699 | 60.125 | 200.4167 | 6.3827 | #REF! | #REF! | #REF!
| 2 | 9.6 | 0.047525 | 0.047753 | 6.4038e-05 | 62.4 | 0.0073115 | 0.047753 | 62.4 | 24.96 | 8.4594 | 208 | 6.6242 | 86.1205 | 50.2366 | 7.6918 | -50.1888 | -7.6845 | [11 empty] | 1 | [7 empty] | 9.3 | 110.103 | 16.9389 | 60.45 | 201.5 | 6.4172 | #REF! | #REF! | #REF! | #REF! | 9.3 | 274.4615 | 42.2248 | 60.45 | 201.5 | 6.4172 | #REF! | #REF! | #REF! | #REF! | 9.3 | 517.9099 | 79.6785 | 60.45 | 201.5 | 6.4172 | #REF! | #REF! | #REF! | #REF! | 9.3 | 840.2838 | 129.2744 | 60.45 | 201.5 | 6.4172 | #REF! | #REF! | #REF! | #REF! | 9.3 | 1240.2977 | 190.815 | 60.45 | 201.5 | 6.4172 | #REF! | #REF! | #REF! | 2 | 9.3 | 1718.857 | 264.4395 | 60.45 | 201.5 | 6.4172 | #REF! | #REF! | #REF! | 2 | 9.3 | 2276.6823 | 350.2588 | 60.45 | 201.5 | 6.4172 | #REF! | #REF! | #REF! | 2 | 9.3 | 2910.4871 | 447.7672 | 60.45 | 201.5 | 6.4172 | #REF! | #REF! | #REF!
| 2 | 9.65 | 0.043743 | 0.044182 | 5.9249e-05 | 62.725 | 0.0067297 | 0.044182 | 62.725 | 25.09 | 8.4594 | 209.0833 | 6.6587 | 86.1614 | 50.7372 | 7.7282 | -50.693 | -7.7215 | [11 empty] | 1 | [7 empty] | 9.35 | 109.1462 | 16.7917 | 60.775 | 202.5833 | 6.4517 | #REF! | #REF! | #REF! | #REF! | 9.35 | 273.2061 | 42.0317 | 60.775 | 202.5833 | 6.4517 | #REF! | #REF! | #REF! | #REF! | 9.35 | 516.2667 | 79.4257 | 60.775 | 202.5833 | 6.4517 | #REF! | #REF! | #REF! | #REF! | 9.35 | 838.2445 | 128.9607 | 60.775 | 202.5833 | 6.4517 | #REF! | #REF! | #REF! | #REF! | 9.35 | 1237.871 | 190.4417 | 60.775 | 202.5833 | 6.4517 | #REF! | #REF! | #REF! | 2 | 9.35 | 1715.9538 | 263.9929 | 60.775 | 202.5833 | 6.4517 | #REF! | #REF! | #REF! | 2 | 9.35 | 2273.2861 | 349.7363 | 60.775 | 202.5833 | 6.4517 | #REF! | #REF! | #REF! | 2 | 9.35 | 2906.5792 | 447.166 | 60.775 | 202.5833 | 6.4517 | #REF! | #REF! | #REF!
| 2 | 9.7 | 0.04013 | 0.040743 | 5.4637e-05 | 63.05 | 0.0061739 | 0.040743 | 63.05 | 25.22 | 8.4594 | 210.1667 | 6.6932 | 86.202 | 51.2401 | 7.7646 | -51.1994 | -7.7584 | [11 empty] | 1 | [7 empty] | 9.4 | 108.1941 | 16.6452 | 61.1 | 203.6667 | 6.4862 | #REF! | #REF! | #REF! | #REF! | 9.4 | 271.9557 | 41.8393 | 61.1 | 203.6667 | 6.4862 | #REF! | #REF! | #REF! | #REF! | 9.4 | 514.6292 | 79.1737 | 61.1 | 203.6667 | 6.4862 | #REF! | #REF! | #REF! | #REF! | 9.4 | 836.2114 | 128.6479 | 61.1 | 203.6667 | 6.4862 | #REF! | #REF! | #REF! | #REF! | 9.4 | 1235.4509 | 190.0694 | 61.1 | 203.6667 | 6.4862 | #REF! | #REF! | #REF! | 2 | 9.4 | 1713.0581 | 263.5474 | 61.1 | 203.6667 | 6.4862 | #REF! | #REF! | #REF! | 2 | 9.4 | 2269.8982 | 349.2151 | 61.1 | 203.6667 | 6.4862 | #REF! | #REF! | #REF! | 2 | 9.4 | 2902.6806 | 446.5662 | 61.1 | 203.6667 | 6.4862 | #REF! | #REF! | #REF!
| 2 | 9.75 | 0.036686 | 0.037438 | 5.0206e-05 | 63.375 | 0.005644 | 0.037438 | 63.375 | 25.35 | 8.4594 | 211.25 | 6.7277 | 86.2425 | 51.7454 | 7.8009 | -51.708 | -7.7953 | [11 empty] | 1 | [7 empty] | 9.45 | 107.2468 | 16.4995 | 61.425 | 204.75 | 6.5207 | #REF! | #REF! | #REF! | #REF! | 9.45 | 270.7103 | 41.6477 | 61.425 | 204.75 | 6.5207 | #REF! | #REF! | #REF! | #REF! | 9.45 | 512.9973 | 78.9227 | 61.425 | 204.75 | 6.5207 | #REF! | #REF! | #REF! | #REF! | 9.45 | 834.1844 | 128.3361 | 61.425 | 204.75 | 6.5207 | #REF! | #REF! | #REF! | #REF! | 9.45 | 1233.0374 | 189.6981 | 61.425 | 204.75 | 6.5207 | #REF! | #REF! | #REF! | 2 | 9.45 | 1710.1699 | 263.1031 | 61.425 | 204.75 | 6.5207 | #REF! | #REF! | #REF! | 2 | 9.45 | 2266.5185 | 348.6952 | 61.425 | 204.75 | 6.5207 | #REF! | #REF! | #REF! | 2 | 9.45 | 2898.7911 | 445.9679 | 61.425 | 204.75 | 6.5207 | #REF! | #REF! | #REF!
| 2 | 9.8 | 0.033411 | 0.034271 | 4.5958e-05 | 63.7 | 0.0051402 | 0.034271 | 63.7 | 25.48 | 8.4594 | 212.3333 | 6.7622 | 86.2829 | 52.2531 | 7.8373 | -52.2188 | -7.8321 | [11 empty] | 1 | [7 empty] | 9.5 | 106.3042 | 16.3545 | 61.75 | 205.8333 | 6.5552 | #REF! | #REF! | #REF! | #REF! | 9.5 | 269.4699 | 41.4569 | 61.75 | 205.8333 | 6.5552 | #REF! | #REF! | #REF! | #REF! | 9.5 | 511.3711 | 78.6725 | 61.75 | 205.8333 | 6.5552 | #REF! | #REF! | #REF! | #REF! | 9.5 | 832.1635 | 128.0252 | 61.75 | 205.8333 | 6.5552 | #REF! | #REF! | #REF! | #REF! | 9.5 | 1230.6304 | 189.3278 | 61.75 | 205.8333 | 6.5552 | #REF! | #REF! | #REF! | 2 | 9.5 | 1707.2892 | 262.6599 | 61.75 | 205.8333 | 6.5552 | #REF! | #REF! | #REF! | 2 | 9.5 | 2263.1469 | 348.1764 | 61.75 | 205.8333 | 6.5552 | #REF! | #REF! | #REF! | 2 | 9.5 | 2894.9107 | 445.3709 | 61.75 | 205.8333 | 6.5552 | #REF! | #REF! | #REF!
| 2 | 9.85 | 0.030305 | 0.031243 | 4.1898e-05 | 64.025 | 0.0046623 | 0.031243 | 64.025 | 25.61 | 8.4594 | 213.4167 | 6.7967 | 86.3231 | 52.763 | 7.8736 | -52.7318 | -7.8689 | [11 empty] | 1 | [7 empty] | 9.55 | 105.3664 | 16.2102 | 62.075 | 206.9167 | 6.5897 | #REF! | #REF! | #REF! | #REF! | 9.55 | 268.2346 | 41.2669 | 62.075 | 206.9167 | 6.5897 | #REF! | #REF! | #REF! | #REF! | 9.55 | 509.7504 | 78.4231 | 62.075 | 206.9167 | 6.5897 | #REF! | #REF! | #REF! | #REF! | 9.55 | 830.1487 | 127.7152 | 62.075 | 206.9167 | 6.5897 | #REF! | #REF! | #REF! | #REF! | 9.55 | 1228.2299 | 188.9585 | 62.075 | 206.9167 | 6.5897 | #REF! | #REF! | #REF! | 2 | 9.55 | 1704.4159 | 262.2178 | 62.075 | 206.9167 | 6.5897 | #REF! | #REF! | #REF! | 2 | 9.55 | 2259.7834 | 347.659 | 62.075 | 206.9167 | 6.5897 | #REF! | #REF! | #REF! | 2 | 9.55 | 2891.0393 | 444.7753 | 62.075 | 206.9167 | 6.5897 | #REF! | #REF! | #REF!
| 2 | 9.9 | 0.027368 | 0.028359 | 3.8029e-05 | 64.35 | 0.0042104 | 0.028359 | 64.35 | 25.74 | 8.4594 | 214.5 | 6.8312 | 86.3631 | 53.2754 | 7.9099 | -53.247 | -7.9057 | [11 empty] | 1 | [7 empty] | 9.6 | 104.4333 | 16.0667 | 62.4 | 208 | 6.6242 | #REF! | #REF! | #REF! | #REF! | 9.6 | 267.0042 | 41.0776 | 62.4 | 208 | 6.6242 | #REF! | #REF! | #REF! | #REF! | 9.6 | 508.1353 | 78.1747 | 62.4 | 208 | 6.6242 | #REF! | #REF! | #REF! | #REF! | 9.6 | 828.1399 | 127.4061 | 62.4 | 208 | 6.6242 | #REF! | #REF! | #REF! | #REF! | 9.6 | 1225.8358 | 188.5901 | 62.4 | 208 | 6.6242 | #REF! | #REF! | #REF! | 2 | 9.6 | 1701.5499 | 261.7769 | 62.4 | 208 | 6.6242 | #REF! | #REF! | #REF! | 2 | 9.6 | 2256.428 | 347.1428 | 62.4 | 208 | 6.6242 | #REF! | #REF! | #REF! | 2 | 9.6 | 2887.1769 | 444.1811 | 62.4 | 208 | 6.6242 | #REF! | #REF! | #REF!
| 2 | 9.95 | 0.024599 | 0.025619 | 3.4355e-05 | 64.675 | 0.0037845 | 0.025619 | 64.675 | 25.87 | 8.4594 | 215.5833 | 6.8657 | 86.4029 | 53.7901 | 7.9462 | -53.7644 | -7.9424 | [11 empty] | 1 | [7 empty] | 9.65 | 103.505 | 15.9238 | 62.725 | 209.0833 | 6.6587 | #REF! | #REF! | #REF! | #REF! | 9.65 | 265.7788 | 40.8891 | 62.725 | 209.0833 | 6.6587 | #REF! | #REF! | #REF! | #REF! | 9.65 | 506.5257 | 77.927 | 62.725 | 209.0833 | 6.6587 | #REF! | #REF! | #REF! | #REF! | 9.65 | 826.1371 | 127.098 | 62.725 | 209.0833 | 6.6587 | #REF! | #REF! | #REF! | #REF! | 9.65 | 1223.4481 | 188.2228 | 62.725 | 209.0833 | 6.6587 | #REF! | #REF! | #REF! | 2 | 9.65 | 1698.6912 | 261.3371 | 62.725 | 209.0833 | 6.6587 | #REF! | #REF! | #REF! | 2 | 9.65 | 2253.0805 | 346.6278 | 62.725 | 209.0833 | 6.6587 | #REF! | #REF! | #REF! | 2 | 9.65 | 2883.3234 | 443.5882 | 62.725 | 209.0833 | 6.6587 | #REF! | #REF! | #REF!
| 2 | 10 | 0.022 | 0.023027 | 3.0879e-05 | 65 | 0.0033846 | 0.023027 | 65 | 26 | 8.4594 | 216.6667 | 6.9002 | 86.4426 | 54.3071 | 7.9824 | -54.284 | -7.979 | [11 empty] | 1 | [7 empty] | 9.7 | 102.5814 | 15.7817 | 63.05 | 210.1667 | 6.6932 | #REF! | #REF! | #REF! | #REF! | 9.7 | 264.5584 | 40.7013 | 63.05 | 210.1667 | 6.6932 | #REF! | #REF! | #REF! | #REF! | 9.7 | 504.9217 | 77.6803 | 63.05 | 210.1667 | 6.6932 | #REF! | #REF! | #REF! | #REF! | 9.7 | 824.1403 | 126.7908 | 63.05 | 210.1667 | 6.6932 | #REF! | #REF! | #REF! | #REF! | 9.7 | 1221.0666 | 187.8564 | 63.05 | 210.1667 | 6.6932 | #REF! | #REF! | #REF! | 2 | 9.7 | 1695.8398 | 260.8984 | 63.05 | 210.1667 | 6.6932 | #REF! | #REF! | #REF! | 2 | 9.7 | 2249.741 | 346.114 | 63.05 | 210.1667 | 6.6932 | #REF! | #REF! | #REF! | 2 | 9.7 | 2879.4788 | 442.9967 | 63.05 | 210.1667 | 6.6932 | #REF! | #REF! | #REF!
| 2 | 10.05 | 0.019569 | 0.020585 | 2.7605e-05 | 65.325 | 0.0030107 | 0.020585 | 65.325 | 26.13 | 8.4594 | 217.75 | 6.9347 | 86.4821 | 54.8264 | 8.0187 | -54.8058 | -8.0157 | [11 empty] | 1 | [7 empty] | 9.75 | 101.6625 | 15.6404 | 63.375 | 211.25 | 6.7277 | #REF! | #REF! | #REF! | #REF! | 9.75 | 263.3429 | 40.5143 | 63.375 | 211.25 | 6.7277 | #REF! | #REF! | #REF! | #REF! | 9.75 | 503.3231 | 77.4343 | 63.375 | 211.25 | 6.7277 | #REF! | #REF! | #REF! | #REF! | 9.75 | 822.1493 | 126.4845 | 63.375 | 211.25 | 6.7277 | #REF! | #REF! | #REF! | #REF! | 9.75 | 1218.6914 | 187.491 | 63.375 | 211.25 | 6.7277 | #REF! | #REF! | #REF! | 2 | 9.75 | 1692.9955 | 260.4608 | 63.375 | 211.25 | 6.7277 | #REF! | #REF! | #REF! | 2 | 9.75 | 2246.4094 | 345.6014 | 63.375 | 211.25 | 6.7277 | #REF! | #REF! | #REF! | 2 | 9.75 | 2875.643 | 442.4066 | 63.375 | 211.25 | 6.7277 | #REF! | #REF! | #REF!
| 2 | 10.1 | 0.017308 | 0.018297 | 2.4536e-05 | 65.65 | 0.0026627 | 0.018297 | 65.65 | 26.26 | 8.4594 | 218.8333 | 6.9692 | 86.5215 | 55.3481 | 8.0549 | -55.3298 | -8.0522 | [11 empty] | 1 | [7 empty] | 9.8 | 100.7484 | 15.4998 | 63.7 | 212.3333 | 6.7622 | #REF! | #REF! | #REF! | #REF! | 9.8 | 262.1324 | 40.3281 | 63.7 | 212.3333 | 6.7622 | #REF! | #REF! | #REF! | #REF! | 9.8 | 501.7299 | 77.1892 | 63.7 | 212.3333 | 6.7622 | #REF! | #REF! | #REF! | #REF! | 9.8 | 820.1643 | 126.1791 | 63.7 | 212.3333 | 6.7622 | #REF! | #REF! | #REF! | #REF! | 9.8 | 1216.3225 | 187.1265 | 63.7 | 212.3333 | 6.7622 | #REF! | #REF! | #REF! | 2 | 9.8 | 1690.1583 | 260.0244 | 63.7 | 212.3333 | 6.7622 | #REF! | #REF! | #REF! | 2 | 9.8 | 2243.0856 | 345.0901 | 63.7 | 212.3333 | 6.7622 | #REF! | #REF! | #REF! | 2 | 9.8 | 2871.816 | 441.8178 | 63.7 | 212.3333 | 6.7622 | #REF! | #REF! | #REF!
| 2 | 10.15 | 0.015215 | 0.016164 | 2.1676e-05 | 65.975 | 0.0023408 | 0.016164 | 65.975 | 26.39 | 8.4594 | 219.9167 | 7.0037 | 86.5607 | 55.8722 | 8.0911 | -55.856 | -8.0888 | [11 empty] | 1 | [7 empty] | 9.85 | 99.839 | 15.3598 | 64.025 | 213.4167 | 6.7967 | #REF! | #REF! | #REF! | #REF! | 9.85 | 260.9268 | 40.1426 | 64.025 | 213.4167 | 6.7967 | #REF! | #REF! | #REF! | #REF! | 9.85 | 500.1422 | 76.945 | 64.025 | 213.4167 | 6.7967 | #REF! | #REF! | #REF! | #REF! | 9.85 | 818.185 | 125.8746 | 64.025 | 213.4167 | 6.7967 | #REF! | #REF! | #REF! | #REF! | 9.85 | 1213.9596 | 186.763 | 64.025 | 213.4167 | 6.7967 | #REF! | #REF! | #REF! | 2 | 9.85 | 1687.3283 | 259.589 | 64.025 | 213.4167 | 6.7967 | #REF! | #REF! | #REF! | 2 | 9.85 | 2239.7696 | 344.5799 | 64.025 | 213.4167 | 6.7967 | #REF! | #REF! | #REF! | 2 | 9.85 | 2867.9977 | 441.2304 | 64.025 | 213.4167 | 6.7967 | #REF! | #REF! | #REF!
| 2 | 10.2 | 0.013291 | 0.01419 | 1.9029e-05 | 66.3 | 0.0020448 | 0.01419 | 66.3 | 26.52 | 8.4594 | 221 | 7.0382 | 86.5997 | 56.3986 | 8.1273 | -56.3844 | -8.1253 | [11 empty] | 1 | [7 empty] | 9.9 | 98.9344 | 15.2207 | 64.35 | 214.5 | 6.8312 | #REF! | #REF! | #REF! | #REF! | 9.9 | 259.726 | 39.9578 | 64.35 | 214.5 | 6.8312 | #REF! | #REF! | #REF! | #REF! | 9.9 | 498.5599 | 76.7015 | 64.35 | 214.5 | 6.8312 | #REF! | #REF! | #REF! | #REF! | 9.9 | 816.2115 | 125.571 | 64.35 | 214.5 | 6.8312 | #REF! | #REF! | #REF! | #REF! | 9.9 | 1211.6029 | 186.4004 | 64.35 | 214.5 | 6.8312 | #REF! | #REF! | #REF! | 2 | 9.9 | 1684.5052 | 259.1546 | 64.35 | 214.5 | 6.8312 | #REF! | #REF! | #REF! | 2 | 9.9 | 2236.4613 | 344.071 | 64.35 | 214.5 | 6.8312 | #REF! | #REF! | #REF! | 2 | 9.9 | 2864.1881 | 440.6443 | 64.35 | 214.5 | 6.8312 | #REF! | #REF! | #REF!
| 2 | 10.25 | 0.011536 | 0.012376 | 1.6597e-05 | 66.625 | 0.0017748 | 0.012376 | 66.625 | 26.65 | 8.4594 | 222.0833 | 7.0727 | 86.6386 | 56.9273 | 8.1635 | -56.9149 | -8.1617 | [11 empty] | 1 | [7 empty] | 9.95 | 98.0345 | 15.0822 | 64.675 | 215.5833 | 6.8657 | #REF! | #REF! | #REF! | #REF! | 9.95 | 258.5302 | 39.7739 | 64.675 | 215.5833 | 6.8657 | #REF! | #REF! | #REF! | #REF! | 9.95 | 496.9829 | 76.4589 | 64.675 | 215.5833 | 6.8657 | #REF! | #REF! | #REF! | #REF! | 9.95 | 814.2438 | 125.2683 | 64.675 | 215.5833 | 6.8657 | #REF! | #REF! | #REF! | #REF! | 9.95 | 1209.2522 | 186.0388 | 64.675 | 215.5833 | 6.8657 | #REF! | #REF! | #REF! | 2 | 9.95 | 1681.6891 | 258.7214 | 64.675 | 215.5833 | 6.8657 | #REF! | #REF! | #REF! | 2 | 9.95 | 2233.1608 | 343.5632 | 64.675 | 215.5833 | 6.8657 | #REF! | #REF! | #REF! | 2 | 9.95 | 2860.3871 | 440.0596 | 64.675 | 215.5833 | 6.8657 | #REF! | #REF! | #REF!
| 2 | 10.3 | 0.0099502 | 0.010727 | 1.4385e-05 | 66.95 | 0.0015308 | 0.010727 | 66.95 | 26.78 | 8.4594 | 223.1667 | 7.1072 | 86.6773 | 57.4584 | 8.1996 | -57.4477 | -8.1981 | [11 empty] | 1 | [7 empty] | 10 | 97.1394 | 14.9445 | 65 | 216.6667 | 6.9002 | #REF! | #REF! | #REF! | #REF! | 10 | 257.3392 | 39.5906 | 65 | 216.6667 | 6.9002 | #REF! | #REF! | #REF! | #REF! | 10 | 495.4113 | 76.2171 | 65 | 216.6667 | 6.9002 | #REF! | #REF! | #REF! | #REF! | 10 | 812.2818 | 124.9664 | 65 | 216.6667 | 6.9002 | #REF! | #REF! | #REF! | #REF! | 10 | 1206.9075 | 185.6781 | 65 | 216.6667 | 6.9002 | #REF! | #REF! | #REF! | 2 | 10 | 1678.88 | 258.2892 | 65 | 216.6667 | 6.9002 | #REF! | #REF! | #REF! | 2 | 10 | 2229.8678 | 343.0566 | 65 | 216.6667 | 6.9002 | #REF! | #REF! | #REF! | 2 | 10 | 2856.5947 | 439.4761 | 65 | 216.6667 | 6.9002 | #REF! | #REF! | #REF!
| 2 | 10.35 | 0.008533 | 0.0092439 | 1.2396e-05 | 67.275 | 0.0013128 | 0.0092439 | 67.275 | 26.91 | 8.4594 | 224.25 | 7.1417 | 86.7158 | 57.9918 | 8.2358 | -57.9825 | -8.2345 | [11 empty] | 1 | [7 empty] | 10.05 | 96.249 | 14.8075 | 65.325 | 217.75 | 6.9347 | #REF! | #REF! | #REF! | #REF! | 10.05 | 256.1531 | 39.4082 | 65.325 | 217.75 | 6.9347 | #REF! | #REF! | #REF! | #REF! | 10.05 | 493.845 | 75.9761 | 65.325 | 217.75 | 6.9347 | #REF! | #REF! | #REF! | #REF! | 10.05 | 810.3254 | 124.6654 | 65.325 | 217.75 | 6.9347 | #REF! | #REF! | #REF! | #REF! | 10.05 | 1204.5688 | 185.3183 | 65.325 | 217.75 | 6.9347 | #REF! | #REF! | #REF! | 2 | 10.05 | 1676.0777 | 257.8581 | 65.325 | 217.75 | 6.9347 | #REF! | #REF! | #REF! | 2 | 10.05 | 2226.5825 | 342.5512 | 65.325 | 217.75 | 6.9347 | #REF! | #REF! | #REF! | 2 | 10.05 | 2852.8108 | 438.894 | 65.325 | 217.75 | 6.9347 | #REF! | #REF! | #REF!
| 2 | 10.4 | 0.0072848 | 0.0079297 | 1.0634e-05 | 67.6 | 0.0011207 | 0.0079297 | 67.6 | 27.04 | 8.4594 | 225.3333 | 7.1762 | 86.7542 | 58.5275 | 8.2719 | -58.5196 | -8.2708 | [11 empty] | 1 | [7 empty] | 10.1 | 95.3633 | 14.6713 | 65.65 | 218.8333 | 6.9692 | #REF! | #REF! | #REF! | #REF! | 10.1 | 254.9718 | 39.2264 | 65.65 | 218.8333 | 6.9692 | #REF! | #REF! | #REF! | #REF! | 10.1 | 492.2839 | 75.736 | 65.65 | 218.8333 | 6.9692 | #REF! | #REF! | #REF! | #REF! | 10.1 | 808.3747 | 124.3653 | 65.65 | 218.8333 | 6.9692 | #REF! | #REF! | #REF! | #REF! | 10.1 | 1202.2359 | 184.9594 | 65.65 | 218.8333 | 6.9692 | #REF! | #REF! | #REF! | 2 | 10.1 | 1673.2822 | 257.428 | 65.65 | 218.8333 | 6.9692 | #REF! | #REF! | #REF! | 2 | 10.1 | 2223.3047 | 342.0469 | 65.65 | 218.8333 | 6.9692 | #REF! | #REF! | #REF! | 2 | 10.1 | 2849.0353 | 438.3131 | 65.65 | 218.8333 | 6.9692 | #REF! | #REF! | #REF!
| 2 | 10.45 | 0.0062054 | 0.0067873 | 9.1019e-06 | 67.925 | 0.00095468 | 0.0067873 | 67.925 | 27.17 | 8.4594 | 226.4167 | 7.2107 | 86.7925 | 59.0656 | 8.308 | -59.0588 | -8.3071 | [11 empty] | 1 | [7 empty] | 10.15 | 94.4824 | 14.5358 | 65.975 | 219.9167 | 7.0037 | #REF! | #REF! | #REF! | #REF! | 10.15 | 253.7954 | 39.0454 | 65.975 | 219.9167 | 7.0037 | #REF! | #REF! | #REF! | #REF! | 10.15 | 490.7282 | 75.4966 | 65.975 | 219.9167 | 7.0037 | #REF! | #REF! | #REF! | #REF! | 10.15 | 806.4295 | 124.0661 | 65.975 | 219.9167 | 7.0037 | #REF! | #REF! | #REF! | #REF! | 10.15 | 1199.909 | 184.6014 | 65.975 | 219.9167 | 7.0037 | #REF! | #REF! | #REF! | 2 | 10.15 | 1670.4935 | 256.999 | 65.975 | 219.9167 | 7.0037 | #REF! | #REF! | #REF! | 2 | 10.15 | 2220.0344 | 341.5438 | 65.975 | 219.9167 | 7.0037 | #REF! | #REF! | #REF! | 2 | 10.15 | 2845.2683 | 437.7336 | 65.975 | 219.9167 | 7.0037 | #REF! | #REF! | #REF!
| 2 | 10.5 | 0.005295 | 0.0058192 | 7.8037e-06 | 68.25 | 0.00081462 | 0.0058192 | 68.25 | 27.3 | 8.4594 | 227.5 | 7.2452 | 86.8305 | 59.6061 | 8.3441 | -59.6002 | -8.3433 | [11 empty] | 1 | [7 empty] | 10.2 | 93.6062 | 14.401 | 66.3 | 221 | 7.0382 | #REF! | #REF! | #REF! | #REF! | 10.2 | 252.6237 | 38.8652 | 66.3 | 221 | 7.0382 | #REF! | #REF! | #REF! | #REF! | 10.2 | 489.1776 | 75.2581 | 66.3 | 221 | 7.0382 | #REF! | #REF! | #REF! | #REF! | 10.2 | 804.4899 | 123.7677 | 66.3 | 221 | 7.0382 | #REF! | #REF! | #REF! | #REF! | 10.2 | 1197.5878 | 184.2443 | 66.3 | 221 | 7.0382 | #REF! | #REF! | #REF! | 2 | 10.2 | 1667.7115 | 256.571 | 66.3 | 221 | 7.0382 | #REF! | #REF! | #REF! | 2 | 10.2 | 2216.7715 | 341.0418 | 66.3 | 221 | 7.0382 | #REF! | #REF! | #REF! | 2 | 10.2 | 2841.5096 | 437.1553 | 66.3 | 221 | 7.0382 | #REF! | #REF! | #REF!
| 2 | 10.55 | 0.0045534 | 0.0050281 | 6.7428e-06 | 68.575 | 0.00070053 | 0.0050281 | 68.575 | 27.43 | 8.4594 | 228.5833 | 7.2797 | 86.8684 | 60.1488 | 8.3802 | -60.1438 | -8.3795 | [11 empty] | 1 | [7 empty] | 10.25 | 92.7348 | 14.2669 | 66.625 | 222.0833 | 7.0727 | #REF! | #REF! | #REF! | #REF! | 10.25 | 251.4569 | 38.6857 | 66.625 | 222.0833 | 7.0727 | #REF! | #REF! | #REF! | #REF! | 10.25 | 487.6323 | 75.0204 | 66.625 | 222.0833 | 7.0727 | #REF! | #REF! | #REF! | #REF! | 10.25 | 802.5559 | 123.4701 | 66.625 | 222.0833 | 7.0727 | #REF! | #REF! | #REF! | #REF! | 10.25 | 1195.2723 | 183.8881 | 66.625 | 222.0833 | 7.0727 | #REF! | #REF! | #REF! | 2 | 10.25 | 1664.9362 | 256.144 | 66.625 | 222.0833 | 7.0727 | #REF! | #REF! | #REF! | 2 | 10.25 | 2213.516 | 340.5409 | 66.625 | 222.0833 | 7.0727 | #REF! | #REF! | #REF! | 2 | 10.25 | 2837.7593 | 436.5784 | 66.625 | 222.0833 | 7.0727 | #REF! | #REF! | #REF!
| 2 | 10.6 | 0.0039808 | 0.0044166 | 5.9227e-06 | 68.9 | 0.00061243 | 0.0044166 | 68.9 | 27.56 | 8.4594 | 229.6667 | 7.3142 | 86.9062 | 60.6939 | 8.4162 | -60.6895 | -8.4156 | [11 empty] | 1 | [7 empty] | 10.3 | 91.8681 | 14.1336 | 66.95 | 223.1667 | 7.1072 | #REF! | #REF! | #REF! | #REF! | 10.3 | 250.2948 | 38.5069 | 66.95 | 223.1667 | 7.1072 | #REF! | #REF! | #REF! | #REF! | 10.3 | 486.0921 | 74.7834 | 66.95 | 223.1667 | 7.1072 | #REF! | #REF! | #REF! | #REF! | 10.3 | 800.6273 | 123.1734 | 66.95 | 223.1667 | 7.1072 | #REF! | #REF! | #REF! | #REF! | 10.3 | 1192.9626 | 183.5327 | 66.95 | 223.1667 | 7.1072 | #REF! | #REF! | #REF! | 2 | 10.3 | 1662.1674 | 255.7181 | 66.95 | 223.1667 | 7.1072 | #REF! | #REF! | #REF! | 2 | 10.3 | 2210.2679 | 340.0412 | 66.95 | 223.1667 | 7.1072 | #REF! | #REF! | #REF! | 2 | 10.3 | 2834.0172 | 436.0027 | 66.95 | 223.1667 | 7.1072 | #REF! | #REF! | #REF!
| 2 | 10.65 | 0.0035771 | 0.0039873 | 5.3471e-06 | 69.225 | 0.00055032 | 0.0039873 | 69.225 | 27.69 | 8.4594 | 230.75 | 7.3487 | 86.9438 | 61.2414 | 8.4523 | -61.2374 | -8.4517 | [11 empty] | 1 | [7 empty] | 10.35 | 91.0062 | 14.001 | 67.275 | 224.25 | 7.1417 | #REF! | #REF! | #REF! | #REF! | 10.35 | 249.1375 | 38.3289 | 67.275 | 224.25 | 7.1417 | #REF! | #REF! | #REF! | #REF! | 10.35 | 484.5571 | 74.5472 | 67.275 | 224.25 | 7.1417 | #REF! | #REF! | #REF! | #REF! | 10.35 | 798.7041 | 122.8776 | 67.275 | 224.25 | 7.1417 | #REF! | #REF! | #REF! | #REF! | 10.35 | 1190.6585 | 183.1782 | 67.275 | 224.25 | 7.1417 | #REF! | #REF! | #REF! | 2 | 10.35 | 1659.4053 | 255.2931 | 67.275 | 224.25 | 7.1417 | #REF! | #REF! | #REF! | 2 | 10.35 | 2207.0271 | 339.5426 | 67.275 | 224.25 | 7.1417 | #REF! | #REF! | #REF! | 2 | 10.35 | 2830.2834 | 435.4282 | 67.275 | 224.25 | 7.1417 | #REF! | #REF! | #REF!
| 2 | 10.7 | 0.0033422 | 0.003743 | 5.0195e-06 | 69.55 | 0.00051418 | 0.003743 | 69.55 | 27.82 | 8.4594 | 231.8333 | 7.3832 | 86.9812 | 61.7911 | 8.4883 | -61.7874 | -8.4878 | [11 empty] | 1 | [7 empty] | 10.4 | 90.149 | 13.8691 | 67.6 | 225.3333 | 7.1762 | #REF! | #REF! | #REF! | #REF! | 10.4 | 247.985 | 38.1515 | 67.6 | 225.3333 | 7.1762 | #REF! | #REF! | #REF! | #REF! | 10.4 | 483.0272 | 74.3119 | 67.6 | 225.3333 | 7.1762 | #REF! | #REF! | #REF! | #REF! | 10.4 | 796.7864 | 122.5825 | 67.6 | 225.3333 | 7.1762 | #REF! | #REF! | #REF! | #REF! | 10.4 | 1188.3601 | 182.8246 | 67.6 | 225.3333 | 7.1762 | #REF! | #REF! | #REF! | 2 | 10.4 | 1656.6497 | 254.8692 | 67.6 | 225.3333 | 7.1762 | #REF! | #REF! | #REF! | 2 | 10.4 | 2203.7935 | 339.0452 | 67.6 | 225.3333 | 7.1762 | #REF! | #REF! | #REF! | 2 | 10.4 | 2826.5577 | 434.855 | 67.6 | 225.3333 | 7.1762 | #REF! | #REF! | #REF!
| 2 | 10.75 | 0.0032762 | 0.0036863 | 4.9434e-06 | 69.875 | 0.00050404 | 0.0036863 | 69.875 | 27.95 | 8.4594 | 232.9167 | 7.4177 | 87.0185 | 62.3433 | 8.5243 | -62.3396 | -8.5238 | [11 empty] | 1 | [7 empty] | 10.45 | 89.2966 | 13.7379 | 67.925 | 226.4167 | 7.2107 | #REF! | #REF! | #REF! | #REF! | 10.45 | 246.8372 | 37.975 | 67.925 | 226.4167 | 7.2107 | #REF! | #REF! | #REF! | #REF! | 10.45 | 481.5024 | 74.0773 | 67.925 | 226.4167 | 7.2107 | #REF! | #REF! | #REF! | #REF! | 10.45 | 794.874 | 122.2883 | 67.925 | 226.4167 | 7.2107 | #REF! | #REF! | #REF! | #REF! | 10.45 | 1186.0672 | 182.4719 | 67.925 | 226.4167 | 7.2107 | #REF! | #REF! | #REF! | 2 | 10.45 | 1653.9005 | 254.4462 | 67.925 | 226.4167 | 7.2107 | #REF! | #REF! | #REF! | 2 | 10.45 | 2200.5672 | 338.5488 | 67.925 | 226.4167 | 7.2107 | #REF! | #REF! | #REF! | 2 | 10.45 | 2822.8402 | 434.2831 | 67.925 | 226.4167 | 7.2107 | #REF! | #REF! | #REF!
| 2 | 10.8 | 0.0033792 | 0.0038198 | 5.1225e-06 | 70.2 | 0.00051988 | 0.0038198 | 70.2 | 28.08 | 8.4594 | 234 | 7.4522 | 87.0556 | 62.8977 | 8.5603 | -62.8939 | -8.5598 | [11 empty] | 1 | [7 empty] | 10.5 | 88.4488 | 13.6075 | 68.25 | 227.5 | 7.2452 | #REF! | #REF! | #REF! | #REF! | 10.5 | 245.6941 | 37.7991 | 68.25 | 227.5 | 7.2452 | #REF! | #REF! | #REF! | #REF! | 10.5 | 479.9827 | 73.8435 | 68.25 | 227.5 | 7.2452 | #REF! | #REF! | #REF! | #REF! | 10.5 | 792.9669 | 121.9949 | 68.25 | 227.5 | 7.2452 | #REF! | #REF! | #REF! | #REF! | 10.5 | 1183.7798 | 182.12 | 68.25 | 227.5 | 7.2452 | #REF! | #REF! | #REF! | 2 | 10.5 | 1651.1578 | 254.0243 | 68.25 | 227.5 | 7.2452 | #REF! | #REF! | #REF! | 2 | 10.5 | 2197.3479 | 338.0535 | 68.25 | 227.5 | 7.2452 | #REF! | #REF! | #REF! | 2 | 10.5 | 2819.1307 | 433.7124 | 68.25 | 227.5 | 7.2452 | #REF! | #REF! | #REF!
| 2 | 10.85 | 0.003651 | 0.0041463 | 5.5602e-06 | 70.525 | 0.0005617 | 0.0041463 | 70.525 | 28.21 | 8.4594 | 235.0833 | 7.4867 | 87.0926 | 63.4545 | 8.5963 | -63.4503 | -8.5957 | [11 empty] | 1 | [7 empty] | 10.55 | 87.6059 | 13.4778 | 68.575 | 228.5833 | 7.2797 | #REF! | #REF! | #REF! | #REF! | 10.55 | 244.5558 | 37.624 | 68.575 | 228.5833 | 7.2797 | #REF! | #REF! | #REF! | #REF! | 10.55 | 478.468 | 73.6105 | 68.575 | 228.5833 | 7.2797 | #REF! | #REF! | #REF! | #REF! | 10.55 | 791.0651 | 121.7023 | 68.575 | 228.5833 | 7.2797 | #REF! | #REF! | #REF! | #REF! | 10.55 | 1181.4979 | 181.7689 | 68.575 | 228.5833 | 7.2797 | #REF! | #REF! | #REF! | 2 | 10.55 | 1648.4214 | 253.6033 | 68.575 | 228.5833 | 7.2797 | #REF! | #REF! | #REF! | 2 | 10.55 | 2194.1358 | 337.5594 | 68.575 | 228.5833 | 7.2797 | #REF! | #REF! | #REF! | 2 | 10.55 | 2815.4293 | 433.143 | 68.575 | 228.5833 | 7.2797 | #REF! | #REF! | #REF!
| 2 | 10.9 | 0.0040918 | 0.0046682 | 6.2602e-06 | 70.85 | 0.00062951 | 0.0046682 | 70.85 | 28.34 | 8.4594 | 236.1667 | 7.5212 | 87.1294 | 64.0136 | 8.6323 | -64.0089 | -8.6316 | [11 empty] | 1 | [7 empty] | 10.6 | 86.7677 | 13.3489 | 68.9 | 229.6667 | 7.3142 | #REF! | #REF! | #REF! | #REF! | 10.6 | 243.4221 | 37.4496 | 68.9 | 229.6667 | 7.3142 | #REF! | #REF! | #REF! | #REF! | 10.6 | 476.9583 | 73.3782 | 68.9 | 229.6667 | 7.3142 | #REF! | #REF! | #REF! | #REF! | 10.6 | 789.1686 | 121.4106 | 68.9 | 229.6667 | 7.3142 | #REF! | #REF! | #REF! | #REF! | 10.6 | 1179.2214 | 181.4187 | 68.9 | 229.6667 | 7.3142 | #REF! | #REF! | #REF! | 2 | 10.6 | 1645.6914 | 253.1833 | 68.9 | 229.6667 | 7.3142 | #REF! | #REF! | #REF! | 2 | 10.6 | 2190.9308 | 337.0663 | 68.9 | 229.6667 | 7.3142 | #REF! | #REF! | #REF! | 2 | 10.6 | 2811.7358 | 432.5747 | 68.9 | 229.6667 | 7.3142 | #REF! | #REF! | #REF!
| 2 | 10.95 | 0.0047014 | 0.0053883 | 7.2259e-06 | 71.175 | 0.0007233 | 0.0053883 | 71.175 | 28.47 | 8.4594 | 237.25 | 7.5557 | 87.1661 | 64.5751 | 8.6682 | -64.5697 | -8.6675 | [11 empty] | 1 | [7 empty] | 10.65 | 85.9342 | 13.2206 | 69.225 | 230.75 | 7.3487 | #REF! | #REF! | #REF! | #REF! | 10.65 | 242.2931 | 37.2759 | 69.225 | 230.75 | 7.3487 | #REF! | #REF! | #REF! | #REF! | 10.65 | 475.4536 | 73.1467 | 69.225 | 230.75 | 7.3487 | #REF! | #REF! | #REF! | #REF! | 10.65 | 787.2773 | 121.1196 | 69.225 | 230.75 | 7.3487 | #REF! | #REF! | #REF! | #REF! | 10.65 | 1176.9503 | 181.0693 | 69.225 | 230.75 | 7.3487 | #REF! | #REF! | #REF! | 2 | 10.65 | 1642.9676 | 252.7643 | 69.225 | 230.75 | 7.3487 | #REF! | #REF! | #REF! | 2 | 10.65 | 2187.7328 | 336.5743 | 69.225 | 230.75 | 7.3487 | #REF! | #REF! | #REF! | 2 | 10.65 | 2808.0503 | 432.0077 | 69.225 | 230.75 | 7.3487 | #REF! | #REF! | #REF!
| 2 | 11 | 0.00548 | 0.0063093 | 8.4609e-06 | 71.5 | 0.00084308 | 0.0063093 | 71.5 | 28.6 | 8.4594 | 238.3333 | 7.5902 | 87.2026 | 65.1388 | 8.7041 | -65.1325 | -8.7033 | [11 empty] | 1 | [7 empty] | 10.7 | 85.1055 | 13.0931 | 69.55 | 231.8333 | 7.3832 | #REF! | #REF! | #REF! | #REF! | 10.7 | 241.1688 | 37.1029 | 69.55 | 231.8333 | 7.3832 | #REF! | #REF! | #REF! | #REF! | 10.7 | 473.9539 | 72.916 | 69.55 | 231.8333 | 7.3832 | #REF! | #REF! | #REF! | #REF! | 10.7 | 785.3912 | 120.8294 | 69.55 | 231.8333 | 7.3832 | #REF! | #REF! | #REF! | #REF! | 10.7 | 1174.6845 | 180.7207 | 69.55 | 231.8333 | 7.3832 | #REF! | #REF! | #REF! | 2 | 10.7 | 1640.2501 | 252.3462 | 69.55 | 231.8333 | 7.3832 | #REF! | #REF! | #REF! | 2 | 10.7 | 2184.5417 | 336.0833 | 69.55 | 231.8333 | 7.3832 | #REF! | #REF! | #REF! | 2 | 10.7 | 2804.3727 | 431.4419 | 69.55 | 231.8333 | 7.3832 | #REF! | #REF! | #REF!
| 2 | 11.05 | 0.0064274 | 0.0074338 | 9.9689e-06 | 71.825 | 0.00098884 | 0.0074338 | 71.825 | 28.73 | 8.4594 | 239.4167 | 7.6247 | 87.239 | 65.705 | 8.7401 | -65.6975 | -8.7391 | [11 empty] | 1 | [7 empty] | 10.75 | 84.2815 | 12.9664 | 69.875 | 232.9167 | 7.4177 | #REF! | #REF! | #REF! | #REF! | 10.75 | 240.0491 | 36.9306 | 69.875 | 232.9167 | 7.4177 | #REF! | #REF! | #REF! | #REF! | 10.75 | 472.4591 | 72.686 | 69.875 | 232.9167 | 7.4177 | #REF! | #REF! | #REF! | #REF! | 10.75 | 783.5102 | 120.54 | 69.875 | 232.9167 | 7.4177 | #REF! | #REF! | #REF! | #REF! | 10.75 | 1172.424 | 180.3729 | 69.875 | 232.9167 | 7.4177 | #REF! | #REF! | #REF! | 2 | 10.75 | 1637.5388 | 251.929 | 69.875 | 232.9167 | 7.4177 | #REF! | #REF! | #REF! | 2 | 10.75 | 2181.3576 | 335.5935 | 69.875 | 232.9167 | 7.4177 | #REF! | #REF! | #REF! | 2 | 10.75 | 2800.7029 | 430.8774 | 69.875 | 232.9167 | 7.4177 | #REF! | #REF! | #REF!
| 2 | 11.1 | 0.0075438 | 0.0087644 | 1.1753e-05 | 72.15 | 0.0011606 | 0.0087644 | 72.15 | 28.86 | 8.4594 | 240.5 | 7.6592 | 87.2752 | 66.2734 | 8.776 | -66.2647 | -8.7748 | [11 empty] | 1 | [7 empty] | 10.8 | 83.4622 | 12.8403 | 70.2 | 234 | 7.4522 | #REF! | #REF! | #REF! | #REF! | 10.8 | 238.9341 | 36.7591 | 70.2 | 234 | 7.4522 | #REF! | #REF! | #REF! | #REF! | 10.8 | 470.9692 | 72.4568 | 70.2 | 234 | 7.4522 | #REF! | #REF! | #REF! | #REF! | 10.8 | 781.6344 | 120.2514 | 70.2 | 234 | 7.4522 | #REF! | #REF! | #REF! | #REF! | 10.8 | 1170.1688 | 180.026 | 70.2 | 234 | 7.4522 | #REF! | #REF! | #REF! | 2 | 10.8 | 1634.8336 | 251.5129 | 70.2 | 234 | 7.4522 | #REF! | #REF! | #REF! | 2 | 10.8 | 2178.1804 | 335.1047 | 70.2 | 234 | 7.4522 | #REF! | #REF! | #REF! | 2 | 10.8 | 2797.0409 | 430.314 | 70.2 | 234 | 7.4522 | #REF! | #REF! | #REF!
| 2 | 11.15 | 0.008829 | 0.010304 | 1.3818e-05 | 72.475 | 0.0013583 | 0.010304 | 72.475 | 28.99 | 8.4594 | 241.5833 | 7.6937 | 87.3112 | 66.8442 | 8.8119 | -66.8339 | -8.8105 | [11 empty] | 1 | [7 empty] | 10.85 | 82.6477 | 12.715 | 70.525 | 235.0833 | 7.4867 | #REF! | #REF! | #REF! | #REF! | 10.85 | 237.8237 | 36.5883 | 70.525 | 235.0833 | 7.4867 | #REF! | #REF! | #REF! | #REF! | 10.85 | 469.4842 | 72.2283 | 70.525 | 235.0833 | 7.4867 | #REF! | #REF! | #REF! | #REF! | 10.85 | 779.7636 | 119.9636 | 70.525 | 235.0833 | 7.4867 | #REF! | #REF! | #REF! | #REF! | 10.85 | 1167.9187 | 179.6798 | 70.525 | 235.0833 | 7.4867 | #REF! | #REF! | #REF! | 2 | 10.85 | 1632.1344 | 251.0976 | 70.525 | 235.0833 | 7.4867 | #REF! | #REF! | #REF! | 2 | 10.85 | 2175.01 | 334.6169 | 70.525 | 235.0833 | 7.4867 | #REF! | #REF! | #REF! | 2 | 10.85 | 2793.3866 | 429.7518 | 70.525 | 235.0833 | 7.4867 | #REF! | #REF! | #REF!
| 2 | 11.2 | 0.010283 | 0.012055 | 1.6166e-05 | 72.8 | 0.001582 | 0.012055 | 72.8 | 29.12 | 8.4594 | 242.6667 | 7.7282 | 87.3471 | 67.4173 | 8.8477 | -67.4053 | -8.8461 | [11 empty] | 1 | [7 empty] | 10.9 | 81.838 | 12.5905 | 70.85 | 236.1667 | 7.5212 | #REF! | #REF! | #REF! | #REF! | 10.9 | 236.7179 | 36.4181 | 70.85 | 236.1667 | 7.5212 | #REF! | #REF! | #REF! | #REF! | 10.9 | 468.0041 | 72.0006 | 70.85 | 236.1667 | 7.5212 | #REF! | #REF! | #REF! | #REF! | 10.9 | 777.8978 | 119.6766 | 70.85 | 236.1667 | 7.5212 | #REF! | #REF! | #REF! | #REF! | 10.9 | 1165.6738 | 179.3344 | 70.85 | 236.1667 | 7.5212 | #REF! | #REF! | #REF! | 2 | 10.9 | 1629.4414 | 250.6833 | 70.85 | 236.1667 | 7.5212 | #REF! | #REF! | #REF! | 2 | 10.9 | 2171.8463 | 334.1302 | 70.85 | 236.1667 | 7.5212 | #REF! | #REF! | #REF! | 2 | 10.9 | 2789.7401 | 429.1908 | 70.85 | 236.1667 | 7.5212 | #REF! | #REF! | #REF!
| 2 | 11.25 | 0.011906 | 0.01402 | 1.8801e-05 | 73.125 | 0.0018317 | 0.01402 | 73.125 | 29.25 | 8.4594 | 243.75 | 7.7627 | 87.3829 | 67.9928 | 8.8836 | -67.9788 | -8.8818 | [11 empty] | 1 | [7 empty] | 10.95 | 81.033 | 12.4666 | 71.175 | 237.25 | 7.5557 | #REF! | #REF! | #REF! | #REF! | 10.95 | 235.6167 | 36.2487 | 71.175 | 237.25 | 7.5557 | #REF! | #REF! | #REF! | #REF! | 10.95 | 466.5288 | 71.7737 | 71.175 | 237.25 | 7.5557 | #REF! | #REF! | #REF! | #REF! | 10.95 | 776.0371 | 119.3903 | 71.175 | 237.25 | 7.5557 | #REF! | #REF! | #REF! | #REF! | 10.95 | 1163.4341 | 178.9899 | 71.175 | 237.25 | 7.5557 | #REF! | #REF! | #REF! | 2 | 10.95 | 1626.7543 | 250.2699 | 71.175 | 237.25 | 7.5557 | #REF! | #REF! | #REF! | 2 | 10.95 | 2168.6895 | 333.6445 | 71.175 | 237.25 | 7.5557 | #REF! | #REF! | #REF! | 2 | 10.95 | 2786.1012 | 428.6309 | 71.175 | 237.25 | 7.5557 | #REF! | #REF! | #REF!
| 2 | 11.3 | 0.013698 | 0.016201 | 2.1726e-05 | 73.45 | 0.0021074 | 0.016201 | 73.45 | 29.38 | 8.4594 | 244.8333 | 7.7972 | 87.4185 | 68.5706 | 8.9194 | -68.5544 | -8.9173 | [11 empty] | 1 | [7 empty] | 11 | 80.2327 | 12.3435 | 71.5 | 238.3333 | 7.5902 | #REF! | #REF! | #REF! | #REF! | 11 | 234.52 | 36.08 | 71.5 | 238.3333 | 7.5902 | #REF! | #REF! | #REF! | #REF! | 11 | 465.0583 | 71.5474 | 71.5 | 238.3333 | 7.5902 | #REF! | #REF! | #REF! | #REF! | 11 | 774.1813 | 119.1048 | 71.5 | 238.3333 | 7.5902 | #REF! | #REF! | #REF! | #REF! | 11 | 1161.1994 | 178.6461 | 71.5 | 238.3333 | 7.5902 | #REF! | #REF! | #REF! | 2 | 11 | 1624.0732 | 249.8574 | 71.5 | 238.3333 | 7.5902 | #REF! | #REF! | #REF! | 2 | 11 | 2165.5393 | 333.1599 | 71.5 | 238.3333 | 7.5902 | #REF! | #REF! | #REF! | 2 | 11 | 2782.4699 | 428.0723 | 71.5 | 238.3333 | 7.5902 | #REF! | #REF! | #REF!
| 2 | 11.35 | 0.015659 | 0.018602 | 2.4946e-05 | 73.775 | 0.0024091 | 0.018602 | 73.775 | 29.51 | 8.4594 | 245.9167 | 7.8317 | 87.4539 | 69.1507 | 8.9553 | -69.1321 | -8.9529 | [11 empty] | 1 | [7 empty] | 11.05 | 79.4372 | 12.2211 | 71.825 | 239.4167 | 7.6247 | #REF! | #REF! | #REF! | #REF! | 11.05 | 233.4279 | 35.912 | 71.825 | 239.4167 | 7.6247 | #REF! | #REF! | #REF! | #REF! | 11.05 | 463.5926 | 71.3219 | 71.825 | 239.4167 | 7.6247 | #REF! | #REF! | #REF! | #REF! | 11.05 | 772.3305 | 118.8201 | 71.825 | 239.4167 | 7.6247 | #REF! | #REF! | #REF! | #REF! | 11.05 | 1158.9697 | 178.303 | 71.825 | 239.4167 | 7.6247 | #REF! | #REF! | #REF! | 2 | 11.05 | 1621.398 | 249.4458 | 71.825 | 239.4167 | 7.6247 | #REF! | #REF! | #REF! | 2 | 11.05 | 2162.3958 | 332.6763 | 71.825 | 239.4167 | 7.6247 | #REF! | #REF! | #REF! | 2 | 11.05 | 2778.8461 | 427.5148 | 71.825 | 239.4167 | 7.6247 | #REF! | #REF! | #REF!
| 2 | 11.4 | 0.017789 | 0.021226 | 2.8464e-05 | 74.1 | 0.0027367 | 0.021226 | 74.1 | 29.64 | 8.4594 | 247 | 7.8662 | 87.4892 | 69.7332 | 8.9911 | -69.7119 | -8.9884 | [11 empty] | 1 | [7 empty] | 11.1 | 78.6464 | 12.0994 | 72.15 | 240.5 | 7.6592 | #REF! | #REF! | #REF! | #REF! | 11.1 | 232.3404 | 35.7447 | 72.15 | 240.5 | 7.6592 | #REF! | #REF! | #REF! | #REF! | 11.1 | 462.1316 | 71.0972 | 72.15 | 240.5 | 7.6592 | #REF! | #REF! | #REF! | #REF! | 11.1 | 770.4846 | 118.5361 | 72.15 | 240.5 | 7.6592 | #REF! | #REF! | #REF! | #REF! | 11.1 | 1156.745 | 177.9608 | 72.15 | 240.5 | 7.6592 | #REF! | #REF! | #REF! | 2 | 11.1 | 1618.7286 | 249.0352 | 72.15 | 240.5 | 7.6592 | #REF! | #REF! | #REF! | 2 | 11.1 | 2159.2589 | 332.1937 | 72.15 | 240.5 | 7.6592 | #REF! | #REF! | #REF! | 2 | 11.1 | 2775.2299 | 426.9585 | 72.15 | 240.5 | 7.6592 | #REF! | #REF! | #REF!
| 2 | 11.45 | 0.020087 | 0.024073 | 3.2283e-05 | 74.425 | 0.0030904 | 0.024073 | 74.425 | 29.77 | 8.4594 | 248.0833 | 7.9007 | 87.5244 | 70.3179 | 9.0269 | -70.2939 | -9.0238 | [11 empty] | 1 | [7 empty] | 11.15 | 77.8603 | 11.9785 | 72.475 | 241.5833 | 7.6937 | #REF! | #REF! | #REF! | #REF! | 11.15 | 231.2574 | 35.5781 | 72.475 | 241.5833 | 7.6937 | #REF! | #REF! | #REF! | #REF! | 11.15 | 460.6754 | 70.8731 | 72.475 | 241.5833 | 7.6937 | #REF! | #REF! | #REF! | #REF! | 11.15 | 768.6435 | 118.2528 | 72.475 | 241.5833 | 7.6937 | #REF! | #REF! | #REF! | #REF! | 11.15 | 1154.5252 | 177.6193 | 72.475 | 241.5833 | 7.6937 | #REF! | #REF! | #REF! | 2 | 11.15 | 1616.0651 | 248.6254 | 72.475 | 241.5833 | 7.6937 | #REF! | #REF! | #REF! | 2 | 11.15 | 2156.1285 | 331.7121 | 72.475 | 241.5833 | 7.6937 | #REF! | #REF! | #REF! | 2 | 11.15 | 2771.6212 | 426.4033 | 72.475 | 241.5833 | 7.6937 | #REF! | #REF! | #REF!
| 2 | 11.5 | 0.022555 | 0.027149 | 3.6407e-05 | 74.75 | 0.00347 | 0.027149 | 74.75 | 29.9 | 8.4594 | 249.1667 | 7.9352 | 87.5594 | 70.9051 | 9.0627 | -70.8779 | -9.0592 | [11 empty] | 1 | [7 empty] | 11.2 | 77.079 | 11.8583 | 72.8 | 242.6667 | 7.7282 | #REF! | #REF! | #REF! | #REF! | 11.2 | 230.179 | 35.4121 | 72.8 | 242.6667 | 7.7282 | #REF! | #REF! | #REF! | #REF! | 11.2 | 459.2239 | 70.6498 | 72.8 | 242.6667 | 7.7282 | #REF! | #REF! | #REF! | #REF! | 11.2 | 766.8073 | 117.9703 | 72.8 | 242.6667 | 7.7282 | #REF! | #REF! | #REF! | #REF! | 11.2 | 1152.3104 | 177.2785 | 72.8 | 242.6667 | 7.7282 | #REF! | #REF! | #REF! | 2 | 11.2 | 1613.4074 | 248.2165 | 72.8 | 242.6667 | 7.7282 | #REF! | #REF! | #REF! | 2 | 11.2 | 2153.0047 | 331.2315 | 72.8 | 242.6667 | 7.7282 | #REF! | #REF! | #REF! | 2 | 11.2 | 2768.0199 | 425.8492 | 72.8 | 242.6667 | 7.7282 | #REF! | #REF! | #REF!
| 2 | 11.55 | 0.025191 | 0.030454 | 4.0839e-05 | 75.075 | 0.0038756 | 0.030454 | 75.075 | 30.03 | 8.4594 | 250.25 | 7.9697 | 87.5942 | 71.4945 | 9.0985 | -71.4641 | -9.0946 | [11 empty] | 1 | [7 empty] | 11.25 | 76.3025 | 11.7388 | 73.125 | 243.75 | 7.7627 | #REF! | #REF! | #REF! | #REF! | 11.25 | 229.105 | 35.2469 | 73.125 | 243.75 | 7.7627 | #REF! | #REF! | #REF! | #REF! | 11.25 | 457.777 | 70.4272 | 73.125 | 243.75 | 7.7627 | #REF! | #REF! | #REF! | #REF! | 11.25 | 764.9758 | 117.6886 | 73.125 | 243.75 | 7.7627 | #REF! | #REF! | #REF! | #REF! | 11.25 | 1150.1004 | 176.9385 | 73.125 | 243.75 | 7.7627 | #REF! | #REF! | #REF! | 2 | 11.25 | 1610.7554 | 247.8085 | 73.125 | 243.75 | 7.7627 | #REF! | #REF! | #REF! | 2 | 11.25 | 2149.8874 | 330.7519 | 73.125 | 243.75 | 7.7627 | #REF! | #REF! | #REF! | 2 | 11.25 | 2764.426 | 425.2963 | 73.125 | 243.75 | 7.7627 | #REF! | #REF! | #REF!
| 2 | 11.6 | 0.027997 | 0.033992 | 4.5584e-05 | 75.4 | 0.0043072 | 0.033992 | 75.4 | 30.16 | 8.4594 | 251.3333 | 8.0042 | 87.6289 | 72.0863 | 9.1343 | -72.0523 | -9.1299 | [11 empty] | 1 | [7 empty] | 11.3 | 75.5307 | 11.6201 | 73.45 | 244.8333 | 7.7972 | #REF! | #REF! | #REF! | #REF! | 11.3 | 228.0355 | 35.0824 | 73.45 | 244.8333 | 7.7972 | #REF! | #REF! | #REF! | #REF! | 11.3 | 456.3348 | 70.2054 | 73.45 | 244.8333 | 7.7972 | #REF! | #REF! | #REF! | #REF! | 11.3 | 763.1492 | 117.4076 | 73.45 | 244.8333 | 7.7972 | #REF! | #REF! | #REF! | #REF! | 11.3 | 1147.8952 | 176.5993 | 73.45 | 244.8333 | 7.7972 | #REF! | #REF! | #REF! | 2 | 11.3 | 1608.109 | 247.4014 | 73.45 | 244.8333 | 7.7972 | #REF! | #REF! | #REF! | 2 | 11.3 | 2146.7765 | 330.2733 | 73.45 | 244.8333 | 7.7972 | #REF! | #REF! | #REF! | 2 | 11.3 | 2760.8394 | 424.7445 | 73.45 | 244.8333 | 7.7972 | #REF! | #REF! | #REF!
| 2 | 11.65 | 0.030971 | 0.037765 | 5.0644e-05 | 75.725 | 0.0047648 | 0.037765 | 75.725 | 30.29 | 8.4594 | 252.4167 | 8.0387 | 87.6635 | 72.6804 | 9.17 | -72.6426 | -9.1652 | [11 empty] | 1 | [7 empty] | 11.35 | 74.7636 | 11.5021 | 73.775 | 245.9167 | 7.8317 | #REF! | #REF! | #REF! | #REF! | 11.35 | 226.9705 | 34.9185 | 73.775 | 245.9167 | 7.8317 | #REF! | #REF! | #REF! | #REF! | 11.35 | 454.8973 | 69.9842 | 73.775 | 245.9167 | 7.8317 | #REF! | #REF! | #REF! | #REF! | 11.35 | 761.3273 | 117.1273 | 73.775 | 245.9167 | 7.8317 | #REF! | #REF! | #REF! | #REF! | 11.35 | 1145.6948 | 176.2607 | 73.775 | 245.9167 | 7.8317 | #REF! | #REF! | #REF! | 2 | 11.35 | 1605.4684 | 246.9951 | 73.775 | 245.9167 | 7.8317 | #REF! | #REF! | #REF! | 2 | 11.35 | 2143.672 | 329.7957 | 73.775 | 245.9167 | 7.8317 | #REF! | #REF! | #REF! | 2 | 11.35 | 2757.2601 | 424.1939 | 73.775 | 245.9167 | 7.8317 | #REF! | #REF! | #REF!
| 2 | 11.7 | 0.034114 | 0.041776 | 5.6023e-05 | 76.05 | 0.0052483 | 0.041776 | 76.05 | 30.42 | 8.4594 | 253.5 | 8.0732 | 87.6979 | 73.2769 | 9.2058 | -73.2351 | -9.2005 | [11 empty] | 1 | [7 empty] | 11.4 | 74.0013 | 11.3848 | 74.1 | 247 | 7.8662 | #REF! | #REF! | #REF! | #REF! | 11.4 | 225.9099 | 34.7554 | 74.1 | 247 | 7.8662 | #REF! | #REF! | #REF! | #REF! | 11.4 | 453.4643 | 69.7637 | 74.1 | 247 | 7.8662 | #REF! | #REF! | #REF! | #REF! | 11.4 | 759.51 | 116.8477 | 74.1 | 247 | 7.8662 | #REF! | #REF! | #REF! | #REF! | 11.4 | 1143.4992 | 175.923 | 74.1 | 247 | 7.8662 | #REF! | #REF! | #REF! | 2 | 11.4 | 1602.8333 | 246.5897 | 74.1 | 247 | 7.8662 | #REF! | #REF! | #REF! | 2 | 11.4 | 2140.5739 | 329.3191 | 74.1 | 247 | 7.8662 | #REF! | #REF! | #REF! | 2 | 11.4 | 2753.688 | 423.6443 | 74.1 | 247 | 7.8662 | #REF! | #REF! | #REF!
| 2 | 11.75 | 0.037426 | 0.046028 | 6.1725e-05 | 76.375 | 0.0057579 | 0.046028 | 76.375 | 30.55 | 8.4594 | 254.5833 | 8.1077 | 87.7321 | 73.8756 | 9.2415 | -73.8296 | -9.2357 | [11 empty] | 1 | [7 empty] | 11.45 | 73.2437 | 11.2683 | 74.425 | 248.0833 | 7.9007 | #REF! | #REF! | #REF! | #REF! | 11.45 | 224.8538 | 34.5929 | 74.425 | 248.0833 | 7.9007 | #REF! | #REF! | #REF! | #REF! | 11.45 | 452.0359 | 69.544 | 74.425 | 248.0833 | 7.9007 | #REF! | #REF! | #REF! | #REF! | 11.45 | 757.6975 | 116.5688 | 74.425 | 248.0833 | 7.9007 | #REF! | #REF! | #REF! | #REF! | 11.45 | 1141.3082 | 175.5859 | 74.425 | 248.0833 | 7.9007 | #REF! | #REF! | #REF! | 2 | 11.45 | 1600.2038 | 246.1852 | 74.425 | 248.0833 | 7.9007 | #REF! | #REF! | #REF! | 2 | 11.45 | 2137.482 | 328.8434 | 74.425 | 248.0833 | 7.9007 | #REF! | #REF! | #REF! | 2 | 11.45 | 2750.1232 | 423.0959 | 74.425 | 248.0833 | 7.9007 | #REF! | #REF! | #REF!
| 2 | 11.8 | 0.040907 | 0.050523 | 6.7753e-05 | 76.7 | 0.0062934 | 0.050523 | 76.7 | 30.68 | 8.4594 | 255.6667 | 8.1423 | 87.7663 | 74.4767 | 9.2772 | -74.4262 | -9.2709 | [11 empty] | 1 | [7 empty] | 11.5 | 72.4909 | 11.1524 | 74.75 | 249.1667 | 7.9352 | #REF! | #REF! | #REF! | #REF! | 11.5 | 223.8021 | 34.4311 | 74.75 | 249.1667 | 7.9352 | #REF! | #REF! | #REF! | #REF! | 11.5 | 450.6121 | 69.3249 | 74.75 | 249.1667 | 7.9352 | #REF! | #REF! | #REF! | #REF! | 11.5 | 755.8896 | 116.2907 | 74.75 | 249.1667 | 7.9352 | #REF! | #REF! | #REF! | #REF! | 11.5 | 1139.1219 | 175.2495 | 74.75 | 249.1667 | 7.9352 | #REF! | #REF! | #REF! | 2 | 11.5 | 1597.5798 | 245.7815 | 74.75 | 249.1667 | 7.9352 | #REF! | #REF! | #REF! | 2 | 11.5 | 2134.3965 | 328.3687 | 74.75 | 249.1667 | 7.9352 | #REF! | #REF! | #REF! | 2 | 11.5 | 2746.5655 | 422.5485 | 74.75 | 249.1667 | 7.9352 | #REF! | #REF! | #REF!
| 2 | 11.85 | 0.044557 | 0.055264 | 7.411e-05 | 77.025 | 0.0068549 | 0.055264 | 77.025 | 30.81 | 8.4594 | 256.75 | 8.1768 | 87.8002 | 75.0802 | 9.3129 | -75.0249 | -9.306 | [11 empty] | 1 | [7 empty] | 11.55 | 71.7428 | 11.0374 | 75.075 | 250.25 | 7.9697 | #REF! | #REF! | #REF! | #REF! | 11.55 | 222.7549 | 34.27 | 75.075 | 250.25 | 7.9697 | #REF! | #REF! | #REF! | #REF! | 11.55 | 449.1928 | 69.1066 | 75.075 | 250.25 | 7.9697 | #REF! | #REF! | #REF! | #REF! | 11.55 | 754.0862 | 116.0133 | 75.075 | 250.25 | 7.9697 | #REF! | #REF! | #REF! | #REF! | 11.55 | 1136.9403 | 174.9139 | 75.075 | 250.25 | 7.9697 | #REF! | #REF! | #REF! | 2 | 11.55 | 1594.9612 | 245.3787 | 75.075 | 250.25 | 7.9697 | #REF! | #REF! | #REF! | 2 | 11.55 | 2131.3171 | 327.8949 | 75.075 | 250.25 | 7.9697 | #REF! | #REF! | #REF! | 2 | 11.55 | 2743.015 | 422.0023 | 75.075 | 250.25 | 7.9697 | #REF! | #REF! | #REF!
| 2 | 11.9 | 0.048376 | 0.060254 | 8.0802e-05 | 77.35 | 0.0074424 | 0.060254 | 77.35 | 30.94 | 8.4594 | 257.8333 | 8.2113 | 87.8341 | 75.6859 | 9.3486 | -75.6257 | -9.3412 | [11 empty] | 1 | [7 empty] | 11.6 | 70.9994 | 10.923 | 75.4 | 251.3333 | 8.0042 | #REF! | #REF! | #REF! | #REF! | 11.6 | 221.712 | 34.1095 | 75.4 | 251.3333 | 8.0042 | #REF! | #REF! | #REF! | #REF! | 11.6 | 447.778 | 68.8889 | 75.4 | 251.3333 | 8.0042 | #REF! | #REF! | #REF! | #REF! | 11.6 | 752.2875 | 115.7365 | 75.4 | 251.3333 | 8.0042 | #REF! | #REF! | #REF! | #REF! | 11.6 | 1134.7632 | 174.5789 | 75.4 | 251.3333 | 8.0042 | #REF! | #REF! | #REF! | 2 | 11.6 | 1592.3481 | 244.9766 | 75.4 | 251.3333 | 8.0042 | #REF! | #REF! | #REF! | 2 | 11.6 | 2128.244 | 327.4222 | 75.4 | 251.3333 | 8.0042 | #REF! | #REF! | #REF! | 2 | 11.6 | 2739.4715 | 421.4572 | 75.4 | 251.3333 | 8.0042 | #REF! | #REF! | #REF!
| 2 | 11.95 | 0.052363 | 0.065494 | 8.783e-05 | 77.675 | 0.0080559 | 0.065494 | 77.675 | 31.07 | 8.4594 | 258.9167 | 8.2458 | 87.8677 | 76.294 | 9.3843 | -76.2285 | -9.3762 | [11 empty] | 1 | [7 empty] | 11.65 | 70.2608 | 10.8094 | 75.725 | 252.4167 | 8.0387 | #REF! | #REF! | #REF! | #REF! | 11.65 | 220.6736 | 33.9498 | 75.725 | 252.4167 | 8.0387 | #REF! | #REF! | #REF! | #REF! | 11.65 | 446.3677 | 68.672 | 75.725 | 252.4167 | 8.0387 | #REF! | #REF! | #REF! | #REF! | 11.65 | 750.4933 | 115.4605 | 75.725 | 252.4167 | 8.0387 | #REF! | #REF! | #REF! | #REF! | 11.65 | 1132.5906 | 174.2447 | 75.725 | 252.4167 | 8.0387 | #REF! | #REF! | #REF! | 2 | 11.65 | 1589.7404 | 244.5755 | 75.725 | 252.4167 | 8.0387 | #REF! | #REF! | #REF! | 2 | 11.65 | 2125.177 | 326.9503 | 75.725 | 252.4167 | 8.0387 | #REF! | #REF! | #REF! | 2 | 11.65 | 2735.935 | 420.9131 | 75.725 | 252.4167 | 8.0387 | #REF! | #REF! | #REF!
| 2 | 12 | 0.05652 | 0.070989 | 9.5198e-05 | 78 | 0.0086954 | 0.070989 | 78 | 31.2 | 8.4594 | 260 | 8.2803 | 87.9013 | 76.9045 | 9.4199 | -76.8335 | -9.4113 | [11 empty] | 1 | [7 empty] | 11.7 | 69.527 | 10.6965 | 76.05 | 253.5 | 8.0732 | #REF! | #REF! | #REF! | #REF! | 11.7 | 219.6394 | 33.7907 | 76.05 | 253.5 | 8.0732 | #REF! | #REF! | #REF! | #REF! | 11.7 | 444.9618 | 68.4557 | 76.05 | 253.5 | 8.0732 | #REF! | #REF! | #REF! | #REF! | 11.7 | 748.7036 | 115.1852 | 76.05 | 253.5 | 8.0732 | #REF! | #REF! | #REF! | #REF! | 11.7 | 1130.4226 | 173.9112 | 76.05 | 253.5 | 8.0732 | #REF! | #REF! | #REF! | 2 | 11.7 | 1587.1381 | 244.1751 | 76.05 | 253.5 | 8.0732 | #REF! | #REF! | #REF! | 2 | 11.7 | 2122.1161 | 326.4794 | 76.05 | 253.5 | 8.0732 | #REF! | #REF! | #REF! | 2 | 11.7 | 2732.4056 | 420.3701 | 76.05 | 253.5 | 8.0732 | #REF! | #REF! | #REF!
| 2 | 12.05 | 0.060845 | 0.07674 | 0.00010291 | 78.325 | 0.0093608 | 0.07674 | 78.325 | 31.33 | 8.4594 | 261.0833 | 8.3148 | 87.9347 | 77.5172 | 9.4556 | -77.4405 | -9.4462 | [11 empty] | 1 | [7 empty] | 11.75 | 68.7979 | 10.5843 | 76.375 | 254.5833 | 8.1077 | #REF! | #REF! | #REF! | #REF! | 11.75 | 218.6097 | 33.6323 | 76.375 | 254.5833 | 8.1077 | #REF! | #REF! | #REF! | #REF! | 11.75 | 443.5604 | 68.2401 | 76.375 | 254.5833 | 8.1077 | #REF! | #REF! | #REF! | #REF! | 11.75 | 746.9183 | 114.9105 | 76.375 | 254.5833 | 8.1077 | #REF! | #REF! | #REF! | #REF! | 11.75 | 1128.259 | 173.5783 | 76.375 | 254.5833 | 8.1077 | #REF! | #REF! | #REF! | 2 | 11.75 | 1584.5411 | 243.7755 | 76.375 | 254.5833 | 8.1077 | #REF! | #REF! | #REF! | 2 | 11.75 | 2119.0613 | 326.0094 | 76.375 | 254.5833 | 8.1077 | #REF! | #REF! | #REF! | 2 | 11.75 | 2728.883 | 419.8282 | 76.375 | 254.5833 | 8.1077 | #REF! | #REF! | #REF!
| 2 | 12.1 | 0.06534 | 0.082751 | 0.00011097 | 78.65 | 0.010052 | 0.082751 | 78.65 | 31.46 | 8.4594 | 262.1667 | 8.3493 | 87.9679 | 78.1323 | 9.4913 | -78.0495 | -9.4812 | [11 empty] | 1 | [7 empty] | 11.8 | 68.0735 | 10.4728 | 76.7 | 255.6667 | 8.1423 | #REF! | #REF! | #REF! | #REF! | 11.8 | 217.5843 | 33.4745 | 76.7 | 255.6667 | 8.1423 | #REF! | #REF! | #REF! | #REF! | 11.8 | 442.1634 | 68.0251 | 76.7 | 255.6667 | 8.1423 | #REF! | #REF! | #REF! | #REF! | 11.8 | 745.1375 | 114.6365 | 76.7 | 255.6667 | 8.1423 | #REF! | #REF! | #REF! | #REF! | 11.8 | 1126.0998 | 173.2461 | 76.7 | 255.6667 | 8.1423 | #REF! | #REF! | #REF! | 2 | 11.8 | 1581.9493 | 243.3768 | 76.7 | 255.6667 | 8.1423 | #REF! | #REF! | #REF! | 2 | 11.8 | 2116.0124 | 325.5404 | 76.7 | 255.6667 | 8.1423 | #REF! | #REF! | #REF! | 2 | 11.8 | 2725.3674 | 419.2873 | 76.7 | 255.6667 | 8.1423 | #REF! | #REF! | #REF!
| 2 | 12.15 | 0.070003 | 0.089023 | 0.00011938 | 78.975 | 0.01077 | 0.089023 | 78.975 | 31.59 | 8.4594 | 263.25 | 8.3838 | 88.001 | 78.7497 | 9.5269 | -78.6607 | -9.5161 | [11 empty] | 1 | [7 empty] | 11.85 | 67.3539 | 10.3621 | 77.025 | 256.75 | 8.1768 | #REF! | #REF! | #REF! | #REF! | 11.85 | 216.5632 | 33.3174 | 77.025 | 256.75 | 8.1768 | #REF! | #REF! | #REF! | #REF! | 11.85 | 440.7708 | 67.8109 | 77.025 | 256.75 | 8.1768 | #REF! | #REF! | #REF! | #REF! | 11.85 | 743.3612 | 114.3633 | 77.025 | 256.75 | 8.1768 | #REF! | #REF! | #REF! | #REF! | 11.85 | 1123.945 | 172.9146 | 77.025 | 256.75 | 8.1768 | #REF! | #REF! | #REF! | 2 | 11.85 | 1579.3628 | 242.9789 | 77.025 | 256.75 | 8.1768 | #REF! | #REF! | #REF! | 2 | 11.85 | 2112.9696 | 325.0722 | 77.025 | 256.75 | 8.1768 | #REF! | #REF! | #REF! | 2 | 11.85 | 2721.8587 | 418.7475 | 77.025 | 256.75 | 8.1768 | #REF! | #REF! | #REF!
| 2 | 12.2 | 0.074835 | 0.09556 | 0.00012815 | 79.3 | 0.011513 | 0.09556 | 79.3 | 31.72 | 8.4594 | 264.3333 | 8.4183 | 88.034 | 79.3695 | 9.5625 | -79.2739 | -9.551 | [11 empty] | 1 | [7 empty] | 11.9 | 66.639 | 10.2521 | 77.35 | 257.8333 | 8.2113 | #REF! | #REF! | #REF! | #REF! | 11.9 | 215.5464 | 33.161 | 77.35 | 257.8333 | 8.2113 | #REF! | #REF! | #REF! | #REF! | 11.9 | 439.3825 | 67.5973 | 77.35 | 257.8333 | 8.2113 | #REF! | #REF! | #REF! | #REF! | 11.9 | 741.5892 | 114.0906 | 77.35 | 257.8333 | 8.2113 | #REF! | #REF! | #REF! | #REF! | 11.9 | 1121.7946 | 172.5838 | 77.35 | 257.8333 | 8.2113 | #REF! | #REF! | #REF! | 2 | 11.9 | 1576.7814 | 242.5818 | 77.35 | 257.8333 | 8.2113 | #REF! | #REF! | #REF! | 2 | 11.9 | 2109.9327 | 324.605 | 77.35 | 257.8333 | 8.2113 | #REF! | #REF! | #REF! | 2 | 11.9 | 2718.3567 | 418.2087 | 77.35 | 257.8333 | 8.2113 | #REF! | #REF! | #REF!
| 2 | 12.25 | 0.079836 | 0.10236 | 0.00013727 | 79.625 | 0.012283 | 0.10236 | 79.625 | 31.85 | 8.4594 | 265.4167 | 8.4528 | 88.0668 | 79.9915 | 9.5981 | -79.8892 | -9.5858 | [11 empty] | 1 | [7 empty] | 11.95 | 65.9288 | 10.1429 | 77.675 | 258.9167 | 8.2458 | #REF! | #REF! | #REF! | #REF! | 11.95 | 214.534 | 33.0052 | 77.675 | 258.9167 | 8.2458 | #REF! | #REF! | #REF! | #REF! | 11.95 | 437.9986 | 67.3844 | 77.675 | 258.9167 | 8.2458 | #REF! | #REF! | #REF! | #REF! | 11.95 | 739.8215 | 113.8187 | 77.675 | 258.9167 | 8.2458 | #REF! | #REF! | #REF! | #REF! | 11.95 | 1119.6485 | 172.2536 | 77.675 | 258.9167 | 8.2458 | #REF! | #REF! | #REF! | 2 | 11.95 | 1574.2052 | 242.1854 | 77.675 | 258.9167 | 8.2458 | #REF! | #REF! | #REF! | 2 | 11.95 | 2106.9017 | 324.1387 | 77.675 | 258.9167 | 8.2458 | #REF! | #REF! | #REF! | 2 | 11.95 | 2714.8616 | 417.671 | 77.675 | 258.9167 | 8.2458 | #REF! | #REF! | #REF!
| 2 | 12.3 | 0.085006 | 0.10944 | 0.00014676 | 79.95 | 0.013078 | 0.10944 | 79.95 | 31.98 | 8.4594 | 266.5 | 8.4873 | 88.0995 | 80.6159 | 9.6337 | -80.5065 | -9.6206 | [11 empty] | 1 | [7 empty] | 12 | 65.2234 | 10.0344 | 78 | 260 | 8.2803 | #REF! | #REF! | #REF! | #REF! | 12 | 213.5258 | 32.8501 | 78 | 260 | 8.2803 | #REF! | #REF! | #REF! | #REF! | 12 | 436.6189 | 67.1721 | 78 | 260 | 8.2803 | #REF! | #REF! | #REF! | #REF! | 12 | 738.0582 | 113.5474 | 78 | 260 | 8.2803 | #REF! | #REF! | #REF! | #REF! | 12 | 1117.5067 | 171.9241 | 78 | 260 | 8.2803 | #REF! | #REF! | #REF! | 2 | 12 | 1571.6341 | 241.7899 | 78 | 260 | 8.2803 | #REF! | #REF! | #REF! | 2 | 12 | 2103.8766 | 323.6733 | 78 | 260 | 8.2803 | #REF! | #REF! | #REF! | 2 | 12 | 2711.3732 | 417.1343 | 78 | 260 | 8.2803 | #REF! | #REF! | #REF!
| 2 | 12.35 | 0.090345 | 0.11678 | 0.00015661 | 80.275 | 0.013899 | 0.11678 | 80.275 | 32.11 | 8.4594 | 267.5833 | 8.5218 | 88.132 | 81.2427 | 9.6693 | -81.1259 | -9.6554 | [11 empty] | 1 | [7 empty] | 12.05 | 64.5228 | 9.9266 | 78.325 | 261.0833 | 8.3148 | #REF! | #REF! | #REF! | #REF! | 12.05 | 212.5219 | 32.6957 | 78.325 | 261.0833 | 8.3148 | #REF! | #REF! | #REF! | #REF! | 12.05 | 435.2436 | 66.9606 | 78.325 | 261.0833 | 8.3148 | #REF! | #REF! | #REF! | #REF! | 12.05 | 736.2992 | 113.2768 | 78.325 | 261.0833 | 8.3148 | #REF! | #REF! | #REF! | #REF! | 12.05 | 1115.3691 | 171.5952 | 78.325 | 261.0833 | 8.3148 | #REF! | #REF! | #REF! | 2 | 12.05 | 1569.0681 | 241.3951 | 78.325 | 261.0833 | 8.3148 | #REF! | #REF! | #REF! | 2 | 12.05 | 2100.8572 | 323.2088 | 78.325 | 261.0833 | 8.3148 | #REF! | #REF! | #REF! | 2 | 12.05 | 2707.8914 | 416.5987 | 78.325 | 261.0833 | 8.3148 | #REF! | #REF! | #REF!
| 2 | 12.4 | 0.095853 | 0.1244 | 0.00016683 | 80.6 | 0.014747 | 0.1244 | 80.6 | 32.24 | 8.4594 | 268.6667 | 8.5563 | 88.1644 | 81.8718 | 9.7049 | -81.7473 | -9.6901 | [11 empty] | 1 | [7 empty] | 12.1 | 63.8269 | 9.8195 | 78.65 | 262.1667 | 8.3493 | #REF! | #REF! | #REF! | #REF! | 12.1 | 211.5222 | 32.5419 | 78.65 | 262.1667 | 8.3493 | #REF! | #REF! | #REF! | #REF! | 12.1 | 433.8725 | 66.7496 | 78.65 | 262.1667 | 8.3493 | #REF! | #REF! | #REF! | #REF! | 12.1 | 734.5444 | 113.0068 | 78.65 | 262.1667 | 8.3493 | #REF! | #REF! | #REF! | #REF! | 12.1 | 1113.2358 | 171.267 | 78.65 | 262.1667 | 8.3493 | #REF! | #REF! | #REF! | 2 | 12.1 | 1566.5071 | 241.0011 | 78.65 | 262.1667 | 8.3493 | #REF! | #REF! | #REF! | 2 | 12.1 | 2097.8437 | 322.7452 | 78.65 | 262.1667 | 8.3493 | #REF! | #REF! | #REF! | 2 | 12.1 | 2704.4164 | 416.0641 | 78.65 | 262.1667 | 8.3493 | #REF! | #REF! | #REF!
| 2 | 12.45 | 0.10153 | 0.1323 | 0.00017742 | 80.925 | 0.01562 | 0.1323 | 80.925 | 32.37 | 8.4594 | 269.75 | 8.5908 | 88.1967 | 82.5031 | 9.7405 | -82.3708 | -9.7248 | [11 empty] | 1 | [7 empty] | 12.15 | 63.1357 | 9.7132 | 78.975 | 263.25 | 8.3838 | #REF! | #REF! | #REF! | #REF! | 12.15 | 210.5268 | 32.3887 | 78.975 | 263.25 | 8.3838 | #REF! | #REF! | #REF! | #REF! | 12.15 | 432.5057 | 66.5393 | 78.975 | 263.25 | 8.3838 | #REF! | #REF! | #REF! | #REF! | 12.15 | 732.7939 | 112.7375 | 78.975 | 263.25 | 8.3838 | #REF! | #REF! | #REF! | #REF! | 12.15 | 1111.1066 | 170.9395 | 78.975 | 263.25 | 8.3838 | #REF! | #REF! | #REF! | 2 | 12.15 | 1563.9511 | 240.6079 | 78.975 | 263.25 | 8.3838 | #REF! | #REF! | #REF! | 2 | 12.15 | 2094.8359 | 322.2824 | 78.975 | 263.25 | 8.3838 | #REF! | #REF! | #REF! | 2 | 12.15 | 2700.9479 | 415.5304 | 78.975 | 263.25 | 8.3838 | #REF! | #REF! | #REF!
| 2 | 12.5 | 0.10738 | 0.14048 | 0.00018839 | 81.25 | 0.016519 | 0.14048 | 81.25 | 32.5 | 8.4594 | 270.8333 | 8.6253 | 88.2288 | 83.1369 | 9.776 | -82.9964 | -9.7595 | [11 empty] | 1 | [7 empty] | 12.2 | 62.4493 | 9.6076 | 79.3 | 264.3333 | 8.4183 | #REF! | #REF! | #REF! | #REF! | 12.2 | 209.5356 | 32.2362 | 79.3 | 264.3333 | 8.4183 | #REF! | #REF! | #REF! | #REF! | 12.2 | 431.143 | 66.3297 | 79.3 | 264.3333 | 8.4183 | #REF! | #REF! | #REF! | #REF! | 12.2 | 731.0475 | 112.4688 | 79.3 | 264.3333 | 8.4183 | #REF! | #REF! | #REF! | #REF! | 12.2 | 1108.9815 | 170.6125 | 79.3 | 264.3333 | 8.4183 | #REF! | #REF! | #REF! | 2 | 12.2 | 1561.4 | 240.2154 | 79.3 | 264.3333 | 8.4183 | #REF! | #REF! | #REF! | 2 | 12.2 | 2091.8338 | 321.8206 | 79.3 | 264.3333 | 8.4183 | #REF! | #REF! | #REF! | 2 | 12.2 | 2697.486 | 414.9979 | 79.3 | 264.3333 | 8.4183 | #REF! | #REF! | #REF!
| 2 | 12.55 | 0.11339 | 0.14894 | 0.00019974 | 81.575 | 0.017445 | 0.14894 | 81.575 | 32.63 | 8.4594 | 271.9167 | 8.6598 | 88.2608 | 83.7729 | 9.8116 | -83.624 | -9.7941 | [11 empty] | 1 | [7 empty] | 12.25 | 61.7676 | 9.5027 | 79.625 | 265.4167 | 8.4528 | #REF! | #REF! | #REF! | #REF! | 12.25 | 208.5486 | 32.0844 | 79.625 | 265.4167 | 8.4528 | #REF! | #REF! | #REF! | #REF! | 12.25 | 429.7846 | 66.1207 | 79.625 | 265.4167 | 8.4528 | #REF! | #REF! | #REF! | #REF! | 12.25 | 729.3053 | 112.2008 | 79.625 | 265.4167 | 8.4528 | #REF! | #REF! | #REF! | #REF! | 12.25 | 1106.8605 | 170.2862 | 79.625 | 265.4167 | 8.4528 | #REF! | #REF! | #REF! | 2 | 12.25 | 1558.8539 | 239.8237 | 79.625 | 265.4167 | 8.4528 | #REF! | #REF! | #REF! | 2 | 12.25 | 2088.8374 | 321.3596 | 79.625 | 265.4167 | 8.4528 | #REF! | #REF! | #REF! | 2 | 12.25 | 2694.0307 | 414.4663 | 79.625 | 265.4167 | 8.4528 | #REF! | #REF! | #REF!
| 2 | 12.6 | 0.11957 | 0.15769 | 0.00021147 | 81.9 | 0.018396 | 0.15769 | 81.9 | 32.76 | 8.4594 | 273 | 8.6943 | 88.2927 | 84.4113 | 9.8471 | -84.2536 | -9.8287 | [11 empty] | 1 | [7 empty] | 12.3 | 61.0906 | 9.3986 | 79.95 | 266.5 | 8.4873 | #REF! | #REF! | #REF! | #REF! | 12.3 | 207.5658 | 31.9332 | 79.95 | 266.5 | 8.4873 | #REF! | #REF! | #REF! | #REF! | 12.3 | 428.4303 | 65.9124 | 79.95 | 266.5 | 8.4873 | #REF! | #REF! | #REF! | #REF! | 12.3 | 727.5673 | 111.9334 | 79.95 | 266.5 | 8.4873 | #REF! | #REF! | #REF! | #REF! | 12.3 | 1104.7437 | 169.9606 | 79.95 | 266.5 | 8.4873 | #REF! | #REF! | #REF! | 2 | 12.3 | 1556.3126 | 239.4327 | 79.95 | 266.5 | 8.4873 | #REF! | #REF! | #REF! | 2 | 12.3 | 2085.8466 | 320.8995 | 79.95 | 266.5 | 8.4873 | #REF! | #REF! | #REF! | 2 | 12.3 | 2690.5818 | 413.9357 | 79.95 | 266.5 | 8.4873 | #REF! | #REF! | #REF!
| 2 | 12.65 | 0.12593 | 0.16673 | 0.00022359 | 82.225 | 0.019373 | 0.16673 | 82.225 | 32.89 | 8.4594 | 274.0833 | 8.7288 | 88.3244 | 85.052 | 9.8826 | -84.8853 | -9.8633 | [11 empty] | 1 | [7 empty] | 12.35 | 60.4184 | 9.2951 | 80.275 | 267.5833 | 8.5218 | #REF! | #REF! | #REF! | #REF! | 12.35 | 206.5872 | 31.7826 | 80.275 | 267.5833 | 8.5218 | #REF! | #REF! | #REF! | #REF! | 12.35 | 427.0802 | 65.7047 | 80.275 | 267.5833 | 8.5218 | #REF! | #REF! | #REF! | #REF! | 12.35 | 725.8334 | 111.6667 | 80.275 | 267.5833 | 8.5218 | #REF! | #REF! | #REF! | #REF! | 12.35 | 1102.6308 | 169.6355 | 80.275 | 267.5833 | 8.5218 | #REF! | #REF! | #REF! | 2 | 12.35 | 1553.7762 | 239.0425 | 80.275 | 267.5833 | 8.5218 | #REF! | #REF! | #REF! | 2 | 12.35 | 2082.8614 | 320.4402 | 80.275 | 267.5833 | 8.5218 | #REF! | #REF! | #REF! | 2 | 12.35 | 2687.1394 | 413.4061 | 80.275 | 267.5833 | 8.5218 | #REF! | #REF! | #REF!
| 2 | 12.7 | 0.13245 | 0.17606 | 0.0002361 | 82.55 | 0.020376 | 0.17606 | 82.55 | 33.02 | 8.4594 | 275.1667 | 8.7633 | 88.3559 | 85.6951 | 9.9181 | -85.519 | -9.8978 | [11 empty] | 1 | [7 empty] | 12.4 | 59.751 | 9.1925 | 80.6 | 268.6667 | 8.5563 | #REF! | #REF! | #REF! | #REF! | 12.4 | 205.6127 | 31.6327 | 80.6 | 268.6667 | 8.5563 | #REF! | #REF! | #REF! | #REF! | 12.4 | 425.7342 | 65.4976 | 80.6 | 268.6667 | 8.5563 | #REF! | #REF! | #REF! | #REF! | 12.4 | 724.1035 | 111.4005 | 80.6 | 268.6667 | 8.5563 | #REF! | #REF! | #REF! | #REF! | 12.4 | 1100.5219 | 169.3111 | 80.6 | 268.6667 | 8.5563 | #REF! | #REF! | #REF! | 2 | 12.4 | 1551.2446 | 238.653 | 80.6 | 268.6667 | 8.5563 | #REF! | #REF! | #REF! | 2 | 12.4 | 2079.8818 | 319.9818 | 80.6 | 268.6667 | 8.5563 | #REF! | #REF! | #REF! | 2 | 12.4 | 2683.7034 | 412.8774 | 80.6 | 268.6667 | 8.5563 | #REF! | #REF! | #REF!
| 2 | 12.75 | 0.13914 | 0.18568 | 0.000249 | 82.875 | 0.021406 | 0.18568 | 82.875 | 33.15 | 8.4594 | 276.25 | 8.7978 | 88.3874 | 86.3405 | 9.9537 | -86.1548 | -9.9322 | [11 empty] | 1 | [7 empty] | 12.45 | 59.0883 | 9.0905 | 80.925 | 269.75 | 8.5908 | #REF! | #REF! | #REF! | #REF! | 12.45 | 204.6424 | 31.4834 | 80.925 | 269.75 | 8.5908 | #REF! | #REF! | #REF! | #REF! | 12.45 | 424.3923 | 65.2911 | 80.925 | 269.75 | 8.5908 | #REF! | #REF! | #REF! | #REF! | 12.45 | 722.3777 | 111.135 | 80.925 | 269.75 | 8.5908 | #REF! | #REF! | #REF! | #REF! | 12.45 | 1098.4171 | 168.9872 | 80.925 | 269.75 | 8.5908 | #REF! | #REF! | #REF! | 2 | 12.45 | 1548.7178 | 238.2643 | 80.925 | 269.75 | 8.5908 | #REF! | #REF! | #REF! | 2 | 12.45 | 2076.9076 | 319.5242 | 80.925 | 269.75 | 8.5908 | #REF! | #REF! | #REF! | 2 | 12.45 | 2680.2738 | 412.3498 | 80.925 | 269.75 | 8.5908 | #REF! | #REF! | #REF!
| 2 | 12.8 | 0.146 | 0.19559 | 0.0002623 | 83.2 | 0.022461 | 0.19559 | 83.2 | 33.28 | 8.4594 | 277.3333 | 8.8323 | 88.4187 | 86.9882 | 9.9891 | -86.7926 | -9.9667 | [11 empty] | 1 | [7 empty] | 12.5 | 58.4303 | 8.9893 | 81.25 | 270.8333 | 8.6253 | #REF! | #REF! | #REF! | #REF! | 12.5 | 203.6762 | 31.3348 | 81.25 | 270.8333 | 8.6253 | #REF! | #REF! | #REF! | #REF! | 12.5 | 423.0545 | 65.0853 | 81.25 | 270.8333 | 8.6253 | #REF! | #REF! | #REF! | #REF! | 12.5 | 720.656 | 110.8701 | 81.25 | 270.8333 | 8.6253 | #REF! | #REF! | #REF! | #REF! | 12.5 | 1096.3161 | 168.664 | 81.25 | 270.8333 | 8.6253 | #REF! | #REF! | #REF! | 2 | 12.5 | 1546.1957 | 237.8763 | 81.25 | 270.8333 | 8.6253 | #REF! | #REF! | #REF! | 2 | 12.5 | 2073.9389 | 319.0675 | 81.25 | 270.8333 | 8.6253 | #REF! | #REF! | #REF! | 2 | 12.5 | 2676.8505 | 411.8231 | 81.25 | 270.8333 | 8.6253 | #REF! | #REF! | #REF!
| 2 | 12.85 | 0.15302 | 0.20581 | 0.000276 | 83.525 | 0.023542 | 0.20581 | 83.525 | 33.41 | 8.4594 | 278.4167 | 8.8668 | 88.4498 | 87.6382 | 10.0246 | -87.4324 | -10.0011 | [11 empty] | 1 | [7 empty] | 12.55 | 57.7771 | 8.8888 | 81.575 | 271.9167 | 8.6598 | #REF! | #REF! | #REF! | #REF! | 12.55 | 202.7142 | 31.1868 | 81.575 | 271.9167 | 8.6598 | #REF! | #REF! | #REF! | #REF! | 12.55 | 421.7208 | 64.8801 | 81.575 | 271.9167 | 8.6598 | #REF! | #REF! | #REF! | #REF! | 12.55 | 718.9382 | 110.6059 | 81.575 | 271.9167 | 8.6598 | #REF! | #REF! | #REF! | #REF! | 12.55 | 1094.2191 | 168.3414 | 81.575 | 271.9167 | 8.6598 | #REF! | #REF! | #REF! | 2 | 12.55 | 1543.6782 | 237.489 | 81.575 | 271.9167 | 8.6598 | #REF! | #REF! | #REF! | 2 | 12.55 | 2070.9757 | 318.6116 | 81.575 | 271.9167 | 8.6598 | #REF! | #REF! | #REF! | 2 | 12.55 | 2673.4335 | 411.2975 | 81.575 | 271.9167 | 8.6598 | #REF! | #REF! | #REF!
| 2 | 12.9 | 0.16022 | 0.21633 | 0.0002901 | 83.85 | 0.024649 | 0.21633 | 83.85 | 33.54 | 8.4594 | 279.5 | 8.9013 | 88.4809 | 88.2906 | 10.0601 | -88.0742 | -10.0355 | [11 empty] | 1 | [7 empty] | 12.6 | 57.1286 | 8.789 | 81.9 | 273 | 8.6943 | #REF! | #REF! | #REF! | #REF! | 12.6 | 201.7562 | 31.0394 | 81.9 | 273 | 8.6943 | #REF! | #REF! | #REF! | #REF! | 12.6 | 420.391 | 64.6755 | 81.9 | 273 | 8.6943 | #REF! | #REF! | #REF! | #REF! | 12.6 | 717.2244 | 110.3422 | 81.9 | 273 | 8.6943 | #REF! | #REF! | #REF! | #REF! | 12.6 | 1092.1259 | 168.0194 | 81.9 | 273 | 8.6943 | #REF! | #REF! | #REF! | 2 | 12.6 | 1541.1655 | 237.1024 | 81.9 | 273 | 8.6943 | #REF! | #REF! | #REF! | 2 | 12.6 | 2068.0179 | 318.1566 | 81.9 | 273 | 8.6943 | #REF! | #REF! | #REF! | 2 | 12.6 | 2670.0227 | 410.7727 | 81.9 | 273 | 8.6943 | #REF! | #REF! | #REF!
| 2 | 12.95 | 0.16759 | 0.22715 | 0.00030461 | 84.175 | 0.025782 | 0.22715 | 84.175 | 33.67 | 8.4594 | 280.5833 | 8.9358 | 88.5117 | 88.9453 | 10.0956 | -88.7181 | -10.0698 | [11 empty] | 1 | [7 empty] | 12.65 | 56.4849 | 8.69 | 82.225 | 274.0833 | 8.7288 | #REF! | #REF! | #REF! | #REF! | 12.65 | 200.8024 | 30.8927 | 82.225 | 274.0833 | 8.7288 | #REF! | #REF! | #REF! | #REF! | 12.65 | 419.0653 | 64.4716 | 82.225 | 274.0833 | 8.7288 | #REF! | #REF! | #REF! | #REF! | 12.65 | 715.5145 | 110.0792 | 82.225 | 274.0833 | 8.7288 | #REF! | #REF! | #REF! | #REF! | 12.65 | 1090.0365 | 167.6979 | 82.225 | 274.0833 | 8.7288 | #REF! | #REF! | #REF! | 2 | 12.65 | 1538.6573 | 236.7165 | 82.225 | 274.0833 | 8.7288 | #REF! | #REF! | #REF! | 2 | 12.65 | 2065.0654 | 317.7024 | 82.225 | 274.0833 | 8.7288 | #REF! | #REF! | #REF! | 2 | 12.65 | 2666.6182 | 410.2489 | 82.225 | 274.0833 | 8.7288 | #REF! | #REF! | #REF!
| 2 | 13 | 0.17512 | 0.23828 | 0.00031954 | 84.5 | 0.026942 | 0.23828 | 84.5 | 33.8 | 8.4594 | 281.6667 | 8.9703 | 88.5425 | 89.6023 | 10.131 | -89.364 | -10.1041 | [11 empty] | 1 | [7 empty] | 12.7 | 55.8459 | 8.5917 | 82.55 | 275.1667 | 8.7633 | #REF! | #REF! | #REF! | #REF! | 12.7 | 199.8526 | 30.7466 | 82.55 | 275.1667 | 8.7633 | #REF! | #REF! | #REF! | #REF! | 12.7 | 417.7436 | 64.2682 | 82.55 | 275.1667 | 8.7633 | #REF! | #REF! | #REF! | #REF! | 12.7 | 713.8086 | 109.8167 | 82.55 | 275.1667 | 8.7633 | #REF! | #REF! | #REF! | #REF! | 12.7 | 1087.951 | 167.3771 | 82.55 | 275.1667 | 8.7633 | #REF! | #REF! | #REF! | 2 | 12.7 | 1536.1537 | 236.3313 | 82.55 | 275.1667 | 8.7633 | #REF! | #REF! | #REF! | 2 | 12.7 | 2062.1183 | 317.249 | 82.55 | 275.1667 | 8.7633 | #REF! | #REF! | #REF! | 2 | 12.7 | 2663.2198 | 409.7261 | 82.55 | 275.1667 | 8.7633 | #REF! | #REF! | #REF!
| 2 | 13.05 | 0.18282 | 0.24972 | 0.00033488 | 84.825 | 0.028127 | 0.24972 | 84.825 | 33.93 | 8.4594 | 282.75 | 9.0048 | 88.5731 | 90.2617 | 10.1665 | -90.0119 | -10.1384 | [11 empty] | 1 | [7 empty] | 12.75 | 55.2116 | 8.4941 | 82.875 | 276.25 | 8.7978 | #REF! | #REF! | #REF! | #REF! | 12.75 | 198.9069 | 30.6011 | 82.875 | 276.25 | 8.7978 | #REF! | #REF! | #REF! | #REF! | 12.75 | 416.4258 | 64.0655 | 82.875 | 276.25 | 8.7978 | #REF! | #REF! | #REF! | #REF! | 12.75 | 712.1065 | 109.5548 | 82.875 | 276.25 | 8.7978 | #REF! | #REF! | #REF! | #REF! | 12.75 | 1085.8692 | 167.0568 | 82.875 | 276.25 | 8.7978 | #REF! | #REF! | #REF! | 2 | 12.75 | 1533.6547 | 235.9469 | 82.875 | 276.25 | 8.7978 | #REF! | #REF! | #REF! | 2 | 12.75 | 2059.1765 | 316.7964 | 82.875 | 276.25 | 8.7978 | #REF! | #REF! | #REF! | 2 | 12.75 | 2659.8276 | 409.2042 | 82.875 | 276.25 | 8.7978 | #REF! | #REF! | #REF!
| 2 | 13.1 | 0.1907 | 0.26147 | 0.00035064 | 85.15 | 0.029338 | 0.26147 | 85.15 | 34.06 | 8.4594 | 283.8333 | 9.0393 | 88.6036 | 90.9233 | 10.2019 | -90.6619 | -10.1726 | [11 empty] | 1 | [7 empty] | 12.8 | 54.5821 | 8.3973 | 83.2 | 277.3333 | 8.8323 | #REF! | #REF! | #REF! | #REF! | 12.8 | 197.9652 | 30.4562 | 83.2 | 277.3333 | 8.8323 | #REF! | #REF! | #REF! | #REF! | 12.8 | 415.112 | 63.8634 | 83.2 | 277.3333 | 8.8323 | #REF! | #REF! | #REF! | #REF! | 12.8 | 710.4083 | 109.2936 | 83.2 | 277.3333 | 8.8323 | #REF! | #REF! | #REF! | #REF! | 12.8 | 1083.7912 | 166.7371 | 83.2 | 277.3333 | 8.8323 | #REF! | #REF! | #REF! | 2 | 12.8 | 1531.1602 | 235.5631 | 83.2 | 277.3333 | 8.8323 | #REF! | #REF! | #REF! | 2 | 12.8 | 2056.2399 | 316.3446 | 83.2 | 277.3333 | 8.8323 | #REF! | #REF! | #REF! | 2 | 12.8 | 2656.4414 | 408.6833 | 83.2 | 277.3333 | 8.8323 | #REF! | #REF! | #REF!
| 2 | 13.15 | 0.19874 | 0.27354 | 0.00036682 | 85.475 | 0.030575 | 0.27354 | 85.475 | 34.19 | 8.4594 | 284.9167 | 9.0738 | 88.634 | 91.5874 | 10.2374 | -91.3138 | -10.2068 | [11 empty] | 1 | [7 empty] | 12.85 | 53.9574 | 8.3011 | 83.525 | 278.4167 | 8.8668 | #REF! | #REF! | #REF! | #REF! | 12.85 | 197.0276 | 30.3119 | 83.525 | 278.4167 | 8.8668 | #REF! | #REF! | #REF! | #REF! | 12.85 | 413.8021 | 63.6619 | 83.525 | 278.4167 | 8.8668 | #REF! | #REF! | #REF! | #REF! | 12.85 | 708.7139 | 109.0329 | 83.525 | 278.4167 | 8.8668 | #REF! | #REF! | #REF! | #REF! | 12.85 | 1081.7168 | 166.418 | 83.525 | 278.4167 | 8.8668 | #REF! | #REF! | #REF! | 2 | 12.85 | 1528.6702 | 235.18 | 83.525 | 278.4167 | 8.8668 | #REF! | #REF! | #REF! | 2 | 12.85 | 2053.3085 | 315.8936 | 83.525 | 278.4167 | 8.8668 | #REF! | #REF! | #REF! | 2 | 12.85 | 2653.0614 | 408.1633 | 83.525 | 278.4167 | 8.8668 | #REF! | #REF! | #REF!
| 2 | 13.2 | 0.20695 | 0.28592 | 0.00038342 | 85.8 | 0.031838 | 0.28592 | 85.8 | 34.32 | 8.4594 | 286 | 9.1083 | 88.6642 | 92.2537 | 10.2728 | -91.9678 | -10.2409 | [11 empty] | 1 | [7 empty] | 12.9 | 53.3374 | 8.2057 | 83.85 | 279.5 | 8.9013 | #REF! | #REF! | #REF! | #REF! | 12.9 | 196.094 | 30.1683 | 83.85 | 279.5 | 8.9013 | #REF! | #REF! | #REF! | #REF! | 12.9 | 412.496 | 63.4609 | 83.85 | 279.5 | 8.9013 | #REF! | #REF! | #REF! | #REF! | 12.9 | 707.0233 | 108.7728 | 83.85 | 279.5 | 8.9013 | #REF! | #REF! | #REF! | #REF! | 12.9 | 1079.6462 | 166.0994 | 83.85 | 279.5 | 8.9013 | #REF! | #REF! | #REF! | 2 | 12.9 | 1526.1846 | 234.7976 | 83.85 | 279.5 | 8.9013 | #REF! | #REF! | #REF! | 2 | 12.9 | 2050.3823 | 315.4434 | 83.85 | 279.5 | 8.9013 | #REF! | #REF! | #REF! | 2 | 12.9 | 2649.6873 | 407.6442 | 83.85 | 279.5 | 8.9013 | #REF! | #REF! | #REF!
| 2 | 13.25 | 0.21533 | 0.29862 | 0.00040046 | 86.125 | 0.033127 | 0.29862 | 86.125 | 34.45 | 8.4594 | 287.0833 | 9.1428 | 88.6943 | 92.9224 | 10.3082 | -92.6238 | -10.2751 | [11 empty] | 1 | [7 empty] | 12.95 | 52.7221 | 8.1111 | 84.175 | 280.5833 | 8.9358 | #REF! | #REF! | #REF! | #REF! | 12.95 | 195.1644 | 30.0253 | 84.175 | 280.5833 | 8.9358 | #REF! | #REF! | #REF! | #REF! | 12.95 | 411.1939 | 63.2606 | 84.175 | 280.5833 | 8.9358 | #REF! | #REF! | #REF! | #REF! | 12.95 | 705.3365 | 108.5133 | 84.175 | 280.5833 | 8.9358 | #REF! | #REF! | #REF! | #REF! | 12.95 | 1077.5792 | 165.7814 | 84.175 | 280.5833 | 8.9358 | #REF! | #REF! | #REF! | 2 | 12.95 | 1523.7034 | 234.4159 | 84.175 | 280.5833 | 8.9358 | #REF! | #REF! | #REF! | 2 | 12.95 | 2047.4613 | 314.994 | 84.175 | 280.5833 | 8.9358 | #REF! | #REF! | #REF! | 2 | 12.95 | 2646.3193 | 407.126 | 84.175 | 280.5833 | 8.9358 | #REF! | #REF! | #REF!
| 2 | 13.3 | 0.22387 | 0.31165 | 0.00041793 | 86.45 | 0.034442 | 0.31165 | 86.45 | 34.58 | 8.4594 | 288.1667 | 9.1773 | 88.7242 | 93.5934 | 10.3436 | -93.2818 | -10.3092 | [11 empty] | 1 | [7 empty] | 13 | 52.1116 | 8.0172 | 84.5 | 281.6667 | 8.9703 | #REF! | #REF! | #REF! | #REF! | 13 | 194.2387 | 29.8829 | 84.5 | 281.6667 | 8.9703 | #REF! | #REF! | #REF! | #REF! | 13 | 409.8956 | 63.0609 | 84.5 | 281.6667 | 8.9703 | #REF! | #REF! | #REF! | #REF! | 13 | 703.6535 | 108.2544 | 84.5 | 281.6667 | 8.9703 | #REF! | #REF! | #REF! | #REF! | 13 | 1075.5158 | 165.464 | 84.5 | 281.6667 | 8.9703 | #REF! | #REF! | #REF! | 2 | 13 | 1521.2266 | 234.0349 | 84.5 | 281.6667 | 8.9703 | #REF! | #REF! | #REF! | 2 | 13 | 2044.5453 | 314.5454 | 84.5 | 281.6667 | 8.9703 | #REF! | #REF! | #REF! | 2 | 13 | 2642.9571 | 406.6088 | 84.5 | 281.6667 | 8.9703 | #REF! | #REF! | #REF!
| 2 | 13.35 | 0.23259 | 0.325 | 0.00043583 | 86.775 | 0.035783 | 0.325 | 86.775 | 34.71 | 8.4594 | 289.25 | 9.2118 | 88.754 | 94.2668 | 10.379 | -93.9418 | -10.3432 | [11 empty] | 1 | [7 empty] | 13.05 | 51.5058 | 7.924 | 84.825 | 282.75 | 9.0048 | #REF! | #REF! | #REF! | #REF! | 13.05 | 193.3171 | 29.7411 | 84.825 | 282.75 | 9.0048 | #REF! | #REF! | #REF! | #REF! | 13.05 | 408.6011 | 62.8617 | 84.825 | 282.75 | 9.0048 | #REF! | #REF! | #REF! | #REF! | 13.05 | 701.9741 | 107.996 | 84.825 | 282.75 | 9.0048 | #REF! | #REF! | #REF! | #REF! | 13.05 | 1073.456 | 165.1471 | 84.825 | 282.75 | 9.0048 | #REF! | #REF! | #REF! | 2 | 13.05 | 1518.7542 | 233.6545 | 84.825 | 282.75 | 9.0048 | #REF! | #REF! | #REF! | 2 | 13.05 | 2041.6345 | 314.0976 | 84.825 | 282.75 | 9.0048 | #REF! | #REF! | #REF! | 2 | 13.05 | 2639.6009 | 406.0925 | 84.825 | 282.75 | 9.0048 | #REF! | #REF! | #REF!
| 2 | 13.4 | 0.24148 | 0.33868 | 0.00045418 | 87.1 | 0.03715 | 0.33868 | 87.1 | 34.84 | 8.4594 | 290.3333 | 9.2463 | 88.7837 | 94.9424 | 10.4144 | -94.6038 | -10.3772 | [11 empty] | 1 | [7 empty] | 13.1 | 50.9047 | 7.8315 | 85.15 | 283.8333 | 9.0393 | #REF! | #REF! | #REF! | #REF! | 13.1 | 192.3994 | 29.5999 | 85.15 | 283.8333 | 9.0393 | #REF! | #REF! | #REF! | #REF! | 13.1 | 407.3105 | 62.6631 | 85.15 | 283.8333 | 9.0393 | #REF! | #REF! | #REF! | #REF! | 13.1 | 700.2985 | 107.7382 | 85.15 | 283.8333 | 9.0393 | #REF! | #REF! | #REF! | #REF! | 13.1 | 1071.3998 | 164.8307 | 85.15 | 283.8333 | 9.0393 | #REF! | #REF! | #REF! | 2 | 13.1 | 1516.286 | 233.2748 | 85.15 | 283.8333 | 9.0393 | #REF! | #REF! | #REF! | 2 | 13.1 | 2038.7287 | 313.6506 | 85.15 | 283.8333 | 9.0393 | #REF! | #REF! | #REF! | 2 | 13.1 | 2636.2506 | 405.577 | 85.15 | 283.8333 | 9.0393 | #REF! | #REF! | #REF!
| 2 | 13.45 | 0.25053 | 0.35269 | 0.00047296 | 87.425 | 0.038543 | 0.35269 | 87.425 | 34.97 | 8.4594 | 291.4167 | 9.2808 | 88.8133 | 95.6204 | 10.4498 | -95.2678 | -10.4112 | [11 empty] | 1 | [7 empty] | 13.15 | 50.3084 | 7.7398 | 85.475 | 284.9167 | 9.0738 | #REF! | #REF! | #REF! | #REF! | 13.15 | 191.4856 | 29.4593 | 85.475 | 284.9167 | 9.0738 | #REF! | #REF! | #REF! | #REF! | 13.15 | 406.0236 | 62.4652 | 85.475 | 284.9167 | 9.0738 | #REF! | #REF! | #REF! | #REF! | 13.15 | 698.6265 | 107.481 | 85.475 | 284.9167 | 9.0738 | #REF! | #REF! | #REF! | #REF! | 13.15 | 1069.3471 | 164.5149 | 85.475 | 284.9167 | 9.0738 | #REF! | #REF! | #REF! | 2 | 13.15 | 1513.8221 | 232.8957 | 85.475 | 284.9167 | 9.0738 | #REF! | #REF! | #REF! | 2 | 13.15 | 2035.8279 | 313.2043 | 85.475 | 284.9167 | 9.0738 | #REF! | #REF! | #REF! | 2 | 13.15 | 2632.9061 | 405.0625 | 85.475 | 284.9167 | 9.0738 | #REF! | #REF! | #REF!
| 2 | 13.5 | 0.25976 | 0.36703 | 0.0004922 | 87.75 | 0.039962 | 0.36703 | 87.75 | 35.1 | 8.4594 | 292.5 | 9.3153 | 88.8427 | 96.3008 | 10.4851 | -95.9338 | -10.4452 | [11 empty] | 1 | [7 empty] | 13.2 | 49.7169 | 7.6488 | 85.8 | 286 | 9.1083 | #REF! | #REF! | #REF! | #REF! | 13.2 | 190.5758 | 29.3194 | 85.8 | 286 | 9.1083 | #REF! | #REF! | #REF! | #REF! | 13.2 | 404.7405 | 62.2678 | 85.8 | 286 | 9.1083 | #REF! | #REF! | #REF! | #REF! | 13.2 | 696.9582 | 107.2243 | 85.8 | 286 | 9.1083 | #REF! | #REF! | #REF! | #REF! | 13.2 | 1067.2978 | 164.1997 | 85.8 | 286 | 9.1083 | #REF! | #REF! | #REF! | 2 | 13.2 | 1511.3625 | 232.5173 | 85.8 | 286 | 9.1083 | #REF! | #REF! | #REF! | 2 | 13.2 | 2032.9321 | 312.7588 | 85.8 | 286 | 9.1083 | #REF! | #REF! | #REF! | 2 | 13.2 | 2629.5674 | 404.5488 | 85.8 | 286 | 9.1083 | #REF! | #REF! | #REF!
| 2 | 13.55 | 0.26915 | 0.38171 | 0.00051189 | 88.075 | 0.041407 | 0.38171 | 88.075 | 35.23 | 8.4594 | 293.5833 | 9.3498 | 88.872 | 96.9835 | 10.5205 | -96.6017 | -10.4791 | [11 empty] | 1 | [7 empty] | 13.25 | 49.1301 | 7.5585 | 86.125 | 287.0833 | 9.1428 | #REF! | #REF! | #REF! | #REF! | 13.25 | 189.6699 | 29.18 | 86.125 | 287.0833 | 9.1428 | #REF! | #REF! | #REF! | #REF! | 13.25 | 403.4611 | 62.0709 | 86.125 | 287.0833 | 9.1428 | #REF! | #REF! | #REF! | #REF! | 13.25 | 695.2935 | 106.9682 | 86.125 | 287.0833 | 9.1428 | #REF! | #REF! | #REF! | #REF! | 13.25 | 1065.2521 | 163.8849 | 86.125 | 287.0833 | 9.1428 | #REF! | #REF! | #REF! | 2 | 13.25 | 1508.9071 | 232.1395 | 86.125 | 287.0833 | 9.1428 | #REF! | #REF! | #REF! | 2 | 13.25 | 2030.0412 | 312.314 | 86.125 | 287.0833 | 9.1428 | #REF! | #REF! | #REF! | 2 | 13.25 | 2626.2344 | 404.0361 | 86.125 | 287.0833 | 9.1428 | #REF! | #REF! | #REF!
| 2 | 13.6 | 0.27871 | 0.39673 | 0.00053203 | 88.4 | 0.042878 | 0.39673 | 88.4 | 35.36 | 8.4594 | 294.6667 | 9.3843 | 88.9012 | 97.6685 | 10.5559 | -97.2717 | -10.513 | [11 empty] | 1 | [7 empty] | 13.3 | 48.548 | 7.4689 | 86.45 | 288.1667 | 9.1773 | #REF! | #REF! | #REF! | #REF! | 13.3 | 188.7679 | 29.0412 | 86.45 | 288.1667 | 9.1773 | #REF! | #REF! | #REF! | #REF! | 13.3 | 402.1855 | 61.8747 | 86.45 | 288.1667 | 9.1773 | #REF! | #REF! | #REF! | #REF! | 13.3 | 693.6324 | 106.7127 | 86.45 | 288.1667 | 9.1773 | #REF! | #REF! | #REF! | #REF! | 13.3 | 1063.2098 | 163.5707 | 86.45 | 288.1667 | 9.1773 | #REF! | #REF! | #REF! | 2 | 13.3 | 1506.4558 | 231.7624 | 86.45 | 288.1667 | 9.1773 | #REF! | #REF! | #REF! | 2 | 13.3 | 2027.1552 | 311.87 | 86.45 | 288.1667 | 9.1773 | #REF! | #REF! | #REF! | 2 | 13.3 | 2622.9072 | 403.5242 | 86.45 | 288.1667 | 9.1773 | #REF! | #REF! | #REF!
| 2 | 13.65 | 0.28844 | 0.41209 | 0.00055263 | 88.725 | 0.044375 | 0.41209 | 88.725 | 35.49 | 8.4594 | 295.75 | 9.4188 | 88.9303 | 98.3558 | 10.5912 | -97.9437 | -10.5468 | [11 empty] | 1 | [7 empty] | 13.35 | 47.9707 | 7.3801 | 86.775 | 289.25 | 9.2118 | #REF! | #REF! | #REF! | #REF! | 13.35 | 187.8698 | 28.903 | 86.775 | 289.25 | 9.2118 | #REF! | #REF! | #REF! | #REF! | 13.35 | 400.9135 | 61.679 | 86.775 | 289.25 | 9.2118 | #REF! | #REF! | #REF! | #REF! | 13.35 | 691.9748 | 106.4577 | 86.775 | 289.25 | 9.2118 | #REF! | #REF! | #REF! | #REF! | 13.35 | 1061.1709 | 163.2571 | 86.775 | 289.25 | 9.2118 | #REF! | #REF! | #REF! | 2 | 13.35 | 1504.0087 | 231.386 | 86.775 | 289.25 | 9.2118 | #REF! | #REF! | #REF! | 2 | 13.35 | 2024.2741 | 311.4268 | 86.775 | 289.25 | 9.2118 | #REF! | #REF! | #REF! | 2 | 13.35 | 2619.5857 | 403.0132 | 86.775 | 289.25 | 9.2118 | #REF! | #REF! | #REF!
| 2 | 13.7 | 0.29834 | 0.4278 | 0.00057369 | 89.05 | 0.045898 | 0.4278 | 89.05 | 35.62 | 8.4594 | 296.8333 | 9.4533 | 88.9592 | 99.0455 | 10.6266 | -98.6177 | -10.5807 | [11 empty] | 1 | [7 empty] | 13.4 | 47.3981 | 7.292 | 87.1 | 290.3333 | 9.2463 | #REF! | #REF! | #REF! | #REF! | 13.4 | 186.9756 | 28.7655 | 87.1 | 290.3333 | 9.2463 | #REF! | #REF! | #REF! | #REF! | 13.4 | 399.6453 | 61.4839 | 87.1 | 290.3333 | 9.2463 | #REF! | #REF! | #REF! | #REF! | 13.4 | 690.3208 | 106.2032 | 87.1 | 290.3333 | 9.2463 | #REF! | #REF! | #REF! | #REF! | 13.4 | 1059.1354 | 162.9439 | 87.1 | 290.3333 | 9.2463 | #REF! | #REF! | #REF! | 2 | 13.4 | 1501.5657 | 231.0101 | 87.1 | 290.3333 | 9.2463 | #REF! | #REF! | #REF! | 2 | 13.4 | 2021.3979 | 310.9843 | 87.1 | 290.3333 | 9.2463 | #REF! | #REF! | #REF! | 2 | 13.4 | 2616.2698 | 402.5031 | 87.1 | 290.3333 | 9.2463 | #REF! | #REF! | #REF!
| 2 | 13.75 | 0.30841 | 0.44385 | 0.00059521 | 89.375 | 0.047447 | 0.44385 | 89.375 | 35.75 | 8.4594 | 297.9167 | 9.4878 | 88.988 | 99.7375 | 10.6619 | -99.2936 | -10.6144 | [11 empty] | 1 | [7 empty] | 13.45 | 46.8303 | 7.2047 | 87.425 | 291.4167 | 9.2808 | #REF! | #REF! | #REF! | #REF! | 13.45 | 186.0852 | 28.6285 | 87.425 | 291.4167 | 9.2808 | #REF! | #REF! | #REF! | #REF! | 13.45 | 398.3807 | 61.2893 | 87.425 | 291.4167 | 9.2808 | #REF! | #REF! | #REF! | #REF! | 13.45 | 688.6703 | 105.9493 | 87.425 | 291.4167 | 9.2808 | #REF! | #REF! | #REF! | #REF! | 13.45 | 1057.1032 | 162.6313 | 87.425 | 291.4167 | 9.2808 | #REF! | #REF! | #REF! | 2 | 13.45 | 1499.1267 | 230.6349 | 87.425 | 291.4167 | 9.2808 | #REF! | #REF! | #REF! | 2 | 13.45 | 2018.5264 | 310.5425 | 87.425 | 291.4167 | 9.2808 | #REF! | #REF! | #REF! | 2 | 13.45 | 2612.9596 | 401.9938 | 87.425 | 291.4167 | 9.2808 | #REF! | #REF! | #REF!
| 2 | 13.8 | 0.31864 | 0.46025 | 0.0006172 | 89.7 | 0.049022 | 0.46025 | 89.7 | 35.88 | 8.4594 | 299 | 9.5223 | 89.0166 | 100.4318 | 10.6972 | -99.9716 | -10.6482 | [11 empty] | 1 | [7 empty] | 13.5 | 46.2672 | 7.118 | 87.75 | 292.5 | 9.3153 | #REF! | #REF! | #REF! | #REF! | 13.5 | 185.1986 | 28.4921 | 87.75 | 292.5 | 9.3153 | #REF! | #REF! | #REF! | #REF! | 13.5 | 397.1197 | 61.0953 | 87.75 | 292.5 | 9.3153 | #REF! | #REF! | #REF! | #REF! | 13.5 | 687.0233 | 105.6959 | 87.75 | 292.5 | 9.3153 | #REF! | #REF! | #REF! | #REF! | 13.5 | 1055.0744 | 162.3191 | 87.75 | 292.5 | 9.3153 | #REF! | #REF! | #REF! | 2 | 13.5 | 1496.6919 | 230.2603 | 87.75 | 292.5 | 9.3153 | #REF! | #REF! | #REF! | 2 | 13.5 | 2015.6597 | 310.1015 | 87.75 | 292.5 | 9.3153 | #REF! | #REF! | #REF! | 2 | 13.5 | 2609.6549 | 401.4854 | 87.75 | 292.5 | 9.3153 | #REF! | #REF! | #REF!
| 2 | 13.85 | 0.32905 | 0.477 | 0.00063967 | 90.025 | 0.050623 | 0.477 | 90.025 | 36.01 | 8.4594 | 300.0833 | 9.5568 | 89.0452 | 101.1285 | 10.7325 | -100.6515 | -10.6819 | [11 empty] | 1 | [7 empty] | 13.55 | 45.7088 | 7.0321 | 88.075 | 293.5833 | 9.3498 | #REF! | #REF! | #REF! | #REF! | 13.55 | 184.3159 | 28.3563 | 88.075 | 293.5833 | 9.3498 | #REF! | #REF! | #REF! | #REF! | 13.55 | 395.8623 | 60.9019 | 88.075 | 293.5833 | 9.3498 | #REF! | #REF! | #REF! | #REF! | 13.55 | 685.3798 | 105.443 | 88.075 | 293.5833 | 9.3498 | #REF! | #REF! | #REF! | #REF! | 13.55 | 1053.0489 | 162.0075 | 88.075 | 293.5833 | 9.3498 | #REF! | #REF! | #REF! | 2 | 13.55 | 1494.261 | 229.8863 | 88.075 | 293.5833 | 9.3498 | #REF! | #REF! | #REF! | 2 | 13.55 | 2012.7977 | 309.6612 | 88.075 | 293.5833 | 9.3498 | #REF! | #REF! | #REF! | 2 | 13.55 | 2606.3558 | 400.9778 | 88.075 | 293.5833 | 9.3498 | #REF! | #REF! | #REF!
| 2 | 13.9 | 0.33962 | 0.49411 | 0.00066261 | 90.35 | 0.05225 | 0.49411 | 90.35 | 36.14 | 8.4594 | 301.1667 | 9.5913 | 89.0736 | 101.8275 | 10.7678 | -101.3334 | -10.7156 | [11 empty] | 1 | [7 empty] | 13.6 | 45.1552 | 6.947 | 88.4 | 294.6667 | 9.3843 | #REF! | #REF! | #REF! | #REF! | 13.6 | 183.437 | 28.2211 | 88.4 | 294.6667 | 9.3843 | #REF! | #REF! | #REF! | #REF! | 13.6 | 394.6086 | 60.709 | 88.4 | 294.6667 | 9.3843 | #REF! | #REF! | #REF! | #REF! | 13.6 | 683.7397 | 105.1907 | 88.4 | 294.6667 | 9.3843 | #REF! | #REF! | #REF! | #REF! | 13.6 | 1051.0266 | 161.6964 | 88.4 | 294.6667 | 9.3843 | #REF! | #REF! | #REF! | 2 | 13.6 | 1491.8341 | 229.5129 | 88.4 | 294.6667 | 9.3843 | #REF! | #REF! | #REF! | 2 | 13.6 | 2009.9405 | 309.2216 | 88.4 | 294.6667 | 9.3843 | #REF! | #REF! | #REF! | 2 | 13.6 | 2603.0622 | 400.4711 | 88.4 | 294.6667 | 9.3843 | #REF! | #REF! | #REF!
| 2 | 13.95 | 0.35037 | 0.51157 | 0.00068603 | 90.675 | 0.053903 | 0.51157 | 90.675 | 36.27 | 8.4594 | 302.25 | 9.6258 | 89.1018 | 102.5288 | 10.8031 | -102.0172 | -10.7492 | [11 empty] | 1 | [7 empty] | 13.65 | 44.6063 | 6.8625 | 88.725 | 295.75 | 9.4188 | #REF! | #REF! | #REF! | #REF! | 13.65 | 182.5619 | 28.0864 | 88.725 | 295.75 | 9.4188 | #REF! | #REF! | #REF! | #REF! | 13.65 | 393.3584 | 60.5167 | 88.725 | 295.75 | 9.4188 | #REF! | #REF! | #REF! | #REF! | 13.65 | 682.103 | 104.9389 | 88.725 | 295.75 | 9.4188 | #REF! | #REF! | #REF! | #REF! | 13.65 | 1049.0076 | 161.3858 | 88.725 | 295.75 | 9.4188 | #REF! | #REF! | #REF! | 2 | 13.65 | 1489.4112 | 229.1402 | 88.725 | 295.75 | 9.4188 | #REF! | #REF! | #REF! | 2 | 13.65 | 2007.0879 | 308.7828 | 88.725 | 295.75 | 9.4188 | #REF! | #REF! | #REF! | 2 | 13.65 | 2599.774 | 399.9652 | 88.725 | 295.75 | 9.4188 | #REF! | #REF! | #REF!
| 2 | 14 | 0.36128 | 0.5294 | 0.00070993 | 91 | 0.055582 | 0.5294 | 91 | 36.4 | 8.4594 | 303.3333 | 9.6603 | 89.13 | 103.2325 | 10.8384 | -102.7031 | -10.7829 | [11 empty] | 1 | [7 empty] | 13.7 | 44.0622 | 6.7788 | 89.05 | 296.8333 | 9.4533 | #REF! | #REF! | #REF! | #REF! | 13.7 | 181.6905 | 27.9524 | 89.05 | 296.8333 | 9.4533 | #REF! | #REF! | #REF! | #REF! | 13.7 | 392.1117 | 60.3249 | 89.05 | 296.8333 | 9.4533 | #REF! | #REF! | #REF! | #REF! | 13.7 | 680.4697 | 104.6876 | 89.05 | 296.8333 | 9.4533 | #REF! | #REF! | #REF! | #REF! | 13.7 | 1046.9919 | 161.0757 | 89.05 | 296.8333 | 9.4533 | #REF! | #REF! | #REF! | 2 | 13.7 | 1486.9922 | 228.768 | 89.05 | 296.8333 | 9.4533 | #REF! | #REF! | #REF! | 2 | 13.7 | 2004.24 | 308.3446 | 89.05 | 296.8333 | 9.4533 | #REF! | #REF! | #REF! | 2 | 13.7 | 2596.4913 | 399.4602 | 89.05 | 296.8333 | 9.4533 | #REF! | #REF! | #REF!
| 2 | 14.05 | 0.37236 | 0.54758 | 0.00073432 | 91.325 | 0.057286 | 0.54758 | 91.325 | 36.53 | 8.4594 | 304.4167 | 9.6948 | 89.158 | 103.9385 | 10.8737 | -103.3909 | -10.8164 | [11 empty] | 1 | [7 empty] | 13.75 | 43.5228 | 6.6958 | 89.375 | 297.9167 | 9.4878 | #REF! | #REF! | #REF! | #REF! | 13.75 | 180.823 | 27.8189 | 89.375 | 297.9167 | 9.4878 | #REF! | #REF! | #REF! | #REF! | 13.75 | 390.8686 | 60.1336 | 89.375 | 297.9167 | 9.4878 | #REF! | #REF! | #REF! | #REF! | 13.75 | 678.8398 | 104.4369 | 89.375 | 297.9167 | 9.4878 | #REF! | #REF! | #REF! | #REF! | 13.75 | 1044.9793 | 160.766 | 89.375 | 297.9167 | 9.4878 | #REF! | #REF! | #REF! | 2 | 13.75 | 1484.577 | 228.3965 | 89.375 | 297.9167 | 9.4878 | #REF! | #REF! | #REF! | 2 | 13.75 | 2001.3967 | 307.9072 | 89.375 | 297.9167 | 9.4878 | #REF! | #REF! | #REF! | 2 | 13.75 | 2593.214 | 398.956 | 89.375 | 297.9167 | 9.4878 | #REF! | #REF! | #REF!
| 2 | 14.1 | 0.38361 | 0.56613 | 0.0007592 | 91.65 | 0.059017 | 0.56613 | 91.65 | 36.66 | 8.4594 | 305.5 | 9.7293 | 89.1859 | 104.6468 | 10.909 | -104.0807 | -10.85 | [11 empty] | 1 | [7 empty] | 13.8 | 42.9882 | 6.6136 | 89.7 | 299 | 9.5223 | #REF! | #REF! | #REF! | #REF! | 13.8 | 179.9591 | 27.686 | 89.7 | 299 | 9.5223 | #REF! | #REF! | #REF! | #REF! | 13.8 | 389.629 | 59.9429 | 89.7 | 299 | 9.5223 | #REF! | #REF! | #REF! | #REF! | 13.8 | 677.2132 | 104.1866 | 89.7 | 299 | 9.5223 | #REF! | #REF! | #REF! | #REF! | 13.8 | 1042.9699 | 160.4569 | 89.7 | 299 | 9.5223 | #REF! | #REF! | #REF! | 2 | 13.8 | 1482.1658 | 228.0255 | 89.7 | 299 | 9.5223 | #REF! | #REF! | #REF! | 2 | 13.8 | 1998.5579 | 307.4704 | 89.7 | 299 | 9.5223 | #REF! | #REF! | #REF! | 2 | 13.8 | 2589.9421 | 398.4526 | 89.7 | 299 | 9.5223 | #REF! | #REF! | #REF!
| 2 | 14.15 | 0.39503 | 0.58505 | 0.00078457 | 91.975 | 0.060774 | 0.58505 | 91.975 | 36.79 | 8.4594 | 306.5833 | 9.7638 | 89.2137 | 105.3575 | 10.9443 | -104.7725 | -10.8835 | [11 empty] | 1 | [7 empty] | 13.85 | 42.4583 | 6.532 | 90.025 | 300.0833 | 9.5568 | #REF! | #REF! | #REF! | #REF! | 13.85 | 179.0991 | 27.5537 | 90.025 | 300.0833 | 9.5568 | #REF! | #REF! | #REF! | #REF! | 13.85 | 388.3929 | 59.7528 | 90.025 | 300.0833 | 9.5568 | #REF! | #REF! | #REF! | #REF! | 13.85 | 675.59 | 103.9369 | 90.025 | 300.0833 | 9.5568 | #REF! | #REF! | #REF! | #REF! | 13.85 | 1040.9636 | 160.1482 | 90.025 | 300.0833 | 9.5568 | #REF! | #REF! | #REF! | 2 | 13.85 | 1479.7584 | 227.6551 | 90.025 | 300.0833 | 9.5568 | #REF! | #REF! | #REF! | 2 | 13.85 | 1995.7237 | 307.0344 | 90.025 | 300.0833 | 9.5568 | #REF! | #REF! | #REF! | 2 | 13.85 | 2586.6755 | 397.9501 | 90.025 | 300.0833 | 9.5568 | #REF! | #REF! | #REF!
| 2 | 14.2 | 0.40662 | 0.60434 | 0.00081044 | 92.3 | 0.062557 | 0.60434 | 92.3 | 36.92 | 8.4594 | 307.6667 | 9.7983 | 89.2414 | 106.0705 | 10.9796 | -105.4662 | -10.917 | [11 empty] | 1 | [7 empty] | 13.9 | 41.9332 | 6.4513 | 90.35 | 301.1667 | 9.5913 | #REF! | #REF! | #REF! | #REF! | 13.9 | 178.2427 | 27.422 | 90.35 | 301.1667 | 9.5913 | #REF! | #REF! | #REF! | #REF! | 13.9 | 387.1602 | 59.5631 | 90.35 | 301.1667 | 9.5913 | #REF! | #REF! | #REF! | #REF! | 13.9 | 673.97 | 103.6877 | 90.35 | 301.1667 | 9.5913 | #REF! | #REF! | #REF! | #REF! | 13.9 | 1038.9604 | 159.8401 | 90.35 | 301.1667 | 9.5913 | #REF! | #REF! | #REF! | 2 | 13.9 | 1477.3547 | 227.2853 | 90.35 | 301.1667 | 9.5913 | #REF! | #REF! | #REF! | 2 | 13.9 | 1992.894 | 306.5991 | 90.35 | 301.1667 | 9.5913 | #REF! | #REF! | #REF! | 2 | 13.9 | 2583.4142 | 397.4483 | 90.35 | 301.1667 | 9.5913 | #REF! | #REF! | #REF!
| 2 | 14.25 | 0.41838 | 0.62401 | 0.00083681 | 92.625 | 0.064366 | 0.62401 | 92.625 | 37.05 | 8.4594 | 308.75 | 9.8328 | 89.2689 | 106.7859 | 11.0148 | -106.1619 | -10.9504 | [11 empty] | 1 | [7 empty] | 13.95 | 41.4128 | 6.3712 | 90.675 | 302.25 | 9.6258 | #REF! | #REF! | #REF! | #REF! | 13.95 | 177.3901 | 27.2908 | 90.675 | 302.25 | 9.6258 | #REF! | #REF! | #REF! | #REF! | 13.95 | 385.9311 | 59.374 | 90.675 | 302.25 | 9.6258 | #REF! | #REF! | #REF! | #REF! | 13.95 | 672.3533 | 103.439 | 90.675 | 302.25 | 9.6258 | #REF! | #REF! | #REF! | #REF! | 13.95 | 1036.9604 | 159.5324 | 90.675 | 302.25 | 9.6258 | #REF! | #REF! | #REF! | 2 | 13.95 | 1474.9549 | 226.9161 | 90.675 | 302.25 | 9.6258 | #REF! | #REF! | #REF! | 2 | 13.95 | 1990.0688 | 306.1644 | 90.675 | 302.25 | 9.6258 | #REF! | #REF! | #REF! | 2 | 13.95 | 2580.1582 | 396.9474 | 90.675 | 302.25 | 9.6258 | #REF! | #REF! | #REF!
| 2 | 14.3 | 0.4303 | 0.64405 | 0.00086368 | 92.95 | 0.0662 | 0.64405 | 92.95 | 37.18 | 8.4594 | 309.8333 | 9.8673 | 89.2963 | 107.5035 | 11.0501 | -106.8595 | -10.9839 | [11 empty] | 1 | [7 empty] | 14 | 40.8971 | 6.2919 | 91 | 303.3333 | 9.6603 | #REF! | #REF! | #REF! | #REF! | 14 | 176.5411 | 27.1602 | 91 | 303.3333 | 9.6603 | #REF! | #REF! | #REF! | #REF! | 14 | 384.7053 | 59.1854 | 91 | 303.3333 | 9.6603 | #REF! | #REF! | #REF! | #REF! | 14 | 670.7399 | 103.1908 | 91 | 303.3333 | 9.6603 | #REF! | #REF! | #REF! | #REF! | 14 | 1034.9634 | 159.2251 | 91 | 303.3333 | 9.6603 | #REF! | #REF! | #REF! | 2 | 14 | 1472.5588 | 226.5475 | 91 | 303.3333 | 9.6603 | #REF! | #REF! | #REF! | 2 | 14 | 1987.2481 | 305.7305 | 91 | 303.3333 | 9.6603 | #REF! | #REF! | #REF! | 2 | 14 | 2576.9074 | 396.4473 | 91 | 303.3333 | 9.6603 | #REF! | #REF! | #REF!
| 2 | 14.35 | 0.4424 | 0.66447 | 0.00089106 | 93.275 | 0.068061 | 0.66447 | 93.275 | 37.31 | 8.4594 | 310.9167 | 9.9018 | 89.3236 | 108.2236 | 11.0853 | -107.5591 | -11.0173 | [11 empty] | 1 | [7 empty] | 14.05 | 40.3862 | 6.2133 | 91.325 | 304.4167 | 9.6948 | #REF! | #REF! | #REF! | #REF! | 14.05 | 175.6959 | 27.0301 | 91.325 | 304.4167 | 9.6948 | #REF! | #REF! | #REF! | #REF! | 14.05 | 383.4829 | 58.9974 | 91.325 | 304.4167 | 9.6948 | #REF! | #REF! | #REF! | #REF! | 14.05 | 669.1297 | 102.943 | 91.325 | 304.4167 | 9.6948 | #REF! | #REF! | #REF! | #REF! | 14.05 | 1032.9694 | 158.9184 | 91.325 | 304.4167 | 9.6948 | #REF! | #REF! | #REF! | 2 | 14.05 | 1470.1663 | 226.1794 | 91.325 | 304.4167 | 9.6948 | #REF! | #REF! | #REF! | 2 | 14.05 | 1984.4317 | 305.2972 | 91.325 | 304.4167 | 9.6948 | #REF! | #REF! | #REF! | 2 | 14.05 | 2573.6619 | 395.948 | 91.325 | 304.4167 | 9.6948 | #REF! | #REF! | #REF!
| 2 | 14.4 | 0.45466 | 0.68526 | 0.00091896 | 93.6 | 0.069948 | 0.68526 | 93.6 | 37.44 | 8.4594 | 312 | 9.9363 | 89.3508 | 108.9459 | 11.1206 | -108.2606 | -11.0506 | [11 empty] | 1 | [7 empty] | 14.1 | 39.88 | 6.1354 | 91.65 | 305.5 | 9.7293 | #REF! | #REF! | #REF! | #REF! | 14.1 | 174.8542 | 26.9007 | 91.65 | 305.5 | 9.7293 | #REF! | #REF! | #REF! | #REF! | 14.1 | 382.264 | 58.8098 | 91.65 | 305.5 | 9.7293 | #REF! | #REF! | #REF! | #REF! | 14.1 | 667.5227 | 102.6958 | 91.65 | 305.5 | 9.7293 | #REF! | #REF! | #REF! | #REF! | 14.1 | 1030.9785 | 158.6121 | 91.65 | 305.5 | 9.7293 | #REF! | #REF! | #REF! | 2 | 14.1 | 1467.7776 | 225.8119 | 91.65 | 305.5 | 9.7293 | #REF! | #REF! | #REF! | 2 | 14.1 | 1981.6198 | 304.8646 | 91.65 | 305.5 | 9.7293 | #REF! | #REF! | #REF! | 2 | 14.1 | 2570.4215 | 395.4495 | 91.65 | 305.5 | 9.7293 | #REF! | #REF! | #REF!
| 2 | 14.45 | 0.46709 | 0.70645 | 0.00094736 | 93.925 | 0.071861 | 0.70645 | 93.925 | 37.57 | 8.4594 | 313.0833 | 9.9708 | 89.3778 | 109.6706 | 11.1558 | -108.9641 | -11.0839 | [11 empty] | 1 | [7 empty] | 14.15 | 39.3786 | 6.0582 | 91.975 | 306.5833 | 9.7638 | #REF! | #REF! | #REF! | #REF! | 14.15 | 174.0163 | 26.7717 | 91.975 | 306.5833 | 9.7638 | #REF! | #REF! | #REF! | #REF! | 14.15 | 381.0484 | 58.6228 | 91.975 | 306.5833 | 9.7638 | #REF! | #REF! | #REF! | #REF! | 14.15 | 665.9189 | 102.4491 | 91.975 | 306.5833 | 9.7638 | #REF! | #REF! | #REF! | #REF! | 14.15 | 1028.9905 | 158.3062 | 91.975 | 306.5833 | 9.7638 | #REF! | #REF! | #REF! | 2 | 14.15 | 1465.3926 | 225.445 | 91.975 | 306.5833 | 9.7638 | #REF! | #REF! | #REF! | 2 | 14.15 | 1978.8122 | 304.4326 | 91.975 | 306.5833 | 9.7638 | #REF! | #REF! | #REF! | 2 | 14.15 | 2567.1862 | 394.9517 | 91.975 | 306.5833 | 9.7638 | #REF! | #REF! | #REF!
| 2 | 14.5 | 0.4797 | 0.72802 | 0.00097629 | 94.25 | 0.073799 | 0.72802 | 94.25 | 37.7 | 8.4594 | 314.1667 | 10.0053 | 89.4047 | 110.3976 | 11.191 | -109.6696 | -11.1172 | [11 empty] | 1 | [7 empty] | 14.2 | 38.8819 | 5.9818 | 92.3 | 307.6667 | 9.7983 | #REF! | #REF! | #REF! | #REF! | 14.2 | 173.182 | 26.6434 | 92.3 | 307.6667 | 9.7983 | #REF! | #REF! | #REF! | #REF! | 14.2 | 379.8361 | 58.4363 | 92.3 | 307.6667 | 9.7983 | #REF! | #REF! | #REF! | #REF! | 14.2 | 664.3183 | 102.2028 | 92.3 | 307.6667 | 9.7983 | #REF! | #REF! | #REF! | #REF! | 14.2 | 1027.0056 | 158.0009 | 92.3 | 307.6667 | 9.7983 | #REF! | #REF! | #REF! | 2 | 14.2 | 1463.0111 | 225.0786 | 92.3 | 307.6667 | 9.7983 | #REF! | #REF! | #REF! | 2 | 14.2 | 1976.0089 | 304.0014 | 92.3 | 307.6667 | 9.7983 | #REF! | #REF! | #REF! | 2 | 14.2 | 2563.956 | 394.4548 | 92.3 | 307.6667 | 9.7983 | #REF! | #REF! | #REF!
| 2 | 14.55 | 0.49247 | 0.74998 | 0.0010057 | 94.575 | 0.075764 | 0.74998 | 94.575 | 37.83 | 8.4594 | 315.25 | 10.0398 | 89.4315 | 111.127 | 11.2263 | -110.377 | -11.1505 | [11 empty] | 1 | [7 empty] | 14.25 | 38.39 | 5.9061 | 92.625 | 308.75 | 9.8328 | #REF! | #REF! | #REF! | #REF! | 14.25 | 172.3513 | 26.5156 | 92.625 | 308.75 | 9.8328 | #REF! | #REF! | #REF! | #REF! | 14.25 | 378.6272 | 58.2503 | 92.625 | 308.75 | 9.8328 | #REF! | #REF! | #REF! | #REF! | 14.25 | 662.7208 | 101.957 | 92.625 | 308.75 | 9.8328 | #REF! | #REF! | #REF! | #REF! | 14.25 | 1025.0236 | 157.6959 | 92.625 | 308.75 | 9.8328 | #REF! | #REF! | #REF! | 2 | 14.25 | 1460.6333 | 224.7128 | 92.625 | 308.75 | 9.8328 | #REF! | #REF! | #REF! | 2 | 14.25 | 1973.21 | 303.5708 | 92.625 | 308.75 | 9.8328 | #REF! | #REF! | #REF! | 2 | 14.25 | 2560.7309 | 393.9586 | 92.625 | 308.75 | 9.8328 | #REF! | #REF! | #REF!
| 2 | 14.6 | 0.5054 | 0.77233 | 0.0010357 | 94.9 | 0.077755 | 0.77233 | 94.9 | 37.96 | 8.4594 | 316.3333 | 10.0743 | 89.4582 | 111.8587 | 11.2615 | -111.0864 | -11.1837 | [11 empty] | 1 | [7 empty] | 14.3 | 37.9028 | 5.8312 | 92.95 | 309.8333 | 9.8673 | #REF! | #REF! | #REF! | #REF! | 14.3 | 171.5242 | 26.3883 | 92.95 | 309.8333 | 9.8673 | #REF! | #REF! | #REF! | #REF! | 14.3 | 377.4216 | 58.0649 | 92.95 | 309.8333 | 9.8673 | #REF! | #REF! | #REF! | #REF! | 14.3 | 661.1264 | 101.7118 | 92.95 | 309.8333 | 9.8673 | #REF! | #REF! | #REF! | #REF! | 14.3 | 1023.0445 | 157.3915 | 92.95 | 309.8333 | 9.8673 | #REF! | #REF! | #REF! | 2 | 14.3 | 1458.259 | 224.3475 | 92.95 | 309.8333 | 9.8673 | #REF! | #REF! | #REF! | 2 | 14.3 | 1970.4153 | 303.1408 | 92.95 | 309.8333 | 9.8673 | #REF! | #REF! | #REF! | 2 | 14.3 | 2557.5109 | 393.4632 | 92.95 | 309.8333 | 9.8673 | #REF! | #REF! | #REF!
| 2 | 14.65 | 0.51851 | 0.79507 | 0.0010662 | 95.225 | 0.079771 | 0.79507 | 95.225 | 38.09 | 8.4594 | 317.4167 | 10.1088 | 89.4848 | 112.5927 | 11.2967 | -111.7977 | -11.2169 | [11 empty] | 1 | [7 empty] | 14.35 | 37.4203 | 5.757 | 93.275 | 310.9167 | 9.9018 | #REF! | #REF! | #REF! | #REF! | 14.35 | 170.7007 | 26.2616 | 93.275 | 310.9167 | 9.9018 | #REF! | #REF! | #REF! | #REF! | 14.35 | 376.2192 | 57.8799 | 93.275 | 310.9167 | 9.9018 | #REF! | #REF! | #REF! | #REF! | 14.35 | 659.5351 | 101.4669 | 93.275 | 310.9167 | 9.9018 | #REF! | #REF! | #REF! | #REF! | 14.35 | 1021.0683 | 157.0874 | 93.275 | 310.9167 | 9.9018 | #REF! | #REF! | #REF! | 2 | 14.35 | 1455.8883 | 223.9828 | 93.275 | 310.9167 | 9.9018 | #REF! | #REF! | #REF! | 2 | 14.35 | 1967.6248 | 302.7115 | 93.275 | 310.9167 | 9.9018 | #REF! | #REF! | #REF! | 2 | 14.35 | 2554.2958 | 392.9686 | 93.275 | 310.9167 | 9.9018 | #REF! | #REF! | #REF!
| 2 | 14.7 | 0.53179 | 0.81821 | 0.0010972 | 95.55 | 0.081814 | 0.81821 | 95.55 | 38.22 | 8.4594 | 318.5 | 10.1433 | 89.5112 | 113.3291 | 11.3319 | -112.5109 | -11.2501 | [11 empty] | 1 | [7 empty] | 14.4 | 36.9426 | 5.6835 | 93.6 | 312 | 9.9363 | #REF! | #REF! | #REF! | #REF! | 14.4 | 169.8807 | 26.1355 | 93.6 | 312 | 9.9363 | #REF! | #REF! | #REF! | #REF! | 14.4 | 375.0202 | 57.6954 | 93.6 | 312 | 9.9363 | #REF! | #REF! | #REF! | #REF! | 14.4 | 657.9469 | 101.2226 | 93.6 | 312 | 9.9363 | #REF! | #REF! | #REF! | #REF! | 14.4 | 1019.095 | 156.7838 | 93.6 | 312 | 9.9363 | #REF! | #REF! | #REF! | 2 | 14.4 | 1453.5211 | 223.6186 | 93.6 | 312 | 9.9363 | #REF! | #REF! | #REF! | 2 | 14.4 | 1964.8386 | 302.2829 | 93.6 | 312 | 9.9363 | #REF! | #REF! | #REF! | 2 | 14.4 | 2551.0857 | 392.4747 | 93.6 | 312 | 9.9363 | #REF! | #REF! | #REF!
| 2 | 14.75 | 0.54524 | 0.84175 | 0.0011288 | 95.875 | 0.083883 | 0.84175 | 95.875 | 38.35 | 8.4594 | 319.5833 | 10.1778 | 89.5375 | 114.0678 | 11.3671 | -113.2261 | -11.2832 | [11 empty] | 1 | [7 empty] | 14.45 | 36.4696 | 5.6107 | 93.925 | 313.0833 | 9.9708 | #REF! | #REF! | #REF! | #REF! | 14.45 | 169.0644 | 26.0099 | 93.925 | 313.0833 | 9.9708 | #REF! | #REF! | #REF! | #REF! | 14.45 | 373.8244 | 57.5114 | 93.925 | 313.0833 | 9.9708 | #REF! | #REF! | #REF! | #REF! | 14.45 | 656.3617 | 100.9787 | 93.925 | 313.0833 | 9.9708 | #REF! | #REF! | #REF! | #REF! | 14.45 | 1017.1245 | 156.4807 | 93.925 | 313.0833 | 9.9708 | #REF! | #REF! | #REF! | 2 | 14.45 | 1451.1574 | 223.255 | 93.925 | 313.0833 | 9.9708 | #REF! | #REF! | #REF! | 2 | 14.45 | 1962.0565 | 301.8548 | 93.925 | 313.0833 | 9.9708 | #REF! | #REF! | #REF! | 2 | 14.45 | 2547.8806 | 391.9816 | 93.925 | 313.0833 | 9.9708 | #REF! | #REF! | #REF!
| 2 | 14.8 | 0.55885 | 0.8657 | 0.0011609 | 96.2 | 0.085977 | 0.8657 | 96.2 | 38.48 | 8.4594 | 320.6667 | 10.2123 | 89.5637 | 114.8089 | 11.4023 | -113.9432 | -11.3163 | [11 empty] | 1 | [7 empty] | 14.5 | 36.0014 | 5.5387 | 94.25 | 314.1667 | 10.0053 | #REF! | #REF! | #REF! | #REF! | 14.5 | 168.2516 | 25.8849 | 94.25 | 314.1667 | 10.0053 | #REF! | #REF! | #REF! | #REF! | 14.5 | 372.6318 | 57.328 | 94.25 | 314.1667 | 10.0053 | #REF! | #REF! | #REF! | #REF! | 14.5 | 654.7796 | 100.7353 | 94.25 | 314.1667 | 10.0053 | #REF! | #REF! | #REF! | #REF! | 14.5 | 1015.1569 | 156.178 | 94.25 | 314.1667 | 10.0053 | #REF! | #REF! | #REF! | 2 | 14.5 | 1448.7971 | 222.8919 | 94.25 | 314.1667 | 10.0053 | #REF! | #REF! | #REF! | 2 | 14.5 | 1959.2786 | 301.4275 | 94.25 | 314.1667 | 10.0053 | #REF! | #REF! | #REF! | 2 | 14.5 | 2544.6804 | 391.4893 | 94.25 | 314.1667 | 10.0053 | #REF! | #REF! | #REF!
| 2 | 14.85 | 0.57264 | 0.89005 | 0.0011936 | 96.525 | 0.088098 | 0.89005 | 96.525 | 38.61 | 8.4594 | 321.75 | 10.2468 | 89.5898 | 115.5523 | 11.4375 | -114.6622 | -11.3494 | [11 empty] | 1 | [7 empty] | 14.55 | 35.5379 | 5.4674 | 94.575 | 315.25 | 10.0398 | #REF! | #REF! | #REF! | #REF! | 14.55 | 167.4423 | 25.7603 | 94.575 | 315.25 | 10.0398 | #REF! | #REF! | #REF! | #REF! | 14.55 | 371.4424 | 57.145 | 94.575 | 315.25 | 10.0398 | #REF! | #REF! | #REF! | #REF! | 14.55 | 653.2005 | 100.4924 | 94.575 | 315.25 | 10.0398 | #REF! | #REF! | #REF! | #REF! | 14.55 | 1013.192 | 155.8757 | 94.575 | 315.25 | 10.0398 | #REF! | #REF! | #REF! | 2 | 14.55 | 1446.4403 | 222.5293 | 94.575 | 315.25 | 10.0398 | #REF! | #REF! | #REF! | 2 | 14.55 | 1956.5048 | 301.0007 | 94.575 | 315.25 | 10.0398 | #REF! | #REF! | #REF! | 2 | 14.55 | 2541.485 | 390.9977 | 94.575 | 315.25 | 10.0398 | #REF! | #REF! | #REF!
| 2 | 14.9 | 0.58659 | 0.9148 | 0.0012268 | 96.85 | 0.090244 | 0.9148 | 96.85 | 38.74 | 8.4594 | 322.8333 | 10.2813 | 89.6158 | 116.298 | 11.4727 | -115.3832 | -11.3824 | [11 empty] | 1 | [7 empty] | 14.6 | 35.0792 | 5.3968 | 94.9 | 316.3333 | 10.0743 | #REF! | #REF! | #REF! | #REF! | 14.6 | 166.6365 | 25.6364 | 94.9 | 316.3333 | 10.0743 | #REF! | #REF! | #REF! | #REF! | 14.6 | 370.2563 | 56.9625 | 94.9 | 316.3333 | 10.0743 | #REF! | #REF! | #REF! | #REF! | 14.6 | 651.6243 | 100.2499 | 94.9 | 316.3333 | 10.0743 | #REF! | #REF! | #REF! | #REF! | 14.6 | 1011.23 | 155.5738 | 94.9 | 316.3333 | 10.0743 | #REF! | #REF! | #REF! | 2 | 14.6 | 1444.0869 | 222.1672 | 94.9 | 316.3333 | 10.0743 | #REF! | #REF! | #REF! | 2 | 14.6 | 1953.7351 | 300.5746 | 94.9 | 316.3333 | 10.0743 | #REF! | #REF! | #REF! | 2 | 14.6 | 2538.2945 | 390.5068 | 94.9 | 316.3333 | 10.0743 | #REF! | #REF! | #REF!
| 2 | 14.95 | 0.60071 | 0.93997 | 0.0012605 | 97.175 | 0.092417 | 0.93997 | 97.175 | 38.87 | 8.4594 | 323.9167 | 10.3158 | 89.6416 | 117.0461 | 11.5078 | -116.1061 | -11.4154 | [11 empty] | 1 | [7 empty] | 14.65 | 34.6252 | 5.327 | 95.225 | 317.4167 | 10.1088 | #REF! | #REF! | #REF! | #REF! | 14.65 | 165.8342 | 25.513 | 95.225 | 317.4167 | 10.1088 | #REF! | #REF! | #REF! | #REF! | 14.65 | 369.0733 | 56.7805 | 95.225 | 317.4167 | 10.1088 | #REF! | #REF! | #REF! | #REF! | 14.65 | 650.0512 | 100.0079 | 95.225 | 317.4167 | 10.1088 | #REF! | #REF! | #REF! | #REF! | 14.65 | 1009.2707 | 155.2724 | 95.225 | 317.4167 | 10.1088 | #REF! | #REF! | #REF! | 2 | 14.65 | 1441.7368 | 221.8057 | 95.225 | 317.4167 | 10.1088 | #REF! | #REF! | #REF! | 2 | 14.65 | 1950.9695 | 300.1491 | 95.225 | 317.4167 | 10.1088 | #REF! | #REF! | #REF! | 2 | 14.65 | 2535.1088 | 390.0167 | 95.225 | 317.4167 | 10.1088 | #REF! | #REF! | #REF!
| 2 | 15 | 0.615 | 0.96555 | 0.0012948 | 97.5 | 0.094615 | 0.96555 | 97.5 | 39 | 8.4594 | 325 | 10.3503 | 89.6674 | 117.7965 | 11.543 | -116.8309 | -11.4484 | [11 empty] | 1 | [7 empty] | 14.7 | 34.1759 | 5.2578 | 95.55 | 318.5 | 10.1433 | #REF! | #REF! | #REF! | #REF! | 14.7 | 165.0354 | 25.3901 | 95.55 | 318.5 | 10.1433 | #REF! | #REF! | #REF! | #REF! | 14.7 | 367.8934 | 56.599 | 95.55 | 318.5 | 10.1433 | #REF! | #REF! | #REF! | #REF! | 14.7 | 648.481 | 99.7663 | 95.55 | 318.5 | 10.1433 | #REF! | #REF! | #REF! | #REF! | 14.7 | 1007.3142 | 154.9714 | 95.55 | 318.5 | 10.1433 | #REF! | #REF! | #REF! | 2 | 14.7 | 1439.3902 | 221.4446 | 95.55 | 318.5 | 10.1433 | #REF! | #REF! | #REF! | 2 | 14.7 | 1948.2079 | 299.7243 | 95.55 | 318.5 | 10.1433 | #REF! | #REF! | #REF! | 2 | 14.7 | 2531.9279 | 389.5274 | 95.55 | 318.5 | 10.1433 | #REF! | #REF! | #REF!
| 2 | 15.05 | 0.62946 | 0.99155 | 0.0013297 | 97.825 | 0.09684 | 0.99155 | 97.825 | 39.13 | 8.4594 | 326.0833 | 10.3848 | 89.693 | 118.5492 | 11.5782 | -117.5577 | -11.4813 | [11 empty] | 1 | [7 empty] | 14.75 | 33.7314 | 5.1895 | 95.875 | 319.5833 | 10.1778 | #REF! | #REF! | #REF! | #REF! | 14.75 | 164.2401 | 25.2677 | 95.875 | 319.5833 | 10.1778 | #REF! | #REF! | #REF! | #REF! | 14.75 | 366.7167 | 56.418 | 95.875 | 319.5833 | 10.1778 | #REF! | #REF! | #REF! | #REF! | 14.75 | 646.9137 | 99.5252 | 95.875 | 319.5833 | 10.1778 | #REF! | #REF! | #REF! | #REF! | 14.75 | 1005.3604 | 154.6708 | 95.875 | 319.5833 | 10.1778 | #REF! | #REF! | #REF! | 2 | 14.75 | 1437.0468 | 221.0841 | 95.875 | 319.5833 | 10.1778 | #REF! | #REF! | #REF! | 2 | 14.75 | 1945.4503 | 299.3 | 95.875 | 319.5833 | 10.1778 | #REF! | #REF! | #REF! | 2 | 14.75 | 2528.7517 | 389.0387 | 95.875 | 319.5833 | 10.1778 | #REF! | #REF! | #REF!
| 2 | 15.1 | 0.64409 | 1.018 | 0.0013651 | 98.15 | 0.09909 | 1.018 | 98.15 | 39.26 | 8.4594 | 327.1667 | 10.4193 | 89.7185 | 119.3043 | 11.6133 | -118.2864 | -11.5143 | [11 empty] | 1 | [7 empty] | 14.8 | 33.2917 | 5.1218 | 96.2 | 320.6667 | 10.2123 | #REF! | #REF! | #REF! | #REF! | 14.8 | 163.4483 | 25.1459 | 96.2 | 320.6667 | 10.2123 | #REF! | #REF! | #REF! | #REF! | 14.8 | 365.5431 | 56.2374 | 96.2 | 320.6667 | 10.2123 | #REF! | #REF! | #REF! | #REF! | 14.8 | 645.3493 | 99.2845 | 96.2 | 320.6667 | 10.2123 | #REF! | #REF! | #REF! | #REF! | 14.8 | 1003.4093 | 154.3707 | 96.2 | 320.6667 | 10.2123 | #REF! | #REF! | #REF! | 2 | 14.8 | 1434.7068 | 220.7241 | 96.2 | 320.6667 | 10.2123 | #REF! | #REF! | #REF! | 2 | 14.8 | 1942.6966 | 298.8764 | 96.2 | 320.6667 | 10.2123 | #REF! | #REF! | #REF! | 2 | 14.8 | 2525.5802 | 388.5508 | 96.2 | 320.6667 | 10.2123 | #REF! | #REF! | #REF!
| 2 | 15.15 | 0.65889 | 1.0448 | 0.0014011 | 98.475 | 0.10137 | 1.0448 | 98.475 | 39.39 | 8.4594 | 328.25 | 10.4538 | 89.7439 | 120.0618 | 11.6485 | -119.017 | -11.5471 | [11 empty] | 1 | [7 empty] | 14.85 | 32.8566 | 5.0549 | 96.525 | 321.75 | 10.2468 | #REF! | #REF! | #REF! | #REF! | 14.85 | 162.6599 | 25.0246 | 96.525 | 321.75 | 10.2468 | #REF! | #REF! | #REF! | #REF! | 14.85 | 364.3726 | 56.0573 | 96.525 | 321.75 | 10.2468 | #REF! | #REF! | #REF! | #REF! | 14.85 | 643.7878 | 99.0443 | 96.525 | 321.75 | 10.2468 | #REF! | #REF! | #REF! | #REF! | 14.85 | 1001.4609 | 154.0709 | 96.525 | 321.75 | 10.2468 | #REF! | #REF! | #REF! | 2 | 14.85 | 1432.37 | 220.3646 | 96.525 | 321.75 | 10.2468 | #REF! | #REF! | #REF! | 2 | 14.85 | 1939.947 | 298.4534 | 96.525 | 321.75 | 10.2468 | #REF! | #REF! | #REF! | 2 | 14.85 | 2522.4135 | 388.0636 | 96.525 | 321.75 | 10.2468 | #REF! | #REF! | #REF!
| 2 | 15.2 | 0.67385 | 1.0721 | 0.0014376 | 98.8 | 0.10367 | 1.0721 | 98.8 | 39.52 | 8.4594 | 329.3333 | 10.4883 | 89.7691 | 120.8215 | 11.6837 | -119.7495 | -11.58 | [11 empty] | 1 | [7 empty] | 14.9 | 32.4264 | 4.9887 | 96.85 | 322.8333 | 10.2813 | #REF! | #REF! | #REF! | #REF! | 14.9 | 161.8749 | 24.9038 | 96.85 | 322.8333 | 10.2813 | #REF! | #REF! | #REF! | #REF! | 14.9 | 363.2052 | 55.8777 | 96.85 | 322.8333 | 10.2813 | #REF! | #REF! | #REF! | #REF! | 14.9 | 642.2291 | 98.8045 | 96.85 | 322.8333 | 10.2813 | #REF! | #REF! | #REF! | #REF! | 14.9 | 999.5152 | 153.7716 | 96.85 | 322.8333 | 10.2813 | #REF! | #REF! | #REF! | 2 | 14.9 | 1430.0365 | 220.0056 | 96.85 | 322.8333 | 10.2813 | #REF! | #REF! | #REF! | 2 | 14.9 | 1937.2012 | 298.031 | 96.85 | 322.8333 | 10.2813 | #REF! | #REF! | #REF! | 2 | 14.9 | 2519.2514 | 387.5771 | 96.85 | 322.8333 | 10.2813 | #REF! | #REF! | #REF!
| 2 | 15.25 | 0.68899 | 1.0997 | 0.0014748 | 99.125 | 0.106 | 1.0997 | 99.125 | 39.65 | 8.4594 | 330.4167 | 10.5228 | 89.7943 | 121.5837 | 11.7188 | -120.4839 | -11.6128 | [11 empty] | 1 | [7 empty] | 14.95 | 32.0008 | 4.9232 | 97.175 | 323.9167 | 10.3158 | #REF! | #REF! | #REF! | #REF! | 14.95 | 161.0933 | 24.7836 | 97.175 | 323.9167 | 10.3158 | #REF! | #REF! | #REF! | #REF! | 14.95 | 362.0408 | 55.6986 | 97.175 | 323.9167 | 10.3158 | #REF! | #REF! | #REF! | #REF! | 14.95 | 640.6734 | 98.5651 | 97.175 | 323.9167 | 10.3158 | #REF! | #REF! | #REF! | #REF! | 14.95 | 997.5721 | 153.4726 | 97.175 | 323.9167 | 10.3158 | #REF! | #REF! | #REF! | 2 | 14.95 | 1427.7062 | 219.6471 | 97.175 | 323.9167 | 10.3158 | #REF! | #REF! | #REF! | 2 | 14.95 | 1934.4594 | 297.6091 | 97.175 | 323.9167 | 10.3158 | #REF! | #REF! | #REF! | 2 | 14.95 | 2516.0939 | 387.0914 | 97.175 | 323.9167 | 10.3158 | #REF! | #REF! | #REF!
| 2 | 15.3 | 0.70429 | 1.1279 | 0.0015125 | 99.45 | 0.10835 | 1.1279 | 99.45 | 39.78 | 8.4594 | 331.5 | 10.5573 | 89.8193 | 122.3481 | 11.754 | -121.2203 | -11.6456 | [11 empty] | 1 | [7 empty] | 15 | 31.58 | 4.8585 | 97.5 | 325 | 10.3503 | #REF! | #REF! | #REF! | #REF! | 15 | 160.3152 | 24.6639 | 97.5 | 325 | 10.3503 | #REF! | #REF! | #REF! | #REF! | 15 | 360.8795 | 55.5199 | 97.5 | 325 | 10.3503 | #REF! | #REF! | #REF! | #REF! | 15 | 639.1204 | 98.3262 | 97.5 | 325 | 10.3503 | #REF! | #REF! | #REF! | #REF! | 15 | 995.6316 | 153.1741 | 97.5 | 325 | 10.3503 | #REF! | #REF! | #REF! | 2 | 15 | 1425.3791 | 219.2891 | 97.5 | 325 | 10.3503 | #REF! | #REF! | #REF! | 2 | 15 | 1931.7214 | 297.1879 | 97.5 | 325 | 10.3503 | #REF! | #REF! | #REF! | 2 | 15 | 2512.941 | 386.6063 | 97.5 | 325 | 10.3503 | #REF! | #REF! | #REF!
| 2 | 15.35 | 0.71976 | 1.1564 | 0.0015508 | 99.775 | 0.11073 | 1.1564 | 99.775 | 39.91 | 8.4594 | 332.5833 | 10.5918 | 89.8442 | 123.1149 | 11.7891 | -121.9585 | -11.6784 | [11 empty] | 1 | [7 empty] | 15.05 | 31.164 | 4.7945 | 97.825 | 326.0833 | 10.3848 | #REF! | #REF! | #REF! | #REF! | 15.05 | 159.5404 | 24.5447 | 97.825 | 326.0833 | 10.3848 | #REF! | #REF! | #REF! | #REF! | 15.05 | 359.7212 | 55.3417 | 97.825 | 326.0833 | 10.3848 | #REF! | #REF! | #REF! | #REF! | 15.05 | 637.5702 | 98.0877 | 97.825 | 326.0833 | 10.3848 | #REF! | #REF! | #REF! | #REF! | 15.05 | 993.6937 | 152.876 | 97.825 | 326.0833 | 10.3848 | #REF! | #REF! | #REF! | 2 | 15.05 | 1423.0552 | 218.9316 | 97.825 | 326.0833 | 10.3848 | #REF! | #REF! | #REF! | 2 | 15.05 | 1928.9873 | 296.7673 | 97.825 | 326.0833 | 10.3848 | #REF! | #REF! | #REF! | 2 | 15.05 | 2509.7927 | 386.122 | 97.825 | 326.0833 | 10.3848 | #REF! | #REF! | #REF!
| 2 | 15.4 | 0.7354 | 1.1854 | 0.0015896 | 100.1 | 0.11314 | 1.1854 | 100.1 | 40.04 | 8.4594 | 333.6667 | 10.6263 | 89.8691 | 123.8841 | 11.8242 | -122.6987 | -11.7111 | [11 empty] | 1 | [7 empty] | 15.1 | 30.7527 | 4.7312 | 98.15 | 327.1667 | 10.4193 | #REF! | #REF! | #REF! | #REF! | 15.1 | 158.769 | 24.426 | 98.15 | 327.1667 | 10.4193 | #REF! | #REF! | #REF! | #REF! | 15.1 | 358.5659 | 55.164 | 98.15 | 327.1667 | 10.4193 | #REF! | #REF! | #REF! | #REF! | 15.1 | 636.0229 | 97.8497 | 98.15 | 327.1667 | 10.4193 | #REF! | #REF! | #REF! | #REF! | 15.1 | 991.7584 | 152.5782 | 98.15 | 327.1667 | 10.4193 | #REF! | #REF! | #REF! | 2 | 15.1 | 1420.7345 | 218.5745 | 98.15 | 327.1667 | 10.4193 | #REF! | #REF! | #REF! | 2 | 15.1 | 1926.257 | 296.3472 | 98.15 | 327.1667 | 10.4193 | #REF! | #REF! | #REF! | 2 | 15.1 | 2506.6489 | 385.6383 | 98.15 | 327.1667 | 10.4193 | #REF! | #REF! | #REF!
| 2 | 15.45 | 0.75122 | 1.2148 | 0.0016291 | 100.425 | 0.11557 | 1.2148 | 100.425 | 40.17 | 8.4594 | 334.75 | 10.6608 | 89.8938 | 124.6556 | 11.8594 | -123.4408 | -11.7438 | [11 empty] | 1 | [7 empty] | 15.15 | 30.3461 | 4.6686 | 98.475 | 328.25 | 10.4538 | #REF! | #REF! | #REF! | #REF! | 15.15 | 158.0009 | 24.3078 | 98.475 | 328.25 | 10.4538 | #REF! | #REF! | #REF! | #REF! | 15.15 | 357.4136 | 54.9867 | 98.475 | 328.25 | 10.4538 | #REF! | #REF! | #REF! | #REF! | 15.15 | 634.4783 | 97.612 | 98.475 | 328.25 | 10.4538 | #REF! | #REF! | #REF! | #REF! | 15.15 | 989.8257 | 152.2809 | 98.475 | 328.25 | 10.4538 | #REF! | #REF! | #REF! | 2 | 15.15 | 1418.4169 | 218.218 | 98.475 | 328.25 | 10.4538 | #REF! | #REF! | #REF! | 2 | 15.15 | 1923.5305 | 295.9278 | 98.475 | 328.25 | 10.4538 | #REF! | #REF! | #REF! | 2 | 15.15 | 2503.5097 | 385.1553 | 98.475 | 328.25 | 10.4538 | #REF! | #REF! | #REF!
| 2 | 15.5 | 0.7672 | 1.2446 | 0.0016691 | 100.75 | 0.11803 | 1.2446 | 100.75 | 40.3 | 8.4594 | 335.8333 | 10.6953 | 89.9183 | 125.4294 | 11.8945 | -124.1847 | -11.7765 | [11 empty] | 1 | [7 empty] | 15.2 | 29.9443 | 4.6068 | 98.8 | 329.3333 | 10.4883 | #REF! | #REF! | #REF! | #REF! | 15.2 | 157.2362 | 24.1902 | 98.8 | 329.3333 | 10.4883 | #REF! | #REF! | #REF! | #REF! | 15.2 | 356.2643 | 54.8099 | 98.8 | 329.3333 | 10.4883 | #REF! | #REF! | #REF! | #REF! | 15.2 | 632.9364 | 97.3748 | 98.8 | 329.3333 | 10.4883 | #REF! | #REF! | #REF! | #REF! | 15.2 | 987.8955 | 151.9839 | 98.8 | 329.3333 | 10.4883 | #REF! | #REF! | #REF! | 2 | 15.2 | 1416.1023 | 217.8619 | 98.8 | 329.3333 | 10.4883 | #REF! | #REF! | #REF! | 2 | 15.2 | 1920.8077 | 295.5089 | 98.8 | 329.3333 | 10.4883 | #REF! | #REF! | #REF! | 2 | 15.2 | 2500.3749 | 384.6731 | 98.8 | 329.3333 | 10.4883 | #REF! | #REF! | #REF!
| 2 | 15.55 | 0.78334 | 1.2749 | 0.0017097 | 101.075 | 0.12051 | 1.2749 | 101.075 | 40.43 | 8.4594 | 336.9167 | 10.7298 | 89.9428 | 126.2056 | 11.9296 | -124.9306 | -11.8091 | [11 empty] | 1 | [7 empty] | 15.25 | 29.5473 | 4.5457 | 99.125 | 330.4167 | 10.5228 | #REF! | #REF! | #REF! | #REF! | 15.25 | 156.4749 | 24.0731 | 99.125 | 330.4167 | 10.5228 | #REF! | #REF! | #REF! | #REF! | 15.25 | 355.1179 | 54.6335 | 99.125 | 330.4167 | 10.5228 | #REF! | #REF! | #REF! | #REF! | 15.25 | 631.3973 | 97.138 | 99.125 | 330.4167 | 10.5228 | #REF! | #REF! | #REF! | #REF! | 15.25 | 985.9678 | 151.6874 | 99.125 | 330.4167 | 10.5228 | #REF! | #REF! | #REF! | 2 | 15.25 | 1413.7909 | 217.5063 | 99.125 | 330.4167 | 10.5228 | #REF! | #REF! | #REF! | 2 | 15.25 | 1918.0887 | 295.0906 | 99.125 | 330.4167 | 10.5228 | #REF! | #REF! | #REF! | 2 | 15.25 | 2497.2446 | 384.1915 | 99.125 | 330.4167 | 10.5228 | #REF! | #REF! | #REF!
| 2 | 15.6 | 0.79966 | 1.3057 | 0.001751 | 101.4 | 0.12302 | 1.3057 | 101.4 | 40.56 | 8.4594 | 338 | 10.7643 | 89.9672 | 126.9841 | 11.9647 | -125.6784 | -11.8417 | [11 empty] | 1 | [7 empty] | 15.3 | 29.1549 | 4.4854 | 99.45 | 331.5 | 10.5573 | #REF! | #REF! | #REF! | #REF! | 15.3 | 155.7168 | 23.9564 | 99.45 | 331.5 | 10.5573 | #REF! | #REF! | #REF! | #REF! | 15.3 | 353.9745 | 54.4576 | 99.45 | 331.5 | 10.5573 | #REF! | #REF! | #REF! | #REF! | 15.3 | 629.8609 | 96.9017 | 99.45 | 331.5 | 10.5573 | #REF! | #REF! | #REF! | #REF! | 15.3 | 984.0426 | 151.3912 | 99.45 | 331.5 | 10.5573 | #REF! | #REF! | #REF! | 2 | 15.3 | 1411.4825 | 217.1512 | 99.45 | 331.5 | 10.5573 | #REF! | #REF! | #REF! | 2 | 15.3 | 1915.3733 | 294.6728 | 99.45 | 331.5 | 10.5573 | #REF! | #REF! | #REF! | 2 | 15.3 | 2494.1187 | 383.7106 | 99.45 | 331.5 | 10.5573 | #REF! | #REF! | #REF!
| 2 | 15.65 | 0.81615 | 1.3369 | 0.0017928 | 101.725 | 0.12556 | 1.3369 | 101.725 | 40.69 | 8.4594 | 339.0833 | 10.7988 | 89.9914 | 127.765 | 11.9998 | -126.4281 | -11.8743 | [11 empty] | 1 | [7 empty] | 15.35 | 28.7673 | 4.4257 | 99.775 | 332.5833 | 10.5918 | #REF! | #REF! | #REF! | #REF! | 15.35 | 154.962 | 23.8403 | 99.775 | 332.5833 | 10.5918 | #REF! | #REF! | #REF! | #REF! | 15.35 | 352.834 | 54.2821 | 99.775 | 332.5833 | 10.5918 | #REF! | #REF! | #REF! | #REF! | 15.35 | 628.3272 | 96.6657 | 99.775 | 332.5833 | 10.5918 | #REF! | #REF! | #REF! | #REF! | 15.35 | 982.12 | 151.0954 | 99.775 | 332.5833 | 10.5918 | #REF! | #REF! | #REF! | 2 | 15.35 | 1409.1772 | 216.7965 | 99.775 | 332.5833 | 10.5918 | #REF! | #REF! | #REF! | 2 | 15.35 | 1912.6617 | 294.2556 | 99.775 | 332.5833 | 10.5918 | #REF! | #REF! | #REF! | 2 | 15.35 | 2490.9971 | 383.2303 | 99.775 | 332.5833 | 10.5918 | #REF! | #REF! | #REF!
| 2 | 15.7 | 0.8328 | 1.3685 | 0.0018352 | 102.05 | 0.12812 | 1.3685 | 102.05 | 40.82 | 8.4594 | 340.1667 | 10.8333 | 90.0156 | 128.5482 | 12.035 | -127.1797 | -11.9068 | [11 empty] | 1 | [7 empty] | 15.4 | 28.3845 | 4.3668 | 100.1 | 333.6667 | 10.6263 | #REF! | #REF! | #REF! | #REF! | 15.4 | 154.2105 | 23.7247 | 100.1 | 333.6667 | 10.6263 | #REF! | #REF! | #REF! | #REF! | 15.4 | 351.6963 | 54.1071 | 100.1 | 333.6667 | 10.6263 | #REF! | #REF! | #REF! | #REF! | 15.4 | 626.7962 | 96.4302 | 100.1 | 333.6667 | 10.6263 | #REF! | #REF! | #REF! | #REF! | 15.4 | 980.1998 | 150.8 | 100.1 | 333.6667 | 10.6263 | #REF! | #REF! | #REF! | 2 | 15.4 | 1406.8749 | 216.4423 | 100.1 | 333.6667 | 10.6263 | #REF! | #REF! | #REF! | 2 | 15.4 | 1909.9537 | 293.839 | 100.1 | 333.6667 | 10.6263 | #REF! | #REF! | #REF! | 2 | 15.4 | 2487.88 | 382.7508 | 100.1 | 333.6667 | 10.6263 | #REF! | #REF! | #REF!
| 2 | 15.75 | 0.84963 | 1.4006 | 0.0018782 | 102.375 | 0.13071 | 1.4006 | 102.375 | 40.95 | 8.4594 | 341.25 | 10.8678 | 90.0396 | 129.3337 | 12.0701 | -127.9331 | -11.9394 | [11 empty] | 1 | [7 empty] | 15.45 | 28.0064 | 4.3087 | 100.425 | 334.75 | 10.6608 | #REF! | #REF! | #REF! | #REF! | 15.45 | 153.4623 | 23.6096 | 100.425 | 334.75 | 10.6608 | #REF! | #REF! | #REF! | #REF! | 15.45 | 350.5616 | 53.9325 | 100.425 | 334.75 | 10.6608 | #REF! | #REF! | #REF! | #REF! | 15.45 | 625.2678 | 96.195 | 100.425 | 334.75 | 10.6608 | #REF! | #REF! | #REF! | #REF! | 15.45 | 978.282 | 150.5049 | 100.425 | 334.75 | 10.6608 | #REF! | #REF! | #REF! | 2 | 15.45 | 1404.5755 | 216.0885 | 100.425 | 334.75 | 10.6608 | #REF! | #REF! | #REF! | 2 | 15.45 | 1907.2494 | 293.423 | 100.425 | 334.75 | 10.6608 | #REF! | #REF! | #REF! | 2 | 15.45 | 2484.7672 | 382.2719 | 100.425 | 334.75 | 10.6608 | #REF! | #REF! | #REF!
| 2 | 15.8 | 0.86662 | 1.4332 | 0.0019219 | 102.7 | 0.13333 | 1.4332 | 102.7 | 41.08 | 8.4594 | 342.3333 | 10.9023 | 90.0635 | 130.1217 | 12.1052 | -128.6885 | -11.9718 | [11 empty] | 1 | [7 empty] | 15.5 | 27.633 | 4.2512 | 100.75 | 335.8333 | 10.6953 | #REF! | #REF! | #REF! | #REF! | 15.5 | 152.7173 | 23.495 | 100.75 | 335.8333 | 10.6953 | #REF! | #REF! | #REF! | #REF! | 15.5 | 349.4297 | 53.7584 | 100.75 | 335.8333 | 10.6953 | #REF! | #REF! | #REF! | #REF! | 15.5 | 623.7421 | 95.9603 | 100.75 | 335.8333 | 10.6953 | #REF! | #REF! | #REF! | #REF! | 15.5 | 976.3667 | 150.2103 | 100.75 | 335.8333 | 10.6953 | #REF! | #REF! | #REF! | 2 | 15.5 | 1402.2792 | 215.7353 | 100.75 | 335.8333 | 10.6953 | #REF! | #REF! | #REF! | 2 | 15.5 | 1904.5487 | 293.0075 | 100.75 | 335.8333 | 10.6953 | #REF! | #REF! | #REF! | 2 | 15.5 | 2481.6587 | 381.7936 | 100.75 | 335.8333 | 10.6953 | #REF! | #REF! | #REF!
| 2 | 15.85 | 0.88378 | 1.4662 | 0.0019662 | 103.025 | 0.13597 | 1.4662 | 103.025 | 41.21 | 8.4594 | 343.4167 | 10.9368 | 90.0873 | 130.9119 | 12.1403 | -129.4457 | -12.0043 | [11 empty] | 1 | [7 empty] | 15.55 | 27.2644 | 4.1945 | 101.075 | 336.9167 | 10.7298 | #REF! | #REF! | #REF! | #REF! | 15.55 | 151.9756 | 23.3809 | 101.075 | 336.9167 | 10.7298 | #REF! | #REF! | #REF! | #REF! | 15.55 | 348.3006 | 53.5847 | 101.075 | 336.9167 | 10.7298 | #REF! | #REF! | #REF! | #REF! | 15.55 | 622.2189 | 95.726 | 101.075 | 336.9167 | 10.7298 | #REF! | #REF! | #REF! | #REF! | 15.55 | 974.4538 | 149.916 | 101.075 | 336.9167 | 10.7298 | #REF! | #REF! | #REF! | 2 | 15.55 | 1399.9858 | 215.3824 | 101.075 | 336.9167 | 10.7298 | #REF! | #REF! | #REF! | 2 | 15.55 | 1901.8515 | 292.5925 | 101.075 | 336.9167 | 10.7298 | #REF! | #REF! | #REF! | 2 | 15.55 | 2478.5544 | 381.3161 | 101.075 | 336.9167 | 10.7298 | #REF! | #REF! | #REF!
| 2 | 15.9 | 0.90111 | 1.4996 | 0.002011 | 103.35 | 0.13863 | 1.4996 | 103.35 | 41.34 | 8.4594 | 344.5 | 10.9713 | 90.111 | 131.7045 | 12.1754 | -130.2049 | -12.0367 | [11 empty] | 1 | [7 empty] | 15.6 | 26.9006 | 4.1385 | 101.4 | 338 | 10.7643 | #REF! | #REF! | #REF! | #REF! | 15.6 | 151.237 | 23.2672 | 101.4 | 338 | 10.7643 | #REF! | #REF! | #REF! | #REF! | 15.6 | 347.1744 | 53.4114 | 101.4 | 338 | 10.7643 | #REF! | #REF! | #REF! | #REF! | 15.6 | 620.6984 | 95.4921 | 101.4 | 338 | 10.7643 | #REF! | #REF! | #REF! | #REF! | 15.6 | 972.5433 | 149.622 | 101.4 | 338 | 10.7643 | #REF! | #REF! | #REF! | 2 | 15.6 | 1397.6953 | 215.03 | 101.4 | 338 | 10.7643 | #REF! | #REF! | #REF! | 2 | 15.6 | 1899.1579 | 292.1781 | 101.4 | 338 | 10.7643 | #REF! | #REF! | #REF! | 2 | 15.6 | 2475.4544 | 380.8391 | 101.4 | 338 | 10.7643 | #REF! | #REF! | #REF!
| 2 | 15.95 | 0.91861 | 1.5336 | 0.0020565 | 103.675 | 0.14132 | 1.5336 | 103.675 | 41.47 | 8.4594 | 345.5833 | 11.0058 | 90.1346 | 132.4995 | 12.2105 | -130.9659 | -12.0691 | [11 empty] | 1 | [7 empty] | 15.65 | 26.5414 | 4.0833 | 101.725 | 339.0833 | 10.7988 | #REF! | #REF! | #REF! | #REF! | 15.65 | 150.5017 | 23.1541 | 101.725 | 339.0833 | 10.7988 | #REF! | #REF! | #REF! | #REF! | 15.65 | 346.051 | 53.2386 | 101.725 | 339.0833 | 10.7988 | #REF! | #REF! | #REF! | #REF! | 15.65 | 619.1805 | 95.2585 | 101.725 | 339.0833 | 10.7988 | #REF! | #REF! | #REF! | #REF! | 15.65 | 970.6351 | 149.3285 | 101.725 | 339.0833 | 10.7988 | #REF! | #REF! | #REF! | 2 | 15.65 | 1395.4076 | 214.6781 | 101.725 | 339.0833 | 10.7988 | #REF! | #REF! | #REF! | 2 | 15.65 | 1896.4678 | 291.7643 | 101.725 | 339.0833 | 10.7988 | #REF! | #REF! | #REF! | 2 | 15.65 | 2472.3587 | 380.3629 | 101.725 | 339.0833 | 10.7988 | #REF! | #REF! | #REF!
| 2 | 16 | 0.93628 | 1.568 | 0.0021027 | 104 | 0.14404 | 1.568 | 104 | 41.6 | 8.4594 | 346.6667 | 11.0403 | 90.1581 | 133.2968 | 12.2455 | -131.7288 | -12.1015 | [11 empty] | 1 | [7 empty] | 15.7 | 26.1871 | 4.0288 | 102.05 | 340.1667 | 10.8333 | #REF! | #REF! | #REF! | #REF! | 15.7 | 149.7696 | 23.0415 | 102.05 | 340.1667 | 10.8333 | #REF! | #REF! | #REF! | #REF! | 15.7 | 344.9304 | 53.0662 | 102.05 | 340.1667 | 10.8333 | #REF! | #REF! | #REF! | #REF! | 15.7 | 617.6651 | 95.0254 | 102.05 | 340.1667 | 10.8333 | #REF! | #REF! | #REF! | #REF! | 15.7 | 968.7294 | 149.0353 | 102.05 | 340.1667 | 10.8333 | #REF! | #REF! | #REF! | 2 | 15.7 | 1393.1229 | 214.3266 | 102.05 | 340.1667 | 10.8333 | #REF! | #REF! | #REF! | 2 | 15.7 | 1893.7813 | 291.351 | 102.05 | 340.1667 | 10.8333 | #REF! | #REF! | #REF! | 2 | 15.7 | 2469.2671 | 379.8872 | 102.05 | 340.1667 | 10.8333 | #REF! | #REF! | #REF!
| 2 | 16.05 | 0.95412 | 1.6028 | 0.0021494 | 104.325 | 0.14679 | 1.6028 | 104.325 | 41.73 | 8.4594 | 347.75 | 11.0748 | 90.1814 | 134.0964 | 12.2806 | -132.4936 | -12.1338 | [11 empty] | 1 | [7 empty] | 15.75 | 25.8374 | 3.975 | 102.375 | 341.25 | 10.8678 | #REF! | #REF! | #REF! | #REF! | 15.75 | 149.0407 | 22.9293 | 102.375 | 341.25 | 10.8678 | #REF! | #REF! | #REF! | #REF! | 15.75 | 343.8125 | 52.8942 | 102.375 | 341.25 | 10.8678 | #REF! | #REF! | #REF! | #REF! | 15.75 | 616.1523 | 94.7927 | 102.375 | 341.25 | 10.8678 | #REF! | #REF! | #REF! | #REF! | 15.75 | 966.826 | 148.7425 | 102.375 | 341.25 | 10.8678 | #REF! | #REF! | #REF! | 2 | 15.75 | 1390.8411 | 213.9755 | 102.375 | 341.25 | 10.8678 | #REF! | #REF! | #REF! | 2 | 15.75 | 1891.0982 | 290.9382 | 102.375 | 341.25 | 10.8678 | #REF! | #REF! | #REF! | 2 | 15.75 | 2466.1797 | 379.4123 | 102.375 | 341.25 | 10.8678 | #REF! | #REF! | #REF!
| 2 | 16.1 | 0.97212 | 1.6382 | 0.0021968 | 104.65 | 0.14956 | 1.6382 | 104.65 | 41.86 | 8.4594 | 348.8333 | 11.1093 | 90.2047 | 134.8984 | 12.3157 | -133.2603 | -12.1661 | [11 empty] | 1 | [7 empty] | 15.8 | 25.4925 | 3.9219 | 102.7 | 342.3333 | 10.9023 | #REF! | #REF! | #REF! | #REF! | 15.8 | 148.3149 | 22.8177 | 102.7 | 342.3333 | 10.9023 | #REF! | #REF! | #REF! | #REF! | 15.8 | 342.6974 | 52.7227 | 102.7 | 342.3333 | 10.9023 | #REF! | #REF! | #REF! | #REF! | 15.8 | 614.6421 | 94.5603 | 102.7 | 342.3333 | 10.9023 | #REF! | #REF! | #REF! | #REF! | 15.8 | 964.9249 | 148.45 | 102.7 | 342.3333 | 10.9023 | #REF! | #REF! | #REF! | 2 | 15.8 | 1388.562 | 213.6249 | 102.7 | 342.3333 | 10.9023 | #REF! | #REF! | #REF! | 2 | 15.8 | 1888.4186 | 290.5259 | 102.7 | 342.3333 | 10.9023 | #REF! | #REF! | #REF! | 2 | 15.8 | 2463.0964 | 378.9379 | 102.7 | 342.3333 | 10.9023 | #REF! | #REF! | #REF!
| 2 | 16.15 | 0.9903 | 1.674 | 0.0022448 | 104.975 | 0.15235 | 1.674 | 104.975 | 41.99 | 8.4594 | 349.9167 | 11.1438 | 90.2278 | 135.7028 | 12.3508 | -134.0288 | -12.1984 | [11 empty] | 1 | [7 empty] | 15.85 | 25.1524 | 3.8696 | 103.025 | 343.4167 | 10.9368 | #REF! | #REF! | #REF! | #REF! | 15.85 | 147.5923 | 22.7065 | 103.025 | 343.4167 | 10.9368 | #REF! | #REF! | #REF! | #REF! | 15.85 | 341.5851 | 52.5516 | 103.025 | 343.4167 | 10.9368 | #REF! | #REF! | #REF! | #REF! | 15.85 | 613.1343 | 94.3284 | 103.025 | 343.4167 | 10.9368 | #REF! | #REF! | #REF! | #REF! | 15.85 | 963.0261 | 148.1579 | 103.025 | 343.4167 | 10.9368 | #REF! | #REF! | #REF! | 2 | 15.85 | 1386.2858 | 213.2747 | 103.025 | 343.4167 | 10.9368 | #REF! | #REF! | #REF! | 2 | 15.85 | 1885.7424 | 290.1142 | 103.025 | 343.4167 | 10.9368 | #REF! | #REF! | #REF! | 2 | 15.85 | 2460.0173 | 378.4642 | 103.025 | 343.4167 | 10.9368 | #REF! | #REF! | #REF!
| 2 | 16.2 | 1.0086 | 1.7103 | 0.0022935 | 105.3 | 0.15518 | 1.7103 | 105.3 | 42.12 | 8.4594 | 351 | 11.1783 | 90.2509 | 136.5095 | 12.3859 | -134.7992 | -12.2307 | [11 empty] | 1 | [7 empty] | 15.9 | 24.817 | 3.818 | 103.35 | 344.5 | 10.9713 | #REF! | #REF! | #REF! | #REF! | 15.9 | 146.8728 | 22.5958 | 103.35 | 344.5 | 10.9713 | #REF! | #REF! | #REF! | #REF! | 15.9 | 340.4755 | 52.3808 | 103.35 | 344.5 | 10.9713 | #REF! | #REF! | #REF! | #REF! | 15.9 | 611.6291 | 94.0968 | 103.35 | 344.5 | 10.9713 | #REF! | #REF! | #REF! | #REF! | 15.9 | 961.1297 | 147.8661 | 103.35 | 344.5 | 10.9713 | #REF! | #REF! | #REF! | 2 | 15.9 | 1384.0124 | 212.925 | 103.35 | 344.5 | 10.9713 | #REF! | #REF! | #REF! | 2 | 15.9 | 1883.0696 | 289.703 | 103.35 | 344.5 | 10.9713 | #REF! | #REF! | #REF! | 2 | 15.9 | 2456.9422 | 377.9911 | 103.35 | 344.5 | 10.9713 | #REF! | #REF! | #REF!
| 2 | 16.25 | 1.0272 | 1.747 | 0.0023428 | 105.625 | 0.15802 | 1.747 | 105.625 | 42.25 | 8.4594 | 352.0833 | 11.2128 | 90.2738 | 137.3185 | 12.4209 | -135.5715 | -12.2629 | [11 empty] | 1 | [7 empty] | 15.95 | 24.4863 | 3.7671 | 103.675 | 345.5833 | 11.0058 | #REF! | #REF! | #REF! | #REF! | 15.95 | 146.1564 | 22.4856 | 103.675 | 345.5833 | 11.0058 | #REF! | #REF! | #REF! | #REF! | 15.95 | 339.3686 | 52.2106 | 103.675 | 345.5833 | 11.0058 | #REF! | #REF! | #REF! | #REF! | 15.95 | 610.1263 | 93.8656 | 103.675 | 345.5833 | 11.0058 | #REF! | #REF! | #REF! | #REF! | 15.95 | 959.2355 | 147.5747 | 103.675 | 345.5833 | 11.0058 | #REF! | #REF! | #REF! | 2 | 15.95 | 1381.7417 | 212.5756 | 103.675 | 345.5833 | 11.0058 | #REF! | #REF! | #REF! | 2 | 15.95 | 1880.4002 | 289.2923 | 103.675 | 345.5833 | 11.0058 | #REF! | #REF! | #REF! | 2 | 15.95 | 2453.8712 | 377.5186 | 103.675 | 345.5833 | 11.0058 | #REF! | #REF! | #REF!
| 2 | 16.3 | 1.0458 | 1.7843 | 0.0023927 | 105.95 | 0.1609 | 1.7843 | 105.95 | 42.38 | 8.4594 | 353.1667 | 11.2473 | 90.2967 | 138.1299 | 12.456 | -136.3456 | -12.2951 | [11 empty] | 1 | [7 empty] | 16 | 24.1604 | 3.717 | 104 | 346.6667 | 11.0403 | #REF! | #REF! | #REF! | #REF! | 16 | 145.4432 | 22.3759 | 104 | 346.6667 | 11.0403 | #REF! | #REF! | #REF! | #REF! | 16 | 338.2644 | 52.0407 | 104 | 346.6667 | 11.0403 | #REF! | #REF! | #REF! | #REF! | 16 | 608.626 | 93.6348 | 104 | 346.6667 | 11.0403 | #REF! | #REF! | #REF! | #REF! | 16 | 957.3436 | 147.2836 | 104 | 346.6667 | 11.0403 | #REF! | #REF! | #REF! | 2 | 16 | 1379.4738 | 212.2267 | 104 | 346.6667 | 11.0403 | #REF! | #REF! | #REF! | 2 | 16 | 1877.7342 | 288.8822 | 104 | 346.6667 | 11.0403 | #REF! | #REF! | #REF! | 2 | 16 | 2450.8042 | 377.0468 | 104 | 346.6667 | 11.0403 | #REF! | #REF! | #REF!
| 2 | 16.35 | 1.0647 | 1.822 | 0.0024433 | 106.275 | 0.1638 | 1.822 | 106.275 | 42.51 | 8.4594 | 354.25 | 11.2818 | 90.3194 | 138.9437 | 12.4911 | -137.1217 | -12.3273 | [11 empty] | 1 | [7 empty] | 16.05 | 23.8392 | 3.6676 | 104.325 | 347.75 | 11.0748 | #REF! | #REF! | #REF! | #REF! | 16.05 | 144.733 | 22.2666 | 104.325 | 347.75 | 11.0748 | #REF! | #REF! | #REF! | #REF! | 16.05 | 337.1628 | 51.8712 | 104.325 | 347.75 | 11.0748 | #REF! | #REF! | #REF! | #REF! | 16.05 | 607.1281 | 93.4043 | 104.325 | 347.75 | 11.0748 | #REF! | #REF! | #REF! | #REF! | 16.05 | 955.4539 | 146.9929 | 104.325 | 347.75 | 11.0748 | #REF! | #REF! | #REF! | 2 | 16.05 | 1377.2086 | 211.8782 | 104.325 | 347.75 | 11.0748 | #REF! | #REF! | #REF! | 2 | 16.05 | 1875.0715 | 288.4725 | 104.325 | 347.75 | 11.0748 | #REF! | #REF! | #REF! | 2 | 16.05 | 2447.7412 | 376.5756 | 104.325 | 347.75 | 11.0748 | #REF! | #REF! | #REF!
| 2 | 16.4 | 1.0837 | 1.8602 | 0.0024946 | 106.6 | 0.16672 | 1.8602 | 106.6 | 42.64 | 8.4594 | 355.3333 | 11.3163 | 90.342 | 139.7598 | 12.5261 | -137.8995 | -12.3594 | [11 empty] | 1 | [7 empty] | 16.1 | 23.5228 | 3.6189 | 104.65 | 348.8333 | 11.1093 | #REF! | #REF! | #REF! | #REF! | 16.1 | 144.0259 | 22.1578 | 104.65 | 348.8333 | 11.1093 | #REF! | #REF! | #REF! | #REF! | 16.1 | 336.0639 | 51.7021 | 104.65 | 348.8333 | 11.1093 | #REF! | #REF! | #REF! | #REF! | 16.1 | 605.6327 | 93.1743 | 104.65 | 348.8333 | 11.1093 | #REF! | #REF! | #REF! | #REF! | 16.1 | 953.5665 | 146.7025 | 104.65 | 348.8333 | 11.1093 | #REF! | #REF! | #REF! | 2 | 16.1 | 1374.9461 | 211.5302 | 104.65 | 348.8333 | 11.1093 | #REF! | #REF! | #REF! | 2 | 16.1 | 1872.4121 | 288.0634 | 104.65 | 348.8333 | 11.1093 | #REF! | #REF! | #REF! | 2 | 16.1 | 2444.6822 | 376.105 | 104.65 | 348.8333 | 11.1093 | #REF! | #REF! | #REF!
| 2 | 16.45 | 1.1029 | 1.8989 | 0.0025465 | 106.925 | 0.16968 | 1.8989 | 106.925 | 42.77 | 8.4594 | 356.4167 | 11.3508 | 90.3645 | 140.5782 | 12.5612 | -138.6793 | -12.3915 | [11 empty] | 1 | [7 empty] | 16.15 | 23.2111 | 3.5709 | 104.975 | 349.9167 | 11.1438 | #REF! | #REF! | #REF! | #REF! | 16.15 | 143.3219 | 22.0495 | 104.975 | 349.9167 | 11.1438 | #REF! | #REF! | #REF! | #REF! | 16.15 | 334.9677 | 51.5335 | 104.975 | 349.9167 | 11.1438 | #REF! | #REF! | #REF! | #REF! | 16.15 | 604.1397 | 92.9446 | 104.975 | 349.9167 | 11.1438 | #REF! | #REF! | #REF! | #REF! | 16.15 | 951.6813 | 146.4125 | 104.975 | 349.9167 | 11.1438 | #REF! | #REF! | #REF! | 2 | 16.15 | 1372.6864 | 211.1825 | 104.975 | 349.9167 | 11.1438 | #REF! | #REF! | #REF! | 2 | 16.15 | 1869.7561 | 287.6548 | 104.975 | 349.9167 | 11.1438 | #REF! | #REF! | #REF! | 2 | 16.15 | 2441.6271 | 375.6349 | 104.975 | 349.9167 | 11.1438 | #REF! | #REF! | #REF!
| 2 | 16.5 | 1.1223 | 1.9381 | 0.0025991 | 107.25 | 0.17265 | 1.9381 | 107.25 | 42.9 | 8.4594 | 357.5 | 11.3854 | 90.3869 | 141.399 | 12.5962 | -139.4609 | -12.4236 | [11 empty] | 1 | [7 empty] | 16.2 | 22.9042 | 3.5237 | 105.3 | 351 | 11.1783 | #REF! | #REF! | #REF! | #REF! | 16.2 | 142.6209 | 21.9417 | 105.3 | 351 | 11.1783 | #REF! | #REF! | #REF! | #REF! | 16.2 | 333.8741 | 51.3652 | 105.3 | 351 | 11.1783 | #REF! | #REF! | #REF! | #REF! | 16.2 | 602.6492 | 92.7153 | 105.3 | 351 | 11.1783 | #REF! | #REF! | #REF! | #REF! | 16.2 | 949.7983 | 146.1228 | 105.3 | 351 | 11.1783 | #REF! | #REF! | #REF! | 2 | 16.2 | 1370.4292 | 210.8353 | 105.3 | 351 | 11.1783 | #REF! | #REF! | #REF! | 2 | 16.2 | 1867.1032 | 287.2467 | 105.3 | 351 | 11.1783 | #REF! | #REF! | #REF! | 2 | 16.2 | 2438.576 | 375.1655 | 105.3 | 351 | 11.1783 | #REF! | #REF! | #REF!
| 2 | 16.55 | 1.1418 | 1.9778 | 0.0026523 | 107.575 | 0.17566 | 1.9778 | 107.575 | 43.03 | 8.4594 | 358.5833 | 11.4199 | 90.4092 | 142.2222 | 12.6313 | -140.2444 | -12.4556 | [11 empty] | 1 | [7 empty] | 16.25 | 22.602 | 3.4772 | 105.625 | 352.0833 | 11.2128 | #REF! | #REF! | #REF! | #REF! | 16.25 | 141.9229 | 21.8343 | 105.625 | 352.0833 | 11.2128 | #REF! | #REF! | #REF! | #REF! | 16.25 | 332.7831 | 51.1974 | 105.625 | 352.0833 | 11.2128 | #REF! | #REF! | #REF! | #REF! | 16.25 | 601.161 | 92.4863 | 105.625 | 352.0833 | 11.2128 | #REF! | #REF! | #REF! | #REF! | 16.25 | 947.9174 | 145.8335 | 105.625 | 352.0833 | 11.2128 | #REF! | #REF! | #REF! | 2 | 16.25 | 1368.1748 | 210.4884 | 105.625 | 352.0833 | 11.2128 | #REF! | #REF! | #REF! | 2 | 16.25 | 1864.4537 | 286.839 | 105.625 | 352.0833 | 11.2128 | #REF! | #REF! | #REF! | 2 | 16.25 | 2435.5288 | 374.6967 | 105.625 | 352.0833 | 11.2128 | #REF! | #REF! | #REF!
| 2 | 16.6 | 1.1615 | 2.018 | 0.0027062 | 107.9 | 0.17869 | 2.018 | 107.9 | 43.16 | 8.4594 | 359.6667 | 11.4544 | 90.4314 | 143.0477 | 12.6663 | -141.0297 | -12.4877 | [11 empty] | 1 | [7 empty] | 16.3 | 22.3045 | 3.4315 | 105.95 | 353.1667 | 11.2473 | #REF! | #REF! | #REF! | #REF! | 16.3 | 141.228 | 21.7274 | 105.95 | 353.1667 | 11.2473 | #REF! | #REF! | #REF! | #REF! | 16.3 | 331.6946 | 51.0299 | 105.95 | 353.1667 | 11.2473 | #REF! | #REF! | #REF! | #REF! | 16.3 | 599.6751 | 92.2577 | 105.95 | 353.1667 | 11.2473 | #REF! | #REF! | #REF! | #REF! | 16.3 | 946.0388 | 145.5444 | 105.95 | 353.1667 | 11.2473 | #REF! | #REF! | #REF! | 2 | 16.3 | 1365.923 | 210.142 | 105.95 | 353.1667 | 11.2473 | #REF! | #REF! | #REF! | 2 | 16.3 | 1861.8073 | 286.4319 | 105.95 | 353.1667 | 11.2473 | #REF! | #REF! | #REF! | 2 | 16.3 | 2432.4854 | 374.2285 | 105.95 | 353.1667 | 11.2473 | #REF! | #REF! | #REF!
| 2 | 16.65 | 1.1813 | 2.0587 | 0.0027608 | 108.225 | 0.18174 | 2.0587 | 108.225 | 43.29 | 8.4594 | 360.75 | 11.4889 | 90.4535 | 143.8756 | 12.7014 | -141.8169 | -12.5196 | [11 empty] | 1 | [7 empty] | 16.35 | 22.0118 | 3.3864 | 106.275 | 354.25 | 11.2818 | #REF! | #REF! | #REF! | #REF! | 16.35 | 140.536 | 21.6209 | 106.275 | 354.25 | 11.2818 | #REF! | #REF! | #REF! | #REF! | 16.35 | 330.6088 | 50.8629 | 106.275 | 354.25 | 11.2818 | #REF! | #REF! | #REF! | #REF! | 16.35 | 598.1917 | 92.0295 | 106.275 | 354.25 | 11.2818 | #REF! | #REF! | #REF! | #REF! | 16.35 | 944.1623 | 145.2557 | 106.275 | 354.25 | 11.2818 | #REF! | #REF! | #REF! | 2 | 16.35 | 1363.6737 | 209.796 | 106.275 | 354.25 | 11.2818 | #REF! | #REF! | #REF! | 2 | 16.35 | 1859.1642 | 286.0253 | 106.275 | 354.25 | 11.2818 | #REF! | #REF! | #REF! | 2 | 16.35 | 2429.4459 | 373.7609 | 106.275 | 354.25 | 11.2818 | #REF! | #REF! | #REF!
| 2 | 16.7 | 1.2014 | 2.0999 | 0.002816 | 108.55 | 0.18483 | 2.0999 | 108.55 | 43.42 | 8.4594 | 361.8333 | 11.5234 | 90.4755 | 144.7058 | 12.7364 | -142.6059 | -12.5516 | [11 empty] | 1 | [7 empty] | 16.4 | 21.7238 | 3.3421 | 106.6 | 355.3333 | 11.3163 | #REF! | #REF! | #REF! | #REF! | 16.4 | 139.8471 | 21.5149 | 106.6 | 355.3333 | 11.3163 | #REF! | #REF! | #REF! | #REF! | 16.4 | 329.5255 | 50.6962 | 106.6 | 355.3333 | 11.3163 | #REF! | #REF! | #REF! | #REF! | 16.4 | 596.7105 | 91.8016 | 106.6 | 355.3333 | 11.3163 | #REF! | #REF! | #REF! | #REF! | 16.4 | 942.288 | 144.9674 | 106.6 | 355.3333 | 11.3163 | #REF! | #REF! | #REF! | 2 | 16.4 | 1361.4271 | 209.4503 | 106.6 | 355.3333 | 11.3163 | #REF! | #REF! | #REF! | 2 | 16.4 | 1856.5243 | 285.6191 | 106.6 | 355.3333 | 11.3163 | #REF! | #REF! | #REF! | 2 | 16.4 | 2426.4102 | 373.2939 | 106.6 | 355.3333 | 11.3163 | #REF! | #REF! | #REF!
| 2 | 16.75 | 1.2216 | 2.1416 | 0.002872 | 108.875 | 0.18793 | 2.1416 | 108.875 | 43.55 | 8.4594 | 362.9167 | 11.5579 | 90.4974 | 145.5384 | 12.7715 | -143.3968 | -12.5835 | [11 empty] | 1 | [7 empty] | 16.45 | 21.4406 | 3.2986 | 106.925 | 356.4167 | 11.3508 | #REF! | #REF! | #REF! | #REF! | 16.45 | 139.1611 | 21.4094 | 106.925 | 356.4167 | 11.3508 | #REF! | #REF! | #REF! | #REF! | 16.45 | 328.4448 | 50.53 | 106.925 | 356.4167 | 11.3508 | #REF! | #REF! | #REF! | #REF! | 16.45 | 595.2317 | 91.5741 | 106.925 | 356.4167 | 11.3508 | #REF! | #REF! | #REF! | #REF! | 16.45 | 940.4158 | 144.6794 | 106.925 | 356.4167 | 11.3508 | #REF! | #REF! | #REF! | 2 | 16.45 | 1359.183 | 209.1051 | 106.925 | 356.4167 | 11.3508 | #REF! | #REF! | #REF! | 2 | 16.45 | 1853.8874 | 285.2135 | 106.925 | 356.4167 | 11.3508 | #REF! | #REF! | #REF! | 2 | 16.45 | 2423.3783 | 372.8274 | 106.925 | 356.4167 | 11.3508 | #REF! | #REF! | #REF!
| 2 | 16.8 | 1.2419 | 2.1838 | 0.0029286 | 109.2 | 0.19107 | 2.1838 | 109.2 | 43.68 | 8.4594 | 364 | 11.5924 | 90.5192 | 146.3733 | 12.8065 | -144.1895 | -12.6154 | [11 empty] | 1 | [7 empty] | 16.5 | 21.1621 | 3.2557 | 107.25 | 357.5 | 11.3854 | #REF! | #REF! | #REF! | #REF! | 16.5 | 138.4781 | 21.3043 | 107.25 | 357.5 | 11.3854 | #REF! | #REF! | #REF! | #REF! | 16.5 | 327.3666 | 50.3641 | 107.25 | 357.5 | 11.3854 | #REF! | #REF! | #REF! | #REF! | 16.5 | 593.7552 | 91.347 | 107.25 | 357.5 | 11.3854 | #REF! | #REF! | #REF! | #REF! | 16.5 | 938.5458 | 144.3917 | 107.25 | 357.5 | 11.3854 | #REF! | #REF! | #REF! | 2 | 16.5 | 1356.9415 | 208.7602 | 107.25 | 357.5 | 11.3854 | #REF! | #REF! | #REF! | 2 | 16.5 | 1851.2538 | 284.8083 | 107.25 | 357.5 | 11.3854 | #REF! | #REF! | #REF! | 2 | 16.5 | 2420.3502 | 372.3616 | 107.25 | 357.5 | 11.3854 | #REF! | #REF! | #REF!
| 2 | 16.85 | 1.2625 | 2.2266 | 0.0029859 | 109.525 | 0.19423 | 2.2266 | 109.525 | 43.81 | 8.4594 | 365.0833 | 11.6269 | 90.5409 | 147.2106 | 12.8416 | -144.9841 | -12.6473 | [11 empty] | 1 | [7 empty] | 16.55 | 20.8884 | 3.2136 | 107.575 | 358.5833 | 11.4199 | #REF! | #REF! | #REF! | #REF! | 16.55 | 137.798 | 21.1997 | 107.575 | 358.5833 | 11.4199 | #REF! | #REF! | #REF! | #REF! | 16.55 | 326.2909 | 50.1986 | 107.575 | 358.5833 | 11.4199 | #REF! | #REF! | #REF! | #REF! | 16.55 | 592.281 | 91.1202 | 107.575 | 358.5833 | 11.4199 | #REF! | #REF! | #REF! | #REF! | 16.55 | 936.6778 | 144.1043 | 107.575 | 358.5833 | 11.4199 | #REF! | #REF! | #REF! | 2 | 16.55 | 1354.7026 | 208.4158 | 107.575 | 358.5833 | 11.4199 | #REF! | #REF! | #REF! | 2 | 16.55 | 1848.6232 | 284.4036 | 107.575 | 358.5833 | 11.4199 | #REF! | #REF! | #REF! | 2 | 16.55 | 2417.3258 | 371.8963 | 107.575 | 358.5833 | 11.4199 | #REF! | #REF! | #REF!
| 2 | 16.9 | 1.2832 | 2.2698 | 0.0030439 | 109.85 | 0.19741 | 2.2698 | 109.85 | 43.94 | 8.4594 | 366.1667 | 11.6614 | 90.5625 | 148.0503 | 12.8766 | -145.7805 | -12.6792 | [11 empty] | 1 | [7 empty] | 16.6 | 20.6194 | 3.1722 | 107.9 | 359.6667 | 11.4544 | #REF! | #REF! | #REF! | #REF! | 16.6 | 137.1209 | 21.0955 | 107.9 | 359.6667 | 11.4544 | #REF! | #REF! | #REF! | #REF! | 16.6 | 325.2177 | 50.0335 | 107.9 | 359.6667 | 11.4544 | #REF! | #REF! | #REF! | #REF! | 16.6 | 590.8091 | 90.8937 | 107.9 | 359.6667 | 11.4544 | #REF! | #REF! | #REF! | #REF! | 16.6 | 934.8119 | 143.8172 | 107.9 | 359.6667 | 11.4544 | #REF! | #REF! | #REF! | 2 | 16.6 | 1352.4661 | 208.0717 | 107.9 | 359.6667 | 11.4544 | #REF! | #REF! | #REF! | 2 | 16.6 | 1845.9958 | 283.9993 | 107.9 | 359.6667 | 11.4544 | #REF! | #REF! | #REF! | 2 | 16.6 | 2414.3052 | 371.4316 | 107.9 | 359.6667 | 11.4544 | #REF! | #REF! | #REF!
| 2 | 16.95 | 1.3041 | 2.3136 | 0.0031025 | 110.175 | 0.20063 | 2.3136 | 110.175 | 44.07 | 8.4594 | 367.25 | 11.6959 | 90.584 | 148.8923 | 12.9116 | -146.5787 | -12.711 | [11 empty] | 1 | [7 empty] | 16.65 | 20.3551 | 3.1316 | 108.225 | 360.75 | 11.4889 | #REF! | #REF! | #REF! | #REF! | 16.65 | 136.4466 | 20.9918 | 108.225 | 360.75 | 11.4889 | #REF! | #REF! | #REF! | #REF! | 16.65 | 324.147 | 49.8688 | 108.225 | 360.75 | 11.4889 | #REF! | #REF! | #REF! | #REF! | 16.65 | 589.3395 | 90.6676 | 108.225 | 360.75 | 11.4889 | #REF! | #REF! | #REF! | #REF! | 16.65 | 932.9482 | 143.5305 | 108.225 | 360.75 | 11.4889 | #REF! | #REF! | #REF! | 2 | 16.65 | 1350.2322 | 207.728 | 108.225 | 360.75 | 11.4889 | #REF! | #REF! | #REF! | 2 | 16.65 | 1843.3714 | 283.5956 | 108.225 | 360.75 | 11.4889 | #REF! | #REF! | #REF! | 2 | 16.65 | 2411.2882 | 370.9674 | 108.225 | 360.75 | 11.4889 | #REF! | #REF! | #REF!
| 2 | 17 | 1.3251 | 2.3578 | 0.0031619 | 110.5 | 0.20386 | 2.3578 | 110.5 | 44.2 | 8.4594 | 368.3333 | 11.7304 | 90.6054 | 149.7367 | 12.9467 | -147.3788 | -12.7428 | [11 empty] | 1 | [7 empty] | 16.7 | 20.0956 | 3.0916 | 108.55 | 361.8333 | 11.5234 | #REF! | #REF! | #REF! | #REF! | 16.7 | 135.7753 | 20.8885 | 108.55 | 361.8333 | 11.5234 | #REF! | #REF! | #REF! | #REF! | 16.7 | 323.0788 | 49.7044 | 108.55 | 361.8333 | 11.5234 | #REF! | #REF! | #REF! | #REF! | 16.7 | 587.8721 | 90.4419 | 108.55 | 361.8333 | 11.5234 | #REF! | #REF! | #REF! | #REF! | 16.7 | 931.0864 | 143.2441 | 108.55 | 361.8333 | 11.5234 | #REF! | #REF! | #REF! | 2 | 16.7 | 1348.0007 | 207.3847 | 108.55 | 361.8333 | 11.5234 | #REF! | #REF! | #REF! | 2 | 16.7 | 1840.75 | 283.1923 | 108.55 | 361.8333 | 11.5234 | #REF! | #REF! | #REF! | 2 | 16.7 | 2408.2749 | 370.5038 | 108.55 | 361.8333 | 11.5234 | #REF! | #REF! | #REF!
| 2 | 17.05 | 1.3463 | 2.4026 | 0.003222 | 110.825 | 0.20713 | 2.4026 | 110.825 | 44.33 | 8.4594 | 369.4167 | 11.7649 | 90.6266 | 150.5834 | 12.9817 | -148.1808 | -12.7746 | [11 empty] | 1 | [7 empty] | 16.75 | 19.8408 | 3.0524 | 108.875 | 362.9167 | 11.5579 | #REF! | #REF! | #REF! | #REF! | 16.75 | 135.1068 | 20.7857 | 108.875 | 362.9167 | 11.5579 | #REF! | #REF! | #REF! | #REF! | 16.75 | 322.013 | 49.5405 | 108.875 | 362.9167 | 11.5579 | #REF! | #REF! | #REF! | #REF! | 16.75 | 586.4069 | 90.2165 | 108.875 | 362.9167 | 11.5579 | #REF! | #REF! | #REF! | #REF! | 16.75 | 929.2268 | 142.958 | 108.875 | 362.9167 | 11.5579 | #REF! | #REF! | #REF! | 2 | 16.75 | 1345.7717 | 207.0418 | 108.875 | 362.9167 | 11.5579 | #REF! | #REF! | #REF! | 2 | 16.75 | 1838.1317 | 282.7895 | 108.875 | 362.9167 | 11.5579 | #REF! | #REF! | #REF! | 2 | 16.75 | 2405.2653 | 370.0408 | 108.875 | 362.9167 | 11.5579 | #REF! | #REF! | #REF!
| 2 | 17.1 | 1.3677 | 2.4479 | 0.0032827 | 111.15 | 0.21042 | 2.4479 | 111.15 | 44.46 | 8.4594 | 370.5 | 11.7994 | 90.6478 | 151.4325 | 13.0167 | -148.9845 | -12.8063 | [11 empty] | 1 | [7 empty] | 16.8 | 19.5908 | 3.014 | 109.2 | 364 | 11.5924 | #REF! | #REF! | #REF! | #REF! | 16.8 | 134.4413 | 20.6833 | 109.2 | 364 | 11.5924 | #REF! | #REF! | #REF! | #REF! | 16.8 | 320.9497 | 49.3769 | 109.2 | 364 | 11.5924 | #REF! | #REF! | #REF! | #REF! | 16.8 | 584.944 | 89.9914 | 109.2 | 364 | 11.5924 | #REF! | #REF! | #REF! | #REF! | 16.8 | 927.3692 | 142.6722 | 109.2 | 364 | 11.5924 | #REF! | #REF! | #REF! | 2 | 16.8 | 1343.5451 | 206.6992 | 109.2 | 364 | 11.5924 | #REF! | #REF! | #REF! | 2 | 16.8 | 1835.5164 | 282.3871 | 109.2 | 364 | 11.5924 | #REF! | #REF! | #REF! | 2 | 16.8 | 2402.2593 | 369.5783 | 109.2 | 364 | 11.5924 | #REF! | #REF! | #REF!
| 2 | 17.15 | 1.3893 | 2.4938 | 0.0033442 | 111.475 | 0.21373 | 2.4938 | 111.475 | 44.59 | 8.4594 | 371.5833 | 11.8339 | 90.6689 | 152.2839 | 13.0517 | -149.7901 | -12.838 | [11 empty] | 1 | [7 empty] | 16.85 | 19.3455 | 2.9762 | 109.525 | 365.0833 | 11.6269 | #REF! | #REF! | #REF! | #REF! | 16.85 | 133.7785 | 20.5813 | 109.525 | 365.0833 | 11.6269 | #REF! | #REF! | #REF! | #REF! | 16.85 | 319.8887 | 49.2137 | 109.525 | 365.0833 | 11.6269 | #REF! | #REF! | #REF! | #REF! | 16.85 | 583.4833 | 89.7667 | 109.525 | 365.0833 | 11.6269 | #REF! | #REF! | #REF! | #REF! | 16.85 | 925.5136 | 142.3867 | 109.525 | 365.0833 | 11.6269 | #REF! | #REF! | #REF! | 2 | 16.85 | 1341.321 | 206.3571 | 109.525 | 365.0833 | 11.6269 | #REF! | #REF! | #REF! | 2 | 16.85 | 1832.9041 | 281.9852 | 109.525 | 365.0833 | 11.6269 | #REF! | #REF! | #REF! | 2 | 16.85 | 2399.2568 | 369.1164 | 109.525 | 365.0833 | 11.6269 | #REF! | #REF! | #REF!
| 2 | 17.2 | 1.411 | 2.5402 | 0.0034064 | 111.8 | 0.21708 | 2.5402 | 111.8 | 44.72 | 8.4594 | 372.6667 | 11.8684 | 90.6899 | 153.1377 | 13.0868 | -150.5976 | -12.8697 | [11 empty] | 1 | [7 empty] | 16.9 | 19.105 | 2.9392 | 109.85 | 366.1667 | 11.6614 | #REF! | #REF! | #REF! | #REF! | 16.9 | 133.1187 | 20.4798 | 109.85 | 366.1667 | 11.6614 | #REF! | #REF! | #REF! | #REF! | 16.9 | 318.8302 | 49.0508 | 109.85 | 366.1667 | 11.6614 | #REF! | #REF! | #REF! | #REF! | 16.9 | 582.0248 | 89.5423 | 109.85 | 366.1667 | 11.6614 | #REF! | #REF! | #REF! | #REF! | 16.9 | 923.66 | 142.1015 | 109.85 | 366.1667 | 11.6614 | #REF! | #REF! | #REF! | 2 | 16.9 | 1339.0992 | 206.0153 | 109.85 | 366.1667 | 11.6614 | #REF! | #REF! | #REF! | 2 | 16.9 | 1830.2948 | 281.5838 | 109.85 | 366.1667 | 11.6614 | #REF! | #REF! | #REF! | 2 | 16.9 | 2396.258 | 368.6551 | 109.85 | 366.1667 | 11.6614 | #REF! | #REF! | #REF!
| 2 | 17.25 | 1.4329 | 2.5871 | 0.0034693 | 112.125 | 0.22044 | 2.5871 | 112.125 | 44.85 | 8.4594 | 373.75 | 11.9029 | 90.7108 | 153.9939 | 13.1218 | -151.4068 | -12.9013 | [11 empty] | 1 | [7 empty] | 16.95 | 18.8692 | 2.903 | 110.175 | 367.25 | 11.6959 | #REF! | #REF! | #REF! | #REF! | 16.95 | 132.4616 | 20.3787 | 110.175 | 367.25 | 11.6959 | #REF! | #REF! | #REF! | #REF! | 16.95 | 317.7741 | 48.8883 | 110.175 | 367.25 | 11.6959 | #REF! | #REF! | #REF! | #REF! | 16.95 | 580.5685 | 89.3182 | 110.175 | 367.25 | 11.6959 | #REF! | #REF! | #REF! | #REF! | 16.95 | 921.8085 | 141.8167 | 110.175 | 367.25 | 11.6959 | #REF! | #REF! | #REF! | 2 | 16.95 | 1336.8799 | 205.6738 | 110.175 | 367.25 | 11.6959 | #REF! | #REF! | #REF! | 2 | 16.95 | 1827.6884 | 281.1828 | 110.175 | 367.25 | 11.6959 | #REF! | #REF! | #REF! | 2 | 16.95 | 2393.2627 | 368.1943 | 110.175 | 367.25 | 11.6959 | #REF! | #REF! | #REF!
| 2 | 17.3 | 1.4549 | 2.6345 | 0.0035329 | 112.45 | 0.22384 | 2.6345 | 112.45 | 44.98 | 8.4594 | 374.8333 | 11.9374 | 90.7316 | 154.8524 | 13.1568 | -152.2179 | -12.933 | [11 empty] | 1 | [7 empty] | 17 | 18.6382 | 2.8674 | 110.5 | 368.3333 | 11.7304 | #REF! | #REF! | #REF! | #REF! | 17 | 131.8073 | 20.2781 | 110.5 | 368.3333 | 11.7304 | #REF! | #REF! | #REF! | #REF! | 17 | 316.7204 | 48.7262 | 110.5 | 368.3333 | 11.7304 | #REF! | #REF! | #REF! | #REF! | 17 | 579.1143 | 89.0945 | 110.5 | 368.3333 | 11.7304 | #REF! | #REF! | #REF! | #REF! | 17 | 919.9589 | 141.5321 | 110.5 | 368.3333 | 11.7304 | #REF! | #REF! | #REF! | 2 | 17 | 1334.6629 | 205.3328 | 110.5 | 368.3333 | 11.7304 | #REF! | #REF! | #REF! | 2 | 17 | 1825.0849 | 280.7823 | 110.5 | 368.3333 | 11.7304 | #REF! | #REF! | #REF! | 2 | 17 | 2390.2709 | 367.734 | 110.5 | 368.3333 | 11.7304 | #REF! | #REF! | #REF!
| 2 | 17.35 | 1.4772 | 2.6825 | 0.0035973 | 112.775 | 0.22726 | 2.6825 | 112.775 | 45.11 | 8.4594 | 375.9167 | 11.9719 | 90.7522 | 155.7133 | 13.1918 | -153.0308 | -12.9646 | [11 empty] | 1 | [7 empty] | 17.05 | 18.4118 | 2.8326 | 110.825 | 369.4167 | 11.7649 | #REF! | #REF! | #REF! | #REF! | 17.05 | 131.1559 | 20.1778 | 110.825 | 369.4167 | 11.7649 | #REF! | #REF! | #REF! | #REF! | 17.05 | 315.669 | 48.5645 | 110.825 | 369.4167 | 11.7649 | #REF! | #REF! | #REF! | #REF! | 17.05 | 577.6623 | 88.8711 | 110.825 | 369.4167 | 11.7649 | #REF! | #REF! | #REF! | #REF! | 17.05 | 918.1113 | 141.2479 | 110.825 | 369.4167 | 11.7649 | #REF! | #REF! | #REF! | 2 | 17.05 | 1332.4483 | 204.9921 | 110.825 | 369.4167 | 11.7649 | #REF! | #REF! | #REF! | 2 | 17.05 | 1822.4843 | 280.3822 | 110.825 | 369.4167 | 11.7649 | #REF! | #REF! | #REF! | 2 | 17.05 | 2387.2827 | 367.2743 | 110.825 | 369.4167 | 11.7649 | #REF! | #REF! | #REF!
| 2 | 17.4 | 1.4996 | 2.731 | 0.0036624 | 113.1 | 0.2307 | 2.731 | 113.1 | 45.24 | 8.4594 | 377 | 12.0064 | 90.7728 | 156.5766 | 13.2268 | -153.8456 | -12.9961 | [11 empty] | 1 | [7 empty] | 17.1 | 18.1903 | 2.7985 | 111.15 | 370.5 | 11.7994 | #REF! | #REF! | #REF! | #REF! | 17.1 | 130.5072 | 20.078 | 111.15 | 370.5 | 11.7994 | #REF! | #REF! | #REF! | #REF! | 17.1 | 314.6199 | 48.4031 | 111.15 | 370.5 | 11.7994 | #REF! | #REF! | #REF! | #REF! | 17.1 | 576.2124 | 88.6481 | 111.15 | 370.5 | 11.7994 | #REF! | #REF! | #REF! | #REF! | 17.1 | 916.2657 | 140.964 | 111.15 | 370.5 | 11.7994 | #REF! | #REF! | #REF! | 2 | 17.1 | 1330.2361 | 204.6517 | 111.15 | 370.5 | 11.7994 | #REF! | #REF! | #REF! | 2 | 17.1 | 1819.8866 | 279.9826 | 111.15 | 370.5 | 11.7994 | #REF! | #REF! | #REF! | 2 | 17.1 | 2384.2979 | 366.8151 | 111.15 | 370.5 | 11.7994 | #REF! | #REF! | #REF!
| 2 | 17.45 | 1.5221 | 2.7801 | 0.0037282 | 113.425 | 0.23418 | 2.7801 | 113.425 | 45.37 | 8.4594 | 378.0833 | 12.0409 | 90.7933 | 157.4422 | 13.2618 | -154.6621 | -13.0277 | [11 empty] | 1 | [7 empty] | 17.15 | 17.9735 | 2.7651 | 111.475 | 371.5833 | 11.8339 | #REF! | #REF! | #REF! | #REF! | 17.15 | 129.8613 | 19.9787 | 111.475 | 371.5833 | 11.8339 | #REF! | #REF! | #REF! | #REF! | 17.15 | 313.5732 | 48.242 | 111.475 | 371.5833 | 11.8339 | #REF! | #REF! | #REF! | #REF! | 17.15 | 574.7647 | 88.4253 | 111.475 | 371.5833 | 11.8339 | #REF! | #REF! | #REF! | #REF! | 17.15 | 914.422 | 140.6803 | 111.475 | 371.5833 | 11.8339 | #REF! | #REF! | #REF! | 2 | 17.15 | 1328.0261 | 204.3117 | 111.475 | 371.5833 | 11.8339 | #REF! | #REF! | #REF! | 2 | 17.15 | 1817.2918 | 279.5833 | 111.475 | 371.5833 | 11.8339 | #REF! | #REF! | #REF! | 2 | 17.15 | 2381.3166 | 366.3564 | 111.475 | 371.5833 | 11.8339 | #REF! | #REF! | #REF!
| 2 | 17.5 | 1.5449 | 2.8297 | 0.0037947 | 113.75 | 0.23767 | 2.8297 | 113.75 | 45.5 | 8.4594 | 379.1667 | 12.0754 | 90.8137 | 158.3102 | 13.2969 | -155.4805 | -13.0592 | [11 empty] | 1 | [7 empty] | 17.2 | 17.7614 | 2.7325 | 111.8 | 372.6667 | 11.8684 | #REF! | #REF! | #REF! | #REF! | 17.2 | 129.2182 | 19.8797 | 111.8 | 372.6667 | 11.8684 | #REF! | #REF! | #REF! | #REF! | 17.2 | 312.5289 | 48.0814 | 111.8 | 372.6667 | 11.8684 | #REF! | #REF! | #REF! | #REF! | 17.2 | 573.3191 | 88.2029 | 111.8 | 372.6667 | 11.8684 | #REF! | #REF! | #REF! | #REF! | 17.2 | 912.5803 | 140.397 | 111.8 | 372.6667 | 11.8684 | #REF! | #REF! | #REF! | 2 | 17.2 | 1325.8185 | 203.9721 | 111.8 | 372.6667 | 11.8684 | #REF! | #REF! | #REF! | 2 | 17.2 | 1814.6998 | 279.1846 | 111.8 | 372.6667 | 11.8684 | #REF! | #REF! | #REF! | 2 | 17.2 | 2378.3387 | 365.8983 | 111.8 | 372.6667 | 11.8684 | #REF! | #REF! | #REF!
| 2 | 17.55 | 1.5678 | 2.8799 | 0.0038619 | 114.075 | 0.2412 | 2.8799 | 114.075 | 45.63 | 8.4594 | 380.25 | 12.1099 | 90.834 | 159.1805 | 13.3319 | -156.3007 | -13.0907 | [11 empty] | 1 | [7 empty] | 17.25 | 17.5541 | 2.7006 | 112.125 | 373.75 | 11.9029 | #REF! | #REF! | #REF! | #REF! | 17.25 | 128.5777 | 19.7812 | 112.125 | 373.75 | 11.9029 | #REF! | #REF! | #REF! | #REF! | 17.25 | 311.4868 | 47.921 | 112.125 | 373.75 | 11.9029 | #REF! | #REF! | #REF! | #REF! | 17.25 | 571.8756 | 87.9809 | 112.125 | 373.75 | 11.9029 | #REF! | #REF! | #REF! | #REF! | 17.25 | 910.7405 | 140.1139 | 112.125 | 373.75 | 11.9029 | #REF! | #REF! | #REF! | 2 | 17.25 | 1323.6132 | 203.6328 | 112.125 | 373.75 | 11.9029 | #REF! | #REF! | #REF! | 2 | 17.25 | 1812.1106 | 278.7863 | 112.125 | 373.75 | 11.9029 | #REF! | #REF! | #REF! | 2 | 17.25 | 2375.3642 | 365.4406 | 112.125 | 373.75 | 11.9029 | #REF! | #REF! | #REF!
| 2 | 17.6 | 1.5909 | 2.9306 | 0.0039299 | 114.4 | 0.24475 | 2.9306 | 114.4 | 45.76 | 8.4594 | 381.3333 | 12.1444 | 90.8542 | 160.0532 | 13.3669 | -157.1227 | -13.1221 | [11 empty] | 1 | [7 empty] | 17.3 | 17.3515 | 2.6695 | 112.45 | 374.8333 | 11.9374 | #REF! | #REF! | #REF! | #REF! | 17.3 | 127.94 | 19.6831 | 112.45 | 374.8333 | 11.9374 | #REF! | #REF! | #REF! | #REF! | 17.3 | 310.447 | 47.7611 | 112.45 | 374.8333 | 11.9374 | #REF! | #REF! | #REF! | #REF! | 17.3 | 570.4342 | 87.7591 | 112.45 | 374.8333 | 11.9374 | #REF! | #REF! | #REF! | #REF! | 17.3 | 908.9027 | 139.8312 | 112.45 | 374.8333 | 11.9374 | #REF! | #REF! | #REF! | 2 | 17.3 | 1321.4101 | 203.2939 | 112.45 | 374.8333 | 11.9374 | #REF! | #REF! | #REF! | 2 | 17.3 | 1809.5243 | 278.3884 | 112.45 | 374.8333 | 11.9374 | #REF! | #REF! | #REF! | 2 | 17.3 | 2372.3931 | 364.9836 | 112.45 | 374.8333 | 11.9374 | #REF! | #REF! | #REF!
| 2 | 17.65 | 1.6141 | 2.9818 | 0.0039987 | 114.725 | 0.24832 | 2.9818 | 114.725 | 45.89 | 8.4594 | 382.4167 | 12.1789 | 90.8743 | 160.9283 | 13.4019 | -157.9465 | -13.1536 | [11 empty] | 1 | [7 empty] | 17.35 | 17.1536 | 2.639 | 112.775 | 375.9167 | 11.9719 | #REF! | #REF! | #REF! | #REF! | 17.35 | 127.3051 | 19.5854 | 112.775 | 375.9167 | 11.9719 | #REF! | #REF! | #REF! | #REF! | 17.35 | 309.4095 | 47.6015 | 112.775 | 375.9167 | 11.9719 | #REF! | #REF! | #REF! | #REF! | 17.35 | 568.9949 | 87.5377 | 112.775 | 375.9167 | 11.9719 | #REF! | #REF! | #REF! | #REF! | 17.35 | 907.0668 | 139.5487 | 112.775 | 375.9167 | 11.9719 | #REF! | #REF! | #REF! | 2 | 17.35 | 1319.2093 | 202.9553 | 112.775 | 375.9167 | 11.9719 | #REF! | #REF! | #REF! | 2 | 17.35 | 1806.9407 | 277.9909 | 112.775 | 375.9167 | 11.9719 | #REF! | #REF! | #REF! | 2 | 17.35 | 2369.4254 | 364.527 | 112.775 | 375.9167 | 11.9719 | #REF! | #REF! | #REF!
| 2 | 17.7 | 1.6375 | 3.0336 | 0.0040682 | 115.05 | 0.25192 | 3.0336 | 115.05 | 46.02 | 8.4594 | 383.5 | 12.2134 | 90.8943 | 161.8057 | 13.4369 | -158.7721 | -13.185 | [11 empty] | 1 | [7 empty] | 17.4 | 16.9605 | 2.6093 | 113.1 | 377 | 12.0064 | #REF! | #REF! | #REF! | #REF! | 17.4 | 126.6728 | 19.4881 | 113.1 | 377 | 12.0064 | #REF! | #REF! | #REF! | #REF! | 17.4 | 308.3742 | 47.4422 | 113.1 | 377 | 12.0064 | #REF! | #REF! | #REF! | #REF! | 17.4 | 567.5576 | 87.3166 | 113.1 | 377 | 12.0064 | #REF! | #REF! | #REF! | #REF! | 17.4 | 905.2327 | 139.2666 | 113.1 | 377 | 12.0064 | #REF! | #REF! | #REF! | 2 | 17.4 | 1317.0108 | 202.617 | 113.1 | 377 | 12.0064 | #REF! | #REF! | #REF! | 2 | 17.4 | 1804.3599 | 277.5938 | 113.1 | 377 | 12.0064 | #REF! | #REF! | #REF! | 2 | 17.4 | 2366.461 | 364.0709 | 113.1 | 377 | 12.0064 | #REF! | #REF! | #REF!
| 2 | 17.75 | 1.6611 | 3.086 | 0.0041384 | 115.375 | 0.25555 | 3.086 | 115.375 | 46.15 | 8.4594 | 384.5833 | 12.2479 | 90.9142 | 162.6855 | 13.4719 | -159.5995 | -13.2163 | [11 empty] | 1 | [7 empty] | 17.45 | 16.7722 | 2.5803 | 113.425 | 378.0833 | 12.0409 | #REF! | #REF! | #REF! | #REF! | 17.45 | 126.0431 | 19.3913 | 113.425 | 378.0833 | 12.0409 | #REF! | #REF! | #REF! | #REF! | 17.45 | 307.3412 | 47.2833 | 113.425 | 378.0833 | 12.0409 | #REF! | #REF! | #REF! | #REF! | 17.45 | 566.1224 | 87.0958 | 113.425 | 378.0833 | 12.0409 | #REF! | #REF! | #REF! | #REF! | 17.45 | 903.4006 | 138.9847 | 113.425 | 378.0833 | 12.0409 | #REF! | #REF! | #REF! | 2 | 17.45 | 1314.8145 | 202.2791 | 113.425 | 378.0833 | 12.0409 | #REF! | #REF! | #REF! | 2 | 17.45 | 1801.7819 | 277.1972 | 113.425 | 378.0833 | 12.0409 | #REF! | #REF! | #REF! | 2 | 17.45 | 2363.4999 | 363.6154 | 113.425 | 378.0833 | 12.0409 | #REF! | #REF! | #REF!
| 2 | 17.8 | 1.6848 | 3.139 | 0.0042094 | 115.7 | 0.25921 | 3.139 | 115.7 | 46.28 | 8.4594 | 385.6667 | 12.2824 | 90.9341 | 163.5677 | 13.5069 | -160.4288 | -13.2477 | [11 empty] | 1 | [7 empty] | 17.5 | 16.5886 | 2.5521 | 113.75 | 379.1667 | 12.0754 | #REF! | #REF! | #REF! | #REF! | 17.5 | 125.4162 | 19.2948 | 113.75 | 379.1667 | 12.0754 | #REF! | #REF! | #REF! | #REF! | 17.5 | 306.3105 | 47.1247 | 113.75 | 379.1667 | 12.0754 | #REF! | #REF! | #REF! | #REF! | 17.5 | 564.6893 | 86.8753 | 113.75 | 379.1667 | 12.0754 | #REF! | #REF! | #REF! | #REF! | 17.5 | 901.5704 | 138.7031 | 113.75 | 379.1667 | 12.0754 | #REF! | #REF! | #REF! | 2 | 17.5 | 1312.6203 | 201.9416 | 113.75 | 379.1667 | 12.0754 | #REF! | #REF! | #REF! | 2 | 17.5 | 1799.2066 | 276.801 | 113.75 | 379.1667 | 12.0754 | #REF! | #REF! | #REF! | 2 | 17.5 | 2360.5422 | 363.1603 | 113.75 | 379.1667 | 12.0754 | #REF! | #REF! | #REF!
| 2 | 17.85 | 1.7088 | 3.1925 | 0.0042812 | 116.025 | 0.26289 | 3.1925 | 116.025 | 46.41 | 8.4594 | 386.75 | 12.3169 | 90.9538 | 164.4523 | 13.5419 | -161.2598 | -13.279 | [11 empty] | 1 | [7 empty] | 17.55 | 16.4097 | 2.5246 | 114.075 | 380.25 | 12.1099 | #REF! | #REF! | #REF! | #REF! | 17.55 | 124.7919 | 19.1988 | 114.075 | 380.25 | 12.1099 | #REF! | #REF! | #REF! | #REF! | 17.55 | 305.2819 | 46.9664 | 114.075 | 380.25 | 12.1099 | #REF! | #REF! | #REF! | #REF! | 17.55 | 563.2581 | 86.6551 | 114.075 | 380.25 | 12.1099 | #REF! | #REF! | #REF! | #REF! | 17.55 | 899.742 | 138.4218 | 114.075 | 380.25 | 12.1099 | #REF! | #REF! | #REF! | 2 | 17.55 | 1310.4284 | 201.6044 | 114.075 | 380.25 | 12.1099 | #REF! | #REF! | #REF! | 2 | 17.55 | 1796.634 | 276.4052 | 114.075 | 380.25 | 12.1099 | #REF! | #REF! | #REF! | 2 | 17.55 | 2357.5877 | 362.7058 | 114.075 | 380.25 | 12.1099 | #REF! | #REF! | #REF!
| 2 | 17.9 | 1.7328 | 3.2465 | 0.0043537 | 116.35 | 0.26659 | 3.2465 | 116.35 | 46.54 | 8.4594 | 387.8333 | 12.3514 | 90.9734 | 165.3392 | 13.5769 | -162.0926 | -13.3103 | [11 empty] | 1 | [7 empty] | 17.6 | 16.2356 | 2.4978 | 114.4 | 381.3333 | 12.1444 | #REF! | #REF! | #REF! | #REF! | 17.6 | 124.1702 | 19.1031 | 114.4 | 381.3333 | 12.1444 | #REF! | #REF! | #REF! | #REF! | 17.6 | 304.2556 | 46.8085 | 114.4 | 381.3333 | 12.1444 | #REF! | #REF! | #REF! | #REF! | 17.6 | 561.829 | 86.4352 | 114.4 | 381.3333 | 12.1444 | #REF! | #REF! | #REF! | #REF! | 17.6 | 897.9155 | 138.1408 | 114.4 | 381.3333 | 12.1444 | #REF! | #REF! | #REF! | 2 | 17.6 | 1308.2387 | 201.2675 | 114.4 | 381.3333 | 12.1444 | #REF! | #REF! | #REF! | 2 | 17.6 | 1794.064 | 276.0099 | 114.4 | 381.3333 | 12.1444 | #REF! | #REF! | #REF! | 2 | 17.6 | 2354.6364 | 362.2518 | 114.4 | 381.3333 | 12.1444 | #REF! | #REF! | #REF!
| 2 | 17.95 | 1.7571 | 3.3012 | 0.0044269 | 116.675 | 0.27032 | 3.3012 | 116.675 | 46.67 | 8.4594 | 388.9167 | 12.3859 | 90.993 | 166.2284 | 13.6119 | -162.9273 | -13.3416 | [11 empty] | 1 | [7 empty] | 17.65 | 16.0662 | 2.4717 | 114.725 | 382.4167 | 12.1789 | #REF! | #REF! | #REF! | #REF! | 17.65 | 123.5512 | 19.0079 | 114.725 | 382.4167 | 12.1789 | #REF! | #REF! | #REF! | #REF! | 17.65 | 303.2314 | 46.651 | 114.725 | 382.4167 | 12.1789 | #REF! | #REF! | #REF! | #REF! | 17.65 | 560.4019 | 86.2157 | 114.725 | 382.4167 | 12.1789 | #REF! | #REF! | #REF! | #REF! | 17.65 | 896.0908 | 137.8601 | 114.725 | 382.4167 | 12.1789 | #REF! | #REF! | #REF! | 2 | 17.65 | 1306.0512 | 200.931 | 114.725 | 382.4167 | 12.1789 | #REF! | #REF! | #REF! | 2 | 17.65 | 1791.4968 | 275.6149 | 114.725 | 382.4167 | 12.1789 | #REF! | #REF! | #REF! | 2 | 17.65 | 2351.6884 | 361.7982 | 114.725 | 382.4167 | 12.1789 | #REF! | #REF! | #REF!
| 2 | 18 | 1.7815 | 3.3564 | 0.004501 | 117 | 0.27408 | 3.3564 | 117 | 46.8 | 8.4594 | 390 | 12.4204 | 91.0124 | 167.1201 | 13.6469 | -163.7637 | -13.3728 | [11 empty] | 1 | [7 empty] | 17.7 | 15.9015 | 2.4464 | 115.05 | 383.5 | 12.2134 | #REF! | #REF! | #REF! | #REF! | 17.7 | 122.9347 | 18.913 | 115.05 | 383.5 | 12.2134 | #REF! | #REF! | #REF! | #REF! | 17.7 | 302.2094 | 46.4938 | 115.05 | 383.5 | 12.2134 | #REF! | #REF! | #REF! | #REF! | 17.7 | 558.9769 | 85.9964 | 115.05 | 383.5 | 12.2134 | #REF! | #REF! | #REF! | #REF! | 17.7 | 894.268 | 137.5797 | 115.05 | 383.5 | 12.2134 | #REF! | #REF! | #REF! | 2 | 17.7 | 1303.8658 | 200.5947 | 115.05 | 383.5 | 12.2134 | #REF! | #REF! | #REF! | 2 | 17.7 | 1788.9322 | 275.2203 | 115.05 | 383.5 | 12.2134 | #REF! | #REF! | #REF! | 2 | 17.7 | 2348.7437 | 361.3452 | 115.05 | 383.5 | 12.2134 | #REF! | #REF! | #REF!
| 2 | 18.05 | 1.8061 | 3.4122 | 0.0045758 | 117.325 | 0.27786 | 3.4122 | 117.325 | 46.93 | 8.4594 | 391.0833 | 12.4549 | 91.0318 | 168.0141 | 13.6819 | -164.6019 | -13.404 | [11 empty] | 1 | [7 empty] | 17.75 | 15.7416 | 2.4218 | 115.375 | 384.5833 | 12.2479 | #REF! | #REF! | #REF! | #REF! | 17.75 | 122.3209 | 18.8186 | 115.375 | 384.5833 | 12.2479 | #REF! | #REF! | #REF! | #REF! | 17.75 | 301.1896 | 46.3369 | 115.375 | 384.5833 | 12.2479 | #REF! | #REF! | #REF! | #REF! | 17.75 | 557.5537 | 85.7775 | 115.375 | 384.5833 | 12.2479 | #REF! | #REF! | #REF! | #REF! | 17.75 | 892.4471 | 137.2995 | 115.375 | 384.5833 | 12.2479 | #REF! | #REF! | #REF! | 2 | 17.75 | 1301.6825 | 200.2589 | 115.375 | 384.5833 | 12.2479 | #REF! | #REF! | #REF! | 2 | 17.75 | 1786.3703 | 274.8262 | 115.375 | 384.5833 | 12.2479 | #REF! | #REF! | #REF! | 2 | 17.75 | 2345.8021 | 360.8926 | 115.375 | 384.5833 | 12.2479 | #REF! | #REF! | #REF!
| 2 | 18.1 | 1.8309 | 3.4685 | 0.0046514 | 117.65 | 0.28167 | 3.4685 | 117.65 | 47.06 | 8.4594 | 392.1667 | 12.4894 | 91.051 | 168.9105 | 13.7169 | -165.4419 | -13.4352 | [11 empty] | 1 | [7 empty] | 17.8 | 15.5865 | 2.3979 | 115.7 | 385.6667 | 12.2824 | #REF! | #REF! | #REF! | #REF! | 17.8 | 121.7096 | 18.7246 | 115.7 | 385.6667 | 12.2824 | #REF! | #REF! | #REF! | #REF! | 17.8 | 300.172 | 46.1803 | 115.7 | 385.6667 | 12.2824 | #REF! | #REF! | #REF! | #REF! | 17.8 | 556.1326 | 85.5589 | 115.7 | 385.6667 | 12.2824 | #REF! | #REF! | #REF! | #REF! | 17.8 | 890.6279 | 137.0197 | 115.7 | 385.6667 | 12.2824 | #REF! | #REF! | #REF! | 2 | 17.8 | 1299.5014 | 199.9233 | 115.7 | 385.6667 | 12.2824 | #REF! | #REF! | #REF! | 2 | 17.8 | 1783.811 | 274.4325 | 115.7 | 385.6667 | 12.2824 | #REF! | #REF! | #REF! | 2 | 17.8 | 2342.8636 | 360.4406 | 115.7 | 385.6667 | 12.2824 | #REF! | #REF! | #REF!
| 2 | 18.15 | 1.8558 | 3.5255 | 0.0047277 | 117.975 | 0.28551 | 3.5255 | 117.975 | 47.19 | 8.4594 | 393.25 | 12.5239 | 91.0702 | 169.8092 | 13.7519 | -166.2837 | -13.4664 | [11 empty] | 1 | [7 empty] | 17.85 | 15.4361 | 2.3748 | 116.025 | 386.75 | 12.3169 | #REF! | #REF! | #REF! | #REF! | 17.85 | 121.1009 | 18.6309 | 116.025 | 386.75 | 12.3169 | #REF! | #REF! | #REF! | #REF! | 17.85 | 299.1565 | 46.0241 | 116.025 | 386.75 | 12.3169 | #REF! | #REF! | #REF! | #REF! | 17.85 | 554.7134 | 85.3405 | 116.025 | 386.75 | 12.3169 | #REF! | #REF! | #REF! | #REF! | 17.85 | 888.8106 | 136.7401 | 116.025 | 386.75 | 12.3169 | #REF! | #REF! | #REF! | 2 | 17.85 | 1297.3224 | 199.5881 | 116.025 | 386.75 | 12.3169 | #REF! | #REF! | #REF! | 2 | 17.85 | 1781.2543 | 274.0391 | 116.025 | 386.75 | 12.3169 | #REF! | #REF! | #REF! | 2 | 17.85 | 2339.9284 | 359.989 | 116.025 | 386.75 | 12.3169 | #REF! | #REF! | #REF!
| 2 | 18.2 | 1.8809 | 3.583 | 0.0048049 | 118.3 | 0.28937 | 3.583 | 118.3 | 47.32 | 8.4594 | 394.3333 | 12.5584 | 91.0893 | 170.7103 | 13.7869 | -167.1273 | -13.4975 | [11 empty] | 1 | [7 empty] | 17.9 | 15.2904 | 2.3524 | 116.35 | 387.8333 | 12.3514 | #REF! | #REF! | #REF! | #REF! | 17.9 | 120.4947 | 18.5376 | 116.35 | 387.8333 | 12.3514 | #REF! | #REF! | #REF! | #REF! | 17.9 | 298.1431 | 45.8682 | 116.35 | 387.8333 | 12.3514 | #REF! | #REF! | #REF! | #REF! | 17.9 | 553.2962 | 85.1225 | 116.35 | 387.8333 | 12.3514 | #REF! | #REF! | #REF! | #REF! | 17.9 | 886.9951 | 136.4608 | 116.35 | 387.8333 | 12.3514 | #REF! | #REF! | #REF! | 2 | 17.9 | 1295.1455 | 199.2532 | 116.35 | 387.8333 | 12.3514 | #REF! | #REF! | #REF! | 2 | 17.9 | 1778.7001 | 273.6462 | 116.35 | 387.8333 | 12.3514 | #REF! | #REF! | #REF! | 2 | 17.9 | 2336.9962 | 359.5379 | 116.35 | 387.8333 | 12.3514 | #REF! | #REF! | #REF!
| 2 | 18.25 | 1.9062 | 3.6411 | 0.0048828 | 118.625 | 0.29326 | 3.6411 | 118.625 | 47.45 | 8.4594 | 395.4167 | 12.5929 | 91.1082 | 171.6138 | 13.8219 | -167.9727 | -13.5286 | [11 empty] | 1 | [7 empty] | 17.95 | 15.1495 | 2.3307 | 116.675 | 388.9167 | 12.3859 | #REF! | #REF! | #REF! | #REF! | 17.95 | 119.8911 | 18.4448 | 116.675 | 388.9167 | 12.3859 | #REF! | #REF! | #REF! | #REF! | 17.95 | 297.1318 | 45.7126 | 116.675 | 388.9167 | 12.3859 | #REF! | #REF! | #REF! | #REF! | 17.95 | 551.8809 | 84.9048 | 116.675 | 388.9167 | 12.3859 | #REF! | #REF! | #REF! | #REF! | 17.95 | 885.1814 | 136.1818 | 116.675 | 388.9167 | 12.3859 | #REF! | #REF! | #REF! | 2 | 17.95 | 1292.9707 | 198.9186 | 116.675 | 388.9167 | 12.3859 | #REF! | #REF! | #REF! | 2 | 17.95 | 1776.1486 | 273.2536 | 116.675 | 388.9167 | 12.3859 | #REF! | #REF! | #REF! | 2 | 17.95 | 2334.0672 | 359.0873 | 116.675 | 388.9167 | 12.3859 | #REF! | #REF! | #REF!
| 2 | 18.3 | 1.9316 | 3.6998 | 0.0049615 | 118.95 | 0.29717 | 3.6998 | 118.95 | 47.58 | 8.4594 | 396.5 | 12.6274 | 91.1271 | 172.5197 | 13.8569 | -168.8199 | -13.5597 | [11 empty] | 1 | [7 empty] | 18 | 15.0133 | 2.3097 | 117 | 390 | 12.4204 | #REF! | #REF! | #REF! | #REF! | 18 | 119.2899 | 18.3523 | 117 | 390 | 12.4204 | #REF! | #REF! | #REF! | #REF! | 18 | 296.1226 | 45.5573 | 117 | 390 | 12.4204 | #REF! | #REF! | #REF! | #REF! | 18 | 550.4676 | 84.6873 | 117 | 390 | 12.4204 | #REF! | #REF! | #REF! | #REF! | 18 | 883.3695 | 135.903 | 117 | 390 | 12.4204 | #REF! | #REF! | #REF! | 2 | 18 | 1290.7979 | 198.5843 | 117 | 390 | 12.4204 | #REF! | #REF! | #REF! | 2 | 18 | 1773.5996 | 272.8615 | 117 | 390 | 12.4204 | #REF! | #REF! | #REF! | 2 | 18 | 2331.1412 | 358.6371 | 117 | 390 | 12.4204 | #REF! | #REF! | #REF!
| 2 | 18.35 | 1.9572 | 3.7591 | 0.005041 | 119.275 | 0.30111 | 3.7591 | 119.275 | 47.71 | 8.4594 | 397.5833 | 12.6619 | 91.1459 | 173.4279 | 13.8919 | -169.6688 | -13.5908 | [11 empty] | 1 | [7 empty] | 18.05 | 14.8819 | 2.2895 | 117.325 | 391.0833 | 12.4549 | #REF! | #REF! | #REF! | #REF! | 18.05 | 118.6913 | 18.2602 | 117.325 | 391.0833 | 12.4549 | #REF! | #REF! | #REF! | #REF! | 18.05 | 295.1156 | 45.4024 | 117.325 | 391.0833 | 12.4549 | #REF! | #REF! | #REF! | #REF! | 18.05 | 549.0562 | 84.4702 | 117.325 | 391.0833 | 12.4549 | #REF! | #REF! | #REF! | #REF! | 18.05 | 881.5593 | 135.6245 | 117.325 | 391.0833 | 12.4549 | #REF! | #REF! | #REF! | 2 | 18.05 | 1288.6272 | 198.2503 | 117.325 | 391.0833 | 12.4549 | #REF! | #REF! | #REF! | 2 | 18.05 | 1771.0531 | 272.4697 | 117.325 | 391.0833 | 12.4549 | #REF! | #REF! | #REF! | 2 | 18.05 | 2328.2183 | 358.1874 | 117.325 | 391.0833 | 12.4549 | #REF! | #REF! | #REF!
| 2 | 18.4 | 1.983 | 3.819 | 0.0051213 | 119.6 | 0.30508 | 3.819 | 119.6 | 47.84 | 8.4594 | 398.6667 | 12.6964 | 91.1646 | 174.3386 | 13.9269 | -170.5196 | -13.6218 | [11 empty] | 1 | [7 empty] | 18.1 | 14.7552 | 2.27 | 117.65 | 392.1667 | 12.4894 | #REF! | #REF! | #REF! | #REF! | 18.1 | 118.0952 | 18.1685 | 117.65 | 392.1667 | 12.4894 | #REF! | #REF! | #REF! | #REF! | 18.1 | 294.1105 | 45.2478 | 117.65 | 392.1667 | 12.4894 | #REF! | #REF! | #REF! | #REF! | 18.1 | 547.6467 | 84.2533 | 117.65 | 392.1667 | 12.4894 | #REF! | #REF! | #REF! | #REF! | 18.1 | 879.751 | 135.3463 | 117.65 | 392.1667 | 12.4894 | #REF! | #REF! | #REF! | 2 | 18.1 | 1286.4585 | 197.9167 | 117.65 | 392.1667 | 12.4894 | #REF! | #REF! | #REF! | 2 | 18.1 | 1768.5091 | 272.0783 | 117.65 | 392.1667 | 12.4894 | #REF! | #REF! | #REF! | 2 | 18.1 | 2325.2984 | 357.7382 | 117.65 | 392.1667 | 12.4894 | #REF! | #REF! | #REF!
| 2 | 18.45 | 2.0089 | 3.8795 | 0.0052025 | 119.925 | 0.30907 | 3.8795 | 119.925 | 47.97 | 8.4594 | 399.75 | 12.7309 | 91.1833 | 175.2515 | 13.9619 | -171.3721 | -13.6528 | [11 empty] | 1 | [7 empty] | 18.15 | 14.6332 | 2.2513 | 117.975 | 393.25 | 12.5239 | #REF! | #REF! | #REF! | #REF! | 18.15 | 117.5015 | 18.0772 | 117.975 | 393.25 | 12.5239 | #REF! | #REF! | #REF! | #REF! | 18.15 | 293.1076 | 45.0935 | 117.975 | 393.25 | 12.5239 | #REF! | #REF! | #REF! | #REF! | 18.15 | 546.2391 | 84.0368 | 117.975 | 393.25 | 12.5239 | #REF! | #REF! | #REF! | #REF! | 18.15 | 877.9444 | 135.0684 | 117.975 | 393.25 | 12.5239 | #REF! | #REF! | #REF! | 2 | 18.15 | 1284.2919 | 197.5834 | 117.975 | 393.25 | 12.5239 | #REF! | #REF! | #REF! | 2 | 18.15 | 1765.9677 | 271.6873 | 117.975 | 393.25 | 12.5239 | #REF! | #REF! | #REF! | 2 | 18.15 | 2322.3816 | 357.2895 | 117.975 | 393.25 | 12.5239 | #REF! | #REF! | #REF!
| 2 | 18.5 | 2.0351 | 3.9405 | 0.0052844 | 120.25 | 0.31309 | 3.9405 | 120.25 | 48.1 | 8.4594 | 400.8333 | 12.7654 | 91.2018 | 176.1669 | 13.9969 | -172.2264 | -13.6838 | [11 empty] | 1 | [7 empty] | 18.2 | 14.516 | 2.2332 | 118.3 | 394.3333 | 12.5584 | #REF! | #REF! | #REF! | #REF! | 18.2 | 116.9103 | 17.9862 | 118.3 | 394.3333 | 12.5584 | #REF! | #REF! | #REF! | #REF! | 18.2 | 292.1067 | 44.9395 | 118.3 | 394.3333 | 12.5584 | #REF! | #REF! | #REF! | #REF! | 18.2 | 544.8333 | 83.8205 | 118.3 | 394.3333 | 12.5584 | #REF! | #REF! | #REF! | #REF! | 18.2 | 876.1395 | 134.7907 | 118.3 | 394.3333 | 12.5584 | #REF! | #REF! | #REF! | 2 | 18.2 | 1282.1273 | 197.2504 | 118.3 | 394.3333 | 12.5584 | #REF! | #REF! | #REF! | 2 | 18.2 | 1763.4287 | 271.2967 | 118.3 | 394.3333 | 12.5584 | #REF! | #REF! | #REF! | 2 | 18.2 | 2319.4678 | 356.8412 | 118.3 | 394.3333 | 12.5584 | #REF! | #REF! | #REF!
| 2 | 18.55 | 2.0613 | 4.0022 | 0.0053671 | 120.575 | 0.31713 | 4.0022 | 120.575 | 48.23 | 8.4594 | 401.9167 | 12.7999 | 91.2202 | 177.0846 | 14.0319 | -173.0824 | -13.7147 | [11 empty] | 1 | [7 empty] | 18.25 | 14.4036 | 2.2159 | 118.625 | 395.4167 | 12.5929 | #REF! | #REF! | #REF! | #REF! | 18.25 | 116.3215 | 17.8956 | 118.625 | 395.4167 | 12.5929 | #REF! | #REF! | #REF! | #REF! | 18.25 | 291.1078 | 44.7858 | 118.625 | 395.4167 | 12.5929 | #REF! | #REF! | #REF! | #REF! | 18.25 | 543.4295 | 83.6045 | 118.625 | 395.4167 | 12.5929 | #REF! | #REF! | #REF! | #REF! | 18.25 | 874.3364 | 134.5133 | 118.625 | 395.4167 | 12.5929 | #REF! | #REF! | #REF! | 2 | 18.25 | 1279.9647 | 196.9176 | 118.625 | 395.4167 | 12.5929 | #REF! | #REF! | #REF! | 2 | 18.25 | 1760.8922 | 270.9065 | 118.625 | 395.4167 | 12.5929 | #REF! | #REF! | #REF! | 2 | 18.25 | 2316.557 | 356.3934 | 118.625 | 395.4167 | 12.5929 | #REF! | #REF! | #REF!
| 2 | 18.6 | 2.0878 | 4.0645 | 0.0054506 | 120.9 | 0.3212 | 4.0645 | 120.9 | 48.36 | 8.4594 | 403 | 12.8344 | 91.2386 | 178.0048 | 14.0669 | -173.9402 | -13.7457 | [11 empty] | 1 | [7 empty] | 18.3 | 14.2959 | 2.1994 | 118.95 | 396.5 | 12.6274 | #REF! | #REF! | #REF! | #REF! | 18.3 | 115.7352 | 17.8054 | 118.95 | 396.5 | 12.6274 | #REF! | #REF! | #REF! | #REF! | 18.3 | 290.111 | 44.6325 | 118.95 | 396.5 | 12.6274 | #REF! | #REF! | #REF! | #REF! | 18.3 | 542.0275 | 83.3889 | 118.95 | 396.5 | 12.6274 | #REF! | #REF! | #REF! | #REF! | 18.3 | 872.5351 | 134.2362 | 118.95 | 396.5 | 12.6274 | #REF! | #REF! | #REF! | 2 | 18.3 | 1277.8041 | 196.5852 | 118.95 | 396.5 | 12.6274 | #REF! | #REF! | #REF! | 2 | 18.3 | 1758.3581 | 270.5166 | 118.95 | 396.5 | 12.6274 | #REF! | #REF! | #REF! | 2 | 18.3 | 2313.6491 | 355.946 | 118.95 | 396.5 | 12.6274 | #REF! | #REF! | #REF!
| 2 | 18.65 | 2.1144 | 4.1274 | 0.0055349 | 121.225 | 0.32529 | 4.1274 | 121.225 | 48.49 | 8.4594 | 404.0833 | 12.8689 | 91.2568 | 178.9272 | 14.1018 | -174.7998 | -13.7765 | [11 empty] | 1 | [7 empty] | 18.35 | 14.1929 | 2.1835 | 119.275 | 397.5833 | 12.6619 | #REF! | #REF! | #REF! | #REF! | 18.35 | 115.1513 | 17.7156 | 119.275 | 397.5833 | 12.6619 | #REF! | #REF! | #REF! | #REF! | 18.35 | 289.1161 | 44.4794 | 119.275 | 397.5833 | 12.6619 | #REF! | #REF! | #REF! | #REF! | 18.35 | 540.6274 | 83.1734 | 119.275 | 397.5833 | 12.6619 | #REF! | #REF! | #REF! | #REF! | 18.35 | 870.7355 | 133.9593 | 119.275 | 397.5833 | 12.6619 | #REF! | #REF! | #REF! | 2 | 18.35 | 1275.6455 | 196.2532 | 119.275 | 397.5833 | 12.6619 | #REF! | #REF! | #REF! | 2 | 18.35 | 1755.8265 | 270.1272 | 119.275 | 397.5833 | 12.6619 | #REF! | #REF! | #REF! | 2 | 18.35 | 2310.7441 | 355.4991 | 119.275 | 397.5833 | 12.6619 | #REF! | #REF! | #REF!
| 2 | 18.7 | 2.1412 | 4.1909 | 0.0056201 | 121.55 | 0.32942 | 4.1909 | 121.55 | 48.62 | 8.4594 | 405.1667 | 12.9034 | 91.275 | 179.8521 | 14.1368 | -175.6612 | -13.8074 | [11 empty] | 1 | [7 empty] | 18.4 | 14.0946 | 2.1684 | 119.6 | 398.6667 | 12.6964 | #REF! | #REF! | #REF! | #REF! | 18.4 | 114.5697 | 17.6261 | 119.6 | 398.6667 | 12.6964 | #REF! | #REF! | #REF! | #REF! | 18.4 | 288.1233 | 44.3267 | 119.6 | 398.6667 | 12.6964 | #REF! | #REF! | #REF! | #REF! | 18.4 | 539.2292 | 82.9583 | 119.6 | 398.6667 | 12.6964 | #REF! | #REF! | #REF! | #REF! | 18.4 | 868.9376 | 133.6827 | 119.6 | 398.6667 | 12.6964 | #REF! | #REF! | #REF! | 2 | 18.4 | 1273.4888 | 195.9214 | 119.6 | 398.6667 | 12.6964 | #REF! | #REF! | #REF! | 2 | 18.4 | 1753.2973 | 269.738 | 119.6 | 398.6667 | 12.6964 | #REF! | #REF! | #REF! | 2 | 18.4 | 2307.8421 | 355.0526 | 119.6 | 398.6667 | 12.6964 | #REF! | #REF! | #REF!
| 2 | 18.75 | 2.1682 | 4.255 | 0.0057061 | 121.875 | 0.33356 | 4.255 | 121.875 | 48.75 | 8.4594 | 406.25 | 12.9379 | 91.2931 | 180.7793 | 14.1718 | -176.5243 | -13.8383 | [11 empty] | 1 | [7 empty] | 18.45 | 14.0012 | 2.154 | 119.925 | 399.75 | 12.7309 | #REF! | #REF! | #REF! | #REF! | 18.45 | 113.9906 | 17.537 | 119.925 | 399.75 | 12.7309 | #REF! | #REF! | #REF! | #REF! | 18.45 | 287.1325 | 44.1742 | 119.925 | 399.75 | 12.7309 | #REF! | #REF! | #REF! | #REF! | 18.45 | 537.8327 | 82.7435 | 119.925 | 399.75 | 12.7309 | #REF! | #REF! | #REF! | #REF! | 18.45 | 867.1415 | 133.4064 | 119.925 | 399.75 | 12.7309 | #REF! | #REF! | #REF! | 2 | 18.45 | 1271.3341 | 195.5899 | 119.925 | 399.75 | 12.7309 | #REF! | #REF! | #REF! | 2 | 18.45 | 1750.7705 | 269.3493 | 119.925 | 399.75 | 12.7309 | #REF! | #REF! | #REF! | 2 | 18.45 | 2304.943 | 354.6066 | 119.925 | 399.75 | 12.7309 | #REF! | #REF! | #REF!
| 2 | 18.8 | 2.1953 | 4.3197 | 0.0057929 | 122.2 | 0.33774 | 4.3197 | 122.2 | 48.88 | 8.4594 | 407.3333 | 12.9724 | 91.3111 | 181.709 | 14.2068 | -177.3892 | -13.8691 | [11 empty] | 1 | [7 empty] | 18.5 | 13.9124 | 2.1404 | 120.25 | 400.8333 | 12.7654 | #REF! | #REF! | #REF! | #REF! | 18.5 | 113.4138 | 17.4483 | 120.25 | 400.8333 | 12.7654 | #REF! | #REF! | #REF! | #REF! | 18.5 | 286.1436 | 44.0221 | 120.25 | 400.8333 | 12.7654 | #REF! | #REF! | #REF! | #REF! | 18.5 | 536.4382 | 82.5289 | 120.25 | 400.8333 | 12.7654 | #REF! | #REF! | #REF! | #REF! | 18.5 | 865.347 | 133.1303 | 120.25 | 400.8333 | 12.7654 | #REF! | #REF! | #REF! | 2 | 18.5 | 1269.1814 | 195.2587 | 120.25 | 400.8333 | 12.7654 | #REF! | #REF! | #REF! | 2 | 18.5 | 1748.2461 | 268.9609 | 120.25 | 400.8333 | 12.7654 | #REF! | #REF! | #REF! | 2 | 18.5 | 2302.0468 | 354.161 | 120.25 | 400.8333 | 12.7654 | #REF! | #REF! | #REF!
| 2 | 18.85 | 2.2226 | 4.3851 | 0.0058805 | 122.525 | 0.34194 | 4.3851 | 122.525 | 49.01 | 8.4594 | 408.4167 | 13.0069 | 91.329 | 182.641 | 14.2418 | -178.2559 | -13.8999 | [11 empty] | 1 | [7 empty] | 18.55 | 13.8284 | 2.1274 | 120.575 | 401.9167 | 12.7999 | #REF! | #REF! | #REF! | #REF! | 18.55 | 112.8394 | 17.3599 | 120.575 | 401.9167 | 12.7999 | #REF! | #REF! | #REF! | #REF! | 18.55 | 285.1567 | 43.8703 | 120.575 | 401.9167 | 12.7999 | #REF! | #REF! | #REF! | #REF! | 18.55 | 535.0454 | 82.3147 | 120.575 | 401.9167 | 12.7999 | #REF! | #REF! | #REF! | #REF! | 18.55 | 863.5543 | 132.8545 | 120.575 | 401.9167 | 12.7999 | #REF! | #REF! | #REF! | 2 | 18.55 | 1267.0306 | 194.9278 | 120.575 | 401.9167 | 12.7999 | #REF! | #REF! | #REF! | 2 | 18.55 | 1745.724 | 268.5729 | 120.575 | 401.9167 | 12.7999 | #REF! | #REF! | #REF! | 2 | 18.55 | 2299.1535 | 353.7159 | 120.575 | 401.9167 | 12.7999 | #REF! | #REF! | #REF!
| 2 | 18.9 | 2.25 | 4.451 | 0.0059689 | 122.85 | 0.34616 | 4.451 | 122.85 | 49.14 | 8.4594 | 409.5 | 13.0414 | 91.3468 | 183.5753 | 14.2768 | -179.1243 | -13.9306 | [11 empty] | 1 | [7 empty] | 18.6 | 13.7492 | 2.1153 | 120.9 | 403 | 12.8344 | #REF! | #REF! | #REF! | #REF! | 18.6 | 112.2673 | 17.2719 | 120.9 | 403 | 12.8344 | #REF! | #REF! | #REF! | #REF! | 18.6 | 284.1717 | 43.7187 | 120.9 | 403 | 12.8344 | #REF! | #REF! | #REF! | #REF! | 18.6 | 533.6545 | 82.1007 | 120.9 | 403 | 12.8344 | #REF! | #REF! | #REF! | #REF! | 18.6 | 861.7633 | 132.579 | 120.9 | 403 | 12.8344 | #REF! | #REF! | #REF! | 2 | 18.6 | 1264.8816 | 194.5972 | 120.9 | 403 | 12.8344 | #REF! | #REF! | #REF! | 2 | 18.6 | 1743.2043 | 268.1853 | 120.9 | 403 | 12.8344 | #REF! | #REF! | #REF! | 2 | 18.6 | 2296.2629 | 353.2712 | 120.9 | 403 | 12.8344 | #REF! | #REF! | #REF!
| 2 | 18.95 | 2.2777 | 4.5176 | 0.0060582 | 123.175 | 0.35041 | 4.5176 | 123.175 | 49.27 | 8.4594 | 410.5833 | 13.0759 | 91.3646 | 184.5121 | 14.3118 | -179.9945 | -13.9614 | [11 empty] | 1 | [7 empty] | 18.65 | 13.6746 | 2.1038 | 121.225 | 404.0833 | 12.8689 | #REF! | #REF! | #REF! | #REF! | 18.65 | 111.6976 | 17.1842 | 121.225 | 404.0833 | 12.8689 | #REF! | #REF! | #REF! | #REF! | 18.65 | 283.1887 | 43.5675 | 121.225 | 404.0833 | 12.8689 | #REF! | #REF! | #REF! | #REF! | 18.65 | 532.2653 | 81.887 | 121.225 | 404.0833 | 12.8689 | #REF! | #REF! | #REF! | #REF! | 18.65 | 859.9739 | 132.3037 | 121.225 | 404.0833 | 12.8689 | #REF! | #REF! | #REF! | 2 | 18.65 | 1262.7347 | 194.2669 | 121.225 | 404.0833 | 12.8689 | #REF! | #REF! | #REF! | 2 | 18.65 | 1740.687 | 267.798 | 121.225 | 404.0833 | 12.8689 | #REF! | #REF! | #REF! | 2 | 18.65 | 2293.3753 | 352.827 | 121.225 | 404.0833 | 12.8689 | #REF! | #REF! | #REF!
| 2 | 19 | 2.3055 | 4.5848 | 0.0061484 | 123.5 | 0.35469 | 4.5848 | 123.5 | 49.4 | 8.4594 | 411.6667 | 13.1104 | 91.3822 | 185.4512 | 14.3468 | -180.8664 | -13.9921 | [11 empty] | 1 | [7 empty] | 18.7 | 13.6049 | 2.0931 | 121.55 | 405.1667 | 12.9034 | #REF! | #REF! | #REF! | #REF! | 18.7 | 111.1301 | 17.0969 | 121.55 | 405.1667 | 12.9034 | #REF! | #REF! | #REF! | #REF! | 18.7 | 282.2076 | 43.4166 | 121.55 | 405.1667 | 12.9034 | #REF! | #REF! | #REF! | #REF! | 18.7 | 530.878 | 81.6735 | 121.55 | 405.1667 | 12.9034 | #REF! | #REF! | #REF! | #REF! | 18.7 | 858.1863 | 132.0287 | 121.55 | 405.1667 | 12.9034 | #REF! | #REF! | #REF! | 2 | 18.7 | 1260.5896 | 193.9369 | 121.55 | 405.1667 | 12.9034 | #REF! | #REF! | #REF! | 2 | 18.7 | 1738.172 | 267.4111 | 121.55 | 405.1667 | 12.9034 | #REF! | #REF! | #REF! | 2 | 18.7 | 2290.4904 | 352.3831 | 121.55 | 405.1667 | 12.9034 | #REF! | #REF! | #REF!
| 2 | 19.05 | 2.3335 | 4.6527 | 0.0062393 | 123.825 | 0.35899 | 4.6527 | 123.825 | 49.53 | 8.4594 | 412.75 | 13.1449 | 91.3998 | 186.3927 | 14.3818 | -181.7401 | -14.0228 | [11 empty] | 1 | [7 empty] | 18.75 | 13.5399 | 2.0831 | 121.875 | 406.25 | 12.9379 | #REF! | #REF! | #REF! | #REF! | 18.75 | 110.565 | 17.01 | 121.875 | 406.25 | 12.9379 | #REF! | #REF! | #REF! | #REF! | 18.75 | 281.2284 | 43.2659 | 121.875 | 406.25 | 12.9379 | #REF! | #REF! | #REF! | #REF! | 18.75 | 529.4924 | 81.4604 | 121.875 | 406.25 | 12.9379 | #REF! | #REF! | #REF! | #REF! | 18.75 | 856.4003 | 131.7539 | 121.875 | 406.25 | 12.9379 | #REF! | #REF! | #REF! | 2 | 18.75 | 1258.4463 | 193.6071 | 121.875 | 406.25 | 12.9379 | #REF! | #REF! | #REF! | 2 | 18.75 | 1735.6593 | 267.0245 | 121.875 | 406.25 | 12.9379 | #REF! | #REF! | #REF! | 2 | 18.75 | 2287.6083 | 351.9397 | 121.875 | 406.25 | 12.9379 | #REF! | #REF! | #REF!
| 2 | 19.1 | 2.3616 | 4.7211 | 0.0063311 | 124.15 | 0.36332 | 4.7211 | 124.15 | 49.66 | 8.4594 | 413.8333 | 13.1794 | 91.4173 | 187.3366 | 14.4168 | -182.6155 | -14.0534 | [11 empty] | 1 | [7 empty] | 18.8 | 13.4796 | 2.0738 | 122.2 | 407.3333 | 12.9724 | #REF! | #REF! | #REF! | #REF! | 18.8 | 110.0021 | 16.9234 | 122.2 | 407.3333 | 12.9724 | #REF! | #REF! | #REF! | #REF! | 18.8 | 280.2512 | 43.1156 | 122.2 | 407.3333 | 12.9724 | #REF! | #REF! | #REF! | #REF! | 18.8 | 528.1086 | 81.2475 | 122.2 | 407.3333 | 12.9724 | #REF! | #REF! | #REF! | #REF! | 18.8 | 854.616 | 131.4794 | 122.2 | 407.3333 | 12.9724 | #REF! | #REF! | #REF! | 2 | 18.8 | 1256.305 | 193.2777 | 122.2 | 407.3333 | 12.9724 | #REF! | #REF! | #REF! | 2 | 18.8 | 1733.1489 | 266.6383 | 122.2 | 407.3333 | 12.9724 | #REF! | #REF! | #REF! | 2 | 18.8 | 2284.729 | 351.4968 | 122.2 | 407.3333 | 12.9724 | #REF! | #REF! | #REF!
| 2 | 19.15 | 2.3899 | 4.7902 | 0.0064238 | 124.475 | 0.36768 | 4.7902 | 124.475 | 49.79 | 8.4594 | 414.9167 | 13.2139 | 91.4347 | 188.2829 | 14.4517 | -183.4927 | -14.0841 | [11 empty] | 1 | [7 empty] | 18.85 | 13.424 | 2.0652 | 122.525 | 408.4167 | 13.0069 | #REF! | #REF! | #REF! | #REF! | 18.85 | 109.4415 | 16.8372 | 122.525 | 408.4167 | 13.0069 | #REF! | #REF! | #REF! | #REF! | 18.85 | 279.2758 | 42.9655 | 122.525 | 408.4167 | 13.0069 | #REF! | #REF! | #REF! | #REF! | 18.85 | 526.7266 | 81.0349 | 122.525 | 408.4167 | 13.0069 | #REF! | #REF! | #REF! | #REF! | 18.85 | 852.8334 | 131.2051 | 122.525 | 408.4167 | 13.0069 | #REF! | #REF! | #REF! | 2 | 18.85 | 1254.1655 | 192.9485 | 122.525 | 408.4167 | 13.0069 | #REF! | #REF! | #REF! | 2 | 18.85 | 1730.6407 | 266.2524 | 122.525 | 408.4167 | 13.0069 | #REF! | #REF! | #REF! | 2 | 18.85 | 2281.8525 | 351.0542 | 122.525 | 408.4167 | 13.0069 | #REF! | #REF! | #REF!
| 2 | 19.2 | 2.4184 | 4.86 | 0.0065173 | 124.8 | 0.37206 | 4.86 | 124.8 | 49.92 | 8.4594 | 416 | 13.2484 | 91.452 | 189.2316 | 14.4867 | -184.3716 | -14.1147 | [11 empty] | 1 | [7 empty] | 18.9 | 13.3732 | 2.0574 | 122.85 | 409.5 | 13.0414 | #REF! | #REF! | #REF! | #REF! | 18.9 | 108.8832 | 16.7513 | 122.85 | 409.5 | 13.0414 | #REF! | #REF! | #REF! | #REF! | 18.9 | 278.3023 | 42.8157 | 122.85 | 409.5 | 13.0414 | #REF! | #REF! | #REF! | #REF! | 18.9 | 525.3464 | 80.8225 | 122.85 | 409.5 | 13.0414 | #REF! | #REF! | #REF! | #REF! | 18.9 | 851.0524 | 130.9311 | 122.85 | 409.5 | 13.0414 | #REF! | #REF! | #REF! | 2 | 18.9 | 1252.0279 | 192.6197 | 122.85 | 409.5 | 13.0414 | #REF! | #REF! | #REF! | 2 | 18.9 | 1728.1348 | 265.8669 | 122.85 | 409.5 | 13.0414 | #REF! | #REF! | #REF! | 2 | 18.9 | 2278.9787 | 350.6121 | 122.85 | 409.5 | 13.0414 | #REF! | #REF! | #REF!
| 2 | 19.25 | 2.447 | 4.9304 | 0.0066117 | 125.125 | 0.37647 | 4.9304 | 125.125 | 50.05 | 8.4594 | 417.0833 | 13.2829 | 91.4692 | 190.1826 | 14.5217 | -185.2523 | -14.1453 | [11 empty] | 1 | [7 empty] | 18.95 | 13.3272 | 2.0503 | 123.175 | 410.5833 | 13.0759 | #REF! | #REF! | #REF! | #REF! | 18.95 | 108.3271 | 16.6657 | 123.175 | 410.5833 | 13.0759 | #REF! | #REF! | #REF! | #REF! | 18.95 | 277.3306 | 42.6663 | 123.175 | 410.5833 | 13.0759 | #REF! | #REF! | #REF! | #REF! | 18.95 | 523.9679 | 80.6104 | 123.175 | 410.5833 | 13.0759 | #REF! | #REF! | #REF! | #REF! | 18.95 | 849.2731 | 130.6574 | 123.175 | 410.5833 | 13.0759 | #REF! | #REF! | #REF! | 2 | 18.95 | 1249.8921 | 192.2911 | 123.175 | 410.5833 | 13.0759 | #REF! | #REF! | #REF! | 2 | 18.95 | 1725.6312 | 265.4817 | 123.175 | 410.5833 | 13.0759 | #REF! | #REF! | #REF! | 2 | 18.95 | 2276.1076 | 350.1704 | 123.175 | 410.5833 | 13.0759 | #REF! | #REF! | #REF!
| 2 | 19.3 | 2.4758 | 5.0014 | 0.0067069 | 125.45 | 0.3809 | 5.0014 | 125.45 | 50.18 | 8.4594 | 418.1667 | 13.3174 | 91.4863 | 191.1361 | 14.5567 | -186.1347 | -14.1758 | [11 empty] | 1 | [7 empty] | 19 | 13.2859 | 2.044 | 123.5 | 411.6667 | 13.1104 | #REF! | #REF! | #REF! | #REF! | 19 | 107.7732 | 16.5805 | 123.5 | 411.6667 | 13.1104 | #REF! | #REF! | #REF! | #REF! | 19 | 276.3609 | 42.5171 | 123.5 | 411.6667 | 13.1104 | #REF! | #REF! | #REF! | #REF! | 19 | 522.5911 | 80.3986 | 123.5 | 411.6667 | 13.1104 | #REF! | #REF! | #REF! | #REF! | 19 | 847.4955 | 130.3839 | 123.5 | 411.6667 | 13.1104 | #REF! | #REF! | #REF! | 2 | 19 | 1247.7582 | 191.9628 | 123.5 | 411.6667 | 13.1104 | #REF! | #REF! | #REF! | 2 | 19 | 1723.1298 | 265.0969 | 123.5 | 411.6667 | 13.1104 | #REF! | #REF! | #REF! | 2 | 19 | 2273.2392 | 349.7291 | 123.5 | 411.6667 | 13.1104 | #REF! | #REF! | #REF!
| 2 | 19.35 | 2.5048 | 5.073 | 0.006803 | 125.775 | 0.38536 | 5.073 | 125.775 | 50.31 | 8.4594 | 419.25 | 13.3519 | 91.5034 | 192.0919 | 14.5917 | -187.0188 | -14.2064 | [11 empty] | 1 | [7 empty] | 19.05 | 13.2493 | 2.0384 | 123.825 | 412.75 | 13.1449 | #REF! | #REF! | #REF! | #REF! | 19.05 | 107.2215 | 16.4956 | 123.825 | 412.75 | 13.1449 | #REF! | #REF! | #REF! | #REF! | 19.05 | 275.3929 | 42.3681 | 123.825 | 412.75 | 13.1449 | #REF! | #REF! | #REF! | #REF! | 19.05 | 521.2161 | 80.1871 | 123.825 | 412.75 | 13.1449 | #REF! | #REF! | #REF! | #REF! | 19.05 | 845.7195 | 130.1107 | 123.825 | 412.75 | 13.1449 | #REF! | #REF! | #REF! | 2 | 19.05 | 1245.626 | 191.6348 | 123.825 | 412.75 | 13.1449 | #REF! | #REF! | #REF! | 2 | 19.05 | 1720.6307 | 264.7124 | 123.825 | 412.75 | 13.1449 | #REF! | #REF! | #REF! | 2 | 19.05 | 2270.3735 | 349.2882 | 123.825 | 412.75 | 13.1449 | #REF! | #REF! | #REF!
| 2 | 19.4 | 2.534 | 5.1453 | 0.0069 | 126.1 | 0.38984 | 5.1453 | 126.1 | 50.44 | 8.4594 | 420.3333 | 13.3864 | 91.5204 | 193.0501 | 14.6267 | -187.9047 | -14.2369 | [11 empty] | 1 | [7 empty] | 19.1 | 13.2175 | 2.0335 | 124.15 | 413.8333 | 13.1794 | #REF! | #REF! | #REF! | #REF! | 19.1 | 106.672 | 16.4111 | 124.15 | 413.8333 | 13.1794 | #REF! | #REF! | #REF! | #REF! | 19.1 | 274.4269 | 42.2195 | 124.15 | 413.8333 | 13.1794 | #REF! | #REF! | #REF! | #REF! | 19.1 | 519.8428 | 79.9758 | 124.15 | 413.8333 | 13.1794 | #REF! | #REF! | #REF! | #REF! | 19.1 | 843.9451 | 129.8377 | 124.15 | 413.8333 | 13.1794 | #REF! | #REF! | #REF! | 2 | 19.1 | 1243.4957 | 191.307 | 124.15 | 413.8333 | 13.1794 | #REF! | #REF! | #REF! | 2 | 19.1 | 1718.1337 | 264.3283 | 124.15 | 413.8333 | 13.1794 | #REF! | #REF! | #REF! | 2 | 19.1 | 2267.5104 | 348.8478 | 124.15 | 413.8333 | 13.1794 | #REF! | #REF! | #REF!
| 2 | 19.45 | 2.5633 | 5.2183 | 0.0069978 | 126.425 | 0.39435 | 5.2183 | 126.425 | 50.57 | 8.4594 | 421.4167 | 13.4209 | 91.5372 | 194.0106 | 14.6617 | -188.7924 | -14.2673 | [11 empty] | 1 | [7 empty] | 19.15 | 13.1904 | 2.0293 | 124.475 | 414.9167 | 13.2139 | #REF! | #REF! | #REF! | #REF! | 19.15 | 106.1247 | 16.3269 | 124.475 | 414.9167 | 13.2139 | #REF! | #REF! | #REF! | #REF! | 19.15 | 273.4626 | 42.0712 | 124.475 | 414.9167 | 13.2139 | #REF! | #REF! | #REF! | #REF! | 19.15 | 518.4713 | 79.7648 | 124.475 | 414.9167 | 13.2139 | #REF! | #REF! | #REF! | #REF! | 19.15 | 842.1724 | 129.565 | 124.475 | 414.9167 | 13.2139 | #REF! | #REF! | #REF! | 2 | 19.15 | 1241.3672 | 190.9796 | 124.475 | 414.9167 | 13.2139 | #REF! | #REF! | #REF! | 2 | 19.15 | 1715.639 | 263.9445 | 124.475 | 414.9167 | 13.2139 | #REF! | #REF! | #REF! | 2 | 19.15 | 2264.65 | 348.4077 | 124.475 | 414.9167 | 13.2139 | #REF! | #REF! | #REF!
| 2 | 19.5 | 2.5928 | 5.2919 | 0.0070965 | 126.75 | 0.39889 | 5.2919 | 126.75 | 50.7 | 8.4594 | 422.5 | 13.4554 | 91.5541 | 194.9736 | 14.6967 | -189.6817 | -14.2978 | [11 empty] | 1 | [7 empty] | 19.2 | 13.1681 | 2.0259 | 124.8 | 416 | 13.2484 | #REF! | #REF! | #REF! | #REF! | 19.2 | 105.5796 | 16.243 | 124.8 | 416 | 13.2484 | #REF! | #REF! | #REF! | #REF! | 19.2 | 272.5001 | 41.9231 | 124.8 | 416 | 13.2484 | #REF! | #REF! | #REF! | #REF! | 19.2 | 517.1014 | 79.5541 | 124.8 | 416 | 13.2484 | #REF! | #REF! | #REF! | #REF! | 19.2 | 840.4013 | 129.2925 | 124.8 | 416 | 13.2484 | #REF! | #REF! | #REF! | 2 | 19.2 | 1239.2405 | 190.6524 | 124.8 | 416 | 13.2484 | #REF! | #REF! | #REF! | 2 | 19.2 | 1713.1464 | 263.561 | 124.8 | 416 | 13.2484 | #REF! | #REF! | #REF! | 2 | 19.2 | 2261.7922 | 347.968 | 124.8 | 416 | 13.2484 | #REF! | #REF! | #REF!
| 2 | 19.55 | 2.6225 | 5.3662 | 0.0071961 | 127.075 | 0.40345 | 5.3662 | 127.075 | 50.83 | 8.4594 | 423.5833 | 13.4899 | 91.5708 | 195.939 | 14.7317 | -190.5728 | -14.3282 | [11 empty] | 1 | [7 empty] | 19.25 | 13.1505 | 2.0232 | 125.125 | 417.0833 | 13.2829 | #REF! | #REF! | #REF! | #REF! | 19.25 | 105.0366 | 16.1595 | 125.125 | 417.0833 | 13.2829 | #REF! | #REF! | #REF! | #REF! | 19.25 | 271.5395 | 41.7753 | 125.125 | 417.0833 | 13.2829 | #REF! | #REF! | #REF! | #REF! | 19.25 | 515.7333 | 79.3436 | 125.125 | 417.0833 | 13.2829 | #REF! | #REF! | #REF! | #REF! | 19.25 | 838.6318 | 129.0203 | 125.125 | 417.0833 | 13.2829 | #REF! | #REF! | #REF! | 2 | 19.25 | 1237.1155 | 190.3255 | 125.125 | 417.0833 | 13.2829 | #REF! | #REF! | #REF! | 2 | 19.25 | 1710.656 | 263.1778 | 125.125 | 417.0833 | 13.2829 | #REF! | #REF! | #REF! | 2 | 19.25 | 2258.9371 | 347.5288 | 125.125 | 417.0833 | 13.2829 | #REF! | #REF! | #REF!
| 2 | 19.6 | 2.6523 | 5.4411 | 0.0072966 | 127.4 | 0.40804 | 5.4411 | 127.4 | 50.96 | 8.4594 | 424.6667 | 13.5244 | 91.5874 | 196.9067 | 14.7667 | -191.4656 | -14.3586 | [11 empty] | 1 | [7 empty] | 19.3 | 13.1376 | 2.0212 | 125.45 | 418.1667 | 13.3174 | #REF! | #REF! | #REF! | #REF! | 19.3 | 104.4957 | 16.0763 | 125.45 | 418.1667 | 13.3174 | #REF! | #REF! | #REF! | #REF! | 19.3 | 270.5806 | 41.6278 | 125.45 | 418.1667 | 13.3174 | #REF! | #REF! | #REF! | #REF! | 19.3 | 514.3668 | 79.1334 | 125.45 | 418.1667 | 13.3174 | #REF! | #REF! | #REF! | #REF! | 19.3 | 836.864 | 128.7483 | 125.45 | 418.1667 | 13.3174 | #REF! | #REF! | #REF! | 2 | 19.3 | 1234.9924 | 189.9988 | 125.45 | 418.1667 | 13.3174 | #REF! | #REF! | #REF! | 2 | 19.3 | 1708.1677 | 262.795 | 125.45 | 418.1667 | 13.3174 | #REF! | #REF! | #REF! | 2 | 19.3 | 2256.0845 | 347.0899 | 125.45 | 418.1667 | 13.3174 | #REF! | #REF! | #REF!
| 2 | 19.65 | 2.6823 | 5.5167 | 0.007398 | 127.725 | 0.41266 | 5.5167 | 127.725 | 51.09 | 8.4594 | 425.75 | 13.5589 | 91.604 | 197.8768 | 14.8017 | -192.3602 | -14.389 | [11 empty] | 1 | [7 empty] | 19.35 | 13.1295 | 2.0199 | 125.775 | 419.25 | 13.3519 | #REF! | #REF! | #REF! | #REF! | 19.35 | 103.9569 | 15.9934 | 125.775 | 419.25 | 13.3519 | #REF! | #REF! | #REF! | #REF! | 19.35 | 269.6236 | 41.4805 | 125.775 | 419.25 | 13.3519 | #REF! | #REF! | #REF! | #REF! | 19.35 | 513.0021 | 78.9234 | 125.775 | 419.25 | 13.3519 | #REF! | #REF! | #REF! | #REF! | 19.35 | 835.0977 | 128.4766 | 125.775 | 419.25 | 13.3519 | #REF! | #REF! | #REF! | 2 | 19.35 | 1232.8709 | 189.6725 | 125.775 | 419.25 | 13.3519 | #REF! | #REF! | #REF! | 2 | 19.35 | 1705.6816 | 262.4126 | 125.775 | 419.25 | 13.3519 | #REF! | #REF! | #REF! | 2 | 19.35 | 2253.2345 | 346.6515 | 125.775 | 419.25 | 13.3519 | #REF! | #REF! | #REF!
| 2 | 19.7 | 2.7125 | 5.5929 | 0.0075002 | 128.05 | 0.4173 | 5.5929 | 128.05 | 51.22 | 8.4594 | 426.8333 | 13.5934 | 91.6205 | 198.8494 | 14.8367 | -193.2565 | -14.4194 | [11 empty] | 1 | [7 empty] | 19.4 | 13.1262 | 2.0194 | 126.1 | 420.3333 | 13.3864 | #REF! | #REF! | #REF! | #REF! | 19.4 | 103.4203 | 15.9108 | 126.1 | 420.3333 | 13.3864 | #REF! | #REF! | #REF! | #REF! | 19.4 | 268.6683 | 41.3336 | 126.1 | 420.3333 | 13.3864 | #REF! | #REF! | #REF! | #REF! | 19.4 | 511.639 | 78.7137 | 126.1 | 420.3333 | 13.3864 | #REF! | #REF! | #REF! | #REF! | 19.4 | 833.3331 | 128.2051 | 126.1 | 420.3333 | 13.3864 | #REF! | #REF! | #REF! | 2 | 19.4 | 1230.7513 | 189.3464 | 126.1 | 420.3333 | 13.3864 | #REF! | #REF! | #REF! | 2 | 19.4 | 1703.1976 | 262.0304 | 126.1 | 420.3333 | 13.3864 | #REF! | #REF! | #REF! | 2 | 19.4 | 2250.3871 | 346.2134 | 126.1 | 420.3333 | 13.3864 | #REF! | #REF! | #REF!
| 2 | 19.75 | 2.7428 | 5.6698 | 0.0076033 | 128.375 | 0.42197 | 5.6698 | 128.375 | 51.35 | 8.4594 | 427.9167 | 13.6279 | 91.6369 | 199.8243 | 14.8717 | -194.1545 | -14.4497 | [11 empty] | 1 | [7 empty] | 19.45 | 13.1276 | 2.0196 | 126.425 | 421.4167 | 13.4209 | #REF! | #REF! | #REF! | #REF! | 19.45 | 102.8857 | 15.8286 | 126.425 | 421.4167 | 13.4209 | #REF! | #REF! | #REF! | #REF! | 19.45 | 267.7147 | 41.1869 | 126.425 | 421.4167 | 13.4209 | #REF! | #REF! | #REF! | #REF! | 19.45 | 510.2777 | 78.5043 | 126.425 | 421.4167 | 13.4209 | #REF! | #REF! | #REF! | #REF! | 19.45 | 831.5701 | 127.9339 | 126.425 | 421.4167 | 13.4209 | #REF! | #REF! | #REF! | 2 | 19.45 | 1228.6334 | 189.0205 | 126.425 | 421.4167 | 13.4209 | #REF! | #REF! | #REF! | 2 | 19.45 | 1700.7157 | 261.6486 | 126.425 | 421.4167 | 13.4209 | #REF! | #REF! | #REF! | 2 | 19.45 | 2247.5422 | 345.7757 | 126.425 | 421.4167 | 13.4209 | #REF! | #REF! | #REF!
| 2 | 19.8 | 2.7733 | 5.7474 | 0.0077073 | 128.7 | 0.42666 | 5.7474 | 128.7 | 51.48 | 8.4594 | 429 | 13.6624 | 91.6532 | 200.8015 | 14.9067 | -195.0542 | -14.48 | [11 empty] | 1 | [7 empty] | 19.5 | 13.1337 | 2.0206 | 126.75 | 422.5 | 13.4554 | #REF! | #REF! | #REF! | #REF! | 19.5 | 102.3533 | 15.7467 | 126.75 | 422.5 | 13.4554 | #REF! | #REF! | #REF! | #REF! | 19.5 | 266.7629 | 41.0405 | 126.75 | 422.5 | 13.4554 | #REF! | #REF! | #REF! | #REF! | 19.5 | 508.9179 | 78.2951 | 126.75 | 422.5 | 13.4554 | #REF! | #REF! | #REF! | #REF! | 19.5 | 829.8087 | 127.6629 | 126.75 | 422.5 | 13.4554 | #REF! | #REF! | #REF! | 2 | 19.5 | 1226.5172 | 188.6949 | 126.75 | 422.5 | 13.4554 | #REF! | #REF! | #REF! | 2 | 19.5 | 1698.2359 | 261.2671 | 126.75 | 422.5 | 13.4554 | #REF! | #REF! | #REF! | 2 | 19.5 | 2244.6999 | 345.3384 | 126.75 | 422.5 | 13.4554 | #REF! | #REF! | #REF!
| 2 | 19.85 | 2.804 | 5.8256 | 0.0078123 | 129.025 | 0.43138 | 5.8256 | 129.025 | 51.61 | 8.4594 | 430.0833 | 13.6969 | 91.6694 | 201.7812 | 14.9416 | -195.9556 | -14.5103 | [11 empty] | 1 | [7 empty] | 19.55 | 13.1446 | 2.0222 | 127.075 | 423.5833 | 13.4899 | #REF! | #REF! | #REF! | #REF! | 19.55 | 101.8229 | 15.6651 | 127.075 | 423.5833 | 13.4899 | #REF! | #REF! | #REF! | #REF! | 19.55 | 265.8129 | 40.8943 | 127.075 | 423.5833 | 13.4899 | #REF! | #REF! | #REF! | #REF! | 19.55 | 507.5599 | 78.0861 | 127.075 | 423.5833 | 13.4899 | #REF! | #REF! | #REF! | #REF! | 19.55 | 828.0489 | 127.3921 | 127.075 | 423.5833 | 13.4899 | #REF! | #REF! | #REF! | 2 | 19.55 | 1224.4027 | 188.3696 | 127.075 | 423.5833 | 13.4899 | #REF! | #REF! | #REF! | 2 | 19.55 | 1695.7582 | 260.8859 | 127.075 | 423.5833 | 13.4899 | #REF! | #REF! | #REF! | 2 | 19.55 | 2241.86 | 344.9015 | 127.075 | 423.5833 | 13.4899 | #REF! | #REF! | #REF!
| 2 | 19.9 | 2.8348 | 5.9045 | 0.0079181 | 129.35 | 0.43612 | 5.9045 | 129.35 | 51.74 | 8.4594 | 431.1667 | 13.7314 | 91.6856 | 202.7633 | 14.9766 | -196.8588 | -14.5405 | [11 empty] | 1 | [7 empty] | 19.6 | 13.1602 | 2.0246 | 127.4 | 424.6667 | 13.5244 | #REF! | #REF! | #REF! | #REF! | 19.6 | 101.2945 | 15.5838 | 127.4 | 424.6667 | 13.5244 | #REF! | #REF! | #REF! | #REF! | 19.6 | 264.8646 | 40.7484 | 127.4 | 424.6667 | 13.5244 | #REF! | #REF! | #REF! | #REF! | 19.6 | 506.2035 | 77.8775 | 127.4 | 424.6667 | 13.5244 | #REF! | #REF! | #REF! | #REF! | 19.6 | 826.2906 | 127.1216 | 127.4 | 424.6667 | 13.5244 | #REF! | #REF! | #REF! | 2 | 19.6 | 1222.29 | 188.0446 | 127.4 | 424.6667 | 13.5244 | #REF! | #REF! | #REF! | 2 | 19.6 | 1693.2826 | 260.505 | 127.4 | 424.6667 | 13.5244 | #REF! | #REF! | #REF! | 2 | 19.6 | 2239.0227 | 344.465 | 127.4 | 424.6667 | 13.5244 | #REF! | #REF! | #REF!
| 2 | 19.95 | 2.8658 | 5.9841 | 0.0080248 | 129.675 | 0.4409 | 5.9841 | 129.675 | 51.87 | 8.4594 | 432.25 | 13.7659 | 91.7016 | 203.7478 | 15.0116 | -197.7637 | -14.5707 | [11 empty] | 1 | [7 empty] | 19.65 | 13.1805 | 2.0278 | 127.725 | 425.75 | 13.5589 | #REF! | #REF! | #REF! | #REF! | 19.65 | 100.7681 | 15.5028 | 127.725 | 425.75 | 13.5589 | #REF! | #REF! | #REF! | #REF! | 19.65 | 263.918 | 40.6028 | 127.725 | 425.75 | 13.5589 | #REF! | #REF! | #REF! | #REF! | 19.65 | 504.8488 | 77.669 | 127.725 | 425.75 | 13.5589 | #REF! | #REF! | #REF! | #REF! | 19.65 | 824.534 | 126.8514 | 127.725 | 425.75 | 13.5589 | #REF! | #REF! | #REF! | 2 | 19.65 | 1220.1789 | 187.7198 | 127.725 | 425.75 | 13.5589 | #REF! | #REF! | #REF! | 2 | 19.65 | 1690.809 | 260.1245 | 127.725 | 425.75 | 13.5589 | #REF! | #REF! | #REF! | 2 | 19.65 | 2236.1878 | 344.0289 | 127.725 | 425.75 | 13.5589 | #REF! | #REF! | #REF!
| 2 | 20 | 2.897 | 6.0644 | 0.0081325 | 130 | 0.44569 | 6.0644 | 130 | 52 | 8.4594 | 433.3333 | 13.8004 | 91.7176 | 204.7346 | 15.0466 | -198.6702 | -14.6009 | [11 empty] | 1 | [7 empty] | 19.7 | 13.2056 | 2.0316 | 128.05 | 426.8333 | 13.5934 | #REF! | #REF! | #REF! | #REF! | 19.7 | 100.2438 | 15.4221 | 128.05 | 426.8333 | 13.5934 | #REF! | #REF! | #REF! | #REF! | 19.7 | 262.9731 | 40.4574 | 128.05 | 426.8333 | 13.5934 | #REF! | #REF! | #REF! | #REF! | 19.7 | 503.4957 | 77.4609 | 128.05 | 426.8333 | 13.5934 | #REF! | #REF! | #REF! | #REF! | 19.7 | 822.779 | 126.5814 | 128.05 | 426.8333 | 13.5934 | #REF! | #REF! | #REF! | 2 | 19.7 | 1218.0696 | 187.3953 | 128.05 | 426.8333 | 13.5934 | #REF! | #REF! | #REF! | 2 | 19.7 | 1688.3375 | 259.7442 | 128.05 | 426.8333 | 13.5934 | #REF! | #REF! | #REF! | 2 | 19.7 | 2233.3554 | 343.5931 | 128.05 | 426.8333 | 13.5934 | #REF! | #REF! | #REF!
| 2 | 20.05 | 2.9283 | 6.1453 | 0.008241 | 130.325 | 0.45052 | 6.1453 | 130.325 | 52.13 | 8.4594 | 434.4167 | 13.8349 | 91.7336 | 205.7239 | 15.0816 | -199.5785 | -14.6311 | [11 empty] | 1 | [7 empty] | 19.75 | 13.2355 | 2.0362 | 128.375 | 427.9167 | 13.6279 | #REF! | #REF! | #REF! | #REF! | 19.75 | 99.7215 | 15.3418 | 128.375 | 427.9167 | 13.6279 | #REF! | #REF! | #REF! | #REF! | 19.75 | 262.0299 | 40.3123 | 128.375 | 427.9167 | 13.6279 | #REF! | #REF! | #REF! | #REF! | 19.75 | 502.1442 | 77.253 | 128.375 | 427.9167 | 13.6279 | #REF! | #REF! | #REF! | #REF! | 19.75 | 821.0255 | 126.3116 | 128.375 | 427.9167 | 13.6279 | #REF! | #REF! | #REF! | 2 | 19.75 | 1215.9619 | 187.0711 | 128.375 | 427.9167 | 13.6279 | #REF! | #REF! | #REF! | 2 | 19.75 | 1685.8681 | 259.3643 | 128.375 | 427.9167 | 13.6279 | #REF! | #REF! | #REF! | 2 | 19.75 | 2230.5254 | 343.1578 | 128.375 | 427.9167 | 13.6279 | #REF! | #REF! | #REF!
| 2 | 20.1 | 2.9599 | 6.227 | 0.0083505 | 130.65 | 0.45536 | 6.227 | 130.65 | 52.26 | 8.4594 | 435.5 | 13.8694 | 91.7494 | 206.7155 | 15.1166 | -200.4885 | -14.6613 | [11 empty] | 1 | [7 empty] | 19.8 | 13.2701 | 2.0415 | 128.7 | 429 | 13.6624 | #REF! | #REF! | #REF! | #REF! | 19.8 | 99.2011 | 15.2617 | 128.7 | 429 | 13.6624 | #REF! | #REF! | #REF! | #REF! | 19.8 | 261.0884 | 40.1675 | 128.7 | 429 | 13.6624 | #REF! | #REF! | #REF! | #REF! | 19.8 | 500.7944 | 77.0453 | 128.7 | 429 | 13.6624 | #REF! | #REF! | #REF! | #REF! | 19.8 | 819.2736 | 126.0421 | 128.7 | 429 | 13.6624 | #REF! | #REF! | #REF! | 2 | 19.8 | 1213.8559 | 186.7471 | 128.7 | 429 | 13.6624 | #REF! | #REF! | #REF! | 2 | 19.8 | 1683.4006 | 258.9847 | 128.7 | 429 | 13.6624 | #REF! | #REF! | #REF! | 2 | 19.8 | 2227.6979 | 342.7228 | 128.7 | 429 | 13.6624 | #REF! | #REF! | #REF!
| 2 | 20.15 | 2.9916 | 6.3093 | 0.0084609 | 130.975 | 0.46024 | 6.3093 | 130.975 | 52.39 | 8.4594 | 436.5833 | 13.9039 | 91.7652 | 207.7095 | 15.1516 | -201.4003 | -14.6914 | [11 empty] | 1 | [7 empty] | 19.85 | 13.3094 | 2.0476 | 129.025 | 430.0833 | 13.6969 | #REF! | #REF! | #REF! | #REF! | 19.85 | 98.6828 | 15.182 | 129.025 | 430.0833 | 13.6969 | #REF! | #REF! | #REF! | #REF! | 19.85 | 260.1486 | 40.0229 | 129.025 | 430.0833 | 13.6969 | #REF! | #REF! | #REF! | #REF! | 19.85 | 499.4462 | 76.8379 | 129.025 | 430.0833 | 13.6969 | #REF! | #REF! | #REF! | #REF! | 19.85 | 817.5233 | 125.7728 | 129.025 | 430.0833 | 13.6969 | #REF! | #REF! | #REF! | 2 | 19.85 | 1211.7516 | 186.4233 | 129.025 | 430.0833 | 13.6969 | #REF! | #REF! | #REF! | 2 | 19.85 | 1680.9352 | 258.6054 | 129.025 | 430.0833 | 13.6969 | #REF! | #REF! | #REF! | 2 | 19.85 | 2224.8728 | 342.2881 | 129.025 | 430.0833 | 13.6969 | #REF! | #REF! | #REF!
| 2 | 20.2 | 3.0234 | 6.3923 | 0.0085722 | 131.3 | 0.46514 | 6.3923 | 131.3 | 52.52 | 8.4594 | 437.6667 | 13.9384 | 91.7808 | 208.706 | 15.1866 | -202.3137 | -14.7215 | [11 empty] | 1 | [7 empty] | 19.9 | 13.3535 | 2.0544 | 129.35 | 431.1667 | 13.7314 | #REF! | #REF! | #REF! | #REF! | 19.9 | 98.1664 | 15.1025 | 129.35 | 431.1667 | 13.7314 | #REF! | #REF! | #REF! | #REF! | 19.9 | 259.2105 | 39.8785 | 129.35 | 431.1667 | 13.7314 | #REF! | #REF! | #REF! | #REF! | 19.9 | 498.0996 | 76.6307 | 129.35 | 431.1667 | 13.7314 | #REF! | #REF! | #REF! | #REF! | 19.9 | 815.7745 | 125.5038 | 129.35 | 431.1667 | 13.7314 | #REF! | #REF! | #REF! | 2 | 19.9 | 1209.649 | 186.0998 | 129.35 | 431.1667 | 13.7314 | #REF! | #REF! | #REF! | 2 | 19.9 | 1678.4717 | 258.2264 | 129.35 | 431.1667 | 13.7314 | #REF! | #REF! | #REF! | 2 | 19.9 | 2222.05 | 341.8539 | 129.35 | 431.1667 | 13.7314 | #REF! | #REF! | #REF!
| 2 | 20.25 | 3.0554 | 6.476 | 0.0086845 | 131.625 | 0.47007 | 6.476 | 131.625 | 52.65 | 8.4594 | 438.75 | 13.9729 | 91.7965 | 209.7048 | 15.2216 | -203.2288 | -14.7516 | [11 empty] | 1 | [7 empty] | 19.95 | 13.4023 | 2.0619 | 129.675 | 432.25 | 13.7659 | #REF! | #REF! | #REF! | #REF! | 19.95 | 97.6519 | 15.0234 | 129.675 | 432.25 | 13.7659 | #REF! | #REF! | #REF! | #REF! | 19.95 | 258.274 | 39.7345 | 129.675 | 432.25 | 13.7659 | #REF! | #REF! | #REF! | #REF! | 19.95 | 496.7546 | 76.4238 | 129.675 | 432.25 | 13.7659 | #REF! | #REF! | #REF! | #REF! | 19.95 | 814.0274 | 125.235 | 129.675 | 432.25 | 13.7659 | #REF! | #REF! | #REF! | 2 | 19.95 | 1207.548 | 185.7766 | 129.675 | 432.25 | 13.7659 | #REF! | #REF! | #REF! | 2 | 19.95 | 1676.0103 | 257.8477 | 129.675 | 432.25 | 13.7659 | #REF! | #REF! | #REF! | 2 | 19.95 | 2219.2297 | 341.42 | 129.675 | 432.25 | 13.7659 | #REF! | #REF! | #REF!
| 2 | 20.3 | 3.0876 | 6.5604 | 0.0087976 | 131.95 | 0.47502 | 6.5604 | 131.95 | 52.78 | 8.4594 | 439.8333 | 14.0074 | 91.812 | 210.706 | 15.2566 | -204.1456 | -14.7816 | [11 empty] | 1 | [7 empty] | 20 | 13.4558 | 2.0701 | 130 | 433.3333 | 13.8004 | #REF! | #REF! | #REF! | #REF! | 20 | 97.1394 | 14.9445 | 130 | 433.3333 | 13.8004 | #REF! | #REF! | #REF! | #REF! | 20 | 257.3392 | 39.5906 | 130 | 433.3333 | 13.8004 | #REF! | #REF! | #REF! | #REF! | 20 | 495.4113 | 76.2171 | 130 | 433.3333 | 13.8004 | #REF! | #REF! | #REF! | #REF! | 20 | 812.2818 | 124.9664 | 130 | 433.3333 | 13.8004 | #REF! | #REF! | #REF! | 2 | 20 | 1205.4487 | 185.4536 | 130 | 433.3333 | 13.8004 | #REF! | #REF! | #REF! | 2 | 20 | 1673.5508 | 257.4694 | 130 | 433.3333 | 13.8004 | #REF! | #REF! | #REF! | 2 | 20 | 2216.4117 | 340.9864 | 130 | 433.3333 | 13.8004 | #REF! | #REF! | #REF!
| 2 | 20.35 | 3.12 | 6.6455 | 0.0089117 | 132.275 | 0.48 | 6.6455 | 132.275 | 52.91 | 8.4594 | 440.9167 | 14.0419 | 91.8274 | 211.7096 | 15.2917 | -205.0641 | -14.8117 | [11 empty] | 1 | [7 empty] | 20.05 | 13.5141 | 2.0791 | 130.325 | 434.4167 | 13.8349 | #REF! | #REF! | #REF! | #REF! | 20.05 | 96.6287 | 14.866 | 130.325 | 434.4167 | 13.8349 | #REF! | #REF! | #REF! | #REF! | 20.05 | 256.406 | 39.4471 | 130.325 | 434.4167 | 13.8349 | #REF! | #REF! | #REF! | #REF! | 20.05 | 494.0695 | 76.0107 | 130.325 | 434.4167 | 13.8349 | #REF! | #REF! | #REF! | #REF! | 20.05 | 810.5377 | 124.6981 | 130.325 | 434.4167 | 13.8349 | #REF! | #REF! | #REF! | 2 | 20.05 | 1203.351 | 185.1309 | 130.325 | 434.4167 | 13.8349 | #REF! | #REF! | #REF! | 2 | 20.05 | 1671.0933 | 257.0913 | 130.325 | 434.4167 | 13.8349 | #REF! | #REF! | #REF! | 2 | 20.05 | 2213.5961 | 340.5532 | 130.325 | 434.4167 | 13.8349 | #REF! | #REF! | #REF!
| 2 | 20.4 | 3.1525 | 6.7313 | 0.0090268 | 132.6 | 0.485 | 6.7313 | 132.6 | 53.04 | 8.4594 | 442 | 14.0764 | 91.8428 | 212.7156 | 15.3267 | -205.9844 | -14.8417 | [11 empty] | 1 | [7 empty] | 20.1 | 13.5772 | 2.0888 | 130.65 | 435.5 | 13.8694 | #REF! | #REF! | #REF! | #REF! | 20.1 | 96.12 | 14.7877 | 130.65 | 435.5 | 13.8694 | #REF! | #REF! | #REF! | #REF! | 20.1 | 255.4745 | 39.3038 | 130.65 | 435.5 | 13.8694 | #REF! | #REF! | #REF! | #REF! | 20.1 | 492.7294 | 75.8045 | 130.65 | 435.5 | 13.8694 | #REF! | #REF! | #REF! | #REF! | 20.1 | 808.7952 | 124.43 | 130.65 | 435.5 | 13.8694 | #REF! | #REF! | #REF! | 2 | 20.1 | 1201.2549 | 184.8084 | 130.65 | 435.5 | 13.8694 | #REF! | #REF! | #REF! | 2 | 20.1 | 1668.6377 | 256.7135 | 130.65 | 435.5 | 13.8694 | #REF! | #REF! | #REF! | 2 | 20.1 | 2210.7828 | 340.1204 | 130.65 | 435.5 | 13.8694 | #REF! | #REF! | #REF!
| 2 | 20.45 | 3.1852 | 6.8178 | 0.0091428 | 132.925 | 0.49003 | 6.8178 | 132.925 | 53.17 | 8.4594 | 443.0833 | 14.1109 | 91.8581 | 213.724 | 15.3617 | -206.9063 | -14.8716 | [11 empty] | 1 | [7 empty] | 20.15 | 13.645 | 2.0992 | 130.975 | 436.5833 | 13.9039 | #REF! | #REF! | #REF! | #REF! | 20.15 | 95.6132 | 14.7097 | 130.975 | 436.5833 | 13.9039 | #REF! | #REF! | #REF! | #REF! | 20.15 | 254.5446 | 39.1607 | 130.975 | 436.5833 | 13.9039 | #REF! | #REF! | #REF! | #REF! | 20.15 | 491.3908 | 75.5986 | 130.975 | 436.5833 | 13.9039 | #REF! | #REF! | #REF! | #REF! | 20.15 | 807.0543 | 124.1622 | 130.975 | 436.5833 | 13.9039 | #REF! | #REF! | #REF! | 2 | 20.15 | 1199.1605 | 184.4862 | 130.975 | 436.5833 | 13.9039 | #REF! | #REF! | #REF! | 2 | 20.15 | 1666.1841 | 256.336 | 130.975 | 436.5833 | 13.9039 | #REF! | #REF! | #REF! | 2 | 20.15 | 2207.9719 | 339.688 | 130.975 | 436.5833 | 13.9039 | #REF! | #REF! | #REF!
| 2 | 20.5 | 3.2181 | 6.905 | 0.0092597 | 133.25 | 0.49509 | 6.905 | 133.25 | 53.3 | 8.4594 | 444.1667 | 14.1454 | 91.8733 | 214.7348 | 15.3967 | -207.8299 | -14.9016 | [11 empty] | 1 | [7 empty] | 20.2 | 13.7175 | 2.1104 | 131.3 | 437.6667 | 13.9384 | #REF! | #REF! | #REF! | #REF! | 20.2 | 95.1082 | 14.632 | 131.3 | 437.6667 | 13.9384 | #REF! | #REF! | #REF! | #REF! | 20.2 | 253.6163 | 39.0179 | 131.3 | 437.6667 | 13.9384 | #REF! | #REF! | #REF! | #REF! | 20.2 | 490.0538 | 75.3929 | 131.3 | 437.6667 | 13.9384 | #REF! | #REF! | #REF! | #REF! | 20.2 | 805.3149 | 123.8946 | 131.3 | 437.6667 | 13.9384 | #REF! | #REF! | #REF! | 2 | 20.2 | 1197.0676 | 184.1643 | 131.3 | 437.6667 | 13.9384 | #REF! | #REF! | #REF! | 2 | 20.2 | 1663.7324 | 255.9588 | 131.3 | 437.6667 | 13.9384 | #REF! | #REF! | #REF! | 2 | 20.2 | 2205.1632 | 339.2559 | 131.3 | 437.6667 | 13.9384 | #REF! | #REF! | #REF!
| 2 | 20.55 | 3.2511 | 6.9929 | 0.0093776 | 133.575 | 0.50017 | 6.9929 | 133.575 | 53.43 | 8.4594 | 445.25 | 14.1799 | 91.8885 | 215.748 | 15.4317 | -208.7552 | -14.9315 | [11 empty] | 1 | [7 empty] | 20.25 | 13.7948 | 2.1223 | 131.625 | 438.75 | 13.9729 | #REF! | #REF! | #REF! | #REF! | 20.25 | 94.6051 | 14.5546 | 131.625 | 438.75 | 13.9729 | #REF! | #REF! | #REF! | #REF! | 20.25 | 252.6896 | 38.8753 | 131.625 | 438.75 | 13.9729 | #REF! | #REF! | #REF! | #REF! | 20.25 | 488.7184 | 75.1874 | 131.625 | 438.75 | 13.9729 | #REF! | #REF! | #REF! | #REF! | 20.25 | 803.5771 | 123.6272 | 131.625 | 438.75 | 13.9729 | #REF! | #REF! | #REF! | 2 | 20.25 | 1194.9764 | 183.8425 | 131.625 | 438.75 | 13.9729 | #REF! | #REF! | #REF! | 2 | 20.25 | 1661.2826 | 255.5819 | 131.625 | 438.75 | 13.9729 | #REF! | #REF! | #REF! | 2 | 20.25 | 2202.3569 | 338.8241 | 131.625 | 438.75 | 13.9729 | #REF! | #REF! | #REF!
| 2 | 20.6 | 3.2843 | 7.0815 | 0.0094964 | 133.9 | 0.50528 | 7.0815 | 133.9 | 53.56 | 8.4594 | 446.3333 | 14.2144 | 91.9035 | 216.7636 | 15.4667 | -209.6822 | -14.9614 | [11 empty] | 1 | [7 empty] | 20.3 | 13.8768 | 2.1349 | 131.95 | 439.8333 | 14.0074 | #REF! | #REF! | #REF! | #REF! | 20.3 | 94.1038 | 14.4775 | 131.95 | 439.8333 | 14.0074 | #REF! | #REF! | #REF! | #REF! | 20.3 | 251.7645 | 38.733 | 131.95 | 439.8333 | 14.0074 | #REF! | #REF! | #REF! | #REF! | 20.3 | 487.3846 | 74.9822 | 131.95 | 439.8333 | 14.0074 | #REF! | #REF! | #REF! | #REF! | 20.3 | 801.8408 | 123.3601 | 131.95 | 439.8333 | 14.0074 | #REF! | #REF! | #REF! | 2 | 20.3 | 1192.8868 | 183.521 | 131.95 | 439.8333 | 14.0074 | #REF! | #REF! | #REF! | 2 | 20.3 | 1658.8348 | 255.2053 | 131.95 | 439.8333 | 14.0074 | #REF! | #REF! | #REF! | 2 | 20.3 | 2199.5528 | 338.3927 | 131.95 | 439.8333 | 14.0074 | #REF! | #REF! | #REF!
| 2 | 20.65 | 3.3177 | 7.1708 | 0.0096162 | 134.225 | 0.51042 | 7.1708 | 134.225 | 53.69 | 8.4594 | 447.4167 | 14.2489 | 91.9185 | 217.7816 | 15.5017 | -210.6108 | -14.9913 | [11 empty] | 1 | [7 empty] | 20.35 | 13.9636 | 2.1482 | 132.275 | 440.9167 | 14.0419 | #REF! | #REF! | #REF! | #REF! | 20.35 | 93.6043 | 14.4007 | 132.275 | 440.9167 | 14.0419 | #REF! | #REF! | #REF! | #REF! | 20.35 | 250.841 | 38.5909 | 132.275 | 440.9167 | 14.0419 | #REF! | #REF! | #REF! | #REF! | 20.35 | 486.0523 | 74.7773 | 132.275 | 440.9167 | 14.0419 | #REF! | #REF! | #REF! | #REF! | 20.35 | 800.106 | 123.0932 | 132.275 | 440.9167 | 14.0419 | #REF! | #REF! | #REF! | 2 | 20.35 | 1190.7988 | 183.1998 | 132.275 | 440.9167 | 14.0419 | #REF! | #REF! | #REF! | 2 | 20.35 | 1656.3888 | 254.829 | 132.275 | 440.9167 | 14.0419 | #REF! | #REF! | #REF! | 2 | 20.35 | 2196.751 | 337.9617 | 132.275 | 440.9167 | 14.0419 | #REF! | #REF! | #REF!
| 2 | 20.7 | 3.3513 | 7.2608 | 0.009737 | 134.55 | 0.51558 | 7.2608 | 134.55 | 53.82 | 8.4594 | 448.5 | 14.2834 | 91.9335 | 218.802 | 15.5367 | -211.5412 | -15.0211 | [11 empty] | 1 | [7 empty] | 20.4 | 14.0551 | 2.1623 | 132.6 | 442 | 14.0764 | #REF! | #REF! | #REF! | #REF! | 20.4 | 93.1067 | 14.3241 | 132.6 | 442 | 14.0764 | #REF! | #REF! | #REF! | #REF! | 20.4 | 249.9191 | 38.4491 | 132.6 | 442 | 14.0764 | #REF! | #REF! | #REF! | #REF! | 20.4 | 484.7217 | 74.5726 | 132.6 | 442 | 14.0764 | #REF! | #REF! | #REF! | #REF! | 20.4 | 798.3728 | 122.8266 | 132.6 | 442 | 14.0764 | #REF! | #REF! | #REF! | 2 | 20.4 | 1188.7124 | 182.8788 | 132.6 | 442 | 14.0764 | #REF! | #REF! | #REF! | 2 | 20.4 | 1653.9447 | 254.453 | 132.6 | 442 | 14.0764 | #REF! | #REF! | #REF! | 2 | 20.4 | 2193.9514 | 337.531 | 132.6 | 442 | 14.0764 | #REF! | #REF! | #REF!
| 2 | 20.75 | 3.385 | 7.3516 | 0.0098587 | 134.875 | 0.52077 | 7.3516 | 134.875 | 53.95 | 8.4594 | 449.5833 | 14.3179 | 91.9483 | 219.8248 | 15.5717 | -212.4732 | -15.051 | [11 empty] | 1 | [7 empty] | 20.45 | 14.1514 | 2.1771 | 132.925 | 443.0833 | 14.1109 | #REF! | #REF! | #REF! | #REF! | 20.45 | 92.6108 | 14.2478 | 132.925 | 443.0833 | 14.1109 | #REF! | #REF! | #REF! | #REF! | 20.45 | 248.9987 | 38.3075 | 132.925 | 443.0833 | 14.1109 | #REF! | #REF! | #REF! | #REF! | 20.45 | 483.3925 | 74.3681 | 132.925 | 443.0833 | 14.1109 | #REF! | #REF! | #REF! | #REF! | 20.45 | 796.6412 | 122.5602 | 132.925 | 443.0833 | 14.1109 | #REF! | #REF! | #REF! | 2 | 20.45 | 1186.6275 | 182.5581 | 132.925 | 443.0833 | 14.1109 | #REF! | #REF! | #REF! | 2 | 20.45 | 1651.5025 | 254.0773 | 132.925 | 443.0833 | 14.1109 | #REF! | #REF! | #REF! | 2 | 20.45 | 2191.154 | 337.1006 | 132.925 | 443.0833 | 14.1109 | #REF! | #REF! | #REF!
| 2 | 20.8 | 3.4189 | 7.4431 | 0.0099813 | 135.2 | 0.52598 | 7.4431 | 135.2 | 54.08 | 8.4594 | 450.6667 | 14.3524 | 91.9631 | 220.85 | 15.6067 | -213.4069 | -15.0808 | [11 empty] | 1 | [7 empty] | 20.5 | 14.2523 | 2.1927 | 133.25 | 444.1667 | 14.1454 | #REF! | #REF! | #REF! | #REF! | 20.5 | 92.1167 | 14.1718 | 133.25 | 444.1667 | 14.1454 | #REF! | #REF! | #REF! | #REF! | 20.5 | 248.0799 | 38.1661 | 133.25 | 444.1667 | 14.1454 | #REF! | #REF! | #REF! | #REF! | 20.5 | 482.065 | 74.1638 | 133.25 | 444.1667 | 14.1454 | #REF! | #REF! | #REF! | #REF! | 20.5 | 794.9111 | 122.294 | 133.25 | 444.1667 | 14.1454 | #REF! | #REF! | #REF! | 2 | 20.5 | 1184.5443 | 182.2376 | 133.25 | 444.1667 | 14.1454 | #REF! | #REF! | #REF! | 2 | 20.5 | 1649.0622 | 253.7019 | 133.25 | 444.1667 | 14.1454 | #REF! | #REF! | #REF! | 2 | 20.5 | 2188.3589 | 336.6706 | 133.25 | 444.1667 | 14.1454 | #REF! | #REF! | #REF!
| 2 | 20.85 | 3.4529 | 7.5353 | 0.010105 | 135.525 | 0.53122 | 7.5353 | 135.525 | 54.21 | 8.4594 | 451.75 | 14.3869 | 91.9778 | 221.8776 | 15.6418 | -214.3423 | -15.1105 | [11 empty] | 1 | [7 empty] | 20.55 | 14.3581 | 2.2089 | 133.575 | 445.25 | 14.1799 | #REF! | #REF! | #REF! | #REF! | 20.55 | 91.6244 | 14.0961 | 133.575 | 445.25 | 14.1799 | #REF! | #REF! | #REF! | #REF! | 20.55 | 247.1627 | 38.025 | 133.575 | 445.25 | 14.1799 | #REF! | #REF! | #REF! | #REF! | 20.55 | 480.7389 | 73.9598 | 133.575 | 445.25 | 14.1799 | #REF! | #REF! | #REF! | #REF! | 20.55 | 793.1825 | 122.0281 | 133.575 | 445.25 | 14.1799 | #REF! | #REF! | #REF! | 2 | 20.55 | 1182.4626 | 181.9173 | 133.575 | 445.25 | 14.1799 | #REF! | #REF! | #REF! | 2 | 20.55 | 1646.6237 | 253.3267 | 133.575 | 445.25 | 14.1799 | #REF! | #REF! | #REF! | 2 | 20.55 | 2185.566 | 336.2409 | 133.575 | 445.25 | 14.1799 | #REF! | #REF! | #REF!
| 2 | 20.9 | 3.4871 | 7.6282 | 0.01023 | 135.85 | 0.53648 | 7.6282 | 135.85 | 54.34 | 8.4594 | 452.8333 | 14.4214 | 91.9924 | 222.9076 | 15.6768 | -215.2794 | -15.1403 | [11 empty] | 1 | [7 empty] | 20.6 | 14.4686 | 2.2259 | 133.9 | 446.3333 | 14.2144 | #REF! | #REF! | #REF! | #REF! | 20.6 | 91.1339 | 14.0206 | 133.9 | 446.3333 | 14.2144 | #REF! | #REF! | #REF! | #REF! | 20.6 | 246.247 | 37.8842 | 133.9 | 446.3333 | 14.2144 | #REF! | #REF! | #REF! | #REF! | 20.6 | 479.4145 | 73.7561 | 133.9 | 446.3333 | 14.2144 | #REF! | #REF! | #REF! | #REF! | 20.6 | 791.4554 | 121.7624 | 133.9 | 446.3333 | 14.2144 | #REF! | #REF! | #REF! | 2 | 20.6 | 1180.3824 | 181.5973 | 133.9 | 446.3333 | 14.2144 | #REF! | #REF! | #REF! | 2 | 20.6 | 1644.187 | 252.9518 | 133.9 | 446.3333 | 14.2144 | #REF! | #REF! | #REF! | 2 | 20.6 | 2182.7753 | 335.8116 | 133.9 | 446.3333 | 14.2144 | #REF! | #REF! | #REF!
| 2 | 20.95 | 3.5215 | 7.7219 | 0.010355 | 136.175 | 0.54177 | 7.7219 | 136.175 | 54.47 | 8.4594 | 453.9167 | 14.4559 | 92.0069 | 223.94 | 15.7118 | -216.2181 | -15.17 | [11 empty] | 1 | [7 empty] | 20.65 | 14.5838 | 2.2437 | 134.225 | 447.4167 | 14.2489 | #REF! | #REF! | #REF! | #REF! | 20.65 | 90.6451 | 13.9454 | 134.225 | 447.4167 | 14.2489 | #REF! | #REF! | #REF! | #REF! | 20.65 | 245.3329 | 37.7435 | 134.225 | 447.4167 | 14.2489 | #REF! | #REF! | #REF! | #REF! | 20.65 | 478.0915 | 73.5525 | 134.225 | 447.4167 | 14.2489 | #REF! | #REF! | #REF! | #REF! | 20.65 | 789.7299 | 121.4969 | 134.225 | 447.4167 | 14.2489 | #REF! | #REF! | #REF! | 2 | 20.65 | 1178.3039 | 181.2775 | 134.225 | 447.4167 | 14.2489 | #REF! | #REF! | #REF! | 2 | 20.65 | 1641.7522 | 252.5773 | 134.225 | 447.4167 | 14.2489 | #REF! | #REF! | #REF! | 2 | 20.65 | 2179.9868 | 335.3826 | 134.225 | 447.4167 | 14.2489 | #REF! | #REF! | #REF!
| 2 | 21 | 3.5561 | 7.8163 | 0.010482 | 136.5 | 0.54709 | 7.8163 | 136.5 | 54.6 | 8.4594 | 455 | 14.4904 | 92.0214 | 224.9748 | 15.7468 | -217.1585 | -15.1997 | [11 empty] | 1 | [7 empty] | 20.7 | 14.7038 | 2.2621 | 134.55 | 448.5 | 14.2834 | #REF! | #REF! | #REF! | #REF! | 20.7 | 90.158 | 13.8705 | 134.55 | 448.5 | 14.2834 | #REF! | #REF! | #REF! | #REF! | 20.7 | 244.4203 | 37.6031 | 134.55 | 448.5 | 14.2834 | #REF! | #REF! | #REF! | #REF! | 20.7 | 476.7701 | 73.3493 | 134.55 | 448.5 | 14.2834 | #REF! | #REF! | #REF! | #REF! | 20.7 | 788.0059 | 121.2317 | 134.55 | 448.5 | 14.2834 | #REF! | #REF! | #REF! | 2 | 20.7 | 1176.2268 | 180.958 | 134.55 | 448.5 | 14.2834 | #REF! | #REF! | #REF! | 2 | 20.7 | 1639.3192 | 252.203 | 134.55 | 448.5 | 14.2834 | #REF! | #REF! | #REF! | 2 | 20.7 | 2177.2004 | 334.9539 | 134.55 | 448.5 | 14.2834 | #REF! | #REF! | #REF!
| 2 | 21.05 | 3.5908 | 7.9114 | 0.010609 | 136.825 | 0.55243 | 7.9114 | 136.825 | 54.73 | 8.4594 | 456.0833 | 14.5249 | 92.0358 | 226.012 | 15.7818 | -218.1006 | -15.2294 | [11 empty] | 1 | [7 empty] | 20.75 | 14.8285 | 2.2813 | 134.875 | 449.5833 | 14.3179 | #REF! | #REF! | #REF! | #REF! | 20.75 | 89.6726 | 13.7958 | 134.875 | 449.5833 | 14.3179 | #REF! | #REF! | #REF! | #REF! | 20.75 | 243.5092 | 37.463 | 134.875 | 449.5833 | 14.3179 | #REF! | #REF! | #REF! | #REF! | 20.75 | 475.4503 | 73.1462 | 134.875 | 449.5833 | 14.3179 | #REF! | #REF! | #REF! | #REF! | 20.75 | 786.2835 | 120.9667 | 134.875 | 449.5833 | 14.3179 | #REF! | #REF! | #REF! | 2 | 20.75 | 1174.1514 | 180.6387 | 134.875 | 449.5833 | 14.3179 | #REF! | #REF! | #REF! | 2 | 20.75 | 1636.888 | 251.8289 | 134.875 | 449.5833 | 14.3179 | #REF! | #REF! | #REF! | 2 | 20.75 | 2174.4161 | 334.5256 | 134.875 | 449.5833 | 14.3179 | #REF! | #REF! | #REF!
| 2 | 21.1 | 3.6257 | 8.0072 | 0.010738 | 137.15 | 0.5578 | 8.0072 | 137.15 | 54.86 | 8.4594 | 457.1667 | 14.5594 | 92.0501 | 227.0516 | 15.8169 | -219.0444 | -15.2591 | [11 empty] | 1 | [7 empty] | 20.8 | 14.9579 | 2.3012 | 135.2 | 450.6667 | 14.3524 | #REF! | #REF! | #REF! | #REF! | 20.8 | 89.1889 | 13.7214 | 135.2 | 450.6667 | 14.3524 | #REF! | #REF! | #REF! | #REF! | 20.8 | 242.5996 | 37.323 | 135.2 | 450.6667 | 14.3524 | #REF! | #REF! | #REF! | #REF! | 20.8 | 474.132 | 72.9434 | 135.2 | 450.6667 | 14.3524 | #REF! | #REF! | #REF! | #REF! | 20.8 | 784.5625 | 120.7019 | 135.2 | 450.6667 | 14.3524 | #REF! | #REF! | #REF! | 2 | 20.8 | 1172.0774 | 180.3196 | 135.2 | 450.6667 | 14.3524 | #REF! | #REF! | #REF! | 2 | 20.8 | 1634.4587 | 251.4552 | 135.2 | 450.6667 | 14.3524 | #REF! | #REF! | #REF! | 2 | 20.8 | 2171.6341 | 334.0975 | 135.2 | 450.6667 | 14.3524 | #REF! | #REF! | #REF!
| 2 | 21.15 | 3.6608 | 8.1038 | 0.010867 | 137.475 | 0.5632 | 8.1038 | 137.475 | 54.99 | 8.4594 | 458.25 | 14.5939 | 92.0644 | 228.0936 | 15.8519 | -219.9898 | -15.2887 | [11 empty] | 1 | [7 empty] | 20.85 | 15.0921 | 2.3219 | 135.525 | 451.75 | 14.3869 | #REF! | #REF! | #REF! | #REF! | 20.85 | 88.7068 | 13.6472 | 135.525 | 451.75 | 14.3869 | #REF! | #REF! | #REF! | #REF! | 20.85 | 241.6916 | 37.1833 | 135.525 | 451.75 | 14.3869 | #REF! | #REF! | #REF! | #REF! | 20.85 | 472.8152 | 72.7408 | 135.525 | 451.75 | 14.3869 | #REF! | #REF! | #REF! | #REF! | 20.85 | 782.8431 | 120.4374 | 135.525 | 451.75 | 14.3869 | #REF! | #REF! | #REF! | 2 | 20.85 | 1170.005 | 180.0008 | 135.525 | 451.75 | 14.3869 | #REF! | #REF! | #REF! | 2 | 20.85 | 1632.0311 | 251.0817 | 135.525 | 451.75 | 14.3869 | #REF! | #REF! | #REF! | 2 | 20.85 | 2168.8541 | 333.6699 | 135.525 | 451.75 | 14.3869 | #REF! | #REF! | #REF!
| 2 | 21.2 | 3.696 | 8.2012 | 0.010998 | 137.8 | 0.56862 | 8.2012 | 137.8 | 55.12 | 8.4594 | 459.3333 | 14.6285 | 92.0786 | 229.1381 | 15.8869 | -220.9369 | -15.3183 | [11 empty] | 1 | [7 empty] | 20.9 | 15.2311 | 2.3432 | 135.85 | 452.8333 | 14.4214 | #REF! | #REF! | #REF! | #REF! | 20.9 | 88.2265 | 13.5733 | 135.85 | 452.8333 | 14.4214 | #REF! | #REF! | #REF! | #REF! | 20.9 | 240.785 | 37.0438 | 135.85 | 452.8333 | 14.4214 | #REF! | #REF! | #REF! | #REF! | 20.9 | 471.4999 | 72.5384 | 135.85 | 452.8333 | 14.4214 | #REF! | #REF! | #REF! | #REF! | 20.9 | 781.1252 | 120.1731 | 135.85 | 452.8333 | 14.4214 | #REF! | #REF! | #REF! | 2 | 20.9 | 1167.9341 | 179.6822 | 135.85 | 452.8333 | 14.4214 | #REF! | #REF! | #REF! | 2 | 20.9 | 1629.6053 | 250.7085 | 135.85 | 452.8333 | 14.4214 | #REF! | #REF! | #REF! | 2 | 20.9 | 2166.0762 | 333.2425 | 135.85 | 452.8333 | 14.4214 | #REF! | #REF! | #REF!
| 2 | 21.25 | 3.7314 | 8.2993 | 0.01113 | 138.125 | 0.57406 | 8.2993 | 138.125 | 55.25 | 8.4594 | 460.4167 | 14.663 | 92.0927 | 230.1849 | 15.9219 | -221.8856 | -15.3479 | [11 empty] | 1 | [7 empty] | 20.95 | 15.3748 | 2.3654 | 136.175 | 453.9167 | 14.4559 | #REF! | #REF! | #REF! | #REF! | 20.95 | 87.7478 | 13.4997 | 136.175 | 453.9167 | 14.4559 | #REF! | #REF! | #REF! | #REF! | 20.95 | 239.8799 | 36.9046 | 136.175 | 453.9167 | 14.4559 | #REF! | #REF! | #REF! | #REF! | 20.95 | 470.1861 | 72.3363 | 136.175 | 453.9167 | 14.4559 | #REF! | #REF! | #REF! | #REF! | 20.95 | 779.4089 | 119.9091 | 136.175 | 453.9167 | 14.4559 | #REF! | #REF! | #REF! | 2 | 20.95 | 1165.8648 | 179.3638 | 136.175 | 453.9167 | 14.4559 | #REF! | #REF! | #REF! | 2 | 20.95 | 1627.1813 | 250.3356 | 136.175 | 453.9167 | 14.4559 | #REF! | #REF! | #REF! | 2 | 20.95 | 2163.3005 | 332.8155 | 136.175 | 453.9167 | 14.4559 | #REF! | #REF! | #REF!
| 2 | 21.3 | 3.767 | 8.3981 | 0.011262 | 138.45 | 0.57954 | 8.3981 | 138.45 | 55.38 | 8.4594 | 461.5 | 14.6975 | 92.1068 | 231.2341 | 15.957 | -222.836 | -15.3774 | [11 empty] | 1 | [7 empty] | 21 | 15.5232 | 2.3882 | 136.5 | 455 | 14.4904 | #REF! | #REF! | #REF! | #REF! | 21 | 87.2707 | 13.4263 | 136.5 | 455 | 14.4904 | #REF! | #REF! | #REF! | #REF! | 21 | 238.9764 | 36.7656 | 136.5 | 455 | 14.4904 | #REF! | #REF! | #REF! | #REF! | 21 | 468.8739 | 72.1344 | 136.5 | 455 | 14.4904 | #REF! | #REF! | #REF! | #REF! | 21 | 777.694 | 119.6452 | 136.5 | 455 | 14.4904 | #REF! | #REF! | #REF! | 2 | 21 | 1163.7969 | 179.0457 | 136.5 | 455 | 14.4904 | #REF! | #REF! | #REF! | 2 | 21 | 1624.759 | 249.9629 | 136.5 | 455 | 14.4904 | #REF! | #REF! | #REF! | 2 | 21 | 2160.5268 | 332.3887 | 136.5 | 455 | 14.4904 | #REF! | #REF! | #REF!
| 2 | 21.35 | 3.8027 | 8.4977 | 0.011396 | 138.775 | 0.58503 | 8.4977 | 138.775 | 55.51 | 8.4594 | 462.5833 | 14.732 | 92.1207 | 232.2858 | 15.992 | -223.7881 | -15.407 | [11 empty] | 1 | [7 empty] | 21.05 | 15.6764 | 2.4118 | 136.825 | 456.0833 | 14.5249 | #REF! | #REF! | #REF! | #REF! | 21.05 | 86.7952 | 13.3531 | 136.825 | 456.0833 | 14.5249 | #REF! | #REF! | #REF! | #REF! | 21.05 | 238.0743 | 36.6268 | 136.825 | 456.0833 | 14.5249 | #REF! | #REF! | #REF! | #REF! | 21.05 | 467.5632 | 71.9328 | 136.825 | 456.0833 | 14.5249 | #REF! | #REF! | #REF! | #REF! | 21.05 | 775.9807 | 119.3816 | 136.825 | 456.0833 | 14.5249 | #REF! | #REF! | #REF! | 2 | 21.05 | 1161.7306 | 178.7278 | 136.825 | 456.0833 | 14.5249 | #REF! | #REF! | #REF! | 2 | 21.05 | 1622.3385 | 249.5905 | 136.825 | 456.0833 | 14.5249 | #REF! | #REF! | #REF! | 2 | 21.05 | 2157.7552 | 331.9623 | 136.825 | 456.0833 | 14.5249 | #REF! | #REF! | #REF!
| 2 | 21.4 | 3.8386 | 8.598 | 0.01153 | 139.1 | 0.59056 | 8.598 | 139.1 | 55.64 | 8.4594 | 463.6667 | 14.7665 | 92.1346 | 233.3398 | 16.027 | -224.7418 | -15.4365 | [11 empty] | 1 | [7 empty] | 21.1 | 15.8343 | 2.436 | 137.15 | 457.1667 | 14.5594 | #REF! | #REF! | #REF! | #REF! | 21.1 | 86.3214 | 13.2802 | 137.15 | 457.1667 | 14.5594 | #REF! | #REF! | #REF! | #REF! | 21.1 | 237.1736 | 36.4882 | 137.15 | 457.1667 | 14.5594 | #REF! | #REF! | #REF! | #REF! | 21.1 | 466.2539 | 71.7314 | 137.15 | 457.1667 | 14.5594 | #REF! | #REF! | #REF! | #REF! | 21.1 | 774.2689 | 119.1183 | 137.15 | 457.1667 | 14.5594 | #REF! | #REF! | #REF! | 2 | 21.1 | 1159.6657 | 178.4101 | 137.15 | 457.1667 | 14.5594 | #REF! | #REF! | #REF! | 2 | 21.1 | 1619.9197 | 249.2184 | 137.15 | 457.1667 | 14.5594 | #REF! | #REF! | #REF! | 2 | 21.1 | 2154.9857 | 331.5363 | 137.15 | 457.1667 | 14.5594 | #REF! | #REF! | #REF!
| 2 | 21.45 | 3.8747 | 8.6991 | 0.011666 | 139.425 | 0.59611 | 8.6991 | 139.425 | 55.77 | 8.4594 | 464.75 | 14.801 | 92.1485 | 234.3963 | 16.0621 | -225.6971 | -15.466 | [11 empty] | 1 | [7 empty] | 21.15 | 15.997 | 2.4611 | 137.475 | 458.25 | 14.5939 | #REF! | #REF! | #REF! | #REF! | 21.15 | 85.8491 | 13.2076 | 137.475 | 458.25 | 14.5939 | #REF! | #REF! | #REF! | #REF! | 21.15 | 236.2744 | 36.3499 | 137.475 | 458.25 | 14.5939 | #REF! | #REF! | #REF! | #REF! | 21.15 | 464.9462 | 71.5302 | 137.475 | 458.25 | 14.5939 | #REF! | #REF! | #REF! | #REF! | 21.15 | 772.5586 | 118.8552 | 137.475 | 458.25 | 14.5939 | #REF! | #REF! | #REF! | 2 | 21.15 | 1157.6024 | 178.0927 | 137.475 | 458.25 | 14.5939 | #REF! | #REF! | #REF! | 2 | 21.15 | 1617.5027 | 248.8466 | 137.475 | 458.25 | 14.5939 | #REF! | #REF! | #REF! | 2 | 21.15 | 2152.2182 | 331.1105 | 137.475 | 458.25 | 14.5939 | #REF! | #REF! | #REF!
| 2 | 21.5 | 3.911 | 8.801 | 0.011802 | 139.75 | 0.60169 | 8.801 | 139.75 | 55.9 | 8.4594 | 465.8333 | 14.8355 | 92.1622 | 235.4551 | 16.0971 | -226.6542 | -15.4954 | [11 empty] | 1 | [7 empty] | 21.2 | 16.1644 | 2.4868 | 137.8 | 459.3333 | 14.6285 | #REF! | #REF! | #REF! | #REF! | 21.2 | 85.3784 | 13.1351 | 137.8 | 459.3333 | 14.6285 | #REF! | #REF! | #REF! | #REF! | 21.2 | 235.3767 | 36.2118 | 137.8 | 459.3333 | 14.6285 | #REF! | #REF! | #REF! | #REF! | 21.2 | 463.64 | 71.3292 | 137.8 | 459.3333 | 14.6285 | #REF! | #REF! | #REF! | #REF! | 21.2 | 770.8499 | 118.5923 | 137.8 | 459.3333 | 14.6285 | #REF! | #REF! | #REF! | 2 | 21.2 | 1155.5406 | 177.7755 | 137.8 | 459.3333 | 14.6285 | #REF! | #REF! | #REF! | 2 | 21.2 | 1615.0874 | 248.475 | 137.8 | 459.3333 | 14.6285 | #REF! | #REF! | #REF! | 2 | 21.2 | 2149.4527 | 330.685 | 137.8 | 459.3333 | 14.6285 | #REF! | #REF! | #REF!
| 2 | 21.55 | 3.9474 | 8.9036 | 0.01194 | 140.075 | 0.60729 | 8.9036 | 140.075 | 56.03 | 8.4594 | 466.9167 | 14.87 | 92.1759 | 236.5164 | 16.1321 | -227.6128 | -15.5249 | [11 empty] | 1 | [7 empty] | 21.25 | 16.3365 | 2.5133 | 138.125 | 460.4167 | 14.663 | #REF! | #REF! | #REF! | #REF! | 21.25 | 84.9093 | 13.063 | 138.125 | 460.4167 | 14.663 | #REF! | #REF! | #REF! | #REF! | 21.25 | 234.4804 | 36.0739 | 138.125 | 460.4167 | 14.663 | #REF! | #REF! | #REF! | #REF! | 21.25 | 462.3353 | 71.1285 | 138.125 | 460.4167 | 14.663 | #REF! | #REF! | #REF! | #REF! | 21.25 | 769.1426 | 118.3296 | 138.125 | 460.4167 | 14.663 | #REF! | #REF! | #REF! | 2 | 21.25 | 1153.4802 | 177.4585 | 138.125 | 460.4167 | 14.663 | #REF! | #REF! | #REF! | 2 | 21.25 | 1612.6738 | 248.1037 | 138.125 | 460.4167 | 14.663 | #REF! | #REF! | #REF! | 2 | 21.25 | 2146.6892 | 330.2599 | 138.125 | 460.4167 | 14.663 | #REF! | #REF! | #REF!
| 2 | 21.6 | 3.984 | 9.0069 | 0.012078 | 140.4 | 0.61292 | 9.0069 | 140.4 | 56.16 | 8.4594 | 468 | 14.9045 | 92.1896 | 237.5801 | 16.1672 | -228.5731 | -15.5543 | [11 empty] | 1 | [7 empty] | 21.3 | 16.5134 | 2.5405 | 138.45 | 461.5 | 14.6975 | #REF! | #REF! | #REF! | #REF! | 21.3 | 84.4417 | 12.991 | 138.45 | 461.5 | 14.6975 | #REF! | #REF! | #REF! | #REF! | 21.3 | 233.5856 | 35.9362 | 138.45 | 461.5 | 14.6975 | #REF! | #REF! | #REF! | #REF! | 21.3 | 461.0321 | 70.928 | 138.45 | 461.5 | 14.6975 | #REF! | #REF! | #REF! | #REF! | 21.3 | 767.4369 | 118.0672 | 138.45 | 461.5 | 14.6975 | #REF! | #REF! | #REF! | 2 | 21.3 | 1151.4213 | 177.1417 | 138.45 | 461.5 | 14.6975 | #REF! | #REF! | #REF! | 2 | 21.3 | 1610.2619 | 247.7326 | 138.45 | 461.5 | 14.6975 | #REF! | #REF! | #REF! | 2 | 21.3 | 2143.9278 | 329.835 | 138.45 | 461.5 | 14.6975 | #REF! | #REF! | #REF!
| 2 | 21.65 | 4.0207 | 9.1111 | 0.012218 | 140.725 | 0.61857 | 9.1111 | 140.725 | 56.29 | 8.4594 | 469.0833 | 14.939 | 92.2031 | 238.6461 | 16.2022 | -229.5351 | -15.5837 | [11 empty] | 1 | [7 empty] | 21.35 | 16.6951 | 2.5685 | 138.775 | 462.5833 | 14.732 | #REF! | #REF! | #REF! | #REF! | 21.35 | 83.9756 | 12.9193 | 138.775 | 462.5833 | 14.732 | #REF! | #REF! | #REF! | #REF! | 21.35 | 232.6922 | 35.7988 | 138.775 | 462.5833 | 14.732 | #REF! | #REF! | #REF! | #REF! | 21.35 | 459.7303 | 70.7277 | 138.775 | 462.5833 | 14.732 | #REF! | #REF! | #REF! | #REF! | 21.35 | 765.7327 | 117.805 | 138.775 | 462.5833 | 14.732 | #REF! | #REF! | #REF! | 2 | 21.35 | 1149.364 | 176.8252 | 138.775 | 462.5833 | 14.732 | #REF! | #REF! | #REF! | 2 | 21.35 | 1607.8518 | 247.3618 | 138.775 | 462.5833 | 14.732 | #REF! | #REF! | #REF! | 2 | 21.35 | 2141.1684 | 329.4105 | 138.775 | 462.5833 | 14.732 | #REF! | #REF! | #REF!
| 2 | 21.7 | 4.0576 | 9.216 | 0.012359 | 141.05 | 0.62425 | 9.216 | 141.05 | 56.42 | 8.4594 | 470.1667 | 14.9735 | 92.2166 | 239.7146 | 16.2373 | -230.4987 | -15.613 | [11 empty] | 1 | [7 empty] | 21.4 | 16.8814 | 2.5971 | 139.1 | 463.6667 | 14.7665 | #REF! | #REF! | #REF! | #REF! | 21.4 | 83.5111 | 12.8479 | 139.1 | 463.6667 | 14.7665 | #REF! | #REF! | #REF! | #REF! | 21.4 | 231.8003 | 35.6616 | 139.1 | 463.6667 | 14.7665 | #REF! | #REF! | #REF! | #REF! | 21.4 | 458.4301 | 70.5277 | 139.1 | 463.6667 | 14.7665 | #REF! | #REF! | #REF! | #REF! | 21.4 | 764.03 | 117.5431 | 139.1 | 463.6667 | 14.7665 | #REF! | #REF! | #REF! | 2 | 21.4 | 1147.308 | 176.5089 | 139.1 | 463.6667 | 14.7665 | #REF! | #REF! | #REF! | 2 | 21.4 | 1605.4433 | 246.9913 | 139.1 | 463.6667 | 14.7665 | #REF! | #REF! | #REF! | 2 | 21.4 | 2138.4109 | 328.9863 | 139.1 | 463.6667 | 14.7665 | #REF! | #REF! | #REF!
| 2 | 21.75 | 4.0947 | 9.3216 | 0.012501 | 141.375 | 0.62996 | 9.3216 | 141.375 | 56.55 | 8.4594 | 471.25 | 15.008 | 92.23 | 240.7856 | 16.2723 | -231.4639 | -15.6424 | [11 empty] | 1 | [7 empty] | 21.45 | 17.0726 | 2.6265 | 139.425 | 464.75 | 14.801 | #REF! | #REF! | #REF! | #REF! | 21.45 | 83.0481 | 12.7766 | 139.425 | 464.75 | 14.801 | #REF! | #REF! | #REF! | #REF! | 21.45 | 230.9097 | 35.5246 | 139.425 | 464.75 | 14.801 | #REF! | #REF! | #REF! | #REF! | 21.45 | 457.1313 | 70.3279 | 139.425 | 464.75 | 14.801 | #REF! | #REF! | #REF! | #REF! | 21.45 | 762.3288 | 117.2814 | 139.425 | 464.75 | 14.801 | #REF! | #REF! | #REF! | 2 | 21.45 | 1145.2536 | 176.1929 | 139.425 | 464.75 | 14.801 | #REF! | #REF! | #REF! | 2 | 21.45 | 1603.0365 | 246.621 | 139.425 | 464.75 | 14.801 | #REF! | #REF! | #REF! | 2 | 21.45 | 2135.6554 | 328.5624 | 139.425 | 464.75 | 14.801 | #REF! | #REF! | #REF!
| 2 | 21.8 | 4.132 | 9.4281 | 0.012643 | 141.7 | 0.63569 | 9.4281 | 141.7 | 56.68 | 8.4594 | 472.3333 | 15.0425 | 92.2434 | 241.8589 | 16.3074 | -232.4308 | -15.6717 | [11 empty] | 1 | [7 empty] | 21.5 | 17.2684 | 2.6567 | 139.75 | 465.8333 | 14.8355 | #REF! | #REF! | #REF! | #REF! | 21.5 | 82.5865 | 12.7056 | 139.75 | 465.8333 | 14.8355 | #REF! | #REF! | #REF! | #REF! | 21.5 | 230.0206 | 35.3878 | 139.75 | 465.8333 | 14.8355 | #REF! | #REF! | #REF! | #REF! | 21.5 | 455.8341 | 70.1283 | 139.75 | 465.8333 | 14.8355 | #REF! | #REF! | #REF! | #REF! | 21.5 | 760.6292 | 117.0199 | 139.75 | 465.8333 | 14.8355 | #REF! | #REF! | #REF! | 2 | 21.5 | 1143.2006 | 175.877 | 139.75 | 465.8333 | 14.8355 | #REF! | #REF! | #REF! | 2 | 21.5 | 1600.6314 | 246.251 | 139.75 | 465.8333 | 14.8355 | #REF! | #REF! | #REF! | 2 | 21.5 | 2132.9019 | 328.1388 | 139.75 | 465.8333 | 14.8355 | #REF! | #REF! | #REF!
| 2 | 21.85 | 4.1694 | 9.5353 | 0.012787 | 142.025 | 0.64145 | 9.5353 | 142.025 | 56.81 | 8.4594 | 473.4167 | 15.077 | 92.2567 | 242.9346 | 16.3424 | -233.3993 | -15.701 | [11 empty] | 1 | [7 empty] | 21.55 | 17.469 | 2.6875 | 140.075 | 466.9167 | 14.87 | #REF! | #REF! | #REF! | #REF! | 21.55 | 82.1264 | 12.6348 | 140.075 | 466.9167 | 14.87 | #REF! | #REF! | #REF! | #REF! | 21.55 | 229.1328 | 35.2512 | 140.075 | 466.9167 | 14.87 | #REF! | #REF! | #REF! | #REF! | 21.55 | 454.5383 | 69.929 | 140.075 | 466.9167 | 14.87 | #REF! | #REF! | #REF! | #REF! | 21.55 | 758.931 | 116.7586 | 140.075 | 466.9167 | 14.87 | #REF! | #REF! | #REF! | 2 | 21.55 | 1141.1491 | 175.5614 | 140.075 | 466.9167 | 14.87 | #REF! | #REF! | #REF! | 2 | 21.55 | 1598.2279 | 245.8812 | 140.075 | 466.9167 | 14.87 | #REF! | #REF! | #REF! | 2 | 21.55 | 2130.1503 | 327.7154 | 140.075 | 466.9167 | 14.87 | #REF! | #REF! | #REF!
| 2 | 21.9 | 4.207 | 9.6433 | 0.012932 | 142.35 | 0.64723 | 9.6433 | 142.35 | 56.94 | 8.4594 | 474.5 | 15.1115 | 92.2699 | 244.0128 | 16.3775 | -234.3694 | -15.7302 | [11 empty] | 1 | [7 empty] | 21.6 | 17.6744 | 2.7191 | 140.4 | 468 | 14.9045 | #REF! | #REF! | #REF! | #REF! | 21.6 | 81.6678 | 12.5643 | 140.4 | 468 | 14.9045 | #REF! | #REF! | #REF! | #REF! | 21.6 | 228.2465 | 35.1148 | 140.4 | 468 | 14.9045 | #REF! | #REF! | #REF! | #REF! | 21.6 | 453.2439 | 69.7298 | 140.4 | 468 | 14.9045 | #REF! | #REF! | #REF! | #REF! | 21.6 | 757.2344 | 116.4976 | 140.4 | 468 | 14.9045 | #REF! | #REF! | #REF! | 2 | 21.6 | 1139.0991 | 175.246 | 140.4 | 468 | 14.9045 | #REF! | #REF! | #REF! | 2 | 21.6 | 1595.8262 | 245.5117 | 140.4 | 468 | 14.9045 | #REF! | #REF! | #REF! | 2 | 21.6 | 2127.4007 | 327.2924 | 140.4 | 468 | 14.9045 | #REF! | #REF! | #REF!
| 2 | 21.95 | 4.2448 | 9.7521 | 0.013078 | 142.675 | 0.65304 | 9.7521 | 142.675 | 57.07 | 8.4594 | 475.5833 | 15.146 | 92.283 | 245.0933 | 16.4125 | -235.3412 | -15.7595 | [11 empty] | 1 | [7 empty] | 21.65 | 17.8845 | 2.7515 | 140.725 | 469.0833 | 14.939 | #REF! | #REF! | #REF! | #REF! | 21.65 | 81.2106 | 12.4939 | 140.725 | 469.0833 | 14.939 | #REF! | #REF! | #REF! | #REF! | 21.65 | 227.3616 | 34.9787 | 140.725 | 469.0833 | 14.939 | #REF! | #REF! | #REF! | #REF! | 21.65 | 451.9511 | 69.5309 | 140.725 | 469.0833 | 14.939 | #REF! | #REF! | #REF! | #REF! | 21.65 | 755.5392 | 116.2368 | 140.725 | 469.0833 | 14.939 | #REF! | #REF! | #REF! | 2 | 21.65 | 1137.0505 | 174.9308 | 140.725 | 469.0833 | 14.939 | #REF! | #REF! | #REF! | 2 | 21.65 | 1593.426 | 245.1425 | 140.725 | 469.0833 | 14.939 | #REF! | #REF! | #REF! | 2 | 21.65 | 2124.653 | 326.8697 | 140.725 | 469.0833 | 14.939 | #REF! | #REF! | #REF!
| 2 | 22 | 4.2827 | 9.8617 | 0.013225 | 143 | 0.65888 | 9.8617 | 143 | 57.2 | 8.4594 | 476.6667 | 15.1805 | 92.2961 | 246.1763 | 16.4476 | -236.3146 | -15.7887 | [11 empty] | 1 | [7 empty] | 21.7 | 18.0993 | 2.7845 | 141.05 | 470.1667 | 14.9735 | #REF! | #REF! | #REF! | #REF! | 21.7 | 80.7548 | 12.4238 | 141.05 | 470.1667 | 14.9735 | #REF! | #REF! | #REF! | #REF! | 21.7 | 226.478 | 34.8428 | 141.05 | 470.1667 | 14.9735 | #REF! | #REF! | #REF! | #REF! | 21.7 | 450.6597 | 69.3323 | 141.05 | 470.1667 | 14.9735 | #REF! | #REF! | #REF! | #REF! | 21.7 | 753.8456 | 115.9763 | 141.05 | 470.1667 | 14.9735 | #REF! | #REF! | #REF! | 2 | 21.7 | 1135.0033 | 174.6159 | 141.05 | 470.1667 | 14.9735 | #REF! | #REF! | #REF! | 2 | 21.7 | 1591.0275 | 244.7735 | 141.05 | 470.1667 | 14.9735 | #REF! | #REF! | #REF! | 2 | 21.7 | 2121.9072 | 326.4473 | 141.05 | 470.1667 | 14.9735 | #REF! | #REF! | #REF!
| 2 | 22.05 | 4.3208 | 9.972 | 0.013373 | 143.325 | 0.66474 | 9.972 | 143.325 | 57.33 | 8.4594 | 477.75 | 15.215 | 92.3091 | 247.2617 | 16.4826 | -237.2896 | -15.8179 | [11 empty] | 1 | [7 empty] | 21.75 | 18.3189 | 2.8183 | 141.375 | 471.25 | 15.008 | #REF! | #REF! | #REF! | #REF! | 21.75 | 80.3005 | 12.3539 | 141.375 | 471.25 | 15.008 | #REF! | #REF! | #REF! | #REF! | 21.75 | 225.5959 | 34.7071 | 141.375 | 471.25 | 15.008 | #REF! | #REF! | #REF! | #REF! | 21.75 | 449.3699 | 69.1338 | 141.375 | 471.25 | 15.008 | #REF! | #REF! | #REF! | #REF! | 21.75 | 752.1535 | 115.7159 | 141.375 | 471.25 | 15.008 | #REF! | #REF! | #REF! | 2 | 21.75 | 1132.9576 | 174.3012 | 141.375 | 471.25 | 15.008 | #REF! | #REF! | #REF! | 2 | 21.75 | 1588.6307 | 244.4047 | 141.375 | 471.25 | 15.008 | #REF! | #REF! | #REF! | 2 | 21.75 | 2119.1633 | 326.0251 | 141.375 | 471.25 | 15.008 | #REF! | #REF! | #REF!
| 2 | 22.1 | 4.3591 | 10.0832 | 0.013522 | 143.65 | 0.67063 | 10.0832 | 143.65 | 57.46 | 8.4594 | 478.8333 | 15.2495 | 92.3221 | 248.3495 | 16.5177 | -238.2663 | -15.8471 | [11 empty] | 1 | [7 empty] | 21.8 | 18.5432 | 2.8528 | 141.7 | 472.3333 | 15.0425 | #REF! | #REF! | #REF! | #REF! | 21.8 | 79.8476 | 12.2842 | 141.7 | 472.3333 | 15.0425 | #REF! | #REF! | #REF! | #REF! | 21.8 | 224.7151 | 34.5716 | 141.7 | 472.3333 | 15.0425 | #REF! | #REF! | #REF! | #REF! | 21.8 | 448.0814 | 68.9356 | 141.7 | 472.3333 | 15.0425 | #REF! | #REF! | #REF! | #REF! | 21.8 | 750.463 | 115.4558 | 141.7 | 472.3333 | 15.0425 | #REF! | #REF! | #REF! | 2 | 21.8 | 1130.9133 | 173.9867 | 141.7 | 472.3333 | 15.0425 | #REF! | #REF! | #REF! | 2 | 21.8 | 1586.2354 | 244.0362 | 141.7 | 472.3333 | 15.0425 | #REF! | #REF! | #REF! | 2 | 21.8 | 2116.4212 | 325.6033 | 141.7 | 472.3333 | 15.0425 | #REF! | #REF! | #REF!
| 2 | 22.15 | 4.3975 | 10.1951 | 0.013672 | 143.975 | 0.67655 | 10.1951 | 143.975 | 57.59 | 8.4594 | 479.9167 | 15.284 | 92.3349 | 249.4397 | 16.5527 | -239.2446 | -15.8762 | [11 empty] | 1 | [7 empty] | 21.85 | 18.7723 | 2.888 | 142.025 | 473.4167 | 15.077 | #REF! | #REF! | #REF! | #REF! | 21.85 | 79.396 | 12.2148 | 142.025 | 473.4167 | 15.077 | #REF! | #REF! | #REF! | #REF! | 21.85 | 223.8357 | 34.4363 | 142.025 | 473.4167 | 15.077 | #REF! | #REF! | #REF! | #REF! | 21.85 | 446.7945 | 68.7376 | 142.025 | 473.4167 | 15.077 | #REF! | #REF! | #REF! | #REF! | 21.85 | 748.7739 | 115.196 | 142.025 | 473.4167 | 15.077 | #REF! | #REF! | #REF! | 2 | 21.85 | 1128.8705 | 173.6724 | 142.025 | 473.4167 | 15.077 | #REF! | #REF! | #REF! | 2 | 21.85 | 1583.8418 | 243.668 | 142.025 | 473.4167 | 15.077 | #REF! | #REF! | #REF! | 2 | 21.85 | 2113.6811 | 325.1817 | 142.025 | 473.4167 | 15.077 | #REF! | #REF! | #REF!
| 2 | 22.2 | 4.4362 | 10.3079 | 0.013823 | 144.3 | 0.68249 | 10.3079 | 144.3 | 57.72 | 8.4594 | 481 | 15.3185 | 92.3478 | 250.5323 | 16.5878 | -240.2245 | -15.9053 | [11 empty] | 1 | [7 empty] | 21.9 | 19.0061 | 2.924 | 142.35 | 474.5 | 15.1115 | #REF! | #REF! | #REF! | #REF! | 21.9 | 78.9458 | 12.1455 | 142.35 | 474.5 | 15.1115 | #REF! | #REF! | #REF! | #REF! | 21.9 | 222.9576 | 34.3012 | 142.35 | 474.5 | 15.1115 | #REF! | #REF! | #REF! | #REF! | 21.9 | 445.509 | 68.5398 | 142.35 | 474.5 | 15.1115 | #REF! | #REF! | #REF! | #REF! | 21.9 | 747.0863 | 114.9364 | 142.35 | 474.5 | 15.1115 | #REF! | #REF! | #REF! | 2 | 21.9 | 1126.8291 | 173.3583 | 142.35 | 474.5 | 15.1115 | #REF! | #REF! | #REF! | 2 | 21.9 | 1581.4498 | 243.3 | 142.35 | 474.5 | 15.1115 | #REF! | #REF! | #REF! | 2 | 21.9 | 2110.9428 | 324.7604 | 142.35 | 474.5 | 15.1115 | #REF! | #REF! | #REF!
| 2 | 22.25 | 4.4749 | 10.4214 | 0.013975 | 144.625 | 0.68845 | 10.4214 | 144.625 | 57.85 | 8.4594 | 482.0833 | 15.353 | 92.3605 | 251.6274 | 16.6229 | -241.206 | -15.9344 | [11 empty] | 1 | [7 empty] | 21.95 | 19.2447 | 2.9607 | 142.675 | 475.5833 | 15.146 | #REF! | #REF! | #REF! | #REF! | 21.95 | 78.4969 | 12.0765 | 142.675 | 475.5833 | 15.146 | #REF! | #REF! | #REF! | #REF! | 21.95 | 222.0809 | 34.1663 | 142.675 | 475.5833 | 15.146 | #REF! | #REF! | #REF! | #REF! | 21.95 | 444.225 | 68.3423 | 142.675 | 475.5833 | 15.146 | #REF! | #REF! | #REF! | #REF! | 21.95 | 745.4003 | 114.677 | 142.675 | 475.5833 | 15.146 | #REF! | #REF! | #REF! | 2 | 21.95 | 1124.7891 | 173.0445 | 142.675 | 475.5833 | 15.146 | #REF! | #REF! | #REF! | 2 | 21.95 | 1579.0594 | 242.9322 | 142.675 | 475.5833 | 15.146 | #REF! | #REF! | #REF! | 2 | 21.95 | 2108.2064 | 324.3395 | 142.675 | 475.5833 | 15.146 | #REF! | #REF! | #REF!
| 2 | 22.3 | 4.5139 | 10.5357 | 0.014129 | 144.95 | 0.69444 | 10.5357 | 144.95 | 57.98 | 8.4594 | 483.1667 | 15.3875 | 92.3732 | 252.7248 | 16.6579 | -242.1891 | -15.9635 | [11 empty] | 1 | [7 empty] | 22 | 19.488 | 2.9982 | 143 | 476.6667 | 15.1805 | #REF! | #REF! | #REF! | #REF! | 22 | 78.0494 | 12.0076 | 143 | 476.6667 | 15.1805 | #REF! | #REF! | #REF! | #REF! | 22 | 221.2056 | 34.0316 | 143 | 476.6667 | 15.1805 | #REF! | #REF! | #REF! | #REF! | 22 | 442.9424 | 68.145 | 143 | 476.6667 | 15.1805 | #REF! | #REF! | #REF! | #REF! | 22 | 743.7158 | 114.4178 | 143 | 476.6667 | 15.1805 | #REF! | #REF! | #REF! | 2 | 22 | 1122.7506 | 172.7309 | 143 | 476.6667 | 15.1805 | #REF! | #REF! | #REF! | 2 | 22 | 1576.6706 | 242.5647 | 143 | 476.6667 | 15.1805 | #REF! | #REF! | #REF! | 2 | 22 | 2105.4719 | 323.9187 | 143 | 476.6667 | 15.1805 | #REF! | #REF! | #REF!
| 2 | 22.35 | 4.553 | 10.6508 | 0.014283 | 145.275 | 0.70046 | 10.6508 | 145.275 | 58.11 | 8.4594 | 484.25 | 15.422 | 92.3858 | 253.8247 | 16.693 | -243.1739 | -15.9925 | [11 empty] | 1 | [7 empty] | 22.05 | 19.736 | 3.0363 | 143.325 | 477.75 | 15.215 | #REF! | #REF! | #REF! | #REF! | 22.05 | 77.6033 | 11.939 | 143.325 | 477.75 | 15.215 | #REF! | #REF! | #REF! | #REF! | 22.05 | 220.3316 | 33.8972 | 143.325 | 477.75 | 15.215 | #REF! | #REF! | #REF! | #REF! | 22.05 | 441.6613 | 67.9479 | 143.325 | 477.75 | 15.215 | #REF! | #REF! | #REF! | #REF! | 22.05 | 742.0328 | 114.1589 | 143.325 | 477.75 | 15.215 | #REF! | #REF! | #REF! | 2 | 22.05 | 1120.7135 | 172.4175 | 143.325 | 477.75 | 15.215 | #REF! | #REF! | #REF! | 2 | 22.05 | 1574.2834 | 242.1974 | 143.325 | 477.75 | 15.215 | #REF! | #REF! | #REF! | 2 | 22.05 | 2102.7391 | 323.4983 | 143.325 | 477.75 | 15.215 | #REF! | #REF! | #REF!
| 2 | 22.4 | 4.5923 | 10.7668 | 0.014438 | 145.6 | 0.70651 | 10.7668 | 145.6 | 58.24 | 8.4594 | 485.3333 | 15.4565 | 92.3984 | 254.927 | 16.7281 | -244.1602 | -16.0216 | [11 empty] | 1 | [7 empty] | 22.1 | 19.9888 | 3.0752 | 143.65 | 478.8333 | 15.2495 | #REF! | #REF! | #REF! | #REF! | 22.1 | 77.1584 | 11.8705 | 143.65 | 478.8333 | 15.2495 | #REF! | #REF! | #REF! | #REF! | 22.1 | 219.4589 | 33.7629 | 143.65 | 478.8333 | 15.2495 | #REF! | #REF! | #REF! | #REF! | 22.1 | 440.3817 | 67.751 | 143.65 | 478.8333 | 15.2495 | #REF! | #REF! | #REF! | #REF! | 22.1 | 740.3513 | 113.9002 | 143.65 | 478.8333 | 15.2495 | #REF! | #REF! | #REF! | 2 | 22.1 | 1118.6778 | 172.1043 | 143.65 | 478.8333 | 15.2495 | #REF! | #REF! | #REF! | 2 | 22.1 | 1571.8978 | 241.8304 | 143.65 | 478.8333 | 15.2495 | #REF! | #REF! | #REF! | 2 | 22.1 | 2100.0082 | 323.0782 | 143.65 | 478.8333 | 15.2495 | #REF! | #REF! | #REF!
| 2 | 22.45 | 4.6317 | 10.8835 | 0.014595 | 145.925 | 0.71258 | 10.8835 | 145.925 | 58.37 | 8.4594 | 486.4167 | 15.491 | 92.4109 | 256.0317 | 16.7632 | -245.1482 | -16.0506 | [11 empty] | 1 | [7 empty] | 22.15 | 20.2464 | 3.1148 | 143.975 | 479.9167 | 15.284 | #REF! | #REF! | #REF! | #REF! | 22.15 | 76.7148 | 11.8023 | 143.975 | 479.9167 | 15.284 | #REF! | #REF! | #REF! | #REF! | 22.15 | 218.5876 | 33.6289 | 143.975 | 479.9167 | 15.284 | #REF! | #REF! | #REF! | #REF! | 22.15 | 439.1035 | 67.5544 | 143.975 | 479.9167 | 15.284 | #REF! | #REF! | #REF! | #REF! | 22.15 | 738.6713 | 113.6417 | 143.975 | 479.9167 | 15.284 | #REF! | #REF! | #REF! | 2 | 22.15 | 1116.6435 | 171.7913 | 143.975 | 479.9167 | 15.284 | #REF! | #REF! | #REF! | 2 | 22.15 | 1569.5137 | 241.4637 | 143.975 | 479.9167 | 15.284 | #REF! | #REF! | #REF! | 2 | 22.15 | 2097.2792 | 322.6583 | 143.975 | 479.9167 | 15.284 | #REF! | #REF! | #REF!
| 2 | 22.5 | 4.6714 | 11.0011 | 0.014753 | 146.25 | 0.71867 | 11.0011 | 146.25 | 58.5 | 8.4594 | 487.5 | 15.5255 | 92.4233 | 257.1389 | 16.7982 | -246.1378 | -16.0796 | [11 empty] | 1 | [7 empty] | 22.2 | 20.5086 | 3.1552 | 144.3 | 481 | 15.3185 | #REF! | #REF! | #REF! | #REF! | 22.2 | 76.2725 | 11.7342 | 144.3 | 481 | 15.3185 | #REF! | #REF! | #REF! | #REF! | 22.2 | 217.7176 | 33.495 | 144.3 | 481 | 15.3185 | #REF! | #REF! | #REF! | #REF! | 22.2 | 437.8267 | 67.358 | 144.3 | 481 | 15.3185 | #REF! | #REF! | #REF! | #REF! | 22.2 | 736.9929 | 113.3835 | 144.3 | 481 | 15.3185 | #REF! | #REF! | #REF! | 2 | 22.2 | 1114.6107 | 171.4786 | 144.3 | 481 | 15.3185 | #REF! | #REF! | #REF! | 2 | 22.2 | 1567.1313 | 241.0971 | 144.3 | 481 | 15.3185 | #REF! | #REF! | #REF! | 2 | 22.2 | 2094.5519 | 322.2388 | 144.3 | 481 | 15.3185 | #REF! | #REF! | #REF!
| 2 | 22.55 | 4.7112 | 11.1195 | 0.014911 | 146.575 | 0.7248 | 11.1195 | 146.575 | 58.63 | 8.4594 | 488.5833 | 15.56 | 92.4357 | 258.2484 | 16.8333 | -247.129 | -16.1085 | [11 empty] | 1 | [7 empty] | 22.25 | 20.7756 | 3.1963 | 144.625 | 482.0833 | 15.353 | #REF! | #REF! | #REF! | #REF! | 22.25 | 75.8315 | 11.6664 | 144.625 | 482.0833 | 15.353 | #REF! | #REF! | #REF! | #REF! | 22.25 | 216.849 | 33.3614 | 144.625 | 482.0833 | 15.353 | #REF! | #REF! | #REF! | #REF! | 22.25 | 436.5515 | 67.1618 | 144.625 | 482.0833 | 15.353 | #REF! | #REF! | #REF! | #REF! | 22.25 | 735.3159 | 113.1255 | 144.625 | 482.0833 | 15.353 | #REF! | #REF! | #REF! | 2 | 22.25 | 1112.5792 | 171.166 | 144.625 | 482.0833 | 15.353 | #REF! | #REF! | #REF! | 2 | 22.25 | 1564.7503 | 240.7308 | 144.625 | 482.0833 | 15.353 | #REF! | #REF! | #REF! | 2 | 22.25 | 2091.8264 | 321.8194 | 144.625 | 482.0833 | 15.353 | #REF! | #REF! | #REF!
| 2 | 22.6 | 4.7511 | 11.2386 | 0.015071 | 146.9 | 0.73094 | 11.2386 | 146.9 | 58.76 | 8.4594 | 489.6667 | 15.5945 | 92.448 | 259.3604 | 16.8684 | -248.1218 | -16.1374 | [11 empty] | 1 | [7 empty] | 22.3 | 21.0474 | 3.2381 | 144.95 | 483.1667 | 15.3875 | #REF! | #REF! | #REF! | #REF! | 22.3 | 75.3917 | 11.5987 | 144.95 | 483.1667 | 15.3875 | #REF! | #REF! | #REF! | #REF! | 22.3 | 215.9816 | 33.2279 | 144.95 | 483.1667 | 15.3875 | #REF! | #REF! | #REF! | #REF! | 22.3 | 435.2776 | 66.9658 | 144.95 | 483.1667 | 15.3875 | #REF! | #REF! | #REF! | #REF! | 22.3 | 733.6405 | 112.8678 | 144.95 | 483.1667 | 15.3875 | #REF! | #REF! | #REF! | 2 | 22.3 | 1110.5492 | 170.8537 | 144.95 | 483.1667 | 15.3875 | #REF! | #REF! | #REF! | 2 | 22.3 | 1562.371 | 240.3648 | 144.95 | 483.1667 | 15.3875 | #REF! | #REF! | #REF! | 2 | 22.3 | 2089.1027 | 321.4004 | 144.95 | 483.1667 | 15.3875 | #REF! | #REF! | #REF!
| 2 | 22.65 | 4.7913 | 11.3587 | 0.015232 | 147.225 | 0.73712 | 11.3587 | 147.225 | 58.89 | 8.4594 | 490.75 | 15.629 | 92.4602 | 260.4748 | 16.9035 | -249.1162 | -16.1663 | [11 empty] | 1 | [7 empty] | 22.35 | 21.3239 | 3.2806 | 145.275 | 484.25 | 15.422 | #REF! | #REF! | #REF! | #REF! | 22.35 | 74.9532 | 11.5313 | 145.275 | 484.25 | 15.422 | #REF! | #REF! | #REF! | #REF! | 22.35 | 215.1156 | 33.0947 | 145.275 | 484.25 | 15.422 | #REF! | #REF! | #REF! | #REF! | 22.35 | 434.0053 | 66.77 | 145.275 | 484.25 | 15.422 | #REF! | #REF! | #REF! | #REF! | 22.35 | 731.9666 | 112.6103 | 145.275 | 484.25 | 15.422 | #REF! | #REF! | #REF! | 2 | 22.35 | 1108.5205 | 170.5416 | 145.275 | 484.25 | 15.422 | #REF! | #REF! | #REF! | 2 | 22.35 | 1559.9932 | 239.9989 | 145.275 | 484.25 | 15.422 | #REF! | #REF! | #REF! | 2 | 22.35 | 2086.3807 | 320.9817 | 145.275 | 484.25 | 15.422 | #REF! | #REF! | #REF!
| 2 | 22.7 | 4.8316 | 11.4795 | 0.015394 | 147.55 | 0.74332 | 11.4795 | 147.55 | 59.02 | 8.4594 | 491.8333 | 15.6635 | 92.4724 | 261.5916 | 16.9385 | -250.1121 | -16.1952 | [11 empty] | 1 | [7 empty] | 22.4 | 21.6052 | 3.3239 | 145.6 | 485.3333 | 15.4565 | #REF! | #REF! | #REF! | #REF! | 22.4 | 74.5158 | 11.464 | 145.6 | 485.3333 | 15.4565 | #REF! | #REF! | #REF! | #REF! | 22.4 | 214.2509 | 32.9617 | 145.6 | 485.3333 | 15.4565 | #REF! | #REF! | #REF! | #REF! | 22.4 | 432.7343 | 66.5745 | 145.6 | 485.3333 | 15.4565 | #REF! | #REF! | #REF! | #REF! | 22.4 | 730.2943 | 112.353 | 145.6 | 485.3333 | 15.4565 | #REF! | #REF! | #REF! | 2 | 22.4 | 1106.4933 | 170.2297 | 145.6 | 485.3333 | 15.4565 | #REF! | #REF! | #REF! | 2 | 22.4 | 1557.6169 | 239.6334 | 145.6 | 485.3333 | 15.4565 | #REF! | #REF! | #REF! | 2 | 22.4 | 2083.6606 | 320.5632 | 145.6 | 485.3333 | 15.4565 | #REF! | #REF! | #REF!
| 2 | 22.75 | 4.872 | 11.6011 | 0.015557 | 147.875 | 0.74954 | 11.6011 | 147.875 | 59.15 | 8.4594 | 492.9167 | 15.698 | 92.4845 | 262.7109 | 16.9736 | -251.1097 | -16.2241 | [11 empty] | 1 | [7 empty] | 22.45 | 21.8912 | 3.3679 | 145.925 | 486.4167 | 15.491 | #REF! | #REF! | #REF! | #REF! | 22.45 | 74.0797 | 11.3969 | 145.925 | 486.4167 | 15.491 | #REF! | #REF! | #REF! | #REF! | 22.45 | 213.3875 | 32.8288 | 145.925 | 486.4167 | 15.491 | #REF! | #REF! | #REF! | #REF! | 22.45 | 431.4649 | 66.3792 | 145.925 | 486.4167 | 15.491 | #REF! | #REF! | #REF! | #REF! | 22.45 | 728.6234 | 112.0959 | 145.925 | 486.4167 | 15.491 | #REF! | #REF! | #REF! | 2 | 22.45 | 1104.4675 | 169.9181 | 145.925 | 486.4167 | 15.491 | #REF! | #REF! | #REF! | 2 | 22.45 | 1555.2422 | 239.268 | 145.925 | 486.4167 | 15.491 | #REF! | #REF! | #REF! | 2 | 22.45 | 2080.9422 | 320.1449 | 145.925 | 486.4167 | 15.491 | #REF! | #REF! | #REF!
| 2 | 22.8 | 4.9127 | 11.7236 | 0.015722 | 148.2 | 0.7558 | 11.7236 | 148.2 | 59.28 | 8.4594 | 494 | 15.7325 | 92.4966 | 263.8325 | 17.0087 | -252.1089 | -16.2529 | [11 empty] | 1 | [7 empty] | 22.5 | 22.1819 | 3.4126 | 146.25 | 487.5 | 15.5255 | #REF! | #REF! | #REF! | #REF! | 22.5 | 73.6448 | 11.33 | 146.25 | 487.5 | 15.5255 | #REF! | #REF! | #REF! | #REF! | 22.5 | 212.5253 | 32.6962 | 146.25 | 487.5 | 15.5255 | #REF! | #REF! | #REF! | #REF! | 22.5 | 430.1969 | 66.1841 | 146.25 | 487.5 | 15.5255 | #REF! | #REF! | #REF! | #REF! | 22.5 | 726.9541 | 111.8391 | 146.25 | 487.5 | 15.5255 | #REF! | #REF! | #REF! | 2 | 22.5 | 1102.4431 | 169.6066 | 146.25 | 487.5 | 15.5255 | #REF! | #REF! | #REF! | 2 | 22.5 | 1552.869 | 238.9029 | 146.25 | 487.5 | 15.5255 | #REF! | #REF! | #REF! | 2 | 22.5 | 2078.2255 | 319.727 | 146.25 | 487.5 | 15.5255 | #REF! | #REF! | #REF!
| 2 | 22.85 | 4.9535 | 11.8469 | 0.015887 | 148.525 | 0.76207 | 11.8469 | 148.525 | 59.41 | 8.4594 | 495.0833 | 15.767 | 92.5085 | 264.9566 | 17.0438 | -253.1097 | -16.2817 | [11 empty] | 1 | [7 empty] | 22.55 | 22.4774 | 3.4581 | 146.575 | 488.5833 | 15.56 | #REF! | #REF! | #REF! | #REF! | 22.55 | 73.211 | 11.2632 | 146.575 | 488.5833 | 15.56 | #REF! | #REF! | #REF! | #REF! | 22.55 | 211.6645 | 32.5638 | 146.575 | 488.5833 | 15.56 | #REF! | #REF! | #REF! | #REF! | 22.55 | 428.9303 | 65.9893 | 146.575 | 488.5833 | 15.56 | #REF! | #REF! | #REF! | #REF! | 22.55 | 725.2863 | 111.5825 | 146.575 | 488.5833 | 15.56 | #REF! | #REF! | #REF! | 2 | 22.55 | 1100.42 | 169.2954 | 146.575 | 488.5833 | 15.56 | #REF! | #REF! | #REF! | 2 | 22.55 | 1550.4973 | 238.538 | 146.575 | 488.5833 | 15.56 | #REF! | #REF! | #REF! | 2 | 22.55 | 2075.5105 | 319.3093 | 146.575 | 488.5833 | 15.56 | #REF! | #REF! | #REF!
| 2 | 22.9 | 4.9945 | 11.9711 | 0.016053 | 148.85 | 0.76838 | 11.9711 | 148.85 | 59.54 | 8.4594 | 496.1667 | 15.8015 | 92.5205 | 266.0831 | 17.0789 | -254.1121 | -16.3105 | [11 empty] | 1 | [7 empty] | 22.6 | 22.7776 | 3.5042 | 146.9 | 489.6667 | 15.5945 | #REF! | #REF! | #REF! | #REF! | 22.6 | 72.7785 | 11.1967 | 146.9 | 489.6667 | 15.5945 | #REF! | #REF! | #REF! | #REF! | 22.6 | 210.805 | 32.4315 | 146.9 | 489.6667 | 15.5945 | #REF! | #REF! | #REF! | #REF! | 22.6 | 427.6652 | 65.7946 | 146.9 | 489.6667 | 15.5945 | #REF! | #REF! | #REF! | #REF! | 22.6 | 723.62 | 111.3262 | 146.9 | 489.6667 | 15.5945 | #REF! | #REF! | #REF! | 2 | 22.6 | 1098.3984 | 168.9844 | 146.9 | 489.6667 | 15.5945 | #REF! | #REF! | #REF! | 2 | 22.6 | 1548.1271 | 238.1734 | 146.9 | 489.6667 | 15.5945 | #REF! | #REF! | #REF! | 2 | 22.6 | 2072.7973 | 318.8919 | 146.9 | 489.6667 | 15.5945 | #REF! | #REF! | #REF!
| 2 | 22.95 | 5.0356 | 12.096 | 0.016221 | 149.175 | 0.77471 | 12.096 | 149.175 | 59.67 | 8.4594 | 497.25 | 15.836 | 92.5323 | 267.212 | 17.114 | -255.116 | -16.3393 | [11 empty] | 1 | [7 empty] | 22.65 | 23.0826 | 3.5512 | 147.225 | 490.75 | 15.629 | #REF! | #REF! | #REF! | #REF! | 22.65 | 72.347 | 11.1303 | 147.225 | 490.75 | 15.629 | #REF! | #REF! | #REF! | #REF! | 22.65 | 209.9467 | 32.2995 | 147.225 | 490.75 | 15.629 | #REF! | #REF! | #REF! | #REF! | 22.65 | 426.4015 | 65.6002 | 147.225 | 490.75 | 15.629 | #REF! | #REF! | #REF! | #REF! | 22.65 | 721.9553 | 111.07 | 147.225 | 490.75 | 15.629 | #REF! | #REF! | #REF! | 2 | 22.65 | 1096.3781 | 168.6736 | 147.225 | 490.75 | 15.629 | #REF! | #REF! | #REF! | 2 | 22.65 | 1545.7584 | 237.809 | 147.225 | 490.75 | 15.629 | #REF! | #REF! | #REF! | 2 | 22.65 | 2070.0858 | 318.4747 | 147.225 | 490.75 | 15.629 | #REF! | #REF! | #REF!
| 2 | 23 | 5.0769 | 12.2218 | 0.01639 | 149.5 | 0.78106 | 12.2218 | 149.5 | 59.8 | 8.4594 | 498.3333 | 15.8705 | 92.5441 | 268.3434 | 17.1491 | -256.1216 | -16.368 | [11 empty] | 1 | [7 empty] | 22.7 | 23.3923 | 3.5988 | 147.55 | 491.8333 | 15.6635 | #REF! | #REF! | #REF! | #REF! | 22.7 | 71.9167 | 11.0641 | 147.55 | 491.8333 | 15.6635 | #REF! | #REF! | #REF! | #REF! | 22.7 | 209.0898 | 32.1677 | 147.55 | 491.8333 | 15.6635 | #REF! | #REF! | #REF! | #REF! | 22.7 | 425.1392 | 65.406 | 147.55 | 491.8333 | 15.6635 | #REF! | #REF! | #REF! | #REF! | 22.7 | 720.2921 | 110.8142 | 147.55 | 491.8333 | 15.6635 | #REF! | #REF! | #REF! | 2 | 22.7 | 1094.3593 | 168.363 | 147.55 | 491.8333 | 15.6635 | #REF! | #REF! | #REF! | 2 | 22.7 | 1543.3913 | 237.4448 | 147.55 | 491.8333 | 15.6635 | #REF! | #REF! | #REF! | 2 | 22.7 | 2067.376 | 318.0579 | 147.55 | 491.8333 | 15.6635 | #REF! | #REF! | #REF!
| 2 | 23.05 | 5.1184 | 12.3485 | 0.01656 | 149.825 | 0.78745 | 12.3485 | 149.825 | 59.93 | 8.4594 | 499.4167 | 15.905 | 92.5559 | 269.4772 | 17.1842 | -257.1287 | -16.3968 | [11 empty] | 1 | [7 empty] | 22.75 | 23.7067 | 3.6472 | 147.875 | 492.9167 | 15.698 | #REF! | #REF! | #REF! | #REF! | 22.75 | 71.4875 | 10.9981 | 147.875 | 492.9167 | 15.698 | #REF! | #REF! | #REF! | #REF! | 22.75 | 208.2341 | 32.036 | 147.875 | 492.9167 | 15.698 | #REF! | #REF! | #REF! | #REF! | 22.75 | 423.8784 | 65.2121 | 147.875 | 492.9167 | 15.698 | #REF! | #REF! | #REF! | #REF! | 22.75 | 718.6304 | 110.5585 | 147.875 | 492.9167 | 15.698 | #REF! | #REF! | #REF! | 2 | 22.75 | 1092.3418 | 168.0526 | 147.875 | 492.9167 | 15.698 | #REF! | #REF! | #REF! | 2 | 22.75 | 1541.0256 | 237.0809 | 147.875 | 492.9167 | 15.698 | #REF! | #REF! | #REF! | 2 | 22.75 | 2064.6679 | 317.6412 | 147.875 | 492.9167 | 15.698 | #REF! | #REF! | #REF!
| 2 | 23.1 | 5.1601 | 12.476 | 0.016731 | 150.15 | 0.79385 | 12.476 | 150.15 | 60.06 | 8.4594 | 500.5 | 15.9395 | 92.5676 | 270.6134 | 17.2193 | -258.1374 | -16.4254 | [11 empty] | 1 | [7 empty] | 22.8 | 24.0259 | 3.6963 | 148.2 | 494 | 15.7325 | #REF! | #REF! | #REF! | #REF! | 22.8 | 71.0594 | 10.9322 | 148.2 | 494 | 15.7325 | #REF! | #REF! | #REF! | #REF! | 22.8 | 207.3797 | 31.9046 | 148.2 | 494 | 15.7325 | #REF! | #REF! | #REF! | #REF! | 22.8 | 422.6191 | 65.0183 | 148.2 | 494 | 15.7325 | #REF! | #REF! | #REF! | #REF! | 22.8 | 716.9703 | 110.3031 | 148.2 | 494 | 15.7325 | #REF! | #REF! | #REF! | 2 | 22.8 | 1090.3257 | 167.7424 | 148.2 | 494 | 15.7325 | #REF! | #REF! | #REF! | 2 | 22.8 | 1538.6615 | 236.7172 | 148.2 | 494 | 15.7325 | #REF! | #REF! | #REF! | 2 | 22.8 | 2061.9615 | 317.2248 | 148.2 | 494 | 15.7325 | #REF! | #REF! | #REF!
| 2 | 23.15 | 5.2019 | 12.6043 | 0.016903 | 150.475 | 0.80029 | 12.6043 | 150.475 | 60.19 | 8.4594 | 501.5833 | 15.974 | 92.5792 | 271.752 | 17.2544 | -259.1477 | -16.4541 | [11 empty] | 1 | [7 empty] | 22.85 | 24.3499 | 3.7461 | 148.525 | 495.0833 | 15.767 | #REF! | #REF! | #REF! | #REF! | 22.85 | 70.6324 | 10.8665 | 148.525 | 495.0833 | 15.767 | #REF! | #REF! | #REF! | #REF! | 22.85 | 206.5265 | 31.7733 | 148.525 | 495.0833 | 15.767 | #REF! | #REF! | #REF! | #REF! | 22.85 | 421.3612 | 64.8248 | 148.525 | 495.0833 | 15.767 | #REF! | #REF! | #REF! | #REF! | 22.85 | 715.3116 | 110.0479 | 148.525 | 495.0833 | 15.767 | #REF! | #REF! | #REF! | 2 | 22.85 | 1088.311 | 167.4325 | 148.525 | 495.0833 | 15.767 | #REF! | #REF! | #REF! | 2 | 22.85 | 1536.2988 | 236.3537 | 148.525 | 495.0833 | 15.767 | #REF! | #REF! | #REF! | 2 | 22.85 | 2059.2568 | 316.8087 | 148.525 | 495.0833 | 15.767 | #REF! | #REF! | #REF!
| 2 | 23.2 | 5.2439 | 12.7335 | 0.017076 | 150.8 | 0.80675 | 12.7335 | 150.8 | 60.32 | 8.4594 | 502.6667 | 16.0085 | 92.5908 | 272.8931 | 17.2895 | -260.1595 | -16.4828 | [11 empty] | 1 | [7 empty] | 22.9 | 24.6786 | 3.7967 | 148.85 | 496.1667 | 15.8015 | #REF! | #REF! | #REF! | #REF! | 22.9 | 70.2065 | 10.801 | 148.85 | 496.1667 | 15.8015 | #REF! | #REF! | #REF! | #REF! | 22.9 | 205.6747 | 31.6423 | 148.85 | 496.1667 | 15.8015 | #REF! | #REF! | #REF! | #REF! | 22.9 | 420.1047 | 64.6315 | 148.85 | 496.1667 | 15.8015 | #REF! | #REF! | #REF! | #REF! | 22.9 | 713.6546 | 109.793 | 148.85 | 496.1667 | 15.8015 | #REF! | #REF! | #REF! | 2 | 22.9 | 1086.2976 | 167.1227 | 148.85 | 496.1667 | 15.8015 | #REF! | #REF! | #REF! | 2 | 22.9 | 1533.9376 | 235.9904 | 148.85 | 496.1667 | 15.8015 | #REF! | #REF! | #REF! | 2 | 22.9 | 2056.5537 | 316.3929 | 148.85 | 496.1667 | 15.8015 | #REF! | #REF! | #REF!
| 2 | 23.25 | 5.286 | 12.8635 | 0.01725 | 151.125 | 0.81323 | 12.8635 | 151.125 | 60.45 | 8.4594 | 503.75 | 16.043 | 92.6023 | 274.0365 | 17.3246 | -261.173 | -16.5114 | [11 empty] | 1 | [7 empty] | 22.95 | 25.012 | 3.848 | 149.175 | 497.25 | 15.836 | #REF! | #REF! | #REF! | #REF! | 22.95 | 69.7817 | 10.7356 | 149.175 | 497.25 | 15.836 | #REF! | #REF! | #REF! | #REF! | 22.95 | 204.824 | 31.5114 | 149.175 | 497.25 | 15.836 | #REF! | #REF! | #REF! | #REF! | 22.95 | 418.8497 | 64.4384 | 149.175 | 497.25 | 15.836 | #REF! | #REF! | #REF! | #REF! | 22.95 | 711.999 | 109.5383 | 149.175 | 497.25 | 15.836 | #REF! | #REF! | #REF! | 2 | 22.95 | 1084.2857 | 166.8132 | 149.175 | 497.25 | 15.836 | #REF! | #REF! | #REF! | 2 | 22.95 | 1531.5779 | 235.6274 | 149.175 | 497.25 | 15.836 | #REF! | #REF! | #REF! | 2 | 22.95 | 2053.8523 | 315.9773 | 149.175 | 497.25 | 15.836 | #REF! | #REF! | #REF!
| 2 | 23.3 | 5.3284 | 12.9944 | 0.017426 | 151.45 | 0.81975 | 12.9944 | 151.45 | 60.58 | 8.4594 | 504.8333 | 16.0775 | 92.6137 | 275.1824 | 17.3597 | -262.188 | -16.54 | [11 empty] | 1 | [7 empty] | 23 | 25.3502 | 3.9 | 149.5 | 498.3333 | 15.8705 | #REF! | #REF! | #REF! | #REF! | 23 | 69.3578 | 10.6704 | 149.5 | 498.3333 | 15.8705 | #REF! | #REF! | #REF! | #REF! | 23 | 203.9747 | 31.3807 | 149.5 | 498.3333 | 15.8705 | #REF! | #REF! | #REF! | #REF! | 23 | 417.5962 | 64.2456 | 149.5 | 498.3333 | 15.8705 | #REF! | #REF! | #REF! | #REF! | 23 | 710.345 | 109.2839 | 149.5 | 498.3333 | 15.8705 | #REF! | #REF! | #REF! | 2 | 23 | 1082.2751 | 166.5039 | 149.5 | 498.3333 | 15.8705 | #REF! | #REF! | #REF! | 2 | 23 | 1529.2197 | 235.2646 | 149.5 | 498.3333 | 15.8705 | #REF! | #REF! | #REF! | 2 | 23 | 2051.1525 | 315.5619 | 149.5 | 498.3333 | 15.8705 | #REF! | #REF! | #REF!
| 2 | 23.35 | 5.3709 | 13.1262 | 0.017602 | 151.775 | 0.82628 | 13.1262 | 151.775 | 60.71 | 8.4594 | 505.9167 | 16.112 | 92.6251 | 276.3308 | 17.3948 | -263.2046 | -16.5686 | [11 empty] | 1 | [7 empty] | 23.05 | 25.6931 | 3.9528 | 149.825 | 499.4167 | 15.905 | #REF! | #REF! | #REF! | #REF! | 23.05 | 68.9351 | 10.6054 | 149.825 | 499.4167 | 15.905 | #REF! | #REF! | #REF! | #REF! | 23.05 | 203.1266 | 31.2502 | 149.825 | 499.4167 | 15.905 | #REF! | #REF! | #REF! | #REF! | 23.05 | 416.344 | 64.0529 | 149.825 | 499.4167 | 15.905 | #REF! | #REF! | #REF! | #REF! | 23.05 | 708.6926 | 109.0296 | 149.825 | 499.4167 | 15.905 | #REF! | #REF! | #REF! | 2 | 23.05 | 1080.2659 | 166.1948 | 149.825 | 499.4167 | 15.905 | #REF! | #REF! | #REF! | 2 | 23.05 | 1526.8629 | 234.902 | 149.825 | 499.4167 | 15.905 | #REF! | #REF! | #REF! | 2 | 23.05 | 2048.4544 | 315.1468 | 149.825 | 499.4167 | 15.905 | #REF! | #REF! | #REF!
| 2 | 23.4 | 5.4135 | 13.2588 | 0.01778 | 152.1 | 0.83285 | 13.2588 | 152.1 | 60.84 | 8.4594 | 507 | 16.1465 | 92.6364 | 277.4815 | 17.43 | -264.2228 | -16.5971 | [11 empty] | 1 | [7 empty] | 23.1 | 26.0407 | 4.0063 | 150.15 | 500.5 | 15.9395 | #REF! | #REF! | #REF! | #REF! | 23.1 | 68.5133 | 10.5405 | 150.15 | 500.5 | 15.9395 | #REF! | #REF! | #REF! | #REF! | 23.1 | 202.2797 | 31.12 | 150.15 | 500.5 | 15.9395 | #REF! | #REF! | #REF! | #REF! | 23.1 | 415.0934 | 63.8605 | 150.15 | 500.5 | 15.9395 | #REF! | #REF! | #REF! | #REF! | 23.1 | 707.0416 | 108.7756 | 150.15 | 500.5 | 15.9395 | #REF! | #REF! | #REF! | 2 | 23.1 | 1078.2581 | 165.8859 | 150.15 | 500.5 | 15.9395 | #REF! | #REF! | #REF! | 2 | 23.1 | 1524.5076 | 234.5396 | 150.15 | 500.5 | 15.9395 | #REF! | #REF! | #REF! | 2 | 23.1 | 2045.7579 | 314.732 | 150.15 | 500.5 | 15.9395 | #REF! | #REF! | #REF!
| 2 | 23.45 | 5.4564 | 13.3923 | 0.017959 | 152.425 | 0.83944 | 13.3923 | 152.425 | 60.97 | 8.4594 | 508.0833 | 16.181 | 92.6477 | 278.6347 | 17.4651 | -265.2425 | -16.6256 | [11 empty] | 1 | [7 empty] | 23.15 | 26.3931 | 4.0605 | 150.475 | 501.5833 | 15.974 | #REF! | #REF! | #REF! | #REF! | 23.15 | 68.0925 | 10.4758 | 150.475 | 501.5833 | 15.974 | #REF! | #REF! | #REF! | #REF! | 23.15 | 201.4341 | 30.9899 | 150.475 | 501.5833 | 15.974 | #REF! | #REF! | #REF! | #REF! | 23.15 | 413.8441 | 63.6683 | 150.475 | 501.5833 | 15.974 | #REF! | #REF! | #REF! | #REF! | 23.15 | 705.3923 | 108.5219 | 150.475 | 501.5833 | 15.974 | #REF! | #REF! | #REF! | 2 | 23.15 | 1076.2516 | 165.5772 | 150.475 | 501.5833 | 15.974 | #REF! | #REF! | #REF! | 2 | 23.15 | 1522.1537 | 234.1775 | 150.475 | 501.5833 | 15.974 | #REF! | #REF! | #REF! | 2 | 23.15 | 2043.0631 | 314.3174 | 150.475 | 501.5833 | 15.974 | #REF! | #REF! | #REF!
| 2 | 23.5 | 5.4994 | 13.5266 | 0.018139 | 152.75 | 0.84605 | 13.5266 | 152.75 | 61.1 | 8.4594 | 509.1667 | 16.2155 | 92.6589 | 279.7903 | 17.5002 | -266.2638 | -16.6541 | [11 empty] | 1 | [7 empty] | 23.2 | 26.7503 | 4.1154 | 150.8 | 502.6667 | 16.0085 | #REF! | #REF! | #REF! | #REF! | 23.2 | 67.6727 | 10.4112 | 150.8 | 502.6667 | 16.0085 | #REF! | #REF! | #REF! | #REF! | 23.2 | 200.5897 | 30.86 | 150.8 | 502.6667 | 16.0085 | #REF! | #REF! | #REF! | #REF! | 23.2 | 412.5963 | 63.4764 | 150.8 | 502.6667 | 16.0085 | #REF! | #REF! | #REF! | #REF! | 23.2 | 703.7445 | 108.2684 | 150.8 | 502.6667 | 16.0085 | #REF! | #REF! | #REF! | 2 | 23.2 | 1074.2466 | 165.2687 | 150.8 | 502.6667 | 16.0085 | #REF! | #REF! | #REF! | 2 | 23.2 | 1519.8013 | 233.8156 | 150.8 | 502.6667 | 16.0085 | #REF! | #REF! | #REF! | 2 | 23.2 | 2040.3698 | 313.903 | 150.8 | 502.6667 | 16.0085 | #REF! | #REF! | #REF!
| 2 | 23.55 | 5.5425 | 13.6618 | 0.018321 | 153.075 | 0.8527 | 13.6618 | 153.075 | 61.23 | 8.4594 | 510.25 | 16.25 | 92.6701 | 280.9484 | 17.5353 | -267.2866 | -16.6826 | [11 empty] | 1 | [7 empty] | 23.25 | 27.1122 | 4.1711 | 151.125 | 503.75 | 16.043 | #REF! | #REF! | #REF! | #REF! | 23.25 | 67.2539 | 10.3468 | 151.125 | 503.75 | 16.043 | #REF! | #REF! | #REF! | #REF! | 23.25 | 199.7466 | 30.7302 | 151.125 | 503.75 | 16.043 | #REF! | #REF! | #REF! | #REF! | 23.25 | 411.35 | 63.2846 | 151.125 | 503.75 | 16.043 | #REF! | #REF! | #REF! | #REF! | 23.25 | 702.0982 | 108.0151 | 151.125 | 503.75 | 16.043 | #REF! | #REF! | #REF! | 2 | 23.25 | 1072.2429 | 164.9604 | 151.125 | 503.75 | 16.043 | #REF! | #REF! | #REF! | 2 | 23.25 | 1517.4504 | 233.4539 | 151.125 | 503.75 | 16.043 | #REF! | #REF! | #REF! | 2 | 23.25 | 2037.6782 | 313.4889 | 151.125 | 503.75 | 16.043 | #REF! | #REF! | #REF!
| 2 | 23.6 | 5.5859 | 13.7978 | 0.018503 | 153.4 | 0.85936 | 13.7978 | 153.4 | 61.36 | 8.4594 | 511.3333 | 16.2845 | 92.6812 | 282.1089 | 17.5705 | -268.311 | -16.7111 | [11 empty] | 1 | [7 empty] | 23.3 | 27.4788 | 4.2275 | 151.45 | 504.8333 | 16.0775 | #REF! | #REF! | #REF! | #REF! | 23.3 | 66.836 | 10.2825 | 151.45 | 504.8333 | 16.0775 | #REF! | #REF! | #REF! | #REF! | 23.3 | 198.9046 | 30.6007 | 151.45 | 504.8333 | 16.0775 | #REF! | #REF! | #REF! | #REF! | 23.3 | 410.1051 | 63.0931 | 151.45 | 504.8333 | 16.0775 | #REF! | #REF! | #REF! | #REF! | 23.3 | 700.4534 | 107.7621 | 151.45 | 504.8333 | 16.0775 | #REF! | #REF! | #REF! | 2 | 23.3 | 1070.2405 | 164.6524 | 151.45 | 504.8333 | 16.0775 | #REF! | #REF! | #REF! | 2 | 23.3 | 1515.1009 | 233.0924 | 151.45 | 504.8333 | 16.0775 | #REF! | #REF! | #REF! | 2 | 23.3 | 2034.9881 | 313.0751 | 151.45 | 504.8333 | 16.0775 | #REF! | #REF! | #REF!
| 2 | 23.65 | 5.6294 | 13.9348 | 0.018687 | 153.725 | 0.86606 | 13.9348 | 153.725 | 61.49 | 8.4594 | 512.4167 | 16.319 | 92.6922 | 283.2718 | 17.6056 | -269.337 | -16.7395 | [11 empty] | 1 | [7 empty] | 23.35 | 27.8502 | 4.2846 | 151.775 | 505.9167 | 16.112 | #REF! | #REF! | #REF! | #REF! | 23.35 | 66.4191 | 10.2183 | 151.775 | 505.9167 | 16.112 | #REF! | #REF! | #REF! | #REF! | 23.35 | 198.064 | 30.4714 | 151.775 | 505.9167 | 16.112 | #REF! | #REF! | #REF! | #REF! | 23.35 | 408.8616 | 62.9018 | 151.775 | 505.9167 | 16.112 | #REF! | #REF! | #REF! | #REF! | 23.35 | 698.8103 | 107.5093 | 151.775 | 505.9167 | 16.112 | #REF! | #REF! | #REF! | 2 | 23.35 | 1068.2396 | 164.3445 | 151.775 | 505.9167 | 16.112 | #REF! | #REF! | #REF! | 2 | 23.35 | 1512.7528 | 232.7312 | 151.775 | 505.9167 | 16.112 | #REF! | #REF! | #REF! | 2 | 23.35 | 2032.2997 | 312.6615 | 151.775 | 505.9167 | 16.112 | #REF! | #REF! | #REF!
| 2 | 23.7 | 5.6731 | 14.0726 | 0.018872 | 154.05 | 0.87278 | 14.0726 | 154.05 | 61.62 | 8.4594 | 513.5 | 16.3535 | 92.7032 | 284.4371 | 17.6407 | -270.3645 | -16.7679 | [11 empty] | 1 | [7 empty] | 23.4 | 28.2263 | 4.3425 | 152.1 | 507 | 16.1465 | #REF! | #REF! | #REF! | #REF! | 23.4 | 66.0031 | 10.1543 | 152.1 | 507 | 16.1465 | #REF! | #REF! | #REF! | #REF! | 23.4 | 197.2245 | 30.3422 | 152.1 | 507 | 16.1465 | #REF! | #REF! | #REF! | #REF! | 23.4 | 407.6196 | 62.7107 | 152.1 | 507 | 16.1465 | #REF! | #REF! | #REF! | #REF! | 23.4 | 697.1687 | 107.2567 | 152.1 | 507 | 16.1465 | #REF! | #REF! | #REF! | 2 | 23.4 | 1066.24 | 164.0369 | 152.1 | 507 | 16.1465 | #REF! | #REF! | #REF! | 2 | 23.4 | 1510.4061 | 232.3702 | 152.1 | 507 | 16.1465 | #REF! | #REF! | #REF! | 2 | 23.4 | 2029.6128 | 312.2481 | 152.1 | 507 | 16.1465 | #REF! | #REF! | #REF!
| 2 | 23.75 | 5.7169 | 14.2113 | 0.019058 | 154.375 | 0.87952 | 14.2113 | 154.375 | 61.75 | 8.4594 | 514.5833 | 16.388 | 92.7141 | 285.6049 | 17.6758 | -271.3936 | -16.7963 | [11 empty] | 1 | [7 empty] | 23.45 | 28.6072 | 4.4011 | 152.425 | 508.0833 | 16.181 | #REF! | #REF! | #REF! | #REF! | 23.45 | 65.5881 | 10.0905 | 152.425 | 508.0833 | 16.181 | #REF! | #REF! | #REF! | #REF! | 23.45 | 196.3863 | 30.2133 | 152.425 | 508.0833 | 16.181 | #REF! | #REF! | #REF! | #REF! | 23.45 | 406.3791 | 62.5199 | 152.425 | 508.0833 | 16.181 | #REF! | #REF! | #REF! | #REF! | 23.45 | 695.5286 | 107.0044 | 152.425 | 508.0833 | 16.181 | #REF! | #REF! | #REF! | 2 | 23.45 | 1064.2417 | 163.7295 | 152.425 | 508.0833 | 16.181 | #REF! | #REF! | #REF! | 2 | 23.45 | 1508.0609 | 232.0094 | 152.425 | 508.0833 | 16.181 | #REF! | #REF! | #REF! | 2 | 23.45 | 2026.9275 | 311.835 | 152.425 | 508.0833 | 16.181 | #REF! | #REF! | #REF!
| 2 | 23.8 | 5.7609 | 14.3508 | 0.019245 | 154.7 | 0.8863 | 14.3508 | 154.7 | 61.88 | 8.4594 | 515.6667 | 16.4225 | 92.725 | 286.7751 | 17.711 | -272.4242 | -16.8247 | [11 empty] | 1 | [7 empty] | 23.5 | 28.9928 | 4.4604 | 152.75 | 509.1667 | 16.2155 | #REF! | #REF! | #REF! | #REF! | 23.5 | 65.1739 | 10.0267 | 152.75 | 509.1667 | 16.2155 | #REF! | #REF! | #REF! | #REF! | 23.5 | 195.5493 | 30.0845 | 152.75 | 509.1667 | 16.2155 | #REF! | #REF! | #REF! | #REF! | 23.5 | 405.14 | 62.3292 | 152.75 | 509.1667 | 16.2155 | #REF! | #REF! | #REF! | #REF! | 23.5 | 693.8901 | 106.7523 | 152.75 | 509.1667 | 16.2155 | #REF! | #REF! | #REF! | 2 | 23.5 | 1062.2448 | 163.4223 | 152.75 | 509.1667 | 16.2155 | #REF! | #REF! | #REF! | 2 | 23.5 | 1505.7171 | 231.6488 | 152.75 | 509.1667 | 16.2155 | #REF! | #REF! | #REF! | 2 | 23.5 | 2024.2438 | 311.4221 | 152.75 | 509.1667 | 16.2155 | #REF! | #REF! | #REF!
| 2 | 23.85 | 5.8051 | 14.4913 | 0.019433 | 155.025 | 0.89309 | 14.4913 | 155.025 | 62.01 | 8.4594 | 516.75 | 16.457 | 92.7358 | 287.9477 | 17.7461 | -273.4564 | -16.853 | [11 empty] | 1 | [7 empty] | 23.55 | 29.3831 | 4.5205 | 153.075 | 510.25 | 16.25 | #REF! | #REF! | #REF! | #REF! | 23.55 | 64.7606 | 9.9632 | 153.075 | 510.25 | 16.25 | #REF! | #REF! | #REF! | #REF! | 23.55 | 194.7135 | 29.9559 | 153.075 | 510.25 | 16.25 | #REF! | #REF! | #REF! | #REF! | 23.55 | 403.9023 | 62.1388 | 153.075 | 510.25 | 16.25 | #REF! | #REF! | #REF! | #REF! | 23.55 | 692.2532 | 106.5005 | 153.075 | 510.25 | 16.25 | #REF! | #REF! | #REF! | 2 | 23.55 | 1060.2493 | 163.1153 | 153.075 | 510.25 | 16.25 | #REF! | #REF! | #REF! | 2 | 23.55 | 1503.3747 | 231.2884 | 153.075 | 510.25 | 16.25 | #REF! | #REF! | #REF! | 2 | 23.55 | 2021.5616 | 311.0095 | 153.075 | 510.25 | 16.25 | #REF! | #REF! | #REF!
| 2 | 23.9 | 5.8495 | 14.6326 | 0.019623 | 155.35 | 0.89992 | 14.6326 | 155.35 | 62.14 | 8.4594 | 517.8333 | 16.4915 | 92.7465 | 289.1228 | 17.7813 | -274.4902 | -16.8813 | [11 empty] | 1 | [7 empty] | 23.6 | 29.7782 | 4.5813 | 153.4 | 511.3333 | 16.2845 | #REF! | #REF! | #REF! | #REF! | 23.6 | 64.3481 | 9.8997 | 153.4 | 511.3333 | 16.2845 | #REF! | #REF! | #REF! | #REF! | 23.6 | 193.879 | 29.8275 | 153.4 | 511.3333 | 16.2845 | #REF! | #REF! | #REF! | #REF! | 23.6 | 402.6661 | 61.9486 | 153.4 | 511.3333 | 16.2845 | #REF! | #REF! | #REF! | #REF! | 23.6 | 690.6178 | 106.2489 | 153.4 | 511.3333 | 16.2845 | #REF! | #REF! | #REF! | 2 | 23.6 | 1058.2552 | 162.8085 | 153.4 | 511.3333 | 16.2845 | #REF! | #REF! | #REF! | 2 | 23.6 | 1501.0337 | 230.9283 | 153.4 | 511.3333 | 16.2845 | #REF! | #REF! | #REF! | 2 | 23.6 | 2018.881 | 310.5971 | 153.4 | 511.3333 | 16.2845 | #REF! | #REF! | #REF!
| 2 | 23.95 | 5.894 | 14.7749 | 0.019813 | 155.675 | 0.90677 | 14.7749 | 155.675 | 62.27 | 8.4594 | 518.9167 | 16.526 | 92.7572 | 290.3003 | 17.8164 | -275.5254 | -16.9096 | [11 empty] | 1 | [7 empty] | 23.65 | 30.1781 | 4.6428 | 153.725 | 512.4167 | 16.319 | #REF! | #REF! | #REF! | #REF! | 23.65 | 63.9366 | 9.8364 | 153.725 | 512.4167 | 16.319 | #REF! | #REF! | #REF! | #REF! | 23.65 | 193.0456 | 29.6993 | 153.725 | 512.4167 | 16.319 | #REF! | #REF! | #REF! | #REF! | 23.65 | 401.4313 | 61.7587 | 153.725 | 512.4167 | 16.319 | #REF! | #REF! | #REF! | #REF! | 23.65 | 688.984 | 105.9975 | 153.725 | 512.4167 | 16.319 | #REF! | #REF! | #REF! | 2 | 23.65 | 1056.2624 | 162.5019 | 153.725 | 512.4167 | 16.319 | #REF! | #REF! | #REF! | 2 | 23.65 | 1498.6941 | 230.5683 | 153.725 | 512.4167 | 16.319 | #REF! | #REF! | #REF! | 2 | 23.65 | 2016.2019 | 310.1849 | 153.725 | 512.4167 | 16.319 | #REF! | #REF! | #REF!
| 2 | 24 | 5.9387 | 14.918 | 0.020005 | 156 | 0.91364 | 14.918 | 156 | 62.4 | 8.4594 | 520 | 16.5605 | 92.7679 | 291.4802 | 17.8516 | -276.5623 | -16.9379 | [11 empty] | 1 | [7 empty] | 23.7 | 30.5826 | 4.705 | 154.05 | 513.5 | 16.3535 | #REF! | #REF! | #REF! | #REF! | 23.7 | 63.5258 | 9.7732 | 154.05 | 513.5 | 16.3535 | #REF! | #REF! | #REF! | #REF! | 23.7 | 192.2135 | 29.5713 | 154.05 | 513.5 | 16.3535 | #REF! | #REF! | #REF! | #REF! | 23.7 | 400.198 | 61.5689 | 154.05 | 513.5 | 16.3535 | #REF! | #REF! | #REF! | #REF! | 23.7 | 687.3517 | 105.7464 | 154.05 | 513.5 | 16.3535 | #REF! | #REF! | #REF! | 2 | 23.7 | 1054.271 | 162.1955 | 154.05 | 513.5 | 16.3535 | #REF! | #REF! | #REF! | 2 | 23.7 | 1496.356 | 230.2086 | 154.05 | 513.5 | 16.3535 | #REF! | #REF! | #REF! | 2 | 23.7 | 2013.5244 | 309.773 | 154.05 | 513.5 | 16.3535 | #REF! | #REF! | #REF!
| 2 | 24.05 | 5.9835 | 15.062 | 0.020198 | 156.325 | 0.92054 | 15.062 | 156.325 | 62.53 | 8.4594 | 521.0833 | 16.595 | 92.7785 | 292.6626 | 17.8867 | -277.6006 | -16.9662 | [11 empty] | 1 | [7 empty] | 23.75 | 30.992 | 4.768 | 154.375 | 514.5833 | 16.388 | #REF! | #REF! | #REF! | #REF! | 23.75 | 63.1159 | 9.7101 | 154.375 | 514.5833 | 16.388 | #REF! | #REF! | #REF! | #REF! | 23.75 | 191.3825 | 29.4435 | 154.375 | 514.5833 | 16.388 | #REF! | #REF! | #REF! | #REF! | 23.75 | 398.9661 | 61.3794 | 154.375 | 514.5833 | 16.388 | #REF! | #REF! | #REF! | #REF! | 23.75 | 685.7211 | 105.4956 | 154.375 | 514.5833 | 16.388 | #REF! | #REF! | #REF! | 2 | 23.75 | 1052.281 | 161.8894 | 154.375 | 514.5833 | 16.388 | #REF! | #REF! | #REF! | 2 | 23.75 | 1494.0192 | 229.8491 | 154.375 | 514.5833 | 16.388 | #REF! | #REF! | #REF! | 2 | 23.75 | 2010.8484 | 309.3613 | 154.375 | 514.5833 | 16.388 | #REF! | #REF! | #REF!
| 2 | 24.1 | 6.0286 | 15.2069 | 0.020393 | 156.65 | 0.92747 | 15.2069 | 156.65 | 62.66 | 8.4594 | 522.1667 | 16.6295 | 92.789 | 293.8474 | 17.9219 | -278.6405 | -16.9944 | [11 empty] | 1 | [7 empty] | 23.8 | 31.406 | 4.8317 | 154.7 | 515.6667 | 16.4225 | #REF! | #REF! | #REF! | #REF! | 23.8 | 62.7068 | 9.6472 | 154.7 | 515.6667 | 16.4225 | #REF! | #REF! | #REF! | #REF! | 23.8 | 190.5528 | 29.3158 | 154.7 | 515.6667 | 16.4225 | #REF! | #REF! | #REF! | #REF! | 23.8 | 397.7357 | 61.1901 | 154.7 | 515.6667 | 16.4225 | #REF! | #REF! | #REF! | #REF! | 23.8 | 684.092 | 105.2449 | 154.7 | 515.6667 | 16.4225 | #REF! | #REF! | #REF! | 2 | 23.8 | 1050.2923 | 161.5834 | 154.7 | 515.6667 | 16.4225 | #REF! | #REF! | #REF! | 2 | 23.8 | 1491.6838 | 229.4898 | 154.7 | 515.6667 | 16.4225 | #REF! | #REF! | #REF! | 2 | 23.8 | 2008.1739 | 308.9498 | 154.7 | 515.6667 | 16.4225 | #REF! | #REF! | #REF!
| 2 | 24.15 | 6.0738 | 15.3527 | 0.020588 | 156.975 | 0.93443 | 15.3527 | 156.975 | 62.79 | 8.4594 | 523.25 | 16.664 | 92.7995 | 295.0346 | 17.957 | -279.6819 | -17.0226 | [11 empty] | 1 | [7 empty] | 23.85 | 31.8248 | 4.8961 | 155.025 | 516.75 | 16.457 | #REF! | #REF! | #REF! | #REF! | 23.85 | 62.2985 | 9.5844 | 155.025 | 516.75 | 16.457 | #REF! | #REF! | #REF! | #REF! | 23.85 | 189.7243 | 29.1884 | 155.025 | 516.75 | 16.457 | #REF! | #REF! | #REF! | #REF! | 23.85 | 396.5068 | 61.001 | 155.025 | 516.75 | 16.457 | #REF! | #REF! | #REF! | #REF! | 23.85 | 682.4645 | 104.9945 | 155.025 | 516.75 | 16.457 | #REF! | #REF! | #REF! | 2 | 23.85 | 1048.3049 | 161.2777 | 155.025 | 516.75 | 16.457 | #REF! | #REF! | #REF! | 2 | 23.85 | 1489.3499 | 229.1307 | 155.025 | 516.75 | 16.457 | #REF! | #REF! | #REF! | 2 | 23.85 | 2005.5009 | 308.5386 | 155.025 | 516.75 | 16.457 | #REF! | #REF! | #REF!
| 2 | 24.2 | 6.1191 | 15.4994 | 0.020785 | 157.3 | 0.94141 | 15.4994 | 157.3 | 62.92 | 8.4594 | 524.3333 | 16.6985 | 92.8099 | 296.2243 | 17.9922 | -280.7249 | -17.0508 | [11 empty] | 1 | [7 empty] | 23.9 | 32.2484 | 4.9613 | 155.35 | 517.8333 | 16.4915 | #REF! | #REF! | #REF! | #REF! | 23.9 | 61.8909 | 9.5217 | 155.35 | 517.8333 | 16.4915 | #REF! | #REF! | #REF! | #REF! | 23.9 | 188.897 | 29.0611 | 155.35 | 517.8333 | 16.4915 | #REF! | #REF! | #REF! | #REF! | 23.9 | 395.2792 | 60.8122 | 155.35 | 517.8333 | 16.4915 | #REF! | #REF! | #REF! | #REF! | 23.9 | 680.8385 | 104.7444 | 155.35 | 517.8333 | 16.4915 | #REF! | #REF! | #REF! | 2 | 23.9 | 1046.319 | 160.9721 | 155.35 | 517.8333 | 16.4915 | #REF! | #REF! | #REF! | 2 | 23.9 | 1487.0173 | 228.7719 | 155.35 | 517.8333 | 16.4915 | #REF! | #REF! | #REF! | 2 | 23.9 | 2002.8294 | 308.1276 | 155.35 | 517.8333 | 16.4915 | #REF! | #REF! | #REF!
| 2 | 24.25 | 6.1647 | 15.647 | 0.020983 | 157.625 | 0.94841 | 15.647 | 157.625 | 63.05 | 8.4594 | 525.4167 | 16.733 | 92.8203 | 297.4164 | 18.0273 | -281.7694 | -17.0789 | [11 empty] | 1 | [7 empty] | 23.95 | 32.6767 | 5.0272 | 155.675 | 518.9167 | 16.526 | #REF! | #REF! | #REF! | #REF! | 23.95 | 61.4842 | 9.4591 | 155.675 | 518.9167 | 16.526 | #REF! | #REF! | #REF! | #REF! | 23.95 | 188.0708 | 28.934 | 155.675 | 518.9167 | 16.526 | #REF! | #REF! | #REF! | #REF! | 23.95 | 394.0532 | 60.6236 | 155.675 | 518.9167 | 16.526 | #REF! | #REF! | #REF! | #REF! | 23.95 | 679.2142 | 104.4945 | 155.675 | 518.9167 | 16.526 | #REF! | #REF! | #REF! | 2 | 23.95 | 1044.3344 | 160.6668 | 155.675 | 518.9167 | 16.526 | #REF! | #REF! | #REF! | 2 | 23.95 | 1484.6861 | 228.4132 | 155.675 | 518.9167 | 16.526 | #REF! | #REF! | #REF! | 2 | 23.95 | 2000.1595 | 307.7168 | 155.675 | 518.9167 | 16.526 | #REF! | #REF! | #REF!
| 2 | 24.3 | 6.2104 | 15.7955 | 0.021182 | 157.95 | 0.95544 | 15.7955 | 157.95 | 63.18 | 8.4594 | 526.5 | 16.7675 | 92.8306 | 298.6109 | 18.0625 | -282.8154 | -17.107 | [11 empty] | 1 | [7 empty] | 24 | 33.1097 | 5.0938 | 156 | 520 | 16.5605 | #REF! | #REF! | #REF! | #REF! | 24 | 61.0782 | 9.3966 | 156 | 520 | 16.5605 | #REF! | #REF! | #REF! | #REF! | 24 | 187.2459 | 28.8071 | 156 | 520 | 16.5605 | #REF! | #REF! | #REF! | #REF! | 24 | 392.8286 | 60.4352 | 156 | 520 | 16.5605 | #REF! | #REF! | #REF! | #REF! | 24 | 677.5914 | 104.2448 | 156 | 520 | 16.5605 | #REF! | #REF! | #REF! | 2 | 24 | 1042.3511 | 160.3617 | 156 | 520 | 16.5605 | #REF! | #REF! | #REF! | 2 | 24 | 1482.3563 | 228.0548 | 156 | 520 | 16.5605 | #REF! | #REF! | #REF! | 2 | 24 | 1997.491 | 307.3063 | 156 | 520 | 16.5605 | #REF! | #REF! | #REF!
| 2 | 24.35 | 6.2563 | 15.9449 | 0.021382 | 158.275 | 0.9625 | 15.9449 | 158.275 | 63.31 | 8.4594 | 527.5833 | 16.802 | 92.8408 | 299.8079 | 18.0977 | -283.863 | -17.1352 | [11 empty] | 1 | [7 empty] | 24.05 | 33.5475 | 5.1612 | 156.325 | 521.0833 | 16.595 | #REF! | #REF! | #REF! | #REF! | 24.05 | 60.6729 | 9.3343 | 156.325 | 521.0833 | 16.595 | #REF! | #REF! | #REF! | #REF! | 24.05 | 186.4222 | 28.6803 | 156.325 | 521.0833 | 16.595 | #REF! | #REF! | #REF! | #REF! | 24.05 | 391.6055 | 60.247 | 156.325 | 521.0833 | 16.595 | #REF! | #REF! | #REF! | #REF! | 24.05 | 675.9703 | 103.9954 | 156.325 | 521.0833 | 16.595 | #REF! | #REF! | #REF! | 2 | 24.05 | 1040.3692 | 160.0568 | 156.325 | 521.0833 | 16.595 | #REF! | #REF! | #REF! | 2 | 24.05 | 1480.0278 | 227.6966 | 156.325 | 521.0833 | 16.595 | #REF! | #REF! | #REF! | 2 | 24.05 | 1994.824 | 306.896 | 156.325 | 521.0833 | 16.595 | #REF! | #REF! | #REF!
| 2 | 24.4 | 6.3023 | 16.0952 | 0.021584 | 158.6 | 0.96958 | 16.0952 | 158.6 | 63.44 | 8.4594 | 528.6667 | 16.8365 | 92.851 | 301.0073 | 18.1328 | -284.9121 | -17.1632 | [11 empty] | 1 | [7 empty] | 24.1 | 33.9901 | 5.2292 | 156.65 | 522.1667 | 16.6295 | #REF! | #REF! | #REF! | #REF! | 24.1 | 60.2683 | 9.272 | 156.65 | 522.1667 | 16.6295 | #REF! | #REF! | #REF! | #REF! | 24.1 | 185.5996 | 28.5538 | 156.65 | 522.1667 | 16.6295 | #REF! | #REF! | #REF! | #REF! | 24.1 | 390.3838 | 60.059 | 156.65 | 522.1667 | 16.6295 | #REF! | #REF! | #REF! | #REF! | 24.1 | 674.3507 | 103.7463 | 156.65 | 522.1667 | 16.6295 | #REF! | #REF! | #REF! | 2 | 24.1 | 1038.3887 | 159.7521 | 156.65 | 522.1667 | 16.6295 | #REF! | #REF! | #REF! | 2 | 24.1 | 1477.7007 | 227.3386 | 156.65 | 522.1667 | 16.6295 | #REF! | #REF! | #REF! | 2 | 24.1 | 1992.1585 | 306.4859 | 156.65 | 522.1667 | 16.6295 | #REF! | #REF! | #REF!
| 2 | 24.45 | 6.3485 | 16.2465 | 0.021787 | 158.925 | 0.97669 | 16.2465 | 158.925 | 63.57 | 8.4594 | 529.75 | 16.871 | 92.8612 | 302.2092 | 18.168 | -285.9627 | -17.1913 | [11 empty] | 1 | [7 empty] | 24.15 | 34.4373 | 5.2981 | 156.975 | 523.25 | 16.664 | #REF! | #REF! | #REF! | #REF! | 24.15 | 59.8644 | 9.2099 | 156.975 | 523.25 | 16.664 | #REF! | #REF! | #REF! | #REF! | 24.15 | 184.7783 | 28.4274 | 156.975 | 523.25 | 16.664 | #REF! | #REF! | #REF! | #REF! | 24.15 | 389.1636 | 59.8713 | 156.975 | 523.25 | 16.664 | #REF! | #REF! | #REF! | #REF! | 24.15 | 672.7327 | 103.4973 | 156.975 | 523.25 | 16.664 | #REF! | #REF! | #REF! | 2 | 24.15 | 1036.4095 | 159.4476 | 156.975 | 523.25 | 16.664 | #REF! | #REF! | #REF! | 2 | 24.15 | 1475.375 | 226.9808 | 156.975 | 523.25 | 16.664 | #REF! | #REF! | #REF! | 2 | 24.15 | 1989.4944 | 306.0761 | 156.975 | 523.25 | 16.664 | #REF! | #REF! | #REF!
| 2 | 24.5 | 6.3949 | 16.3986 | 0.021991 | 159.25 | 0.98383 | 16.3986 | 159.25 | 63.7 | 8.4594 | 530.8333 | 16.9055 | 92.8713 | 303.4135 | 18.2032 | -287.0148 | -17.2193 | [11 empty] | 1 | [7 empty] | 24.2 | 34.8893 | 5.3676 | 157.3 | 524.3333 | 16.6985 | #REF! | #REF! | #REF! | #REF! | 24.2 | 59.4613 | 9.1479 | 157.3 | 524.3333 | 16.6985 | #REF! | #REF! | #REF! | #REF! | 24.2 | 183.9581 | 28.3012 | 157.3 | 524.3333 | 16.6985 | #REF! | #REF! | #REF! | #REF! | 24.2 | 387.9448 | 59.6838 | 157.3 | 524.3333 | 16.6985 | #REF! | #REF! | #REF! | #REF! | 24.2 | 671.1163 | 103.2487 | 157.3 | 524.3333 | 16.6985 | #REF! | #REF! | #REF! | 2 | 24.2 | 1034.4317 | 159.1433 | 157.3 | 524.3333 | 16.6985 | #REF! | #REF! | #REF! | 2 | 24.2 | 1473.0507 | 226.6232 | 157.3 | 524.3333 | 16.6985 | #REF! | #REF! | #REF! | 2 | 24.2 | 1986.8319 | 305.6664 | 157.3 | 524.3333 | 16.6985 | #REF! | #REF! | #REF!
| 2 | 24.55 | 6.4414 | 16.5517 | 0.022196 | 159.575 | 0.99099 | 16.5517 | 159.575 | 63.83 | 8.4594 | 531.9167 | 16.94 | 92.8813 | 304.6202 | 18.2383 | -288.0685 | -17.2474 | [11 empty] | 1 | [7 empty] | 24.25 | 35.3461 | 5.4379 | 157.625 | 525.4167 | 16.733 | #REF! | #REF! | #REF! | #REF! | 24.25 | 59.0588 | 9.086 | 157.625 | 525.4167 | 16.733 | #REF! | #REF! | #REF! | #REF! | 24.25 | 183.1391 | 28.1753 | 157.625 | 525.4167 | 16.733 | #REF! | #REF! | #REF! | #REF! | 24.25 | 386.7276 | 59.4965 | 157.625 | 525.4167 | 16.733 | #REF! | #REF! | #REF! | #REF! | 24.25 | 669.5015 | 103.0002 | 157.625 | 525.4167 | 16.733 | #REF! | #REF! | #REF! | 2 | 24.25 | 1032.4553 | 158.8393 | 157.625 | 525.4167 | 16.733 | #REF! | #REF! | #REF! | 2 | 24.25 | 1470.7277 | 226.2658 | 157.625 | 525.4167 | 16.733 | #REF! | #REF! | #REF! | 2 | 24.25 | 1984.1707 | 305.257 | 157.625 | 525.4167 | 16.733 | #REF! | #REF! | #REF!
| 2 | 24.6 | 6.4882 | 16.7057 | 0.022403 | 159.9 | 0.99818 | 16.7057 | 159.9 | 63.96 | 8.4594 | 533 | 16.9745 | 92.8913 | 305.8294 | 18.2735 | -289.1236 | -17.2753 | [11 empty] | 1 | [7 empty] | 24.3 | 35.8076 | 5.5089 | 157.95 | 526.5 | 16.7675 | #REF! | #REF! | #REF! | #REF! | 24.3 | 58.657 | 9.0241 | 157.95 | 526.5 | 16.7675 | #REF! | #REF! | #REF! | #REF! | 24.3 | 182.3214 | 28.0494 | 157.95 | 526.5 | 16.7675 | #REF! | #REF! | #REF! | #REF! | 24.3 | 385.5118 | 59.3095 | 157.95 | 526.5 | 16.7675 | #REF! | #REF! | #REF! | #REF! | 24.3 | 667.8883 | 102.752 | 157.95 | 526.5 | 16.7675 | #REF! | #REF! | #REF! | 2 | 24.3 | 1030.4802 | 158.5354 | 157.95 | 526.5 | 16.7675 | #REF! | #REF! | #REF! | 2 | 24.3 | 1468.4061 | 225.9086 | 157.95 | 526.5 | 16.7675 | #REF! | #REF! | #REF! | 2 | 24.3 | 1981.5111 | 304.8479 | 157.95 | 526.5 | 16.7675 | #REF! | #REF! | #REF!
| 2 | 24.65 | 6.5351 | 16.8607 | 0.022611 | 160.225 | 1.0054 | 16.8607 | 160.225 | 64.09 | 8.4594 | 534.0833 | 17.009 | 92.9013 | 307.041 | 18.3087 | -290.1803 | -17.3033 | [11 empty] | 1 | [7 empty] | 24.35 | 36.2739 | 5.5806 | 158.275 | 527.5833 | 16.802 | #REF! | #REF! | #REF! | #REF! | 24.35 | 58.2558 | 8.9624 | 158.275 | 527.5833 | 16.802 | #REF! | #REF! | #REF! | #REF! | 24.35 | 181.5048 | 27.9238 | 158.275 | 527.5833 | 16.802 | #REF! | #REF! | #REF! | #REF! | 24.35 | 384.2974 | 59.1227 | 158.275 | 527.5833 | 16.802 | #REF! | #REF! | #REF! | #REF! | 24.35 | 666.2767 | 102.5041 | 158.275 | 527.5833 | 16.802 | #REF! | #REF! | #REF! | 2 | 24.35 | 1028.5065 | 158.2318 | 158.275 | 527.5833 | 16.802 | #REF! | #REF! | #REF! | 2 | 24.35 | 1466.0859 | 225.5517 | 158.275 | 527.5833 | 16.802 | #REF! | #REF! | #REF! | 2 | 24.35 | 1978.8528 | 304.4389 | 158.275 | 527.5833 | 16.802 | #REF! | #REF! | #REF!
| 2 | 24.7 | 6.5821 | 17.0165 | 0.02282 | 160.55 | 1.0126 | 17.0165 | 160.55 | 64.22 | 8.4594 | 535.1667 | 17.0435 | 92.9112 | 308.255 | 18.3439 | -291.2385 | -17.3313 | [11 empty] | 1 | [7 empty] | 24.4 | 36.7448 | 5.6531 | 158.6 | 528.6667 | 16.8365 | #REF! | #REF! | #REF! | #REF! | 24.4 | 57.8552 | 8.9008 | 158.6 | 528.6667 | 16.8365 | #REF! | #REF! | #REF! | #REF! | 24.4 | 180.6893 | 27.7984 | 158.6 | 528.6667 | 16.8365 | #REF! | #REF! | #REF! | #REF! | 24.4 | 383.0845 | 58.9361 | 158.6 | 528.6667 | 16.8365 | #REF! | #REF! | #REF! | #REF! | 24.4 | 664.6667 | 102.2564 | 158.6 | 528.6667 | 16.8365 | #REF! | #REF! | #REF! | 2 | 24.4 | 1026.5342 | 157.9283 | 158.6 | 528.6667 | 16.8365 | #REF! | #REF! | #REF! | 2 | 24.4 | 1463.767 | 225.1949 | 158.6 | 528.6667 | 16.8365 | #REF! | #REF! | #REF! | 2 | 24.4 | 1976.1961 | 304.0302 | 158.6 | 528.6667 | 16.8365 | #REF! | #REF! | #REF!
| 2 | 24.75 | 6.6293 | 17.1733 | 0.02303 | 160.875 | 1.0199 | 17.1733 | 160.875 | 64.35 | 8.4594 | 536.25 | 17.078 | 92.921 | 309.4715 | 18.3791 | -292.2982 | -17.3592 | [11 empty] | 1 | [7 empty] | 24.45 | 37.2206 | 5.7262 | 158.925 | 529.75 | 16.871 | #REF! | #REF! | #REF! | #REF! | 24.45 | 57.4553 | 8.8393 | 158.925 | 529.75 | 16.871 | #REF! | #REF! | #REF! | #REF! | 24.45 | 179.8751 | 27.6731 | 158.925 | 529.75 | 16.871 | #REF! | #REF! | #REF! | #REF! | 24.45 | 381.8731 | 58.7497 | 158.925 | 529.75 | 16.871 | #REF! | #REF! | #REF! | #REF! | 24.45 | 663.0584 | 102.009 | 158.925 | 529.75 | 16.871 | #REF! | #REF! | #REF! | 2 | 24.45 | 1024.5632 | 157.6251 | 158.925 | 529.75 | 16.871 | #REF! | #REF! | #REF! | 2 | 24.45 | 1461.4494 | 224.8384 | 158.925 | 529.75 | 16.871 | #REF! | #REF! | #REF! | 2 | 24.45 | 1973.5407 | 303.6216 | 158.925 | 529.75 | 16.871 | #REF! | #REF! | #REF!
| 2 | 24.8 | 6.6767 | 17.331 | 0.023241 | 161.2 | 1.0272 | 17.331 | 161.2 | 64.48 | 8.4594 | 537.3333 | 17.1125 | 92.9308 | 310.6904 | 18.4143 | -293.3594 | -17.3871 | [11 empty] | 1 | [7 empty] | 24.5 | 37.7011 | 5.8002 | 159.25 | 530.8333 | 16.9055 | #REF! | #REF! | #REF! | #REF! | 24.5 | 57.056 | 8.7778 | 159.25 | 530.8333 | 16.9055 | #REF! | #REF! | #REF! | #REF! | 24.5 | 179.062 | 27.548 | 159.25 | 530.8333 | 16.9055 | #REF! | #REF! | #REF! | #REF! | 24.5 | 380.6632 | 58.5636 | 159.25 | 530.8333 | 16.9055 | #REF! | #REF! | #REF! | #REF! | 24.5 | 661.4516 | 101.7618 | 159.25 | 530.8333 | 16.9055 | #REF! | #REF! | #REF! | 2 | 24.5 | 1022.5935 | 157.3221 | 159.25 | 530.8333 | 16.9055 | #REF! | #REF! | #REF! | 2 | 24.5 | 1459.1332 | 224.482 | 159.25 | 530.8333 | 16.9055 | #REF! | #REF! | #REF! | 2 | 24.5 | 1970.8868 | 303.2134 | 159.25 | 530.8333 | 16.9055 | #REF! | #REF! | #REF!
| 2 | 24.85 | 6.7243 | 17.4897 | 0.023454 | 161.525 | 1.0345 | 17.4897 | 161.525 | 64.61 | 8.4594 | 538.4167 | 17.147 | 92.9405 | 311.9118 | 18.4495 | -294.4221 | -17.415 | [11 empty] | 1 | [7 empty] | 24.55 | 38.1863 | 5.8748 | 159.575 | 531.9167 | 16.94 | #REF! | #REF! | #REF! | #REF! | 24.55 | 56.6572 | 8.7165 | 159.575 | 531.9167 | 16.94 | #REF! | #REF! | #REF! | #REF! | 24.55 | 178.2502 | 27.4231 | 159.575 | 531.9167 | 16.94 | #REF! | #REF! | #REF! | #REF! | 24.55 | 379.4548 | 58.3777 | 159.575 | 531.9167 | 16.94 | #REF! | #REF! | #REF! | #REF! | 24.55 | 659.8465 | 101.5148 | 159.575 | 531.9167 | 16.94 | #REF! | #REF! | #REF! | 2 | 24.55 | 1020.6253 | 157.0193 | 159.575 | 531.9167 | 16.94 | #REF! | #REF! | #REF! | 2 | 24.55 | 1456.8184 | 224.1259 | 159.575 | 531.9167 | 16.94 | #REF! | #REF! | #REF! | 2 | 24.55 | 1968.2343 | 302.8053 | 159.575 | 531.9167 | 16.94 | #REF! | #REF! | #REF!
| 2 | 24.9 | 6.772 | 17.6493 | 0.023668 | 161.85 | 1.0419 | 17.6493 | 161.85 | 64.74 | 8.4594 | 539.5 | 17.1815 | 92.9502 | 313.1356 | 18.4847 | -295.4863 | -17.4428 | [11 empty] | 1 | [7 empty] | 24.6 | 38.6762 | 5.9502 | 159.9 | 533 | 16.9745 | #REF! | #REF! | #REF! | #REF! | 24.6 | 56.2591 | 8.6552 | 159.9 | 533 | 16.9745 | #REF! | #REF! | #REF! | #REF! | 24.6 | 177.4395 | 27.2984 | 159.9 | 533 | 16.9745 | #REF! | #REF! | #REF! | #REF! | 24.6 | 378.2478 | 58.192 | 159.9 | 533 | 16.9745 | #REF! | #REF! | #REF! | #REF! | 24.6 | 658.243 | 101.2682 | 159.9 | 533 | 16.9745 | #REF! | #REF! | #REF! | 2 | 24.6 | 1018.6584 | 156.7167 | 159.9 | 533 | 16.9745 | #REF! | #REF! | #REF! | 2 | 24.6 | 1454.5049 | 223.77 | 159.9 | 533 | 16.9745 | #REF! | #REF! | #REF! | 2 | 24.6 | 1965.5832 | 302.3974 | 159.9 | 533 | 16.9745 | #REF! | #REF! | #REF!
| 2 | 24.95 | 6.8199 | 17.8098 | 0.023883 | 162.175 | 1.0492 | 17.8098 | 162.175 | 64.87 | 8.4594 | 540.5833 | 17.216 | 92.9599 | 314.3618 | 18.5199 | -296.552 | -17.4706 | [11 empty] | 1 | [7 empty] | 24.65 | 39.171 | 6.0263 | 160.225 | 534.0833 | 17.009 | #REF! | #REF! | #REF! | #REF! | 24.65 | 55.8615 | 8.5941 | 160.225 | 534.0833 | 17.009 | #REF! | #REF! | #REF! | #REF! | 24.65 | 176.6299 | 27.1738 | 160.225 | 534.0833 | 17.009 | #REF! | #REF! | #REF! | #REF! | 24.65 | 377.0423 | 58.0065 | 160.225 | 534.0833 | 17.009 | #REF! | #REF! | #REF! | #REF! | 24.65 | 656.6411 | 101.0217 | 160.225 | 534.0833 | 17.009 | #REF! | #REF! | #REF! | 2 | 24.65 | 1016.6929 | 156.4143 | 160.225 | 534.0833 | 17.009 | #REF! | #REF! | #REF! | 2 | 24.65 | 1452.1927 | 223.4143 | 160.225 | 534.0833 | 17.009 | #REF! | #REF! | #REF! | 2 | 24.65 | 1962.9335 | 301.9898 | 160.225 | 534.0833 | 17.009 | #REF! | #REF! | #REF!
| 2 | 25 | 6.868 | 17.9713 | 0.0241 | 162.5 | 1.0566 | 17.9713 | 162.5 | 65 | 8.4594 | 541.6667 | 17.2505 | 92.9695 | 315.5905 | 18.5551 | -297.6193 | -17.4984 | [11 empty] | 1 | [7 empty] | 24.7 | 39.6704 | 6.1031 | 160.55 | 535.1667 | 17.0435 | #REF! | #REF! | #REF! | #REF! | 24.7 | 55.4644 | 8.533 | 160.55 | 535.1667 | 17.0435 | #REF! | #REF! | #REF! | #REF! | 24.7 | 175.8216 | 27.0495 | 160.55 | 535.1667 | 17.0435 | #REF! | #REF! | #REF! | #REF! | 24.7 | 375.8383 | 57.8213 | 160.55 | 535.1667 | 17.0435 | #REF! | #REF! | #REF! | #REF! | 24.7 | 655.0408 | 100.7755 | 160.55 | 535.1667 | 17.0435 | #REF! | #REF! | #REF! | 2 | 24.7 | 1014.7287 | 156.1121 | 160.55 | 535.1667 | 17.0435 | #REF! | #REF! | #REF! | 2 | 24.7 | 1449.8819 | 223.0587 | 160.55 | 535.1667 | 17.0435 | #REF! | #REF! | #REF! | 2 | 24.7 | 1960.2852 | 301.5823 | 160.55 | 535.1667 | 17.0435 | #REF! | #REF! | #REF!
| 2 | 25.05 | 6.9162 | 18.1337 | 0.024318 | 162.825 | 1.064 | 18.1337 | 162.825 | 65.13 | 8.4594 | 542.75 | 17.285 | 92.979 | 316.8217 | 18.5903 | -298.688 | -17.5262 | [11 empty] | 1 | [7 empty] | 24.75 | 40.1746 | 6.1807 | 160.875 | 536.25 | 17.078 | #REF! | #REF! | #REF! | #REF! | 24.75 | 55.0679 | 8.472 | 160.875 | 536.25 | 17.078 | #REF! | #REF! | #REF! | #REF! | 24.75 | 175.0144 | 26.9253 | 160.875 | 536.25 | 17.078 | #REF! | #REF! | #REF! | #REF! | 24.75 | 374.6358 | 57.6363 | 160.875 | 536.25 | 17.078 | #REF! | #REF! | #REF! | #REF! | 24.75 | 653.4422 | 100.5296 | 160.875 | 536.25 | 17.078 | #REF! | #REF! | #REF! | 2 | 24.75 | 1012.7659 | 155.8101 | 160.875 | 536.25 | 17.078 | #REF! | #REF! | #REF! | 2 | 24.75 | 1447.5724 | 222.7034 | 160.875 | 536.25 | 17.078 | #REF! | #REF! | #REF! | 2 | 24.75 | 1957.6384 | 301.1751 | 160.875 | 536.25 | 17.078 | #REF! | #REF! | #REF!
| 2 | 25.1 | 6.9646 | 18.2971 | 0.024537 | 163.15 | 1.0715 | 18.2971 | 163.15 | 65.26 | 8.4594 | 543.8333 | 17.3195 | 92.9885 | 318.0552 | 18.6255 | -299.7582 | -17.554 | [11 empty] | 1 | [7 empty] | 24.8 | 40.6835 | 6.259 | 161.2 | 537.3333 | 17.1125 | #REF! | #REF! | #REF! | #REF! | 24.8 | 54.6718 | 8.4111 | 161.2 | 537.3333 | 17.1125 | #REF! | #REF! | #REF! | #REF! | 24.8 | 174.2084 | 26.8013 | 161.2 | 537.3333 | 17.1125 | #REF! | #REF! | #REF! | #REF! | 24.8 | 373.4347 | 57.4515 | 161.2 | 537.3333 | 17.1125 | #REF! | #REF! | #REF! | #REF! | 24.8 | 651.8452 | 100.2839 | 161.2 | 537.3333 | 17.1125 | #REF! | #REF! | #REF! | 2 | 24.8 | 1010.8045 | 155.5084 | 161.2 | 537.3333 | 17.1125 | #REF! | #REF! | #REF! | 2 | 24.8 | 1445.2642 | 222.3483 | 161.2 | 537.3333 | 17.1125 | #REF! | #REF! | #REF! | 2 | 24.8 | 1954.9929 | 300.7681 | 161.2 | 537.3333 | 17.1125 | #REF! | #REF! | #REF!
| 2 | 25.15 | 7.0132 | 18.4614 | 0.024757 | 163.475 | 1.079 | 18.4614 | 163.475 | 65.39 | 8.4594 | 544.9167 | 17.354 | 92.9979 | 319.2912 | 18.6607 | -300.8299 | -17.5817 | [11 empty] | 1 | [7 empty] | 24.85 | 41.1972 | 6.338 | 161.525 | 538.4167 | 17.147 | #REF! | #REF! | #REF! | #REF! | 24.85 | 54.2763 | 8.3502 | 161.525 | 538.4167 | 17.147 | #REF! | #REF! | #REF! | #REF! | 24.85 | 173.4036 | 26.6775 | 161.525 | 538.4167 | 17.147 | #REF! | #REF! | #REF! | #REF! | 24.85 | 372.2352 | 57.2669 | 161.525 | 538.4167 | 17.147 | #REF! | #REF! | #REF! | #REF! | 24.85 | 650.2499 | 100.0384 | 161.525 | 538.4167 | 17.147 | #REF! | #REF! | #REF! | 2 | 24.85 | 1008.8444 | 155.2068 | 161.525 | 538.4167 | 17.147 | #REF! | #REF! | #REF! | 2 | 24.85 | 1442.9574 | 221.9934 | 161.525 | 538.4167 | 17.147 | #REF! | #REF! | #REF! | 2 | 24.85 | 1952.3488 | 300.3614 | 161.525 | 538.4167 | 17.147 | #REF! | #REF! | #REF!
| 2 | 25.2 | 7.062 | 18.6267 | 0.024979 | 163.8 | 1.0865 | 18.6267 | 163.8 | 65.52 | 8.4594 | 546 | 17.3885 | 93.0073 | 320.5297 | 18.6959 | -301.9031 | -17.6094 | [11 empty] | 1 | [7 empty] | 24.9 | 41.7156 | 6.4178 | 161.85 | 539.5 | 17.1815 | #REF! | #REF! | #REF! | #REF! | 24.9 | 53.8813 | 8.2894 | 161.85 | 539.5 | 17.1815 | #REF! | #REF! | #REF! | #REF! | 24.9 | 172.5999 | 26.5538 | 161.85 | 539.5 | 17.1815 | #REF! | #REF! | #REF! | #REF! | 24.9 | 371.0371 | 57.0826 | 161.85 | 539.5 | 17.1815 | #REF! | #REF! | #REF! | #REF! | 24.9 | 648.6562 | 99.7933 | 161.85 | 539.5 | 17.1815 | #REF! | #REF! | #REF! | 2 | 24.9 | 1006.8857 | 154.9055 | 161.85 | 539.5 | 17.1815 | #REF! | #REF! | #REF! | 2 | 24.9 | 1440.6518 | 221.6387 | 161.85 | 539.5 | 17.1815 | #REF! | #REF! | #REF! | 2 | 24.9 | 1949.7061 | 299.9548 | 161.85 | 539.5 | 17.1815 | #REF! | #REF! | #REF!
| 2 | 25.25 | 7.1109 | 18.7929 | 0.025202 | 164.125 | 1.094 | 18.7929 | 164.125 | 65.65 | 8.4594 | 547.0833 | 17.423 | 93.0166 | 321.7706 | 18.7311 | -302.9777 | -17.6371 | [11 empty] | 1 | [7 empty] | 24.95 | 42.2388 | 6.4983 | 162.175 | 540.5833 | 17.216 | #REF! | #REF! | #REF! | #REF! | 24.95 | 53.4867 | 8.2287 | 162.175 | 540.5833 | 17.216 | #REF! | #REF! | #REF! | #REF! | 24.95 | 171.7975 | 26.4304 | 162.175 | 540.5833 | 17.216 | #REF! | #REF! | #REF! | #REF! | 24.95 | 369.8406 | 56.8985 | 162.175 | 540.5833 | 17.216 | #REF! | #REF! | #REF! | #REF! | 24.95 | 647.0641 | 99.5483 | 162.175 | 540.5833 | 17.216 | #REF! | #REF! | #REF! | 2 | 24.95 | 1004.9284 | 154.6044 | 162.175 | 540.5833 | 17.216 | #REF! | #REF! | #REF! | 2 | 24.95 | 1438.3477 | 221.2843 | 162.175 | 540.5833 | 17.216 | #REF! | #REF! | #REF! | 2 | 24.95 | 1947.0647 | 299.5484 | 162.175 | 540.5833 | 17.216 | #REF! | #REF! | #REF!
| 2 | 25.3 | 7.16 | 18.9601 | 0.025426 | 164.45 | 1.1015 | 18.9601 | 164.45 | 65.78 | 8.4594 | 548.1667 | 17.4575 | 93.0259 | 323.014 | 18.7663 | -304.0539 | -17.6648 | [11 empty] | 1 | [7 empty] | 25 | 42.7667 | 6.5795 | 162.5 | 541.6667 | 17.2505 | #REF! | #REF! | #REF! | #REF! | 25 | 53.0926 | 8.1681 | 162.5 | 541.6667 | 17.2505 | #REF! | #REF! | #REF! | #REF! | 25 | 170.9962 | 26.3071 | 162.5 | 541.6667 | 17.2505 | #REF! | #REF! | #REF! | #REF! | 25 | 368.6455 | 56.7147 | 162.5 | 541.6667 | 17.2505 | #REF! | #REF! | #REF! | #REF! | 25 | 645.4737 | 99.3036 | 162.5 | 541.6667 | 17.2505 | #REF! | #REF! | #REF! | 2 | 25 | 1002.9725 | 154.3035 | 162.5 | 541.6667 | 17.2505 | #REF! | #REF! | #REF! | 2 | 25 | 1436.0448 | 220.93 | 162.5 | 541.6667 | 17.2505 | #REF! | #REF! | #REF! | 2 | 25 | 1944.4247 | 299.1423 | 162.5 | 541.6667 | 17.2505 | #REF! | #REF! | #REF!
| 2 | 25.35 | 7.2092 | 19.1282 | 0.025651 | 164.775 | 1.1091 | 19.1282 | 164.775 | 65.91 | 8.4594 | 549.25 | 17.492 | 93.0352 | 324.2598 | 18.8015 | -305.1315 | -17.6924 | [11 empty] | 1 | [7 empty] | 25.05 | 43.2994 | 6.6614 | 162.825 | 542.75 | 17.285 | #REF! | #REF! | #REF! | #REF! | 25.05 | 52.6989 | 8.1075 | 162.825 | 542.75 | 17.285 | #REF! | #REF! | #REF! | #REF! | 25.05 | 170.196 | 26.184 | 162.825 | 542.75 | 17.285 | #REF! | #REF! | #REF! | #REF! | 25.05 | 367.4519 | 56.5311 | 162.825 | 542.75 | 17.285 | #REF! | #REF! | #REF! | #REF! | 25.05 | 643.8849 | 99.0592 | 162.825 | 542.75 | 17.285 | #REF! | #REF! | #REF! | 2 | 25.05 | 1001.0179 | 154.0028 | 162.825 | 542.75 | 17.285 | #REF! | #REF! | #REF! | 2 | 25.05 | 1433.7433 | 220.5759 | 162.825 | 542.75 | 17.285 | #REF! | #REF! | #REF! | 2 | 25.05 | 1941.7861 | 298.7363 | 162.825 | 542.75 | 17.285 | #REF! | #REF! | #REF!
| 2 | 25.4 | 7.2586 | 19.2973 | 0.025878 | 165.1 | 1.1167 | 19.2973 | 165.1 | 66.04 | 8.4594 | 550.3333 | 17.5265 | 93.0443 | 325.508 | 18.8368 | -306.2106 | -17.72 | [11 empty] | 1 | [7 empty] | 25.1 | 43.8368 | 6.7441 | 163.15 | 543.8333 | 17.3195 | #REF! | #REF! | #REF! | #REF! | 25.1 | 52.3057 | 8.047 | 163.15 | 543.8333 | 17.3195 | #REF! | #REF! | #REF! | #REF! | 25.1 | 169.3971 | 26.0611 | 163.15 | 543.8333 | 17.3195 | #REF! | #REF! | #REF! | #REF! | 25.1 | 366.2599 | 56.3477 | 163.15 | 543.8333 | 17.3195 | #REF! | #REF! | #REF! | #REF! | 25.1 | 642.2978 | 98.815 | 163.15 | 543.8333 | 17.3195 | #REF! | #REF! | #REF! | 2 | 25.1 | 999.0647 | 153.7023 | 163.15 | 543.8333 | 17.3195 | #REF! | #REF! | #REF! | 2 | 25.1 | 1431.443 | 220.222 | 163.15 | 543.8333 | 17.3195 | #REF! | #REF! | #REF! | 2 | 25.1 | 1939.1489 | 298.3306 | 163.15 | 543.8333 | 17.3195 | #REF! | #REF! | #REF!
| 2 | 25.45 | 7.3082 | 19.4674 | 0.026106 | 165.425 | 1.1243 | 19.4674 | 165.425 | 66.17 | 8.4594 | 551.4167 | 17.561 | 93.0535 | 326.7587 | 18.872 | -307.2912 | -17.7476 | [11 empty] | 1 | [7 empty] | 25.15 | 44.3789 | 6.8275 | 163.475 | 544.9167 | 17.354 | #REF! | #REF! | #REF! | #REF! | 25.15 | 51.9129 | 7.9866 | 163.475 | 544.9167 | 17.354 | #REF! | #REF! | #REF! | #REF! | 25.15 | 168.5993 | 25.9384 | 163.475 | 544.9167 | 17.354 | #REF! | #REF! | #REF! | #REF! | 25.15 | 365.0693 | 56.1645 | 163.475 | 544.9167 | 17.354 | #REF! | #REF! | #REF! | #REF! | 25.15 | 640.7123 | 98.5711 | 163.475 | 544.9167 | 17.354 | #REF! | #REF! | #REF! | 2 | 25.15 | 997.1129 | 153.402 | 163.475 | 544.9167 | 17.354 | #REF! | #REF! | #REF! | 2 | 25.15 | 1429.1441 | 219.8683 | 163.475 | 544.9167 | 17.354 | #REF! | #REF! | #REF! | 2 | 25.15 | 1936.513 | 297.9251 | 163.475 | 544.9167 | 17.354 | #REF! | #REF! | #REF!
| 2 | 25.5 | 7.358 | 19.6385 | 0.026336 | 165.75 | 1.132 | 19.6385 | 165.75 | 66.3 | 8.4594 | 552.5 | 17.5955 | 93.0626 | 328.0118 | 18.9072 | -308.3733 | -17.7752 | [11 empty] | 1 | [7 empty] | 25.2 | 44.9258 | 6.9117 | 163.8 | 546 | 17.3885 | #REF! | #REF! | #REF! | #REF! | 25.2 | 51.5204 | 7.9262 | 163.8 | 546 | 17.3885 | #REF! | #REF! | #REF! | #REF! | 25.2 | 167.8027 | 25.8158 | 163.8 | 546 | 17.3885 | #REF! | #REF! | #REF! | #REF! | 25.2 | 363.8803 | 55.9816 | 163.8 | 546 | 17.3885 | #REF! | #REF! | #REF! | #REF! | 25.2 | 639.1285 | 98.3275 | 163.8 | 546 | 17.3885 | #REF! | #REF! | #REF! | 2 | 25.2 | 995.1624 | 153.1019 | 163.8 | 546 | 17.3885 | #REF! | #REF! | #REF! | 2 | 25.2 | 1426.8465 | 219.5149 | 163.8 | 546 | 17.3885 | #REF! | #REF! | #REF! | 2 | 25.2 | 1933.8784 | 297.5198 | 163.8 | 546 | 17.3885 | #REF! | #REF! | #REF!
| 2 | 25.55 | 7.4079 | 19.8105 | 0.026566 | 166.075 | 1.1397 | 19.8105 | 166.075 | 66.43 | 8.4594 | 553.5833 | 17.63 | 93.0716 | 329.2674 | 18.9424 | -309.4569 | -17.8028 | [11 empty] | 1 | [7 empty] | 25.25 | 45.4774 | 6.9965 | 164.125 | 547.0833 | 17.423 | #REF! | #REF! | #REF! | #REF! | 25.25 | 51.1284 | 7.8659 | 164.125 | 547.0833 | 17.423 | #REF! | #REF! | #REF! | #REF! | 25.25 | 167.0072 | 25.6934 | 164.125 | 547.0833 | 17.423 | #REF! | #REF! | #REF! | #REF! | 25.25 | 362.6927 | 55.7989 | 164.125 | 547.0833 | 17.423 | #REF! | #REF! | #REF! | #REF! | 25.25 | 637.5464 | 98.0841 | 164.125 | 547.0833 | 17.423 | #REF! | #REF! | #REF! | 2 | 25.25 | 993.2134 | 152.8021 | 164.125 | 547.0833 | 17.423 | #REF! | #REF! | #REF! | 2 | 25.25 | 1424.5503 | 219.1616 | 164.125 | 547.0833 | 17.423 | #REF! | #REF! | #REF! | 2 | 25.25 | 1931.2452 | 297.1146 | 164.125 | 547.0833 | 17.423 | #REF! | #REF! | #REF!
| 2 | 25.6 | 7.458 | 19.9835 | 0.026798 | 166.4 | 1.1474 | 19.9835 | 166.4 | 66.56 | 8.4594 | 554.6667 | 17.6645 | 93.0806 | 330.5254 | 18.9777 | -310.5419 | -17.8303 | [11 empty] | 1 | [7 empty] | 25.3 | 46.0338 | 7.0821 | 164.45 | 548.1667 | 17.4575 | #REF! | #REF! | #REF! | #REF! | 25.3 | 50.7367 | 7.8056 | 164.45 | 548.1667 | 17.4575 | #REF! | #REF! | #REF! | #REF! | 25.3 | 166.213 | 25.5712 | 164.45 | 548.1667 | 17.4575 | #REF! | #REF! | #REF! | #REF! | 25.3 | 361.5067 | 55.6164 | 164.45 | 548.1667 | 17.4575 | #REF! | #REF! | #REF! | #REF! | 25.3 | 635.966 | 97.8409 | 164.45 | 548.1667 | 17.4575 | #REF! | #REF! | #REF! | 2 | 25.3 | 991.2657 | 152.5024 | 164.45 | 548.1667 | 17.4575 | #REF! | #REF! | #REF! | 2 | 25.3 | 1422.2553 | 218.8085 | 164.45 | 548.1667 | 17.4575 | #REF! | #REF! | #REF! | 2 | 25.3 | 1928.6133 | 296.7097 | 164.45 | 548.1667 | 17.4575 | #REF! | #REF! | #REF!
| 2 | 25.65 | 7.5083 | 20.1575 | 0.027032 | 166.725 | 1.1551 | 20.1575 | 166.725 | 66.69 | 8.4594 | 555.75 | 17.699 | 93.0896 | 331.7859 | 19.0129 | -311.6284 | -17.8578 | [11 empty] | 1 | [7 empty] | 25.35 | 46.5949 | 7.1685 | 164.775 | 549.25 | 17.492 | #REF! | #REF! | #REF! | #REF! | 25.35 | 50.3454 | 7.7454 | 164.775 | 549.25 | 17.492 | #REF! | #REF! | #REF! | #REF! | 25.35 | 165.4199 | 25.4492 | 164.775 | 549.25 | 17.492 | #REF! | #REF! | #REF! | #REF! | 25.35 | 360.3222 | 55.4342 | 164.775 | 549.25 | 17.492 | #REF! | #REF! | #REF! | #REF! | 25.35 | 634.3872 | 97.598 | 164.775 | 549.25 | 17.492 | #REF! | #REF! | #REF! | 2 | 25.35 | 989.3194 | 152.203 | 164.775 | 549.25 | 17.492 | #REF! | #REF! | #REF! | 2 | 25.35 | 1419.9616 | 218.4556 | 164.775 | 549.25 | 17.492 | #REF! | #REF! | #REF! | 2 | 25.35 | 1925.9828 | 296.305 | 164.775 | 549.25 | 17.492 | #REF! | #REF! | #REF!
| 2 | 25.7 | 7.5587 | 20.3325 | 0.027266 | 167.05 | 1.1629 | 20.3325 | 167.05 | 66.82 | 8.4594 | 556.8333 | 17.7335 | 93.0985 | 333.0488 | 19.0482 | -312.7163 | -17.8853 | [11 empty] | 1 | [7 empty] | 25.4 | 47.1608 | 7.2555 | 165.1 | 550.3333 | 17.5265 | #REF! | #REF! | #REF! | #REF! | 25.4 | 49.9544 | 7.6853 | 165.1 | 550.3333 | 17.5265 | #REF! | #REF! | #REF! | #REF! | 25.4 | 164.628 | 25.3274 | 165.1 | 550.3333 | 17.5265 | #REF! | #REF! | #REF! | #REF! | 25.4 | 359.1392 | 55.2522 | 165.1 | 550.3333 | 17.5265 | #REF! | #REF! | #REF! | #REF! | 25.4 | 632.8101 | 97.3554 | 165.1 | 550.3333 | 17.5265 | #REF! | #REF! | #REF! | 2 | 25.4 | 987.3745 | 151.9038 | 165.1 | 550.3333 | 17.5265 | #REF! | #REF! | #REF! | 2 | 25.4 | 1417.6693 | 218.103 | 165.1 | 550.3333 | 17.5265 | #REF! | #REF! | #REF! | 2 | 25.4 | 1923.3536 | 295.9006 | 165.1 | 550.3333 | 17.5265 | #REF! | #REF! | #REF!
| 2 | 25.75 | 7.6093 | 20.5084 | 0.027502 | 167.375 | 1.1707 | 20.5084 | 167.375 | 66.95 | 8.4594 | 557.9167 | 17.768 | 93.1073 | 334.3142 | 19.0834 | -313.8058 | -17.9127 | [11 empty] | 1 | [7 empty] | 25.45 | 47.7314 | 7.3433 | 165.425 | 551.4167 | 17.561 | #REF! | #REF! | #REF! | #REF! | 25.45 | 49.5637 | 7.6252 | 165.425 | 551.4167 | 17.561 | #REF! | #REF! | #REF! | #REF! | 25.45 | 163.8372 | 25.2057 | 165.425 | 551.4167 | 17.561 | #REF! | #REF! | #REF! | #REF! | 25.45 | 357.9578 | 55.0704 | 165.425 | 551.4167 | 17.561 | #REF! | #REF! | #REF! | #REF! | 25.45 | 631.2346 | 97.113 | 165.425 | 551.4167 | 17.561 | #REF! | #REF! | #REF! | 2 | 25.45 | 985.4309 | 151.6048 | 165.425 | 551.4167 | 17.561 | #REF! | #REF! | #REF! | 2 | 25.45 | 1415.3782 | 217.7505 | 165.425 | 551.4167 | 17.561 | #REF! | #REF! | #REF! | 2 | 25.45 | 1920.7257 | 295.4963 | 165.425 | 551.4167 | 17.561 | #REF! | #REF! | #REF!
| 2 | 25.8 | 7.6601 | 20.6853 | 0.027739 | 167.7 | 1.1785 | 20.6853 | 167.7 | 67.08 | 8.4594 | 559 | 17.8025 | 93.1161 | 335.582 | 19.1186 | -314.8966 | -17.9402 | [11 empty] | 1 | [7 empty] | 25.5 | 48.3067 | 7.4318 | 165.75 | 552.5 | 17.5955 | #REF! | #REF! | #REF! | #REF! | 25.5 | 49.1734 | 7.5651 | 165.75 | 552.5 | 17.5955 | #REF! | #REF! | #REF! | #REF! | 25.5 | 163.0476 | 25.0843 | 165.75 | 552.5 | 17.5955 | #REF! | #REF! | #REF! | #REF! | 25.5 | 356.7778 | 54.8889 | 165.75 | 552.5 | 17.5955 | #REF! | #REF! | #REF! | #REF! | 25.5 | 629.6609 | 96.8709 | 165.75 | 552.5 | 17.5955 | #REF! | #REF! | #REF! | 2 | 25.5 | 983.4888 | 151.306 | 165.75 | 552.5 | 17.5955 | #REF! | #REF! | #REF! | 2 | 25.5 | 1413.0885 | 217.3982 | 165.75 | 552.5 | 17.5955 | #REF! | #REF! | #REF! | 2 | 25.5 | 1918.0992 | 295.0922 | 165.75 | 552.5 | 17.5955 | #REF! | #REF! | #REF!
| 2 | 25.85 | 7.711 | 20.8632 | 0.027978 | 168.025 | 1.1863 | 20.8632 | 168.025 | 67.21 | 8.4594 | 560.0833 | 17.837 | 93.1249 | 336.8522 | 19.1539 | -315.989 | -17.9676 | [11 empty] | 1 | [7 empty] | 25.55 | 48.8868 | 7.5211 | 166.075 | 553.5833 | 17.63 | #REF! | #REF! | #REF! | #REF! | 25.55 | 48.7833 | 7.5051 | 166.075 | 553.5833 | 17.63 | #REF! | #REF! | #REF! | #REF! | 25.55 | 162.2593 | 24.963 | 166.075 | 553.5833 | 17.63 | #REF! | #REF! | #REF! | #REF! | 25.55 | 355.5994 | 54.7076 | 166.075 | 553.5833 | 17.63 | #REF! | #REF! | #REF! | #REF! | 25.55 | 628.0888 | 96.6291 | 166.075 | 553.5833 | 17.63 | #REF! | #REF! | #REF! | 2 | 25.55 | 981.548 | 151.0074 | 166.075 | 553.5833 | 17.63 | #REF! | #REF! | #REF! | 2 | 25.55 | 1410.8001 | 217.0462 | 166.075 | 553.5833 | 17.63 | #REF! | #REF! | #REF! | 2 | 25.55 | 1915.4739 | 294.6883 | 166.075 | 553.5833 | 17.63 | #REF! | #REF! | #REF!
| 2 | 25.9 | 7.7622 | 21.0422 | 0.028218 | 168.35 | 1.1942 | 21.0422 | 168.35 | 67.34 | 8.4594 | 561.1667 | 17.8715 | 93.1336 | 338.1249 | 19.1891 | -317.0828 | -17.995 | [11 empty] | 1 | [7 empty] | 25.6 | 49.4717 | 7.611 | 166.4 | 554.6667 | 17.6645 | #REF! | #REF! | #REF! | #REF! | 25.6 | 48.3935 | 7.4452 | 166.4 | 554.6667 | 17.6645 | #REF! | #REF! | #REF! | #REF! | 25.6 | 161.472 | 24.8419 | 166.4 | 554.6667 | 17.6645 | #REF! | #REF! | #REF! | #REF! | 25.6 | 354.4226 | 54.5265 | 166.4 | 554.6667 | 17.6645 | #REF! | #REF! | #REF! | #REF! | 25.6 | 626.5185 | 96.3875 | 166.4 | 554.6667 | 17.6645 | #REF! | #REF! | #REF! | 2 | 25.6 | 979.6087 | 150.709 | 166.4 | 554.6667 | 17.6645 | #REF! | #REF! | #REF! | 2 | 25.6 | 1408.5129 | 216.6943 | 166.4 | 554.6667 | 17.6645 | #REF! | #REF! | #REF! | 2 | 25.6 | 1912.85 | 294.2846 | 166.4 | 554.6667 | 17.6645 | #REF! | #REF! | #REF!
| 2 | 25.95 | 7.8134 | 21.2221 | 0.028459 | 168.675 | 1.2021 | 21.2221 | 168.675 | 67.47 | 8.4594 | 562.25 | 17.9061 | 93.1423 | 339.4001 | 19.2244 | -318.178 | -18.0223 | [11 empty] | 1 | [7 empty] | 25.65 | 50.0613 | 7.7017 | 166.725 | 555.75 | 17.699 | #REF! | #REF! | #REF! | #REF! | 25.65 | 48.004 | 7.3852 | 166.725 | 555.75 | 17.699 | #REF! | #REF! | #REF! | #REF! | 25.65 | 160.686 | 24.7209 | 166.725 | 555.75 | 17.699 | #REF! | #REF! | #REF! | #REF! | 25.65 | 353.2472 | 54.3457 | 166.725 | 555.75 | 17.699 | #REF! | #REF! | #REF! | #REF! | 25.65 | 624.9498 | 96.1461 | 166.725 | 555.75 | 17.699 | #REF! | #REF! | #REF! | 2 | 25.65 | 977.6707 | 150.4109 | 166.725 | 555.75 | 17.699 | #REF! | #REF! | #REF! | 2 | 25.65 | 1406.2271 | 216.3426 | 166.725 | 555.75 | 17.699 | #REF! | #REF! | #REF! | 2 | 25.65 | 1910.2274 | 293.8811 | 166.725 | 555.75 | 17.699 | #REF! | #REF! | #REF!
| 2 | 26 | 7.8649 | 21.403 | 0.028702 | 169 | 1.21 | 21.403 | 169 | 67.6 | 8.4594 | 563.3333 | 17.9406 | 93.1509 | 340.6777 | 19.2597 | -319.2748 | -18.0497 | [11 empty] | 1 | [7 empty] | 25.7 | 50.6556 | 7.7932 | 167.05 | 556.8333 | 17.7335 | #REF! | #REF! | #REF! | #REF! | 25.7 | 47.6147 | 7.3253 | 167.05 | 556.8333 | 17.7335 | #REF! | #REF! | #REF! | #REF! | 25.7 | 159.9011 | 24.6002 | 167.05 | 556.8333 | 17.7335 | #REF! | #REF! | #REF! | #REF! | 25.7 | 352.0734 | 54.1651 | 167.05 | 556.8333 | 17.7335 | #REF! | #REF! | #REF! | #REF! | 25.7 | 623.3828 | 95.9051 | 167.05 | 556.8333 | 17.7335 | #REF! | #REF! | #REF! | 2 | 25.7 | 975.7341 | 150.1129 | 167.05 | 556.8333 | 17.7335 | #REF! | #REF! | #REF! | 2 | 25.7 | 1403.9425 | 215.9912 | 167.05 | 556.8333 | 17.7335 | #REF! | #REF! | #REF! | 2 | 25.7 | 1907.606 | 293.4779 | 167.05 | 556.8333 | 17.7335 | #REF! | #REF! | #REF!
| 2 | 26.05 | 7.9165 | 21.5849 | 0.028946 | 169.325 | 1.2179 | 21.5849 | 169.325 | 67.73 | 8.4594 | 564.4167 | 17.9751 | 93.1595 | 341.9578 | 19.2949 | -320.3729 | -18.077 | [11 empty] | 1 | [7 empty] | 25.75 | 51.2546 | 7.8853 | 167.375 | 557.9167 | 17.768 | #REF! | #REF! | #REF! | #REF! | 25.75 | 47.2257 | 7.2655 | 167.375 | 557.9167 | 17.768 | #REF! | #REF! | #REF! | #REF! | 25.75 | 159.1175 | 24.4796 | 167.375 | 557.9167 | 17.768 | #REF! | #REF! | #REF! | #REF! | 25.75 | 350.9012 | 53.9848 | 167.375 | 557.9167 | 17.768 | #REF! | #REF! | #REF! | #REF! | 25.75 | 621.8176 | 95.6642 | 167.375 | 557.9167 | 17.768 | #REF! | #REF! | #REF! | 2 | 25.75 | 973.799 | 149.8152 | 167.375 | 557.9167 | 17.768 | #REF! | #REF! | #REF! | 2 | 25.75 | 1401.6593 | 215.6399 | 167.375 | 557.9167 | 17.768 | #REF! | #REF! | #REF! | 2 | 25.75 | 1904.986 | 293.0748 | 167.375 | 557.9167 | 17.768 | #REF! | #REF! | #REF!
| 2 | 26.1 | 7.9683 | 21.7678 | 0.029191 | 169.65 | 1.2259 | 21.7678 | 169.65 | 67.86 | 8.4594 | 565.5 | 18.0096 | 93.168 | 343.2403 | 19.3302 | -321.4725 | -18.1043 | [11 empty] | 1 | [7 empty] | 25.8 | 51.8584 | 7.9782 | 167.7 | 559 | 17.8025 | #REF! | #REF! | #REF! | #REF! | 25.8 | 46.8368 | 7.2057 | 167.7 | 559 | 17.8025 | #REF! | #REF! | #REF! | #REF! | 25.8 | 158.335 | 24.3592 | 167.7 | 559 | 17.8025 | #REF! | #REF! | #REF! | #REF! | 25.8 | 349.7305 | 53.8047 | 167.7 | 559 | 17.8025 | #REF! | #REF! | #REF! | #REF! | 25.8 | 620.254 | 95.4237 | 167.7 | 559 | 17.8025 | #REF! | #REF! | #REF! | 2 | 25.8 | 971.8652 | 149.5177 | 167.7 | 559 | 17.8025 | #REF! | #REF! | #REF! | 2 | 25.8 | 1399.3774 | 215.2888 | 167.7 | 559 | 17.8025 | #REF! | #REF! | #REF! | 2 | 25.8 | 1902.3673 | 292.6719 | 167.7 | 559 | 17.8025 | #REF! | #REF! | #REF!
| 2 | 26.15 | 8.0202 | 21.9517 | 0.029438 | 169.975 | 1.2339 | 21.9517 | 169.975 | 67.99 | 8.4594 | 566.5833 | 18.0441 | 93.1765 | 344.5252 | 19.3654 | -322.5736 | -18.1316 | [11 empty] | 1 | [7 empty] | 25.85 | 52.467 | 8.0718 | 168.025 | 560.0833 | 17.837 | #REF! | #REF! | #REF! | #REF! | 25.85 | 46.4482 | 7.1459 | 168.025 | 560.0833 | 17.837 | #REF! | #REF! | #REF! | #REF! | 25.85 | 157.5536 | 24.239 | 168.025 | 560.0833 | 17.837 | #REF! | #REF! | #REF! | #REF! | 25.85 | 348.5613 | 53.6248 | 168.025 | 560.0833 | 17.837 | #REF! | #REF! | #REF! | #REF! | 25.85 | 618.6922 | 95.1834 | 168.025 | 560.0833 | 17.837 | #REF! | #REF! | #REF! | 2 | 25.85 | 969.9328 | 149.2204 | 168.025 | 560.0833 | 17.837 | #REF! | #REF! | #REF! | 2 | 25.85 | 1397.0967 | 214.938 | 168.025 | 560.0833 | 17.837 | #REF! | #REF! | #REF! | 2 | 25.85 | 1899.7498 | 292.2692 | 168.025 | 560.0833 | 17.837 | #REF! | #REF! | #REF!
| 2 | 26.2 | 8.0724 | 22.1366 | 0.029686 | 170.3 | 1.2419 | 22.1366 | 170.3 | 68.12 | 8.4594 | 567.6667 | 18.0786 | 93.185 | 345.8126 | 19.4007 | -323.6761 | -18.1588 | [11 empty] | 1 | [7 empty] | 25.9 | 53.0803 | 8.1662 | 168.35 | 561.1667 | 17.8715 | #REF! | #REF! | #REF! | #REF! | 25.9 | 46.0598 | 7.0861 | 168.35 | 561.1667 | 17.8715 | #REF! | #REF! | #REF! | #REF! | 25.9 | 156.7735 | 24.119 | 168.35 | 561.1667 | 17.8715 | #REF! | #REF! | #REF! | #REF! | 25.9 | 347.3937 | 53.4452 | 168.35 | 561.1667 | 17.8715 | #REF! | #REF! | #REF! | #REF! | 25.9 | 617.132 | 94.9434 | 168.35 | 561.1667 | 17.8715 | #REF! | #REF! | #REF! | 2 | 25.9 | 968.0018 | 148.9234 | 168.35 | 561.1667 | 17.8715 | #REF! | #REF! | #REF! | 2 | 25.9 | 1394.8174 | 214.5873 | 168.35 | 561.1667 | 17.8715 | #REF! | #REF! | #REF! | 2 | 25.9 | 1897.1337 | 291.8667 | 168.35 | 561.1667 | 17.8715 | #REF! | #REF! | #REF!
| 2 | 26.25 | 8.1247 | 22.3225 | 0.029935 | 170.625 | 1.2499 | 22.3225 | 170.625 | 68.25 | 8.4594 | 568.75 | 18.1131 | 93.1934 | 347.1025 | 19.436 | -324.78 | -18.186 | [11 empty] | 1 | [7 empty] | 25.95 | 53.6983 | 8.2613 | 168.675 | 562.25 | 17.9061 | #REF! | #REF! | #REF! | #REF! | 25.95 | 45.6716 | 7.0264 | 168.675 | 562.25 | 17.9061 | #REF! | #REF! | #REF! | #REF! | 25.95 | 155.9946 | 23.9992 | 168.675 | 562.25 | 17.9061 | #REF! | #REF! | #REF! | #REF! | 25.95 | 346.2277 | 53.2658 | 168.675 | 562.25 | 17.9061 | #REF! | #REF! | #REF! | #REF! | 25.95 | 615.5736 | 94.7036 | 168.675 | 562.25 | 17.9061 | #REF! | #REF! | #REF! | 2 | 25.95 | 966.0722 | 148.6265 | 168.675 | 562.25 | 17.9061 | #REF! | #REF! | #REF! | 2 | 25.95 | 1392.5393 | 214.2368 | 168.675 | 562.25 | 17.9061 | #REF! | #REF! | #REF! | 2 | 25.95 | 1894.5188 | 291.4644 | 168.675 | 562.25 | 17.9061 | #REF! | #REF! | #REF!
| 2 | 26.3 | 8.1771 | 22.5094 | 0.030186 | 170.95 | 1.258 | 22.5094 | 170.95 | 68.38 | 8.4594 | 569.8333 | 18.1476 | 93.2017 | 348.3948 | 19.4713 | -325.8854 | -18.2132 | [11 empty] | 1 | [7 empty] | 26 | 54.3211 | 8.3571 | 169 | 563.3333 | 17.9406 | #REF! | #REF! | #REF! | #REF! | 26 | 45.2835 | 6.9667 | 169 | 563.3333 | 17.9406 | #REF! | #REF! | #REF! | #REF! | 26 | 155.2168 | 23.8795 | 169 | 563.3333 | 17.9406 | #REF! | #REF! | #REF! | #REF! | 26 | 345.0632 | 53.0866 | 169 | 563.3333 | 17.9406 | #REF! | #REF! | #REF! | #REF! | 26 | 614.0169 | 94.4641 | 169 | 563.3333 | 17.9406 | #REF! | #REF! | #REF! | 2 | 26 | 964.1441 | 148.3299 | 169 | 563.3333 | 17.9406 | #REF! | #REF! | #REF! | 2 | 26 | 1390.2626 | 213.8865 | 169 | 563.3333 | 17.9406 | #REF! | #REF! | #REF! | 2 | 26 | 1891.9052 | 291.0623 | 169 | 563.3333 | 17.9406 | #REF! | #REF! | #REF!
| 2 | 26.35 | 8.2297 | 22.6974 | 0.030438 | 171.275 | 1.2661 | 22.6974 | 171.275 | 68.51 | 8.4594 | 570.9167 | 18.1821 | 93.2101 | 349.6896 | 19.5065 | -326.9922 | -18.2404 | [11 empty] | 1 | [7 empty] | 26.05 | 54.9486 | 8.4536 | 169.325 | 564.4167 | 17.9751 | #REF! | #REF! | #REF! | #REF! | 26.05 | 44.8955 | 6.907 | 169.325 | 564.4167 | 17.9751 | #REF! | #REF! | #REF! | #REF! | 26.05 | 154.4402 | 23.76 | 169.325 | 564.4167 | 17.9751 | #REF! | #REF! | #REF! | #REF! | 26.05 | 343.9002 | 52.9077 | 169.325 | 564.4167 | 17.9751 | #REF! | #REF! | #REF! | #REF! | 26.05 | 612.4619 | 94.2249 | 169.325 | 564.4167 | 17.9751 | #REF! | #REF! | #REF! | 2 | 26.05 | 962.2173 | 148.0334 | 169.325 | 564.4167 | 17.9751 | #REF! | #REF! | #REF! | 2 | 26.05 | 1387.9871 | 213.5365 | 169.325 | 564.4167 | 17.9751 | #REF! | #REF! | #REF! | 2 | 26.05 | 1889.2929 | 290.6604 | 169.325 | 564.4167 | 17.9751 | #REF! | #REF! | #REF!
| 2 | 26.4 | 8.2825 | 22.8863 | 0.030691 | 171.6 | 1.2742 | 22.8863 | 171.6 | 68.64 | 8.4594 | 572 | 18.2166 | 93.2183 | 350.9868 | 19.5418 | -328.1005 | -18.2676 | [11 empty] | 1 | [7 empty] | 26.1 | 55.5809 | 8.5509 | 169.65 | 565.5 | 18.0096 | #REF! | #REF! | #REF! | #REF! | 26.1 | 44.5077 | 6.8473 | 169.65 | 565.5 | 18.0096 | #REF! | #REF! | #REF! | #REF! | 26.1 | 153.6648 | 23.6407 | 169.65 | 565.5 | 18.0096 | #REF! | #REF! | #REF! | #REF! | 26.1 | 342.7389 | 52.7291 | 169.65 | 565.5 | 18.0096 | #REF! | #REF! | #REF! | #REF! | 26.1 | 610.9087 | 93.986 | 169.65 | 565.5 | 18.0096 | #REF! | #REF! | #REF! | 2 | 26.1 | 960.292 | 147.7372 | 169.65 | 565.5 | 18.0096 | #REF! | #REF! | #REF! | 2 | 26.1 | 1385.7129 | 213.1866 | 169.65 | 565.5 | 18.0096 | #REF! | #REF! | #REF! | 2 | 26.1 | 1886.6819 | 290.2587 | 169.65 | 565.5 | 18.0096 | #REF! | #REF! | #REF!
| 2 | 26.45 | 8.3355 | 23.0763 | 0.030946 | 171.925 | 1.2824 | 23.0763 | 171.925 | 68.77 | 8.4594 | 573.0833 | 18.2511 | 93.2265 | 352.2865 | 19.5771 | -329.2101 | -18.2947 | [11 empty] | 1 | [7 empty] | 26.15 | 56.2179 | 8.6489 | 169.975 | 566.5833 | 18.0441 | #REF! | #REF! | #REF! | #REF! | 26.15 | 44.12 | 6.7877 | 169.975 | 566.5833 | 18.0441 | #REF! | #REF! | #REF! | #REF! | 26.15 | 152.8906 | 23.5216 | 169.975 | 566.5833 | 18.0441 | #REF! | #REF! | #REF! | #REF! | 26.15 | 341.5791 | 52.5506 | 169.975 | 566.5833 | 18.0441 | #REF! | #REF! | #REF! | #REF! | 26.15 | 609.3572 | 93.7473 | 169.975 | 566.5833 | 18.0441 | #REF! | #REF! | #REF! | 2 | 26.15 | 958.368 | 147.4412 | 169.975 | 566.5833 | 18.0441 | #REF! | #REF! | #REF! | 2 | 26.15 | 1383.44 | 212.8369 | 169.975 | 566.5833 | 18.0441 | #REF! | #REF! | #REF! | 2 | 26.15 | 1884.0721 | 289.8572 | 169.975 | 566.5833 | 18.0441 | #REF! | #REF! | #REF!
| 2 | 26.5 | 8.3887 | 23.2673 | 0.031202 | 172.25 | 1.2906 | 23.2673 | 172.25 | 68.9 | 8.4594 | 574.1667 | 18.2856 | 93.2347 | 353.5886 | 19.6124 | -330.3212 | -18.3218 | [11 empty] | 1 | [7 empty] | 26.2 | 56.8597 | 8.7476 | 170.3 | 567.6667 | 18.0786 | #REF! | #REF! | #REF! | #REF! | 26.2 | 43.7325 | 6.7281 | 170.3 | 567.6667 | 18.0786 | #REF! | #REF! | #REF! | #REF! | 26.2 | 152.1176 | 23.4027 | 170.3 | 567.6667 | 18.0786 | #REF! | #REF! | #REF! | #REF! | 26.2 | 340.4209 | 52.3724 | 170.3 | 567.6667 | 18.0786 | #REF! | #REF! | #REF! | #REF! | 26.2 | 607.8074 | 93.5088 | 170.3 | 567.6667 | 18.0786 | #REF! | #REF! | #REF! | 2 | 26.2 | 956.4455 | 147.1455 | 170.3 | 567.6667 | 18.0786 | #REF! | #REF! | #REF! | 2 | 26.2 | 1381.1684 | 212.4874 | 170.3 | 567.6667 | 18.0786 | #REF! | #REF! | #REF! | 2 | 26.2 | 1881.4636 | 289.4559 | 170.3 | 567.6667 | 18.0786 | #REF! | #REF! | #REF!
| 2 | 26.55 | 8.442 | 23.4594 | 0.03146 | 172.575 | 1.2988 | 23.4594 | 172.575 | 69.03 | 8.4594 | 575.25 | 18.3201 | 93.2429 | 354.8931 | 19.6477 | -331.4338 | -18.3489 | [11 empty] | 1 | [7 empty] | 26.25 | 57.5062 | 8.8471 | 170.625 | 568.75 | 18.1131 | #REF! | #REF! | #REF! | #REF! | 26.25 | 43.345 | 6.6685 | 170.625 | 568.75 | 18.1131 | #REF! | #REF! | #REF! | #REF! | 26.25 | 151.3458 | 23.284 | 170.625 | 568.75 | 18.1131 | #REF! | #REF! | #REF! | #REF! | 26.25 | 339.2642 | 52.1945 | 170.625 | 568.75 | 18.1131 | #REF! | #REF! | #REF! | #REF! | 26.25 | 606.2594 | 93.2707 | 170.625 | 568.75 | 18.1131 | #REF! | #REF! | #REF! | 2 | 26.25 | 954.5244 | 146.8499 | 170.625 | 568.75 | 18.1131 | #REF! | #REF! | #REF! | 2 | 26.25 | 1378.8981 | 212.1382 | 170.625 | 568.75 | 18.1131 | #REF! | #REF! | #REF! | 2 | 26.25 | 1878.8563 | 289.0548 | 170.625 | 568.75 | 18.1131 | #REF! | #REF! | #REF!
| 2 | 26.6 | 8.4954 | 23.6524 | 0.031718 | 172.9 | 1.307 | 23.6524 | 172.9 | 69.16 | 8.4594 | 576.3333 | 18.3546 | 93.251 | 356.2002 | 19.683 | -332.5477 | -18.376 | [11 empty] | 1 | [7 empty] | 26.3 | 58.1574 | 8.9473 | 170.95 | 569.8333 | 18.1476 | #REF! | #REF! | #REF! | #REF! | 26.3 | 42.9575 | 6.6089 | 170.95 | 569.8333 | 18.1476 | #REF! | #REF! | #REF! | #REF! | 26.3 | 150.5752 | 23.1654 | 170.95 | 569.8333 | 18.1476 | #REF! | #REF! | #REF! | #REF! | 26.3 | 338.1092 | 52.0168 | 170.95 | 569.8333 | 18.1476 | #REF! | #REF! | #REF! | #REF! | 26.3 | 604.7131 | 93.0328 | 170.95 | 569.8333 | 18.1476 | #REF! | #REF! | #REF! | 2 | 26.3 | 952.6048 | 146.5546 | 170.95 | 569.8333 | 18.1476 | #REF! | #REF! | #REF! | 2 | 26.3 | 1376.6291 | 211.7891 | 170.95 | 569.8333 | 18.1476 | #REF! | #REF! | #REF! | 2 | 26.3 | 1876.2503 | 288.6539 | 170.95 | 569.8333 | 18.1476 | #REF! | #REF! | #REF!
| 2 | 26.65 | 8.5491 | 23.8465 | 0.031979 | 173.225 | 1.3152 | 23.8465 | 173.225 | 69.29 | 8.4594 | 577.4167 | 18.3891 | 93.259 | 357.5097 | 19.7183 | -333.6631 | -18.403 | [11 empty] | 1 | [7 empty] | 26.35 | 58.8134 | 9.0482 | 171.275 | 570.9167 | 18.1821 | #REF! | #REF! | #REF! | #REF! | 26.35 | 42.5702 | 6.5493 | 171.275 | 570.9167 | 18.1821 | #REF! | #REF! | #REF! | #REF! | 26.35 | 149.8058 | 23.047 | 171.275 | 570.9167 | 18.1821 | #REF! | #REF! | #REF! | #REF! | 26.35 | 336.9557 | 51.8393 | 171.275 | 570.9167 | 18.1821 | #REF! | #REF! | #REF! | #REF! | 26.35 | 603.1686 | 92.7952 | 171.275 | 570.9167 | 18.1821 | #REF! | #REF! | #REF! | 2 | 26.35 | 950.6865 | 146.2595 | 171.275 | 570.9167 | 18.1821 | #REF! | #REF! | #REF! | 2 | 26.35 | 1374.3614 | 211.4402 | 171.275 | 570.9167 | 18.1821 | #REF! | #REF! | #REF! | 2 | 26.35 | 1873.6456 | 288.2532 | 171.275 | 570.9167 | 18.1821 | #REF! | #REF! | #REF!
| 2 | 26.7 | 8.6029 | 24.0416 | 0.03224 | 173.55 | 1.3235 | 24.0416 | 173.55 | 69.42 | 8.4594 | 578.5 | 18.4236 | 93.267 | 358.8216 | 19.7536 | -334.7799 | -18.43 | [11 empty] | 1 | [7 empty] | 26.4 | 59.4741 | 9.1499 | 171.6 | 572 | 18.2166 | #REF! | #REF! | #REF! | #REF! | 26.4 | 42.1828 | 6.4897 | 171.6 | 572 | 18.2166 | #REF! | #REF! | #REF! | #REF! | 26.4 | 149.0376 | 22.9289 | 171.6 | 572 | 18.2166 | #REF! | #REF! | #REF! | #REF! | 26.4 | 335.8038 | 51.6621 | 171.6 | 572 | 18.2166 | #REF! | #REF! | #REF! | #REF! | 26.4 | 601.6258 | 92.5578 | 171.6 | 572 | 18.2166 | #REF! | #REF! | #REF! | 2 | 26.4 | 948.7697 | 145.9646 | 171.6 | 572 | 18.2166 | #REF! | #REF! | #REF! | 2 | 26.4 | 1372.0949 | 211.0915 | 171.6 | 572 | 18.2166 | #REF! | #REF! | #REF! | 2 | 26.4 | 1871.0421 | 287.8526 | 171.6 | 572 | 18.2166 | #REF! | #REF! | #REF!
| 2 | 26.75 | 8.6569 | 24.2378 | 0.032503 | 173.875 | 1.3318 | 24.2378 | 173.875 | 69.55 | 8.4594 | 579.5833 | 18.4581 | 93.275 | 360.136 | 19.7889 | -335.8982 | -18.457 | [11 empty] | 1 | [7 empty] | 26.45 | 60.1396 | 9.2522 | 171.925 | 573.0833 | 18.2511 | #REF! | #REF! | #REF! | #REF! | 26.45 | 41.7955 | 6.4301 | 171.925 | 573.0833 | 18.2511 | #REF! | #REF! | #REF! | #REF! | 26.45 | 148.2706 | 22.8109 | 171.925 | 573.0833 | 18.2511 | #REF! | #REF! | #REF! | #REF! | 26.45 | 334.6535 | 51.4852 | 171.925 | 573.0833 | 18.2511 | #REF! | #REF! | #REF! | #REF! | 26.45 | 600.0848 | 92.3207 | 171.925 | 573.0833 | 18.2511 | #REF! | #REF! | #REF! | 2 | 26.45 | 946.8543 | 145.6699 | 171.925 | 573.0833 | 18.2511 | #REF! | #REF! | #REF! | 2 | 26.45 | 1369.8298 | 210.743 | 171.925 | 573.0833 | 18.2511 | #REF! | #REF! | #REF! | 2 | 26.45 | 1868.4398 | 287.4523 | 171.925 | 573.0833 | 18.2511 | #REF! | #REF! | #REF!
| 2 | 26.8 | 8.711 | 24.435 | 0.032768 | 174.2 | 1.3402 | 24.435 | 174.2 | 69.68 | 8.4594 | 580.6667 | 18.4926 | 93.2829 | 361.4528 | 19.8242 | -337.0178 | -18.484 | [11 empty] | 1 | [7 empty] | 26.5 | 60.8098 | 9.3554 | 172.25 | 574.1667 | 18.2856 | #REF! | #REF! | #REF! | #REF! | 26.5 | 41.4083 | 6.3705 | 172.25 | 574.1667 | 18.2856 | #REF! | #REF! | #REF! | #REF! | 26.5 | 147.5048 | 22.693 | 172.25 | 574.1667 | 18.2856 | #REF! | #REF! | #REF! | #REF! | 26.5 | 333.5048 | 51.3084 | 172.25 | 574.1667 | 18.2856 | #REF! | #REF! | #REF! | #REF! | 26.5 | 598.5455 | 92.0839 | 172.25 | 574.1667 | 18.2856 | #REF! | #REF! | #REF! | 2 | 26.5 | 944.9403 | 145.3754 | 172.25 | 574.1667 | 18.2856 | #REF! | #REF! | #REF! | 2 | 26.5 | 1367.5659 | 210.3948 | 172.25 | 574.1667 | 18.2856 | #REF! | #REF! | #REF! | 2 | 26.5 | 1865.8388 | 287.0521 | 172.25 | 574.1667 | 18.2856 | #REF! | #REF! | #REF!
| 2 | 26.85 | 8.7653 | 24.6333 | 0.033034 | 174.525 | 1.3485 | 24.6333 | 174.525 | 69.81 | 8.4594 | 581.75 | 18.5271 | 93.2908 | 362.7721 | 19.8595 | -338.1389 | -18.511 | [11 empty] | 1 | [7 empty] | 26.55 | 61.4848 | 9.4592 | 172.575 | 575.25 | 18.3201 | #REF! | #REF! | #REF! | #REF! | 26.55 | 41.021 | 6.3109 | 172.575 | 575.25 | 18.3201 | #REF! | #REF! | #REF! | #REF! | 26.55 | 146.7402 | 22.5754 | 172.575 | 575.25 | 18.3201 | #REF! | #REF! | #REF! | #REF! | 26.55 | 332.3578 | 51.132 | 172.575 | 575.25 | 18.3201 | #REF! | #REF! | #REF! | #REF! | 26.55 | 597.008 | 91.8474 | 172.575 | 575.25 | 18.3201 | #REF! | #REF! | #REF! | 2 | 26.55 | 943.0278 | 145.0812 | 172.575 | 575.25 | 18.3201 | #REF! | #REF! | #REF! | 2 | 26.55 | 1365.3033 | 210.0467 | 172.575 | 575.25 | 18.3201 | #REF! | #REF! | #REF! | 2 | 26.55 | 1863.2391 | 286.6522 | 172.575 | 575.25 | 18.3201 | #REF! | #REF! | #REF!
| 2 | 26.9 | 8.8198 | 24.8325 | 0.033301 | 174.85 | 1.3569 | 24.8325 | 174.85 | 69.94 | 8.4594 | 582.8333 | 18.5616 | 93.2987 | 364.0939 | 19.8948 | -339.2613 | -18.5379 | [11 empty] | 1 | [7 empty] | 26.6 | 62.1645 | 9.5638 | 172.9 | 576.3333 | 18.3546 | #REF! | #REF! | #REF! | #REF! | 26.6 | 40.6337 | 6.2513 | 172.9 | 576.3333 | 18.3546 | #REF! | #REF! | #REF! | #REF! | 26.6 | 145.9768 | 22.458 | 172.9 | 576.3333 | 18.3546 | #REF! | #REF! | #REF! | #REF! | 26.6 | 331.2123 | 50.9557 | 172.9 | 576.3333 | 18.3546 | #REF! | #REF! | #REF! | #REF! | 26.6 | 595.4723 | 91.6111 | 172.9 | 576.3333 | 18.3546 | #REF! | #REF! | #REF! | 2 | 26.6 | 941.1167 | 144.7872 | 172.9 | 576.3333 | 18.3546 | #REF! | #REF! | #REF! | 2 | 26.6 | 1363.042 | 209.6988 | 172.9 | 576.3333 | 18.3546 | #REF! | #REF! | #REF! | 2 | 26.6 | 1860.6405 | 286.2524 | 172.9 | 576.3333 | 18.3546 | #REF! | #REF! | #REF!
| 2 | 26.95 | 8.8745 | 25.0329 | 0.03357 | 175.175 | 1.3653 | 25.0329 | 175.175 | 70.07 | 8.4594 | 583.9167 | 18.5961 | 93.3065 | 365.4181 | 19.9301 | -340.3852 | -18.5648 | [11 empty] | 1 | [7 empty] | 26.65 | 62.849 | 9.6691 | 173.225 | 577.4167 | 18.3891 | #REF! | #REF! | #REF! | #REF! | 26.65 | 40.2463 | 6.1917 | 173.225 | 577.4167 | 18.3891 | #REF! | #REF! | #REF! | #REF! | 26.65 | 145.2146 | 22.3407 | 173.225 | 577.4167 | 18.3891 | #REF! | #REF! | #REF! | #REF! | 26.65 | 330.0684 | 50.7798 | 173.225 | 577.4167 | 18.3891 | #REF! | #REF! | #REF! | #REF! | 26.65 | 593.9383 | 91.3751 | 173.225 | 577.4167 | 18.3891 | #REF! | #REF! | #REF! | 2 | 26.65 | 939.207 | 144.4934 | 173.225 | 577.4167 | 18.3891 | #REF! | #REF! | #REF! | 2 | 26.65 | 1360.782 | 209.3511 | 173.225 | 577.4167 | 18.3891 | #REF! | #REF! | #REF! | 2 | 26.65 | 1858.0432 | 285.8528 | 173.225 | 577.4167 | 18.3891 | #REF! | #REF! | #REF!
| 2 | 27 | 8.9293 | 25.2343 | 0.03384 | 175.5 | 1.3737 | 25.2343 | 175.5 | 70.2 | 8.4594 | 585 | 18.6306 | 93.3142 | 366.7447 | 19.9654 | -341.5105 | -18.5917 | [11 empty] | 1 | [7 empty] | 26.7 | 63.5381 | 9.7751 | 173.55 | 578.5 | 18.4236 | #REF! | #REF! | #REF! | #REF! | 26.7 | 39.859 | 6.1322 | 173.55 | 578.5 | 18.4236 | #REF! | #REF! | #REF! | #REF! | 26.7 | 144.4537 | 22.2236 | 173.55 | 578.5 | 18.4236 | #REF! | #REF! | #REF! | #REF! | 26.7 | 328.9262 | 50.604 | 173.55 | 578.5 | 18.4236 | #REF! | #REF! | #REF! | #REF! | 26.7 | 592.4061 | 91.1394 | 173.55 | 578.5 | 18.4236 | #REF! | #REF! | #REF! | 2 | 26.7 | 937.2988 | 144.1998 | 173.55 | 578.5 | 18.4236 | #REF! | #REF! | #REF! | 2 | 26.7 | 1358.5233 | 209.0036 | 173.55 | 578.5 | 18.4236 | #REF! | #REF! | #REF! | 2 | 26.7 | 1855.4472 | 285.4534 | 173.55 | 578.5 | 18.4236 | #REF! | #REF! | #REF!
| 2 | 27.05 | 8.9843 | 25.4367 | 0.034111 | 175.825 | 1.3822 | 25.4367 | 175.825 | 70.33 | 8.4594 | 586.0833 | 18.6651 | 93.3219 | 368.0739 | 20.0007 | -342.6372 | -18.6185 | [11 empty] | 1 | [7 empty] | 26.75 | 64.2321 | 9.8819 | 173.875 | 579.5833 | 18.4581 | #REF! | #REF! | #REF! | #REF! | 26.75 | 39.4715 | 6.0725 | 173.875 | 579.5833 | 18.4581 | #REF! | #REF! | #REF! | #REF! | 26.75 | 143.694 | 22.1068 | 173.875 | 579.5833 | 18.4581 | #REF! | #REF! | #REF! | #REF! | 26.75 | 327.7855 | 50.4285 | 173.875 | 579.5833 | 18.4581 | #REF! | #REF! | #REF! | #REF! | 26.75 | 590.8757 | 90.904 | 173.875 | 579.5833 | 18.4581 | #REF! | #REF! | #REF! | 2 | 26.75 | 935.3921 | 143.9065 | 173.875 | 579.5833 | 18.4581 | #REF! | #REF! | #REF! | 2 | 26.75 | 1356.2659 | 208.6563 | 173.875 | 579.5833 | 18.4581 | #REF! | #REF! | #REF! | 2 | 26.75 | 1852.8523 | 285.0542 | 173.875 | 579.5833 | 18.4581 | #REF! | #REF! | #REF!
| 2 | 27.1 | 9.0395 | 25.6402 | 0.034384 | 176.15 | 1.3907 | 25.6402 | 176.15 | 70.46 | 8.4594 | 587.1667 | 18.6996 | 93.3296 | 369.4054 | 20.0361 | -343.7652 | -18.6454 | [11 empty] | 1 | [7 empty] | 26.8 | 64.9308 | 9.9893 | 174.2 | 580.6667 | 18.4926 | #REF! | #REF! | #REF! | #REF! | 26.8 | 39.084 | 6.0129 | 174.2 | 580.6667 | 18.4926 | #REF! | #REF! | #REF! | #REF! | 26.8 | 142.9355 | 21.9901 | 174.2 | 580.6667 | 18.4926 | #REF! | #REF! | #REF! | #REF! | 26.8 | 326.6465 | 50.2533 | 174.2 | 580.6667 | 18.4926 | #REF! | #REF! | #REF! | #REF! | 26.8 | 589.3471 | 90.6688 | 174.2 | 580.6667 | 18.4926 | #REF! | #REF! | #REF! | 2 | 26.8 | 933.4867 | 143.6133 | 174.2 | 580.6667 | 18.4926 | #REF! | #REF! | #REF! | 2 | 26.8 | 1354.0097 | 208.3092 | 174.2 | 580.6667 | 18.4926 | #REF! | #REF! | #REF! | 2 | 26.8 | 1850.2587 | 284.6552 | 174.2 | 580.6667 | 18.4926 | #REF! | #REF! | #REF!
| 2 | 27.15 | 9.0948 | 25.8447 | 0.034658 | 176.475 | 1.3992 | 25.8447 | 176.475 | 70.59 | 8.4594 | 588.25 | 18.7341 | 93.3373 | 370.7395 | 20.0714 | -344.8947 | -18.6722 | [11 empty] | 1 | [7 empty] | 26.85 | 65.6342 | 10.0976 | 174.525 | 581.75 | 18.5271 | #REF! | #REF! | #REF! | #REF! | 26.85 | 38.6964 | 5.9533 | 174.525 | 581.75 | 18.5271 | #REF! | #REF! | #REF! | #REF! | 26.85 | 142.1782 | 21.8736 | 174.525 | 581.75 | 18.5271 | #REF! | #REF! | #REF! | #REF! | 26.85 | 325.5091 | 50.0783 | 174.525 | 581.75 | 18.5271 | #REF! | #REF! | #REF! | #REF! | 26.85 | 587.8203 | 90.4339 | 174.525 | 581.75 | 18.5271 | #REF! | #REF! | #REF! | 2 | 26.85 | 931.5829 | 143.3204 | 174.525 | 581.75 | 18.5271 | #REF! | #REF! | #REF! | 2 | 26.85 | 1351.7549 | 207.9623 | 174.525 | 581.75 | 18.5271 | #REF! | #REF! | #REF! | 2 | 26.85 | 1847.6664 | 284.2564 | 174.525 | 581.75 | 18.5271 | #REF! | #REF! | #REF!
| 2 | 27.2 | 9.1503 | 26.0503 | 0.034934 | 176.8 | 1.4077 | 26.0503 | 176.8 | 70.72 | 8.4594 | 589.3333 | 18.7686 | 93.3449 | 372.076 | 20.1067 | -346.0256 | -18.699 | [11 empty] | 1 | [7 empty] | 26.9 | 66.3424 | 10.2065 | 174.85 | 582.8333 | 18.5616 | #REF! | #REF! | #REF! | #REF! | 26.9 | 38.3087 | 5.8937 | 174.85 | 582.8333 | 18.5616 | #REF! | #REF! | #REF! | #REF! | 26.9 | 141.4221 | 21.7572 | 174.85 | 582.8333 | 18.5616 | #REF! | #REF! | #REF! | #REF! | 26.9 | 324.3734 | 49.9036 | 174.85 | 582.8333 | 18.5616 | #REF! | #REF! | #REF! | #REF! | 26.9 | 586.2953 | 90.1993 | 174.85 | 582.8333 | 18.5616 | #REF! | #REF! | #REF! | 2 | 26.9 | 929.6804 | 143.0278 | 174.85 | 582.8333 | 18.5616 | #REF! | #REF! | #REF! | 2 | 26.9 | 1349.5013 | 207.6156 | 174.85 | 582.8333 | 18.5616 | #REF! | #REF! | #REF! | 2 | 26.9 | 1845.0752 | 283.8577 | 174.85 | 582.8333 | 18.5616 | #REF! | #REF! | #REF!
| 2 | 27.25 | 9.206 | 26.257 | 0.035211 | 177.125 | 1.4163 | 26.257 | 177.125 | 70.85 | 8.4594 | 590.4167 | 18.8031 | 93.3524 | 373.4149 | 20.142 | -347.1579 | -18.7257 | [11 empty] | 1 | [7 empty] | 26.95 | 67.0553 | 10.3162 | 175.175 | 583.9167 | 18.5961 | #REF! | #REF! | #REF! | #REF! | 26.95 | 37.9209 | 5.834 | 175.175 | 583.9167 | 18.5961 | #REF! | #REF! | #REF! | #REF! | 26.95 | 140.6673 | 21.6411 | 175.175 | 583.9167 | 18.5961 | #REF! | #REF! | #REF! | #REF! | 26.95 | 323.2392 | 49.7291 | 175.175 | 583.9167 | 18.5961 | #REF! | #REF! | #REF! | #REF! | 26.95 | 584.772 | 89.9649 | 175.175 | 583.9167 | 18.5961 | #REF! | #REF! | #REF! | 2 | 26.95 | 927.7795 | 142.7353 | 175.175 | 583.9167 | 18.5961 | #REF! | #REF! | #REF! | 2 | 26.95 | 1347.249 | 207.2691 | 175.175 | 583.9167 | 18.5961 | #REF! | #REF! | #REF! | 2 | 26.95 | 1842.4853 | 283.4593 | 175.175 | 583.9167 | 18.5961 | #REF! | #REF! | #REF!
| 2 | 27.3 | 9.2618 | 26.4647 | 0.03549 | 177.45 | 1.4249 | 26.4647 | 177.45 | 70.98 | 8.4594 | 591.5 | 18.8376 | 93.3599 | 374.7563 | 20.1774 | -348.2916 | -18.7525 | [11 empty] | 1 | [7 empty] | 27 | 67.7729 | 10.4266 | 175.5 | 585 | 18.6306 | #REF! | #REF! | #REF! | #REF! | 27 | 37.533 | 5.7743 | 175.5 | 585 | 18.6306 | #REF! | #REF! | #REF! | #REF! | 27 | 139.9137 | 21.5252 | 175.5 | 585 | 18.6306 | #REF! | #REF! | #REF! | #REF! | 27 | 322.1067 | 49.5549 | 175.5 | 585 | 18.6306 | #REF! | #REF! | #REF! | #REF! | 27 | 583.2506 | 89.7309 | 175.5 | 585 | 18.6306 | #REF! | #REF! | #REF! | 2 | 27 | 925.88 | 142.4431 | 175.5 | 585 | 18.6306 | #REF! | #REF! | #REF! | 2 | 27 | 1344.9981 | 206.9228 | 175.5 | 585 | 18.6306 | #REF! | #REF! | #REF! | 2 | 27 | 1839.8965 | 283.061 | 175.5 | 585 | 18.6306 | #REF! | #REF! | #REF!
| 2 | 27.35 | 9.3178 | 26.6735 | 0.03577 | 177.775 | 1.4335 | 26.6735 | 177.775 | 71.11 | 8.4594 | 592.5833 | 18.8721 | 93.3674 | 376.1002 | 20.2127 | -349.4266 | -18.7792 | [11 empty] | 1 | [7 empty] | 27.05 | 68.4953 | 10.5377 | 175.825 | 586.0833 | 18.6651 | #REF! | #REF! | #REF! | #REF! | 27.05 | 37.1449 | 5.7146 | 175.825 | 586.0833 | 18.6651 | #REF! | #REF! | #REF! | #REF! | 27.05 | 139.1614 | 21.4094 | 175.825 | 586.0833 | 18.6651 | #REF! | #REF! | #REF! | #REF! | 27.05 | 320.9759 | 49.3809 | 175.825 | 586.0833 | 18.6651 | #REF! | #REF! | #REF! | #REF! | 27.05 | 581.731 | 89.4971 | 175.825 | 586.0833 | 18.6651 | #REF! | #REF! | #REF! | 2 | 27.05 | 923.982 | 142.1511 | 175.825 | 586.0833 | 18.6651 | #REF! | #REF! | #REF! | 2 | 27.05 | 1342.7484 | 206.5767 | 175.825 | 586.0833 | 18.6651 | #REF! | #REF! | #REF! | 2 | 27.05 | 1837.309 | 282.6629 | 175.825 | 586.0833 | 18.6651 | #REF! | #REF! | #REF!
| 2 | 27.4 | 9.374 | 26.8834 | 0.036051 | 178.1 | 1.4422 | 26.8834 | 178.1 | 71.24 | 8.4594 | 593.6667 | 18.9066 | 93.3749 | 377.4465 | 20.248 | -350.5631 | -18.8059 | [11 empty] | 1 | [7 empty] | 27.1 | 69.2225 | 10.6496 | 176.15 | 587.1667 | 18.6996 | #REF! | #REF! | #REF! | #REF! | 27.1 | 36.7566 | 5.6549 | 176.15 | 587.1667 | 18.6996 | #REF! | #REF! | #REF! | #REF! | 27.1 | 138.4103 | 21.2939 | 176.15 | 587.1667 | 18.6996 | #REF! | #REF! | #REF! | #REF! | 27.1 | 319.8467 | 49.2072 | 176.15 | 587.1667 | 18.6996 | #REF! | #REF! | #REF! | #REF! | 27.1 | 580.2132 | 89.2636 | 176.15 | 587.1667 | 18.6996 | #REF! | #REF! | #REF! | 2 | 27.1 | 922.0854 | 141.8593 | 176.15 | 587.1667 | 18.6996 | #REF! | #REF! | #REF! | 2 | 27.1 | 1340.4999 | 206.2308 | 176.15 | 587.1667 | 18.6996 | #REF! | #REF! | #REF! | 2 | 27.1 | 1834.7227 | 282.265 | 176.15 | 587.1667 | 18.6996 | #REF! | #REF! | #REF!
| 2 | 27.45 | 9.4304 | 27.0944 | 0.036334 | 178.425 | 1.4508 | 27.0944 | 178.425 | 71.37 | 8.4594 | 594.75 | 18.9411 | 93.3823 | 378.7953 | 20.2834 | -351.7009 | -18.8326 | [11 empty] | 1 | [7 empty] | 27.15 | 69.9543 | 10.7622 | 176.475 | 588.25 | 18.7341 | #REF! | #REF! | #REF! | #REF! | 27.15 | 36.3682 | 5.5951 | 176.475 | 588.25 | 18.7341 | #REF! | #REF! | #REF! | #REF! | 27.15 | 137.6604 | 21.1785 | 176.475 | 588.25 | 18.7341 | #REF! | #REF! | #REF! | #REF! | 27.15 | 318.7192 | 49.0337 | 176.475 | 588.25 | 18.7341 | #REF! | #REF! | #REF! | #REF! | 27.15 | 578.6971 | 89.0303 | 176.475 | 588.25 | 18.7341 | #REF! | #REF! | #REF! | 2 | 27.15 | 920.1903 | 141.5677 | 176.475 | 588.25 | 18.7341 | #REF! | #REF! | #REF! | 2 | 27.15 | 1338.2528 | 205.885 | 176.475 | 588.25 | 18.7341 | #REF! | #REF! | #REF! | 2 | 27.15 | 1832.1377 | 281.8673 | 176.475 | 588.25 | 18.7341 | #REF! | #REF! | #REF!
| 2 | 27.5 | 9.4869 | 27.3064 | 0.036618 | 178.75 | 1.4595 | 27.3064 | 178.75 | 71.5 | 8.4594 | 595.8333 | 18.9756 | 93.3896 | 380.1465 | 20.3187 | -352.8401 | -18.8592 | [11 empty] | 1 | [7 empty] | 27.2 | 70.691 | 10.8755 | 176.8 | 589.3333 | 18.7686 | #REF! | #REF! | #REF! | #REF! | 27.2 | 35.9796 | 5.5353 | 176.8 | 589.3333 | 18.7686 | #REF! | #REF! | #REF! | #REF! | 27.2 | 136.9118 | 21.0634 | 176.8 | 589.3333 | 18.7686 | #REF! | #REF! | #REF! | #REF! | 27.2 | 317.5933 | 48.8605 | 176.8 | 589.3333 | 18.7686 | #REF! | #REF! | #REF! | #REF! | 27.2 | 577.183 | 88.7974 | 176.8 | 589.3333 | 18.7686 | #REF! | #REF! | #REF! | 2 | 27.2 | 918.2967 | 141.2764 | 176.8 | 589.3333 | 18.7686 | #REF! | #REF! | #REF! | 2 | 27.2 | 1336.007 | 205.5395 | 176.8 | 589.3333 | 18.7686 | #REF! | #REF! | #REF! | 2 | 27.2 | 1829.5538 | 281.4698 | 176.8 | 589.3333 | 18.7686 | #REF! | #REF! | #REF!
| 2 | 27.55 | 9.5436 | 27.5195 | 0.036904 | 179.075 | 1.4682 | 27.5195 | 179.075 | 71.63 | 8.4594 | 596.9167 | 19.0101 | 93.3969 | 381.5002 | 20.3541 | -353.9807 | -18.8858 | [11 empty] | 1 | [7 empty] | 27.25 | 71.4323 | 10.9896 | 177.125 | 590.4167 | 18.8031 | #REF! | #REF! | #REF! | #REF! | 27.25 | 35.5907 | 5.4755 | 177.125 | 590.4167 | 18.8031 | #REF! | #REF! | #REF! | #REF! | 27.25 | 136.1644 | 20.9484 | 177.125 | 590.4167 | 18.8031 | #REF! | #REF! | #REF! | #REF! | 27.25 | 316.4691 | 48.6876 | 177.125 | 590.4167 | 18.8031 | #REF! | #REF! | #REF! | #REF! | 27.25 | 575.6706 | 88.5647 | 177.125 | 590.4167 | 18.8031 | #REF! | #REF! | #REF! | 2 | 27.25 | 916.4045 | 140.9853 | 177.125 | 590.4167 | 18.8031 | #REF! | #REF! | #REF! | 2 | 27.25 | 1333.7624 | 205.1942 | 177.125 | 590.4167 | 18.8031 | #REF! | #REF! | #REF! | 2 | 27.25 | 1826.9711 | 281.0725 | 177.125 | 590.4167 | 18.8031 | #REF! | #REF! | #REF!
| 2 | 27.6 | 9.6004 | 27.7337 | 0.037191 | 179.4 | 1.477 | 27.7337 | 179.4 | 71.76 | 8.4594 | 598 | 19.0446 | 93.4042 | 382.8563 | 20.3894 | -355.1227 | -18.9124 | [11 empty] | 1 | [7 empty] | 27.3 | 72.1784 | 11.1044 | 177.45 | 591.5 | 18.8376 | #REF! | #REF! | #REF! | #REF! | 27.3 | 35.2017 | 5.4156 | 177.45 | 591.5 | 18.8376 | #REF! | #REF! | #REF! | #REF! | 27.3 | 135.4183 | 20.8336 | 177.45 | 591.5 | 18.8376 | #REF! | #REF! | #REF! | #REF! | 27.3 | 315.3465 | 48.5149 | 177.45 | 591.5 | 18.8376 | #REF! | #REF! | #REF! | #REF! | 27.3 | 574.16 | 88.3323 | 177.45 | 591.5 | 18.8376 | #REF! | #REF! | #REF! | 2 | 27.3 | 914.5138 | 140.6944 | 177.45 | 591.5 | 18.8376 | #REF! | #REF! | #REF! | 2 | 27.3 | 1331.5192 | 204.8491 | 177.45 | 591.5 | 18.8376 | #REF! | #REF! | #REF! | 2 | 27.3 | 1824.3896 | 280.6753 | 177.45 | 591.5 | 18.8376 | #REF! | #REF! | #REF!
| 2 | 27.65 | 9.6574 | 27.9489 | 0.03748 | 179.725 | 1.4858 | 27.9489 | 179.725 | 71.89 | 8.4594 | 599.0833 | 19.0791 | 93.4115 | 384.2149 | 20.4248 | -356.266 | -18.939 | [11 empty] | 1 | [7 empty] | 27.35 | 72.9293 | 11.2199 | 177.775 | 592.5833 | 18.8721 | #REF! | #REF! | #REF! | #REF! | 27.35 | 34.8124 | 5.3557 | 177.775 | 592.5833 | 18.8721 | #REF! | #REF! | #REF! | #REF! | 27.35 | 134.6735 | 20.719 | 177.775 | 592.5833 | 18.8721 | #REF! | #REF! | #REF! | #REF! | 27.35 | 314.2257 | 48.3424 | 177.775 | 592.5833 | 18.8721 | #REF! | #REF! | #REF! | #REF! | 27.35 | 572.6513 | 88.1002 | 177.775 | 592.5833 | 18.8721 | #REF! | #REF! | #REF! | 2 | 27.35 | 912.6246 | 140.4038 | 177.775 | 592.5833 | 18.8721 | #REF! | #REF! | #REF! | 2 | 27.35 | 1329.2772 | 204.5042 | 177.775 | 592.5833 | 18.8721 | #REF! | #REF! | #REF! | 2 | 27.35 | 1821.8093 | 280.2784 | 177.775 | 592.5833 | 18.8721 | #REF! | #REF! | #REF!
| 2 | 27.7 | 9.7146 | 28.1653 | 0.03777 | 180.05 | 1.4946 | 28.1653 | 180.05 | 72.02 | 8.4594 | 600.1667 | 19.1136 | 93.4187 | 385.576 | 20.4601 | -357.4107 | -18.9656 | [11 empty] | 1 | [7 empty] | 27.4 | 73.6849 | 11.3361 | 178.1 | 593.6667 | 18.9066 | #REF! | #REF! | #REF! | #REF! | 27.4 | 34.4228 | 5.2958 | 178.1 | 593.6667 | 18.9066 | #REF! | #REF! | #REF! | #REF! | 27.4 | 133.9299 | 20.6046 | 178.1 | 593.6667 | 18.9066 | #REF! | #REF! | #REF! | #REF! | 27.4 | 313.1064 | 48.1702 | 178.1 | 593.6667 | 18.9066 | #REF! | #REF! | #REF! | #REF! | 27.4 | 571.1445 | 87.8684 | 178.1 | 593.6667 | 18.9066 | #REF! | #REF! | #REF! | 2 | 27.4 | 910.7369 | 140.1134 | 178.1 | 593.6667 | 18.9066 | #REF! | #REF! | #REF! | 2 | 27.4 | 1327.0366 | 204.1595 | 178.1 | 593.6667 | 18.9066 | #REF! | #REF! | #REF! | 2 | 27.4 | 1819.2303 | 279.8816 | 178.1 | 593.6667 | 18.9066 | #REF! | #REF! | #REF!
| 2 | 27.75 | 9.772 | 28.3827 | 0.038062 | 180.375 | 1.5034 | 28.3827 | 180.375 | 72.15 | 8.4594 | 601.25 | 19.1481 | 93.4258 | 386.9396 | 20.4955 | -358.5568 | -18.9921 | [11 empty] | 1 | [7 empty] | 27.45 | 74.4452 | 11.4531 | 178.425 | 594.75 | 18.9411 | #REF! | #REF! | #REF! | #REF! | 27.45 | 34.033 | 5.2358 | 178.425 | 594.75 | 18.9411 | #REF! | #REF! | #REF! | #REF! | 27.45 | 133.1876 | 20.4904 | 178.425 | 594.75 | 18.9411 | #REF! | #REF! | #REF! | #REF! | 27.45 | 311.9889 | 47.9983 | 178.425 | 594.75 | 18.9411 | #REF! | #REF! | #REF! | #REF! | 27.45 | 569.6394 | 87.6368 | 178.425 | 594.75 | 18.9411 | #REF! | #REF! | #REF! | 2 | 27.45 | 908.8507 | 139.8232 | 178.425 | 594.75 | 18.9411 | #REF! | #REF! | #REF! | 2 | 27.45 | 1324.7972 | 203.815 | 178.425 | 594.75 | 18.9411 | #REF! | #REF! | #REF! | 2 | 27.45 | 1816.6524 | 279.485 | 178.425 | 594.75 | 18.9411 | #REF! | #REF! | #REF!
| 2 | 27.8 | 9.8295 | 28.6013 | 0.038355 | 180.7 | 1.5122 | 28.6013 | 180.7 | 72.28 | 8.4594 | 602.3333 | 19.1826 | 93.433 | 388.3055 | 20.5309 | -359.7043 | -19.0186 | [11 empty] | 1 | [7 empty] | 27.5 | 75.2103 | 11.5708 | 178.75 | 595.8333 | 18.9756 | #REF! | #REF! | #REF! | #REF! | 27.5 | 33.6429 | 5.1758 | 178.75 | 595.8333 | 18.9756 | #REF! | #REF! | #REF! | #REF! | 27.5 | 132.4466 | 20.3764 | 178.75 | 595.8333 | 18.9756 | #REF! | #REF! | #REF! | #REF! | 27.5 | 310.8731 | 47.8266 | 178.75 | 595.8333 | 18.9756 | #REF! | #REF! | #REF! | #REF! | 27.5 | 568.1362 | 87.4056 | 178.75 | 595.8333 | 18.9756 | #REF! | #REF! | #REF! | 2 | 27.5 | 906.966 | 139.5332 | 178.75 | 595.8333 | 18.9756 | #REF! | #REF! | #REF! | 2 | 27.5 | 1322.5591 | 203.4706 | 178.75 | 595.8333 | 18.9756 | #REF! | #REF! | #REF! | 2 | 27.5 | 1814.0757 | 279.0886 | 178.75 | 595.8333 | 18.9756 | #REF! | #REF! | #REF!
| 2 | 27.85 | 9.8872 | 28.8209 | 0.038649 | 181.025 | 1.5211 | 28.8209 | 181.025 | 72.41 | 8.4594 | 603.4167 | 19.2171 | 93.4401 | 389.674 | 20.5662 | -360.8531 | -19.0451 | [11 empty] | 1 | [7 empty] | 27.55 | 75.9802 | 11.6893 | 179.075 | 596.9167 | 19.0101 | #REF! | #REF! | #REF! | #REF! | 27.55 | 33.2525 | 5.1158 | 179.075 | 596.9167 | 19.0101 | #REF! | #REF! | #REF! | #REF! | 27.55 | 131.7069 | 20.2626 | 179.075 | 596.9167 | 19.0101 | #REF! | #REF! | #REF! | #REF! | 27.55 | 309.7589 | 47.6552 | 179.075 | 596.9167 | 19.0101 | #REF! | #REF! | #REF! | #REF! | 27.55 | 566.6349 | 87.1746 | 179.075 | 596.9167 | 19.0101 | #REF! | #REF! | #REF! | 2 | 27.55 | 905.0828 | 139.2435 | 179.075 | 596.9167 | 19.0101 | #REF! | #REF! | #REF! | 2 | 27.55 | 1320.3223 | 203.1265 | 179.075 | 596.9167 | 19.0101 | #REF! | #REF! | #REF! | 2 | 27.55 | 1811.5002 | 278.6923 | 179.075 | 596.9167 | 19.0101 | #REF! | #REF! | #REF!
| 2 | 27.9 | 9.9451 | 29.0416 | 0.038945 | 181.35 | 1.53 | 29.0416 | 181.35 | 72.54 | 8.4594 | 604.5 | 19.2516 | 93.4471 | 391.0449 | 20.6016 | -362.0033 | -19.0716 | [11 empty] | 1 | [7 empty] | 27.6 | 76.7547 | 11.8084 | 179.4 | 598 | 19.0446 | #REF! | #REF! | #REF! | #REF! | 27.6 | 32.8618 | 5.0557 | 179.4 | 598 | 19.0446 | #REF! | #REF! | #REF! | #REF! | 27.6 | 130.9684 | 20.149 | 179.4 | 598 | 19.0446 | #REF! | #REF! | #REF! | #REF! | 27.6 | 308.6465 | 47.4841 | 179.4 | 598 | 19.0446 | #REF! | #REF! | #REF! | #REF! | 27.6 | 565.1354 | 86.9439 | 179.4 | 598 | 19.0446 | #REF! | #REF! | #REF! | 2 | 27.6 | 903.201 | 138.954 | 179.4 | 598 | 19.0446 | #REF! | #REF! | #REF! | 2 | 27.6 | 1318.0868 | 202.7826 | 179.4 | 598 | 19.0446 | #REF! | #REF! | #REF! | 2 | 27.6 | 1808.9259 | 278.2963 | 179.4 | 598 | 19.0446 | #REF! | #REF! | #REF!
| 2 | 27.95 | 10.0031 | 29.2634 | 0.039243 | 181.675 | 1.5389 | 29.2634 | 181.675 | 72.67 | 8.4594 | 605.5833 | 19.2861 | 93.4542 | 392.4183 | 20.637 | -363.1548 | -19.098 | [11 empty] | 1 | [7 empty] | 27.65 | 77.5341 | 11.9283 | 179.725 | 599.0833 | 19.0791 | #REF! | #REF! | #REF! | #REF! | 27.65 | 32.4708 | 4.9955 | 179.725 | 599.0833 | 19.0791 | #REF! | #REF! | #REF! | #REF! | 27.65 | 130.2312 | 20.0356 | 179.725 | 599.0833 | 19.0791 | #REF! | #REF! | #REF! | #REF! | 27.65 | 307.5357 | 47.3132 | 179.725 | 599.0833 | 19.0791 | #REF! | #REF! | #REF! | #REF! | 27.65 | 563.6377 | 86.7135 | 179.725 | 599.0833 | 19.0791 | #REF! | #REF! | #REF! | 2 | 27.65 | 901.3208 | 138.6647 | 179.725 | 599.0833 | 19.0791 | #REF! | #REF! | #REF! | 2 | 27.65 | 1315.8526 | 202.4389 | 179.725 | 599.0833 | 19.0791 | #REF! | #REF! | #REF! | 2 | 27.65 | 1806.3528 | 277.9004 | 179.725 | 599.0833 | 19.0791 | #REF! | #REF! | #REF!
| 2 | 28 | 10.0613 | 29.4864 | 0.039542 | 182 | 1.5479 | 29.4864 | 182 | 72.8 | 8.4594 | 606.6667 | 19.3206 | 93.4611 | 393.7941 | 20.6723 | -364.3077 | -19.1244 | [11 empty] | 1 | [7 empty] | 27.7 | 78.3181 | 12.0489 | 180.05 | 600.1667 | 19.1136 | #REF! | #REF! | #REF! | #REF! | 27.7 | 32.0795 | 4.9353 | 180.05 | 600.1667 | 19.1136 | #REF! | #REF! | #REF! | #REF! | 27.7 | 129.4953 | 19.9224 | 180.05 | 600.1667 | 19.1136 | #REF! | #REF! | #REF! | #REF! | 27.7 | 306.4267 | 47.1426 | 180.05 | 600.1667 | 19.1136 | #REF! | #REF! | #REF! | #REF! | 27.7 | 562.1419 | 86.4834 | 180.05 | 600.1667 | 19.1136 | #REF! | #REF! | #REF! | 2 | 27.7 | 899.4421 | 138.3757 | 180.05 | 600.1667 | 19.1136 | #REF! | #REF! | #REF! | 2 | 27.7 | 1313.6197 | 202.0953 | 180.05 | 600.1667 | 19.1136 | #REF! | #REF! | #REF! | 2 | 27.7 | 1803.7809 | 277.5048 | 180.05 | 600.1667 | 19.1136 | #REF! | #REF! | #REF!
| 2 | 28.05 | 10.1197 | 29.7104 | 0.039842 | 182.325 | 1.5569 | 29.7104 | 182.325 | 72.93 | 8.4594 | 607.75 | 19.3551 | 93.4681 | 395.1724 | 20.7077 | -365.462 | -19.1508 | [11 empty] | 1 | [7 empty] | 27.75 | 79.1069 | 12.1703 | 180.375 | 601.25 | 19.1481 | #REF! | #REF! | #REF! | #REF! | 27.75 | 31.6878 | 4.875 | 180.375 | 601.25 | 19.1481 | #REF! | #REF! | #REF! | #REF! | 27.75 | 128.7607 | 19.8093 | 180.375 | 601.25 | 19.1481 | #REF! | #REF! | #REF! | #REF! | 27.75 | 305.3193 | 46.9722 | 180.375 | 601.25 | 19.1481 | #REF! | #REF! | #REF! | #REF! | 27.75 | 560.648 | 86.2535 | 180.375 | 601.25 | 19.1481 | #REF! | #REF! | #REF! | 2 | 27.75 | 897.5649 | 138.0869 | 180.375 | 601.25 | 19.1481 | #REF! | #REF! | #REF! | 2 | 27.75 | 1311.3881 | 201.752 | 180.375 | 601.25 | 19.1481 | #REF! | #REF! | #REF! | 2 | 27.75 | 1801.2101 | 277.1093 | 180.375 | 601.25 | 19.1481 | #REF! | #REF! | #REF!
| 2 | 28.1 | 10.1782 | 29.9355 | 0.040144 | 182.65 | 1.5659 | 29.9355 | 182.65 | 73.06 | 8.4594 | 608.8333 | 19.3896 | 93.475 | 396.5532 | 20.7431 | -366.6176 | -19.1772 | [11 empty] | 1 | [7 empty] | 27.8 | 79.9005 | 12.2924 | 180.7 | 602.3333 | 19.1826 | #REF! | #REF! | #REF! | #REF! | 27.8 | 31.2957 | 4.8147 | 180.7 | 602.3333 | 19.1826 | #REF! | #REF! | #REF! | #REF! | 27.8 | 128.0274 | 19.6965 | 180.7 | 602.3333 | 19.1826 | #REF! | #REF! | #REF! | #REF! | 27.8 | 304.2137 | 46.8021 | 180.7 | 602.3333 | 19.1826 | #REF! | #REF! | #REF! | #REF! | 27.8 | 559.1559 | 86.024 | 180.7 | 602.3333 | 19.1826 | #REF! | #REF! | #REF! | 2 | 27.8 | 895.6892 | 137.7983 | 180.7 | 602.3333 | 19.1826 | #REF! | #REF! | #REF! | 2 | 27.8 | 1309.1578 | 201.4089 | 180.7 | 602.3333 | 19.1826 | #REF! | #REF! | #REF! | 2 | 27.8 | 1798.6406 | 276.7139 | 180.7 | 602.3333 | 19.1826 | #REF! | #REF! | #REF!
| 2 | 28.15 | 10.2369 | 30.1618 | 0.040448 | 182.975 | 1.5749 | 30.1618 | 182.975 | 73.19 | 8.4594 | 609.9167 | 19.4241 | 93.4819 | 397.9364 | 20.7785 | -367.7746 | -19.2036 | [11 empty] | 1 | [7 empty] | 27.85 | 80.6988 | 12.4152 | 181.025 | 603.4167 | 19.2171 | #REF! | #REF! | #REF! | #REF! | 27.85 | 30.9032 | 4.7543 | 181.025 | 603.4167 | 19.2171 | #REF! | #REF! | #REF! | #REF! | 27.85 | 127.2955 | 19.5839 | 181.025 | 603.4167 | 19.2171 | #REF! | #REF! | #REF! | #REF! | 27.85 | 303.1098 | 46.6323 | 181.025 | 603.4167 | 19.2171 | #REF! | #REF! | #REF! | #REF! | 27.85 | 557.6657 | 85.7947 | 181.025 | 603.4167 | 19.2171 | #REF! | #REF! | #REF! | 2 | 27.85 | 893.815 | 137.51 | 181.025 | 603.4167 | 19.2171 | #REF! | #REF! | #REF! | 2 | 27.85 | 1306.9288 | 201.066 | 181.025 | 603.4167 | 19.2171 | #REF! | #REF! | #REF! | 2 | 27.85 | 1796.0722 | 276.3188 | 181.025 | 603.4167 | 19.2171 | #REF! | #REF! | #REF!
| 2 | 28.2 | 10.2958 | 30.3892 | 0.040753 | 183.3 | 1.584 | 30.3892 | 183.3 | 73.32 | 8.4594 | 611 | 19.4586 | 93.4887 | 399.3221 | 20.8139 | -368.9329 | -19.2299 | [11 empty] | 1 | [7 empty] | 27.9 | 81.5018 | 12.5387 | 181.35 | 604.5 | 19.2516 | #REF! | #REF! | #REF! | #REF! | 27.9 | 30.5104 | 4.6939 | 181.35 | 604.5 | 19.2516 | #REF! | #REF! | #REF! | #REF! | 27.9 | 126.5648 | 19.4715 | 181.35 | 604.5 | 19.2516 | #REF! | #REF! | #REF! | #REF! | 27.9 | 302.0076 | 46.4627 | 181.35 | 604.5 | 19.2516 | #REF! | #REF! | #REF! | #REF! | 27.9 | 556.1774 | 85.5658 | 181.35 | 604.5 | 19.2516 | #REF! | #REF! | #REF! | 2 | 27.9 | 891.9423 | 137.2219 | 181.35 | 604.5 | 19.2516 | #REF! | #REF! | #REF! | 2 | 27.9 | 1304.7011 | 200.7232 | 181.35 | 604.5 | 19.2516 | #REF! | #REF! | #REF! | 2 | 27.9 | 1793.505 | 275.9239 | 181.35 | 604.5 | 19.2516 | #REF! | #REF! | #REF!
| 2 | 28.25 | 10.3549 | 30.6176 | 0.041059 | 183.625 | 1.5931 | 30.6176 | 183.625 | 73.45 | 8.4594 | 612.0833 | 19.4931 | 93.4955 | 400.7102 | 20.8492 | -370.0925 | -19.2562 | [11 empty] | 1 | [7 empty] | 27.95 | 82.3096 | 12.663 | 181.675 | 605.5833 | 19.2861 | #REF! | #REF! | #REF! | #REF! | 27.95 | 30.1171 | 4.6334 | 181.675 | 605.5833 | 19.2861 | #REF! | #REF! | #REF! | #REF! | 27.95 | 125.8354 | 19.3593 | 181.675 | 605.5833 | 19.2861 | #REF! | #REF! | #REF! | #REF! | 27.95 | 300.9071 | 46.2934 | 181.675 | 605.5833 | 19.2861 | #REF! | #REF! | #REF! | #REF! | 27.95 | 554.6909 | 85.3371 | 181.675 | 605.5833 | 19.2861 | #REF! | #REF! | #REF! | 2 | 27.95 | 890.0712 | 136.934 | 181.675 | 605.5833 | 19.2861 | #REF! | #REF! | #REF! | 2 | 27.95 | 1302.4747 | 200.3807 | 181.675 | 605.5833 | 19.2861 | #REF! | #REF! | #REF! | 2 | 27.95 | 1790.939 | 275.5291 | 181.675 | 605.5833 | 19.2861 | #REF! | #REF! | #REF!
| 2 | 28.3 | 10.4141 | 30.8472 | 0.041367 | 183.95 | 1.6022 | 30.8472 | 183.95 | 73.58 | 8.4594 | 613.1667 | 19.5276 | 93.5023 | 402.1008 | 20.8846 | -371.2536 | -19.2825 | [11 empty] | 1 | [7 empty] | 28 | 83.1221 | 12.788 | 182 | 606.6667 | 19.3206 | #REF! | #REF! | #REF! | #REF! | 28 | 29.7234 | 4.5728 | 182 | 606.6667 | 19.3206 | #REF! | #REF! | #REF! | #REF! | 28 | 125.1074 | 19.2473 | 182 | 606.6667 | 19.3206 | #REF! | #REF! | #REF! | #REF! | 28 | 299.8084 | 46.1244 | 182 | 606.6667 | 19.3206 | #REF! | #REF! | #REF! | #REF! | 28 | 553.2064 | 85.1087 | 182 | 606.6667 | 19.3206 | #REF! | #REF! | #REF! | 2 | 28 | 888.2015 | 136.6464 | 182 | 606.6667 | 19.3206 | #REF! | #REF! | #REF! | 2 | 28 | 1300.2496 | 200.0384 | 182 | 606.6667 | 19.3206 | #REF! | #REF! | #REF! | 2 | 28 | 1788.3742 | 275.1345 | 182 | 606.6667 | 19.3206 | #REF! | #REF! | #REF!
| 2 | 28.35 | 10.4735 | 31.078 | 0.041676 | 184.275 | 1.6113 | 31.078 | 184.275 | 73.71 | 8.4594 | 614.25 | 19.5621 | 93.509 | 403.4939 | 20.92 | -372.4159 | -19.3087 | [11 empty] | 1 | [7 empty] | 28.05 | 83.9394 | 12.9138 | 182.325 | 607.75 | 19.3551 | #REF! | #REF! | #REF! | #REF! | 28.05 | 29.3292 | 4.5122 | 182.325 | 607.75 | 19.3551 | #REF! | #REF! | #REF! | #REF! | 28.05 | 124.3807 | 19.1355 | 182.325 | 607.75 | 19.3551 | #REF! | #REF! | #REF! | #REF! | 28.05 | 298.7114 | 45.9556 | 182.325 | 607.75 | 19.3551 | #REF! | #REF! | #REF! | #REF! | 28.05 | 551.7237 | 84.8806 | 182.325 | 607.75 | 19.3551 | #REF! | #REF! | #REF! | 2 | 28.05 | 886.3335 | 136.359 | 182.325 | 607.75 | 19.3551 | #REF! | #REF! | #REF! | 2 | 28.05 | 1298.0258 | 199.6963 | 182.325 | 607.75 | 19.3551 | #REF! | #REF! | #REF! | 2 | 28.05 | 1785.8106 | 274.7401 | 182.325 | 607.75 | 19.3551 | #REF! | #REF! | #REF!
| 2 | 28.4 | 10.533 | 31.3098 | 0.041987 | 184.6 | 1.6205 | 31.3098 | 184.6 | 73.84 | 8.4594 | 615.3333 | 19.5966 | 93.5157 | 404.8894 | 20.9554 | -373.5796 | -19.3349 | [11 empty] | 1 | [7 empty] | 28.1 | 84.7614 | 13.0402 | 182.65 | 608.8333 | 19.3896 | #REF! | #REF! | #REF! | #REF! | 28.1 | 28.9346 | 4.4515 | 182.65 | 608.8333 | 19.3896 | #REF! | #REF! | #REF! | #REF! | 28.1 | 123.6553 | 19.0239 | 182.65 | 608.8333 | 19.3896 | #REF! | #REF! | #REF! | #REF! | 28.1 | 297.6162 | 45.7871 | 182.65 | 608.8333 | 19.3896 | #REF! | #REF! | #REF! | #REF! | 28.1 | 550.2429 | 84.6528 | 182.65 | 608.8333 | 19.3896 | #REF! | #REF! | #REF! | 2 | 28.1 | 884.4669 | 136.0718 | 182.65 | 608.8333 | 19.3896 | #REF! | #REF! | #REF! | 2 | 28.1 | 1295.8034 | 199.3544 | 182.65 | 608.8333 | 19.3896 | #REF! | #REF! | #REF! | 2 | 28.1 | 1783.2481 | 274.3459 | 182.65 | 608.8333 | 19.3896 | #REF! | #REF! | #REF!
| 2 | 28.45 | 10.5928 | 31.5428 | 0.0423 | 184.925 | 1.6297 | 31.5428 | 184.925 | 73.97 | 8.4594 | 616.4167 | 19.6311 | 93.5224 | 406.2874 | 20.9908 | -374.7446 | -19.3612 | [11 empty] | 1 | [7 empty] | 28.15 | 85.5881 | 13.1674 | 182.975 | 609.9167 | 19.4241 | #REF! | #REF! | #REF! | #REF! | 28.15 | 28.5396 | 4.3907 | 182.975 | 609.9167 | 19.4241 | #REF! | #REF! | #REF! | #REF! | 28.15 | 122.9312 | 18.9125 | 182.975 | 609.9167 | 19.4241 | #REF! | #REF! | #REF! | #REF! | 28.15 | 296.5227 | 45.6189 | 182.975 | 609.9167 | 19.4241 | #REF! | #REF! | #REF! | #REF! | 28.15 | 548.764 | 84.4252 | 182.975 | 609.9167 | 19.4241 | #REF! | #REF! | #REF! | 2 | 28.15 | 882.6019 | 135.7849 | 182.975 | 609.9167 | 19.4241 | #REF! | #REF! | #REF! | 2 | 28.15 | 1293.5822 | 199.0126 | 182.975 | 609.9167 | 19.4241 | #REF! | #REF! | #REF! | 2 | 28.15 | 1780.6868 | 273.9518 | 182.975 | 609.9167 | 19.4241 | #REF! | #REF! | #REF!
| 2 | 28.5 | 10.6527 | 31.7769 | 0.042613 | 185.25 | 1.6389 | 31.7769 | 185.25 | 74.1 | 8.4594 | 617.5 | 19.6656 | 93.529 | 407.6878 | 21.0262 | -375.911 | -19.3873 | [11 empty] | 1 | [7 empty] | 28.2 | 86.4196 | 13.2953 | 183.3 | 611 | 19.4586 | #REF! | #REF! | #REF! | #REF! | 28.2 | 28.144 | 4.3298 | 183.3 | 611 | 19.4586 | #REF! | #REF! | #REF! | #REF! | 28.2 | 122.2085 | 18.8013 | 183.3 | 611 | 19.4586 | #REF! | #REF! | #REF! | #REF! | 28.2 | 295.4309 | 45.4509 | 183.3 | 611 | 19.4586 | #REF! | #REF! | #REF! | #REF! | 28.2 | 547.287 | 84.198 | 183.3 | 611 | 19.4586 | #REF! | #REF! | #REF! | 2 | 28.2 | 880.7384 | 135.4982 | 183.3 | 611 | 19.4586 | #REF! | #REF! | #REF! | 2 | 28.2 | 1291.3623 | 198.6711 | 183.3 | 611 | 19.4586 | #REF! | #REF! | #REF! | 2 | 28.2 | 1778.1267 | 273.558 | 183.3 | 611 | 19.4586 | #REF! | #REF! | #REF!
| 2 | 28.55 | 10.7127 | 32.0121 | 0.042929 | 185.575 | 1.6481 | 32.0121 | 185.575 | 74.23 | 8.4594 | 618.5833 | 19.7001 | 93.5356 | 409.0907 | 21.0616 | -377.0786 | -19.4135 | [11 empty] | 1 | [7 empty] | 28.25 | 87.2559 | 13.424 | 183.625 | 612.0833 | 19.4931 | #REF! | #REF! | #REF! | #REF! | 28.25 | 27.7479 | 4.2689 | 183.625 | 612.0833 | 19.4931 | #REF! | #REF! | #REF! | #REF! | 28.25 | 121.4872 | 18.6903 | 183.625 | 612.0833 | 19.4931 | #REF! | #REF! | #REF! | #REF! | 28.25 | 294.341 | 45.2832 | 183.625 | 612.0833 | 19.4931 | #REF! | #REF! | #REF! | #REF! | 28.25 | 545.8119 | 83.9711 | 183.625 | 612.0833 | 19.4931 | #REF! | #REF! | #REF! | 2 | 28.25 | 878.8765 | 135.2118 | 183.625 | 612.0833 | 19.4931 | #REF! | #REF! | #REF! | 2 | 28.25 | 1289.1438 | 198.3298 | 183.625 | 612.0833 | 19.4931 | #REF! | #REF! | #REF! | 2 | 28.25 | 1775.5678 | 273.1643 | 183.625 | 612.0833 | 19.4931 | #REF! | #REF! | #REF!
| 2 | 28.6 | 10.7729 | 32.2485 | 0.043246 | 185.9 | 1.6574 | 32.2485 | 185.9 | 74.36 | 8.4594 | 619.6667 | 19.7346 | 93.5421 | 410.4961 | 21.097 | -378.2477 | -19.4397 | [11 empty] | 1 | [7 empty] | 28.3 | 88.0969 | 13.5534 | 183.95 | 613.1667 | 19.5276 | #REF! | #REF! | #REF! | #REF! | 28.3 | 27.3514 | 4.2079 | 183.95 | 613.1667 | 19.5276 | #REF! | #REF! | #REF! | #REF! | 28.3 | 120.7672 | 18.5796 | 183.95 | 613.1667 | 19.5276 | #REF! | #REF! | #REF! | #REF! | 28.3 | 293.2527 | 45.1158 | 183.95 | 613.1667 | 19.5276 | #REF! | #REF! | #REF! | #REF! | 28.3 | 544.3387 | 83.7444 | 183.95 | 613.1667 | 19.5276 | #REF! | #REF! | #REF! | 2 | 28.3 | 877.0161 | 134.9256 | 183.95 | 613.1667 | 19.5276 | #REF! | #REF! | #REF! | 2 | 28.3 | 1286.9266 | 197.9887 | 183.95 | 613.1667 | 19.5276 | #REF! | #REF! | #REF! | 2 | 28.3 | 1773.01 | 272.7708 | 183.95 | 613.1667 | 19.5276 | #REF! | #REF! | #REF!
| 2 | 28.65 | 10.8333 | 32.486 | 0.043564 | 186.225 | 1.6667 | 32.486 | 186.225 | 74.49 | 8.4594 | 620.75 | 19.7691 | 93.5486 | 411.904 | 21.1324 | -379.418 | -19.4658 | [11 empty] | 1 | [7 empty] | 28.35 | 88.9426 | 13.6835 | 184.275 | 614.25 | 19.5621 | #REF! | #REF! | #REF! | #REF! | 28.35 | 26.9543 | 4.1468 | 184.275 | 614.25 | 19.5621 | #REF! | #REF! | #REF! | #REF! | 28.35 | 120.0486 | 18.469 | 184.275 | 614.25 | 19.5621 | #REF! | #REF! | #REF! | #REF! | 28.35 | 292.1663 | 44.9487 | 184.275 | 614.25 | 19.5621 | #REF! | #REF! | #REF! | #REF! | 28.35 | 542.8675 | 83.5181 | 184.275 | 614.25 | 19.5621 | #REF! | #REF! | #REF! | 2 | 28.35 | 875.1573 | 134.6396 | 184.275 | 614.25 | 19.5621 | #REF! | #REF! | #REF! | 2 | 28.35 | 1284.7106 | 197.6478 | 184.275 | 614.25 | 19.5621 | #REF! | #REF! | #REF! | 2 | 28.35 | 1770.4534 | 272.3774 | 184.275 | 614.25 | 19.5621 | #REF! | #REF! | #REF!
| 2 | 28.7 | 10.8939 | 32.7246 | 0.043884 | 186.55 | 1.676 | 32.7246 | 186.55 | 74.62 | 8.4594 | 621.8333 | 19.8036 | 93.5551 | 413.3143 | 21.1679 | -380.5897 | -19.4919 | [11 empty] | 1 | [7 empty] | 28.4 | 89.7931 | 13.8143 | 184.6 | 615.3333 | 19.5966 | #REF! | #REF! | #REF! | #REF! | 28.4 | 26.5566 | 4.0856 | 184.6 | 615.3333 | 19.5966 | #REF! | #REF! | #REF! | #REF! | 28.4 | 119.3313 | 18.3587 | 184.6 | 615.3333 | 19.5966 | #REF! | #REF! | #REF! | #REF! | 28.4 | 291.0816 | 44.7818 | 184.6 | 615.3333 | 19.5966 | #REF! | #REF! | #REF! | #REF! | 28.4 | 541.3981 | 83.292 | 184.6 | 615.3333 | 19.5966 | #REF! | #REF! | #REF! | 2 | 28.4 | 873.3 | 134.3538 | 184.6 | 615.3333 | 19.5966 | #REF! | #REF! | #REF! | 2 | 28.4 | 1282.496 | 197.3071 | 184.6 | 615.3333 | 19.5966 | #REF! | #REF! | #REF! | 2 | 28.4 | 1767.898 | 271.9843 | 184.6 | 615.3333 | 19.5966 | #REF! | #REF! | #REF!
| 2 | 28.75 | 10.9547 | 32.9644 | 0.044206 | 186.875 | 1.6853 | 32.9644 | 186.875 | 74.75 | 8.4594 | 622.9167 | 19.8381 | 93.5616 | 414.727 | 21.2033 | -381.7627 | -19.5179 | [11 empty] | 1 | [7 empty] | 28.45 | 90.6483 | 13.9459 | 184.925 | 616.4167 | 19.6311 | #REF! | #REF! | #REF! | #REF! | 28.45 | 26.1584 | 4.0244 | 184.925 | 616.4167 | 19.6311 | #REF! | #REF! | #REF! | #REF! | 28.45 | 118.6154 | 18.2485 | 184.925 | 616.4167 | 19.6311 | #REF! | #REF! | #REF! | #REF! | 28.45 | 289.9987 | 44.6152 | 184.925 | 616.4167 | 19.6311 | #REF! | #REF! | #REF! | #REF! | 28.45 | 539.9306 | 83.0663 | 184.925 | 616.4167 | 19.6311 | #REF! | #REF! | #REF! | 2 | 28.45 | 871.4443 | 134.0684 | 184.925 | 616.4167 | 19.6311 | #REF! | #REF! | #REF! | 2 | 28.45 | 1280.2827 | 196.9666 | 184.925 | 616.4167 | 19.6311 | #REF! | #REF! | #REF! | 2 | 28.45 | 1765.3437 | 271.5913 | 184.925 | 616.4167 | 19.6311 | #REF! | #REF! | #REF!
| 2 | 28.8 | 11.0156 | 33.2053 | 0.044529 | 187.2 | 1.6947 | 33.2053 | 187.2 | 74.88 | 8.4594 | 624 | 19.8726 | 93.568 | 416.1423 | 21.2387 | -382.937 | -19.544 | [11 empty] | 1 | [7 empty] | 28.5 | 91.5082 | 14.0782 | 185.25 | 617.5 | 19.6656 | #REF! | #REF! | #REF! | #REF! | 28.5 | 25.7596 | 3.963 | 185.25 | 617.5 | 19.6656 | #REF! | #REF! | #REF! | #REF! | 28.5 | 117.9008 | 18.1386 | 185.25 | 617.5 | 19.6656 | #REF! | #REF! | #REF! | #REF! | 28.5 | 288.9176 | 44.4489 | 185.25 | 617.5 | 19.6656 | #REF! | #REF! | #REF! | #REF! | 28.5 | 538.4651 | 82.8408 | 185.25 | 617.5 | 19.6656 | #REF! | #REF! | #REF! | 2 | 28.5 | 869.5902 | 133.7831 | 185.25 | 617.5 | 19.6656 | #REF! | #REF! | #REF! | 2 | 28.5 | 1278.0708 | 196.6263 | 185.25 | 617.5 | 19.6656 | #REF! | #REF! | #REF! | 2 | 28.5 | 1762.7906 | 271.1986 | 185.25 | 617.5 | 19.6656 | #REF! | #REF! | #REF!
| 2 | 28.85 | 11.0766 | 33.4474 | 0.044854 | 187.525 | 1.7041 | 33.4474 | 187.525 | 75.01 | 8.4594 | 625.0833 | 19.9071 | 93.5744 | 417.56 | 21.2741 | -384.1126 | -19.57 | [11 empty] | 1 | [7 empty] | 28.55 | 92.3729 | 14.2112 | 185.575 | 618.5833 | 19.7001 | #REF! | #REF! | #REF! | #REF! | 28.55 | 25.3602 | 3.9016 | 185.575 | 618.5833 | 19.7001 | #REF! | #REF! | #REF! | #REF! | 28.55 | 117.1877 | 18.0289 | 185.575 | 618.5833 | 19.7001 | #REF! | #REF! | #REF! | #REF! | 28.55 | 287.8382 | 44.2828 | 185.575 | 618.5833 | 19.7001 | #REF! | #REF! | #REF! | #REF! | 28.55 | 537.0015 | 82.6156 | 185.575 | 618.5833 | 19.7001 | #REF! | #REF! | #REF! | 2 | 28.55 | 867.7376 | 133.4981 | 185.575 | 618.5833 | 19.7001 | #REF! | #REF! | #REF! | 2 | 28.55 | 1275.8601 | 196.2862 | 185.575 | 618.5833 | 19.7001 | #REF! | #REF! | #REF! | 2 | 28.55 | 1760.2387 | 270.806 | 185.575 | 618.5833 | 19.7001 | #REF! | #REF! | #REF!
| 2 | 28.9 | 11.1379 | 33.6906 | 0.04518 | 187.85 | 1.7135 | 33.6906 | 187.85 | 75.14 | 8.4594 | 626.1667 | 19.9416 | 93.5807 | 418.9801 | 21.3095 | -385.2895 | -19.596 | [11 empty] | 1 | [7 empty] | 28.6 | 93.2424 | 14.345 | 185.9 | 619.6667 | 19.7346 | #REF! | #REF! | #REF! | #REF! | 28.6 | 24.9603 | 3.84 | 185.9 | 619.6667 | 19.7346 | #REF! | #REF! | #REF! | #REF! | 28.6 | 116.476 | 17.9194 | 185.9 | 619.6667 | 19.7346 | #REF! | #REF! | #REF! | #REF! | 28.6 | 286.7607 | 44.117 | 185.9 | 619.6667 | 19.7346 | #REF! | #REF! | #REF! | #REF! | 28.6 | 535.5398 | 82.3907 | 185.9 | 619.6667 | 19.7346 | #REF! | #REF! | #REF! | 2 | 28.6 | 865.8866 | 133.2133 | 185.9 | 619.6667 | 19.7346 | #REF! | #REF! | #REF! | 2 | 28.6 | 1273.6508 | 195.9463 | 185.9 | 619.6667 | 19.7346 | #REF! | #REF! | #REF! | 2 | 28.6 | 1757.6879 | 270.4135 | 185.9 | 619.6667 | 19.7346 | #REF! | #REF! | #REF!
| 2 | 28.95 | 11.1993 | 33.935 | 0.045508 | 188.175 | 1.723 | 33.935 | 188.175 | 75.27 | 8.4594 | 627.25 | 19.9761 | 93.5871 | 420.4028 | 21.345 | -386.4678 | -19.622 | [11 empty] | 1 | [7 empty] | 28.65 | 94.1166 | 14.4795 | 186.225 | 620.75 | 19.7691 | #REF! | #REF! | #REF! | #REF! | 28.65 | 24.5597 | 3.7784 | 186.225 | 620.75 | 19.7691 | #REF! | #REF! | #REF! | #REF! | 28.65 | 115.7656 | 17.8101 | 186.225 | 620.75 | 19.7691 | #REF! | #REF! | #REF! | #REF! | 28.65 | 285.685 | 43.9515 | 186.225 | 620.75 | 19.7691 | #REF! | #REF! | #REF! | #REF! | 28.65 | 534.0801 | 82.1662 | 186.225 | 620.75 | 19.7691 | #REF! | #REF! | #REF! | 2 | 28.65 | 864.0372 | 132.9288 | 186.225 | 620.75 | 19.7691 | #REF! | #REF! | #REF! | 2 | 28.65 | 1271.4428 | 195.6066 | 186.225 | 620.75 | 19.7691 | #REF! | #REF! | #REF! | 2 | 28.65 | 1755.1384 | 270.0213 | 186.225 | 620.75 | 19.7691 | #REF! | #REF! | #REF!
| 2 | 29 | 11.2609 | 34.1805 | 0.045837 | 188.5 | 1.7324 | 34.1805 | 188.5 | 75.4 | 8.4594 | 628.3333 | 20.0106 | 93.5933 | 421.8279 | 21.3804 | -387.6473 | -19.6479 | [11 empty] | 1 | [7 empty] | 28.7 | 94.9955 | 14.6147 | 186.55 | 621.8333 | 19.8036 | #REF! | #REF! | #REF! | #REF! | 28.7 | 24.1584 | 3.7167 | 186.55 | 621.8333 | 19.8036 | #REF! | #REF! | #REF! | #REF! | 28.7 | 115.0566 | 17.701 | 186.55 | 621.8333 | 19.8036 | #REF! | #REF! | #REF! | #REF! | 28.7 | 284.611 | 43.7863 | 186.55 | 621.8333 | 19.8036 | #REF! | #REF! | #REF! | #REF! | 28.7 | 532.6223 | 81.9419 | 186.55 | 621.8333 | 19.8036 | #REF! | #REF! | #REF! | 2 | 28.7 | 862.1893 | 132.6445 | 186.55 | 621.8333 | 19.8036 | #REF! | #REF! | #REF! | 2 | 28.7 | 1269.2361 | 195.2671 | 186.55 | 621.8333 | 19.8036 | #REF! | #REF! | #REF! | 2 | 28.7 | 1752.59 | 269.6292 | 186.55 | 621.8333 | 19.8036 | #REF! | #REF! | #REF!
| 2 | 29.05 | 11.3226 | 34.4272 | 0.046168 | 188.825 | 1.7419 | 34.4272 | 188.825 | 75.53 | 8.4594 | 629.4167 | 20.0451 | 93.5996 | 423.2554 | 21.4158 | -388.8282 | -19.6739 | [11 empty] | 1 | [7 empty] | 28.75 | 95.8792 | 14.7506 | 186.875 | 622.9167 | 19.8381 | #REF! | #REF! | #REF! | #REF! | 28.75 | 23.7566 | 3.6549 | 186.875 | 622.9167 | 19.8381 | #REF! | #REF! | #REF! | #REF! | 28.75 | 114.3491 | 17.5922 | 186.875 | 622.9167 | 19.8381 | #REF! | #REF! | #REF! | #REF! | 28.75 | 283.5389 | 43.6214 | 186.875 | 622.9167 | 19.8381 | #REF! | #REF! | #REF! | #REF! | 28.75 | 531.1664 | 81.7179 | 186.875 | 622.9167 | 19.8381 | #REF! | #REF! | #REF! | 2 | 28.75 | 860.3431 | 132.3605 | 186.875 | 622.9167 | 19.8381 | #REF! | #REF! | #REF! | 2 | 28.75 | 1267.0308 | 194.9278 | 186.875 | 622.9167 | 19.8381 | #REF! | #REF! | #REF! | 2 | 28.75 | 1750.0427 | 269.2373 | 186.875 | 622.9167 | 19.8381 | #REF! | #REF! | #REF!
| 2 | 29.1 | 11.3846 | 34.6751 | 0.0465 | 189.15 | 1.7515 | 34.6751 | 189.15 | 75.66 | 8.4594 | 630.5 | 20.0796 | 93.6058 | 424.6854 | 21.4513 | -390.0104 | -19.6998 | [11 empty] | 1 | [7 empty] | 28.8 | 96.7676 | 14.8873 | 187.2 | 624 | 19.8726 | #REF! | #REF! | #REF! | #REF! | 28.8 | 23.354 | 3.5929 | 187.2 | 624 | 19.8726 | #REF! | #REF! | #REF! | #REF! | 28.8 | 113.643 | 17.4835 | 187.2 | 624 | 19.8726 | #REF! | #REF! | #REF! | #REF! | 28.8 | 282.4686 | 43.4567 | 187.2 | 624 | 19.8726 | #REF! | #REF! | #REF! | #REF! | 28.8 | 529.7125 | 81.4942 | 187.2 | 624 | 19.8726 | #REF! | #REF! | #REF! | 2 | 28.8 | 858.4984 | 132.0767 | 187.2 | 624 | 19.8726 | #REF! | #REF! | #REF! | 2 | 28.8 | 1264.8268 | 194.5887 | 187.2 | 624 | 19.8726 | #REF! | #REF! | #REF! | 2 | 28.8 | 1747.4966 | 268.8456 | 187.2 | 624 | 19.8726 | #REF! | #REF! | #REF!
| 2 | 29.15 | 11.4466 | 34.9241 | 0.046834 | 189.475 | 1.761 | 34.9241 | 189.475 | 75.79 | 8.4594 | 631.5833 | 20.1141 | 93.612 | 426.1179 | 21.4867 | -391.1938 | -19.7257 | [11 empty] | 1 | [7 empty] | 28.85 | 97.6608 | 15.0247 | 187.525 | 625.0833 | 19.9071 | #REF! | #REF! | #REF! | #REF! | 28.85 | 22.9508 | 3.5309 | 187.525 | 625.0833 | 19.9071 | #REF! | #REF! | #REF! | #REF! | 28.85 | 112.9383 | 17.3751 | 187.525 | 625.0833 | 19.9071 | #REF! | #REF! | #REF! | #REF! | 28.85 | 281.4001 | 43.2923 | 187.525 | 625.0833 | 19.9071 | #REF! | #REF! | #REF! | #REF! | 28.85 | 528.2605 | 81.2708 | 187.525 | 625.0833 | 19.9071 | #REF! | #REF! | #REF! | 2 | 28.85 | 856.6553 | 131.7931 | 187.525 | 625.0833 | 19.9071 | #REF! | #REF! | #REF! | 2 | 28.85 | 1262.6241 | 194.2499 | 187.525 | 625.0833 | 19.9071 | #REF! | #REF! | #REF! | 2 | 28.85 | 1744.9517 | 268.4541 | 187.525 | 625.0833 | 19.9071 | #REF! | #REF! | #REF!
| 2 | 29.2 | 11.5089 | 35.1743 | 0.047169 | 189.8 | 1.7706 | 35.1743 | 189.8 | 75.92 | 8.4594 | 632.6667 | 20.1486 | 93.6182 | 427.5529 | 21.5221 | -392.3786 | -19.7515 | [11 empty] | 1 | [7 empty] | 28.9 | 98.5587 | 15.1629 | 187.85 | 626.1667 | 19.9416 | #REF! | #REF! | #REF! | #REF! | 28.9 | 22.5469 | 3.4688 | 187.85 | 626.1667 | 19.9416 | #REF! | #REF! | #REF! | #REF! | 28.9 | 112.235 | 17.2669 | 187.85 | 626.1667 | 19.9416 | #REF! | #REF! | #REF! | #REF! | 28.9 | 280.3334 | 43.1282 | 187.85 | 626.1667 | 19.9416 | #REF! | #REF! | #REF! | #REF! | 28.9 | 526.8105 | 81.0478 | 187.85 | 626.1667 | 19.9416 | #REF! | #REF! | #REF! | 2 | 28.9 | 854.8138 | 131.5098 | 187.85 | 626.1667 | 19.9416 | #REF! | #REF! | #REF! | 2 | 28.9 | 1260.4227 | 193.9112 | 187.85 | 626.1667 | 19.9416 | #REF! | #REF! | #REF! | 2 | 28.9 | 1742.408 | 268.0628 | 187.85 | 626.1667 | 19.9416 | #REF! | #REF! | #REF!
| 2 | 29.25 | 11.5713 | 35.4256 | 0.047507 | 190.125 | 1.7802 | 35.4256 | 190.125 | 76.05 | 8.4594 | 633.75 | 20.1831 | 93.6243 | 428.9903 | 21.5576 | -393.5647 | -19.7774 | [11 empty] | 1 | [7 empty] | 28.95 | 99.4613 | 15.3017 | 188.175 | 627.25 | 19.9761 | #REF! | #REF! | #REF! | #REF! | 28.95 | 22.1423 | 3.4065 | 188.175 | 627.25 | 19.9761 | #REF! | #REF! | #REF! | #REF! | 28.95 | 111.5332 | 17.1589 | 188.175 | 627.25 | 19.9761 | #REF! | #REF! | #REF! | #REF! | 28.95 | 279.2686 | 42.9644 | 188.175 | 627.25 | 19.9761 | #REF! | #REF! | #REF! | #REF! | 28.95 | 525.3624 | 80.825 | 188.175 | 627.25 | 19.9761 | #REF! | #REF! | #REF! | 2 | 28.95 | 852.9739 | 131.2268 | 188.175 | 627.25 | 19.9761 | #REF! | #REF! | #REF! | 2 | 28.95 | 1258.2227 | 193.5727 | 188.175 | 627.25 | 19.9761 | #REF! | #REF! | #REF! | 2 | 28.95 | 1739.8654 | 267.6716 | 188.175 | 627.25 | 19.9761 | #REF! | #REF! | #REF!
| 2 | 29.3 | 11.6339 | 35.6781 | 0.047845 | 190.45 | 1.7898 | 35.6781 | 190.45 | 76.18 | 8.4594 | 634.8333 | 20.2176 | 93.6304 | 430.4302 | 21.593 | -394.752 | -19.8032 | [11 empty] | 1 | [7 empty] | 29 | 100.3687 | 15.4413 | 188.5 | 628.3333 | 20.0106 | #REF! | #REF! | #REF! | #REF! | 29 | 21.7369 | 3.3441 | 188.5 | 628.3333 | 20.0106 | #REF! | #REF! | #REF! | #REF! | 29 | 110.8328 | 17.0512 | 188.5 | 628.3333 | 20.0106 | #REF! | #REF! | #REF! | #REF! | 29 | 278.2056 | 42.8009 | 188.5 | 628.3333 | 20.0106 | #REF! | #REF! | #REF! | #REF! | 29 | 523.9163 | 80.6025 | 188.5 | 628.3333 | 20.0106 | #REF! | #REF! | #REF! | 2 | 29 | 851.1356 | 130.9439 | 188.5 | 628.3333 | 20.0106 | #REF! | #REF! | #REF! | 2 | 29 | 1256.024 | 193.2345 | 188.5 | 628.3333 | 20.0106 | #REF! | #REF! | #REF! | 2 | 29 | 1737.324 | 267.2806 | 188.5 | 628.3333 | 20.0106 | #REF! | #REF! | #REF!
| 2 | 29.35 | 11.6967 | 35.9318 | 0.048185 | 190.775 | 1.7995 | 35.9318 | 190.775 | 76.31 | 8.4594 | 635.9167 | 20.2521 | 93.6364 | 431.8725 | 21.6285 | -395.9407 | -19.829 | [11 empty] | 1 | [7 empty] | 29.05 | 101.2809 | 15.5817 | 188.825 | 629.4167 | 20.0451 | #REF! | #REF! | #REF! | #REF! | 29.05 | 21.3308 | 3.2817 | 188.825 | 629.4167 | 20.0451 | #REF! | #REF! | #REF! | #REF! | 29.05 | 110.1338 | 16.9437 | 188.825 | 629.4167 | 20.0451 | #REF! | #REF! | #REF! | #REF! | 29.05 | 277.1444 | 42.6376 | 188.825 | 629.4167 | 20.0451 | #REF! | #REF! | #REF! | #REF! | 29.05 | 522.4722 | 80.3803 | 188.825 | 629.4167 | 20.0451 | #REF! | #REF! | #REF! | 2 | 29.05 | 849.299 | 130.6614 | 188.825 | 629.4167 | 20.0451 | #REF! | #REF! | #REF! | 2 | 29.05 | 1253.8267 | 192.8964 | 188.825 | 629.4167 | 20.0451 | #REF! | #REF! | #REF! | 2 | 29.05 | 1734.7837 | 266.8898 | 188.825 | 629.4167 | 20.0451 | #REF! | #REF! | #REF!
| 2 | 29.4 | 11.7596 | 36.1867 | 0.048527 | 191.1 | 1.8092 | 36.1867 | 191.1 | 76.44 | 8.4594 | 637 | 20.2866 | 93.6425 | 433.3173 | 21.6639 | -397.1306 | -19.8547 | [11 empty] | 1 | [7 empty] | 29.1 | 102.1977 | 15.7227 | 189.15 | 630.5 | 20.0796 | #REF! | #REF! | #REF! | #REF! | 29.1 | 20.924 | 3.2191 | 189.15 | 630.5 | 20.0796 | #REF! | #REF! | #REF! | #REF! | 29.1 | 109.4363 | 16.8364 | 189.15 | 630.5 | 20.0796 | #REF! | #REF! | #REF! | #REF! | 29.1 | 276.0851 | 42.4746 | 189.15 | 630.5 | 20.0796 | #REF! | #REF! | #REF! | #REF! | 29.1 | 521.03 | 80.1585 | 189.15 | 630.5 | 20.0796 | #REF! | #REF! | #REF! | 2 | 29.1 | 847.4639 | 130.3791 | 189.15 | 630.5 | 20.0796 | #REF! | #REF! | #REF! | 2 | 29.1 | 1251.6307 | 192.5586 | 189.15 | 630.5 | 20.0796 | #REF! | #REF! | #REF! | 2 | 29.1 | 1732.2447 | 266.4992 | 189.15 | 630.5 | 20.0796 | #REF! | #REF! | #REF!
| 2 | 29.45 | 11.8227 | 36.4428 | 0.048871 | 191.425 | 1.8189 | 36.4428 | 191.425 | 76.57 | 8.4594 | 638.0833 | 20.3211 | 93.6485 | 434.7646 | 21.6994 | -398.3219 | -19.8805 | [11 empty] | 1 | [7 empty] | 29.15 | 103.1194 | 15.8645 | 189.475 | 631.5833 | 20.1141 | #REF! | #REF! | #REF! | #REF! | 29.15 | 20.5164 | 3.1564 | 189.475 | 631.5833 | 20.1141 | #REF! | #REF! | #REF! | #REF! | 29.15 | 108.7403 | 16.7293 | 189.475 | 631.5833 | 20.1141 | #REF! | #REF! | #REF! | #REF! | 29.15 | 275.0277 | 42.3119 | 189.475 | 631.5833 | 20.1141 | #REF! | #REF! | #REF! | #REF! | 29.15 | 519.5898 | 79.9369 | 189.475 | 631.5833 | 20.1141 | #REF! | #REF! | #REF! | 2 | 29.15 | 845.6305 | 130.097 | 189.475 | 631.5833 | 20.1141 | #REF! | #REF! | #REF! | 2 | 29.15 | 1249.4361 | 192.2209 | 189.475 | 631.5833 | 20.1141 | #REF! | #REF! | #REF! | 2 | 29.15 | 1729.7067 | 266.1087 | 189.475 | 631.5833 | 20.1141 | #REF! | #REF! | #REF!
| 2 | 29.5 | 11.886 | 36.7 | 0.049215 | 191.75 | 1.8286 | 36.7 | 191.75 | 76.7 | 8.4594 | 639.1667 | 20.3556 | 93.6544 | 436.2144 | 21.7348 | -399.5144 | -19.9062 | [11 empty] | 1 | [7 empty] | 29.2 | 104.0457 | 16.007 | 189.8 | 632.6667 | 20.1486 | #REF! | #REF! | #REF! | #REF! | 29.2 | 20.108 | 3.0935 | 189.8 | 632.6667 | 20.1486 | #REF! | #REF! | #REF! | #REF! | 29.2 | 108.0457 | 16.6224 | 189.8 | 632.6667 | 20.1486 | #REF! | #REF! | #REF! | #REF! | 29.2 | 273.972 | 42.1495 | 189.8 | 632.6667 | 20.1486 | #REF! | #REF! | #REF! | #REF! | 29.2 | 518.1516 | 79.7156 | 189.8 | 632.6667 | 20.1486 | #REF! | #REF! | #REF! | 2 | 29.2 | 843.7986 | 129.8152 | 189.8 | 632.6667 | 20.1486 | #REF! | #REF! | #REF! | 2 | 29.2 | 1247.2428 | 191.8835 | 189.8 | 632.6667 | 20.1486 | #REF! | #REF! | #REF! | 2 | 29.2 | 1727.17 | 265.7185 | 189.8 | 632.6667 | 20.1486 | #REF! | #REF! | #REF!
| 2 | 29.55 | 11.9494 | 36.9584 | 0.049562 | 192.075 | 1.8384 | 36.9584 | 192.075 | 76.83 | 8.4594 | 640.25 | 20.3901 | 93.6604 | 437.6666 | 21.7703 | -400.7082 | -19.9319 | [11 empty] | 1 | [7 empty] | 29.25 | 104.9768 | 16.1503 | 190.125 | 633.75 | 20.1831 | #REF! | #REF! | #REF! | #REF! | 29.25 | 19.6989 | 3.0306 | 190.125 | 633.75 | 20.1831 | #REF! | #REF! | #REF! | #REF! | 29.25 | 107.3527 | 16.5158 | 190.125 | 633.75 | 20.1831 | #REF! | #REF! | #REF! | #REF! | 29.25 | 272.9183 | 41.9874 | 190.125 | 633.75 | 20.1831 | #REF! | #REF! | #REF! | #REF! | 29.25 | 516.7153 | 79.4947 | 190.125 | 633.75 | 20.1831 | #REF! | #REF! | #REF! | 2 | 29.25 | 841.9684 | 129.5336 | 190.125 | 633.75 | 20.1831 | #REF! | #REF! | #REF! | 2 | 29.25 | 1245.0508 | 191.5463 | 190.125 | 633.75 | 20.1831 | #REF! | #REF! | #REF! | 2 | 29.25 | 1724.6344 | 265.3284 | 190.125 | 633.75 | 20.1831 | #REF! | #REF! | #REF!
| 2 | 29.6 | 12.013 | 37.218 | 0.04991 | 192.4 | 1.8482 | 37.218 | 192.4 | 76.96 | 8.4594 | 641.3333 | 20.4246 | 93.6663 | 439.1213 | 21.8057 | -401.9033 | -19.9576 | [11 empty] | 1 | [7 empty] | 29.3 | 105.9127 | 16.2943 | 190.45 | 634.8333 | 20.2176 | #REF! | #REF! | #REF! | #REF! | 29.3 | 19.2889 | 2.9675 | 190.45 | 634.8333 | 20.2176 | #REF! | #REF! | #REF! | #REF! | 29.3 | 106.6611 | 16.4094 | 190.45 | 634.8333 | 20.2176 | #REF! | #REF! | #REF! | #REF! | 29.3 | 271.8664 | 41.8256 | 190.45 | 634.8333 | 20.2176 | #REF! | #REF! | #REF! | #REF! | 29.3 | 515.281 | 79.274 | 190.45 | 634.8333 | 20.2176 | #REF! | #REF! | #REF! | 2 | 29.3 | 840.1399 | 129.2523 | 190.45 | 634.8333 | 20.2176 | #REF! | #REF! | #REF! | 2 | 29.3 | 1242.8602 | 191.2093 | 190.45 | 634.8333 | 20.2176 | #REF! | #REF! | #REF! | 2 | 29.3 | 1722.1 | 264.9385 | 190.45 | 634.8333 | 20.2176 | #REF! | #REF! | #REF!
| 2 | 29.65 | 12.0768 | 37.4788 | 0.05026 | 192.725 | 1.858 | 37.4788 | 192.725 | 77.09 | 8.4594 | 642.4167 | 20.4591 | 93.6721 | 440.5784 | 21.8412 | -403.0996 | -19.9832 | [11 empty] | 1 | [7 empty] | 29.35 | 106.8533 | 16.439 | 190.775 | 635.9167 | 20.2521 | #REF! | #REF! | #REF! | #REF! | 29.35 | 18.8781 | 2.9043 | 190.775 | 635.9167 | 20.2521 | #REF! | #REF! | #REF! | #REF! | 29.35 | 105.971 | 16.3032 | 190.775 | 635.9167 | 20.2521 | #REF! | #REF! | #REF! | #REF! | 29.35 | 270.8164 | 41.6641 | 190.775 | 635.9167 | 20.2521 | #REF! | #REF! | #REF! | #REF! | 29.35 | 513.8487 | 79.0537 | 190.775 | 635.9167 | 20.2521 | #REF! | #REF! | #REF! | 2 | 29.35 | 838.3129 | 128.9712 | 190.775 | 635.9167 | 20.2521 | #REF! | #REF! | #REF! | 2 | 29.35 | 1240.671 | 190.8725 | 190.775 | 635.9167 | 20.2521 | #REF! | #REF! | #REF! | 2 | 29.35 | 1719.5667 | 264.5487 | 190.775 | 635.9167 | 20.2521 | #REF! | #REF! | #REF!
| 2 | 29.7 | 12.1408 | 37.7408 | 0.050611 | 193.05 | 1.8678 | 37.7408 | 193.05 | 77.22 | 8.4594 | 643.5 | 20.4936 | 93.678 | 442.038 | 21.8767 | -404.2972 | -20.0089 | [11 empty] | 1 | [7 empty] | 29.4 | 107.7986 | 16.5844 | 191.1 | 637 | 20.2866 | #REF! | #REF! | #REF! | #REF! | 29.4 | 18.4664 | 2.841 | 191.1 | 637 | 20.2866 | #REF! | #REF! | #REF! | #REF! | 29.4 | 105.2824 | 16.1973 | 191.1 | 637 | 20.2866 | #REF! | #REF! | #REF! | #REF! | 29.4 | 269.7683 | 41.5028 | 191.1 | 637 | 20.2866 | #REF! | #REF! | #REF! | #REF! | 29.4 | 512.4184 | 78.8336 | 191.1 | 637 | 20.2866 | #REF! | #REF! | #REF! | 2 | 29.4 | 836.4876 | 128.6904 | 191.1 | 637 | 20.2866 | #REF! | #REF! | #REF! | 2 | 29.4 | 1238.4831 | 190.5359 | 191.1 | 637 | 20.2866 | #REF! | #REF! | #REF! | 2 | 29.4 | 1717.0346 | 264.1592 | 191.1 | 637 | 20.2866 | #REF! | #REF! | #REF!
| 2 | 29.75 | 12.2049 | 38.004 | 0.050964 | 193.375 | 1.8777 | 38.004 | 193.375 | 77.35 | 8.4594 | 644.5833 | 20.5281 | 93.6838 | 443.5001 | 21.9122 | -405.4961 | -20.0345 | [11 empty] | 1 | [7 empty] | 29.45 | 108.7487 | 16.7306 | 191.425 | 638.0833 | 20.3211 | #REF! | #REF! | #REF! | #REF! | 29.45 | 18.0539 | 2.7775 | 191.425 | 638.0833 | 20.3211 | #REF! | #REF! | #REF! | #REF! | 29.45 | 104.5953 | 16.0916 | 191.425 | 638.0833 | 20.3211 | #REF! | #REF! | #REF! | #REF! | 29.45 | 268.7221 | 41.3419 | 191.425 | 638.0833 | 20.3211 | #REF! | #REF! | #REF! | #REF! | 29.45 | 510.9901 | 78.6139 | 191.425 | 638.0833 | 20.3211 | #REF! | #REF! | #REF! | 2 | 29.45 | 834.664 | 128.4098 | 191.425 | 638.0833 | 20.3211 | #REF! | #REF! | #REF! | 2 | 29.45 | 1236.2965 | 190.1995 | 191.425 | 638.0833 | 20.3211 | #REF! | #REF! | #REF! | 2 | 29.45 | 1714.5037 | 263.7698 | 191.425 | 638.0833 | 20.3211 | #REF! | #REF! | #REF!
| 2 | 29.8 | 12.2692 | 38.2684 | 0.051319 | 193.7 | 1.8876 | 38.2684 | 193.7 | 77.48 | 8.4594 | 645.6667 | 20.5626 | 93.6896 | 444.9647 | 21.9476 | -406.6963 | -20.0601 | [11 empty] | 1 | [7 empty] | 29.5 | 109.7035 | 16.8775 | 191.75 | 639.1667 | 20.3556 | #REF! | #REF! | #REF! | #REF! | 29.5 | 17.6406 | 2.7139 | 191.75 | 639.1667 | 20.3556 | #REF! | #REF! | #REF! | #REF! | 29.5 | 103.9097 | 15.9861 | 191.75 | 639.1667 | 20.3556 | #REF! | #REF! | #REF! | #REF! | 29.5 | 267.6777 | 41.1812 | 191.75 | 639.1667 | 20.3556 | #REF! | #REF! | #REF! | #REF! | 29.5 | 509.5638 | 78.3944 | 191.75 | 639.1667 | 20.3556 | #REF! | #REF! | #REF! | 2 | 29.5 | 832.8419 | 128.1295 | 191.75 | 639.1667 | 20.3556 | #REF! | #REF! | #REF! | 2 | 29.5 | 1234.1114 | 189.8633 | 191.75 | 639.1667 | 20.3556 | #REF! | #REF! | #REF! | 2 | 29.5 | 1711.974 | 263.3806 | 191.75 | 639.1667 | 20.3556 | #REF! | #REF! | #REF!
| 2 | 29.85 | 12.3336 | 38.5339 | 0.051675 | 194.025 | 1.8975 | 38.5339 | 194.025 | 77.61 | 8.4594 | 646.75 | 20.5971 | 93.6953 | 446.4317 | 21.9831 | -407.8977 | -20.0856 | [11 empty] | 1 | [7 empty] | 29.55 | 110.6631 | 17.0251 | 192.075 | 640.25 | 20.3901 | #REF! | #REF! | #REF! | #REF! | 29.55 | 17.2263 | 2.6502 | 192.075 | 640.25 | 20.3901 | #REF! | #REF! | #REF! | #REF! | 29.55 | 103.2257 | 15.8809 | 192.075 | 640.25 | 20.3901 | #REF! | #REF! | #REF! | #REF! | 29.55 | 266.6352 | 41.0208 | 192.075 | 640.25 | 20.3901 | #REF! | #REF! | #REF! | #REF! | 29.55 | 508.1395 | 78.1753 | 192.075 | 640.25 | 20.3901 | #REF! | #REF! | #REF! | 2 | 29.55 | 831.0216 | 127.8495 | 192.075 | 640.25 | 20.3901 | #REF! | #REF! | #REF! | 2 | 29.55 | 1231.9276 | 189.5273 | 192.075 | 640.25 | 20.3901 | #REF! | #REF! | #REF! | 2 | 29.55 | 1709.4454 | 262.9916 | 192.075 | 640.25 | 20.3901 | #REF! | #REF! | #REF!
| 2 | 29.9 | 12.3982 | 38.8007 | 0.052033 | 194.35 | 1.9074 | 38.8007 | 194.35 | 77.74 | 8.4594 | 647.8333 | 20.6316 | 93.701 | 447.9012 | 22.0186 | -409.1004 | -20.1112 | [11 empty] | 1 | [7 empty] | 29.6 | 111.6274 | 17.1735 | 192.4 | 641.3333 | 20.4246 | #REF! | #REF! | #REF! | #REF! | 29.6 | 16.8112 | 2.5863 | 192.4 | 641.3333 | 20.4246 | #REF! | #REF! | #REF! | #REF! | 29.6 | 102.5432 | 15.7759 | 192.4 | 641.3333 | 20.4246 | #REF! | #REF! | #REF! | #REF! | 29.6 | 265.5947 | 40.8607 | 192.4 | 641.3333 | 20.4246 | #REF! | #REF! | #REF! | #REF! | 29.6 | 506.7172 | 77.9565 | 192.4 | 641.3333 | 20.4246 | #REF! | #REF! | #REF! | 2 | 29.6 | 829.2029 | 127.5697 | 192.4 | 641.3333 | 20.4246 | #REF! | #REF! | #REF! | 2 | 29.6 | 1229.7451 | 189.1916 | 192.4 | 641.3333 | 20.4246 | #REF! | #REF! | #REF! | 2 | 29.6 | 1706.918 | 262.6028 | 192.4 | 641.3333 | 20.4246 | #REF! | #REF! | #REF!
| 2 | 29.95 | 12.463 | 39.0687 | 0.052392 | 194.675 | 1.9174 | 39.0687 | 194.675 | 77.87 | 8.4594 | 648.9167 | 20.6661 | 93.7067 | 449.3731 | 22.0541 | -410.3044 | -20.1367 | [11 empty] | 1 | [7 empty] | 29.65 | 112.5965 | 17.3225 | 192.725 | 642.4167 | 20.4591 | #REF! | #REF! | #REF! | #REF! | 29.65 | 16.3951 | 2.5223 | 192.725 | 642.4167 | 20.4591 | #REF! | #REF! | #REF! | #REF! | 29.65 | 101.8622 | 15.6711 | 192.725 | 642.4167 | 20.4591 | #REF! | #REF! | #REF! | #REF! | 29.65 | 264.556 | 40.7009 | 192.725 | 642.4167 | 20.4591 | #REF! | #REF! | #REF! | #REF! | 29.65 | 505.2969 | 77.738 | 192.725 | 642.4167 | 20.4591 | #REF! | #REF! | #REF! | 2 | 29.65 | 827.3858 | 127.2901 | 192.725 | 642.4167 | 20.4591 | #REF! | #REF! | #REF! | 2 | 29.65 | 1227.5641 | 188.856 | 192.725 | 642.4167 | 20.4591 | #REF! | #REF! | #REF! | 2 | 29.65 | 1704.3917 | 262.2141 | 192.725 | 642.4167 | 20.4591 | #REF! | #REF! | #REF!
| 2 | 30 | 12.528 | 39.3379 | 0.052753 | 195 | 1.9274 | 39.3379 | 195 | 78 | 8.4594 | 650 | 20.7006 | 93.7124 | 450.8475 | 22.0895 | -411.5096 | -20.1622 | [11 empty] | 1 | [7 empty] | 29.7 | 113.5703 | 17.4724 | 193.05 | 643.5 | 20.4936 | #REF! | #REF! | #REF! | #REF! | 29.7 | 15.9781 | 2.4582 | 193.05 | 643.5 | 20.4936 | #REF! | #REF! | #REF! | #REF! | 29.7 | 101.1828 | 15.5666 | 193.05 | 643.5 | 20.4936 | #REF! | #REF! | #REF! | #REF! | 29.7 | 263.5193 | 40.5414 | 193.05 | 643.5 | 20.4936 | #REF! | #REF! | #REF! | #REF! | 29.7 | 503.8786 | 77.5198 | 193.05 | 643.5 | 20.4936 | #REF! | #REF! | #REF! | 2 | 29.7 | 825.5704 | 127.0108 | 193.05 | 643.5 | 20.4936 | #REF! | #REF! | #REF! | 2 | 29.7 | 1225.3844 | 188.5207 | 193.05 | 643.5 | 20.4936 | #REF! | #REF! | #REF! | 2 | 29.7 | 1701.8666 | 261.8256 | 193.05 | 643.5 | 20.4936 | #REF! | #REF! | #REF!
| 2 | 30.05 | 12.5931 | 39.6083 | 0.053116 | 195.325 | 1.9374 | 39.6083 | 195.325 | 78.13 | 8.4594 | 651.0833 | 20.7351 | 93.718 | 452.3244 | 22.125 | -412.7161 | -20.1876 | [11 empty] | 1 | [7 empty] | 29.75 | 114.5488 | 17.6229 | 193.375 | 644.5833 | 20.5281 | #REF! | #REF! | #REF! | #REF! | 29.75 | 15.5602 | 2.3939 | 193.375 | 644.5833 | 20.5281 | #REF! | #REF! | #REF! | #REF! | 29.75 | 100.505 | 15.4623 | 193.375 | 644.5833 | 20.5281 | #REF! | #REF! | #REF! | #REF! | 29.75 | 262.4844 | 40.3822 | 193.375 | 644.5833 | 20.5281 | #REF! | #REF! | #REF! | #REF! | 29.75 | 502.4623 | 77.3019 | 193.375 | 644.5833 | 20.5281 | #REF! | #REF! | #REF! | 2 | 29.75 | 823.7567 | 126.7318 | 193.375 | 644.5833 | 20.5281 | #REF! | #REF! | #REF! | 2 | 29.75 | 1223.206 | 188.1855 | 193.375 | 644.5833 | 20.5281 | #REF! | #REF! | #REF! | 2 | 29.75 | 1699.3427 | 261.4373 | 193.375 | 644.5833 | 20.5281 | #REF! | #REF! | #REF!
| 2 | 30.1 | 12.6584 | 39.88 | 0.05348 | 195.65 | 1.9475 | 39.88 | 195.65 | 78.26 | 8.4594 | 652.1667 | 20.7696 | 93.7236 | 453.8038 | 22.1605 | -413.9238 | -20.2131 | [11 empty] | 1 | [7 empty] | 29.8 | 115.5321 | 17.7742 | 193.7 | 645.6667 | 20.5626 | #REF! | #REF! | #REF! | #REF! | 29.8 | 15.1413 | 2.3294 | 193.7 | 645.6667 | 20.5626 | #REF! | #REF! | #REF! | #REF! | 29.8 | 99.8287 | 15.3583 | 193.7 | 645.6667 | 20.5626 | #REF! | #REF! | #REF! | #REF! | 29.8 | 261.4515 | 40.2233 | 193.7 | 645.6667 | 20.5626 | #REF! | #REF! | #REF! | #REF! | 29.8 | 501.0481 | 77.0843 | 193.7 | 645.6667 | 20.5626 | #REF! | #REF! | #REF! | 2 | 29.8 | 821.9446 | 126.453 | 193.7 | 645.6667 | 20.5626 | #REF! | #REF! | #REF! | 2 | 29.8 | 1221.0291 | 187.8506 | 193.7 | 645.6667 | 20.5626 | #REF! | #REF! | #REF! | 2 | 29.8 | 1696.82 | 261.0492 | 193.7 | 645.6667 | 20.5626 | #REF! | #REF! | #REF!
| 2 | 30.15 | 12.7239 | 40.1528 | 0.053846 | 195.975 | 1.9575 | 40.1528 | 195.975 | 78.39 | 8.4594 | 653.25 | 20.8041 | 93.7292 | 455.2856 | 22.196 | -415.1328 | -20.2385 | [11 empty] | 1 | [7 empty] | 29.85 | 116.5202 | 17.9262 | 194.025 | 646.75 | 20.5971 | #REF! | #REF! | #REF! | #REF! | 29.85 | 14.7214 | 2.2648 | 194.025 | 646.75 | 20.5971 | #REF! | #REF! | #REF! | #REF! | 29.85 | 99.154 | 15.2545 | 194.025 | 646.75 | 20.5971 | #REF! | #REF! | #REF! | #REF! | 29.85 | 260.4205 | 40.0647 | 194.025 | 646.75 | 20.5971 | #REF! | #REF! | #REF! | #REF! | 29.85 | 499.6358 | 76.8671 | 194.025 | 646.75 | 20.5971 | #REF! | #REF! | #REF! | 2 | 29.85 | 820.1343 | 126.1745 | 194.025 | 646.75 | 20.5971 | #REF! | #REF! | #REF! | 2 | 29.85 | 1218.8535 | 187.5159 | 194.025 | 646.75 | 20.5971 | #REF! | #REF! | #REF! | 2 | 29.85 | 1694.2984 | 260.6613 | 194.025 | 646.75 | 20.5971 | #REF! | #REF! | #REF!
| 2 | 30.2 | 12.7895 | 40.4269 | 0.054213 | 196.3 | 1.9676 | 40.4269 | 196.3 | 78.52 | 8.4594 | 654.3333 | 20.8386 | 93.7348 | 456.7699 | 22.2315 | -416.343 | -20.2639 | [11 empty] | 1 | [7 empty] | 29.9 | 117.5129 | 18.0789 | 194.35 | 647.8333 | 20.6316 | #REF! | #REF! | #REF! | #REF! | 29.9 | 14.3006 | 2.2001 | 194.35 | 647.8333 | 20.6316 | #REF! | #REF! | #REF! | #REF! | 29.9 | 98.4808 | 15.1509 | 194.35 | 647.8333 | 20.6316 | #REF! | #REF! | #REF! | #REF! | 29.9 | 259.3915 | 39.9064 | 194.35 | 647.8333 | 20.6316 | #REF! | #REF! | #REF! | #REF! | 29.9 | 498.2256 | 76.6501 | 194.35 | 647.8333 | 20.6316 | #REF! | #REF! | #REF! | 2 | 29.9 | 818.3256 | 125.8962 | 194.35 | 647.8333 | 20.6316 | #REF! | #REF! | #REF! | 2 | 29.9 | 1216.6793 | 187.1814 | 194.35 | 647.8333 | 20.6316 | #REF! | #REF! | #REF! | 2 | 29.9 | 1691.778 | 260.2735 | 194.35 | 647.8333 | 20.6316 | #REF! | #REF! | #REF!
| 2 | 30.25 | 12.8553 | 40.7021 | 0.054582 | 196.625 | 1.9777 | 40.7021 | 196.625 | 78.65 | 8.4594 | 655.4167 | 20.8731 | 93.7403 | 458.2566 | 22.267 | -417.5545 | -20.2893 | [11 empty] | 1 | [7 empty] | 29.95 | 118.5105 | 18.2324 | 194.675 | 648.9167 | 20.6661 | #REF! | #REF! | #REF! | #REF! | 29.95 | 13.8787 | 2.1352 | 194.675 | 648.9167 | 20.6661 | #REF! | #REF! | #REF! | #REF! | 29.95 | 97.8093 | 15.0476 | 194.675 | 648.9167 | 20.6661 | #REF! | #REF! | #REF! | #REF! | 29.95 | 258.3644 | 39.7484 | 194.675 | 648.9167 | 20.6661 | #REF! | #REF! | #REF! | #REF! | 29.95 | 496.8174 | 76.4335 | 194.675 | 648.9167 | 20.6661 | #REF! | #REF! | #REF! | 2 | 29.95 | 816.5185 | 125.6182 | 194.675 | 648.9167 | 20.6661 | #REF! | #REF! | #REF! | 2 | 29.95 | 1214.5065 | 186.8472 | 194.675 | 648.9167 | 20.6661 | #REF! | #REF! | #REF! | 2 | 29.95 | 1689.2588 | 259.886 | 194.675 | 648.9167 | 20.6661 | #REF! | #REF! | #REF!
| 2 | 30.3 | 12.9213 | 40.9786 | 0.054953 | 196.95 | 1.9879 | 40.9786 | 196.95 | 78.78 | 8.4594 | 656.5 | 20.9076 | 93.7458 | 459.7459 | 22.3025 | -418.7672 | -20.3146 | [11 empty] | 1 | [7 empty] | 30 | 119.5127 | 18.3866 | 195 | 650 | 20.7006 | #REF! | #REF! | #REF! | #REF! | 30 | 13.4558 | 2.0701 | 195 | 650 | 20.7006 | #REF! | #REF! | #REF! | #REF! | 30 | 97.1394 | 14.9445 | 195 | 650 | 20.7006 | #REF! | #REF! | #REF! | #REF! | 30 | 257.3392 | 39.5906 | 195 | 650 | 20.7006 | #REF! | #REF! | #REF! | #REF! | 30 | 495.4113 | 76.2171 | 195 | 650 | 20.7006 | #REF! | #REF! | #REF! | 2 | 30 | 814.7132 | 125.3405 | 195 | 650 | 20.7006 | #REF! | #REF! | #REF! | 2 | 30 | 1212.3351 | 186.5131 | 195 | 650 | 20.7006 | #REF! | #REF! | #REF! | 2 | 30 | 1686.7407 | 259.4986 | 195 | 650 | 20.7006 | #REF! | #REF! | #REF!
| 2 | 30.35 | 12.9875 | 41.2564 | 0.055326 | 197.275 | 1.9981 | 41.2564 | 197.275 | 78.91 | 8.4594 | 657.5833 | 20.9421 | 93.7512 | 461.2375 | 22.338 | -419.9812 | -20.3399 | [11 empty] | 1 | [7 empty] | 30.05 | 120.5197 | 18.5415 | 195.325 | 651.0833 | 20.7351 | #REF! | #REF! | #REF! | #REF! | 30.05 | 13.0319 | 2.0049 | 195.325 | 651.0833 | 20.7351 | #REF! | #REF! | #REF! | #REF! | 30.05 | 96.471 | 14.8417 | 195.325 | 651.0833 | 20.7351 | #REF! | #REF! | #REF! | #REF! | 30.05 | 256.316 | 39.4332 | 195.325 | 651.0833 | 20.7351 | #REF! | #REF! | #REF! | #REF! | 30.05 | 494.0072 | 76.0011 | 195.325 | 651.0833 | 20.7351 | #REF! | #REF! | #REF! | 2 | 30.05 | 812.9096 | 125.063 | 195.325 | 651.0833 | 20.7351 | #REF! | #REF! | #REF! | 2 | 30.05 | 1210.1651 | 186.1792 | 195.325 | 651.0833 | 20.7351 | #REF! | #REF! | #REF! | 2 | 30.05 | 1684.2238 | 259.1114 | 195.325 | 651.0833 | 20.7351 | #REF! | #REF! | #REF!
| 2 | 30.4 | 13.0538 | 41.5353 | 0.0557 | 197.6 | 2.0083 | 41.5353 | 197.6 | 79.04 | 8.4594 | 658.6667 | 20.9766 | 93.7567 | 462.7317 | 22.3735 | -421.1964 | -20.3652 | [11 empty] | 1 | [7 empty] | 30.1 | 121.5315 | 18.6972 | 195.65 | 652.1667 | 20.7696 | #REF! | #REF! | #REF! | #REF! | 30.1 | 12.607 | 1.9395 | 195.65 | 652.1667 | 20.7696 | #REF! | #REF! | #REF! | #REF! | 30.1 | 95.8043 | 14.7391 | 195.65 | 652.1667 | 20.7696 | #REF! | #REF! | #REF! | #REF! | 30.1 | 255.2947 | 39.2761 | 195.65 | 652.1667 | 20.7696 | #REF! | #REF! | #REF! | #REF! | 30.1 | 492.6051 | 75.7854 | 195.65 | 652.1667 | 20.7696 | #REF! | #REF! | #REF! | 2 | 30.1 | 811.1076 | 124.7858 | 195.65 | 652.1667 | 20.7696 | #REF! | #REF! | #REF! | 2 | 30.1 | 1207.9964 | 185.8456 | 195.65 | 652.1667 | 20.7696 | #REF! | #REF! | #REF! | 2 | 30.1 | 1681.7081 | 258.7243 | 195.65 | 652.1667 | 20.7696 | #REF! | #REF! | #REF!
| 2 | 30.45 | 13.1202 | 41.8155 | 0.056076 | 197.925 | 2.0185 | 41.8155 | 197.925 | 79.17 | 8.4594 | 659.75 | 21.0111 | 93.7621 | 464.2283 | 22.409 | -422.4128 | -20.3905 | [11 empty] | 1 | [7 empty] | 30.15 | 122.548 | 18.8535 | 195.975 | 653.25 | 20.8041 | #REF! | #REF! | #REF! | #REF! | 30.15 | 12.181 | 1.874 | 195.975 | 653.25 | 20.8041 | #REF! | #REF! | #REF! | #REF! | 30.15 | 95.1392 | 14.6368 | 195.975 | 653.25 | 20.8041 | #REF! | #REF! | #REF! | #REF! | 30.15 | 254.2754 | 39.1193 | 195.975 | 653.25 | 20.8041 | #REF! | #REF! | #REF! | #REF! | 30.15 | 491.205 | 75.57 | 195.975 | 653.25 | 20.8041 | #REF! | #REF! | #REF! | 2 | 30.15 | 809.3074 | 124.5088 | 195.975 | 653.25 | 20.8041 | #REF! | #REF! | #REF! | 2 | 30.15 | 1205.8292 | 185.5122 | 195.975 | 653.25 | 20.8041 | #REF! | #REF! | #REF! | 2 | 30.15 | 1679.1936 | 258.3375 | 195.975 | 653.25 | 20.8041 | #REF! | #REF! | #REF!
| 2 | 30.5 | 13.1869 | 42.097 | 0.056453 | 198.25 | 2.0288 | 42.097 | 198.25 | 79.3 | 8.4594 | 660.8333 | 21.0456 | 93.7674 | 465.7274 | 22.4445 | -423.6305 | -20.4158 | [11 empty] | 1 | [7 empty] | 30.2 | 123.5692 | 19.0106 | 196.3 | 654.3333 | 20.8386 | #REF! | #REF! | #REF! | #REF! | 30.2 | 11.7539 | 1.8083 | 196.3 | 654.3333 | 20.8386 | #REF! | #REF! | #REF! | #REF! | 30.2 | 94.4758 | 14.5347 | 196.3 | 654.3333 | 20.8386 | #REF! | #REF! | #REF! | #REF! | 30.2 | 253.258 | 38.9628 | 196.3 | 654.3333 | 20.8386 | #REF! | #REF! | #REF! | #REF! | 30.2 | 489.807 | 75.3549 | 196.3 | 654.3333 | 20.8386 | #REF! | #REF! | #REF! | 2 | 30.2 | 807.5088 | 124.2321 | 196.3 | 654.3333 | 20.8386 | #REF! | #REF! | #REF! | 2 | 30.2 | 1203.6634 | 185.179 | 196.3 | 654.3333 | 20.8386 | #REF! | #REF! | #REF! | 2 | 30.2 | 1676.6802 | 257.9508 | 196.3 | 654.3333 | 20.8386 | #REF! | #REF! | #REF!
| 2 | 30.55 | 13.2537 | 42.3796 | 0.056832 | 198.575 | 2.039 | 42.3796 | 198.575 | 79.43 | 8.4594 | 661.9167 | 21.0801 | 93.7728 | 467.229 | 22.48 | -424.8494 | -20.441 | [11 empty] | 1 | [7 empty] | 30.25 | 124.5952 | 19.1685 | 196.625 | 655.4167 | 20.8731 | #REF! | #REF! | #REF! | #REF! | 30.25 | 11.3257 | 1.7424 | 196.625 | 655.4167 | 20.8731 | #REF! | #REF! | #REF! | #REF! | 30.25 | 93.814 | 14.4329 | 196.625 | 655.4167 | 20.8731 | #REF! | #REF! | #REF! | #REF! | 30.25 | 252.2427 | 38.8066 | 196.625 | 655.4167 | 20.8731 | #REF! | #REF! | #REF! | #REF! | 30.25 | 488.4111 | 75.1402 | 196.625 | 655.4167 | 20.8731 | #REF! | #REF! | #REF! | 2 | 30.25 | 805.712 | 123.9557 | 196.625 | 655.4167 | 20.8731 | #REF! | #REF! | #REF! | 2 | 30.25 | 1201.4989 | 184.846 | 196.625 | 655.4167 | 20.8731 | #REF! | #REF! | #REF! | 2 | 30.25 | 1674.168 | 257.5643 | 196.625 | 655.4167 | 20.8731 | #REF! | #REF! | #REF!
| 2 | 30.6 | 13.3207 | 42.6635 | 0.057213 | 198.9 | 2.0493 | 42.6635 | 198.9 | 79.56 | 8.4594 | 663 | 21.1146 | 93.7781 | 468.733 | 22.5155 | -426.0695 | -20.4662 | [11 empty] | 1 | [7 empty] | 30.3 | 125.6259 | 19.3271 | 196.95 | 656.5 | 20.9076 | #REF! | #REF! | #REF! | #REF! | 30.3 | 10.8965 | 1.6764 | 196.95 | 656.5 | 20.9076 | #REF! | #REF! | #REF! | #REF! | 30.3 | 93.1539 | 14.3314 | 196.95 | 656.5 | 20.9076 | #REF! | #REF! | #REF! | #REF! | 30.3 | 251.2292 | 38.6507 | 196.95 | 656.5 | 20.9076 | #REF! | #REF! | #REF! | #REF! | 30.3 | 487.0172 | 74.9257 | 196.95 | 656.5 | 20.9076 | #REF! | #REF! | #REF! | 2 | 30.3 | 803.9169 | 123.6795 | 196.95 | 656.5 | 20.9076 | #REF! | #REF! | #REF! | 2 | 30.3 | 1199.3359 | 184.5132 | 196.95 | 656.5 | 20.9076 | #REF! | #REF! | #REF! | 2 | 30.3 | 1671.657 | 257.178 | 196.95 | 656.5 | 20.9076 | #REF! | #REF! | #REF!
| 2 | 30.65 | 13.3879 | 42.9487 | 0.057595 | 199.225 | 2.0597 | 42.9487 | 199.225 | 79.69 | 8.4594 | 664.0833 | 21.1492 | 93.7834 | 470.2395 | 22.5511 | -427.2908 | -20.4914 | [11 empty] | 1 | [7 empty] | 30.35 | 126.6614 | 19.4864 | 197.275 | 657.5833 | 20.9421 | #REF! | #REF! | #REF! | #REF! | 30.35 | 10.4661 | 1.6102 | 197.275 | 657.5833 | 20.9421 | #REF! | #REF! | #REF! | #REF! | 30.35 | 92.4954 | 14.2301 | 197.275 | 657.5833 | 20.9421 | #REF! | #REF! | #REF! | #REF! | 30.35 | 250.2178 | 38.495 | 197.275 | 657.5833 | 20.9421 | #REF! | #REF! | #REF! | #REF! | 30.35 | 485.6253 | 74.7116 | 197.275 | 657.5833 | 20.9421 | #REF! | #REF! | #REF! | 2 | 30.35 | 802.1235 | 123.4036 | 197.275 | 657.5833 | 20.9421 | #REF! | #REF! | #REF! | 2 | 30.35 | 1197.1743 | 184.1807 | 197.275 | 657.5833 | 20.9421 | #REF! | #REF! | #REF! | 2 | 30.35 | 1669.1472 | 256.7919 | 197.275 | 657.5833 | 20.9421 | #REF! | #REF! | #REF!
| 2 | 30.7 | 13.4552 | 43.2351 | 0.057979 | 199.55 | 2.07 | 43.2351 | 199.55 | 79.82 | 8.4594 | 665.1667 | 21.1837 | 93.7887 | 471.7485 | 22.5866 | -428.5134 | -20.5165 | [11 empty] | 1 | [7 empty] | 30.4 | 127.7016 | 19.6464 | 197.6 | 658.6667 | 20.9766 | #REF! | #REF! | #REF! | #REF! | 30.4 | 10.0345 | 1.5438 | 197.6 | 658.6667 | 20.9766 | #REF! | #REF! | #REF! | #REF! | 30.4 | 91.8386 | 14.129 | 197.6 | 658.6667 | 20.9766 | #REF! | #REF! | #REF! | #REF! | 30.4 | 249.2084 | 38.3398 | 197.6 | 658.6667 | 20.9766 | #REF! | #REF! | #REF! | #REF! | 30.4 | 484.2355 | 74.4978 | 197.6 | 658.6667 | 20.9766 | #REF! | #REF! | #REF! | 2 | 30.4 | 800.3318 | 123.128 | 197.6 | 658.6667 | 20.9766 | #REF! | #REF! | #REF! | 2 | 30.4 | 1195.0141 | 183.8483 | 197.6 | 658.6667 | 20.9766 | #REF! | #REF! | #REF! | 2 | 30.4 | 1666.6385 | 256.4059 | 197.6 | 658.6667 | 20.9766 | #REF! | #REF! | #REF!
| 2 | 30.75 | 13.5227 | 43.5227 | 0.058365 | 199.875 | 2.0804 | 43.5227 | 199.875 | 79.95 | 8.4594 | 666.25 | 21.2182 | 93.7939 | 473.26 | 22.6221 | -429.7372 | -20.5417 | [11 empty] | 1 | [7 empty] | 30.45 | 128.7466 | 19.8072 | 197.925 | 659.75 | 21.0111 | #REF! | #REF! | #REF! | #REF! | 30.45 | 9.6019 | 1.4772 | 197.925 | 659.75 | 21.0111 | #REF! | #REF! | #REF! | #REF! | 30.45 | 91.1835 | 14.0282 | 197.925 | 659.75 | 21.0111 | #REF! | #REF! | #REF! | #REF! | 30.45 | 248.2009 | 38.1848 | 197.925 | 659.75 | 21.0111 | #REF! | #REF! | #REF! | #REF! | 30.45 | 482.8478 | 74.2843 | 197.925 | 659.75 | 21.0111 | #REF! | #REF! | #REF! | 2 | 30.45 | 798.5419 | 122.8526 | 197.925 | 659.75 | 21.0111 | #REF! | #REF! | #REF! | 2 | 30.45 | 1192.8552 | 183.5162 | 197.925 | 659.75 | 21.0111 | #REF! | #REF! | #REF! | 2 | 30.45 | 1664.131 | 256.0202 | 197.925 | 659.75 | 21.0111 | #REF! | #REF! | #REF!
| 2 | 30.8 | 13.5903 | 43.8116 | 0.058752 | 200.2 | 2.0908 | 43.8116 | 200.2 | 80.08 | 8.4594 | 667.3333 | 21.2527 | 93.7991 | 474.7739 | 22.6576 | -430.9622 | -20.5668 | [11 empty] | 1 | [7 empty] | 30.5 | 129.7962 | 19.9687 | 198.25 | 660.8333 | 21.0456 | #REF! | #REF! | #REF! | #REF! | 30.5 | 9.168 | 1.4105 | 198.25 | 660.8333 | 21.0456 | #REF! | #REF! | #REF! | #REF! | 30.5 | 90.5301 | 13.9277 | 198.25 | 660.8333 | 21.0456 | #REF! | #REF! | #REF! | #REF! | 30.5 | 247.1955 | 38.0301 | 198.25 | 660.8333 | 21.0456 | #REF! | #REF! | #REF! | #REF! | 30.5 | 481.4621 | 74.0711 | 198.25 | 660.8333 | 21.0456 | #REF! | #REF! | #REF! | 2 | 30.5 | 796.7537 | 122.5775 | 198.25 | 660.8333 | 21.0456 | #REF! | #REF! | #REF! | 2 | 30.5 | 1190.6979 | 183.1843 | 198.25 | 660.8333 | 21.0456 | #REF! | #REF! | #REF! | 2 | 30.5 | 1661.6248 | 255.6346 | 198.25 | 660.8333 | 21.0456 | #REF! | #REF! | #REF!
| 2 | 30.85 | 13.6582 | 44.1018 | 0.059141 | 200.525 | 2.1013 | 44.1018 | 200.525 | 80.21 | 8.4594 | 668.4167 | 21.2872 | 93.8043 | 476.2902 | 22.6931 | -432.1885 | -20.5919 | [11 empty] | 1 | [7 empty] | 30.55 | 130.8507 | 20.1309 | 198.575 | 661.9167 | 21.0801 | #REF! | #REF! | #REF! | #REF! | 30.55 | 8.733 | 1.3435 | 198.575 | 661.9167 | 21.0801 | #REF! | #REF! | #REF! | #REF! | 30.55 | 89.8783 | 13.8274 | 198.575 | 661.9167 | 21.0801 | #REF! | #REF! | #REF! | #REF! | 30.55 | 246.192 | 37.8757 | 198.575 | 661.9167 | 21.0801 | #REF! | #REF! | #REF! | #REF! | 30.55 | 480.0785 | 73.8582 | 198.575 | 661.9167 | 21.0801 | #REF! | #REF! | #REF! | 2 | 30.55 | 794.9672 | 122.3026 | 198.575 | 661.9167 | 21.0801 | #REF! | #REF! | #REF! | 2 | 30.55 | 1188.5419 | 182.8526 | 198.575 | 661.9167 | 21.0801 | #REF! | #REF! | #REF! | 2 | 30.55 | 1659.1197 | 255.2492 | 198.575 | 661.9167 | 21.0801 | #REF! | #REF! | #REF!
| 2 | 30.9 | 13.7262 | 44.3932 | 0.059532 | 200.85 | 2.1117 | 44.3932 | 200.85 | 80.34 | 8.4594 | 669.5 | 21.3217 | 93.8095 | 477.8091 | 22.7287 | -433.4159 | -20.617 | [11 empty] | 1 | [7 empty] | 30.6 | 131.9099 | 20.2938 | 198.9 | 663 | 21.1146 | #REF! | #REF! | #REF! | #REF! | 30.6 | 8.2968 | 1.2764 | 198.9 | 663 | 21.1146 | #REF! | #REF! | #REF! | #REF! | 30.6 | 89.2283 | 13.7274 | 198.9 | 663 | 21.1146 | #REF! | #REF! | #REF! | #REF! | 30.6 | 245.1906 | 37.7216 | 198.9 | 663 | 21.1146 | #REF! | #REF! | #REF! | #REF! | 30.6 | 478.697 | 73.6457 | 198.9 | 663 | 21.1146 | #REF! | #REF! | #REF! | 2 | 30.6 | 793.1824 | 122.0281 | 198.9 | 663 | 21.1146 | #REF! | #REF! | #REF! | 2 | 30.6 | 1186.3873 | 182.5211 | 198.9 | 663 | 21.1146 | #REF! | #REF! | #REF! | 2 | 30.6 | 1656.6157 | 254.864 | 198.9 | 663 | 21.1146 | #REF! | #REF! | #REF!
| 2 | 30.95 | 13.7943 | 44.6858 | 0.059925 | 201.175 | 2.1222 | 44.6858 | 201.175 | 80.47 | 8.4594 | 670.5833 | 21.3562 | 93.8146 | 479.3304 | 22.7642 | -434.6446 | -20.642 | [11 empty] | 1 | [7 empty] | 30.65 | 132.9738 | 20.4575 | 199.225 | 664.0833 | 21.1492 | #REF! | #REF! | #REF! | #REF! | 30.65 | 7.8594 | 1.2091 | 199.225 | 664.0833 | 21.1492 | #REF! | #REF! | #REF! | #REF! | 30.65 | 88.5801 | 13.6277 | 199.225 | 664.0833 | 21.1492 | #REF! | #REF! | #REF! | #REF! | 30.65 | 244.1911 | 37.5679 | 199.225 | 664.0833 | 21.1492 | #REF! | #REF! | #REF! | #REF! | 30.65 | 477.3175 | 73.4335 | 199.225 | 664.0833 | 21.1492 | #REF! | #REF! | #REF! | 2 | 30.65 | 791.3994 | 121.7538 | 199.225 | 664.0833 | 21.1492 | #REF! | #REF! | #REF! | 2 | 30.65 | 1184.2342 | 182.1899 | 199.225 | 664.0833 | 21.1492 | #REF! | #REF! | #REF! | 2 | 30.65 | 1654.113 | 254.4789 | 199.225 | 664.0833 | 21.1492 | #REF! | #REF! | #REF!
| 2 | 31 | 13.8627 | 44.9798 | 0.060319 | 201.5 | 2.1327 | 44.9798 | 201.5 | 80.6 | 8.4594 | 671.6667 | 21.3907 | 93.8197 | 480.8542 | 22.7997 | -435.8744 | -20.667 | [11 empty] | 1 | [7 empty] | 30.7 | 134.0425 | 20.6219 | 199.55 | 665.1667 | 21.1837 | #REF! | #REF! | #REF! | #REF! | 30.7 | 7.4207 | 1.1417 | 199.55 | 665.1667 | 21.1837 | #REF! | #REF! | #REF! | #REF! | 30.7 | 87.9335 | 13.5282 | 199.55 | 665.1667 | 21.1837 | #REF! | #REF! | #REF! | #REF! | 30.7 | 243.1937 | 37.4144 | 199.55 | 665.1667 | 21.1837 | #REF! | #REF! | #REF! | #REF! | 30.7 | 475.9401 | 73.2216 | 199.55 | 665.1667 | 21.1837 | #REF! | #REF! | #REF! | 2 | 30.7 | 789.6182 | 121.4797 | 199.55 | 665.1667 | 21.1837 | #REF! | #REF! | #REF! | 2 | 30.7 | 1182.0825 | 181.8589 | 199.55 | 665.1667 | 21.1837 | #REF! | #REF! | #REF! | 2 | 30.7 | 1651.6115 | 254.0941 | 199.55 | 665.1667 | 21.1837 | #REF! | #REF! | #REF!
| 2 | 31.05 | 13.9312 | 45.275 | 0.060715 | 201.825 | 2.1433 | 45.275 | 201.825 | 80.73 | 8.4594 | 672.75 | 21.4252 | 93.8248 | 482.3804 | 22.8353 | -437.1055 | -20.692 | [11 empty] | 1 | [7 empty] | 30.75 | 135.1159 | 20.7871 | 199.875 | 666.25 | 21.2182 | #REF! | #REF! | #REF! | #REF! | 30.75 | 6.9809 | 1.074 | 199.875 | 666.25 | 21.2182 | #REF! | #REF! | #REF! | #REF! | 30.75 | 87.2887 | 13.429 | 199.875 | 666.25 | 21.2182 | #REF! | #REF! | #REF! | #REF! | 30.75 | 242.1983 | 37.2613 | 199.875 | 666.25 | 21.2182 | #REF! | #REF! | #REF! | #REF! | 30.75 | 474.5648 | 73.01 | 199.875 | 666.25 | 21.2182 | #REF! | #REF! | #REF! | 2 | 30.75 | 787.8387 | 121.206 | 199.875 | 666.25 | 21.2182 | #REF! | #REF! | #REF! | 2 | 30.75 | 1179.9323 | 181.528 | 199.875 | 666.25 | 21.2182 | #REF! | #REF! | #REF! | 2 | 30.75 | 1649.1111 | 253.7094 | 199.875 | 666.25 | 21.2182 | #REF! | #REF! | #REF!
| 2 | 31.1 | 13.9999 | 45.5714 | 0.061112 | 202.15 | 2.1538 | 45.5714 | 202.15 | 80.86 | 8.4594 | 673.8333 | 21.4597 | 93.8299 | 483.9092 | 22.8708 | -438.3377 | -20.717 | [11 empty] | 1 | [7 empty] | 30.8 | 136.1941 | 20.9529 | 200.2 | 667.3333 | 21.2527 | #REF! | #REF! | #REF! | #REF! | 30.8 | 6.5397 | 1.0061 | 200.2 | 667.3333 | 21.2527 | #REF! | #REF! | #REF! | #REF! | 30.8 | 86.6457 | 13.3301 | 200.2 | 667.3333 | 21.2527 | #REF! | #REF! | #REF! | #REF! | 30.8 | 241.205 | 37.1085 | 200.2 | 667.3333 | 21.2527 | #REF! | #REF! | #REF! | #REF! | 30.8 | 473.1916 | 72.7987 | 200.2 | 667.3333 | 21.2527 | #REF! | #REF! | #REF! | 2 | 30.8 | 786.061 | 120.9325 | 200.2 | 667.3333 | 21.2527 | #REF! | #REF! | #REF! | 2 | 30.8 | 1177.7835 | 181.1975 | 200.2 | 667.3333 | 21.2527 | #REF! | #REF! | #REF! | 2 | 30.8 | 1646.6119 | 253.3249 | 200.2 | 667.3333 | 21.2527 | #REF! | #REF! | #REF!
| 2 | 31.15 | 14.0687 | 45.8692 | 0.061512 | 202.475 | 2.1644 | 45.8692 | 202.475 | 80.99 | 8.4594 | 674.9167 | 21.4942 | 93.8349 | 485.4404 | 22.9064 | -439.5712 | -20.7419 | [11 empty] | 1 | [7 empty] | 30.85 | 137.277 | 21.1195 | 200.525 | 668.4167 | 21.2872 | #REF! | #REF! | #REF! | #REF! | 30.85 | 6.0973 | 0.93805 | 200.525 | 668.4167 | 21.2872 | #REF! | #REF! | #REF! | #REF! | 30.85 | 86.0044 | 13.2314 | 200.525 | 668.4167 | 21.2872 | #REF! | #REF! | #REF! | #REF! | 30.85 | 240.2136 | 36.9559 | 200.525 | 668.4167 | 21.2872 | #REF! | #REF! | #REF! | #REF! | 30.85 | 471.8204 | 72.5878 | 200.525 | 668.4167 | 21.2872 | #REF! | #REF! | #REF! | 2 | 30.85 | 784.285 | 120.6592 | 200.525 | 668.4167 | 21.2872 | #REF! | #REF! | #REF! | 2 | 30.85 | 1175.6361 | 180.8671 | 200.525 | 668.4167 | 21.2872 | #REF! | #REF! | #REF! | 2 | 30.85 | 1644.114 | 252.9406 | 200.525 | 668.4167 | 21.2872 | #REF! | #REF! | #REF!
| 2 | 31.2 | 14.1377 | 46.1681 | 0.061913 | 202.8 | 2.175 | 46.1681 | 202.8 | 81.12 | 8.4594 | 676 | 21.5287 | 93.8399 | 486.974 | 22.9419 | -440.8059 | -20.7669 | [11 empty] | 1 | [7 empty] | 30.9 | 138.3646 | 21.2869 | 200.85 | 669.5 | 21.3217 | #REF! | #REF! | #REF! | #REF! | 30.9 | 5.6537 | 0.86979 | 200.85 | 669.5 | 21.3217 | #REF! | #REF! | #REF! | #REF! | 30.9 | 85.3649 | 13.1331 | 200.85 | 669.5 | 21.3217 | #REF! | #REF! | #REF! | #REF! | 30.9 | 239.2243 | 36.8037 | 200.85 | 669.5 | 21.3217 | #REF! | #REF! | #REF! | #REF! | 30.9 | 470.4514 | 72.3771 | 200.85 | 669.5 | 21.3217 | #REF! | #REF! | #REF! | 2 | 30.9 | 782.5108 | 120.3863 | 200.85 | 669.5 | 21.3217 | #REF! | #REF! | #REF! | 2 | 30.9 | 1173.4901 | 180.5369 | 200.85 | 669.5 | 21.3217 | #REF! | #REF! | #REF! | 2 | 30.9 | 1641.6172 | 252.5565 | 200.85 | 669.5 | 21.3217 | #REF! | #REF! | #REF!
| 2 | 31.25 | 14.2069 | 46.4684 | 0.062315 | 203.125 | 2.1857 | 46.4684 | 203.125 | 81.25 | 8.4594 | 677.0833 | 21.5632 | 93.8449 | 488.5101 | 22.9774 | -442.0417 | -20.7918 | [11 empty] | 1 | [7 empty] | 30.95 | 139.457 | 21.4549 | 201.175 | 670.5833 | 21.3562 | #REF! | #REF! | #REF! | #REF! | 30.95 | 5.2087 | 0.80134 | 201.175 | 670.5833 | 21.3562 | #REF! | #REF! | #REF! | #REF! | 30.95 | 84.7272 | 13.0349 | 201.175 | 670.5833 | 21.3562 | #REF! | #REF! | #REF! | #REF! | 30.95 | 238.2371 | 36.6519 | 201.175 | 670.5833 | 21.3562 | #REF! | #REF! | #REF! | #REF! | 30.95 | 469.0844 | 72.1668 | 201.175 | 670.5833 | 21.3562 | #REF! | #REF! | #REF! | 2 | 30.95 | 780.7383 | 120.1136 | 201.175 | 670.5833 | 21.3562 | #REF! | #REF! | #REF! | 2 | 30.95 | 1171.3456 | 180.207 | 201.175 | 670.5833 | 21.3562 | #REF! | #REF! | #REF! | 2 | 30.95 | 1639.1216 | 252.1726 | 201.175 | 670.5833 | 21.3562 | #REF! | #REF! | #REF!
| 2 | 31.3 | 14.2763 | 46.77 | 0.06272 | 203.45 | 2.1963 | 46.77 | 203.45 | 81.38 | 8.4594 | 678.1667 | 21.5977 | 93.8499 | 490.0487 | 23.013 | -443.2788 | -20.8167 | [11 empty] | 1 | [7 empty] | 31 | 140.5541 | 21.6237 | 201.5 | 671.6667 | 21.3907 | #REF! | #REF! | #REF! | #REF! | 31 | 4.7624 | 0.73268 | 201.5 | 671.6667 | 21.3907 | #REF! | #REF! | #REF! | #REF! | 31 | 84.0912 | 12.9371 | 201.5 | 671.6667 | 21.3907 | #REF! | #REF! | #REF! | #REF! | 31 | 237.2519 | 36.5003 | 201.5 | 671.6667 | 21.3907 | #REF! | #REF! | #REF! | #REF! | 31 | 467.7195 | 71.9569 | 201.5 | 671.6667 | 21.3907 | #REF! | #REF! | #REF! | 2 | 31 | 778.9677 | 119.8412 | 201.5 | 671.6667 | 21.3907 | #REF! | #REF! | #REF! | 2 | 31 | 1169.2026 | 179.8773 | 201.5 | 671.6667 | 21.3907 | #REF! | #REF! | #REF! | 2 | 31 | 1636.6272 | 251.7888 | 201.5 | 671.6667 | 21.3907 | #REF! | #REF! | #REF!
| 2 | 31.35 | 14.3458 | 47.0728 | 0.063126 | 203.775 | 2.207 | 47.0728 | 203.775 | 81.51 | 8.4594 | 679.25 | 21.6322 | 93.8548 | 491.5898 | 23.0485 | -444.517 | -20.8415 | [11 empty] | 1 | [7 empty] | 31.05 | 141.656 | 21.7932 | 201.825 | 672.75 | 21.4252 | #REF! | #REF! | #REF! | #REF! | 31.05 | 4.3148 | 0.66381 | 201.825 | 672.75 | 21.4252 | #REF! | #REF! | #REF! | #REF! | 31.05 | 83.4571 | 12.8396 | 201.825 | 672.75 | 21.4252 | #REF! | #REF! | #REF! | #REF! | 31.05 | 236.2687 | 36.349 | 201.825 | 672.75 | 21.4252 | #REF! | #REF! | #REF! | #REF! | 31.05 | 466.3568 | 71.7472 | 201.825 | 672.75 | 21.4252 | #REF! | #REF! | #REF! | 2 | 31.05 | 777.1988 | 119.569 | 201.825 | 672.75 | 21.4252 | #REF! | #REF! | #REF! | 2 | 31.05 | 1167.061 | 179.5478 | 201.825 | 672.75 | 21.4252 | #REF! | #REF! | #REF! | 2 | 31.05 | 1634.134 | 251.4052 | 201.825 | 672.75 | 21.4252 | #REF! | #REF! | #REF!
| 2 | 31.4 | 14.4155 | 47.3769 | 0.063533 | 204.1 | 2.2178 | 47.3769 | 204.1 | 81.64 | 8.4594 | 680.3333 | 21.6667 | 93.8597 | 493.1334 | 23.0841 | -445.7564 | -20.8663 | [11 empty] | 1 | [7 empty] | 31.1 | 142.7626 | 21.9635 | 202.15 | 673.8333 | 21.4597 | #REF! | #REF! | #REF! | #REF! | 31.1 | 3.8658 | 0.59474 | 202.15 | 673.8333 | 21.4597 | #REF! | #REF! | #REF! | #REF! | 31.1 | 82.8248 | 12.7423 | 202.15 | 673.8333 | 21.4597 | #REF! | #REF! | #REF! | #REF! | 31.1 | 235.2877 | 36.1981 | 202.15 | 673.8333 | 21.4597 | #REF! | #REF! | #REF! | #REF! | 31.1 | 464.9961 | 71.5379 | 202.15 | 673.8333 | 21.4597 | #REF! | #REF! | #REF! | 2 | 31.1 | 775.4317 | 119.2972 | 202.15 | 673.8333 | 21.4597 | #REF! | #REF! | #REF! | 2 | 31.1 | 1164.9208 | 179.2186 | 202.15 | 673.8333 | 21.4597 | #REF! | #REF! | #REF! | 2 | 31.1 | 1631.642 | 251.0218 | 202.15 | 673.8333 | 21.4597 | #REF! | #REF! | #REF!
| 2 | 31.45 | 14.4853 | 47.6823 | 0.063943 | 204.425 | 2.2285 | 47.6823 | 204.425 | 81.77 | 8.4594 | 681.4167 | 21.7012 | 93.8646 | 494.6794 | 23.1197 | -446.997 | -20.8911 | [11 empty] | 1 | [7 empty] | 31.15 | 143.874 | 22.1345 | 202.475 | 674.9167 | 21.4942 | #REF! | #REF! | #REF! | #REF! | 31.15 | 3.4155 | 0.52547 | 202.475 | 674.9167 | 21.4942 | #REF! | #REF! | #REF! | #REF! | 31.15 | 82.1943 | 12.6453 | 202.475 | 674.9167 | 21.4942 | #REF! | #REF! | #REF! | #REF! | 31.15 | 234.3086 | 36.0475 | 202.475 | 674.9167 | 21.4942 | #REF! | #REF! | #REF! | #REF! | 31.15 | 463.6375 | 71.3288 | 202.475 | 674.9167 | 21.4942 | #REF! | #REF! | #REF! | 2 | 31.15 | 773.6663 | 119.0256 | 202.475 | 674.9167 | 21.4942 | #REF! | #REF! | #REF! | 2 | 31.15 | 1162.7821 | 178.8896 | 202.475 | 674.9167 | 21.4942 | #REF! | #REF! | #REF! | 2 | 31.15 | 1629.1512 | 250.6386 | 202.475 | 674.9167 | 21.4942 | #REF! | #REF! | #REF!
| 2 | 31.5 | 14.5554 | 47.989 | 0.064354 | 204.75 | 2.2393 | 47.989 | 204.75 | 81.9 | 8.4594 | 682.5 | 21.7357 | 93.8694 | 496.2278 | 23.1552 | -448.2388 | -20.9159 | [11 empty] | 1 | [7 empty] | 31.2 | 144.9901 | 22.3062 | 202.8 | 676 | 21.5287 | #REF! | #REF! | #REF! | #REF! | 31.2 | 2.9639 | 0.45598 | 202.8 | 676 | 21.5287 | #REF! | #REF! | #REF! | #REF! | 31.2 | 81.5657 | 12.5486 | 202.8 | 676 | 21.5287 | #REF! | #REF! | #REF! | #REF! | 31.2 | 233.3317 | 35.8972 | 202.8 | 676 | 21.5287 | #REF! | #REF! | #REF! | #REF! | 31.2 | 462.281 | 71.1202 | 202.8 | 676 | 21.5287 | #REF! | #REF! | #REF! | 2 | 31.2 | 771.9028 | 118.7543 | 202.8 | 676 | 21.5287 | #REF! | #REF! | #REF! | 2 | 31.2 | 1160.6449 | 178.5608 | 202.8 | 676 | 21.5287 | #REF! | #REF! | #REF! | 2 | 31.2 | 1626.6616 | 250.2556 | 202.8 | 676 | 21.5287 | #REF! | #REF! | #REF!
| 2 | 31.55 | 14.6256 | 48.297 | 0.064767 | 205.075 | 2.2501 | 48.297 | 205.075 | 82.03 | 8.4594 | 683.5833 | 21.7702 | 93.8743 | 497.7788 | 23.1908 | -449.4818 | -20.9407 | [11 empty] | 1 | [7 empty] | 31.25 | 146.111 | 22.4786 | 203.125 | 677.0833 | 21.5632 | #REF! | #REF! | #REF! | #REF! | 31.25 | 2.5108 | 0.38628 | 203.125 | 677.0833 | 21.5632 | #REF! | #REF! | #REF! | #REF! | 31.25 | 80.9389 | 12.4521 | 203.125 | 677.0833 | 21.5632 | #REF! | #REF! | #REF! | #REF! | 31.25 | 232.3568 | 35.7472 | 203.125 | 677.0833 | 21.5632 | #REF! | #REF! | #REF! | #REF! | 31.25 | 460.9267 | 70.9118 | 203.125 | 677.0833 | 21.5632 | #REF! | #REF! | #REF! | 2 | 31.25 | 770.1411 | 118.4832 | 203.125 | 677.0833 | 21.5632 | #REF! | #REF! | #REF! | 2 | 31.25 | 1158.5092 | 178.2322 | 203.125 | 677.0833 | 21.5632 | #REF! | #REF! | #REF! | 2 | 31.25 | 1624.1732 | 249.8728 | 203.125 | 677.0833 | 21.5632 | #REF! | #REF! | #REF!
| 2 | 31.6 | 14.6959 | 48.6063 | 0.065182 | 205.4 | 2.2609 | 48.6063 | 205.4 | 82.16 | 8.4594 | 684.6667 | 21.8047 | 93.8791 | 499.3322 | 23.2263 | -450.726 | -20.9654 | [11 empty] | 1 | [7 empty] | 31.3 | 147.2365 | 22.6518 | 203.45 | 678.1667 | 21.5977 | #REF! | #REF! | #REF! | #REF! | 31.3 | 2.0564 | 0.31636 | 203.45 | 678.1667 | 21.5977 | #REF! | #REF! | #REF! | #REF! | 31.3 | 80.314 | 12.356 | 203.45 | 678.1667 | 21.5977 | #REF! | #REF! | #REF! | #REF! | 31.3 | 231.384 | 35.5975 | 203.45 | 678.1667 | 21.5977 | #REF! | #REF! | #REF! | #REF! | 31.3 | 459.5744 | 70.7038 | 203.45 | 678.1667 | 21.5977 | #REF! | #REF! | #REF! | 2 | 31.3 | 768.3812 | 118.2125 | 203.45 | 678.1667 | 21.5977 | #REF! | #REF! | #REF! | 2 | 31.3 | 1156.3749 | 177.9038 | 203.45 | 678.1667 | 21.5977 | #REF! | #REF! | #REF! | 2 | 31.3 | 1621.6861 | 249.4902 | 203.45 | 678.1667 | 21.5977 | #REF! | #REF! | #REF!
| 2 | 31.65 | 14.7665 | 48.9168 | 0.065599 | 205.725 | 2.2718 | 48.9168 | 205.725 | 82.29 | 8.4594 | 685.75 | 21.8392 | 93.8839 | 500.8881 | 23.2619 | -451.9713 | -20.9901 | [11 empty] | 1 | [7 empty] | 31.35 | 148.3669 | 22.8257 | 203.775 | 679.25 | 21.6322 | #REF! | #REF! | #REF! | #REF! | 31.35 | 1.6005 | 0.24623 | 203.775 | 679.25 | 21.6322 | #REF! | #REF! | #REF! | #REF! | 31.35 | 79.6909 | 12.2601 | 203.775 | 679.25 | 21.6322 | #REF! | #REF! | #REF! | #REF! | 31.35 | 230.4133 | 35.4482 | 203.775 | 679.25 | 21.6322 | #REF! | #REF! | #REF! | #REF! | 31.35 | 458.2242 | 70.496 | 203.775 | 679.25 | 21.6322 | #REF! | #REF! | #REF! | 2 | 31.35 | 766.623 | 117.942 | 203.775 | 679.25 | 21.6322 | #REF! | #REF! | #REF! | 2 | 31.35 | 1154.242 | 177.5757 | 203.775 | 679.25 | 21.6322 | #REF! | #REF! | #REF! | 2 | 31.35 | 1619.2001 | 249.1077 | 203.775 | 679.25 | 21.6322 | #REF! | #REF! | #REF!
| 2 | 31.7 | 14.8372 | 49.2287 | 0.066017 | 206.05 | 2.2826 | 49.2287 | 206.05 | 82.42 | 8.4594 | 686.8333 | 21.8737 | 93.8886 | 502.4464 | 23.2975 | -453.2178 | -21.0148 | [11 empty] | 1 | [7 empty] | 31.4 | 149.502 | 23.0003 | 204.1 | 680.3333 | 21.6667 | #REF! | #REF! | #REF! | #REF! | 31.4 | 1.1432 | 0.17587 | 204.1 | 680.3333 | 21.6667 | #REF! | #REF! | #REF! | #REF! | 31.4 | 79.0698 | 12.1646 | 204.1 | 680.3333 | 21.6667 | #REF! | #REF! | #REF! | #REF! | 31.4 | 229.4447 | 35.2992 | 204.1 | 680.3333 | 21.6667 | #REF! | #REF! | #REF! | #REF! | 31.4 | 456.8762 | 70.2886 | 204.1 | 680.3333 | 21.6667 | #REF! | #REF! | #REF! | 2 | 31.4 | 764.8667 | 117.6718 | 204.1 | 680.3333 | 21.6667 | #REF! | #REF! | #REF! | 2 | 31.4 | 1152.1107 | 177.2478 | 204.1 | 680.3333 | 21.6667 | #REF! | #REF! | #REF! | 2 | 31.4 | 1616.7153 | 248.7254 | 204.1 | 680.3333 | 21.6667 | #REF! | #REF! | #REF!
| 2 | 31.75 | 14.908 | 49.5419 | 0.066437 | 206.375 | 2.2935 | 49.5419 | 206.375 | 82.55 | 8.4594 | 687.9167 | 21.9082 | 93.8934 | 504.0073 | 23.333 | -454.4654 | -21.0395 | [11 empty] | 1 | [7 empty] | 31.45 | 150.6418 | 23.1757 | 204.425 | 681.4167 | 21.7012 | #REF! | #REF! | #REF! | #REF! | 31.45 | 0.68444 | 0.1053 | 204.425 | 681.4167 | 21.7012 | #REF! | #REF! | #REF! | #REF! | 31.45 | 78.4505 | 12.0693 | 204.425 | 681.4167 | 21.7012 | #REF! | #REF! | #REF! | #REF! | 31.45 | 228.4782 | 35.1505 | 204.425 | 681.4167 | 21.7012 | #REF! | #REF! | #REF! | #REF! | 31.45 | 455.5303 | 70.0816 | 204.425 | 681.4167 | 21.7012 | #REF! | #REF! | #REF! | 2 | 31.45 | 763.1122 | 117.4019 | 204.425 | 681.4167 | 21.7012 | #REF! | #REF! | #REF! | 2 | 31.45 | 1149.9808 | 176.9201 | 204.425 | 681.4167 | 21.7012 | #REF! | #REF! | #REF! | 2 | 31.45 | 1614.2318 | 248.3433 | 204.425 | 681.4167 | 21.7012 | #REF! | #REF! | #REF!
| 2 | 31.8 | 14.9791 | 49.8563 | 0.066858 | 206.7 | 2.3045 | 49.8563 | 206.7 | 82.68 | 8.4594 | 689 | 21.9427 | 93.8981 | 505.5706 | 23.3686 | -455.7142 | -21.0641 | [11 empty] | 1 | [7 empty] | 31.5 | 151.7864 | 23.3517 | 204.75 | 682.5 | 21.7357 | #REF! | #REF! | #REF! | #REF! | 31.5 | 0.22424 | 0.034499 | 204.75 | 682.5 | 21.7357 | #REF! | #REF! | #REF! | #REF! | 31.5 | 77.8331 | 11.9743 | 204.75 | 682.5 | 21.7357 | #REF! | #REF! | #REF! | #REF! | 31.5 | 227.5137 | 35.0021 | 204.75 | 682.5 | 21.7357 | #REF! | #REF! | #REF! | #REF! | 31.5 | 454.1865 | 69.8748 | 204.75 | 682.5 | 21.7357 | #REF! | #REF! | #REF! | 2 | 31.5 | 761.3595 | 117.1322 | 204.75 | 682.5 | 21.7357 | #REF! | #REF! | #REF! | 2 | 31.5 | 1147.8524 | 176.5927 | 204.75 | 682.5 | 21.7357 | #REF! | #REF! | #REF! | 2 | 31.5 | 1611.7494 | 247.9615 | 204.75 | 682.5 | 21.7357 | #REF! | #REF! | #REF!
| 2 | 31.85 | 15.0503 | 50.1721 | 0.067282 | 207.025 | 2.3154 | 50.1721 | 207.025 | 82.81 | 8.4594 | 690.0833 | 21.9772 | 93.9028 | 507.1363 | 23.4042 | -456.9642 | -21.0888 | [11 empty] | 1 | [7 empty] | 31.55 | 152.9357 | 23.5286 | 205.075 | 683.5833 | 21.7702 | #REF! | #REF! | #REF! | #REF! | 31.55 | -0.23743 | -0.036527 | 205.075 | 683.5833 | 21.7702 | #REF! | #REF! | #REF! | #REF! | 31.55 | 77.2177 | 11.8796 | 205.075 | 683.5833 | 21.7702 | #REF! | #REF! | #REF! | #REF! | 31.55 | 226.5514 | 34.8541 | 205.075 | 683.5833 | 21.7702 | #REF! | #REF! | #REF! | #REF! | 31.55 | 452.8448 | 69.6684 | 205.075 | 683.5833 | 21.7702 | #REF! | #REF! | #REF! | 2 | 31.55 | 759.6087 | 116.8629 | 205.075 | 683.5833 | 21.7702 | #REF! | #REF! | #REF! | 2 | 31.55 | 1145.7255 | 176.2655 | 205.075 | 683.5833 | 21.7702 | #REF! | #REF! | #REF! | 2 | 31.55 | 1609.2683 | 247.5797 | 205.075 | 683.5833 | 21.7702 | #REF! | #REF! | #REF!
| 2 | 31.9 | 15.1217 | 50.4892 | 0.067707 | 207.35 | 2.3264 | 50.4892 | 207.35 | 82.94 | 8.4594 | 691.1667 | 22.0117 | 93.9074 | 508.7046 | 23.4398 | -458.2154 | -21.1134 | [11 empty] | 1 | [7 empty] | 31.6 | 154.0897 | 23.7061 | 205.4 | 684.6667 | 21.8047 | #REF! | #REF! | #REF! | #REF! | 31.6 | -0.70059 | -0.10778 | 205.4 | 684.6667 | 21.8047 | #REF! | #REF! | #REF! | #REF! | 31.6 | 76.6042 | 11.7853 | 205.4 | 684.6667 | 21.8047 | #REF! | #REF! | #REF! | #REF! | 31.6 | 225.5912 | 34.7063 | 205.4 | 684.6667 | 21.8047 | #REF! | #REF! | #REF! | #REF! | 31.6 | 451.5053 | 69.4623 | 205.4 | 684.6667 | 21.8047 | #REF! | #REF! | #REF! | 2 | 31.6 | 757.8596 | 116.5938 | 205.4 | 684.6667 | 21.8047 | #REF! | #REF! | #REF! | 2 | 31.6 | 1143.6001 | 175.9385 | 205.4 | 684.6667 | 21.8047 | #REF! | #REF! | #REF! | 2 | 31.6 | 1606.7884 | 247.1982 | 205.4 | 684.6667 | 21.8047 | #REF! | #REF! | #REF!
| 2 | 31.95 | 15.1932 | 50.8076 | 0.068134 | 207.675 | 2.3374 | 50.8076 | 207.675 | 83.07 | 8.4594 | 692.25 | 22.0462 | 93.9121 | 510.2753 | 23.4753 | -459.4677 | -21.1379 | [11 empty] | 1 | [7 empty] | 31.65 | 155.2485 | 23.8844 | 205.725 | 685.75 | 21.8392 | #REF! | #REF! | #REF! | #REF! | 31.65 | -1.1652 | -0.17927 | 205.725 | 685.75 | 21.8392 | #REF! | #REF! | #REF! | #REF! | 31.65 | 75.9926 | 11.6912 | 205.725 | 685.75 | 21.8392 | #REF! | #REF! | #REF! | #REF! | 31.65 | 224.6331 | 34.5589 | 205.725 | 685.75 | 21.8392 | #REF! | #REF! | #REF! | #REF! | 31.65 | 450.1678 | 69.2566 | 205.725 | 685.75 | 21.8392 | #REF! | #REF! | #REF! | 2 | 31.65 | 756.1124 | 116.325 | 205.725 | 685.75 | 21.8392 | #REF! | #REF! | #REF! | 2 | 31.65 | 1141.4762 | 175.6117 | 205.725 | 685.75 | 21.8392 | #REF! | #REF! | #REF! | 2 | 31.65 | 1604.3097 | 246.8169 | 205.725 | 685.75 | 21.8392 | #REF! | #REF! | #REF!
| 2 | 32 | 15.2649 | 51.1273 | 0.068563 | 208 | 2.3484 | 51.1273 | 208 | 83.2 | 8.4594 | 693.3333 | 22.0807 | 93.9167 | 511.8484 | 23.5109 | -460.7211 | -21.1625 | [11 empty] | 1 | [7 empty] | 31.7 | 156.4121 | 24.0634 | 206.05 | 686.8333 | 21.8737 | #REF! | #REF! | #REF! | #REF! | 31.7 | -1.6314 | -0.25099 | 206.05 | 686.8333 | 21.8737 | #REF! | #REF! | #REF! | #REF! | 31.7 | 75.383 | 11.5974 | 206.05 | 686.8333 | 21.8737 | #REF! | #REF! | #REF! | #REF! | 31.7 | 223.6772 | 34.4119 | 206.05 | 686.8333 | 21.8737 | #REF! | #REF! | #REF! | #REF! | 31.7 | 448.8325 | 69.0512 | 206.05 | 686.8333 | 21.8737 | #REF! | #REF! | #REF! | 2 | 31.7 | 754.3671 | 116.0565 | 206.05 | 686.8333 | 21.8737 | #REF! | #REF! | #REF! | 2 | 31.7 | 1139.3538 | 175.2852 | 206.05 | 686.8333 | 21.8737 | #REF! | #REF! | #REF! | 2 | 31.7 | 1601.8323 | 246.4357 | 206.05 | 686.8333 | 21.8737 | #REF! | #REF! | #REF!
| 2 | 32.05 | 15.3368 | 51.4483 | 0.068993 | 208.325 | 2.3595 | 51.4483 | 208.325 | 83.33 | 8.4594 | 694.4167 | 22.1152 | 93.9213 | 513.4241 | 23.5465 | -461.9757 | -21.187 | [11 empty] | 1 | [7 empty] | 31.75 | 157.5804 | 24.2431 | 206.375 | 687.9167 | 21.9082 | #REF! | #REF! | #REF! | #REF! | 31.75 | -2.0991 | -0.32294 | 206.375 | 687.9167 | 21.9082 | #REF! | #REF! | #REF! | #REF! | 31.75 | 74.7753 | 11.5039 | 206.375 | 687.9167 | 21.9082 | #REF! | #REF! | #REF! | #REF! | 31.75 | 222.7233 | 34.2651 | 206.375 | 687.9167 | 21.9082 | #REF! | #REF! | #REF! | #REF! | 31.75 | 447.4994 | 68.8461 | 206.375 | 687.9167 | 21.9082 | #REF! | #REF! | #REF! | 2 | 31.75 | 752.6235 | 115.7882 | 206.375 | 687.9167 | 21.9082 | #REF! | #REF! | #REF! | 2 | 31.75 | 1137.2329 | 174.9589 | 206.375 | 687.9167 | 21.9082 | #REF! | #REF! | #REF! | 2 | 31.75 | 1599.356 | 246.0548 | 206.375 | 687.9167 | 21.9082 | #REF! | #REF! | #REF!
| 2 | 32.1 | 15.4089 | 51.7707 | 0.069426 | 208.65 | 2.3706 | 51.7707 | 208.65 | 83.46 | 8.4594 | 695.5 | 22.1497 | 93.9259 | 515.0022 | 23.5821 | -463.2315 | -21.2115 | [11 empty] | 1 | [7 empty] | 31.8 | 158.7534 | 24.4236 | 206.7 | 689 | 21.9427 | #REF! | #REF! | #REF! | #REF! | 31.8 | -2.5684 | -0.39514 | 206.7 | 689 | 21.9427 | #REF! | #REF! | #REF! | #REF! | 31.8 | 74.1696 | 11.4107 | 206.7 | 689 | 21.9427 | #REF! | #REF! | #REF! | #REF! | 31.8 | 221.7716 | 34.1187 | 206.7 | 689 | 21.9427 | #REF! | #REF! | #REF! | #REF! | 31.8 | 446.1684 | 68.6413 | 206.7 | 689 | 21.9427 | #REF! | #REF! | #REF! | 2 | 31.8 | 750.8819 | 115.5203 | 206.7 | 689 | 21.9427 | #REF! | #REF! | #REF! | 2 | 31.8 | 1135.1134 | 174.6328 | 206.7 | 689 | 21.9427 | #REF! | #REF! | #REF! | 2 | 31.8 | 1596.881 | 245.674 | 206.7 | 689 | 21.9427 | #REF! | #REF! | #REF!
| 2 | 32.15 | 15.4811 | 52.0944 | 0.06986 | 208.975 | 2.3817 | 52.0944 | 208.975 | 83.59 | 8.4594 | 696.5833 | 22.1842 | 93.9304 | 516.5828 | 23.6177 | -464.4884 | -21.236 | [11 empty] | 1 | [7 empty] | 31.85 | 159.9312 | 24.6048 | 207.025 | 690.0833 | 21.9772 | #REF! | #REF! | #REF! | #REF! | 31.85 | -3.0392 | -0.46757 | 207.025 | 690.0833 | 21.9772 | #REF! | #REF! | #REF! | #REF! | 31.85 | 73.5659 | 11.3178 | 207.025 | 690.0833 | 21.9772 | #REF! | #REF! | #REF! | #REF! | 31.85 | 220.8221 | 33.9726 | 207.025 | 690.0833 | 21.9772 | #REF! | #REF! | #REF! | #REF! | 31.85 | 444.8395 | 68.4368 | 207.025 | 690.0833 | 21.9772 | #REF! | #REF! | #REF! | 2 | 31.85 | 749.142 | 115.2526 | 207.025 | 690.0833 | 21.9772 | #REF! | #REF! | #REF! | 2 | 31.85 | 1132.9955 | 174.307 | 207.025 | 690.0833 | 21.9772 | #REF! | #REF! | #REF! | 2 | 31.85 | 1594.4072 | 245.2934 | 207.025 | 690.0833 | 21.9772 | #REF! | #REF! | #REF!
| 2 | 32.2 | 15.5535 | 52.4194 | 0.070296 | 209.3 | 2.3928 | 52.4194 | 209.3 | 83.72 | 8.4594 | 697.6667 | 22.2187 | 93.9349 | 518.1658 | 23.6533 | -465.7465 | -21.2604 | [11 empty] | 1 | [7 empty] | 31.9 | 161.1137 | 24.7867 | 207.35 | 691.1667 | 22.0117 | #REF! | #REF! | #REF! | #REF! | 31.9 | -3.5116 | -0.54024 | 207.35 | 691.1667 | 22.0117 | #REF! | #REF! | #REF! | #REF! | 31.9 | 72.9643 | 11.2253 | 207.35 | 691.1667 | 22.0117 | #REF! | #REF! | #REF! | #REF! | 31.9 | 219.8747 | 33.8269 | 207.35 | 691.1667 | 22.0117 | #REF! | #REF! | #REF! | #REF! | 31.9 | 443.5127 | 68.2327 | 207.35 | 691.1667 | 22.0117 | #REF! | #REF! | #REF! | 2 | 31.9 | 747.4041 | 114.9852 | 207.35 | 691.1667 | 22.0117 | #REF! | #REF! | #REF! | 2 | 31.9 | 1130.8791 | 173.9814 | 207.35 | 691.1667 | 22.0117 | #REF! | #REF! | #REF! | 2 | 31.9 | 1591.9347 | 244.913 | 207.35 | 691.1667 | 22.0117 | #REF! | #REF! | #REF!
| 2 | 32.25 | 15.626 | 52.7457 | 0.070733 | 209.625 | 2.404 | 52.7457 | 209.625 | 83.85 | 8.4594 | 698.75 | 22.2532 | 93.9395 | 519.7513 | 23.6889 | -467.0057 | -21.2849 | [11 empty] | 1 | [7 empty] | 31.95 | 162.3009 | 24.9694 | 207.675 | 692.25 | 22.0462 | #REF! | #REF! | #REF! | #REF! | 31.95 | -3.9856 | -0.61317 | 207.675 | 692.25 | 22.0462 | #REF! | #REF! | #REF! | #REF! | 31.95 | 72.3646 | 11.133 | 207.675 | 692.25 | 22.0462 | #REF! | #REF! | #REF! | #REF! | 31.95 | 218.9294 | 33.6814 | 207.675 | 692.25 | 22.0462 | #REF! | #REF! | #REF! | #REF! | 31.95 | 442.1881 | 68.0289 | 207.675 | 692.25 | 22.0462 | #REF! | #REF! | #REF! | 2 | 31.95 | 745.6679 | 114.7181 | 207.675 | 692.25 | 22.0462 | #REF! | #REF! | #REF! | 2 | 31.95 | 1128.7642 | 173.656 | 207.675 | 692.25 | 22.0462 | #REF! | #REF! | #REF! | 2 | 31.95 | 1589.4634 | 244.5328 | 207.675 | 692.25 | 22.0462 | #REF! | #REF! | #REF!
| 2 | 32.3 | 15.6988 | 53.0733 | 0.071173 | 209.95 | 2.4152 | 53.0733 | 209.95 | 83.98 | 8.4594 | 699.8333 | 22.2877 | 93.9439 | 521.3393 | 23.7245 | -468.266 | -21.3093 | [11 empty] | 1 | [7 empty] | 32 | 163.4929 | 25.1528 | 208 | 693.3333 | 22.0807 | #REF! | #REF! | #REF! | #REF! | 32 | -4.4612 | -0.68633 | 208 | 693.3333 | 22.0807 | #REF! | #REF! | #REF! | #REF! | 32 | 71.7669 | 11.0411 | 208 | 693.3333 | 22.0807 | #REF! | #REF! | #REF! | #REF! | 32 | 217.9863 | 33.5363 | 208 | 693.3333 | 22.0807 | #REF! | #REF! | #REF! | #REF! | 32 | 440.8656 | 67.8255 | 208 | 693.3333 | 22.0807 | #REF! | #REF! | #REF! | 2 | 32 | 743.9337 | 114.4513 | 208 | 693.3333 | 22.0807 | #REF! | #REF! | #REF! | 2 | 32 | 1126.6509 | 173.3309 | 208 | 693.3333 | 22.0807 | #REF! | #REF! | #REF! | 2 | 32 | 1586.9933 | 244.1528 | 208 | 693.3333 | 22.0807 | #REF! | #REF! | #REF!
| 2 | 32.35 | 15.7717 | 53.4023 | 0.071614 | 210.275 | 2.4264 | 53.4023 | 210.275 | 84.11 | 8.4594 | 700.9167 | 22.3222 | 93.9484 | 522.9298 | 23.76 | -469.5275 | -21.3336 | [11 empty] | 1 | [7 empty] | 32.05 | 164.6897 | 25.3369 | 208.325 | 694.4167 | 22.1152 | #REF! | #REF! | #REF! | #REF! | 32.05 | -4.9384 | -0.75975 | 208.325 | 694.4167 | 22.1152 | #REF! | #REF! | #REF! | #REF! | 32.05 | 71.1713 | 10.9494 | 208.325 | 694.4167 | 22.1152 | #REF! | #REF! | #REF! | #REF! | 32.05 | 217.0453 | 33.3916 | 208.325 | 694.4167 | 22.1152 | #REF! | #REF! | #REF! | #REF! | 32.05 | 439.5453 | 67.6224 | 208.325 | 694.4167 | 22.1152 | #REF! | #REF! | #REF! | 2 | 32.05 | 742.2013 | 114.1848 | 208.325 | 694.4167 | 22.1152 | #REF! | #REF! | #REF! | 2 | 32.05 | 1124.539 | 173.006 | 208.325 | 694.4167 | 22.1152 | #REF! | #REF! | #REF! | 2 | 32.05 | 1584.5244 | 243.773 | 208.325 | 694.4167 | 22.1152 | #REF! | #REF! | #REF!
| 2 | 32.4 | 15.8447 | 53.7327 | 0.072057 | 210.6 | 2.4377 | 53.7327 | 210.6 | 84.24 | 8.4594 | 702 | 22.3567 | 93.9528 | 524.5227 | 23.7956 | -470.7901 | -21.358 | [11 empty] | 1 | [7 empty] | 32.1 | 165.8912 | 25.5217 | 208.65 | 695.5 | 22.1497 | #REF! | #REF! | #REF! | #REF! | 32.1 | -5.4172 | -0.83342 | 208.65 | 695.5 | 22.1497 | #REF! | #REF! | #REF! | #REF! | 32.1 | 70.5778 | 10.8581 | 208.65 | 695.5 | 22.1497 | #REF! | #REF! | #REF! | #REF! | 32.1 | 216.1065 | 33.2472 | 208.65 | 695.5 | 22.1497 | #REF! | #REF! | #REF! | #REF! | 32.1 | 438.2271 | 67.4196 | 208.65 | 695.5 | 22.1497 | #REF! | #REF! | #REF! | 2 | 32.1 | 740.4707 | 113.9186 | 208.65 | 695.5 | 22.1497 | #REF! | #REF! | #REF! | 2 | 32.1 | 1122.4287 | 172.6813 | 208.65 | 695.5 | 22.1497 | #REF! | #REF! | #REF! | 2 | 32.1 | 1582.0568 | 243.3934 | 208.65 | 695.5 | 22.1497 | #REF! | #REF! | #REF!
| 2 | 32.45 | 15.918 | 54.0643 | 0.072501 | 210.925 | 2.4489 | 54.0643 | 210.925 | 84.37 | 8.4594 | 703.0833 | 22.3912 | 93.9573 | 526.1181 | 23.8312 | -472.0538 | -21.3823 | [11 empty] | 1 | [7 empty] | 32.15 | 167.0974 | 25.7073 | 208.975 | 696.5833 | 22.1842 | #REF! | #REF! | #REF! | #REF! | 32.15 | -5.8977 | -0.90734 | 208.975 | 696.5833 | 22.1842 | #REF! | #REF! | #REF! | #REF! | 32.15 | 69.9863 | 10.7671 | 208.975 | 696.5833 | 22.1842 | #REF! | #REF! | #REF! | #REF! | 32.15 | 215.1698 | 33.1031 | 208.975 | 696.5833 | 22.1842 | #REF! | #REF! | #REF! | #REF! | 32.15 | 436.9111 | 67.2171 | 208.975 | 696.5833 | 22.1842 | #REF! | #REF! | #REF! | 2 | 32.15 | 738.7421 | 113.6526 | 208.975 | 696.5833 | 22.1842 | #REF! | #REF! | #REF! | 2 | 32.15 | 1120.3199 | 172.3569 | 208.975 | 696.5833 | 22.1842 | #REF! | #REF! | #REF! | 2 | 32.15 | 1579.5905 | 243.0139 | 208.975 | 696.5833 | 22.1842 | #REF! | #REF! | #REF!
| 2 | 32.5 | 15.9914 | 54.3973 | 0.072948 | 211.25 | 2.4602 | 54.3973 | 211.25 | 84.5 | 8.4594 | 704.1667 | 22.4257 | 93.9617 | 527.716 | 23.8669 | -473.3187 | -21.4066 | [11 empty] | 1 | [7 empty] | 32.2 | 168.3084 | 25.8936 | 209.3 | 697.6667 | 22.2187 | #REF! | #REF! | #REF! | #REF! | 32.2 | -6.3798 | -0.98151 | 209.3 | 697.6667 | 22.2187 | #REF! | #REF! | #REF! | #REF! | 32.2 | 69.3969 | 10.6764 | 209.3 | 697.6667 | 22.2187 | #REF! | #REF! | #REF! | #REF! | 32.2 | 214.2354 | 32.9593 | 209.3 | 697.6667 | 22.2187 | #REF! | #REF! | #REF! | #REF! | 32.2 | 435.5972 | 67.015 | 209.3 | 697.6667 | 22.2187 | #REF! | #REF! | #REF! | 2 | 32.2 | 737.0153 | 113.387 | 209.3 | 697.6667 | 22.2187 | #REF! | #REF! | #REF! | 2 | 32.2 | 1118.2126 | 172.0327 | 209.3 | 697.6667 | 22.2187 | #REF! | #REF! | #REF! | 2 | 32.2 | 1577.1254 | 242.6347 | 209.3 | 697.6667 | 22.2187 | #REF! | #REF! | #REF!
| 2 | 32.55 | 16.0649 | 54.7317 | 0.073396 | 211.575 | 2.4715 | 54.7317 | 211.575 | 84.63 | 8.4594 | 705.25 | 22.4602 | 93.966 | 529.3163 | 23.9025 | -474.5846 | -21.4309 | [11 empty] | 1 | [7 empty] | 32.25 | 169.5241 | 26.0806 | 209.625 | 698.75 | 22.2532 | #REF! | #REF! | #REF! | #REF! | 32.25 | -6.8637 | -1.056 | 209.625 | 698.75 | 22.2532 | #REF! | #REF! | #REF! | #REF! | 32.25 | 68.8096 | 10.5861 | 209.625 | 698.75 | 22.2532 | #REF! | #REF! | #REF! | #REF! | 32.25 | 213.3031 | 32.8159 | 209.625 | 698.75 | 22.2532 | #REF! | #REF! | #REF! | #REF! | 32.25 | 434.2855 | 66.8132 | 209.625 | 698.75 | 22.2532 | #REF! | #REF! | #REF! | 2 | 32.25 | 735.2904 | 113.1216 | 209.625 | 698.75 | 22.2532 | #REF! | #REF! | #REF! | 2 | 32.25 | 1116.1069 | 171.7088 | 209.625 | 698.75 | 22.2532 | #REF! | #REF! | #REF! | 2 | 32.25 | 1574.6615 | 242.2556 | 209.625 | 698.75 | 22.2532 | #REF! | #REF! | #REF!
| 2 | 32.6 | 16.1387 | 55.0674 | 0.073847 | 211.9 | 2.4829 | 55.0674 | 211.9 | 84.76 | 8.4594 | 706.3333 | 22.4947 | 93.9704 | 530.9191 | 23.9381 | -475.8517 | -21.4552 | [11 empty] | 1 | [7 empty] | 32.3 | 170.7446 | 26.2684 | 209.95 | 699.8333 | 22.2877 | #REF! | #REF! | #REF! | #REF! | 32.3 | -7.3492 | -1.1306 | 209.95 | 699.8333 | 22.2877 | #REF! | #REF! | #REF! | #REF! | 32.3 | 68.2243 | 10.4961 | 209.95 | 699.8333 | 22.2877 | #REF! | #REF! | #REF! | #REF! | 32.3 | 212.373 | 32.6728 | 209.95 | 699.8333 | 22.2877 | #REF! | #REF! | #REF! | #REF! | 32.3 | 432.9759 | 66.6117 | 209.95 | 699.8333 | 22.2877 | #REF! | #REF! | #REF! | 2 | 32.3 | 733.5674 | 112.8565 | 209.95 | 699.8333 | 22.2877 | #REF! | #REF! | #REF! | 2 | 32.3 | 1114.0027 | 171.385 | 209.95 | 699.8333 | 22.2877 | #REF! | #REF! | #REF! | 2 | 32.3 | 1572.1989 | 241.8767 | 209.95 | 699.8333 | 22.2877 | #REF! | #REF! | #REF!
| 2 | 32.65 | 16.2126 | 55.4044 | 0.074299 | 212.225 | 2.4942 | 55.4044 | 212.225 | 84.89 | 8.4594 | 707.4167 | 22.5292 | 93.9747 | 532.5244 | 23.9737 | -477.12 | -21.4794 | [11 empty] | 1 | [7 empty] | 32.35 | 171.9698 | 26.4569 | 210.275 | 700.9167 | 22.3222 | #REF! | #REF! | #REF! | #REF! | 32.35 | -7.8364 | -1.2056 | 210.275 | 700.9167 | 22.3222 | #REF! | #REF! | #REF! | #REF! | 32.35 | 67.6412 | 10.4063 | 210.275 | 700.9167 | 22.3222 | #REF! | #REF! | #REF! | #REF! | 32.35 | 211.445 | 32.53 | 210.275 | 700.9167 | 22.3222 | #REF! | #REF! | #REF! | #REF! | 32.35 | 431.6685 | 66.4105 | 210.275 | 700.9167 | 22.3222 | #REF! | #REF! | #REF! | 2 | 32.35 | 731.8463 | 112.5917 | 210.275 | 700.9167 | 22.3222 | #REF! | #REF! | #REF! | 2 | 32.35 | 1111.9001 | 171.0616 | 210.275 | 700.9167 | 22.3222 | #REF! | #REF! | #REF! | 2 | 32.35 | 1569.7375 | 241.4981 | 210.275 | 700.9167 | 22.3222 | #REF! | #REF! | #REF!
| 2 | 32.7 | 16.2867 | 55.7428 | 0.074752 | 212.55 | 2.5056 | 55.7428 | 212.55 | 85.02 | 8.4594 | 708.5 | 22.5637 | 93.979 | 534.1321 | 24.0093 | -478.3893 | -21.5036 | [11 empty] | 1 | [7 empty] | 32.4 | 173.1997 | 26.6461 | 210.6 | 702 | 22.3567 | #REF! | #REF! | #REF! | #REF! | 32.4 | -8.3254 | -1.2808 | 210.6 | 702 | 22.3567 | #REF! | #REF! | #REF! | #REF! | 32.4 | 67.0603 | 10.317 | 210.6 | 702 | 22.3567 | #REF! | #REF! | #REF! | #REF! | 32.4 | 210.5193 | 32.3876 | 210.6 | 702 | 22.3567 | #REF! | #REF! | #REF! | #REF! | 32.4 | 430.3633 | 66.2097 | 210.6 | 702 | 22.3567 | #REF! | #REF! | #REF! | 2 | 32.4 | 730.1271 | 112.3272 | 210.6 | 702 | 22.3567 | #REF! | #REF! | #REF! | 2 | 32.4 | 1109.799 | 170.7383 | 210.6 | 702 | 22.3567 | #REF! | #REF! | #REF! | 2 | 32.4 | 1567.2774 | 241.1196 | 210.6 | 702 | 22.3567 | #REF! | #REF! | #REF!
| 2 | 32.75 | 16.3609 | 56.0826 | 0.075208 | 212.875 | 2.5171 | 56.0826 | 212.875 | 85.15 | 8.4594 | 709.5833 | 22.5982 | 93.9833 | 535.7423 | 24.0449 | -479.6598 | -21.5278 | [11 empty] | 1 | [7 empty] | 32.45 | 174.4344 | 26.8361 | 210.925 | 703.0833 | 22.3912 | #REF! | #REF! | #REF! | #REF! | 32.45 | -8.8161 | -1.3563 | 210.925 | 703.0833 | 22.3912 | #REF! | #REF! | #REF! | #REF! | 32.45 | 66.4814 | 10.2279 | 210.925 | 703.0833 | 22.3912 | #REF! | #REF! | #REF! | #REF! | 32.45 | 209.5958 | 32.2455 | 210.925 | 703.0833 | 22.3912 | #REF! | #REF! | #REF! | #REF! | 32.45 | 429.0602 | 66.0093 | 210.925 | 703.0833 | 22.3912 | #REF! | #REF! | #REF! | 2 | 32.45 | 728.4098 | 112.063 | 210.925 | 703.0833 | 22.3912 | #REF! | #REF! | #REF! | 2 | 32.45 | 1107.6995 | 170.4153 | 210.925 | 703.0833 | 22.3912 | #REF! | #REF! | #REF! | 2 | 32.45 | 1564.8185 | 240.7413 | 210.925 | 703.0833 | 22.3912 | #REF! | #REF! | #REF!
| 2 | 32.8 | 16.4354 | 56.4237 | 0.075665 | 213.2 | 2.5285 | 56.4237 | 213.2 | 85.28 | 8.4594 | 710.6667 | 22.6327 | 93.9876 | 537.355 | 24.0805 | -480.9314 | -21.552 | [11 empty] | 1 | [7 empty] | 32.5 | 175.6739 | 27.0268 | 211.25 | 704.1667 | 22.4257 | #REF! | #REF! | #REF! | #REF! | 32.5 | -9.3085 | -1.4321 | 211.25 | 704.1667 | 22.4257 | #REF! | #REF! | #REF! | #REF! | 32.5 | 65.9048 | 10.1392 | 211.25 | 704.1667 | 22.4257 | #REF! | #REF! | #REF! | #REF! | 32.5 | 208.6744 | 32.1038 | 211.25 | 704.1667 | 22.4257 | #REF! | #REF! | #REF! | #REF! | 32.5 | 427.7592 | 65.8091 | 211.25 | 704.1667 | 22.4257 | #REF! | #REF! | #REF! | 2 | 32.5 | 726.6943 | 111.7991 | 211.25 | 704.1667 | 22.4257 | #REF! | #REF! | #REF! | 2 | 32.5 | 1105.6015 | 170.0925 | 211.25 | 704.1667 | 22.4257 | #REF! | #REF! | #REF! | 2 | 32.5 | 1562.3609 | 240.3632 | 211.25 | 704.1667 | 22.4257 | #REF! | #REF! | #REF!
| 2 | 32.85 | 16.5099 | 56.7661 | 0.076125 | 213.525 | 2.54 | 56.7661 | 213.525 | 85.41 | 8.4594 | 711.75 | 22.6672 | 93.9919 | 538.9702 | 24.1161 | -482.204 | -21.5761 | [11 empty] | 1 | [7 empty] | 32.55 | 176.9181 | 27.2182 | 211.575 | 705.25 | 22.4602 | #REF! | #REF! | #REF! | #REF! | 32.55 | -9.8027 | -1.5081 | 211.575 | 705.25 | 22.4602 | #REF! | #REF! | #REF! | #REF! | 32.55 | 65.3303 | 10.0508 | 211.575 | 705.25 | 22.4602 | #REF! | #REF! | #REF! | #REF! | 32.55 | 207.7553 | 31.9624 | 211.575 | 705.25 | 22.4602 | #REF! | #REF! | #REF! | #REF! | 32.55 | 426.4605 | 65.6093 | 211.575 | 705.25 | 22.4602 | #REF! | #REF! | #REF! | 2 | 32.55 | 724.9808 | 111.5355 | 211.575 | 705.25 | 22.4602 | #REF! | #REF! | #REF! | 2 | 32.55 | 1103.505 | 169.77 | 211.575 | 705.25 | 22.4602 | #REF! | #REF! | #REF! | 2 | 32.55 | 1559.9046 | 239.9853 | 211.575 | 705.25 | 22.4602 | #REF! | #REF! | #REF!
| 2 | 32.9 | 16.5847 | 57.11 | 0.076586 | 213.85 | 2.5515 | 57.11 | 213.85 | 85.54 | 8.4594 | 712.8333 | 22.7017 | 93.9961 | 540.5878 | 24.1517 | -483.4778 | -21.6003 | [11 empty] | 1 | [7 empty] | 32.6 | 178.167 | 27.4103 | 211.9 | 706.3333 | 22.4947 | #REF! | #REF! | #REF! | #REF! | 32.6 | -10.2987 | -1.5844 | 211.9 | 706.3333 | 22.4947 | #REF! | #REF! | #REF! | #REF! | 32.6 | 64.7579 | 9.9628 | 211.9 | 706.3333 | 22.4947 | #REF! | #REF! | #REF! | #REF! | 32.6 | 206.8384 | 31.8213 | 211.9 | 706.3333 | 22.4947 | #REF! | #REF! | #REF! | #REF! | 32.6 | 425.1639 | 65.4098 | 211.9 | 706.3333 | 22.4947 | #REF! | #REF! | #REF! | 2 | 32.6 | 723.2692 | 111.2722 | 211.9 | 706.3333 | 22.4947 | #REF! | #REF! | #REF! | 2 | 32.6 | 1101.4102 | 169.4477 | 211.9 | 706.3333 | 22.4947 | #REF! | #REF! | #REF! | 2 | 32.6 | 1557.4495 | 239.6076 | 211.9 | 706.3333 | 22.4947 | #REF! | #REF! | #REF!
| 2 | 32.95 | 16.6596 | 57.4552 | 0.077049 | 214.175 | 2.563 | 57.4552 | 214.175 | 85.67 | 8.4594 | 713.9167 | 22.7362 | 94.0003 | 542.2079 | 24.1874 | -484.7527 | -21.6244 | [11 empty] | 1 | [7 empty] | 32.65 | 179.4207 | 27.6032 | 212.225 | 707.4167 | 22.5292 | #REF! | #REF! | #REF! | #REF! | 32.65 | -10.7965 | -1.661 | 212.225 | 707.4167 | 22.5292 | #REF! | #REF! | #REF! | #REF! | 32.65 | 64.1878 | 9.875 | 212.225 | 707.4167 | 22.5292 | #REF! | #REF! | #REF! | #REF! | 32.65 | 205.9237 | 31.6806 | 212.225 | 707.4167 | 22.5292 | #REF! | #REF! | #REF! | #REF! | 32.65 | 423.8694 | 65.2107 | 212.225 | 707.4167 | 22.5292 | #REF! | #REF! | #REF! | 2 | 32.65 | 721.5596 | 111.0092 | 212.225 | 707.4167 | 22.5292 | #REF! | #REF! | #REF! | 2 | 32.65 | 1099.3169 | 169.1257 | 212.225 | 707.4167 | 22.5292 | #REF! | #REF! | #REF! | 2 | 32.65 | 1554.9957 | 239.2301 | 212.225 | 707.4167 | 22.5292 | #REF! | #REF! | #REF!
| 2 | 33 | 16.7347 | 57.8017 | 0.077513 | 214.5 | 2.5746 | 57.8017 | 214.5 | 85.8 | 8.4594 | 715 | 22.7707 | 94.0045 | 543.8304 | 24.223 | -486.0287 | -21.6484 | [11 empty] | 1 | [7 empty] | 32.7 | 180.6791 | 27.7968 | 212.55 | 708.5 | 22.5637 | #REF! | #REF! | #REF! | #REF! | 32.7 | -11.2961 | -1.7379 | 212.55 | 708.5 | 22.5637 | #REF! | #REF! | #REF! | #REF! | 32.7 | 63.6199 | 9.7877 | 212.55 | 708.5 | 22.5637 | #REF! | #REF! | #REF! | #REF! | 32.7 | 205.0112 | 31.5402 | 212.55 | 708.5 | 22.5637 | #REF! | #REF! | #REF! | #REF! | 32.7 | 422.5772 | 65.0119 | 212.55 | 708.5 | 22.5637 | #REF! | #REF! | #REF! | 2 | 32.7 | 719.8518 | 110.7464 | 212.55 | 708.5 | 22.5637 | #REF! | #REF! | #REF! | 2 | 32.7 | 1097.2252 | 168.8039 | 212.55 | 708.5 | 22.5637 | #REF! | #REF! | #REF! | 2 | 32.7 | 1552.5431 | 238.8528 | 212.55 | 708.5 | 22.5637 | #REF! | #REF! | #REF!
| 2 | 33.05 | 16.81 | 58.1497 | 0.07798 | 214.825 | 2.5862 | 58.1497 | 214.825 | 85.93 | 8.4594 | 716.0833 | 22.8052 | 94.0087 | 545.4555 | 24.2586 | -487.3058 | -21.6725 | [11 empty] | 1 | [7 empty] | 32.75 | 181.9422 | 27.9911 | 212.875 | 709.5833 | 22.5982 | #REF! | #REF! | #REF! | #REF! | 32.75 | -11.7976 | -1.815 | 212.875 | 709.5833 | 22.5982 | #REF! | #REF! | #REF! | #REF! | 32.75 | 63.0542 | 9.7006 | 212.875 | 709.5833 | 22.5982 | #REF! | #REF! | #REF! | #REF! | 32.75 | 204.1009 | 31.4001 | 212.875 | 709.5833 | 22.5982 | #REF! | #REF! | #REF! | #REF! | 32.75 | 421.2871 | 64.8134 | 212.875 | 709.5833 | 22.5982 | #REF! | #REF! | #REF! | 2 | 32.75 | 718.146 | 110.484 | 212.875 | 709.5833 | 22.5982 | #REF! | #REF! | #REF! | 2 | 32.75 | 1095.135 | 168.4823 | 212.875 | 709.5833 | 22.5982 | #REF! | #REF! | #REF! | 2 | 32.75 | 1550.0919 | 238.4757 | 212.875 | 709.5833 | 22.5982 | #REF! | #REF! | #REF!
| 2 | 33.1 | 16.8854 | 58.499 | 0.078448 | 215.15 | 2.5978 | 58.499 | 215.15 | 86.06 | 8.4594 | 717.1667 | 22.8397 | 94.0128 | 547.083 | 24.2942 | -488.584 | -21.6965 | [11 empty] | 1 | [7 empty] | 32.8 | 183.2101 | 28.1862 | 213.2 | 710.6667 | 22.6327 | #REF! | #REF! | #REF! | #REF! | 32.8 | -12.3008 | -1.8924 | 213.2 | 710.6667 | 22.6327 | #REF! | #REF! | #REF! | #REF! | 32.8 | 62.4908 | 9.614 | 213.2 | 710.6667 | 22.6327 | #REF! | #REF! | #REF! | #REF! | 32.8 | 203.1929 | 31.2604 | 213.2 | 710.6667 | 22.6327 | #REF! | #REF! | #REF! | #REF! | 32.8 | 419.9992 | 64.6153 | 213.2 | 710.6667 | 22.6327 | #REF! | #REF! | #REF! | 2 | 32.8 | 716.4421 | 110.2219 | 213.2 | 710.6667 | 22.6327 | #REF! | #REF! | #REF! | 2 | 32.8 | 1093.0464 | 168.161 | 213.2 | 710.6667 | 22.6327 | #REF! | #REF! | #REF! | 2 | 32.8 | 1547.6419 | 238.0988 | 213.2 | 710.6667 | 22.6327 | #REF! | #REF! | #REF!
| 2 | 33.15 | 16.961 | 58.8496 | 0.078919 | 215.475 | 2.6094 | 58.8496 | 215.475 | 86.19 | 8.4594 | 718.25 | 22.8742 | 94.0169 | 548.7129 | 24.3299 | -489.8633 | -21.7205 | [11 empty] | 1 | [7 empty] | 32.85 | 184.4828 | 28.382 | 213.525 | 711.75 | 22.6672 | #REF! | #REF! | #REF! | #REF! | 32.85 | -12.8059 | -1.9701 | 213.525 | 711.75 | 22.6672 | #REF! | #REF! | #REF! | #REF! | 32.85 | 61.9296 | 9.5276 | 213.525 | 711.75 | 22.6672 | #REF! | #REF! | #REF! | #REF! | 32.85 | 202.2871 | 31.1211 | 213.525 | 711.75 | 22.6672 | #REF! | #REF! | #REF! | #REF! | 32.85 | 418.7135 | 64.4175 | 213.525 | 711.75 | 22.6672 | #REF! | #REF! | #REF! | 2 | 32.85 | 714.7401 | 109.96 | 213.525 | 711.75 | 22.6672 | #REF! | #REF! | #REF! | 2 | 32.85 | 1090.9594 | 167.8399 | 213.525 | 711.75 | 22.6672 | #REF! | #REF! | #REF! | 2 | 32.85 | 1545.1932 | 237.722 | 213.525 | 711.75 | 22.6672 | #REF! | #REF! | #REF!
| 2 | 33.2 | 17.0368 | 59.2017 | 0.079391 | 215.8 | 2.621 | 59.2017 | 215.8 | 86.32 | 8.4594 | 719.3333 | 22.9087 | 94.021 | 550.3454 | 24.3655 | -491.1437 | -21.7445 | [11 empty] | 1 | [7 empty] | 32.9 | 185.7602 | 28.5785 | 213.85 | 712.8333 | 22.7017 | #REF! | #REF! | #REF! | #REF! | 32.9 | -13.3129 | -2.0481 | 213.85 | 712.8333 | 22.7017 | #REF! | #REF! | #REF! | #REF! | 32.9 | 61.3706 | 9.4416 | 213.85 | 712.8333 | 22.7017 | #REF! | #REF! | #REF! | #REF! | 32.9 | 201.3835 | 30.9821 | 213.85 | 712.8333 | 22.7017 | #REF! | #REF! | #REF! | #REF! | 32.9 | 417.4299 | 64.22 | 213.85 | 712.8333 | 22.7017 | #REF! | #REF! | #REF! | 2 | 32.9 | 713.0401 | 109.6985 | 213.85 | 712.8333 | 22.7017 | #REF! | #REF! | #REF! | 2 | 32.9 | 1088.874 | 167.5191 | 213.85 | 712.8333 | 22.7017 | #REF! | #REF! | #REF! | 2 | 32.9 | 1542.7458 | 237.3455 | 213.85 | 712.8333 | 22.7017 | #REF! | #REF! | #REF!
| 2 | 33.25 | 17.1127 | 59.5551 | 0.079865 | 216.125 | 2.6327 | 59.5551 | 216.125 | 86.45 | 8.4594 | 720.4167 | 22.9432 | 94.0251 | 551.9803 | 24.4011 | -492.4251 | -21.7684 | [11 empty] | 1 | [7 empty] | 32.95 | 187.0423 | 28.7757 | 214.175 | 713.9167 | 22.7362 | #REF! | #REF! | #REF! | #REF! | 32.95 | -13.8218 | -2.1264 | 214.175 | 713.9167 | 22.7362 | #REF! | #REF! | #REF! | #REF! | 32.95 | 60.814 | 9.356 | 214.175 | 713.9167 | 22.7362 | #REF! | #REF! | #REF! | #REF! | 32.95 | 200.4822 | 30.8434 | 214.175 | 713.9167 | 22.7362 | #REF! | #REF! | #REF! | #REF! | 32.95 | 416.1485 | 64.0228 | 214.175 | 713.9167 | 22.7362 | #REF! | #REF! | #REF! | 2 | 32.95 | 711.342 | 109.4372 | 214.175 | 713.9167 | 22.7362 | #REF! | #REF! | #REF! | 2 | 32.95 | 1086.7902 | 167.1985 | 214.175 | 713.9167 | 22.7362 | #REF! | #REF! | #REF! | 2 | 32.95 | 1540.2996 | 236.9692 | 214.175 | 713.9167 | 22.7362 | #REF! | #REF! | #REF!
| 2 | 33.3 | 17.1888 | 59.91 | 0.080341 | 216.45 | 2.6444 | 59.91 | 216.45 | 86.58 | 8.4594 | 721.5 | 22.9777 | 94.0292 | 553.6176 | 24.4368 | -493.7077 | -21.7923 | [11 empty] | 1 | [7 empty] | 33 | 188.3292 | 28.9737 | 214.5 | 715 | 22.7707 | #REF! | #REF! | #REF! | #REF! | 33 | -14.3326 | -2.205 | 214.5 | 715 | 22.7707 | #REF! | #REF! | #REF! | #REF! | 33 | 60.2596 | 9.2707 | 214.5 | 715 | 22.7707 | #REF! | #REF! | #REF! | #REF! | 33 | 199.5831 | 30.7051 | 214.5 | 715 | 22.7707 | #REF! | #REF! | #REF! | #REF! | 33 | 414.8693 | 63.826 | 214.5 | 715 | 22.7707 | #REF! | #REF! | #REF! | 2 | 33 | 709.6458 | 109.1763 | 214.5 | 715 | 22.7707 | #REF! | #REF! | #REF! | 2 | 33 | 1084.708 | 166.8782 | 214.5 | 715 | 22.7707 | #REF! | #REF! | #REF! | 2 | 33 | 1537.8547 | 236.593 | 214.5 | 715 | 22.7707 | #REF! | #REF! | #REF!
| 2 | 33.35 | 17.2651 | 60.2662 | 0.080818 | 216.775 | 2.6562 | 60.2662 | 216.775 | 86.71 | 8.4594 | 722.5833 | 23.0122 | 94.0333 | 555.2575 | 24.4724 | -494.9913 | -21.8162 | [11 empty] | 1 | [7 empty] | 33.05 | 189.6208 | 29.1724 | 214.825 | 716.0833 | 22.8052 | #REF! | #REF! | #REF! | #REF! | 33.05 | -14.8453 | -2.2839 | 214.825 | 716.0833 | 22.8052 | #REF! | #REF! | #REF! | #REF! | 33.05 | 59.7075 | 9.1858 | 214.825 | 716.0833 | 22.8052 | #REF! | #REF! | #REF! | #REF! | 33.05 | 198.6863 | 30.5671 | 214.825 | 716.0833 | 22.8052 | #REF! | #REF! | #REF! | #REF! | 33.05 | 413.5923 | 63.6296 | 214.825 | 716.0833 | 22.8052 | #REF! | #REF! | #REF! | 2 | 33.05 | 707.9516 | 108.9156 | 214.825 | 716.0833 | 22.8052 | #REF! | #REF! | #REF! | 2 | 33.05 | 1082.6274 | 166.5581 | 214.825 | 716.0833 | 22.8052 | #REF! | #REF! | #REF! | 2 | 33.05 | 1535.4112 | 236.2171 | 214.825 | 716.0833 | 22.8052 | #REF! | #REF! | #REF!
| 2 | 33.4 | 17.3416 | 60.6238 | 0.081298 | 217.1 | 2.6679 | 60.6238 | 217.1 | 86.84 | 8.4594 | 723.6667 | 23.0467 | 94.0373 | 556.8998 | 24.5081 | -496.276 | -21.8401 | [11 empty] | 1 | [7 empty] | 33.1 | 190.9171 | 29.3719 | 215.15 | 717.1667 | 22.8397 | #REF! | #REF! | #REF! | #REF! | 33.1 | -15.3599 | -2.3631 | 215.15 | 717.1667 | 22.8397 | #REF! | #REF! | #REF! | #REF! | 33.1 | 59.1578 | 9.1012 | 215.15 | 717.1667 | 22.8397 | #REF! | #REF! | #REF! | #REF! | 33.1 | 197.7917 | 30.4295 | 215.15 | 717.1667 | 22.8397 | #REF! | #REF! | #REF! | #REF! | 33.1 | 412.3175 | 63.4335 | 215.15 | 717.1667 | 22.8397 | #REF! | #REF! | #REF! | 2 | 33.1 | 706.2594 | 108.6553 | 215.15 | 717.1667 | 22.8397 | #REF! | #REF! | #REF! | 2 | 33.1 | 1080.5484 | 166.2382 | 215.15 | 717.1667 | 22.8397 | #REF! | #REF! | #REF! | 2 | 33.1 | 1532.9689 | 235.8414 | 215.15 | 717.1667 | 22.8397 | #REF! | #REF! | #REF!
| 2 | 33.45 | 17.4182 | 60.9828 | 0.081779 | 217.425 | 2.6797 | 60.9828 | 217.425 | 86.97 | 8.4594 | 724.75 | 23.0812 | 94.0413 | 558.5445 | 24.5437 | -497.5618 | -21.864 | [11 empty] | 1 | [7 empty] | 33.15 | 192.2182 | 29.572 | 215.475 | 718.25 | 22.8742 | #REF! | #REF! | #REF! | #REF! | 33.15 | -15.8765 | -2.4425 | 215.475 | 718.25 | 22.8742 | #REF! | #REF! | #REF! | #REF! | 33.15 | 58.6104 | 9.017 | 215.475 | 718.25 | 22.8742 | #REF! | #REF! | #REF! | #REF! | 33.15 | 196.8994 | 30.2922 | 215.475 | 718.25 | 22.8742 | #REF! | #REF! | #REF! | #REF! | 33.15 | 411.0448 | 63.2377 | 215.475 | 718.25 | 22.8742 | #REF! | #REF! | #REF! | 2 | 33.15 | 704.5691 | 108.3952 | 215.475 | 718.25 | 22.8742 | #REF! | #REF! | #REF! | 2 | 33.15 | 1078.4709 | 165.9186 | 215.475 | 718.25 | 22.8742 | #REF! | #REF! | #REF! | 2 | 33.15 | 1530.5279 | 235.4658 | 215.475 | 718.25 | 22.8742 | #REF! | #REF! | #REF!
| 2 | 33.5 | 17.495 | 61.3431 | 0.082263 | 217.75 | 2.6915 | 61.3431 | 217.75 | 87.1 | 8.4594 | 725.8333 | 23.1157 | 94.0453 | 560.1918 | 24.5793 | -498.8486 | -21.8878 | [11 empty] | 1 | [7 empty] | 33.2 | 193.5241 | 29.7729 | 215.8 | 719.3333 | 22.9087 | #REF! | #REF! | #REF! | #REF! | 33.2 | -16.395 | -2.5223 | 215.8 | 719.3333 | 22.9087 | #REF! | #REF! | #REF! | #REF! | 33.2 | 58.0654 | 8.9331 | 215.8 | 719.3333 | 22.9087 | #REF! | #REF! | #REF! | #REF! | 33.2 | 196.0093 | 30.1553 | 215.8 | 719.3333 | 22.9087 | #REF! | #REF! | #REF! | #REF! | 33.2 | 409.7743 | 63.0422 | 215.8 | 719.3333 | 22.9087 | #REF! | #REF! | #REF! | 2 | 33.2 | 702.8808 | 108.1355 | 215.8 | 719.3333 | 22.9087 | #REF! | #REF! | #REF! | 2 | 33.2 | 1076.3951 | 165.5993 | 215.8 | 719.3333 | 22.9087 | #REF! | #REF! | #REF! | 2 | 33.2 | 1528.0882 | 235.0905 | 215.8 | 719.3333 | 22.9087 | #REF! | #REF! | #REF!
| 2 | 33.55 | 17.5719 | 61.7049 | 0.082748 | 218.075 | 2.7034 | 61.7049 | 218.075 | 87.23 | 8.4594 | 726.9167 | 23.1502 | 94.0493 | 561.8415 | 24.615 | -500.1366 | -21.9116 | [11 empty] | 1 | [7 empty] | 33.25 | 194.8347 | 29.9746 | 216.125 | 720.4167 | 22.9432 | #REF! | #REF! | #REF! | #REF! | 33.25 | -16.9155 | -2.6024 | 216.125 | 720.4167 | 22.9432 | #REF! | #REF! | #REF! | #REF! | 33.25 | 57.5227 | 8.8496 | 216.125 | 720.4167 | 22.9432 | #REF! | #REF! | #REF! | #REF! | 33.25 | 195.1215 | 30.0187 | 216.125 | 720.4167 | 22.9432 | #REF! | #REF! | #REF! | #REF! | 33.25 | 408.5061 | 62.8471 | 216.125 | 720.4167 | 22.9432 | #REF! | #REF! | #REF! | 2 | 33.25 | 701.1944 | 107.8761 | 216.125 | 720.4167 | 22.9432 | #REF! | #REF! | #REF! | 2 | 33.25 | 1074.3209 | 165.2801 | 216.125 | 720.4167 | 22.9432 | #REF! | #REF! | #REF! | 2 | 33.25 | 1525.6499 | 234.7154 | 216.125 | 720.4167 | 22.9432 | #REF! | #REF! | #REF!
| 2 | 33.6 | 17.649 | 62.0681 | 0.083235 | 218.4 | 2.7152 | 62.0681 | 218.4 | 87.36 | 8.4594 | 728 | 23.1847 | 94.0532 | 563.4937 | 24.6506 | -501.4256 | -21.9354 | [11 empty] | 1 | [7 empty] | 33.3 | 196.15 | 30.1769 | 216.45 | 721.5 | 22.9777 | #REF! | #REF! | #REF! | #REF! | 33.3 | -17.438 | -2.6828 | 216.45 | 721.5 | 22.9777 | #REF! | #REF! | #REF! | #REF! | 33.3 | 56.9824 | 8.7665 | 216.45 | 721.5 | 22.9777 | #REF! | #REF! | #REF! | #REF! | 33.3 | 194.236 | 29.8825 | 216.45 | 721.5 | 22.9777 | #REF! | #REF! | #REF! | #REF! | 33.3 | 407.24 | 62.6523 | 216.45 | 721.5 | 22.9777 | #REF! | #REF! | #REF! | 2 | 33.3 | 699.51 | 107.6169 | 216.45 | 721.5 | 22.9777 | #REF! | #REF! | #REF! | 2 | 33.3 | 1072.2484 | 164.9613 | 216.45 | 721.5 | 22.9777 | #REF! | #REF! | #REF! | 2 | 33.3 | 1523.2128 | 234.3404 | 216.45 | 721.5 | 22.9777 | #REF! | #REF! | #REF!
| 2 | 33.65 | 17.7263 | 62.4327 | 0.083724 | 218.725 | 2.7271 | 62.4327 | 218.725 | 87.49 | 8.4594 | 729.0833 | 23.2192 | 94.0572 | 565.1483 | 24.6863 | -502.7156 | -21.9592 | [11 empty] | 1 | [7 empty] | 33.35 | 197.4701 | 30.38 | 216.775 | 722.5833 | 23.0122 | #REF! | #REF! | #REF! | #REF! | 33.35 | -17.9624 | -2.7635 | 216.775 | 722.5833 | 23.0122 | #REF! | #REF! | #REF! | #REF! | 33.35 | 56.4445 | 8.6838 | 216.775 | 722.5833 | 23.0122 | #REF! | #REF! | #REF! | #REF! | 33.35 | 193.3528 | 29.7466 | 216.775 | 722.5833 | 23.0122 | #REF! | #REF! | #REF! | #REF! | 33.35 | 405.9761 | 62.4579 | 216.775 | 722.5833 | 23.0122 | #REF! | #REF! | #REF! | 2 | 33.35 | 697.8276 | 107.3581 | 216.775 | 722.5833 | 23.0122 | #REF! | #REF! | #REF! | 2 | 33.35 | 1070.1774 | 164.6427 | 216.775 | 722.5833 | 23.0122 | #REF! | #REF! | #REF! | 2 | 33.35 | 1520.777 | 233.9657 | 216.775 | 722.5833 | 23.0122 | #REF! | #REF! | #REF!
| 2 | 33.7 | 17.8038 | 62.7987 | 0.084214 | 219.05 | 2.739 | 62.7987 | 219.05 | 87.62 | 8.4594 | 730.1667 | 23.2537 | 94.0611 | 566.8054 | 24.7219 | -504.0068 | -21.9829 | [11 empty] | 1 | [7 empty] | 33.4 | 198.7949 | 30.5838 | 217.1 | 723.6667 | 23.0467 | #REF! | #REF! | #REF! | #REF! | 33.4 | -18.4889 | -2.8445 | 217.1 | 723.6667 | 23.0467 | #REF! | #REF! | #REF! | #REF! | 33.4 | 55.909 | 8.6014 | 217.1 | 723.6667 | 23.0467 | #REF! | #REF! | #REF! | #REF! | 33.4 | 192.4718 | 29.611 | 217.1 | 723.6667 | 23.0467 | #REF! | #REF! | #REF! | #REF! | 33.4 | 404.7143 | 62.2637 | 217.1 | 723.6667 | 23.0467 | #REF! | #REF! | #REF! | 2 | 33.4 | 696.1472 | 107.0996 | 217.1 | 723.6667 | 23.0467 | #REF! | #REF! | #REF! | 2 | 33.4 | 1068.1081 | 164.3243 | 217.1 | 723.6667 | 23.0467 | #REF! | #REF! | #REF! | 2 | 33.4 | 1518.3425 | 233.5912 | 217.1 | 723.6667 | 23.0467 | #REF! | #REF! | #REF!
| 2 | 33.75 | 17.8814 | 63.1661 | 0.084707 | 219.375 | 2.751 | 63.1661 | 219.375 | 87.75 | 8.4594 | 731.25 | 23.2882 | 94.065 | 568.465 | 24.7576 | -505.299 | -22.0066 | [11 empty] | 1 | [7 empty] | 33.45 | 200.1245 | 30.7884 | 217.425 | 724.75 | 23.0812 | #REF! | #REF! | #REF! | #REF! | 33.45 | -19.0175 | -2.9258 | 217.425 | 724.75 | 23.0812 | #REF! | #REF! | #REF! | #REF! | 33.45 | 55.376 | 8.5194 | 217.425 | 724.75 | 23.0812 | #REF! | #REF! | #REF! | #REF! | 33.45 | 191.5931 | 29.4759 | 217.425 | 724.75 | 23.0812 | #REF! | #REF! | #REF! | #REF! | 33.45 | 403.4548 | 62.07 | 217.425 | 724.75 | 23.0812 | #REF! | #REF! | #REF! | 2 | 33.45 | 694.4687 | 106.8413 | 217.425 | 724.75 | 23.0812 | #REF! | #REF! | #REF! | 2 | 33.45 | 1066.0404 | 164.0062 | 217.425 | 724.75 | 23.0812 | #REF! | #REF! | #REF! | 2 | 33.45 | 1515.9094 | 233.2168 | 217.425 | 724.75 | 23.0812 | #REF! | #REF! | #REF!
| 2 | 33.8 | 17.9592 | 63.5349 | 0.085202 | 219.7 | 2.763 | 63.5349 | 219.7 | 87.88 | 8.4594 | 732.3333 | 23.3227 | 94.0689 | 570.1271 | 24.7932 | -506.5922 | -22.0303 | [11 empty] | 1 | [7 empty] | 33.5 | 201.4588 | 30.9937 | 217.75 | 725.8333 | 23.1157 | #REF! | #REF! | #REF! | #REF! | 33.5 | -19.5481 | -3.0074 | 217.75 | 725.8333 | 23.1157 | #REF! | #REF! | #REF! | #REF! | 33.5 | 54.8454 | 8.4377 | 217.75 | 725.8333 | 23.1157 | #REF! | #REF! | #REF! | #REF! | 33.5 | 190.7168 | 29.341 | 217.75 | 725.8333 | 23.1157 | #REF! | #REF! | #REF! | #REF! | 33.5 | 402.1975 | 61.8765 | 217.75 | 725.8333 | 23.1157 | #REF! | #REF! | #REF! | 2 | 33.5 | 692.7923 | 106.5834 | 217.75 | 725.8333 | 23.1157 | #REF! | #REF! | #REF! | 2 | 33.5 | 1063.9743 | 163.6884 | 217.75 | 725.8333 | 23.1157 | #REF! | #REF! | #REF! | 2 | 33.5 | 1513.4776 | 232.8427 | 217.75 | 725.8333 | 23.1157 | #REF! | #REF! | #REF!
| 2 | 33.85 | 18.0372 | 63.9051 | 0.085698 | 220.025 | 2.7749 | 63.9051 | 220.025 | 88.01 | 8.4594 | 733.4167 | 23.3572 | 94.0727 | 571.7916 | 24.8289 | -507.8865 | -22.0539 | [11 empty] | 1 | [7 empty] | 33.55 | 202.7979 | 31.1997 | 218.075 | 726.9167 | 23.1502 | #REF! | #REF! | #REF! | #REF! | 33.55 | -20.0807 | -3.0893 | 218.075 | 726.9167 | 23.1502 | #REF! | #REF! | #REF! | #REF! | 33.55 | 54.3172 | 8.3565 | 218.075 | 726.9167 | 23.1502 | #REF! | #REF! | #REF! | #REF! | 33.55 | 189.8427 | 29.2066 | 218.075 | 726.9167 | 23.1502 | #REF! | #REF! | #REF! | #REF! | 33.55 | 400.9423 | 61.6834 | 218.075 | 726.9167 | 23.1502 | #REF! | #REF! | #REF! | 2 | 33.55 | 691.1178 | 106.3258 | 218.075 | 726.9167 | 23.1502 | #REF! | #REF! | #REF! | 2 | 33.55 | 1061.9099 | 163.3708 | 218.075 | 726.9167 | 23.1502 | #REF! | #REF! | #REF! | 2 | 33.55 | 1511.0471 | 232.4688 | 218.075 | 726.9167 | 23.1502 | #REF! | #REF! | #REF!
| 2 | 33.9 | 18.1153 | 64.2767 | 0.086197 | 220.35 | 2.787 | 64.2767 | 220.35 | 88.14 | 8.4594 | 734.5 | 23.3917 | 94.0766 | 573.4586 | 24.8645 | -509.1819 | -22.0776 | [11 empty] | 1 | [7 empty] | 33.6 | 204.1416 | 31.4064 | 218.4 | 728 | 23.1847 | #REF! | #REF! | #REF! | #REF! | 33.6 | -20.6154 | -3.1716 | 218.4 | 728 | 23.1847 | #REF! | #REF! | #REF! | #REF! | 33.6 | 53.7915 | 8.2756 | 218.4 | 728 | 23.1847 | #REF! | #REF! | #REF! | #REF! | 33.6 | 188.9709 | 29.0724 | 218.4 | 728 | 23.1847 | #REF! | #REF! | #REF! | #REF! | 33.6 | 399.6894 | 61.4907 | 218.4 | 728 | 23.1847 | #REF! | #REF! | #REF! | 2 | 33.6 | 689.4453 | 106.0685 | 218.4 | 728 | 23.1847 | #REF! | #REF! | #REF! | 2 | 33.6 | 1059.8471 | 163.0534 | 218.4 | 728 | 23.1847 | #REF! | #REF! | #REF! | 2 | 33.6 | 1508.6179 | 232.0951 | 218.4 | 728 | 23.1847 | #REF! | #REF! | #REF!
| 2 | 33.95 | 18.1936 | 64.6498 | 0.086697 | 220.675 | 2.799 | 64.6498 | 220.675 | 88.27 | 8.4594 | 735.5833 | 23.4262 | 94.0804 | 575.128 | 24.9002 | -510.4783 | -22.1012 | [11 empty] | 1 | [7 empty] | 33.65 | 205.4902 | 31.6139 | 218.725 | 729.0833 | 23.2192 | #REF! | #REF! | #REF! | #REF! | 33.65 | -21.1522 | -3.2542 | 218.725 | 729.0833 | 23.2192 | #REF! | #REF! | #REF! | #REF! | 33.65 | 53.2683 | 8.1951 | 218.725 | 729.0833 | 23.2192 | #REF! | #REF! | #REF! | #REF! | 33.65 | 188.1014 | 28.9387 | 218.725 | 729.0833 | 23.2192 | #REF! | #REF! | #REF! | #REF! | 33.65 | 398.4387 | 61.2983 | 218.725 | 729.0833 | 23.2192 | #REF! | #REF! | #REF! | 2 | 33.65 | 687.7748 | 105.8115 | 218.725 | 729.0833 | 23.2192 | #REF! | #REF! | #REF! | 2 | 33.65 | 1057.786 | 162.7363 | 218.725 | 729.0833 | 23.2192 | #REF! | #REF! | #REF! | 2 | 33.65 | 1506.19 | 231.7215 | 218.725 | 729.0833 | 23.2192 | #REF! | #REF! | #REF!
| 2 | 34 | 18.2721 | 65.0242 | 0.087199 | 221 | 2.8111 | 65.0242 | 221 | 88.4 | 8.4594 | 736.6667 | 23.4607 | 94.0842 | 576.7999 | 24.9359 | -511.7757 | -22.1248 | [11 empty] | 1 | [7 empty] | 33.7 | 206.8435 | 31.8221 | 219.05 | 730.1667 | 23.2537 | #REF! | #REF! | #REF! | #REF! | 33.7 | -21.6911 | -3.3371 | 219.05 | 730.1667 | 23.2537 | #REF! | #REF! | #REF! | #REF! | 33.7 | 52.7476 | 8.115 | 219.05 | 730.1667 | 23.2537 | #REF! | #REF! | #REF! | #REF! | 33.7 | 187.2342 | 28.8053 | 219.05 | 730.1667 | 23.2537 | #REF! | #REF! | #REF! | #REF! | 33.7 | 397.1901 | 61.1062 | 219.05 | 730.1667 | 23.2537 | #REF! | #REF! | #REF! | 2 | 33.7 | 686.1063 | 105.5548 | 219.05 | 730.1667 | 23.2537 | #REF! | #REF! | #REF! | 2 | 33.7 | 1055.7265 | 162.4195 | 219.05 | 730.1667 | 23.2537 | #REF! | #REF! | #REF! | 2 | 33.7 | 1503.7635 | 231.3482 | 219.05 | 730.1667 | 23.2537 | #REF! | #REF! | #REF!
| 2 | 34.05 | 18.3507 | 65.4001 | 0.087703 | 221.325 | 2.8232 | 65.4001 | 221.325 | 88.53 | 8.4594 | 737.75 | 23.4952 | 94.088 | 578.4743 | 24.9715 | -513.0742 | -22.1483 | [11 empty] | 1 | [7 empty] | 33.75 | 208.2015 | 32.031 | 219.375 | 731.25 | 23.2882 | #REF! | #REF! | #REF! | #REF! | 33.75 | -22.2322 | -3.4203 | 219.375 | 731.25 | 23.2882 | #REF! | #REF! | #REF! | #REF! | 33.75 | 52.2294 | 8.0353 | 219.375 | 731.25 | 23.2882 | #REF! | #REF! | #REF! | #REF! | 33.75 | 186.3693 | 28.6722 | 219.375 | 731.25 | 23.2882 | #REF! | #REF! | #REF! | #REF! | 33.75 | 395.9438 | 60.9144 | 219.375 | 731.25 | 23.2882 | #REF! | #REF! | #REF! | 2 | 33.75 | 684.4399 | 105.2984 | 219.375 | 731.25 | 23.2882 | #REF! | #REF! | #REF! | 2 | 33.75 | 1053.6687 | 162.1029 | 219.375 | 731.25 | 23.2882 | #REF! | #REF! | #REF! | 2 | 33.75 | 1501.3383 | 230.9751 | 219.375 | 731.25 | 23.2882 | #REF! | #REF! | #REF!
| 2 | 34.1 | 18.4295 | 65.7775 | 0.088209 | 221.65 | 2.8353 | 65.7775 | 221.65 | 88.66 | 8.4594 | 738.8333 | 23.5297 | 94.0918 | 580.1512 | 25.0072 | -514.3737 | -22.1719 | [11 empty] | 1 | [7 empty] | 33.8 | 209.5643 | 32.2407 | 219.7 | 732.3333 | 23.3227 | #REF! | #REF! | #REF! | #REF! | 33.8 | -22.7753 | -3.5039 | 219.7 | 732.3333 | 23.3227 | #REF! | #REF! | #REF! | #REF! | 33.8 | 51.7138 | 7.956 | 219.7 | 732.3333 | 23.3227 | #REF! | #REF! | #REF! | #REF! | 33.8 | 185.5067 | 28.5395 | 219.7 | 732.3333 | 23.3227 | #REF! | #REF! | #REF! | #REF! | 33.8 | 394.6996 | 60.723 | 219.7 | 732.3333 | 23.3227 | #REF! | #REF! | #REF! | 2 | 33.8 | 682.7754 | 105.0424 | 219.7 | 732.3333 | 23.3227 | #REF! | #REF! | #REF! | 2 | 33.8 | 1051.6125 | 161.7865 | 219.7 | 732.3333 | 23.3227 | #REF! | #REF! | #REF! | 2 | 33.8 | 1498.9144 | 230.6022 | 219.7 | 732.3333 | 23.3227 | #REF! | #REF! | #REF!
| 2 | 34.15 | 18.5085 | 66.1562 | 0.088717 | 221.975 | 2.8475 | 66.1562 | 221.975 | 88.79 | 8.4594 | 739.9167 | 23.5642 | 94.0956 | 581.8305 | 25.0429 | -515.6743 | -22.1954 | [11 empty] | 1 | [7 empty] | 33.85 | 210.9318 | 32.451 | 220.025 | 733.4167 | 23.3572 | #REF! | #REF! | #REF! | #REF! | 33.85 | -23.3206 | -3.5878 | 220.025 | 733.4167 | 23.3572 | #REF! | #REF! | #REF! | #REF! | 33.85 | 51.2007 | 7.877 | 220.025 | 733.4167 | 23.3572 | #REF! | #REF! | #REF! | #REF! | 33.85 | 184.6465 | 28.4071 | 220.025 | 733.4167 | 23.3572 | #REF! | #REF! | #REF! | #REF! | 33.85 | 393.4576 | 60.5319 | 220.025 | 733.4167 | 23.3572 | #REF! | #REF! | #REF! | 2 | 33.85 | 681.1129 | 104.7866 | 220.025 | 733.4167 | 23.3572 | #REF! | #REF! | #REF! | 2 | 33.85 | 1049.558 | 161.4705 | 220.025 | 733.4167 | 23.3572 | #REF! | #REF! | #REF! | 2 | 33.85 | 1496.4919 | 230.2295 | 220.025 | 733.4167 | 23.3572 | #REF! | #REF! | #REF!
| 2 | 34.2 | 18.5877 | 66.5364 | 0.089227 | 222.3 | 2.8596 | 66.5364 | 222.3 | 88.92 | 8.4594 | 741 | 23.5987 | 94.0993 | 583.5123 | 25.0785 | -516.9759 | -22.2189 | [11 empty] | 1 | [7 empty] | 33.9 | 212.304 | 32.6622 | 220.35 | 734.5 | 23.3917 | #REF! | #REF! | #REF! | #REF! | 33.9 | -23.8681 | -3.672 | 220.35 | 734.5 | 23.3917 | #REF! | #REF! | #REF! | #REF! | 33.9 | 50.6901 | 7.7985 | 220.35 | 734.5 | 23.3917 | #REF! | #REF! | #REF! | #REF! | 33.9 | 183.7885 | 28.2752 | 220.35 | 734.5 | 23.3917 | #REF! | #REF! | #REF! | #REF! | 33.9 | 392.2179 | 60.3412 | 220.35 | 734.5 | 23.3917 | #REF! | #REF! | #REF! | 2 | 33.9 | 679.4525 | 104.5312 | 220.35 | 734.5 | 23.3917 | #REF! | #REF! | #REF! | 2 | 33.9 | 1047.5052 | 161.1546 | 220.35 | 734.5 | 23.3917 | #REF! | #REF! | #REF! | 2 | 33.9 | 1494.0707 | 229.857 | 220.35 | 734.5 | 23.3917 | #REF! | #REF! | #REF!
| 2 | 34.25 | 18.667 | 66.918 | 0.089739 | 222.625 | 2.8718 | 66.918 | 222.625 | 89.05 | 8.4594 | 742.0833 | 23.6332 | 94.103 | 585.1966 | 25.1142 | -518.2786 | -22.2424 | [11 empty] | 1 | [7 empty] | 33.95 | 213.681 | 32.874 | 220.675 | 735.5833 | 23.4262 | #REF! | #REF! | #REF! | #REF! | 33.95 | -24.4178 | -3.7566 | 220.675 | 735.5833 | 23.4262 | #REF! | #REF! | #REF! | #REF! | 33.95 | 50.1822 | 7.7203 | 220.675 | 735.5833 | 23.4262 | #REF! | #REF! | #REF! | #REF! | 33.95 | 182.9329 | 28.1435 | 220.675 | 735.5833 | 23.4262 | #REF! | #REF! | #REF! | #REF! | 33.95 | 390.9803 | 60.1508 | 220.675 | 735.5833 | 23.4262 | #REF! | #REF! | #REF! | 2 | 33.95 | 677.7941 | 104.276 | 220.675 | 735.5833 | 23.4262 | #REF! | #REF! | #REF! | 2 | 33.95 | 1045.454 | 160.8391 | 220.675 | 735.5833 | 23.4262 | #REF! | #REF! | #REF! | 2 | 33.95 | 1491.6509 | 229.4847 | 220.675 | 735.5833 | 23.4262 | #REF! | #REF! | #REF!
| 2 | 34.3 | 18.7465 | 67.301 | 0.090252 | 222.95 | 2.8841 | 67.301 | 222.95 | 89.18 | 8.4594 | 743.1667 | 23.6677 | 94.1067 | 586.8833 | 25.1499 | -519.5822 | -22.2658 | [11 empty] | 1 | [7 empty] | 34 | 215.0628 | 33.0866 | 221 | 736.6667 | 23.4607 | #REF! | #REF! | #REF! | #REF! | 34 | -24.9696 | -3.8415 | 221 | 736.6667 | 23.4607 | #REF! | #REF! | #REF! | #REF! | 34 | 49.6768 | 7.6426 | 221 | 736.6667 | 23.4607 | #REF! | #REF! | #REF! | #REF! | 34 | 182.0796 | 28.0122 | 221 | 736.6667 | 23.4607 | #REF! | #REF! | #REF! | #REF! | 34 | 389.745 | 59.9608 | 221 | 736.6667 | 23.4607 | #REF! | #REF! | #REF! | 2 | 34 | 676.1377 | 104.0212 | 221 | 736.6667 | 23.4607 | #REF! | #REF! | #REF! | 2 | 34 | 1043.4045 | 160.5238 | 221 | 736.6667 | 23.4607 | #REF! | #REF! | #REF! | 2 | 34 | 1489.2324 | 229.1127 | 221 | 736.6667 | 23.4607 | #REF! | #REF! | #REF!
| 2 | 34.35 | 18.8261 | 67.6855 | 0.090768 | 223.275 | 2.8963 | 67.6855 | 223.275 | 89.31 | 8.4594 | 744.25 | 23.7022 | 94.1104 | 588.5725 | 25.1856 | -520.8869 | -22.2892 | [11 empty] | 1 | [7 empty] | 34.05 | 216.4493 | 33.2999 | 221.325 | 737.75 | 23.4952 | #REF! | #REF! | #REF! | #REF! | 34.05 | -25.5237 | -3.9267 | 221.325 | 737.75 | 23.4952 | #REF! | #REF! | #REF! | #REF! | 34.05 | 49.1741 | 7.5652 | 221.325 | 737.75 | 23.4952 | #REF! | #REF! | #REF! | #REF! | 34.05 | 181.2287 | 27.8813 | 221.325 | 737.75 | 23.4952 | #REF! | #REF! | #REF! | #REF! | 34.05 | 388.5118 | 59.771 | 221.325 | 737.75 | 23.4952 | #REF! | #REF! | #REF! | 2 | 34.05 | 674.4833 | 103.7667 | 221.325 | 737.75 | 23.4952 | #REF! | #REF! | #REF! | 2 | 34.05 | 1041.3567 | 160.2087 | 221.325 | 737.75 | 23.4952 | #REF! | #REF! | #REF! | 2 | 34.05 | 1486.8152 | 228.7408 | 221.325 | 737.75 | 23.4952 | #REF! | #REF! | #REF!
| 2 | 34.4 | 18.9059 | 68.0715 | 0.091285 | 223.6 | 2.9086 | 68.0715 | 223.6 | 89.44 | 8.4594 | 745.3333 | 23.7367 | 94.1141 | 590.2641 | 25.2212 | -522.1927 | -22.3126 | [11 empty] | 1 | [7 empty] | 34.1 | 217.8405 | 33.5139 | 221.65 | 738.8333 | 23.5297 | #REF! | #REF! | #REF! | #REF! | 34.1 | -26.08 | -4.0123 | 221.65 | 738.8333 | 23.5297 | #REF! | #REF! | #REF! | #REF! | 34.1 | 48.674 | 7.4883 | 221.65 | 738.8333 | 23.5297 | #REF! | #REF! | #REF! | #REF! | 34.1 | 180.38 | 27.7508 | 221.65 | 738.8333 | 23.5297 | #REF! | #REF! | #REF! | #REF! | 34.1 | 387.2809 | 59.5817 | 221.65 | 738.8333 | 23.5297 | #REF! | #REF! | #REF! | 2 | 34.1 | 672.831 | 103.5125 | 221.65 | 738.8333 | 23.5297 | #REF! | #REF! | #REF! | 2 | 34.1 | 1039.3106 | 159.8939 | 221.65 | 738.8333 | 23.5297 | #REF! | #REF! | #REF! | 2 | 34.1 | 1484.3994 | 228.3691 | 221.65 | 738.8333 | 23.5297 | #REF! | #REF! | #REF!
| 2 | 34.45 | 18.9859 | 68.4588 | 0.091805 | 223.925 | 2.9209 | 68.4588 | 223.925 | 89.57 | 8.4594 | 746.4167 | 23.7712 | 94.1178 | 591.9582 | 25.2569 | -523.4994 | -22.336 | [11 empty] | 1 | [7 empty] | 34.15 | 219.2365 | 33.7287 | 221.975 | 739.9167 | 23.5642 | #REF! | #REF! | #REF! | #REF! | 34.15 | -26.6385 | -4.0982 | 221.975 | 739.9167 | 23.5642 | #REF! | #REF! | #REF! | #REF! | 34.15 | 48.1765 | 7.4118 | 221.975 | 739.9167 | 23.5642 | #REF! | #REF! | #REF! | #REF! | 34.15 | 179.5337 | 27.6206 | 221.975 | 739.9167 | 23.5642 | #REF! | #REF! | #REF! | #REF! | 34.15 | 386.0521 | 59.3926 | 221.975 | 739.9167 | 23.5642 | #REF! | #REF! | #REF! | 2 | 34.15 | 671.1807 | 103.2586 | 221.975 | 739.9167 | 23.5642 | #REF! | #REF! | #REF! | 2 | 34.15 | 1037.2661 | 159.5794 | 221.975 | 739.9167 | 23.5642 | #REF! | #REF! | #REF! | 2 | 34.15 | 1481.985 | 227.9977 | 221.975 | 739.9167 | 23.5642 | #REF! | #REF! | #REF!
| 2 | 34.5 | 19.0661 | 68.8477 | 0.092326 | 224.25 | 2.9332 | 68.8477 | 224.25 | 89.7 | 8.4594 | 747.5 | 23.8057 | 94.1214 | 593.6548 | 25.2926 | -524.8072 | -22.3593 | [11 empty] | 1 | [7 empty] | 34.2 | 220.6372 | 33.9442 | 222.3 | 741 | 23.5987 | #REF! | #REF! | #REF! | #REF! | 34.2 | -27.1993 | -4.1845 | 222.3 | 741 | 23.5987 | #REF! | #REF! | #REF! | #REF! | 34.2 | 47.6817 | 7.3357 | 222.3 | 741 | 23.5987 | #REF! | #REF! | #REF! | #REF! | 34.2 | 178.6898 | 27.4907 | 222.3 | 741 | 23.5987 | #REF! | #REF! | #REF! | #REF! | 34.2 | 384.8256 | 59.2039 | 222.3 | 741 | 23.5987 | #REF! | #REF! | #REF! | 2 | 34.2 | 669.5324 | 103.005 | 222.3 | 741 | 23.5987 | #REF! | #REF! | #REF! | 2 | 34.2 | 1035.2234 | 159.2651 | 222.3 | 741 | 23.5987 | #REF! | #REF! | #REF! | 2 | 34.2 | 1479.572 | 227.6265 | 222.3 | 741 | 23.5987 | #REF! | #REF! | #REF!
| 2 | 34.55 | 19.1464 | 69.2379 | 0.09285 | 224.575 | 2.9456 | 69.2379 | 224.575 | 89.83 | 8.4594 | 748.5833 | 23.8402 | 94.125 | 595.3539 | 25.3283 | -526.1159 | -22.3827 | [11 empty] | 1 | [7 empty] | 34.25 | 222.0427 | 34.1604 | 222.625 | 742.0833 | 23.6332 | #REF! | #REF! | #REF! | #REF! | 34.25 | -27.7623 | -4.2711 | 222.625 | 742.0833 | 23.6332 | #REF! | #REF! | #REF! | #REF! | 34.25 | 47.1896 | 7.2599 | 222.625 | 742.0833 | 23.6332 | #REF! | #REF! | #REF! | #REF! | 34.25 | 177.8482 | 27.3613 | 222.625 | 742.0833 | 23.6332 | #REF! | #REF! | #REF! | #REF! | 34.25 | 383.6012 | 59.0156 | 222.625 | 742.0833 | 23.6332 | #REF! | #REF! | #REF! | 2 | 34.25 | 667.8862 | 102.7517 | 222.625 | 742.0833 | 23.6332 | #REF! | #REF! | #REF! | 2 | 34.25 | 1033.1823 | 158.9511 | 222.625 | 742.0833 | 23.6332 | #REF! | #REF! | #REF! | 2 | 34.25 | 1477.1603 | 227.2554 | 222.625 | 742.0833 | 23.6332 | #REF! | #REF! | #REF!
| 2 | 34.6 | 19.2269 | 69.6297 | 0.093375 | 224.9 | 2.958 | 69.6297 | 224.9 | 89.96 | 8.4594 | 749.6667 | 23.8747 | 94.1286 | 597.0554 | 25.3639 | -527.4257 | -22.406 | [11 empty] | 1 | [7 empty] | 34.3 | 223.4529 | 34.3774 | 222.95 | 743.1667 | 23.6677 | #REF! | #REF! | #REF! | #REF! | 34.3 | -28.3277 | -4.3581 | 222.95 | 743.1667 | 23.6677 | #REF! | #REF! | #REF! | #REF! | 34.3 | 46.7002 | 7.1846 | 222.95 | 743.1667 | 23.6677 | #REF! | #REF! | #REF! | #REF! | 34.3 | 177.0089 | 27.2321 | 222.95 | 743.1667 | 23.6677 | #REF! | #REF! | #REF! | #REF! | 34.3 | 382.3791 | 58.8276 | 222.95 | 743.1667 | 23.6677 | #REF! | #REF! | #REF! | 2 | 34.3 | 666.242 | 102.4988 | 222.95 | 743.1667 | 23.6677 | #REF! | #REF! | #REF! | 2 | 34.3 | 1031.1429 | 158.6374 | 222.95 | 743.1667 | 23.6677 | #REF! | #REF! | #REF! | 2 | 34.3 | 1474.7499 | 226.8846 | 222.95 | 743.1667 | 23.6677 | #REF! | #REF! | #REF!
| 2 | 34.65 | 19.3076 | 70.0228 | 0.093902 | 225.225 | 2.9704 | 70.0228 | 225.225 | 90.09 | 8.4594 | 750.75 | 23.9092 | 94.1322 | 598.7594 | 25.3996 | -528.7365 | -22.4292 | [11 empty] | 1 | [7 empty] | 34.35 | 224.8678 | 34.595 | 223.275 | 744.25 | 23.7022 | #REF! | #REF! | #REF! | #REF! | 34.35 | -28.8953 | -4.4454 | 223.275 | 744.25 | 23.7022 | #REF! | #REF! | #REF! | #REF! | 34.35 | 46.2135 | 7.1098 | 223.275 | 744.25 | 23.7022 | #REF! | #REF! | #REF! | #REF! | 34.35 | 176.172 | 27.1034 | 223.275 | 744.25 | 23.7022 | #REF! | #REF! | #REF! | #REF! | 34.35 | 381.1592 | 58.6399 | 223.275 | 744.25 | 23.7022 | #REF! | #REF! | #REF! | 2 | 34.35 | 664.5999 | 102.2461 | 223.275 | 744.25 | 23.7022 | #REF! | #REF! | #REF! | 2 | 34.35 | 1029.1053 | 158.3239 | 223.275 | 744.25 | 23.7022 | #REF! | #REF! | #REF! | 2 | 34.35 | 1472.341 | 226.514 | 223.275 | 744.25 | 23.7022 | #REF! | #REF! | #REF!
| 2 | 34.7 | 19.3884 | 70.4175 | 0.094431 | 225.55 | 2.9828 | 70.4175 | 225.55 | 90.22 | 8.4594 | 751.8333 | 23.9437 | 94.1358 | 600.4658 | 25.4353 | -530.0484 | -22.4525 | [11 empty] | 1 | [7 empty] | 34.4 | 226.2875 | 34.8135 | 223.6 | 745.3333 | 23.7367 | #REF! | #REF! | #REF! | #REF! | 34.4 | -29.4652 | -4.5331 | 223.6 | 745.3333 | 23.7367 | #REF! | #REF! | #REF! | #REF! | 34.4 | 45.7295 | 7.0353 | 223.6 | 745.3333 | 23.7367 | #REF! | #REF! | #REF! | #REF! | 34.4 | 175.3375 | 26.975 | 223.6 | 745.3333 | 23.7367 | #REF! | #REF! | #REF! | #REF! | 34.4 | 379.9415 | 58.4525 | 223.6 | 745.3333 | 23.7367 | #REF! | #REF! | #REF! | 2 | 34.4 | 662.9599 | 101.9938 | 223.6 | 745.3333 | 23.7367 | #REF! | #REF! | #REF! | 2 | 34.4 | 1027.0693 | 158.0107 | 223.6 | 745.3333 | 23.7367 | #REF! | #REF! | #REF! | 2 | 34.4 | 1469.9334 | 226.1436 | 223.6 | 745.3333 | 23.7367 | #REF! | #REF! | #REF!
| 2 | 34.75 | 19.4694 | 70.8136 | 0.094963 | 225.875 | 2.9953 | 70.8136 | 225.875 | 90.35 | 8.4594 | 752.9167 | 23.9782 | 94.1394 | 602.1748 | 25.471 | -531.3612 | -22.4757 | [11 empty] | 1 | [7 empty] | 34.45 | 227.7119 | 35.0326 | 223.925 | 746.4167 | 23.7712 | #REF! | #REF! | #REF! | #REF! | 34.45 | -30.0375 | -4.6212 | 223.925 | 746.4167 | 23.7712 | #REF! | #REF! | #REF! | #REF! | 34.45 | 45.2483 | 6.9613 | 223.925 | 746.4167 | 23.7712 | #REF! | #REF! | #REF! | #REF! | 34.45 | 174.5053 | 26.847 | 223.925 | 746.4167 | 23.7712 | #REF! | #REF! | #REF! | #REF! | 34.45 | 378.726 | 58.2655 | 223.925 | 746.4167 | 23.7712 | #REF! | #REF! | #REF! | 2 | 34.45 | 661.3219 | 101.7418 | 223.925 | 746.4167 | 23.7712 | #REF! | #REF! | #REF! | 2 | 34.45 | 1025.0351 | 157.6977 | 223.925 | 746.4167 | 23.7712 | #REF! | #REF! | #REF! | 2 | 34.45 | 1467.5272 | 225.7734 | 223.925 | 746.4167 | 23.7712 | #REF! | #REF! | #REF!
| 2 | 34.8 | 19.5506 | 71.2111 | 0.095496 | 226.2 | 3.0078 | 71.2111 | 226.2 | 90.48 | 8.4594 | 754 | 24.0127 | 94.1429 | 603.8861 | 25.5067 | -532.675 | -22.4989 | [11 empty] | 1 | [7 empty] | 34.5 | 229.1411 | 35.2525 | 224.25 | 747.5 | 23.8057 | #REF! | #REF! | #REF! | #REF! | 34.5 | -30.6121 | -4.7096 | 224.25 | 747.5 | 23.8057 | #REF! | #REF! | #REF! | #REF! | 34.5 | 44.7698 | 6.8877 | 224.25 | 747.5 | 23.8057 | #REF! | #REF! | #REF! | #REF! | 34.5 | 173.6755 | 26.7193 | 224.25 | 747.5 | 23.8057 | #REF! | #REF! | #REF! | #REF! | 34.5 | 377.5126 | 58.0789 | 224.25 | 747.5 | 23.8057 | #REF! | #REF! | #REF! | 2 | 34.5 | 659.6859 | 101.4901 | 224.25 | 747.5 | 23.8057 | #REF! | #REF! | #REF! | 2 | 34.5 | 1023.0026 | 157.385 | 224.25 | 747.5 | 23.8057 | #REF! | #REF! | #REF! | 2 | 34.5 | 1465.1224 | 225.4034 | 224.25 | 747.5 | 23.8057 | #REF! | #REF! | #REF!
| 2 | 34.85 | 19.632 | 71.6102 | 0.096031 | 226.525 | 3.0203 | 71.6102 | 226.525 | 90.61 | 8.4594 | 755.0833 | 24.0472 | 94.1464 | 605.6 | 25.5424 | -533.9898 | -22.5221 | [11 empty] | 1 | [7 empty] | 34.55 | 230.575 | 35.4731 | 224.575 | 748.5833 | 23.8402 | #REF! | #REF! | #REF! | #REF! | 34.55 | -31.189 | -4.7983 | 224.575 | 748.5833 | 23.8402 | #REF! | #REF! | #REF! | #REF! | 34.55 | 44.2941 | 6.8145 | 224.575 | 748.5833 | 23.8402 | #REF! | #REF! | #REF! | #REF! | 34.55 | 172.848 | 26.592 | 224.575 | 748.5833 | 23.8402 | #REF! | #REF! | #REF! | #REF! | 34.55 | 376.3015 | 57.8925 | 224.575 | 748.5833 | 23.8402 | #REF! | #REF! | #REF! | 2 | 34.55 | 658.052 | 101.2388 | 224.575 | 748.5833 | 23.8402 | #REF! | #REF! | #REF! | 2 | 34.55 | 1020.9718 | 157.0726 | 224.575 | 748.5833 | 23.8402 | #REF! | #REF! | #REF! | 2 | 34.55 | 1462.7189 | 225.0337 | 224.575 | 748.5833 | 23.8402 | #REF! | #REF! | #REF!
| 2 | 34.9 | 19.7135 | 72.0107 | 0.096568 | 226.85 | 3.0328 | 72.0107 | 226.85 | 90.74 | 8.4594 | 756.1667 | 24.0817 | 94.15 | 607.3163 | 25.5781 | -535.3056 | -22.5452 | [11 empty] | 1 | [7 empty] | 34.6 | 232.0137 | 35.6944 | 224.9 | 749.6667 | 23.8747 | #REF! | #REF! | #REF! | #REF! | 34.6 | -31.7684 | -4.8874 | 224.9 | 749.6667 | 23.8747 | #REF! | #REF! | #REF! | #REF! | 34.6 | 43.8212 | 6.7417 | 224.9 | 749.6667 | 23.8747 | #REF! | #REF! | #REF! | #REF! | 34.6 | 172.0229 | 26.4651 | 224.9 | 749.6667 | 23.8747 | #REF! | #REF! | #REF! | #REF! | 34.6 | 375.0927 | 57.7066 | 224.9 | 749.6667 | 23.8747 | #REF! | #REF! | #REF! | 2 | 34.6 | 656.4202 | 100.9877 | 224.9 | 749.6667 | 23.8747 | #REF! | #REF! | #REF! | 2 | 34.6 | 1018.9427 | 156.7604 | 224.9 | 749.6667 | 23.8747 | #REF! | #REF! | #REF! | 2 | 34.6 | 1460.3169 | 224.6641 | 224.9 | 749.6667 | 23.8747 | #REF! | #REF! | #REF!
| 2 | 34.95 | 19.7951 | 72.4126 | 0.097107 | 227.175 | 3.0454 | 72.4126 | 227.175 | 90.87 | 8.4594 | 757.25 | 24.1162 | 94.1535 | 609.0351 | 25.6138 | -536.6225 | -22.5684 | [11 empty] | 1 | [7 empty] | 34.65 | 233.4571 | 35.9165 | 225.225 | 750.75 | 23.9092 | #REF! | #REF! | #REF! | #REF! | 34.65 | -32.3501 | -4.9769 | 225.225 | 750.75 | 23.9092 | #REF! | #REF! | #REF! | #REF! | 34.65 | 43.3511 | 6.6694 | 225.225 | 750.75 | 23.9092 | #REF! | #REF! | #REF! | #REF! | 34.65 | 171.2002 | 26.3385 | 225.225 | 750.75 | 23.9092 | #REF! | #REF! | #REF! | #REF! | 34.65 | 373.886 | 57.5209 | 225.225 | 750.75 | 23.9092 | #REF! | #REF! | #REF! | 2 | 34.65 | 654.7905 | 100.737 | 225.225 | 750.75 | 23.9092 | #REF! | #REF! | #REF! | 2 | 34.65 | 1016.9153 | 156.4485 | 225.225 | 750.75 | 23.9092 | #REF! | #REF! | #REF! | 2 | 34.65 | 1457.9163 | 224.2948 | 225.225 | 750.75 | 23.9092 | #REF! | #REF! | #REF!
| 2 | 35 | 19.877 | 72.8161 | 0.097648 | 227.5 | 3.058 | 72.8161 | 227.5 | 91 | 8.4594 | 758.3333 | 24.1507 | 94.1569 | 610.7563 | 25.6495 | -537.9403 | -22.5915 | [11 empty] | 1 | [7 empty] | 34.7 | 234.9053 | 36.1393 | 225.55 | 751.8333 | 23.9437 | #REF! | #REF! | #REF! | #REF! | 34.7 | -32.9342 | -5.0668 | 225.55 | 751.8333 | 23.9437 | #REF! | #REF! | #REF! | #REF! | 34.7 | 42.8839 | 6.5975 | 225.55 | 751.8333 | 23.9437 | #REF! | #REF! | #REF! | #REF! | 34.7 | 170.3798 | 26.2123 | 225.55 | 751.8333 | 23.9437 | #REF! | #REF! | #REF! | #REF! | 34.7 | 372.6815 | 57.3356 | 225.55 | 751.8333 | 23.9437 | #REF! | #REF! | #REF! | 2 | 34.7 | 653.1628 | 100.4866 | 225.55 | 751.8333 | 23.9437 | #REF! | #REF! | #REF! | 2 | 34.7 | 1014.8897 | 156.1369 | 225.55 | 751.8333 | 23.9437 | #REF! | #REF! | #REF! | 2 | 34.7 | 1455.517 | 223.9257 | 225.55 | 751.8333 | 23.9437 | #REF! | #REF! | #REF!
| 2 | 35.05 | 19.959 | 73.221 | 0.098191 | 227.825 | 3.0706 | 73.221 | 227.825 | 91.13 | 8.4594 | 759.4167 | 24.1852 | 94.1604 | 612.48 | 25.6852 | -539.259 | -22.6145 | [11 empty] | 1 | [7 empty] | 34.75 | 236.3582 | 36.3628 | 225.875 | 752.9167 | 23.9782 | #REF! | #REF! | #REF! | #REF! | 34.75 | -33.5207 | -5.157 | 225.875 | 752.9167 | 23.9782 | #REF! | #REF! | #REF! | #REF! | 34.75 | 42.4195 | 6.5261 | 225.875 | 752.9167 | 23.9782 | #REF! | #REF! | #REF! | #REF! | 34.75 | 169.5618 | 26.0864 | 225.875 | 752.9167 | 23.9782 | #REF! | #REF! | #REF! | #REF! | 34.75 | 371.4792 | 57.1506 | 225.875 | 752.9167 | 23.9782 | #REF! | #REF! | #REF! | 2 | 34.75 | 651.5372 | 100.2365 | 225.875 | 752.9167 | 23.9782 | #REF! | #REF! | #REF! | 2 | 34.75 | 1012.8658 | 155.8255 | 225.875 | 752.9167 | 23.9782 | #REF! | #REF! | #REF! | 2 | 34.75 | 1453.1192 | 223.5568 | 225.875 | 752.9167 | 23.9782 | #REF! | #REF! | #REF!
| 2 | 35.1 | 20.0412 | 73.6274 | 0.098736 | 228.15 | 3.0833 | 73.6274 | 228.15 | 91.26 | 8.4594 | 760.5 | 24.2197 | 94.1639 | 614.2062 | 25.7209 | -540.5788 | -22.6376 | [11 empty] | 1 | [7 empty] | 34.8 | 237.8158 | 36.587 | 226.2 | 754 | 24.0127 | #REF! | #REF! | #REF! | #REF! | 34.8 | -34.1097 | -5.2476 | 226.2 | 754 | 24.0127 | #REF! | #REF! | #REF! | #REF! | 34.8 | 41.958 | 6.4551 | 226.2 | 754 | 24.0127 | #REF! | #REF! | #REF! | #REF! | 34.8 | 168.7462 | 25.961 | 226.2 | 754 | 24.0127 | #REF! | #REF! | #REF! | #REF! | 34.8 | 370.2791 | 56.966 | 226.2 | 754 | 24.0127 | #REF! | #REF! | #REF! | 2 | 34.8 | 649.9137 | 99.9867 | 226.2 | 754 | 24.0127 | #REF! | #REF! | #REF! | 2 | 34.8 | 1010.8437 | 155.5144 | 226.2 | 754 | 24.0127 | #REF! | #REF! | #REF! | 2 | 34.8 | 1450.7227 | 223.1881 | 226.2 | 754 | 24.0127 | #REF! | #REF! | #REF!
| 2 | 35.15 | 20.1236 | 74.0353 | 0.099283 | 228.475 | 3.0959 | 74.0353 | 228.475 | 91.39 | 8.4594 | 761.5833 | 24.2542 | 94.1673 | 615.9349 | 25.7566 | -541.8996 | -22.6606 | [11 empty] | 1 | [7 empty] | 34.85 | 239.2782 | 36.812 | 226.525 | 755.0833 | 24.0472 | #REF! | #REF! | #REF! | #REF! | 34.85 | -34.7011 | -5.3386 | 226.525 | 755.0833 | 24.0472 | #REF! | #REF! | #REF! | #REF! | 34.85 | 41.4993 | 6.3845 | 226.525 | 755.0833 | 24.0472 | #REF! | #REF! | #REF! | #REF! | 34.85 | 167.933 | 25.8358 | 226.525 | 755.0833 | 24.0472 | #REF! | #REF! | #REF! | #REF! | 34.85 | 369.0813 | 56.7817 | 226.525 | 755.0833 | 24.0472 | #REF! | #REF! | #REF! | 2 | 34.85 | 648.2923 | 99.7373 | 226.525 | 755.0833 | 24.0472 | #REF! | #REF! | #REF! | 2 | 34.85 | 1008.8233 | 155.2036 | 226.525 | 755.0833 | 24.0472 | #REF! | #REF! | #REF! | 2 | 34.85 | 1448.3277 | 222.8196 | 226.525 | 755.0833 | 24.0472 | #REF! | #REF! | #REF!
| 2 | 35.2 | 20.2061 | 74.4446 | 0.099832 | 228.8 | 3.1086 | 74.4446 | 228.8 | 91.52 | 8.4594 | 762.6667 | 24.2887 | 94.1707 | 617.666 | 25.7923 | -543.2213 | -22.6836 | [11 empty] | 1 | [7 empty] | 34.9 | 240.7453 | 37.0377 | 226.85 | 756.1667 | 24.0817 | #REF! | #REF! | #REF! | #REF! | 34.9 | -35.2949 | -5.43 | 226.85 | 756.1667 | 24.0817 | #REF! | #REF! | #REF! | #REF! | 34.9 | 41.0436 | 6.3144 | 226.85 | 756.1667 | 24.0817 | #REF! | #REF! | #REF! | #REF! | 34.9 | 167.1222 | 25.7111 | 226.85 | 756.1667 | 24.0817 | #REF! | #REF! | #REF! | #REF! | 34.9 | 367.8856 | 56.5978 | 226.85 | 756.1667 | 24.0817 | #REF! | #REF! | #REF! | 2 | 34.9 | 646.673 | 99.4882 | 226.85 | 756.1667 | 24.0817 | #REF! | #REF! | #REF! | 2 | 34.9 | 1006.8046 | 154.893 | 226.85 | 756.1667 | 24.0817 | #REF! | #REF! | #REF! | 2 | 34.9 | 1445.9341 | 222.4514 | 226.85 | 756.1667 | 24.0817 | #REF! | #REF! | #REF!
| 2 | 35.25 | 20.2888 | 74.8555 | 0.10038 | 229.125 | 3.1214 | 74.8555 | 229.125 | 91.65 | 8.4594 | 763.75 | 24.3232 | 94.1741 | 619.3995 | 25.828 | -544.544 | -22.7066 | [11 empty] | 1 | [7 empty] | 34.95 | 242.2172 | 37.2642 | 227.175 | 757.25 | 24.1162 | #REF! | #REF! | #REF! | #REF! | 34.95 | -35.8913 | -5.5217 | 227.175 | 757.25 | 24.1162 | #REF! | #REF! | #REF! | #REF! | 34.95 | 40.5908 | 6.2447 | 227.175 | 757.25 | 24.1162 | #REF! | #REF! | #REF! | #REF! | 34.95 | 166.3137 | 25.5867 | 227.175 | 757.25 | 24.1162 | #REF! | #REF! | #REF! | #REF! | 34.95 | 366.6922 | 56.4142 | 227.175 | 757.25 | 24.1162 | #REF! | #REF! | #REF! | 2 | 34.95 | 645.0558 | 99.2393 | 227.175 | 757.25 | 24.1162 | #REF! | #REF! | #REF! | 2 | 34.95 | 1004.7878 | 154.5827 | 227.175 | 757.25 | 24.1162 | #REF! | #REF! | #REF! | 2 | 34.95 | 1443.5418 | 222.0834 | 227.175 | 757.25 | 24.1162 | #REF! | #REF! | #REF!
| 2 | 35.3 | 20.3717 | 75.2678 | 0.10094 | 229.45 | 3.1341 | 75.2678 | 229.45 | 91.78 | 8.4594 | 764.8333 | 24.3577 | 94.1775 | 621.1356 | 25.8637 | -545.8677 | -22.7296 | [11 empty] | 1 | [7 empty] | 35 | 243.6938 | 37.4914 | 227.5 | 758.3333 | 24.1507 | #REF! | #REF! | #REF! | #REF! | 35 | -36.4901 | -5.6139 | 227.5 | 758.3333 | 24.1507 | #REF! | #REF! | #REF! | #REF! | 35 | 40.1409 | 6.1755 | 227.5 | 758.3333 | 24.1507 | #REF! | #REF! | #REF! | #REF! | 35 | 165.5077 | 25.4627 | 227.5 | 758.3333 | 24.1507 | #REF! | #REF! | #REF! | #REF! | 35 | 365.501 | 56.2309 | 227.5 | 758.3333 | 24.1507 | #REF! | #REF! | #REF! | 2 | 35 | 643.4406 | 98.9909 | 227.5 | 758.3333 | 24.1507 | #REF! | #REF! | #REF! | 2 | 35 | 1002.7726 | 154.2727 | 227.5 | 758.3333 | 24.1507 | #REF! | #REF! | #REF! | 2 | 35 | 1441.1511 | 221.7155 | 227.5 | 758.3333 | 24.1507 | #REF! | #REF! | #REF!
| 2 | 35.35 | 20.4547 | 75.6816 | 0.10149 | 229.775 | 3.1469 | 75.6816 | 229.775 | 91.91 | 8.4594 | 765.9167 | 24.3923 | 94.1809 | 622.8741 | 25.8994 | -547.1924 | -22.7525 | [11 empty] | 1 | [7 empty] | 35.05 | 245.1752 | 37.7193 | 227.825 | 759.4167 | 24.1852 | #REF! | #REF! | #REF! | #REF! | 35.05 | -37.0914 | -5.7064 | 227.825 | 759.4167 | 24.1852 | #REF! | #REF! | #REF! | #REF! | 35.05 | 39.6939 | 6.1068 | 227.825 | 759.4167 | 24.1852 | #REF! | #REF! | #REF! | #REF! | 35.05 | 164.704 | 25.3391 | 227.825 | 759.4167 | 24.1852 | #REF! | #REF! | #REF! | #REF! | 35.05 | 364.3119 | 56.048 | 227.825 | 759.4167 | 24.1852 | #REF! | #REF! | #REF! | 2 | 35.05 | 641.8276 | 98.7427 | 227.825 | 759.4167 | 24.1852 | #REF! | #REF! | #REF! | 2 | 35.05 | 1000.7592 | 153.963 | 227.825 | 759.4167 | 24.1852 | #REF! | #REF! | #REF! | 2 | 35.05 | 1438.7617 | 221.348 | 227.825 | 759.4167 | 24.1852 | #REF! | #REF! | #REF!
| 2 | 35.4 | 20.5379 | 76.097 | 0.10205 | 230.1 | 3.1597 | 76.097 | 230.1 | 92.04 | 8.4594 | 767 | 24.4268 | 94.1843 | 624.615 | 25.9351 | -548.518 | -22.7754 | [11 empty] | 1 | [7 empty] | 35.1 | 246.6613 | 37.9479 | 228.15 | 760.5 | 24.2197 | #REF! | #REF! | #REF! | #REF! | 35.1 | -37.6952 | -5.7993 | 228.15 | 760.5 | 24.2197 | #REF! | #REF! | #REF! | #REF! | 35.1 | 39.25 | 6.0385 | 228.15 | 760.5 | 24.2197 | #REF! | #REF! | #REF! | #REF! | 35.1 | 163.9027 | 25.2158 | 228.15 | 760.5 | 24.2197 | #REF! | #REF! | #REF! | #REF! | 35.1 | 363.1251 | 55.8654 | 228.15 | 760.5 | 24.2197 | #REF! | #REF! | #REF! | 2 | 35.1 | 640.2167 | 98.4949 | 228.15 | 760.5 | 24.2197 | #REF! | #REF! | #REF! | 2 | 35.1 | 998.7476 | 153.6535 | 228.15 | 760.5 | 24.2197 | #REF! | #REF! | #REF! | 2 | 35.1 | 1436.3737 | 220.9806 | 228.15 | 760.5 | 24.2197 | #REF! | #REF! | #REF!
| 2 | 35.45 | 20.6213 | 76.5138 | 0.10261 | 230.425 | 3.1725 | 76.5138 | 230.425 | 92.17 | 8.4594 | 768.0833 | 24.4613 | 94.1876 | 626.3584 | 25.9708 | -549.8446 | -22.7983 | [11 empty] | 1 | [7 empty] | 35.15 | 248.1521 | 38.1772 | 228.475 | 761.5833 | 24.2542 | #REF! | #REF! | #REF! | #REF! | 35.15 | -38.3016 | -5.8926 | 228.475 | 761.5833 | 24.2542 | #REF! | #REF! | #REF! | #REF! | 35.15 | 38.809 | 5.9706 | 228.475 | 761.5833 | 24.2542 | #REF! | #REF! | #REF! | #REF! | 35.15 | 163.1039 | 25.0929 | 228.475 | 761.5833 | 24.2542 | #REF! | #REF! | #REF! | #REF! | 35.15 | 361.9405 | 55.6832 | 228.475 | 761.5833 | 24.2542 | #REF! | #REF! | #REF! | 2 | 35.15 | 638.6078 | 98.2474 | 228.475 | 761.5833 | 24.2542 | #REF! | #REF! | #REF! | 2 | 35.15 | 996.7378 | 153.3443 | 228.475 | 761.5833 | 24.2542 | #REF! | #REF! | #REF! | 2 | 35.15 | 1433.9872 | 220.6134 | 228.475 | 761.5833 | 24.2542 | #REF! | #REF! | #REF!
| 2 | 35.5 | 20.7048 | 76.9321 | 0.10317 | 230.75 | 3.1854 | 76.9321 | 230.75 | 92.3 | 8.4594 | 769.1667 | 24.4958 | 94.1909 | 628.1043 | 26.0065 | -551.1722 | -22.8211 | [11 empty] | 1 | [7 empty] | 35.2 | 249.6477 | 38.4073 | 228.8 | 762.6667 | 24.2887 | #REF! | #REF! | #REF! | #REF! | 35.2 | -38.9105 | -5.9862 | 228.8 | 762.6667 | 24.2887 | #REF! | #REF! | #REF! | #REF! | 35.2 | 38.3711 | 5.9032 | 228.8 | 762.6667 | 24.2887 | #REF! | #REF! | #REF! | #REF! | 35.2 | 162.3074 | 24.9704 | 228.8 | 762.6667 | 24.2887 | #REF! | #REF! | #REF! | #REF! | 35.2 | 360.7581 | 55.5012 | 228.8 | 762.6667 | 24.2887 | #REF! | #REF! | #REF! | 2 | 35.2 | 637.0011 | 98.0002 | 228.8 | 762.6667 | 24.2887 | #REF! | #REF! | #REF! | 2 | 35.2 | 994.7297 | 153.0353 | 228.8 | 762.6667 | 24.2887 | #REF! | #REF! | #REF! | 2 | 35.2 | 1431.6021 | 220.2465 | 228.8 | 762.6667 | 24.2887 | #REF! | #REF! | #REF!
| 2 | 35.55 | 20.7885 | 77.3519 | 0.10373 | 231.075 | 3.1982 | 77.3519 | 231.075 | 92.43 | 8.4594 | 770.25 | 24.5303 | 94.1943 | 629.8527 | 26.0422 | -552.5007 | -22.844 | [11 empty] | 1 | [7 empty] | 35.25 | 251.148 | 38.6382 | 229.125 | 763.75 | 24.3232 | #REF! | #REF! | #REF! | #REF! | 35.25 | -39.522 | -6.0803 | 229.125 | 763.75 | 24.3232 | #REF! | #REF! | #REF! | #REF! | 35.25 | 37.9361 | 5.8363 | 229.125 | 763.75 | 24.3232 | #REF! | #REF! | #REF! | #REF! | 35.25 | 161.5133 | 24.8482 | 229.125 | 763.75 | 24.3232 | #REF! | #REF! | #REF! | #REF! | 35.25 | 359.5779 | 55.3197 | 229.125 | 763.75 | 24.3232 | #REF! | #REF! | #REF! | 2 | 35.25 | 635.3965 | 97.7533 | 229.125 | 763.75 | 24.3232 | #REF! | #REF! | #REF! | 2 | 35.25 | 992.7234 | 152.7267 | 229.125 | 763.75 | 24.3232 | #REF! | #REF! | #REF! | 2 | 35.25 | 1429.2185 | 219.8798 | 229.125 | 763.75 | 24.3232 | #REF! | #REF! | #REF!
| 2 | 35.6 | 20.8724 | 77.7733 | 0.1043 | 231.4 | 3.2111 | 77.7733 | 231.4 | 92.56 | 8.4594 | 771.3333 | 24.5648 | 94.1976 | 631.6035 | 26.0779 | -553.8302 | -22.8668 | [11 empty] | 1 | [7 empty] | 35.3 | 252.6531 | 38.8697 | 229.45 | 764.8333 | 24.3577 | #REF! | #REF! | #REF! | #REF! | 35.3 | -40.1361 | -6.1748 | 229.45 | 764.8333 | 24.3577 | #REF! | #REF! | #REF! | #REF! | 35.3 | 37.5042 | 5.7699 | 229.45 | 764.8333 | 24.3577 | #REF! | #REF! | #REF! | #REF! | 35.3 | 160.7217 | 24.7264 | 229.45 | 764.8333 | 24.3577 | #REF! | #REF! | #REF! | #REF! | 35.3 | 358.3999 | 55.1384 | 229.45 | 764.8333 | 24.3577 | #REF! | #REF! | #REF! | 2 | 35.3 | 633.794 | 97.5068 | 229.45 | 764.8333 | 24.3577 | #REF! | #REF! | #REF! | 2 | 35.3 | 990.7189 | 152.4183 | 229.45 | 764.8333 | 24.3577 | #REF! | #REF! | #REF! | 2 | 35.3 | 1426.8363 | 219.5133 | 229.45 | 764.8333 | 24.3577 | #REF! | #REF! | #REF!
| 2 | 35.65 | 20.9564 | 78.1961 | 0.10486 | 231.725 | 3.2241 | 78.1961 | 231.725 | 92.69 | 8.4594 | 772.4167 | 24.5993 | 94.2009 | 633.3568 | 26.1136 | -555.1607 | -22.8896 | [11 empty] | 1 | [7 empty] | 35.35 | 254.1629 | 39.102 | 229.775 | 765.9167 | 24.3923 | #REF! | #REF! | #REF! | #REF! | 35.35 | -40.7527 | -6.2696 | 229.775 | 765.9167 | 24.3923 | #REF! | #REF! | #REF! | #REF! | 35.35 | 37.0754 | 5.7039 | 229.775 | 765.9167 | 24.3923 | #REF! | #REF! | #REF! | #REF! | 35.35 | 159.9324 | 24.605 | 229.775 | 765.9167 | 24.3923 | #REF! | #REF! | #REF! | #REF! | 35.35 | 357.2241 | 54.9576 | 229.775 | 765.9167 | 24.3923 | #REF! | #REF! | #REF! | 2 | 35.35 | 632.1937 | 97.2606 | 229.775 | 765.9167 | 24.3923 | #REF! | #REF! | #REF! | 2 | 35.35 | 988.7162 | 152.1102 | 229.775 | 765.9167 | 24.3923 | #REF! | #REF! | #REF! | 2 | 35.35 | 1424.4556 | 219.147 | 229.775 | 765.9167 | 24.3923 | #REF! | #REF! | #REF!
| 2 | 35.7 | 21.0406 | 78.6205 | 0.10543 | 232.05 | 3.237 | 78.6205 | 232.05 | 92.82 | 8.4594 | 773.5 | 24.6338 | 94.2041 | 635.1125 | 26.1493 | -556.492 | -22.9123 | [11 empty] | 1 | [7 empty] | 35.4 | 255.6775 | 39.335 | 230.1 | 767 | 24.4268 | #REF! | #REF! | #REF! | #REF! | 35.4 | -41.372 | -6.3649 | 230.1 | 767 | 24.4268 | #REF! | #REF! | #REF! | #REF! | 35.4 | 36.6497 | 5.6384 | 230.1 | 767 | 24.4268 | #REF! | #REF! | #REF! | #REF! | 35.4 | 159.1456 | 24.4839 | 230.1 | 767 | 24.4268 | #REF! | #REF! | #REF! | #REF! | 35.4 | 356.0505 | 54.777 | 230.1 | 767 | 24.4268 | #REF! | #REF! | #REF! | 2 | 35.4 | 630.5954 | 97.0147 | 230.1 | 767 | 24.4268 | #REF! | #REF! | #REF! | 2 | 35.4 | 986.7153 | 151.8023 | 230.1 | 767 | 24.4268 | #REF! | #REF! | #REF! | 2 | 35.4 | 1422.0762 | 218.781 | 230.1 | 767 | 24.4268 | #REF! | #REF! | #REF!
| 2 | 35.75 | 21.125 | 79.0463 | 0.106 | 232.375 | 3.25 | 79.0463 | 232.375 | 92.95 | 8.4594 | 774.5833 | 24.6683 | 94.2074 | 636.8707 | 26.1851 | -557.8244 | -22.9351 | [11 empty] | 1 | [7 empty] | 35.45 | 257.1968 | 39.5687 | 230.425 | 768.0833 | 24.4613 | #REF! | #REF! | #REF! | #REF! | 35.45 | -41.9938 | -6.4606 | 230.425 | 768.0833 | 24.4613 | #REF! | #REF! | #REF! | #REF! | 35.45 | 36.2271 | 5.5734 | 230.425 | 768.0833 | 24.4613 | #REF! | #REF! | #REF! | #REF! | 35.45 | 158.3611 | 24.3633 | 230.425 | 768.0833 | 24.4613 | #REF! | #REF! | #REF! | #REF! | 35.45 | 354.8791 | 54.5968 | 230.425 | 768.0833 | 24.4613 | #REF! | #REF! | #REF! | 2 | 35.45 | 628.9993 | 96.7691 | 230.425 | 768.0833 | 24.4613 | #REF! | #REF! | #REF! | 2 | 35.45 | 984.7161 | 151.4948 | 230.425 | 768.0833 | 24.4613 | #REF! | #REF! | #REF! | 2 | 35.45 | 1419.6984 | 218.4151 | 230.425 | 768.0833 | 24.4613 | #REF! | #REF! | #REF!
| 2 | 35.8 | 21.2096 | 79.4737 | 0.10658 | 232.7 | 3.263 | 79.4737 | 232.7 | 93.08 | 8.4594 | 775.6667 | 24.7028 | 94.2107 | 638.6314 | 26.2208 | -559.1577 | -22.9578 | [11 empty] | 1 | [7 empty] | 35.5 | 258.7208 | 39.8032 | 230.75 | 769.1667 | 24.4958 | #REF! | #REF! | #REF! | #REF! | 35.5 | -42.6184 | -6.5567 | 230.75 | 769.1667 | 24.4958 | #REF! | #REF! | #REF! | #REF! | 35.5 | 35.8076 | 5.5089 | 230.75 | 769.1667 | 24.4958 | #REF! | #REF! | #REF! | #REF! | 35.5 | 157.5791 | 24.2429 | 230.75 | 769.1667 | 24.4958 | #REF! | #REF! | #REF! | #REF! | 35.5 | 353.71 | 54.4169 | 230.75 | 769.1667 | 24.4958 | #REF! | #REF! | #REF! | 2 | 35.5 | 627.4053 | 96.5239 | 230.75 | 769.1667 | 24.4958 | #REF! | #REF! | #REF! | 2 | 35.5 | 982.7188 | 151.1875 | 230.75 | 769.1667 | 24.4958 | #REF! | #REF! | #REF! | 2 | 35.5 | 1417.322 | 218.0495 | 230.75 | 769.1667 | 24.4958 | #REF! | #REF! | #REF!
| 2 | 35.85 | 21.2943 | 79.9026 | 0.10715 | 233.025 | 3.276 | 79.9026 | 233.025 | 93.21 | 8.4594 | 776.75 | 24.7373 | 94.2139 | 640.3945 | 26.2565 | -560.4919 | -22.9804 | [11 empty] | 1 | [7 empty] | 35.55 | 260.2496 | 40.0384 | 231.075 | 770.25 | 24.5303 | #REF! | #REF! | #REF! | #REF! | 35.55 | -43.2455 | -6.6532 | 231.075 | 770.25 | 24.5303 | #REF! | #REF! | #REF! | #REF! | 35.55 | 35.3912 | 5.4448 | 231.075 | 770.25 | 24.5303 | #REF! | #REF! | #REF! | #REF! | 35.55 | 156.7995 | 24.123 | 231.075 | 770.25 | 24.5303 | #REF! | #REF! | #REF! | #REF! | 35.55 | 352.543 | 54.2374 | 231.075 | 770.25 | 24.5303 | #REF! | #REF! | #REF! | 2 | 35.55 | 625.8135 | 96.279 | 231.075 | 770.25 | 24.5303 | #REF! | #REF! | #REF! | 2 | 35.55 | 980.7232 | 150.8805 | 231.075 | 770.25 | 24.5303 | #REF! | #REF! | #REF! | 2 | 35.55 | 1414.9471 | 217.6842 | 231.075 | 770.25 | 24.5303 | #REF! | #REF! | #REF!
| 2 | 35.9 | 21.3792 | 80.333 | 0.10773 | 233.35 | 3.2891 | 80.333 | 233.35 | 93.34 | 8.4594 | 777.8333 | 24.7718 | 94.2171 | 642.1601 | 26.2922 | -561.8271 | -23.0031 | [11 empty] | 1 | [7 empty] | 35.6 | 261.7832 | 40.2743 | 231.4 | 771.3333 | 24.5648 | #REF! | #REF! | #REF! | #REF! | 35.6 | -43.8753 | -6.7501 | 231.4 | 771.3333 | 24.5648 | #REF! | #REF! | #REF! | #REF! | 35.6 | 34.978 | 5.3812 | 231.4 | 771.3333 | 24.5648 | #REF! | #REF! | #REF! | #REF! | 35.6 | 156.0223 | 24.0034 | 231.4 | 771.3333 | 24.5648 | #REF! | #REF! | #REF! | #REF! | 35.6 | 351.3782 | 54.0582 | 231.4 | 771.3333 | 24.5648 | #REF! | #REF! | #REF! | 2 | 35.6 | 624.2237 | 96.0344 | 231.4 | 771.3333 | 24.5648 | #REF! | #REF! | #REF! | 2 | 35.6 | 978.7295 | 150.5738 | 231.4 | 771.3333 | 24.5648 | #REF! | #REF! | #REF! | 2 | 35.6 | 1412.5736 | 217.319 | 231.4 | 771.3333 | 24.5648 | #REF! | #REF! | #REF!
| 2 | 35.95 | 21.4643 | 80.765 | 0.10831 | 233.675 | 3.3022 | 80.765 | 233.675 | 93.47 | 8.4594 | 778.9167 | 24.8063 | 94.2203 | 643.9281 | 26.3279 | -563.1632 | -23.0257 | [11 empty] | 1 | [7 empty] | 35.65 | 263.3215 | 40.511 | 231.725 | 772.4167 | 24.5993 | #REF! | #REF! | #REF! | #REF! | 35.65 | -44.5078 | -6.8474 | 231.725 | 772.4167 | 24.5993 | #REF! | #REF! | #REF! | #REF! | 35.65 | 34.568 | 5.3181 | 231.725 | 772.4167 | 24.5993 | #REF! | #REF! | #REF! | #REF! | 35.65 | 155.2475 | 23.8842 | 231.725 | 772.4167 | 24.5993 | #REF! | #REF! | #REF! | #REF! | 35.65 | 350.2157 | 53.8793 | 231.725 | 772.4167 | 24.5993 | #REF! | #REF! | #REF! | 2 | 35.65 | 622.6362 | 95.7902 | 231.725 | 772.4167 | 24.5993 | #REF! | #REF! | #REF! | 2 | 35.65 | 976.7376 | 150.2673 | 231.725 | 772.4167 | 24.5993 | #REF! | #REF! | #REF! | 2 | 35.65 | 1410.2016 | 216.9541 | 231.725 | 772.4167 | 24.5993 | #REF! | #REF! | #REF!
| 2 | 36 | 21.5495 | 81.1984 | 0.10889 | 234 | 3.3153 | 81.1984 | 234 | 93.6 | 8.4594 | 780 | 24.8408 | 94.2235 | 645.6987 | 26.3637 | -564.5002 | -23.0484 | [11 empty] | 1 | [7 empty] | 35.7 | 264.8645 | 40.7484 | 232.05 | 773.5 | 24.6338 | #REF! | #REF! | #REF! | #REF! | 35.7 | -45.143 | -6.9451 | 232.05 | 773.5 | 24.6338 | #REF! | #REF! | #REF! | #REF! | 35.7 | 34.1611 | 5.2556 | 232.05 | 773.5 | 24.6338 | #REF! | #REF! | #REF! | #REF! | 35.7 | 154.4752 | 23.7654 | 232.05 | 773.5 | 24.6338 | #REF! | #REF! | #REF! | #REF! | 35.7 | 349.0553 | 53.7008 | 232.05 | 773.5 | 24.6338 | #REF! | #REF! | #REF! | 2 | 35.7 | 621.0507 | 95.5463 | 232.05 | 773.5 | 24.6338 | #REF! | #REF! | #REF! | 2 | 35.7 | 974.7475 | 149.9612 | 232.05 | 773.5 | 24.6338 | #REF! | #REF! | #REF! | 2 | 35.7 | 1407.831 | 216.5894 | 232.05 | 773.5 | 24.6338 | #REF! | #REF! | #REF!
| 2 | 36.05 | 21.6349 | 81.6334 | 0.10947 | 234.325 | 3.3284 | 81.6334 | 234.325 | 93.73 | 8.4594 | 781.0833 | 24.8753 | 94.2267 | 647.4716 | 26.3994 | -565.8382 | -23.0709 | [11 empty] | 1 | [7 empty] | 35.75 | 266.4123 | 40.9865 | 232.375 | 774.5833 | 24.6683 | #REF! | #REF! | #REF! | #REF! | 35.75 | -45.781 | -7.0432 | 232.375 | 774.5833 | 24.6683 | #REF! | #REF! | #REF! | #REF! | 35.75 | 33.7575 | 5.1935 | 232.375 | 774.5833 | 24.6683 | #REF! | #REF! | #REF! | #REF! | 35.75 | 153.7053 | 23.647 | 232.375 | 774.5833 | 24.6683 | #REF! | #REF! | #REF! | #REF! | 35.75 | 347.8972 | 53.5226 | 232.375 | 774.5833 | 24.6683 | #REF! | #REF! | #REF! | 2 | 35.75 | 619.4674 | 95.3027 | 232.375 | 774.5833 | 24.6683 | #REF! | #REF! | #REF! | 2 | 35.75 | 972.7592 | 149.6553 | 232.375 | 774.5833 | 24.6683 | #REF! | #REF! | #REF! | 2 | 35.75 | 1405.462 | 216.2249 | 232.375 | 774.5833 | 24.6683 | #REF! | #REF! | #REF!
| 2 | 36.1 | 21.7204 | 82.07 | 0.11006 | 234.65 | 3.3416 | 82.07 | 234.65 | 93.86 | 8.4594 | 782.1667 | 24.9098 | 94.2299 | 649.2471 | 26.4351 | -567.1771 | -23.0935 | [11 empty] | 1 | [7 empty] | 35.8 | 267.9648 | 41.2253 | 232.7 | 775.6667 | 24.7028 | #REF! | #REF! | #REF! | #REF! | 35.8 | -46.4216 | -7.1418 | 232.7 | 775.6667 | 24.7028 | #REF! | #REF! | #REF! | #REF! | 35.8 | 33.3571 | 5.1319 | 232.7 | 775.6667 | 24.7028 | #REF! | #REF! | #REF! | #REF! | 35.8 | 152.9378 | 23.5289 | 232.7 | 775.6667 | 24.7028 | #REF! | #REF! | #REF! | #REF! | 35.8 | 346.7412 | 53.3448 | 232.7 | 775.6667 | 24.7028 | #REF! | #REF! | #REF! | 2 | 35.8 | 617.8863 | 95.0594 | 232.7 | 775.6667 | 24.7028 | #REF! | #REF! | #REF! | 2 | 35.8 | 970.7727 | 149.3497 | 232.7 | 775.6667 | 24.7028 | #REF! | #REF! | #REF! | 2 | 35.8 | 1403.0944 | 215.8607 | 232.7 | 775.6667 | 24.7028 | #REF! | #REF! | #REF!
| 2 | 36.15 | 21.8062 | 82.508 | 0.11065 | 234.975 | 3.3548 | 82.508 | 234.975 | 93.99 | 8.4594 | 783.25 | 24.9443 | 94.233 | 651.025 | 26.4708 | -568.5169 | -23.116 | [11 empty] | 1 | [7 empty] | 35.85 | 269.522 | 41.4649 | 233.025 | 776.75 | 24.7373 | #REF! | #REF! | #REF! | #REF! | 35.85 | -47.065 | -7.2408 | 233.025 | 776.75 | 24.7373 | #REF! | #REF! | #REF! | #REF! | 35.85 | 32.96 | 5.0708 | 233.025 | 776.75 | 24.7373 | #REF! | #REF! | #REF! | #REF! | 35.85 | 152.1727 | 23.4112 | 233.025 | 776.75 | 24.7373 | #REF! | #REF! | #REF! | #REF! | 35.85 | 345.5874 | 53.1673 | 233.025 | 776.75 | 24.7373 | #REF! | #REF! | #REF! | 2 | 35.85 | 616.3073 | 94.8165 | 233.025 | 776.75 | 24.7373 | #REF! | #REF! | #REF! | 2 | 35.85 | 968.7881 | 149.0443 | 233.025 | 776.75 | 24.7373 | #REF! | #REF! | #REF! | 2 | 35.85 | 1400.7283 | 215.4967 | 233.025 | 776.75 | 24.7373 | #REF! | #REF! | #REF!
| 2 | 36.2 | 21.8921 | 82.9476 | 0.11123 | 235.3 | 3.368 | 82.9476 | 235.3 | 94.12 | 8.4594 | 784.3333 | 24.9788 | 94.2362 | 652.8053 | 26.5066 | -569.8577 | -23.1385 | [11 empty] | 1 | [7 empty] | 35.9 | 271.084 | 41.7052 | 233.35 | 777.8333 | 24.7718 | #REF! | #REF! | #REF! | #REF! | 35.9 | -47.7111 | -7.3402 | 233.35 | 777.8333 | 24.7718 | #REF! | #REF! | #REF! | #REF! | 35.9 | 32.5662 | 5.0102 | 233.35 | 777.8333 | 24.7718 | #REF! | #REF! | #REF! | #REF! | 35.9 | 151.41 | 23.2939 | 233.35 | 777.8333 | 24.7718 | #REF! | #REF! | #REF! | #REF! | 35.9 | 344.4359 | 52.9901 | 233.35 | 777.8333 | 24.7718 | #REF! | #REF! | #REF! | 2 | 35.9 | 614.7304 | 94.5739 | 233.35 | 777.8333 | 24.7718 | #REF! | #REF! | #REF! | 2 | 35.9 | 966.8053 | 148.7393 | 233.35 | 777.8333 | 24.7718 | #REF! | #REF! | #REF! | 2 | 35.9 | 1398.3637 | 215.1329 | 233.35 | 777.8333 | 24.7718 | #REF! | #REF! | #REF!
| 2 | 36.25 | 21.9782 | 83.3888 | 0.11183 | 235.625 | 3.3813 | 83.3888 | 235.625 | 94.25 | 8.4594 | 785.4167 | 25.0133 | 94.2393 | 654.5882 | 26.5423 | -571.1994 | -23.161 | [11 empty] | 1 | [7 empty] | 35.95 | 272.6508 | 41.9463 | 233.675 | 778.9167 | 24.8063 | #REF! | #REF! | #REF! | #REF! | 35.95 | -48.36 | -7.44 | 233.675 | 778.9167 | 24.8063 | #REF! | #REF! | #REF! | #REF! | 35.95 | 32.1756 | 4.9501 | 233.675 | 778.9167 | 24.8063 | #REF! | #REF! | #REF! | #REF! | 35.95 | 150.6498 | 23.1769 | 233.675 | 778.9167 | 24.8063 | #REF! | #REF! | #REF! | #REF! | 35.95 | 343.2865 | 52.8133 | 233.675 | 778.9167 | 24.8063 | #REF! | #REF! | #REF! | 2 | 35.95 | 613.1557 | 94.3317 | 233.675 | 778.9167 | 24.8063 | #REF! | #REF! | #REF! | 2 | 35.95 | 964.8243 | 148.4345 | 233.675 | 778.9167 | 24.8063 | #REF! | #REF! | #REF! | 2 | 35.95 | 1396.0006 | 214.7693 | 233.675 | 778.9167 | 24.8063 | #REF! | #REF! | #REF!
| 2 | 36.3 | 22.0644 | 83.8315 | 0.11242 | 235.95 | 3.3945 | 83.8315 | 235.95 | 94.38 | 8.4594 | 786.5 | 25.0478 | 94.2424 | 656.3734 | 26.578 | -572.542 | -23.1835 | [11 empty] | 1 | [7 empty] | 36 | 274.2222 | 42.188 | 234 | 780 | 24.8408 | #REF! | #REF! | #REF! | #REF! | 36 | -49.0116 | -7.5403 | 234 | 780 | 24.8408 | #REF! | #REF! | #REF! | #REF! | 36 | 31.7884 | 4.8905 | 234 | 780 | 24.8408 | #REF! | #REF! | #REF! | #REF! | 36 | 149.892 | 23.0603 | 234 | 780 | 24.8408 | #REF! | #REF! | #REF! | #REF! | 36 | 342.1393 | 52.6368 | 234 | 780 | 24.8408 | #REF! | #REF! | #REF! | 2 | 36 | 611.5832 | 94.0897 | 234 | 780 | 24.8408 | #REF! | #REF! | #REF! | 2 | 36 | 962.8452 | 148.13 | 234 | 780 | 24.8408 | #REF! | #REF! | #REF! | 2 | 36 | 1393.639 | 214.406 | 234 | 780 | 24.8408 | #REF! | #REF! | #REF!
| 2 | 36.35 | 22.1508 | 84.2757 | 0.11302 | 236.275 | 3.4078 | 84.2757 | 236.275 | 94.51 | 8.4594 | 787.5833 | 25.0823 | 94.2455 | 658.1612 | 26.6138 | -573.8855 | -23.2059 | [11 empty] | 1 | [7 empty] | 36.05 | 275.7985 | 42.4305 | 234.325 | 781.0833 | 24.8753 | #REF! | #REF! | #REF! | #REF! | 36.05 | -49.6661 | -7.6409 | 234.325 | 781.0833 | 24.8753 | #REF! | #REF! | #REF! | #REF! | 36.05 | 31.4044 | 4.8315 | 234.325 | 781.0833 | 24.8753 | #REF! | #REF! | #REF! | #REF! | 36.05 | 149.1367 | 22.9441 | 234.325 | 781.0833 | 24.8753 | #REF! | #REF! | #REF! | #REF! | 36.05 | 340.9944 | 52.4607 | 234.325 | 781.0833 | 24.8753 | #REF! | #REF! | #REF! | 2 | 36.05 | 610.0128 | 93.8481 | 234.325 | 781.0833 | 24.8753 | #REF! | #REF! | #REF! | 2 | 36.05 | 960.8679 | 147.8258 | 234.325 | 781.0833 | 24.8753 | #REF! | #REF! | #REF! | 2 | 36.05 | 1391.2789 | 214.0429 | 234.325 | 781.0833 | 24.8753 | #REF! | #REF! | #REF!
| 2 | 36.4 | 22.2374 | 84.7215 | 0.11361 | 236.6 | 3.4211 | 84.7215 | 236.6 | 94.64 | 8.4594 | 788.6667 | 25.1168 | 94.2486 | 659.9514 | 26.6495 | -575.2299 | -23.2283 | [11 empty] | 1 | [7 empty] | 36.1 | 277.3794 | 42.6738 | 234.65 | 782.1667 | 24.9098 | #REF! | #REF! | #REF! | #REF! | 36.1 | -50.3234 | -7.7421 | 234.65 | 782.1667 | 24.9098 | #REF! | #REF! | #REF! | #REF! | 36.1 | 31.0239 | 4.7729 | 234.65 | 782.1667 | 24.9098 | #REF! | #REF! | #REF! | #REF! | 36.1 | 148.3838 | 22.8283 | 234.65 | 782.1667 | 24.9098 | #REF! | #REF! | #REF! | #REF! | 36.1 | 339.8516 | 52.2849 | 234.65 | 782.1667 | 24.9098 | #REF! | #REF! | #REF! | 2 | 36.1 | 608.4446 | 93.6069 | 234.65 | 782.1667 | 24.9098 | #REF! | #REF! | #REF! | 2 | 36.1 | 958.8925 | 147.5219 | 234.65 | 782.1667 | 24.9098 | #REF! | #REF! | #REF! | 2 | 36.1 | 1388.9202 | 213.68 | 234.65 | 782.1667 | 24.9098 | #REF! | #REF! | #REF!
| 2 | 36.45 | 22.3241 | 85.1688 | 0.11421 | 236.925 | 3.4345 | 85.1688 | 236.925 | 94.77 | 8.4594 | 789.75 | 25.1513 | 94.2517 | 661.7441 | 26.6852 | -576.5752 | -23.2507 | [11 empty] | 1 | [7 empty] | 36.15 | 278.9652 | 42.9177 | 234.975 | 783.25 | 24.9443 | #REF! | #REF! | #REF! | #REF! | 36.15 | -50.9835 | -7.8436 | 234.975 | 783.25 | 24.9443 | #REF! | #REF! | #REF! | #REF! | 36.15 | 30.6467 | 4.7149 | 234.975 | 783.25 | 24.9443 | #REF! | #REF! | #REF! | #REF! | 36.15 | 147.6333 | 22.7128 | 234.975 | 783.25 | 24.9443 | #REF! | #REF! | #REF! | #REF! | 36.15 | 338.711 | 52.1094 | 234.975 | 783.25 | 24.9443 | #REF! | #REF! | #REF! | 2 | 36.15 | 606.8786 | 93.3659 | 234.975 | 783.25 | 24.9443 | #REF! | #REF! | #REF! | 2 | 36.15 | 956.9189 | 147.2183 | 234.975 | 783.25 | 24.9443 | #REF! | #REF! | #REF! | 2 | 36.15 | 1386.5631 | 213.3174 | 234.975 | 783.25 | 24.9443 | #REF! | #REF! | #REF!
| 2 | 36.5 | 22.4111 | 85.6177 | 0.11482 | 237.25 | 3.4479 | 85.6177 | 237.25 | 94.9 | 8.4594 | 790.8333 | 25.1858 | 94.2548 | 663.5392 | 26.721 | -577.9215 | -23.2731 | [11 empty] | 1 | [7 empty] | 36.2 | 280.5556 | 43.1624 | 235.3 | 784.3333 | 24.9788 | #REF! | #REF! | #REF! | #REF! | 36.2 | -51.6464 | -7.9456 | 235.3 | 784.3333 | 24.9788 | #REF! | #REF! | #REF! | #REF! | 36.2 | 30.2729 | 4.6574 | 235.3 | 784.3333 | 24.9788 | #REF! | #REF! | #REF! | #REF! | 36.2 | 146.8853 | 22.5977 | 235.3 | 784.3333 | 24.9788 | #REF! | #REF! | #REF! | #REF! | 36.2 | 337.5726 | 51.9343 | 235.3 | 784.3333 | 24.9788 | #REF! | #REF! | #REF! | 2 | 36.2 | 605.3147 | 93.1253 | 235.3 | 784.3333 | 24.9788 | #REF! | #REF! | #REF! | 2 | 36.2 | 954.9471 | 146.9149 | 235.3 | 784.3333 | 24.9788 | #REF! | #REF! | #REF! | 2 | 36.2 | 1384.2075 | 212.955 | 235.3 | 784.3333 | 24.9788 | #REF! | #REF! | #REF!
| 2 | 36.55 | 22.4981 | 86.0681 | 0.11542 | 237.575 | 3.4613 | 86.0681 | 237.575 | 95.03 | 8.4594 | 791.9167 | 25.2203 | 94.2578 | 665.3368 | 26.7567 | -579.2686 | -23.2954 | [11 empty] | 1 | [7 empty] | 36.25 | 282.1508 | 43.4078 | 235.625 | 785.4167 | 25.0133 | #REF! | #REF! | #REF! | #REF! | 36.25 | -52.3123 | -8.048 | 235.625 | 785.4167 | 25.0133 | #REF! | #REF! | #REF! | #REF! | 36.25 | 29.9025 | 4.6004 | 235.625 | 785.4167 | 25.0133 | #REF! | #REF! | #REF! | #REF! | 36.25 | 146.1396 | 22.483 | 235.625 | 785.4167 | 25.0133 | #REF! | #REF! | #REF! | #REF! | 36.25 | 336.4365 | 51.7595 | 235.625 | 785.4167 | 25.0133 | #REF! | #REF! | #REF! | 2 | 36.25 | 603.753 | 92.8851 | 235.625 | 785.4167 | 25.0133 | #REF! | #REF! | #REF! | 2 | 36.25 | 952.9773 | 146.6119 | 235.625 | 785.4167 | 25.0133 | #REF! | #REF! | #REF! | 2 | 36.25 | 1381.8535 | 212.5928 | 235.625 | 785.4167 | 25.0133 | #REF! | #REF! | #REF!
| 2 | 36.6 | 22.5854 | 86.5201 | 0.11603 | 237.9 | 3.4747 | 86.5201 | 237.9 | 95.16 | 8.4594 | 793 | 25.2548 | 94.2609 | 667.1368 | 26.7924 | -580.6167 | -23.3178 | [11 empty] | 1 | [7 empty] | 36.3 | 283.7508 | 43.654 | 235.95 | 786.5 | 25.0478 | #REF! | #REF! | #REF! | #REF! | 36.3 | -52.9809 | -8.1509 | 235.95 | 786.5 | 25.0478 | #REF! | #REF! | #REF! | #REF! | 36.3 | 29.5356 | 4.5439 | 235.95 | 786.5 | 25.0478 | #REF! | #REF! | #REF! | #REF! | 36.3 | 145.3965 | 22.3687 | 235.95 | 786.5 | 25.0478 | #REF! | #REF! | #REF! | #REF! | 36.3 | 335.3025 | 51.585 | 235.95 | 786.5 | 25.0478 | #REF! | #REF! | #REF! | 2 | 36.3 | 602.1935 | 92.6452 | 235.95 | 786.5 | 25.0478 | #REF! | #REF! | #REF! | 2 | 36.3 | 951.0093 | 146.3091 | 235.95 | 786.5 | 25.0478 | #REF! | #REF! | #REF! | 2 | 36.3 | 1379.5009 | 212.2309 | 235.95 | 786.5 | 25.0478 | #REF! | #REF! | #REF!
| 2 | 36.65 | 1: 22.6728; 1.1: 86.9737; 1.2: 0.11663; 1.3: 238.225; 1.4: 3.4881; 1.5: 86.9737; 1.6: 238.225; 1.7: 95.29; 1.8: 8.4594; 1.9: 794.0833; 2: 25.2893; 2.1: 94.2639; 2.2: 668.9393; 2.3: 26.8282; 2.4: -581.9656; 2.5: -23.34; 3.7: 2; 5.4: 2; 6.4: 2; 7.4: 2; 8.4: #REF!; 9.4: 2; 10.4: 2; 11.4: 2; 11.5: 36.35; 11.6: 1377.1499; 11.7: 211.8692; 11.8: 236.275; 11.9: 787.5833; 12: 25.0823; 12.1: #REF!; 12.2: #REF!; 12.3: #REF!
| 2 | 36.7 | 1: 22.7604; 1.1: 87.4288; 1.2: 0.11724; 1.3: 238.55; 1.4: 3.5016; 1.5: 87.4288; 1.6: 238.55; 1.7: 95.42; 1.8: 8.4594; 1.9: 795.1667; 2: 25.3238; 2.1: 94.2669; 2.2: 670.7443; 2.3: 26.8639; 2.4: -583.3155; 2.5: -23.3623; 3.7: 2; 5.4: 2; 6.4: 2; 7.4: 2; 8.4: #REF!; 9.4: 2; 10.4: 2; 11.4: 2; 11.5: 36.4; 11.6: 1374.8003; 11.7: 211.5077; 11.8: 236.6; 11.9: 788.6667; 12: 25.1168; 12.1: #REF!; 12.2: #REF!; 12.3: #REF!
| 2 | 36.75 | 1: 22.8482; 1.1: 87.8855; 1.2: 0.11786; 1.3: 238.875; 1.4: 3.5151; 1.5: 87.8855; 1.6: 238.875; 1.7: 95.55; 1.8: 8.4594; 1.9: 796.25; 2: 25.3583; 2.1: 94.2699; 2.2: 672.5517; 2.3: 26.8996; 2.4: -584.6662; 2.5: -23.3845; 3.7: 2; 5.4: 2; 6.4: 2; 7.4: 2; 8.4: #REF!; 9.4: 2; 10.4: 2; 11.4: 2; 11.5: 36.45; 11.6: 1372.4524; 11.7: 211.1465; 11.8: 236.925; 11.9: 789.75; 12: 25.1513; 12.1: #REF!; 12.2: #REF!; 12.3: #REF!
| 2 | 36.8 | 1: 22.9361; 1.1: 88.3438; 1.2: 0.11847; 1.3: 239.2; 1.4: 3.5286; 1.5: 88.3438; 1.6: 239.2; 1.7: 95.68; 1.8: 8.4594; 1.9: 797.3333; 2: 25.3928; 2.1: 94.2729; 2.2: 674.3616; 2.3: 26.9354; 2.4: -586.0178; 2.5: -23.4068; 3.7: 2; 5.4: 2; 6.4: 2; 7.4: 2; 8.4: #REF!; 9.4: 2; 10.4: 2; 11.4: 2; 11.5: 36.5; 11.6: 1370.1059; 11.7: 210.7855; 11.8: 237.25; 11.9: 790.8333; 12: 25.1858; 12.1: #REF!; 12.2: #REF!; 12.3: #REF!
| 2 | 36.85 | 1: 23.0242; 1.1: 88.8036; 1.2: 0.11909; 1.3: 239.525; 1.4: 3.5422; 1.5: 88.8036; 1.6: 239.525; 1.7: 95.81; 1.8: 8.4594; 1.9: 798.4167; 2: 25.4273; 2.1: 94.2759; 2.2: 676.1739; 2.3: 26.9711; 2.4: -587.3703; 2.5: -23.4289; 3.7: 2; 5.4: 2; 6.4: 2; 7.4: 2; 8.4: #REF!; 9.4: 2; 10.4: 2; 11.4: 2; 11.5: 36.55; 11.6: 1367.761; 11.7: 210.4248; 11.8: 237.575; 11.9: 791.9167; 12: 25.2203; 12.1: #REF!; 12.2: #REF!; 12.3: #REF!
| 2 | 36.9 | 1: 23.1125; 1.1: 89.265; 1.2: 0.11971; 1.3: 239.85; 1.4: 3.5558; 1.5: 89.265; 1.6: 239.85; 1.7: 95.94; 1.8: 8.4594; 1.9: 799.5; 2: 25.4618; 2.1: 94.2789; 2.2: 677.9887; 2.3: 27.0069; 2.4: -588.7237; 2.5: -23.4511; 3.7: 2; 5.4: 2; 6.4: 2; 7.4: 2; 8.4: #REF!; 9.4: 2; 10.4: 2; 11.4: 2; 11.5: 36.6; 11.6: 1365.4176; 11.7: 210.0643; 11.8: 237.9; 11.9: 793; 12: 25.2548; 12.1: #REF!; 12.2: #REF!; 12.3: #REF!
| 2 | 36.95 | 1: 23.2009; 1.1: 89.728; 1.2: 0.12033; 1.3: 240.175; 1.4: 3.5694; 1.5: 89.728; 1.6: 240.175; 1.7: 96.07; 1.8: 8.4594; 1.9: 800.5833; 2: 25.4963; 2.1: 94.2819; 2.2: 679.806; 2.3: 27.0426; 2.4: -590.078; 2.5: -23.4733; 3.7: 2; 5.4: 2; 6.4: 2; 7.4: 2; 8.4: #REF!; 9.4: 2; 10.4: 2; 11.4: 2; 11.5: 36.65; 11.6: 1363.0758; 11.7: 209.704; 11.8: 238.225; 11.9: 794.0833; 12: 25.2893; 12.1: #REF!; 12.2: #REF!; 12.3: #REF!
| 2 | 37 | 1: 23.2895; 1.1: 90.1925; 1.2: 0.12095; 1.3: 240.5; 1.4: 3.583; 1.5: 90.1925; 1.6: 240.5; 1.7: 96.2; 1.8: 8.4594; 1.9: 801.6667; 2: 25.5308; 2.1: 94.2848; 2.2: 681.6257; 2.3: 27.0784; 2.4: -591.4332; 2.5: -23.4954; 3.7: 2; 5.4: 2; 6.4: 2; 7.4: 2; 8.4: #REF!; 9.4: 2; 10.4: 2; 11.4: 2; 11.5: 36.7; 11.6: 1360.7356; 11.7: 209.3439; 11.8: 238.55; 11.9: 795.1667; 12: 25.3238; 12.1: #REF!; 12.2: #REF!; 12.3: #REF!
| 2 | 37.05 | 1: 23.3783; 1.1: 90.6587; 1.2: 0.12158; 1.3: 240.825; 1.4: 3.5967; 1.5: 90.6587; 1.6: 240.825; 1.7: 96.33; 1.8: 8.4594; 1.9: 802.75; 2: 25.5653; 2.1: 94.2877; 2.2: 683.4479; 2.3: 27.1141; 2.4: -592.7892; 2.5: -23.5175; 3.7: 2; 5.4: 2; 6.4: 2; 7.4: 2; 8.4: #REF!; 9.4: 2; 10.4: 2; 11.4: 2; 11.5: 36.75; 11.6: 1358.3969; 11.7: 208.9841; 11.8: 238.875; 11.9: 796.25; 12: 25.3583; 12.1: #REF!; 12.2: #REF!; 12.3: #REF!
| 2 | 37.1 | 1: 23.4672; 1.1: 91.1264; 1.2: 0.1222; 1.3: 241.15; 1.4: 3.6103; 1.5: 91.1264; 1.6: 241.15; 1.7: 96.46; 1.8: 8.4594; 1.9: 803.8333; 2: 25.5998; 2.1: 94.2907; 2.2: 685.2725; 2.3: 27.1499; 2.4: -594.1461; 2.5: -23.5395; 3.7: 2; 5.4: 2; 6.4: 2; 7.4: 2; 8.4: #REF!; 9.4: 2; 10.4: 2; 11.4: 2; 11.5: 36.8; 11.6: 1356.0597; 11.7: 208.6246; 11.8: 239.2; 11.9: 797.3333; 12: 25.3928; 12.1: #REF!; 12.2: #REF!; 12.3: #REF!
| 2 | 37.15 | 1: 23.5564; 1.1: 91.5957; 1.2: 0.12283; 1.3: 241.475; 1.4: 3.6241; 1.5: 91.5957; 1.6: 241.475; 1.7: 96.59; 1.8: 8.4594; 1.9: 804.9167; 2: 25.6343; 2.1: 94.2936; 2.2: 687.0996; 2.3: 27.1856; 2.4: -595.5039; 2.5: -23.5616; 3.7: 2; 5.4: 2; 6.4: 2; 7.4: 2; 8.4: #REF!; 9.4: 2; 10.4: 2; 11.4: 2; 11.5: 36.85; 11.6: 1353.7241; 11.7: 208.2653; 11.8: 239.525; 11.9: 798.4167; 12: 25.4273; 12.1: #REF!; 12.2: #REF!; 12.3: #REF!
| 2 | 37.2 | 1: 23.6456; 1.1: 92.0666; 1.2: 0.12346; 1.3: 241.8; 1.4: 3.6378; 1.5: 92.0666; 1.6: 241.8; 1.7: 96.72; 1.8: 8.4594; 1.9: 806; 2: 25.6688; 2.1: 94.2965; 2.2: 688.9292; 2.3: 27.2214; 2.4: -596.8625; 2.5: -23.5836; 3.7: 2; 5.4: 2; 6.4: 2; 7.4: 2; 8.4: #REF!; 9.4: 2; 10.4: 2; 11.4: 2; 11.5: 36.9; 11.6: 1351.3901; 11.7: 207.9062; 11.8: 239.85; 11.9: 799.5; 12: 25.4618; 12.1: #REF!; 12.2: #REF!; 12.3: #REF!
| 2 | 37.25 | 1: 23.7351; 1.1: 92.5391; 1.2: 0.1241; 1.3: 242.125; 1.4: 3.6516; 1.5: 92.5391; 1.6: 242.125; 1.7: 96.85; 1.8: 8.4594; 1.9: 807.0833; 2: 25.7033; 2.1: 94.2994; 2.2: 690.7612; 2.3: 27.2571; 2.4: -598.222; 2.5: -23.6056; 3.7: 2; 5.4: 2; 6.4: 2; 7.4: 2; 8.4: #REF!; 9.4: 2; 10.4: 2; 11.4: 2; 11.5: 36.95; 11.6: 1349.0577; 11.7: 207.5473; 11.8: 240.175; 11.9: 800.5833; 12: 25.4963; 12.1: #REF!; 12.2: #REF!; 12.3: #REF!
| 2 | 37.3 | 1: 23.8247; 1.1: 93.0132; 1.2: 0.12473; 1.3: 242.45; 1.4: 3.6653; 1.5: 93.0132; 1.6: 242.45; 1.7: 96.98; 1.8: 8.4594; 1.9: 808.1667; 2: 25.7378; 2.1: 94.3023; 2.2: 692.5957; 2.3: 27.2929; 2.4: -599.5824; 2.5: -23.6275; 3.7: 2; 5.4: 2; 6.4: 2; 7.4: 2; 8.4: #REF!; 9.4: 2; 10.4: 2; 11.4: 2; 11.5: 37; 11.6: 1346.7268; 11.7: 207.1887; 11.8: 240.5; 11.9: 801.6667; 12: 25.5308; 12.1: #REF!; 12.2: #REF!; 12.3: #REF!
| 2 | 37.35 | 1: 23.9145; 1.1: 93.4889; 1.2: 0.12537; 1.3: 242.775; 1.4: 3.6792; 1.5: 93.4889; 1.6: 242.775; 1.7: 97.11; 1.8: 8.4594; 1.9: 809.25; 2: 25.7723; 2.1: 94.3051; 2.2: 694.4326; 2.3: 27.3286; 2.4: -600.9436; 2.5: -23.6495; 3.7: 2; 5.4: 2; 6.4: 2; 7.4: 2; 8.4: #REF!; 9.4: 2; 10.4: 2; 11.4: 2; 11.5: 37.05; 11.6: 1344.3975; 11.7: 206.8304; 11.8: 240.825; 11.9: 802.75; 12: 25.5653; 12.1: #REF!; 12.2: #REF!; 12.3: #REF!
| 2 | 37.4 | 1: 24.0045; 1.1: 93.9662; 1.2: 0.12601; 1.3: 243.1; 1.4: 3.693; 1.5: 93.9662; 1.6: 243.1; 1.7: 97.24; 1.8: 8.4594; 1.9: 810.3333; 2: 25.8068; 2.1: 94.308; 2.2: 696.272; 2.3: 27.3644; 2.4: -602.3057; 2.5: -23.6714; 3.7: 2; 5.4: 2; 6.4: 2; 7.4: 2; 8.4: #REF!; 9.4: 2; 10.4: 2; 11.4: 2; 11.5: 37.1; 11.6: 1342.0698; 11.7: 206.4723; 11.8: 241.15; 11.9: 803.8333; 12: 25.5998; 12.1: #REF!; 12.2: #REF!; 12.3: #REF!
| 2 | 37.45 | 1: 24.0946; 1.1: 94.4451; 1.2: 0.12665; 1.3: 243.425; 1.4: 3.7069; 1.5: 94.4451; 1.6: 243.425; 1.7: 97.37; 1.8: 8.4594; 1.9: 811.4167; 2: 25.8413; 2.1: 94.3108; 2.2: 698.1138; 2.3: 27.4001; 2.4: -603.6687; 2.5: -23.6933; 3.7: 2; 5.4: 2; 6.4: 2; 7.4: 2; 8.4: #REF!; 9.4: 2; 10.4: 2; 11.4: 2; 11.5: 37.15; 11.6: 1339.7437; 11.7: 206.1144; 11.8: 241.475; 11.9: 804.9167; 12: 25.6343; 12.1: #REF!; 12.2: #REF!; 12.3: #REF!
| 2 | 37.5 | 1: 24.1849; 1.1: 94.9256; 1.2: 0.1273; 1.3: 243.75; 1.4: 3.7207; 1.5: 94.9256; 1.6: 243.75; 1.7: 97.5; 1.8: 8.4594; 1.9: 812.5; 2: 25.8758; 2.1: 94.3137; 2.2: 699.9581; 2.3: 27.4359; 2.4: -605.0325; 2.5: -23.7151; 3.7: 2; 5.4: 2; 6.4: 2; 7.4: 2; 8.4: #REF!; 9.4: 2; 10.4: 2; 11.4: 2; 11.5: 37.2; 11.6: 1337.4192; 11.7: 205.7568; 11.8: 241.8; 11.9: 806; 12: 25.6688; 12.1: #REF!; 12.2: #REF!; 12.3: #REF!
| 2 | 37.55 | 1: 24.2753; 1.1: 95.4077; 1.2: 0.12794; 1.3: 244.075; 1.4: 3.7347; 1.5: 95.4077; 1.6: 244.075; 1.7: 97.63; 1.8: 8.4594; 1.9: 813.5833; 2: 25.9103; 2.1: 94.3165; 2.2: 701.8048; 2.3: 27.4716; 2.4: -606.3971; 2.5: -23.737; 3.7: 2; 5.4: 2; 6.4: 2; 7.4: 2; 8.4: #REF!; 9.4: 2; 10.4: 2; 11.4: 2; 11.5: 37.25; 11.6: 1335.0963; 11.7: 205.3994; 11.8: 242.125; 11.9: 807.0833; 12: 25.7033; 12.1: #REF!; 12.2: #REF!; 12.3: #REF!
| 2 | 37.6 | 1: 24.366; 1.1: 95.8915; 1.2: 0.12859; 1.3: 244.4; 1.4: 3.7486; 1.5: 95.8915; 1.6: 244.4; 1.7: 97.76; 1.8: 8.4594; 1.9: 814.6667; 2: 25.9448; 2.1: 94.3193; 2.2: 703.654; 2.3: 27.5074; 2.4: -607.7626; 2.5: -23.7588; 3.7: 2; 5.4: 2; 6.4: 2; 7.4: 2; 8.4: #REF!; 9.4: 2; 10.4: 2; 11.4: 2; 11.5: 37.3; 11.6: 1332.7749; 11.7: 205.0423; 11.8: 242.45; 11.9: 808.1667; 12: 25.7378; 12.1: #REF!; 12.2: #REF!; 12.3: #REF!
| 2 | 37.65 | 1: 24.4568; 1.1: 96.3768; 1.2: 0.12924; 1.3: 244.725; 1.4: 3.7626; 1.5: 96.3768; 1.6: 244.725; 1.7: 97.89; 1.8: 8.4594; 1.9: 815.75; 2: 25.9793; 2.1: 94.3221; 2.2: 705.5057; 2.3: 27.5432; 2.4: -609.1289; 2.5: -23.7806; 3.7: 2; 5.4: 2; 6.4: 2; 7.4: 2; 8.4: #REF!; 9.4: 2; 10.4: 2; 11.4: 2; 11.5: 37.35; 11.6: 1330.4552; 11.7: 204.6854; 11.8: 242.775; 11.9: 809.25; 12: 25.7723; 12.1: #REF!; 12.2: #REF!; 12.3: #REF!
| 2 | 37.7 | 1: 24.5477; 1.1: 96.8638; 1.2: 0.1299; 1.3: 245.05; 1.4: 3.7766; 1.5: 96.8638; 1.6: 245.05; 1.7: 98.02; 1.8: 8.4594; 1.9: 816.8333; 2: 26.0138; 2.1: 94.3249; 2.2: 707.3598; 2.3: 27.5789; 2.4: -610.4961; 2.5: -23.8023; 3.7: 2; 5.4: 2; 6.4: 2; 7.4: 2; 8.4: #REF!; 9.4: 2; 10.4: 2; 11.4: 2; 11.5: 37.4; 11.6: 1328.1371; 11.7: 204.3288; 11.8: 243.1; 11.9: 810.3333; 12: 25.8068; 12.1: #REF!; 12.2: #REF!; 12.3: #REF!
| 2 | 37.75 | 1: 24.6389; 1.1: 97.3523; 1.2: 0.13055; 1.3: 245.375; 1.4: 3.7906; 1.5: 97.3523; 1.6: 245.375; 1.7: 98.15; 1.8: 8.4594; 1.9: 817.9167; 2: 26.0483; 2.1: 94.3277; 2.2: 709.2164; 2.3: 27.6147; 2.4: -611.8641; 2.5: -23.8241; 3.7: 2; 5.4: 2; 6.4: 2; 7.4: 2; 8.4: #REF!; 9.4: 2; 10.4: 2; 11.4: 2; 11.5: 37.45; 11.6: 1325.8206; 11.7: 203.9724; 11.8: 243.425; 11.9: 811.4167; 12: 25.8413; 12.1: #REF!; 12.2: #REF!; 12.3: #REF!
| 2 | 37.8 | 1: 24.7302; 1.1: 97.8425; 1.2: 0.13121; 1.3: 245.7; 1.4: 3.8046; 1.5: 97.8425; 1.6: 245.7; 1.7: 98.28; 1.8: 8.4594; 1.9: 819; 2: 26.0828; 2.1: 94.3305; 2.2: 711.0754; 2.3: 27.6504; 2.4: -613.2329; 2.5: -23.8458; 3.7: 2; 5.4: 2; 6.4: 2; 7.4: 2; 8.4: #REF!; 9.4: 2; 10.4: 2; 11.4: 2; 11.5: 37.5; 11.6: 1323.5057; 11.7: 203.6163; 11.8: 243.75; 11.9: 812.5; 12: 25.8758; 12.1: #REF!; 12.2: #REF!; 12.3: #REF!
| 2 | 37.85 | 1: 24.8217; 1.1: 98.3344; 1.2: 0.13187; 1.3: 246.025; 1.4: 3.8187; 1.5: 98.3344; 1.6: 246.025; 1.7: 98.41; 1.8: 8.4594; 1.9: 820.0833; 2: 26.1173; 2.1: 94.3333; 2.2: 712.9369; 2.3: 27.6862; 2.4: -614.6025; 2.5: -23.8675; 3.7: 2; 5.4: 2; 6.4: 2; 7.4: 2; 8.4: #REF!; 9.4: 2; 10.4: 2; 11.4: 2; 11.5: 37.55; 11.6: 1321.1925; 11.7: 203.2604; 11.8: 244.075; 11.9: 813.5833; 12: 25.9103; 12.1: #REF!; 12.2: #REF!; 12.3: #REF!
| 2 | 37.9 | 1: 24.9133; 1.1: 98.8278; 1.2: 0.13253; 1.3: 246.35; 1.4: 3.8328; 1.5: 98.8278; 1.6: 246.35; 1.7: 98.54; 1.8: 8.4594; 1.9: 821.1667; 2: 26.1518; 2.1: 94.336; 2.2: 714.8008; 2.3: 27.722; 2.4: -615.973; 2.5: -23.8892; 3.7: 2; 5.4: 2; 6.4: 2; 7.4: 2; 8.4: #REF!; 9.4: 2; 10.4: 2; 11.4: 2; 11.5: 37.6; 11.6: 1318.8808; 11.7: 202.9047; 11.8: 244.4; 11.9: 814.6667; 12: 25.9448; 12.1: #REF!; 12.2: #REF!; 12.3: #REF!
| 2 | 37.95 | 1: 25.0051; 1.1: 99.3229; 1.2: 0.13319; 1.3: 246.675; 1.4: 3.8469; 1.5: 99.3229; 1.6: 246.675; 1.7: 98.67; 1.8: 8.4594; 1.9: 822.25; 2: 26.1863; 2.1: 94.3388; 2.2: 716.6672; 2.3: 27.7577; 2.4: -617.3443; 2.5: -23.9108; 3.7: 2; 5.4: 2; 6.4: 2; 7.4: 2; 8.4: #REF!; 9.4: 2; 10.4: 2; 11.4: 2; 11.5: 37.65; 11.6: 1316.5708; 11.7: 202.5494; 11.8: 244.725; 11.9: 815.75; 12: 25.9793; 12.1: #REF!; 12.2: #REF!; 12.3: #REF!
| 2 | 38 | 1: 25.0971; 1.1: 99.8196; 1.2: 0.13386; 1.3: 247; 1.4: 3.8611; 1.5: 99.8196; 1.6: 247; 1.7: 98.8; 1.8: 8.4594; 1.9: 823.3333; 2: 26.2208; 2.1: 94.3415; 2.2: 718.5361; 2.3: 27.7935; 2.4: -618.7165; 2.5: -23.9324; 3.7: 2; 5.4: 2; 6.4: 2; 7.4: 2; 8.4: 2; 9.4: 2; 10.4: 2; 11.4: 2
| 2 | 38.05 | 1: 25.1893; 1.1: 100.318; 1.2: 0.13453; 1.3: 247.325; 1.4: 3.8753; 1.5: 100.318; 1.6: 247.325; 1.7: 98.93; 1.8: 8.4594; 1.9: 824.4167; 2: 26.2553; 2.1: 94.3442; 2.2: 720.4074; 2.3: 27.8293; 2.4: -620.0894; 2.5: -23.954; 3.7: 2; 5.4: 2; 6.4: 2; 7.4: 2; 8.4: 2; 9.4: 2; 10.4: 2; 11.4: 2
| 2 | 38.1 | 1: 25.2816; 1.1: 100.8179; 1.2: 0.1352; 1.3: 247.65; 1.4: 3.8895; 1.5: 100.8179; 1.6: 247.65; 1.7: 99.06; 1.8: 8.4594; 1.9: 825.5; 2: 26.2898; 2.1: 94.347; 2.2: 722.2812; 2.3: 27.865; 2.4: -621.4632; 2.5: -23.9756; 3.7: 2; 5.4: 2; 6.4: 2; 7.4: 2; 8.4: 2; 9.4: 2; 10.4: 2; 11.4: 2
| 2 | 38.15 | 1: 25.3741; 1.1: 101.3196; 1.2: 0.13587; 1.3: 247.975; 1.4: 3.9037; 1.5: 101.3196; 1.6: 247.975; 1.7: 99.19; 1.8: 8.4594; 1.9: 826.5833; 2: 26.3243; 2.1: 94.3497; 2.2: 724.1574; 2.3: 27.9008; 2.4: -622.8378; 2.5: -23.9971; 3.7: 2; 5.4: 2; 6.4: 2; 7.4: 2; 8.4: 2; 9.4: 2; 10.4: 2; 11.4: 2
| 2 | 38.2 | 1: 25.4667; 1.1: 101.8228; 1.2: 0.13655; 1.3: 248.3; 1.4: 3.918; 1.5: 101.8228; 1.6: 248.3; 1.7: 99.32; 1.8: 8.4594; 1.9: 827.6667; 2: 26.3588; 2.1: 94.3524; 2.2: 726.036; 2.3: 27.9366; 2.4: -624.2132; 2.5: -24.0186; 3.7: 2; 5.4: 2; 6.4: 2; 7.4: 2; 8.4: 2; 9.4: 2; 10.4: 2; 11.4: 2
| 2 | 38.25 | 1: 25.5596; 1.1: 102.3278; 1.2: 0.13722; 1.3: 248.625; 1.4: 3.9322; 1.5: 102.3278; 1.6: 248.625; 1.7: 99.45; 1.8: 8.4594; 1.9: 828.75; 2: 26.3933; 2.1: 94.355; 2.2: 727.9171; 2.3: 27.9723; 2.4: -625.5894; 2.5: -24.0401; 3.7: 2; 5.4: 2; 6.4: 2; 7.4: 2; 8.4: 2; 9.4: 2; 10.4: 2; 11.4: 2
| 2 | 38.3 | 1: 25.6526; 1.1: 102.8343; 1.2: 0.1379; 1.3: 248.95; 1.4: 3.9465; 1.5: 102.8343; 1.6: 248.95; 1.7: 99.58; 1.8: 8.4594; 1.9: 829.8333; 2: 26.4278; 2.1: 94.3577; 2.2: 729.8007; 2.3: 28.0081; 2.4: -626.9664; 2.5: -24.0616; 3.7: 2; 5.4: 2; 6.4: 2; 7.4: 2; 8.4: 2; 9.4: 2; 10.4: 2; 11.4: 2
| 2 | 38.35 | 1: 25.7457; 1.1: 103.3425; 1.2: 0.13858; 1.3: 249.275; 1.4: 3.9609; 1.5: 103.3425; 1.6: 249.275; 1.7: 99.71; 1.8: 8.4594; 1.9: 830.9167; 2: 26.4623; 2.1: 94.3604; 2.2: 731.6867; 2.3: 28.0439; 2.4: -628.3442; 2.5: -24.083; 3.7: 2; 5.4: 2; 6.4: 2; 7.4: 2; 8.4: 2; 9.4: 2; 10.4: 2; 11.4: 2
| 2 | 38.4 | 1: 25.8391; 1.1: 103.8524; 1.2: 0.13927; 1.3: 249.6; 1.4: 3.9752; 1.5: 103.8524; 1.6: 249.6; 1.7: 99.84; 1.8: 8.4594; 1.9: 832; 2: 26.4968; 2.1: 94.3631; 2.2: 733.5752; 2.3: 28.0796; 2.4: -629.7228; 2.5: -24.1044; 3.7: 2; 5.4: 2; 6.4: 2; 7.4: 2; 8.4: 2; 9.4: 2; 10.4: 2; 11.4: 2
| 2 | 38.45 | 1: 25.9326; 1.1: 104.3639; 1.2: 0.13995; 1.3: 249.925; 1.4: 3.9896; 1.5: 104.3639; 1.6: 249.925; 1.7: 99.97; 1.8: 8.4594; 1.9: 833.0833; 2: 26.5313; 2.1: 94.3657; 2.2: 735.4662; 2.3: 28.1154; 2.4: -631.1022; 2.5: -24.1258; 3.7: 2; 5.4: 2; 6.4: 2; 7.4: 2; 8.4: 2; 9.4: 2; 10.4: 2; 11.4: 2
| 2 | 38.5 | 1: 26.0263; 1.1: 104.8771; 1.2: 0.14064; 1.3: 250.25; 1.4: 4.004; 1.5: 104.8771; 1.6: 250.25; 1.7: 100.1; 1.8: 8.4594; 1.9: 834.1667; 2: 26.5658; 2.1: 94.3683; 2.2: 737.3595; 2.3: 28.1512; 2.4: -632.4824; 2.5: -24.1472; 3.7: 2; 5.4: 2; 6.4: 2; 7.4: 2; 8.4: 2; 9.4: 2; 10.4: 2; 11.4: 2
| 2 | 38.55 | 1: 26.1201; 1.1: 105.392; 1.2: 0.14133; 1.3: 250.575; 1.4: 4.0185; 1.5: 105.392; 1.6: 250.575; 1.7: 100.23; 1.8: 8.4594; 1.9: 835.25; 2: 26.6003; 2.1: 94.371; 2.2: 739.2554; 2.3: 28.187; 2.4: -633.8634; 2.5: -24.1685; 3.7: 2; 5.4: 2; 6.4: 2; 7.4: 2; 8.4: 2; 9.4: 2; 10.4: 2; 11.4: 2
| 2 | 38.6 | 1: 26.2141; 1.1: 105.9085; 1.2: 0.14203; 1.3: 250.9; 1.4: 4.0329; 1.5: 105.9085; 1.6: 250.9; 1.7: 100.36; 1.8: 8.4594; 1.9: 836.3333; 2: 26.6348; 2.1: 94.3736; 2.2: 741.1537; 2.3: 28.2227; 2.4: -635.2452; 2.5: -24.1898; 3.7: 2; 5.4: 2; 6.4: 2; 7.4: 2; 8.4: 2; 9.4: 2; 10.4: 2; 11.4: 2
| 2 | 38.65 | 1: 26.3083; 1.1: 106.4267; 1.2: 0.14272; 1.3: 251.225; 1.4: 4.0474; 1.5: 106.4267; 1.6: 251.225; 1.7: 100.49; 1.8: 8.4594; 1.9: 837.4167; 2: 26.6693; 2.1: 94.3762; 2.2: 743.0544; 2.3: 28.2585; 2.4: -636.6277; 2.5: -24.2111; 3.7: 2; 5.4: 2; 6.4: 2; 7.4: 2; 8.4: 2; 9.4: 2; 10.4: 2; 11.4: 2
| 2 | 38.7 | 1: 26.4026; 1.1: 106.9465; 1.2: 0.14342; 1.3: 251.55; 1.4: 4.0619; 1.5: 106.9465; 1.6: 251.55; 1.7: 100.62; 1.8: 8.4594; 1.9: 838.5; 2: 26.7038; 2.1: 94.3788; 2.2: 744.9576; 2.3: 28.2943; 2.4: -638.0111; 2.5: -24.2323; 3.7: 2; 5.4: 2; 6.4: 2; 7.4: 2; 8.4: 2; 9.4: 2; 10.4: 2; 11.4: 2
| 2 | 38.75 | 1: 26.4972; 1.1: 107.468; 1.2: 0.14412; 1.3: 251.875; 1.4: 4.0765; 1.5: 107.468; 1.6: 251.875; 1.7: 100.75; 1.8: 8.4594; 1.9: 839.5833; 2: 26.7383; 2.1: 94.3814; 2.2: 746.8632; 2.3: 28.3301; 2.4: -639.3952; 2.5: -24.2536; 3.7: 2; 5.4: 2; 6.4: 2; 7.4: 2; 8.4: 2; 9.4: 2; 10.4: 2; 11.4: 2
| 2 | 38.8 | 1: 26.5918; 1.1: 107.9912; 1.2: 0.14482; 1.3: 252.2; 1.4: 4.0911; 1.5: 107.9912; 1.6: 252.2; 1.7: 100.88; 1.8: 8.4594; 1.9: 840.6667; 2: 26.7728; 2.1: 94.384; 2.2: 748.7713; 2.3: 28.3658; 2.4: -640.7801; 2.5: -24.2748; 3.7: 2; 5.4: 2; 6.4: 2; 7.4: 2; 8.4: 2; 9.4: 2; 10.4: 2; 11.4: 2
| 2 | 38.85 | 1: 26.6867; 1.1: 108.5161; 1.2: 0.14552; 1.3: 252.525; 1.4: 4.1056; 1.5: 108.5161; 1.6: 252.525; 1.7: 101.01; 1.8: 8.4594; 1.9: 841.75; 2: 26.8073; 2.1: 94.3866; 2.2: 750.6819; 2.3: 28.4016; 2.4: -642.1658; 2.5: -24.296; 3.7: 2; 5.4: 2; 6.4: 2; 7.4: 2; 8.4: 2; 9.4: 2; 10.4: 2; 11.4: 2
| 2 | 38.9 | 1: 26.7817; 1.1: 109.0427; 1.2: 0.14623; 1.3: 252.85; 1.4: 4.1203; 1.5: 109.0427; 1.6: 252.85; 1.7: 101.14; 1.8: 8.4594; 1.9: 842.8333; 2: 26.8418; 2.1: 94.3892; 2.2: 752.5949; 2.3: 28.4374; 2.4: -643.5522; 2.5: -24.3171; 3.7: 2; 5.4: 2; 6.4: 2; 7.4: 2; 8.4: 2; 9.4: 2; 10.4: 2; 11.4: 2
| 2 | 38.95 | 1: 26.8769; 1.1: 109.5709; 1.2: 0.14694; 1.3: 253.175; 1.4: 4.1349; 1.5: 109.5709; 1.6: 253.175; 1.7: 101.27; 1.8: 8.4594; 1.9: 843.9167; 2: 26.8763; 2.1: 94.3917; 2.2: 754.5103; 2.3: 28.4732; 2.4: -644.9394; 2.5: -24.3383; 3.7: 2; 5.4: 2; 6.4: 2; 7.4: 2; 8.4: 2; 9.4: 2; 10.4: 2; 11.4: 2
| 2 | 39 | 1: 26.9723; 1.1: 110.1008; 1.2: 0.14765; 1.3: 253.5; 1.4: 4.1496; 1.5: 110.1008; 1.6: 253.5; 1.7: 101.4; 1.8: 8.4594; 1.9: 845; 2: 26.9108; 2.1: 94.3943; 2.2: 756.4282; 2.3: 28.509; 2.4: -646.3274; 2.5: -24.3594; 3.7: 2; 5.4: 2; 6.4: 2; 7.4: 2; 8.4: 2; 9.4: 2; 10.4: 2; 11.4: 2
| 2 | 39.05 | 1: 27.0678; 1.1: 110.6325; 1.2: 0.14836; 1.3: 253.825; 1.4: 4.1643; 1.5: 110.6325; 1.6: 253.825; 1.7: 101.53; 1.8: 8.4594; 1.9: 846.0833; 2: 26.9453; 2.1: 94.3968; 2.2: 758.3486; 2.3: 28.5447; 2.4: -647.7161; 2.5: -24.3805; 3.7: 2; 5.4: 2; 6.4: 2; 7.4: 2; 8.4: 2; 9.4: 2; 10.4: 2; 11.4: 2
| 2 | 39.1 | 1: 27.1635; 1.1: 111.1658; 1.2: 0.14908; 1.3: 254.15; 1.4: 4.179; 1.5: 111.1658; 1.6: 254.15; 1.7: 101.66; 1.8: 8.4594; 1.9: 847.1667; 2: 26.9798; 2.1: 94.3994; 2.2: 760.2714; 2.3: 28.5805; 2.4: -649.1056; 2.5: -24.4015; 3.7: 2; 5.4: 2; 6.4: 2; 7.4: 2; 8.4: 2; 9.4: 2; 10.4: 2; 11.4: 2
| 2 | 39.15 | 1: 27.2594; 1.1: 111.7008; 1.2: 0.14979; 1.3: 254.475; 1.4: 4.1938; 1.5: 111.7008; 1.6: 254.475; 1.7: 101.79; 1.8: 8.4594; 1.9: 848.25; 2: 27.0143; 2.1: 94.4019; 2.2: 762.1966; 2.3: 28.6163; 2.4: -650.4958; 2.5: -24.4226; 3.7: 2; 5.4: 2; 6.4: 2; 7.4: 2; 8.4: 2; 9.4: 2; 10.4: 2; 11.4: 2
| 2 | 39.2 | 1: 27.3554; 1.1: 112.2375; 1.2: 0.15051; 1.3: 254.8; 1.4: 4.2085; 1.5: 112.2375; 1.6: 254.8; 1.7: 101.92; 1.8: 8.4594; 1.9: 849.3333; 2: 27.0488; 2.1: 94.4044; 2.2: 764.1243; 2.3: 28.6521; 2.4: -651.8868; 2.5: -24.4436; 3.7: 2; 5.4: 2; 6.4: 2; 7.4: 2; 8.4: 2; 9.4: 2; 10.4: 2; 11.4: 2
| 2 | 39.25 | 1: 27.4516; 1.1: 112.7759; 1.2: 0.15123; 1.3: 255.125; 1.4: 4.2233; 1.5: 112.7759; 1.6: 255.125; 1.7: 102.05; 1.8: 8.4594; 1.9: 850.4167; 2: 27.0833; 2.1: 94.4069; 2.2: 766.0545; 2.3: 28.6879; 2.4: -653.2786; 2.5: -24.4645; 3.7: 2; 5.4: 2; 6.4: 2; 7.4: 2; 8.4: 2; 9.4: 2; 10.4: 2; 11.4: 2
| 2 | 39.3 | 1: 27.548; 1.1: 113.316; 1.2: 0.15196; 1.3: 255.45; 1.4: 4.2382; 1.5: 113.316; 1.6: 255.45; 1.7: 102.18; 1.8: 8.4594; 1.9: 851.5; 2: 27.1178; 2.1: 94.4094; 2.2: 767.9871; 2.3: 28.7236; 2.4: -654.6711; 2.5: -24.4855; 3.7: 2; 5.4: 2; 6.4: 2; 7.4: 2; 8.4: 2; 9.4: 2; 10.4: 2; 11.4: 2
| 2 | 39.35 | 1: 27.6445; 1.1: 113.8578; 1.2: 0.15269; 1.3: 255.775; 1.4: 4.253; 1.5: 113.8578; 1.6: 255.775; 1.7: 102.31; 1.8: 8.4594; 1.9: 852.5833; 2: 27.1523; 2.1: 94.4119; 2.2: 769.9221; 2.3: 28.7594; 2.4: -656.0643; 2.5: -24.5064; 3.7: 2; 5.4: 2; 6.4: 2; 7.4: 2; 8.4: 2; 9.4: 2; 10.4: 2; 11.4: 2
| 2 | 39.4 | 1: 27.7413; 1.1: 114.4013; 1.2: 0.15341; 1.3: 256.1; 1.4: 4.2679; 1.5: 114.4013; 1.6: 256.1; 1.7: 102.44; 1.8: 8.4594; 1.9: 853.6667; 2: 27.1868; 2.1: 94.4144; 2.2: 771.8596; 2.3: 28.7952; 2.4: -657.4583; 2.5: -24.5273; 3.7: 2; 5.4: 2; 6.4: 2; 7.4: 2; 8.4: 2; 9.4: 2; 10.4: 2; 11.4: 2
| 2 | 39.45 | 1: 27.8381; 1.1: 114.9465; 1.2: 0.15415; 1.3: 256.425; 1.4: 4.2828; 1.5: 114.9465; 1.6: 256.425; 1.7: 102.57; 1.8: 8.4594; 1.9: 854.75; 2: 27.2213; 2.1: 94.4169; 2.2: 773.7995; 2.3: 28.831; 2.4: -658.8531; 2.5: -24.5482; 3.7: 2; 5.4: 2; 6.4: 2; 7.4: 2; 8.4: 2; 9.4: 2; 10.4: 2; 11.4: 2
| 2 | 39.5 | 1: 27.9352; 1.1: 115.4934; 1.2: 0.15488; 1.3: 256.75; 1.4: 4.2977; 1.5: 115.4934; 1.6: 256.75; 1.7: 102.7; 1.8: 8.4594; 1.9: 855.8333; 2: 27.2558; 2.1: 94.4194; 2.2: 775.7419; 2.3: 28.8668; 2.4: -660.2485; 2.5: -24.5691; 3.7: 2; 5.4: 2; 6.4: 2; 7.4: 2; 8.4: 2; 9.4: 2; 10.4: 2; 11.4: 2
| 2 | 39.55 | 1: 28.0324; 1.1: 116.0421; 1.2: 0.15561; 1.3: 257.075; 1.4: 4.3127; 1.5: 116.0421; 1.6: 257.075; 1.7: 102.83; 1.8: 8.4594; 1.9: 856.9167; 2: 27.2903; 2.1: 94.4218; 2.2: 777.6868; 2.3: 28.9026; 2.4: -661.6447; 2.5: -24.5899; 3.7: 2; 5.4: 2; 6.4: 2; 7.4: 2; 8.4: 2; 9.4: 2; 10.4: 2; 11.4: 2
| 2 | 39.6 | 1: 28.1298; 1.1: 116.5924; 1.2: 0.15635; 1.3: 257.4; 1.4: 4.3277; 1.5: 116.5924; 1.6: 257.4; 1.7: 102.96; 1.8: 8.4594; 1.9: 858; 2: 27.3248; 2.1: 94.4243; 2.2: 779.6341; 2.3: 28.9384; 2.4: -663.0416; 2.5: -24.6107; 3.7: 2; 5.4: 2; 6.4: 2; 7.4: 2; 8.4: 2; 9.4: 2; 10.4: 2; 11.4: 2
| 2 | 39.65 | 1: 28.2274; 1.1: 117.1445; 1.2: 0.15709; 1.3: 257.725; 1.4: 4.3427; 1.5: 117.1445; 1.6: 257.725; 1.7: 103.09; 1.8: 8.4594; 1.9: 859.0833; 2: 27.3593; 2.1: 94.4268; 2.2: 781.5838; 2.3: 28.9741; 2.4: -664.4393; 2.5: -24.6315; 3.7: 2; 5.4: 2; 6.4: 2; 7.4: 2; 8.4: 2; 9.4: 2; 10.4: 2; 11.4: 2
| 2 | 39.7 | 1: 28.3251; 1.1: 117.6983; 1.2: 0.15784; 1.3: 258.05; 1.4: 4.3577; 1.5: 117.6983; 1.6: 258.05; 1.7: 103.22; 1.8: 8.4594; 1.9: 860.1667; 2: 27.3938; 2.1: 94.4292; 2.2: 783.536; 2.3: 29.0099; 2.4: -665.8377; 2.5: -24.6522; 3.7: 2; 5.4: 2; 6.4: 2; 7.4: 2; 8.4: 2; 9.4: 2; 10.4: 2; 11.4: 2
| 2 | 39.75 | 1: 28.423; 1.1: 118.2538; 1.2: 0.15858; 1.3: 258.375; 1.4: 4.3728; 1.5: 118.2538; 1.6: 258.375; 1.7: 103.35; 1.8: 8.4594; 1.9: 861.25; 2: 27.4283; 2.1: 94.4316; 2.2: 785.4906; 2.3: 29.0457; 2.4: -667.2368; 2.5: -24.673; 3.7: 2; 5.4: 2; 6.4: 2; 7.4: 2; 8.4: 2; 9.4: 2; 10.4: 2; 11.4: 2
| 2 | 39.8 | 1: 28.5211; 1.1: 118.8111; 1.2: 0.15933; 1.3: 258.7; 1.4: 4.3879; 1.5: 118.8111; 1.6: 258.7; 1.7: 103.48; 1.8: 8.4594; 1.9: 862.3333; 2: 27.4628; 2.1: 94.4341; 2.2: 787.4477; 2.3: 29.0815; 2.4: -668.6366; 2.5: -24.6937; 3.7: 2; 5.4: 2; 6.4: 2; 7.4: 2; 8.4: 2; 9.4: 2; 10.4: 2; 11.4: 2
| 2 | 39.85 | 1: 28.6193; 1.1: 119.3701; 1.2: 0.16008; 1.3: 259.025; 1.4: 4.403; 1.5: 119.3701; 1.6: 259.025; 1.7: 103.61; 1.8: 8.4594; 1.9: 863.4167; 2: 27.4973; 2.1: 94.4365; 2.2: 789.4072; 2.3: 29.1173; 2.4: -670.0371; 2.5: -24.7143; 3.7: 2; 5.4: 2; 6.4: 2; 7.4: 2; 8.4: 2; 9.4: 2; 10.4: 2; 11.4: 2
| 2 | 39.9 | 1: 28.7177; 1.1: 119.9308; 1.2: 0.16083; 1.3: 259.35; 1.4: 4.4181; 1.5: 119.9308; 1.6: 259.35; 1.7: 103.74; 1.8: 8.4594; 1.9: 864.5; 2: 27.5318; 2.1: 94.4389; 2.2: 791.3692; 2.3: 29.1531; 2.4: -671.4384; 2.5: -24.735; 3.7: 2; 5.4: 2; 6.4: 2; 7.4: 2; 8.4: 2; 9.4: 2; 10.4: 2; 11.4: 2
| 2 | 39.95 | 1: 28.8163; 1.1: 120.4933; 1.2: 0.16158; 1.3: 259.675; 1.4: 4.4333; 1.5: 120.4933; 1.6: 259.675; 1.7: 103.87; 1.8: 8.4594; 1.9: 865.5833; 2: 27.5663; 2.1: 94.4413; 2.2: 793.3336; 2.3: 29.1889; 2.4: -672.8403; 2.5: -24.7556; 3.7: 2; 5.4: 2; 6.4: 2; 7.4: 2; 8.4: 2; 9.4: 2; 10.4: 2; 11.4: 2
| 2 | 40 | 1: 28.915; 1.1: 121.0575; 1.2: 0.16234; 1.3: 260; 1.4: 4.4485; 1.5: 121.0575; 1.6: 260; 1.7: 104; 1.8: 8.4594; 1.9: 866.6667; 2: 27.6008; 2.1: 94.4437; 2.2: 795.3005; 2.3: 29.2247; 2.4: -674.243; 2.5: -24.7762; 3.7: 2; 5.4: 2; 6.4: 2; 7.4: 2; 8.4: 2; 9.4: 2; 10.4: 2; 11.4: 2
| 2 | 40.05 | 1: 29.0139; 1.1: 121.6234; 1.2: 0.1631; 1.3: 260.325; 1.4: 4.4637; 1.5: 121.6234; 1.6: 260.325; 1.7: 104.13; 1.8: 8.4594; 1.9: 867.75; 2: 27.6354; 2.1: 94.4461; 2.2: 797.2698; 2.3: 29.2605; 2.4: -675.6464; 2.5: -24.7968; 3.7: 2; 5.4: 2; 6.4: 2; 7.4: 2; 8.4: 2; 9.4: 2; 10.4: 2; 11.4: 2
| 2 | 40.1 | 1: 29.113; 1.1: 122.1911; 1.2: 0.16386; 1.3: 260.65; 1.4: 4.4789; 1.5: 122.1911; 1.6: 260.65; 1.7: 104.26; 1.8: 8.4594; 1.9: 868.8333; 2: 27.6699; 2.1: 94.4485; 2.2: 799.2415; 2.3: 29.2962; 2.4: -677.0504; 2.5: -24.8173; 3.7: 2; 5.4: 2; 6.4: 2; 7.4: 2; 8.4: 2; 9.4: 2; 10.4: 2; 11.4: 2
| 2 | 40.15 | 1: 29.2122; 1.1: 122.7605; 1.2: 0.16462; 1.3: 260.975; 1.4: 4.4942; 1.5: 122.7605; 1.6: 260.975; 1.7: 104.39; 1.8: 8.4594; 1.9: 869.9167; 2: 27.7044; 2.1: 94.4508; 2.2: 801.2157; 2.3: 29.332; 2.4: -678.4552; 2.5: -24.8378; 3.7: 2; 5.4: 2; 6.4: 2; 7.4: 2; 8.4: 2; 9.4: 2; 10.4: 2; 11.4: 2
| 2 | 40.2 | 1: 29.3117; 1.1: 123.3317; 1.2: 0.16539; 1.3: 261.3; 1.4: 4.5095; 1.5: 123.3317; 1.6: 261.3; 1.7: 104.52; 1.8: 8.4594; 1.9: 871; 2: 27.7389; 2.1: 94.4532; 2.2: 803.1924; 2.3: 29.3678; 2.4: -679.8607; 2.5: -24.8583; 3.7: 2; 5.4: 2; 6.4: 2; 7.4: 2; 8.4: 2; 9.4: 2; 10.4: 2; 11.4: 2
| 2 | 40.25 | 1: 29.4112; 1.1: 123.9046; 1.2: 0.16616; 1.3: 261.625; 1.4: 4.5248; 1.5: 123.9046; 1.6: 261.625; 1.7: 104.65; 1.8: 8.4594; 1.9: 872.0833; 2: 27.7734; 2.1: 94.4556; 2.2: 805.1715; 2.3: 29.4036; 2.4: -681.2668; 2.5: -24.8788; 3.7: 2; 5.4: 2; 6.4: 2; 7.4: 2; 8.4: 2; 9.4: 2; 10.4: 2; 11.4: 2
| 2 | 40.3 | 1: 29.511; 1.1: 124.4793; 1.2: 0.16693; 1.3: 261.95; 1.4: 4.5402; 1.5: 124.4793; 1.6: 261.95; 1.7: 104.78; 1.8: 8.4594; 1.9: 873.1667; 2: 27.8079; 2.1: 94.4579; 2.2: 807.153; 2.3: 29.4394; 2.4: -682.6737; 2.5: -24.8993; 3.7: 2; 5.4: 2; 6.4: 2; 7.4: 2; 8.4: 2; 9.4: 2; 10.4: 2; 11.4: 2
| 2 | 40.35 | 1: 29.6109; 1.1: 125.0558; 1.2: 0.1677; 1.3: 262.275; 1.4: 4.5555; 1.5: 125.0558; 1.6: 262.275; 1.7: 104.91; 1.8: 8.4594; 1.9: 874.25; 2: 27.8424; 2.1: 94.4603; 2.2: 809.137; 2.3: 29.4752; 2.4: -684.0812; 2.5: -24.9197; 3.7: 2; 5.4: 2; 6.4: 2; 7.4: 2; 8.4: 2; 9.4: 2; 10.4: 2; 11.4: 2
| 2 | 40.4 | 1: 29.711; 1.1: 125.634; 1.2: 0.16848; 1.3: 262.6; 1.4: 4.5709; 1.5: 125.634; 1.6: 262.6; 1.7: 105.04; 1.8: 8.4594; 1.9: 875.3333; 2: 27.8769; 2.1: 94.4626; 2.2: 811.1234; 2.3: 29.511; 2.4: -685.4894; 2.5: -24.9401; 3.7: 2; 5.4: 2; 6.4: 2; 7.4: 2; 8.4: 2; 9.4: 2; 10.4: 2; 11.4: 2
| 2 | 40.45 | 1: 29.8113; 1.1: 126.2139; 1.2: 0.16926; 1.3: 262.925; 1.4: 4.5863; 1.5: 126.2139; 1.6: 262.925; 1.7: 105.17; 1.8: 8.4594; 1.9: 876.4167; 2: 27.9114; 2.1: 94.465; 2.2: 813.1123; 2.3: 29.5468; 2.4: -686.8983; 2.5: -24.9604; 3.7: 2; 5.4: 2; 6.4: 2; 7.4: 2; 8.4: 2; 9.4: 2; 10.4: 2; 11.4: 2
| 2 | 40.5 | 1: 29.9117; 1.1: 126.7957; 1.2: 0.17004; 1.3: 263.25; 1.4: 4.6018; 1.5: 126.7957; 1.6: 263.25; 1.7: 105.3; 1.8: 8.4594; 1.9: 877.5; 2: 27.9459; 2.1: 94.4673; 2.2: 815.1036; 2.3: 29.5826; 2.4: -688.3079; 2.5: -24.9808; 3.7: 2; 5.4: 2; 6.4: 2; 7.4: 2; 8.4: 2; 9.4: 2; 10.4: 2; 11.4: 2
| 2 | 40.55 | 1: 30.0123; 1.1: 127.3792; 1.2: 0.17082; 1.3: 263.575; 1.4: 4.6173; 1.5: 127.3792; 1.6: 263.575; 1.7: 105.43; 1.8: 8.4594; 1.9: 878.5833; 2: 27.9804; 2.1: 94.4696; 2.2: 817.0973; 2.3: 29.6184; 2.4: -689.7182; 2.5: -25.0011; 3.7: 2; 5.4: 2; 6.4: 2; 7.4: 2; 8.4: 2; 9.4: 2; 10.4: 2; 11.4: 2
| 2 | 40.6 | 1: 30.1131; 1.1: 127.9644; 1.2: 0.1716; 1.3: 263.9; 1.4: 4.6328; 1.5: 127.9644; 1.6: 263.9; 1.7: 105.56; 1.8: 8.4594; 1.9: 879.6667; 2: 28.0149; 2.1: 94.4719; 2.2: 819.0935; 2.3: 29.6542; 2.4: -691.1291; 2.5: -25.0214; 3.7: 2; 5.4: 2; 6.4: 2; 7.4: 2; 8.4: 2; 9.4: 2; 10.4: 2; 11.4: 2
| 2 | 40.65 | 1: 30.214; 1.1: 128.5515; 1.2: 0.17239; 1.3: 264.225; 1.4: 4.6483; 1.5: 128.5515; 1.6: 264.225; 1.7: 105.69; 1.8: 8.4594; 1.9: 880.75; 2: 28.0494; 2.1: 94.4742; 2.2: 821.0922; 2.3: 29.69; 2.4: -692.5407; 2.5: -25.0417; 3.7: 2; 5.4: 2; 6.4: 2; 7.4: 2; 8.4: 2; 9.4: 2; 10.4: 2; 11.4: 2
| 2 | 40.7 | 1: 30.3151; 1.1: 129.1403; 1.2: 0.17318; 1.3: 264.55; 1.4: 4.6639; 1.5: 129.1403; 1.6: 264.55; 1.7: 105.82; 1.8: 8.4594; 1.9: 881.8333; 2: 28.0839; 2.1: 94.4765; 2.2: 823.0933; 2.3: 29.7258; 2.4: -693.953; 2.5: -25.0619; 3.7: 2; 5.4: 2; 6.4: 2; 7.4: 2; 8.4: 2; 9.4: 2; 10.4: 2; 11.4: 2
| 2 | 40.75 | 1: 30.4164; 1.1: 129.7309; 1.2: 0.17397; 1.3: 264.875; 1.4: 4.6794; 1.5: 129.7309; 1.6: 264.875; 1.7: 105.95; 1.8: 8.4594; 1.9: 882.9167; 2: 28.1184; 2.1: 94.4788; 2.2: 825.0968; 2.3: 29.7616; 2.4: -695.3659; 2.5: -25.0821; 3.7: 2; 5.4: 2; 6.4: 2; 7.4: 2; 8.4: 2; 9.4: 2; 10.4: 2; 11.4: 2
| 2 | 40.8 | 1: 30.5178; 1.1: 130.3233; 1.2: 0.17477; 1.3: 265.2; 1.4: 4.695; 1.5: 130.3233; 1.6: 265.2; 1.7: 106.08; 1.8: 8.4594; 1.9: 884; 2: 28.1529; 2.1: 94.4811; 2.2: 827.1028; 2.3: 29.7973; 2.4: -696.7795; 2.5: -25.1023; 3.7: 2; 5.4: 2; 6.4: 2; 7.4: 2; 8.4: 2; 9.4: 2; 10.4: 2; 11.4: 2
| 2 | 40.85 | 1: 30.6194; 1.1: 130.9175; 1.2: 0.17556; 1.3: 265.525; 1.4: 4.7107; 1.5: 130.9175; 1.6: 265.525; 1.7: 106.21; 1.8: 8.4594; 1.9: 885.0833; 2: 28.1874; 2.1: 94.4834; 2.2: 829.1112; 2.3: 29.8331; 2.4: -698.1938; 2.5: -25.1225; 3.7: 2; 5.4: 2; 6.4: 2; 7.4: 2; 8.4: 2; 9.4: 2; 10.4: 2; 11.4: 2
| 2 | 40.9 | 1: 30.7212; 1.1: 131.5134; 1.2: 0.17636; 1.3: 265.85; 1.4: 4.7263; 1.5: 131.5134; 1.6: 265.85; 1.7: 106.34; 1.8: 8.4594; 1.9: 886.1667; 2: 28.2219; 2.1: 94.4857; 2.2: 831.1221; 2.3: 29.8689; 2.4: -699.6087; 2.5: -25.1426; 3.7: 2; 5.4: 2; 6.4: 2; 7.4: 2; 8.4: 2; 9.4: 2; 10.4: 2; 11.4: 2
| 2 | 40.95 | 1: 30.8232; 1.1: 132.1112; 1.2: 0.17716; 1.3: 266.175; 1.4: 4.742; 1.5: 132.1112; 1.6: 266.175; 1.7: 106.47; 1.8: 8.4594; 1.9: 887.25; 2: 28.2564; 2.1: 94.488; 2.2: 833.1354; 2.3: 29.9047; 2.4: -701.0242; 2.5: -25.1627; 3.7: 2; 5.4: 2; 6.4: 2; 7.4: 2; 8.4: 2; 9.4: 2; 10.4: 2; 11.4: 2
| 2 | 41 | 1: 30.9253; 1.1: 132.7107; 1.2: 0.17797; 1.3: 266.5; 1.4: 4.7577; 1.5: 132.7107; 1.6: 266.5; 1.7: 106.6; 1.8: 8.4594; 1.9: 888.3333; 2: 28.2909; 2.1: 94.4902; 2.2: 835.1511; 2.3: 29.9405; 2.4: -702.4404; 2.5: -25.1828; 3.7: 2; 5.4: 2; 6.4: 2; 7.4: 2; 8.4: 2; 9.4: 2; 10.4: 2; 11.4: 2
| 2 | 41.05 | 1: 31.0276; 1.1: 133.312; 1.2: 0.17877; 1.3: 266.825; 1.4: 4.7735; 1.5: 133.312; 1.6: 266.825; 1.7: 106.73; 1.8: 8.4594; 1.9: 889.4167; 2: 28.3254; 2.1: 94.4925; 2.2: 837.1693; 2.3: 29.9763; 2.4: -703.8573; 2.5: -25.2029; 3.7: 2; 5.4: 2; 6.4: 2; 7.4: 2; 8.4: 2; 9.4: 2; 10.4: 2; 11.4: 2
| 2 | 41.1 | 1: 31.13; 1.1: 133.9151; 1.2: 0.17958; 1.3: 267.15; 1.4: 4.7892; 1.5: 133.9151; 1.6: 267.15; 1.7: 106.86; 1.8: 8.4594; 1.9: 890.5; 2: 28.3599; 2.1: 94.4947; 2.2: 839.1899; 2.3: 30.0121; 2.4: -705.2748; 2.5: -25.2229; 3.7: 2; 5.4: 2; 6.4: 2; 7.4: 2; 8.4: 2; 9.4: 2; 10.4: 2; 11.4: 2
| 2 | 41.15 | 1: 31.2326; 1.1: 134.5201; 1.2: 0.18039; 1.3: 267.475; 1.4: 4.805; 1.5: 134.5201; 1.6: 267.475; 1.7: 106.99; 1.8: 8.4594; 1.9: 891.5833; 2: 28.3944; 2.1: 94.497; 2.2: 841.213; 2.3: 30.0479; 2.4: -706.693; 2.5: -25.2429; 3.7: 2; 5.4: 2; 6.4: 2; 7.4: 2; 8.4: 2; 9.4: 2; 10.4: 2; 11.4: 2
| 2 | 41.2 | 1: 31.3354; 1.1: 135.1268; 1.2: 0.18121; 1.3: 267.8; 1.4: 4.8208; 1.5: 135.1268; 1.6: 267.8; 1.7: 107.12; 1.8: 8.4594; 1.9: 892.6667; 2: 28.4289; 2.1: 94.4992; 2.2: 843.2385; 2.3: 30.0837; 2.4: -708.1117; 2.5: -25.2629; 3.7: 2; 5.4: 2; 6.4: 2; 7.4: 2; 8.4: 2; 9.4: 2; 10.4: 2; 11.4: 2
| 2 | 41.25 | 1: 31.4384; 1.1: 135.7353; 1.2: 0.18202; 1.3: 268.125; 1.4: 4.8367; 1.5: 135.7353; 1.6: 268.125; 1.7: 107.25; 1.8: 8.4594; 1.9: 893.75; 2: 28.4634; 2.1: 94.5014; 2.2: 845.2665; 2.3: 30.1195; 2.4: -709.5312; 2.5: -25.2828; 3.7: 2; 5.4: 2; 6.4: 2; 7.4: 2; 8.4: 2; 9.4: 2; 10.4: 2; 11.4: 2
| 2 | 41.3 | 1: 31.5415; 1.1: 136.3457; 1.2: 0.18284; 1.3: 268.45; 1.4: 4.8525; 1.5: 136.3457; 1.6: 268.45; 1.7: 107.38; 1.8: 8.4594; 1.9: 894.8333; 2: 28.4979; 2.1: 94.5037; 2.2: 847.2969; 2.3: 30.1553; 2.4: -710.9512; 2.5: -25.3028; 3.7: 2; 5.4: 2; 6.4: 2; 7.4: 2; 8.4: 2; 9.4: 2; 10.4: 2; 11.4: 2
| 2 | 41.35 | 1: 31.6448; 1.1: 136.9578; 1.2: 0.18366; 1.3: 268.775; 1.4: 4.8684; 1.5: 136.9578; 1.6: 268.775; 1.7: 107.51; 1.8: 8.4594; 1.9: 895.9167; 2: 28.5324; 2.1: 94.5059; 2.2: 849.3297; 2.3: 30.1911; 2.4: -712.3719; 2.5: -25.3227; 3.7: 2; 5.4: 2; 6.4: 2; 7.4: 2; 8.4: 2; 9.4: 2; 10.4: 2; 11.4: 2
| 2 | 41.4 | 1: 31.7483; 1.1: 137.5718; 1.2: 0.18449; 1.3: 269.1; 1.4: 4.8844; 1.5: 137.5718; 1.6: 269.1; 1.7: 107.64; 1.8: 8.4594; 1.9: 897; 2: 28.5669; 2.1: 94.5081; 2.2: 851.365; 2.3: 30.2269; 2.4: -713.7932; 2.5: -25.3426; 3.7: 2; 5.4: 2; 6.4: 2; 7.4: 2; 8.4: 2; 9.4: 2; 10.4: 2; 11.4: 2
| 2 | 41.45 | 1: 31.8519; 1.1: 138.1876; 1.2: 0.18531; 1.3: 269.425; 1.4: 4.9003; 1.5: 138.1876; 1.6: 269.425; 1.7: 107.77; 1.8: 8.4594; 1.9: 898.0833; 2: 28.6014; 2.1: 94.5103; 2.2: 853.4027; 2.3: 30.2627; 2.4: -715.2152; 2.5: -25.3624; 3.7: 2; 5.4: 2; 6.4: 2; 7.4: 2; 8.4: 2; 9.4: 2; 10.4: 2; 11.4: 2
| 2 | 41.5 | 1: 31.9558; 1.1: 138.8051; 1.2: 0.18614; 1.3: 269.75; 1.4: 4.9163; 1.5: 138.8051; 1.6: 269.75; 1.7: 107.9; 1.8: 8.4594; 1.9: 899.1667; 2: 28.6359; 2.1: 94.5125; 2.2: 855.4429; 2.3: 30.2985; 2.4: -716.6377; 2.5: -25.3822; 3.7: 2; 5.4: 2; 6.4: 2; 7.4: 2; 8.4: 2; 9.4: 2; 10.4: 2; 11.4: 2
| 2 | 41.55 | 1: 32.0597; 1.1: 139.4246; 1.2: 0.18697; 1.3: 270.075; 1.4: 4.9323; 1.5: 139.4246; 1.6: 270.075; 1.7: 108.03; 1.8: 8.4594; 1.9: 900.25; 2: 28.6704; 2.1: 94.5147; 2.2: 857.4855; 2.3: 30.3343; 2.4: -718.0609; 2.5: -25.402; 3.7: 2; 5.4: 2; 6.4: 2; 7.4: 2; 8.4: 2; 9.4: 2; 10.4: 2; 11.4: 2
| 2 | 41.6 | 1: 32.1639; 1.1: 140.0458; 1.2: 0.1878; 1.3: 270.4; 1.4: 4.9483; 1.5: 140.0458; 1.6: 270.4; 1.7: 108.16; 1.8: 8.4594; 1.9: 901.3333; 2: 28.7049; 2.1: 94.5169; 2.2: 859.5305; 2.3: 30.3701; 2.4: -719.4847; 2.5: -25.4218; 3.7: 2; 5.4: 2; 6.4: 2; 7.4: 2; 8.4: 2; 9.4: 2; 10.4: 2; 11.4: 2
| 2 | 41.65 | 1: 32.2682; 1.1: 140.6689; 1.2: 0.18864; 1.3: 270.725; 1.4: 4.9643; 1.5: 140.6689; 1.6: 270.725; 1.7: 108.29; 1.8: 8.4594; 1.9: 902.4167; 2: 28.7394; 2.1: 94.5191; 2.2: 861.578; 2.3: 30.4059; 2.4: -720.9091; 2.5: -25.4416; 3.7: 2; 5.4: 2; 6.4: 2; 7.4: 2; 8.4: 2; 9.4: 2; 10.4: 2; 11.4: 2
| 2 | 41.7 | 1: 32.3727; 1.1: 141.2938; 1.2: 0.18948; 1.3: 271.05; 1.4: 4.9804; 1.5: 141.2938; 1.6: 271.05; 1.7: 108.42; 1.8: 8.4594; 1.9: 903.5; 2: 28.7739; 2.1: 94.5213; 2.2: 863.6279; 2.3: 30.4417; 2.4: -722.3341; 2.5: -25.4613; 3.7: 2; 5.4: 2; 6.4: 2; 7.4: 2; 8.4: 2; 9.4: 2; 10.4: 2; 11.4: 2
| 2 | 41.75 | 1: 32.4773; 1.1: 141.9205; 1.2: 0.19032; 1.3: 271.375; 1.4: 4.9965; 1.5: 141.9205; 1.6: 271.375; 1.7: 108.55; 1.8: 8.4594; 1.9: 904.5833; 2: 28.8084; 2.1: 94.5235; 2.2: 865.6803; 2.3: 30.4775; 2.4: -723.7598; 2.5: -25.481; 3.7: 2; 5.4: 2; 6.4: 2; 7.4: 2; 8.4: 2; 9.4: 2; 10.4: 2; 11.4: 2
| 2 | 41.8 | 1: 32.5821; 1.1: 142.5491; 1.2: 0.19116; 1.3: 271.7; 1.4: 5.0126; 1.5: 142.5491; 1.6: 271.7; 1.7: 108.68; 1.8: 8.4594; 1.9: 905.6667; 2: 28.8429; 2.1: 94.5256; 2.2: 867.7351; 2.3: 30.5133; 2.4: -725.186; 2.5: -25.5007; 3.7: 2; 5.4: 2; 6.4: 2; 7.4: 2; 8.4: 2; 9.4: 2; 10.4: 2; 11.4: 2
| 2 | 41.85 | 1: 32.6871; 1.1: 143.1795; 1.2: 0.19201; 1.3: 272.025; 1.4: 5.0288; 1.5: 143.1795; 1.6: 272.025; 1.7: 108.81; 1.8: 8.4594; 1.9: 906.75; 2: 28.8774; 2.1: 94.5278; 2.2: 869.7923; 2.3: 30.5491; 2.4: -726.6128; 2.5: -25.5203; 3.7: 2; 5.4: 2; 6.4: 2; 7.4: 2; 8.4: 2; 9.4: 2; 10.4: 2; 11.4: 2
| 2 | 41.9 | 1: 32.7923; 1.1: 143.8117; 1.2: 0.19285; 1.3: 272.35; 1.4: 5.045; 1.5: 143.8117; 1.6: 272.35; 1.7: 108.94; 1.8: 8.4594; 1.9: 907.8333; 2: 28.9119; 2.1: 94.53; 2.2: 871.852; 2.3: 30.5849; 2.4: -728.0403; 2.5: -25.5399; 3.7: 2; 5.4: 2; 6.4: 2; 7.4: 2; 8.4: 2; 9.4: 2; 10.4: 2; 11.4: 2
| 2 | 41.95 | 1: 32.8976; 1.1: 144.4458; 1.2: 0.1937; 1.3: 272.675; 1.4: 5.0612; 1.5: 144.4458; 1.6: 272.675; 1.7: 109.07; 1.8: 8.4594; 1.9: 908.9167; 2: 28.9464; 2.1: 94.5321; 2.2: 873.9141; 2.3: 30.6207; 2.4: -729.4683; 2.5: -25.5595; 3.7: 2; 5.4: 2; 6.4: 2; 7.4: 2; 8.4: 2; 9.4: 2; 10.4: 2; 11.4: 2
| 2 | 42 | 1: 33.0031; 1.1: 145.0817; 1.2: 0.19456; 1.3: 273; 1.4: 5.0774; 1.5: 145.0817; 1.6: 273; 1.7: 109.2; 1.8: 8.4594; 1.9: 910; 2: 28.9809; 2.1: 94.5343; 2.2: 875.9787; 2.3: 30.6565; 2.4: -730.8969; 2.5: -25.5791; 3.7: 2; 5.4: 2; 6.4: 2; 7.4: 2; 8.4: 2; 9.4: 2; 10.4: 2; 11.4: 2
| 2 | 42.05 | 1: 33.1088; 1.1: 145.7195; 1.2: 0.19541; 1.3: 273.325; 1.4: 5.0937; 1.5: 145.7195; 1.6: 273.325; 1.7: 109.33; 1.8: 8.4594; 1.9: 911.0833; 2: 29.0154; 2.1: 94.5364; 2.2: 878.0456; 2.3: 30.6923; 2.4: -732.3262; 2.5: -25.5986; 3.7: 2; 5.4: 2; 6.4: 2; 7.4: 2; 8.4: 2; 9.4: 2; 10.4: 2; 11.4: 2
| 2 | 42.1 | 1: 33.2146; 1.1: 146.3591; 1.2: 0.19627; 1.3: 273.65; 1.4: 5.1099; 1.5: 146.3591; 1.6: 273.65; 1.7: 109.46; 1.8: 8.4594; 1.9: 912.1667; 2: 29.0499; 2.1: 94.5386; 2.2: 880.1151; 2.3: 30.7281; 2.4: -733.756; 2.5: -25.6182; 3.7: 2; 5.4: 2; 6.4: 2; 7.4: 2; 8.4: 2; 9.4: 2; 10.4: 2; 11.4: 2
| 2 | 42.15 | 1: 33.3206; 1.1: 147.0006; 1.2: 0.19713; 1.3: 273.975; 1.4: 5.1262; 1.5: 147.0006; 1.6: 273.975; 1.7: 109.59; 1.8: 8.4594; 1.9: 913.25; 2: 29.0844; 2.1: 94.5407; 2.2: 882.1869; 2.3: 30.7639; 2.4: -735.1863; 2.5: -25.6376; 3.7: 2; 5.4: 2; 6.4: 2; 7.4: 2; 8.4: 2; 9.4: 2; 10.4: 2; 11.4: 2
| 2 | 42.2 | 1: 33.4268; 1.1: 147.6439; 1.2: 0.19799; 1.3: 274.3; 1.4: 5.1426; 1.5: 147.6439; 1.6: 274.3; 1.7: 109.72; 1.8: 8.4594; 1.9: 914.3333; 2: 29.1189; 2.1: 94.5428; 2.2: 884.2612; 2.3: 30.7997; 2.4: -736.6173; 2.5: -25.6571; 3.7: 2; 5.4: 2; 6.4: 2; 7.4: 2; 8.4: 2; 9.4: 2; 10.4: 2; 11.4: 2
| 2 | 42.25 | 1: 33.5331; 1.1: 148.2891; 1.2: 0.19886; 1.3: 274.625; 1.4: 5.1589; 1.5: 148.2891; 1.6: 274.625; 1.7: 109.85; 1.8: 8.4594; 1.9: 915.4167; 2: 29.1534; 2.1: 94.5449; 2.2: 886.338; 2.3: 30.8355; 2.4: -738.0489; 2.5: -25.6765; 3.7: 2; 5.4: 2; 6.4: 2; 7.4: 2; 8.4: 2; 9.4: 2; 10.4: 2; 11.4: 2
| 2 | 42.3 | 1: 33.6396; 1.1: 148.9362; 1.2: 0.19973; 1.3: 274.95; 1.4: 5.1753; 1.5: 148.9362; 1.6: 274.95; 1.7: 109.98; 1.8: 8.4594; 1.9: 916.5; 2: 29.1879; 2.1: 94.5471; 2.2: 888.4172; 2.3: 30.8713; 2.4: -739.481; 2.5: -25.696; 3.7: 2; 5.4: 2; 6.4: 2; 7.4: 2; 8.4: 2; 9.4: 2; 10.4: 2; 11.4: 2
| 2 | 42.35 | 1: 33.7463; 1.1: 149.5851; 1.2: 0.2006; 1.3: 275.275; 1.4: 5.1917; 1.5: 149.5851; 1.6: 275.275; 1.7: 110.11; 1.8: 8.4594; 1.9: 917.5833; 2: 29.2224; 2.1: 94.5492; 2.2: 890.4988; 2.3: 30.9071; 2.4: -740.9137; 2.5: -25.7154; 3.7: 2; 5.4: 2; 6.4: 2; 7.4: 2; 8.4: 2; 9.4: 2; 10.4: 2; 11.4: 2
| 2 | 42.4 | 1: 33.8532; 1.1: 150.2359; 1.2: 0.20147; 1.3: 275.6; 1.4: 5.2082; 1.5: 150.2359; 1.6: 275.6; 1.7: 110.24; 1.8: 8.4594; 1.9: 918.6667; 2: 29.2569; 2.1: 94.5513; 2.2: 892.5828; 2.3: 30.9429; 2.4: -742.347; 2.5: -25.7347; 3.7: 2; 5.4: 2; 6.4: 2; 7.4: 2; 8.4: 2; 9.4: 2; 10.4: 2; 11.4: 2
| 2 | 42.45 | 1: 33.9602; 1.1: 150.8885; 1.2: 0.20234; 1.3: 275.925; 1.4: 5.2246; 1.5: 150.8885; 1.6: 275.925; 1.7: 110.37; 1.8: 8.4594; 1.9: 919.75; 2: 29.2914; 2.1: 94.5534; 2.2: 894.6693; 2.3: 30.9787; 2.4: -743.7808; 2.5: -25.754; 3.7: 2; 5.4: 2; 6.4: 2; 7.4: 2; 8.4: 2; 9.4: 2; 10.4: 2; 11.4: 2
| 2 | 42.5 | 1: 34.0674; 1.1: 151.543; 1.2: 0.20322; 1.3: 276.25; 1.4: 5.2411; 1.5: 151.543; 1.6: 276.25; 1.7: 110.5; 1.8: 8.4594; 1.9: 920.8333; 2: 29.3259; 2.1: 94.5555; 2.2: 896.7583; 2.3: 31.0145; 2.4: -745.2152; 2.5: -25.7734; 3.7: 2; 5.4: 2; 6.4: 2; 7.4: 2; 8.4: 2; 9.4: 2; 10.4: 2; 11.4: 2
| 2 | 42.55 | 1: 34.1747; 1.1: 152.1994; 1.2: 0.2041; 1.3: 276.575; 1.4: 5.2577; 1.5: 152.1994; 1.6: 276.575; 1.7: 110.63; 1.8: 8.4594; 1.9: 921.9167; 2: 29.3604; 2.1: 94.5576; 2.2: 898.8496; 2.3: 31.0503; 2.4: -746.6502; 2.5: -25.7926; 3.7: 2; 5.4: 2; 6.4: 2; 7.4: 2; 8.4: 2; 9.4: 2; 10.4: 2; 11.4: 2
| 2 | 42.6 | 1: 34.2823; 1.1: 152.8577; 1.2: 0.20499; 1.3: 276.9; 1.4: 5.2742; 1.5: 152.8577; 1.6: 276.9; 1.7: 110.76; 1.8: 8.4594; 1.9: 923; 2: 29.3949; 2.1: 94.5597; 2.2: 900.9434; 2.3: 31.0861; 2.4: -748.0857; 2.5: -25.8119; 3.7: 2; 5.4: 2; 6.4: 2; 7.4: 2; 8.4: 2; 9.4: 2; 10.4: 2; 11.4: 2
| 2 | 42.65 | 1: 34.3899; 1.1: 153.5179; 1.2: 0.20587; 1.3: 277.225; 1.4: 5.2908; 1.5: 153.5179; 1.6: 277.225; 1.7: 110.89; 1.8: 8.4594; 1.9: 924.0833; 2: 29.4294; 2.1: 94.5617; 2.2: 903.0397; 2.3: 31.1219; 2.4: -749.5218; 2.5: -25.8311; 3.7: 2; 5.4: 2; 6.4: 2; 7.4: 2; 8.4: 2; 9.4: 2; 10.4: 2; 11.4: 2
| 2 | 42.7 | 1: 34.4978; 1.1: 154.1799; 1.2: 0.20676; 1.3: 277.55; 1.4: 5.3074; 1.5: 154.1799; 1.6: 277.55; 1.7: 111.02; 1.8: 8.4594; 1.9: 925.1667; 2: 29.4639; 2.1: 94.5638; 2.2: 905.1383; 2.3: 31.1577; 2.4: -750.9584; 2.5: -25.8503; 3.7: 2; 5.4: 2; 6.4: 2; 7.4: 2; 8.4: 2; 9.4: 2; 10.4: 2; 11.4: 2
| 2 | 42.75 | 1: 34.6058; 1.1: 154.8438; 1.2: 0.20765; 1.3: 277.875; 1.4: 5.324; 1.5: 154.8438; 1.6: 277.875; 1.7: 111.15; 1.8: 8.4594; 1.9: 926.25; 2: 29.4984; 2.1: 94.5659; 2.2: 907.2394; 2.3: 31.1935; 2.4: -752.3956; 2.5: -25.8695; 3.7: 2; 5.4: 2; 6.4: 2; 7.4: 2; 8.4: 2; 9.4: 2; 10.4: 2; 11.4: 2
| 2 | 42.8 | 1: 34.714; 1.1: 155.5096; 1.2: 0.20854; 1.3: 278.2; 1.4: 5.3406; 1.5: 155.5096; 1.6: 278.2; 1.7: 111.28; 1.8: 8.4594; 1.9: 927.3333; 2: 29.5329; 2.1: 94.568; 2.2: 909.343; 2.3: 31.2293; 2.4: -753.8334; 2.5: -25.8887; 3.7: 2; 5.4: 2; 6.4: 2; 7.4: 2; 8.4: 2; 9.4: 2; 10.4: 2; 11.4: 2
| 2 | 42.85 | 1: 34.8224; 1.1: 156.1773; 1.2: 0.20944; 1.3: 278.525; 1.4: 5.3573; 1.5: 156.1773; 1.6: 278.525; 1.7: 111.41; 1.8: 8.4594; 1.9: 928.4167; 2: 29.5674; 2.1: 94.57; 2.2: 911.449; 2.3: 31.2651; 2.4: -755.2716; 2.5: -25.9078; 3.7: 2; 5.4: 2; 6.4: 2; 7.4: 2; 8.4: 2; 9.4: 2; 10.4: 2; 11.4: 2
| 2 | 42.9 | 1: 34.9309; 1.1: 156.8469; 1.2: 0.21034; 1.3: 278.85; 1.4: 5.374; 1.5: 156.8469; 1.6: 278.85; 1.7: 111.54; 1.8: 8.4594; 1.9: 929.5; 2: 29.6019; 2.1: 94.5721; 2.2: 913.5574; 2.3: 31.3009; 2.4: -756.7105; 2.5: -25.9269; 3.7: 2; 5.4: 2; 6.4: 2; 7.4: 2; 8.4: 2; 9.4: 2; 10.4: 2; 11.4: 2
| 2 | 42.95 | 1: 35.0396; 1.1: 157.5184; 1.2: 0.21124; 1.3: 279.175; 1.4: 5.3907; 1.5: 157.5184; 1.6: 279.175; 1.7: 111.67; 1.8: 8.4594; 1.9: 930.5833; 2: 29.6364; 2.1: 94.5741; 2.2: 915.6682; 2.3: 31.3367; 2.4: -758.1498; 2.5: -25.946; 3.7: 2; 5.4: 2; 6.4: 2; 7.4: 2; 8.4: 2; 9.4: 2; 10.4: 2; 11.4: 2
| 2 | 43 | 1: 35.1485; 1.1: 158.1918; 1.2: 0.21214; 1.3: 279.5; 1.4: 5.4075; 1.5: 158.1918; 1.6: 279.5; 1.7: 111.8; 1.8: 8.4594; 1.9: 931.6667; 2: 29.6709; 2.1: 94.5762; 2.2: 917.7815; 2.3: 31.3725; 2.4: -759.5898; 2.5: -25.965; 3.7: 2; 5.4: 2; 6.4: 2; 7.4: 2; 8.4: 2; 9.4: 2; 10.4: 2; 11.4: 2
| 2 | 43.05 | 1: 35.2576; 1.1: 158.8671; 1.2: 0.21304; 1.3: 279.825; 1.4: 5.4242; 1.5: 158.8671; 1.6: 279.825; 1.7: 111.93; 1.8: 8.4594; 1.9: 932.75; 2: 29.7054; 2.1: 94.5782; 2.2: 919.8972; 2.3: 31.4083; 2.4: -761.0302; 2.5: -25.9841; 3.7: 2; 5.4: 2; 6.4: 2; 7.4: 2; 8.4: 2; 9.4: 2; 10.4: 2; 11.4: 2
| 2 | 43.1 | 1: 35.3668; 1.1: 159.5442; 1.2: 0.21395; 1.3: 280.15; 1.4: 5.441; 1.5: 159.5442; 1.6: 280.15; 1.7: 112.06; 1.8: 8.4594; 1.9: 933.8333; 2: 29.7399; 2.1: 94.5803; 2.2: 922.0154; 2.3: 31.4441; 2.4: -762.4712; 2.5: -26.0031; 3.7: 2; 5.4: 2; 6.4: 2; 7.4: 2; 8.4: 2; 9.4: 2; 10.4: 2; 11.4: 2
| 2 | 43.15 | 1: 35.4762; 1.1: 160.2233; 1.2: 0.21486; 1.3: 280.475; 1.4: 5.4579; 1.5: 160.2233; 1.6: 280.475; 1.7: 112.19; 1.8: 8.4594; 1.9: 934.9167; 2: 29.7744; 2.1: 94.5823; 2.2: 924.136; 2.3: 31.4799; 2.4: -763.9127; 2.5: -26.022; 3.7: 2; 5.4: 2; 6.4: 2; 7.4: 2; 8.4: 2; 9.4: 2; 10.4: 2; 11.4: 2
| 2 | 43.2 | 1: 35.5857; 1.1: 160.9043; 1.2: 0.21578; 1.3: 280.8; 1.4: 5.4747; 1.5: 160.9043; 1.6: 280.8; 1.7: 112.32; 1.8: 8.4594; 1.9: 936; 2: 29.8089; 2.1: 94.5843; 2.2: 926.259; 2.3: 31.5157; 2.4: -765.3547; 2.5: -26.041; 3.7: 2; 5.4: 2; 6.4: 2; 7.4: 2; 8.4: 2; 9.4: 2; 10.4: 2; 11.4: 2
| 2 | 43.25 | 1: 35.6954; 1.1: 161.5872; 1.2: 0.21669; 1.3: 281.125; 1.4: 5.4916; 1.5: 161.5872; 1.6: 281.125; 1.7: 112.45; 1.8: 8.4594; 1.9: 937.0833; 2: 29.8434; 2.1: 94.5864; 2.2: 928.3845; 2.3: 31.5515; 2.4: -766.7972; 2.5: -26.0599; 3.7: 2; 5.4: 2; 6.4: 2; 7.4: 2; 8.4: 2; 9.4: 2; 10.4: 2; 11.4: 2
| 2 | 43.3 | 1: 35.8053; 1.1: 162.2721; 1.2: 0.21761; 1.3: 281.45; 1.4: 5.5085; 1.5: 162.2721; 1.6: 281.45; 1.7: 112.58; 1.8: 8.4594; 1.9: 938.1667; 2: 29.8779; 2.1: 94.5884; 2.2: 930.5124; 2.3: 31.5873; 2.4: -768.2403; 2.5: -26.0788; 3.7: 2; 5.4: 2; 6.4: 2; 7.4: 2; 8.4: 2; 9.4: 2; 10.4: 2; 11.4: 2
| 2 | 43.35 | 1: 35.9154; 1.1: 162.9588; 1.2: 0.21853; 1.3: 281.775; 1.4: 5.5254; 1.5: 162.9588; 1.6: 281.775; 1.7: 112.71; 1.8: 8.4594; 1.9: 939.25; 2: 29.9124; 2.1: 94.5904; 2.2: 932.6427; 2.3: 31.6231; 2.4: -769.6839; 2.5: -26.0977; 3.7: 2; 5.4: 2; 6.4: 2; 7.4: 2; 8.4: 2; 9.4: 2; 10.4: 2; 11.4: 2
| 2 | 43.4 | 1: 36.0256; 1.1: 163.6475; 1.2: 0.21945; 1.3: 282.1; 1.4: 5.5424; 1.5: 163.6475; 1.6: 282.1; 1.7: 112.84; 1.8: 8.4594; 1.9: 940.3333; 2: 29.9469; 2.1: 94.5924; 2.2: 934.7755; 2.3: 31.6589; 2.4: -771.128; 2.5: -26.1165; 3.7: 2; 5.4: 2; 6.4: 2; 7.4: 2; 8.4: 2; 9.4: 2; 10.4: 2; 11.4: 2
| 2 | 43.45 | 1: 36.136; 1.1: 164.3381; 1.2: 0.22038; 1.3: 282.425; 1.4: 5.5594; 1.5: 164.3381; 1.6: 282.425; 1.7: 112.97; 1.8: 8.4594; 1.9: 941.4167; 2: 29.9814; 2.1: 94.5944; 2.2: 936.9107; 2.3: 31.6947; 2.4: -772.5726; 2.5: -26.1353; 3.7: 2; 5.4: 2; 6.4: 2; 7.4: 2; 8.4: 2; 9.4: 2; 10.4: 2; 11.4: 2
| 2 | 43.5 | 1: 36.2466; 1.1: 165.0306; 1.2: 0.22131; 1.3: 282.75; 1.4: 5.5764; 1.5: 165.0306; 1.6: 282.75; 1.7: 113.1; 1.8: 8.4594; 1.9: 942.5; 2: 30.0159; 2.1: 94.5964; 2.2: 939.0483; 2.3: 31.7305; 2.4: -774.0177; 2.5: -26.1541; 3.7: 2; 5.4: 2; 6.4: 2; 7.4: 2; 8.4: 2; 9.4: 2; 10.4: 2; 11.4: 2
| 2 | 43.55 | 1: 36.3573; 1.1: 165.725; 1.2: 0.22224; 1.3: 283.075; 1.4: 5.5934; 1.5: 165.725; 1.6: 283.075; 1.7: 113.23; 1.8: 8.4594; 1.9: 943.5833; 2: 30.0504; 2.1: 94.5984; 2.2: 941.1884; 2.3: 31.7663; 2.4: -775.4634; 2.5: -26.1729; 3.7: 2; 5.4: 2; 6.4: 2; 7.4: 2; 8.4: 2; 9.4: 2; 10.4: 2; 11.4: 2
| 2 | 43.6 | 1: 36.4682; 1.1: 166.4214; 1.2: 0.22317; 1.3: 283.4; 1.4: 5.6105; 1.5: 166.4214; 1.6: 283.4; 1.7: 113.36; 1.8: 8.4594; 1.9: 944.6667; 2: 30.0849; 2.1: 94.6004; 2.2: 943.3309; 2.3: 31.8021; 2.4: -776.9095; 2.5: -26.1916; 3.7: 2; 5.4: 2; 6.4: 2; 7.4: 2; 8.4: 2; 9.4: 2; 10.4: 2; 11.4: 2
| 2 | 43.65 | 1: 36.5793; 1.1: 167.1197; 1.2: 0.22411; 1.3: 283.725; 1.4: 5.6276; 1.5: 167.1197; 1.6: 283.725; 1.7: 113.49; 1.8: 8.4594; 1.9: 945.75; 2: 30.1194; 2.1: 94.6024; 2.2: 945.4758; 2.3: 31.8379; 2.4: -778.3561; 2.5: -26.2103; 3.7: 2; 5.4: 2; 6.4: 2; 7.4: 2; 8.4: 2; 9.4: 2; 10.4: 2; 11.4: 2
| 2 | 43.7 | 1: 36.6905; 1.1: 167.8199; 1.2: 0.22505; 1.3: 284.05; 1.4: 5.6447; 1.5: 167.8199; 1.6: 284.05; 1.7: 113.62; 1.8: 8.4594; 1.9: 946.8333; 2: 30.1539; 2.1: 94.6044; 2.2: 947.6232; 2.3: 31.8737; 2.4: -779.8033; 2.5: -26.229; 3.7: 2; 5.4: 2; 6.4: 2; 7.4: 2; 8.4: 2; 9.4: 2; 10.4: 2; 11.4: 2
| 2 | 43.75 | 1: 36.8019; 1.1: 168.5221; 1.2: 0.22599; 1.3: 284.375; 1.4: 5.6618; 1.5: 168.5221; 1.6: 284.375; 1.7: 113.75; 1.8: 8.4594; 1.9: 947.9167; 2: 30.1884; 2.1: 94.6064; 2.2: 949.773; 2.3: 31.9095; 2.4: -781.2509; 2.5: -26.2477; 3.7: 2; 5.4: 2; 6.4: 2; 7.4: 2; 8.4: 2; 9.4: 2; 10.4: 2; 11.4: 2
| 2 | 43.8 | 1: 36.9135; 1.1: 169.2262; 1.2: 0.22694; 1.3: 284.7; 1.4: 5.679; 1.5: 169.2262; 1.6: 284.7; 1.7: 113.88; 1.8: 8.4594; 1.9: 949; 2: 30.2229; 2.1: 94.6084; 2.2: 951.9252; 2.3: 31.9453; 2.4: -782.699; 2.5: -26.2663; 3.7: 2; 5.4: 2; 6.4: 2; 7.4: 2; 8.4: 2; 9.4: 2; 10.4: 2; 11.4: 2
| 2 | 43.85 | 1: 37.0252; 1.1: 169.9322; 1.2: 0.22788; 1.3: 285.025; 1.4: 5.6962; 1.5: 169.9322; 1.6: 285.025; 1.7: 114.01; 1.8: 8.4594; 1.9: 950.0833; 2: 30.2574; 2.1: 94.6104; 2.2: 954.0799; 2.3: 31.9811; 2.4: -784.1476; 2.5: -26.2849; 3.7: 2; 5.4: 2; 6.4: 2; 7.4: 2; 8.4: 2; 9.4: 2; 10.4: 2; 11.4: 2
| 2 | 43.9 | 1: 37.1371; 1.1: 170.6402; 1.2: 0.22883; 1.3: 285.35; 1.4: 5.7134; 1.5: 170.6402; 1.6: 285.35; 1.7: 114.14; 1.8: 8.4594; 1.9: 951.1667; 2: 30.2919; 2.1: 94.6123; 2.2: 956.2369; 2.3: 32.0169; 2.4: -785.5967; 2.5: -26.3035; 3.7: 2; 5.4: 2; 6.4: 2; 7.4: 2; 8.4: 2; 9.4: 2; 10.4: 2; 11.4: 2
| 2 | 43.95 | 1: 37.2492; 1.1: 171.3502; 1.2: 0.22978; 1.3: 285.675; 1.4: 5.7307; 1.5: 171.3502; 1.6: 285.675; 1.7: 114.27; 1.8: 8.4594; 1.9: 952.25; 2: 30.3264; 2.1: 94.6143; 2.2: 958.3965; 2.3: 32.0527; 2.4: -787.0463; 2.5: -26.322; 3.7: 2; 5.4: 2; 6.4: 2; 7.4: 2; 8.4: 2; 9.4: 2; 10.4: 2; 11.4: 2
| 2 | 44 | 1: 37.3615; 1.1: 172.0621; 1.2: 0.23074; 1.3: 286; 1.4: 5.7479; 1.5: 172.0621; 1.6: 286; 1.7: 114.4; 1.8: 8.4594; 1.9: 953.3333; 2: 30.3609; 2.1: 94.6163; 2.2: 960.5584; 2.3: 32.0885; 2.4: -788.4964; 2.5: -26.3406; 3.7: 2; 5.4: 2; 6.4: 2; 7.4: 2; 8.4: 2; 9.4: 2; 10.4: 2; 11.4: 2
| 2 | 44.05 | 1: 37.4739; 1.1: 172.7759; 1.2: 0.2317; 1.3: 286.325; 1.4: 5.7652; 1.5: 172.7759; 1.6: 286.325; 1.7: 114.53; 1.8: 8.4594; 1.9: 954.4167; 2: 30.3954; 2.1: 94.6182; 2.2: 962.7228; 2.3: 32.1243; 2.4: -789.9469; 2.5: -26.3591; 3.7: 2; 5.4: 2; 6.4: 2; 7.4: 2; 8.4: 2; 9.4: 2; 10.4: 2; 11.4: 2
| 2 | 44.1 | 1: 37.5865; 1.1: 173.4917; 1.2: 0.23266; 1.3: 286.65; 1.4: 5.7825; 1.5: 173.4917; 1.6: 286.65; 1.7: 114.66; 1.8: 8.4594; 1.9: 955.5; 2: 30.4299; 2.1: 94.6202; 2.2: 964.8897; 2.3: 32.1601; 2.4: -791.3979; 2.5: -26.3776; 3.7: 2; 5.4: 2; 6.4: 2; 7.4: 2; 8.4: 2; 9.4: 2; 10.4: 2; 11.4: 2
| 2 | 44.15 | 1: 37.6993; 1.1: 174.2095; 1.2: 0.23362; 1.3: 286.975; 1.4: 5.7999; 1.5: 174.2095; 1.6: 286.975; 1.7: 114.79; 1.8: 8.4594; 1.9: 956.5833; 2: 30.4644; 2.1: 94.6221; 2.2: 967.0589; 2.3: 32.1959; 2.4: -792.8494; 2.5: -26.396; 3.7: 2; 5.4: 2; 6.4: 2; 7.4: 2; 8.4: 2; 9.4: 2; 10.4: 2; 11.4: 2
| 2 | 44.2 | 1: 37.8122; 1.1: 174.9292; 1.2: 0.23458; 1.3: 287.3; 1.4: 5.8173; 1.5: 174.9292; 1.6: 287.3; 1.7: 114.92; 1.8: 8.4594; 1.9: 957.6667; 2: 30.4989; 2.1: 94.6241; 2.2: 969.2306; 2.3: 32.2317; 2.4: -794.3014; 2.5: -26.4144; 3.7: 2; 5.4: 2; 6.4: 2; 7.4: 2; 8.4: 2; 9.4: 2; 10.4: 2; 11.4: 2
| 2 | 44.25 | 1: 37.9253; 1.1: 175.6509; 1.2: 0.23555; 1.3: 287.625; 1.4: 5.8347; 1.5: 175.6509; 1.6: 287.625; 1.7: 115.05; 1.8: 8.4594; 1.9: 958.75; 2: 30.5334; 2.1: 94.626; 2.2: 971.4047; 2.3: 32.2675; 2.4: -795.7538; 2.5: -26.4328; 3.7: 2; 5.4: 2; 6.4: 2; 7.4: 2; 8.4: 2; 9.4: 2; 10.4: 2; 11.4: 2
| 2 | 44.3 | 1: 38.0385; 1.1: 176.3746; 1.2: 0.23652; 1.3: 287.95; 1.4: 5.8521; 1.5: 176.3746; 1.6: 287.95; 1.7: 115.18; 1.8: 8.4594; 1.9: 959.8333; 2: 30.5679; 2.1: 94.628; 2.2: 973.5813; 2.3: 32.3033; 2.4: -797.2067; 2.5: -26.4512; 3.7: 2; 5.4: 2; 6.4: 2; 7.4: 2; 8.4: 2; 9.4: 2; 10.4: 2; 11.4: 2
| 2 | 44.35 | 1: 38.152; 1.1: 177.1002; 1.2: 0.2375; 1.3: 288.275; 1.4: 5.8695; 1.5: 177.1002; 1.6: 288.275; 1.7: 115.31; 1.8: 8.4594; 1.9: 960.9167; 2: 30.6024; 2.1: 94.6299; 2.2: 975.7603; 2.3: 32.3391; 2.4: -798.6601; 2.5: -26.4696; 3.7: 2; 5.4: 2; 6.4: 2; 7.4: 2; 8.4: 2; 9.4: 2; 10.4: 2; 11.4: 2
| 2 | 44.4 | 1: 38.2656; 1.1: 177.8278; 1.2: 0.23847; 1.3: 288.6; 1.4: 5.887; 1.5: 177.8278; 1.6: 288.6; 1.7: 115.44; 1.8: 8.4594; 1.9: 962; 2: 30.6369; 2.1: 94.6318; 2.2: 977.9417; 2.3: 32.3749; 2.4: -800.1139; 2.5: -26.4879; 3.7: 2; 5.4: 2; 6.4: 2; 7.4: 2; 8.4: 2; 9.4: 2; 10.4: 2; 11.4: 2
| 2 | 44.45 | 1: 38.3794; 1.1: 178.5574; 1.2: 0.23945; 1.3: 288.925; 1.4: 5.9045; 1.5: 178.5574; 1.6: 288.925; 1.7: 115.57; 1.8: 8.4594; 1.9: 963.0833; 2: 30.6714; 2.1: 94.6337; 2.2: 980.1255; 2.3: 32.4107; 2.4: -801.5682; 2.5: -26.5062; 3.7: 2; 5.4: 2; 6.4: 2; 7.4: 2; 8.4: 2; 9.4: 2; 10.4: 2; 11.4: 2
| 2 | 44.5 | 1: 38.4933; 1.1: 179.2889; 1.2: 0.24043; 1.3: 289.25; 1.4: 5.922; 1.5: 179.2889; 1.6: 289.25; 1.7: 115.7; 1.8: 8.4594; 1.9: 964.1667; 2: 30.7059; 2.1: 94.6357; 2.2: 982.3118; 2.3: 32.4465; 2.4: -803.0229; 2.5: -26.5244; 3.7: 2; 5.4: 2; 6.4: 2; 7.4: 2; 8.4: 2; 9.4: 2; 10.4: 2; 11.4: 2
| 2 | 44.55 | 1: 38.6074; 1.1: 180.0225; 1.2: 0.24141; 1.3: 289.575; 1.4: 5.9396; 1.5: 180.0225; 1.6: 289.575; 1.7: 115.83; 1.8: 8.4594; 1.9: 965.25; 2: 30.7404; 2.1: 94.6376; 2.2: 984.5005; 2.3: 32.4823; 2.4: -804.4781; 2.5: -26.5427; 3.7: 2; 5.4: 2; 6.4: 2; 7.4: 2; 8.4: 2; 9.4: 2; 10.4: 2; 11.4: 2
| 2 | 44.6 | 1: 38.7217; 1.1: 180.758; 1.2: 0.2424; 1.3: 289.9; 1.4: 5.9572; 1.5: 180.758; 1.6: 289.9; 1.7: 115.96; 1.8: 8.4594; 1.9: 966.3333; 2: 30.7749; 2.1: 94.6395; 2.2: 986.6917; 2.3: 32.5181; 2.4: -805.9337; 2.5: -26.5609; 3.7: 2; 5.4: 2; 6.4: 2; 7.4: 2; 8.4: 2; 9.4: 2; 10.4: 2; 11.4: 2
| 2 | 44.65 | 1: 38.8361; 1.1: 181.4955; 1.2: 0.24339; 1.3: 290.225; 1.4: 5.9748; 1.5: 181.4955; 1.6: 290.225; 1.7: 116.09; 1.8: 8.4594; 1.9: 967.4167; 2: 30.8094; 2.1: 94.6414; 2.2: 988.8853; 2.3: 32.5539; 2.4: -807.3898; 2.5: -26.5791; 3.7: 2; 5.4: 2; 6.4: 2; 7.4: 2; 8.4: 2; 9.4: 2; 10.4: 2; 11.4: 2
| 2 | 44.7 | 1: 38.9508; 1.1: 182.235; 1.2: 0.24438; 1.3: 290.55; 1.4: 5.9924; 1.5: 182.235; 1.6: 290.55; 1.7: 116.22; 1.8: 8.4594; 1.9: 968.5; 2: 30.8439; 2.1: 94.6433; 2.2: 991.0813; 2.3: 32.5897; 2.4: -808.8463; 2.5: -26.5972; 3.7: 2; 5.4: 2; 6.4: 2; 7.4: 2; 8.4: 2; 9.4: 2; 10.4: 2; 11.4: 2
| 2 | 44.75 | 1: 39.0655; 1.1: 182.9765; 1.2: 0.24538; 1.3: 290.875; 1.4: 6.0101; 1.5: 182.9765; 1.6: 290.875; 1.7: 116.35; 1.8: 8.4594; 1.9: 969.5833; 2: 30.8785; 2.1: 94.6452; 2.2: 993.2797; 2.3: 32.6255; 2.4: -810.3032; 2.5: -26.6154; 3.7: 2; 5.4: 2; 6.4: 2; 7.4: 2; 8.4: 2; 9.4: 2; 10.4: 2; 11.4: 2
| 2 | 44.8 | 1: 39.1805; 1.1: 183.7199; 1.2: 0.24637; 1.3: 291.2; 1.4: 6.0278; 1.5: 183.7199; 1.6: 291.2; 1.7: 116.48; 1.8: 8.4594; 1.9: 970.6667; 2: 30.913; 2.1: 94.6471; 2.2: 995.4806; 2.3: 32.6613; 2.4: -811.7606; 2.5: -26.6335; 3.7: 2; 5.4: 2; 6.4: 2; 7.4: 2; 8.4: 2; 9.4: 2; 10.4: 2; 11.4: 2
| 2 | 44.85 | 1: 39.2956; 1.1: 184.4654; 1.2: 0.24737; 1.3: 291.525; 1.4: 6.0455; 1.5: 184.4654; 1.6: 291.525; 1.7: 116.61; 1.8: 8.4594; 1.9: 971.75; 2: 30.9475; 2.1: 94.649; 2.2: 997.6839; 2.3: 32.6971; 2.4: -813.2185; 2.5: -26.6516; 3.7: 2; 5.4: 2; 6.4: 2; 7.4: 2; 8.4: 2; 9.4: 2; 10.4: 2; 11.4: 2
| 2 | 44.9 | 1: 39.4109; 1.1: 185.2129; 1.2: 0.24837; 1.3: 291.85; 1.4: 6.0632; 1.5: 185.2129; 1.6: 291.85; 1.7: 116.74; 1.8: 8.4594; 1.9: 972.8333; 2: 30.982; 2.1: 94.6509; 2.2: 999.8896; 2.3: 32.7329; 2.4: -814.6767; 2.5: -26.6696; 3.7: 2; 5.4: 2; 6.4: 2; 7.4: 2; 8.4: 2; 9.4: 2; 10.4: 2; 11.4: 2
| 2 | 44.95 | 1: 39.5264; 1.1: 185.9623; 1.2: 0.24938; 1.3: 292.175; 1.4: 6.081; 1.5: 185.9623; 1.6: 292.175; 1.7: 116.87; 1.8: 8.4594; 1.9: 973.9167; 2: 31.0165; 2.1: 94.6528; 2.2: 1002.0977; 2.3: 32.7687; 2.4: -816.1354; 2.5: -26.6877; 3.7: 2; 5.4: 2; 6.4: 2; 7.4: 2; 8.4: 2; 9.4: 2; 10.4: 2; 11.4: 2
| 2 | 45 | 1: 39.642; 1.1: 186.7138; 1.2: 0.25039; 1.3: 292.5; 1.4: 6.0988; 1.5: 186.7138; 1.6: 292.5; 1.7: 117; 1.8: 8.4594; 1.9: 975; 2: 31.051; 2.1: 94.6547; 2.2: 1004.3083; 2.3: 32.8045; 2.4: -817.5945; 2.5: -26.7057; 3.7: 2; 5.4: 2; 6.4: 2; 7.4: 2; 8.4: 2; 9.4: 2; 10.4: 2; 11.4: 2
| 2 | 45.05 | 1: 39.7578; 1.1: 187.4673; 1.2: 0.2514; 1.3: 292.825; 1.4: 6.1166; 1.5: 187.4673; 1.6: 292.825; 1.7: 117.13; 1.8: 8.4594; 1.9: 976.0833; 2: 31.0855; 2.1: 94.6566; 2.2: 1006.5214; 2.3: 32.8402; 2.4: -819.0541; 2.5: -26.7237; 3.7: 2; 5.4: 2; 6.4: 2; 7.4: 2; 8.4: 2; 9.4: 2; 10.4: 2; 11.4: 2
| 2 | 45.1 | 1: 39.8738; 1.1: 188.2228; 1.2: 0.25241; 1.3: 293.15; 1.4: 6.1344; 1.5: 188.2228; 1.6: 293.15; 1.7: 117.26; 1.8: 8.4594; 1.9: 977.1667; 2: 31.12; 2.1: 94.6585; 2.2: 1008.7368; 2.3: 32.876; 2.4: -820.514; 2.5: -26.7416; 3.7: 2; 5.4: 2; 6.4: 2; 7.4: 2; 8.4: 2; 9.4: 2; 10.4: 2; 11.4: 2
| 2 | 45.15 | 1: 39.9899; 1.1: 188.9803; 1.2: 0.25343; 1.3: 293.475; 1.4: 6.1523; 1.5: 188.9803; 1.6: 293.475; 1.7: 117.39; 1.8: 8.4594; 1.9: 978.25; 2: 31.1545; 2.1: 94.6603; 2.2: 1010.9547; 2.3: 32.9118; 2.4: -821.9744; 2.5: -26.7595; 3.7: 2; 5.4: 2; 6.4: 2; 7.4: 2; 8.4: 2; 9.4: 2; 10.4: 2; 11.4: 2
| 2 | 45.2 | 1: 40.1062; 1.1: 189.7398; 1.2: 0.25445; 1.3: 293.8; 1.4: 6.1702; 1.5: 189.7398; 1.6: 293.8; 1.7: 117.52; 1.8: 8.4594; 1.9: 979.3333; 2: 31.189; 2.1: 94.6622; 2.2: 1013.175; 2.3: 32.9476; 2.4: -823.4352; 2.5: -26.7775; 3.7: 2; 5.4: 2; 6.4: 2; 7.4: 2; 8.4: 2; 9.4: 2; 10.4: 2; 11.4: 2
| 2 | 45.25 | 1: 40.2227; 1.1: 190.5013; 1.2: 0.25547; 1.3: 294.125; 1.4: 6.1881; 1.5: 190.5013; 1.6: 294.125; 1.7: 117.65; 1.8: 8.4594; 1.9: 980.4167; 2: 31.2235; 2.1: 94.6641; 2.2: 1015.3977; 2.3: 32.9834; 2.4: -824.8964; 2.5: -26.7953; 3.7: 2; 5.4: 2; 6.4: 2; 7.4: 2; 8.4: 2; 9.4: 2; 10.4: 2; 11.4: 2
| 2 | 45.3 | 1: 40.3393; 1.1: 191.2649; 1.2: 0.25649; 1.3: 294.45; 1.4: 6.2061; 1.5: 191.2649; 1.6: 294.45; 1.7: 117.78; 1.8: 8.4594; 1.9: 981.5; 2: 31.258; 2.1: 94.6659; 2.2: 1017.6229; 2.3: 33.0192; 2.4: -826.358; 2.5: -26.8132; 3.7: 2; 5.4: 2; 6.4: 2; 7.4: 2; 8.4: 2; 9.4: 2; 10.4: 2; 11.4: 2
| 2 | 45.35 | 1: 40.4561; 1.1: 192.0305; 1.2: 0.25752; 1.3: 294.775; 1.4: 6.224; 1.5: 192.0305; 1.6: 294.775; 1.7: 117.91; 1.8: 8.4594; 1.9: 982.5833; 2: 31.2925; 2.1: 94.6678; 2.2: 1019.8505; 2.3: 33.055; 2.4: -827.82; 2.5: -26.831; 3.7: 2; 5.4: 2; 6.4: 2; 7.4: 2; 8.4: 2; 9.4: 2; 10.4: 2; 11.4: 2
| 2 | 45.4 | 1: 40.5731; 1.1: 192.7981; 1.2: 0.25855; 1.3: 295.1; 1.4: 6.242; 1.5: 192.7981; 1.6: 295.1; 1.7: 118.04; 1.8: 8.4594; 1.9: 983.6667; 2: 31.327; 2.1: 94.6697; 2.2: 1022.0805; 2.3: 33.0908; 2.4: -829.2825; 2.5: -26.8488; 3.7: 2; 5.4: 2; 6.4: 2; 7.4: 2; 8.4: 2; 9.4: 2; 10.4: 2; 11.4: 2
| 2 | 45.45 | 1: 40.6903; 1.1: 193.5677; 1.2: 0.25958; 1.3: 295.425; 1.4: 6.26; 1.5: 193.5677; 1.6: 295.425; 1.7: 118.17; 1.8: 8.4594; 1.9: 984.75; 2: 31.3615; 2.1: 94.6715; 2.2: 1024.313; 2.3: 33.1266; 2.4: -830.7453; 2.5: -26.8666; 3.7: 2; 5.4: 2; 6.4: 2; 7.4: 2; 8.4: 2; 9.4: 2; 10.4: 2; 11.4: 2
| 2 | 45.5 | 1: 40.8076; 1.1: 194.3394; 1.2: 0.26061; 1.3: 295.75; 1.4: 6.2781; 1.5: 194.3394; 1.6: 295.75; 1.7: 118.3; 1.8: 8.4594; 1.9: 985.8333; 2: 31.396; 2.1: 94.6734; 2.2: 1026.5479; 2.3: 33.1624; 2.4: -832.2085; 2.5: -26.8843; 3.7: 2; 5.4: 2; 6.4: 2; 7.4: 2; 8.4: 2; 9.4: 2; 10.4: 2; 11.4: 2
| 2 | 45.55 | 1: 40.9251; 1.1: 195.1131; 1.2: 0.26165; 1.3: 296.075; 1.4: 6.2962; 1.5: 195.1131; 1.6: 296.075; 1.7: 118.43; 1.8: 8.4594; 1.9: 986.9167; 2: 31.4305; 2.1: 94.6752; 2.2: 1028.7852; 2.3: 33.1982; 2.4: -833.6722; 2.5: -26.902; 3.7: 2; 5.4: 2; 6.4: 2; 7.4: 2; 8.4: 2; 9.4: 2; 10.4: 2; 11.4: 2
| 2 | 45.6 | 1: 41.0427; 1.1: 195.8888; 1.2: 0.26269; 1.3: 296.4; 1.4: 6.3143; 1.5: 195.8888; 1.6: 296.4; 1.7: 118.56; 1.8: 8.4594; 1.9: 988; 2: 31.465; 2.1: 94.677; 2.2: 1031.025; 2.3: 33.234; 2.4: -835.1362; 2.5: -26.9197; 3.7: 2; 5.4: 2; 6.4: 2; 7.4: 2; 8.4: 2; 9.4: 2; 10.4: 2; 11.4: 2
| 2 | 45.65 | 1: 41.1606; 1.1: 196.6666; 1.2: 0.26373; 1.3: 296.725; 1.4: 6.3324; 1.5: 196.6666; 1.6: 296.725; 1.7: 118.69; 1.8: 8.4594; 1.9: 989.0833; 2: 31.4995; 2.1: 94.6789; 2.2: 1033.2671; 2.3: 33.2698; 2.4: -836.6006; 2.5: -26.9374; 3.7: 2; 5.4: 2; 6.4: 2; 7.4: 2; 8.4: 2; 9.4: 2; 10.4: 2; 11.4: 2
| 2 | 45.7 | 1: 41.2786; 1.1: 197.4464; 1.2: 0.26478; 1.3: 297.05; 1.4: 6.3505; 1.5: 197.4464; 1.6: 297.05; 1.7: 118.82; 1.8: 8.4594; 1.9: 990.1667; 2: 31.534; 2.1: 94.6807; 2.2: 1035.5118; 2.3: 33.3056; 2.4: -838.0654; 2.5: -26.955; 3.7: 2; 5.4: 2; 6.4: 2; 7.4: 2; 8.4: 2; 9.4: 2; 10.4: 2; 11.4: 2
| 2 | 45.75 | 1: 41.3967; 1.1: 198.2282; 1.2: 0.26583; 1.3: 297.375; 1.4: 6.3687; 1.5: 198.2282; 1.6: 297.375; 1.7: 118.95; 1.8: 8.4594; 1.9: 991.25; 2: 31.5685; 2.1: 94.6826; 2.2: 1037.7588; 2.3: 33.3414; 2.4: -839.5306; 2.5: -26.9727; 3.7: 2; 5.4: 2; 6.4: 2; 7.4: 2; 8.4: 2; 9.4: 2; 10.4: 2; 11.4: 2
| 2 | 45.8 | 1: 41.5151; 1.1: 199.0121; 1.2: 0.26688; 1.3: 297.7; 1.4: 6.3869; 1.5: 199.0121; 1.6: 297.7; 1.7: 119.08; 1.8: 8.4594; 1.9: 992.3333; 2: 31.603; 2.1: 94.6844; 2.2: 1040.0083; 2.3: 33.3772; 2.4: -840.9961; 2.5: -26.9902; 3.7: 2; 5.4: 2; 6.4: 2; 7.4: 2; 8.4: 2; 9.4: 2; 10.4: 2; 11.4: 2
| 2 | 45.85 | 1: 41.6336; 1.1: 199.7981; 1.2: 0.26793; 1.3: 298.025; 1.4: 6.4052; 1.5: 199.7981; 1.6: 298.025; 1.7: 119.21; 1.8: 8.4594; 1.9: 993.4167; 2: 31.6375; 2.1: 94.6862; 2.2: 1042.2602; 2.3: 33.413; 2.4: -842.4621; 2.5: -27.0078; 3.7: 2; 5.4: 2; 6.4: 2; 7.4: 2; 8.4: 2; 9.4: 2; 10.4: 2; 11.4: 2
| 2 | 45.9 | 1: 41.7522; 1.1: 200.5861; 1.2: 0.26899; 1.3: 298.35; 1.4: 6.4234; 1.5: 200.5861; 1.6: 298.35; 1.7: 119.34; 1.8: 8.4594; 1.9: 994.5; 2: 31.672; 2.1: 94.688; 2.2: 1044.5145; 2.3: 33.4488; 2.4: -843.9284; 2.5: -27.0253; 3.7: 2; 5.4: 2; 6.4: 2; 7.4: 2; 8.4: 2; 9.4: 2; 10.4: 2; 11.4: 2
| 2 | 45.95 | 1: 41.8711; 1.1: 201.3761; 1.2: 0.27005; 1.3: 298.675; 1.4: 6.4417; 1.5: 201.3761; 1.6: 298.675; 1.7: 119.47; 1.8: 8.4594; 1.9: 995.5833; 2: 31.7065; 2.1: 94.6899; 2.2: 1046.7713; 2.3: 33.4846; 2.4: -845.3951; 2.5: -27.0429; 3.7: 2; 5.4: 2; 6.4: 2; 7.4: 2; 8.4: 2; 9.4: 2; 10.4: 2; 11.4: 2
| 2 | 46 | 1: 41.9901; 1.1: 202.1682; 1.2: 0.27111; 1.3: 299; 1.4: 6.46; 1.5: 202.1682; 1.6: 299; 1.7: 119.6; 1.8: 8.4594; 1.9: 996.6667; 2: 31.741; 2.1: 94.6917; 2.2: 1049.0304; 2.3: 33.5203; 2.4: -846.8622; 2.5: -27.0603; 3.7: 2; 5.4: 2; 6.4: 2; 7.4: 2; 8.4: 2; 9.4: 2; 10.4: 2; 11.4: 2
| 2 | 46.05 | 1: 42.1093; 1.1: 202.9624; 1.2: 0.27218; 1.3: 299.325; 1.4: 6.4783; 1.5: 202.9624; 1.6: 299.325; 1.7: 119.73; 1.8: 8.4594; 1.9: 997.75; 2: 31.7755; 2.1: 94.6935; 2.2: 1051.2921; 2.3: 33.5561; 2.4: -848.3296; 2.5: -27.0778; 3.7: 2; 5.4: 2; 6.4: 2; 7.4: 2; 8.4: 2; 9.4: 2; 10.4: 2; 11.4: 2
| 2 | 46.1 | 1: 42.2286; 1.1: 203.7586; 1.2: 0.27324; 1.3: 299.65; 1.4: 6.4967; 1.5: 203.7586; 1.6: 299.65; 1.7: 119.86; 1.8: 8.4594; 1.9: 998.8333; 2: 31.81; 2.1: 94.6953; 2.2: 1053.5561; 2.3: 33.5919; 2.4: -849.7975; 2.5: -27.0952; 3.7: 2; 5.4: 2; 6.4: 2; 7.4: 2; 8.4: 2; 9.4: 2; 10.4: 2; 11.4: 2
| 2 | 46.15 | 1: 42.3481; 1.1: 204.5569; 1.2: 0.27432; 1.3: 299.975; 1.4: 6.5151; 1.5: 204.5569; 1.6: 299.975; 1.7: 119.99; 1.8: 8.4594; 1.9: 999.9167; 2: 31.8445; 2.1: 94.6971; 2.2: 1055.8226; 2.3: 33.6277; 2.4: -851.2656; 2.5: -27.1126; 3.7: 2; 5.4: 2; 6.4: 2; 7.4: 2; 8.4: 2; 9.4: 2; 10.4: 2; 11.4: 2
| 2 | 46.2 | 1: 42.4678; 1.1: 205.3573; 1.2: 0.27539; 1.3: 300.3; 1.4: 6.5335; 1.5: 205.3573; 1.6: 300.3; 1.7: 120.12; 1.8: 8.4594; 1.9: 1001; 2: 31.879; 2.1: 94.6989; 2.2: 1058.0915; 2.3: 33.6635; 2.4: -852.7342; 2.5: -27.13; 3.7: 2; 5.4: 2; 6.4: 2; 7.4: 2; 8.4: 2; 9.4: 2; 10.4: 2; 11.4: 2
| 2 | 46.25 | 1: 42.5877; 1.1: 206.1597; 1.2: 0.27646; 1.3: 300.625; 1.4: 6.5519; 1.5: 206.1597; 1.6: 300.625; 1.7: 120.25; 1.8: 8.4594; 1.9: 1002.0833; 2: 31.9135; 2.1: 94.7007; 2.2: 1060.3628; 2.3: 33.6993; 2.4: -854.2031; 2.5: -27.1474; 3.7: 2; 5.4: 2; 6.4: 2; 7.4: 2; 8.4: 2; 9.4: 2; 10.4: 2; 11.4: 2
| 2 | 46.3 | 1: 42.7077; 1.1: 206.9643; 1.2: 0.27754; 1.3: 300.95; 1.4: 6.5704; 1.5: 206.9643; 1.6: 300.95; 1.7: 120.38; 1.8: 8.4594; 1.9: 1003.1667; 2: 31.948; 2.1: 94.7025; 2.2: 1062.6366; 2.3: 33.7351; 2.4: -855.6723; 2.5: -27.1647; 3.7: 2; 5.4: 2; 6.4: 2; 7.4: 2; 8.4: 2; 9.4: 2; 10.4: 2; 11.4: 2
| 2 | 46.35 | 1: 42.8279; 1.1: 207.7708; 1.2: 0.27863; 1.3: 301.275; 1.4: 6.5889; 1.5: 207.7708; 1.6: 301.275; 1.7: 120.51; 1.8: 8.4594; 1.9: 1004.25; 2: 31.9825; 2.1: 94.7043; 2.2: 1064.9128; 2.3: 33.7709; 2.4: -857.1419; 2.5: -27.182; 3.7: 2; 5.4: 2; 6.4: 2; 7.4: 2; 8.4: 2; 9.4: 2; 10.4: 2; 11.4: 2
| 2 | 46.4 | 1: 42.9482; 1.1: 208.5795; 1.2: 0.27971; 1.3: 301.6; 1.4: 6.6074; 1.5: 208.5795; 1.6: 301.6; 1.7: 120.64; 1.8: 8.4594; 1.9: 1005.3333; 2: 32.017; 2.1: 94.7061; 2.2: 1067.1914; 2.3: 33.8067; 2.4: -858.6119; 2.5: -27.1993; 3.7: 2; 5.4: 2; 6.4: 2; 7.4: 2; 8.4: 2; 9.4: 2; 10.4: 2; 11.4: 2
| 2 | 46.45 | 1: 43.0688; 1.1: 209.3902; 1.2: 0.2808; 1.3: 301.925; 1.4: 6.626; 1.5: 209.3902; 1.6: 301.925; 1.7: 120.77; 1.8: 8.4594; 1.9: 1006.4167; 2: 32.0515; 2.1: 94.7079; 2.2: 1069.4724; 2.3: 33.8425; 2.4: -860.0822; 2.5: -27.2165; 3.7: 2; 5.4: 2; 6.4: 2; 7.4: 2; 8.4: 2; 9.4: 2; 10.4: 2; 11.4: 2
| 2 | 46.5 | 1: 43.1895; 1.1: 210.2031; 1.2: 0.28189; 1.3: 302.25; 1.4: 6.6445; 1.5: 210.2031; 1.6: 302.25; 1.7: 120.9; 1.8: 8.4594; 1.9: 1007.5; 2: 32.086; 2.1: 94.7096; 2.2: 1071.7559; 2.3: 33.8783; 2.4: -861.5528; 2.5: -27.2337; 3.7: 2; 5.4: 2; 6.4: 2; 7.4: 2; 8.4: 2; 9.4: 2; 10.4: 2; 11.4: 2
| 2 | 46.55 | 1: 43.3103; 1.1: 211.018; 1.2: 0.28298; 1.3: 302.575; 1.4: 6.6631; 1.5: 211.018; 1.6: 302.575; 1.7: 121.03; 1.8: 8.4594; 1.9: 1008.5833; 2: 32.1205; 2.1: 94.7114; 2.2: 1074.0418; 2.3: 33.9141; 2.4: -863.0238; 2.5: -27.2509; 3.7: 2; 5.4: 2; 6.4: 2; 7.4: 2; 8.4: 2; 9.4: 2; 10.4: 2; 11.4: 2
| 2 | 46.6 | 1: 43.4314; 1.1: 211.835; 1.2: 0.28408; 1.3: 302.9; 1.4: 6.6817; 1.5: 211.835; 1.6: 302.9; 1.7: 121.16; 1.8: 8.4594; 1.9: 1009.6667; 2: 32.155; 2.1: 94.7132; 2.2: 1076.3302; 2.3: 33.9498; 2.4: -864.4952; 2.5: -27.2681; 3.7: 2; 5.4: 2; 6.4: 2; 7.4: 2; 8.4: 2; 9.4: 2; 10.4: 2; 11.4: 2
| 2 | 46.65 | 1: 43.5526; 1.1: 212.6541; 1.2: 0.28517; 1.3: 303.225; 1.4: 6.7004; 1.5: 212.6541; 1.6: 303.225; 1.7: 121.29; 1.8: 8.4594; 1.9: 1010.75; 2: 32.1895; 2.1: 94.715; 2.2: 1078.6209; 2.3: 33.9856; 2.4: -865.9668; 2.5: -27.2852; 3.7: 2; 5.4: 2; 6.4: 2; 7.4: 2; 8.4: 2; 9.4: 2; 10.4: 2; 11.4: 2
| 2 | 46.7 | 1: 43.6739; 1.1: 213.4753; 1.2: 0.28628; 1.3: 303.55; 1.4: 6.7191; 1.5: 213.4753; 1.6: 303.55; 1.7: 121.42; 1.8: 8.4594; 1.9: 1011.8333; 2: 32.224; 2.1: 94.7167; 2.2: 1080.9141; 2.3: 34.0214; 2.4: -867.4389; 2.5: -27.3024; 3.7: 2; 5.4: 2; 6.4: 2; 7.4: 2; 8.4: 2; 9.4: 2; 10.4: 2; 11.4: 2
| 2 | 46.75 | 1: 43.7955; 1.1: 214.2986; 1.2: 0.28738; 1.3: 303.875; 1.4: 6.7378; 1.5: 214.2986; 1.6: 303.875; 1.7: 121.55; 1.8: 8.4594; 1.9: 1012.9167; 2: 32.2585; 2.1: 94.7185; 2.2: 1083.2098; 2.3: 34.0572; 2.4: -868.9112; 2.5: -27.3195; 3.7: 2; 5.4: 2; 6.4: 2; 7.4: 2; 8.4: 2; 9.4: 2; 10.4: 2; 11.4: 2
| 2 | 46.8 | 1: 43.9172; 1.1: 215.1239; 1.2: 0.28849; 1.3: 304.2; 1.4: 6.7565; 1.5: 215.1239; 1.6: 304.2; 1.7: 121.68; 1.8: 8.4594; 1.9: 1014; 2: 32.293; 2.1: 94.7203; 2.2: 1085.5078; 2.3: 34.093; 2.4: -870.3839; 2.5: -27.3365; 3.7: 2; 5.4: 2; 6.4: 2; 7.4: 2; 8.4: 2; 9.4: 2; 10.4: 2; 11.4: 2
| 2 | 46.85 | 1: 44.0391; 1.1: 215.9514; 1.2: 0.2896; 1.3: 304.525; 1.4: 6.7752; 1.5: 215.9514; 1.6: 304.525; 1.7: 121.81; 1.8: 8.4594; 1.9: 1015.0833; 2: 32.3275; 2.1: 94.722; 2.2: 1087.8083; 2.3: 34.1288; 2.4: -871.8569; 2.5: -27.3536; 3.7: 2; 5.4: 2; 6.4: 2; 7.4: 2; 8.4: 2; 9.4: 2; 10.4: 2; 11.4: 2
| 2 | 46.9 | 1: 44.1611; 1.1: 216.781; 1.2: 0.29071; 1.3: 304.85; 1.4: 6.794; 1.5: 216.781; 1.6: 304.85; 1.7: 121.94; 1.8: 8.4594; 1.9: 1016.1667; 2: 32.362; 2.1: 94.7238; 2.2: 1090.1112; 2.3: 34.1646; 2.4: -873.3302; 2.5: -27.3706; 3.7: 2; 5.4: 2; 6.4: 2; 7.4: 2; 8.4: 2; 9.4: 2; 10.4: 2; 11.4: 2
| 2 | 46.95 | 1: 44.2833; 1.1: 217.6127; 1.2: 0.29182; 1.3: 305.175; 1.4: 6.8128; 1.5: 217.6127; 1.6: 305.175; 1.7: 122.07; 1.8: 8.4594; 1.9: 1017.25; 2: 32.3965; 2.1: 94.7255; 2.2: 1092.4165; 2.3: 34.2004; 2.4: -874.8038; 2.5: -27.3876; 3.7: 2; 5.4: 2; 6.4: 2; 7.4: 2; 8.4: 2; 9.4: 2; 10.4: 2; 11.4: 2
| 2 | 47 | 1: 44.4057; 1.1: 218.4465; 1.2: 0.29294; 1.3: 305.5; 1.4: 6.8316; 1.5: 218.4465; 1.6: 305.5; 1.7: 122.2; 1.8: 8.4594; 1.9: 1018.3333; 2: 32.431; 2.1: 94.7273; 2.2: 1094.7243; 2.3: 34.2362; 2.4: -876.2778; 2.5: -27.4045; 3.7: 2; 5.4: 2; 6.4: 2; 7.4: 2; 8.4: 2; 9.4: 2; 10.4: 2; 11.4: 2
| 2 | 47.05 | 1: 44.5283; 1.1: 219.2825; 1.2: 0.29406; 1.3: 305.825; 1.4: 6.8505; 1.5: 219.2825; 1.6: 305.825; 1.7: 122.33; 1.8: 8.4594; 1.9: 1019.4167; 2: 32.4655; 2.1: 94.729; 2.2: 1097.0345; 2.3: 34.272; 2.4: -877.7521; 2.5: -27.4215; 3.7: 2; 5.4: 2; 6.4: 2; 7.4: 2; 8.4: 2; 9.4: 2; 10.4: 2; 11.4: 2
| 2 | 47.1 | 1: 44.651; 1.1: 220.1205; 1.2: 0.29519; 1.3: 306.15; 1.4: 6.8694; 1.5: 220.1205; 1.6: 306.15; 1.7: 122.46; 1.8: 8.4594; 1.9: 1020.5; 2: 32.5; 2.1: 94.7308; 2.2: 1099.3471; 2.3: 34.3077; 2.4: -879.2267; 2.5: -27.4384; 3.7: 2; 5.4: 2; 6.4: 2; 7.4: 2; 8.4: 2; 9.4: 2; 10.4: 2; 11.4: 2
| 2 | 47.15 | 1: 44.7739; 1.1: 220.9607; 1.2: 0.29631; 1.3: 306.475; 1.4: 6.8883; 1.5: 220.9607; 1.6: 306.475; 1.7: 122.59; 1.8: 8.4594; 1.9: 1021.5833; 2: 32.5345; 2.1: 94.7325; 2.2: 1101.6622; 2.3: 34.3435; 2.4: -880.7016; 2.5: -27.4552; 3.7: 2; 5.4: 2; 6.4: 2; 7.4: 2; 8.4: 2; 9.4: 2; 10.4: 2; 11.4: 2
| 2 | 47.2 | 1: 44.897; 1.1: 221.8029; 1.2: 0.29744; 1.3: 306.8; 1.4: 6.9072; 1.5: 221.8029; 1.6: 306.8; 1.7: 122.72; 1.8: 8.4594; 1.9: 1022.6667; 2: 32.569; 2.1: 94.7343; 2.2: 1103.9797; 2.3: 34.3793; 2.4: -882.1768; 2.5: -27.4721; 3.7: 2; 5.4: 2; 6.4: 2; 7.4: 2; 8.4: 2; 9.4: 2; 10.4: 2; 11.4: 2
| 2 | 47.25 | 1: 45.0202; 1.1: 222.6473; 1.2: 0.29857; 1.3: 307.125; 1.4: 6.9262; 1.5: 222.6473; 1.6: 307.125; 1.7: 122.85; 1.8: 8.4594; 1.9: 1023.75; 2: 32.6035; 2.1: 94.736; 2.2: 1106.2996; 2.3: 34.4151; 2.4: -883.6523; 2.5: -27.4889; 3.7: 2; 5.4: 2; 6.4: 2; 7.4: 2; 8.4: 2; 9.4: 2; 10.4: 2; 11.4: 2
| 2 | 47.3 | 1: 45.1436; 1.1: 223.4939; 1.2: 0.29971; 1.3: 307.45; 1.4: 6.9452; 1.5: 223.4939; 1.6: 307.45; 1.7: 122.98; 1.8: 8.4594; 1.9: 1024.8333; 2: 32.638; 2.1: 94.7377; 2.2: 1108.622; 2.3: 34.4509; 2.4: -885.1281; 2.5: -27.5057; 3.7: 2; 5.4: 2; 6.4: 2; 7.4: 2; 8.4: 2; 9.4: 2; 10.4: 2; 11.4: 2
| 2 | 47.35 | 1: 45.2672; 1.1: 224.3425; 1.2: 0.30085; 1.3: 307.775; 1.4: 6.9642; 1.5: 224.3425; 1.6: 307.775; 1.7: 123.11; 1.8: 8.4594; 1.9: 1025.9167; 2: 32.6725; 2.1: 94.7395; 2.2: 1110.9467; 2.3: 34.4867; 2.4: -886.6042; 2.5: -27.5225; 3.7: 2; 5.4: 2; 6.4: 2; 7.4: 2; 8.4: 2; 9.4: 2; 10.4: 2; 11.4: 2
| 2 | 47.4 | 1: 45.3909; 1.1: 225.1933; 1.2: 0.30199; 1.3: 308.1; 1.4: 6.9832; 1.5: 225.1933; 1.6: 308.1; 1.7: 123.24; 1.8: 8.4594; 1.9: 1027; 2: 32.707; 2.1: 94.7412; 2.2: 1113.2739; 2.3: 34.5225; 2.4: -888.0806; 2.5: -27.5393; 3.7: 2; 5.4: 2; 6.4: 2; 7.4: 2; 8.4: 2; 9.4: 2; 10.4: 2; 11.4: 2
| 2 | 47.45 | 1: 45.5148; 1.1: 226.0462; 1.2: 0.30313; 1.3: 308.425; 1.4: 7.0023; 1.5: 226.0462; 1.6: 308.425; 1.7: 123.37; 1.8: 8.4594; 1.9: 1028.0833; 2: 32.7415; 2.1: 94.7429; 2.2: 1115.6036; 2.3: 34.5583; 2.4: -889.5574; 2.5: -27.556; 3.7: 2; 5.4: 2; 6.4: 2; 7.4: 2; 8.4: 2; 9.4: 2; 10.4: 2; 11.4: 2
| 2 | 47.5 | 1: 45.6389; 1.1: 226.9013; 1.2: 0.30428; 1.3: 308.75; 1.4: 7.0214; 1.5: 226.9013; 1.6: 308.75; 1.7: 123.5; 1.8: 8.4594; 1.9: 1029.1667; 2: 32.776; 2.1: 94.7446; 2.2: 1117.9356; 2.3: 34.5941; 2.4: -891.0344; 2.5: -27.5727; 3.7: 2; 5.4: 2; 6.4: 2; 7.4: 2; 8.4: 2; 9.4: 2; 10.4: 2; 11.4: 2
| 2 | 47.55 | 1: 45.7631; 1.1: 227.7585; 1.2: 0.30543; 1.3: 309.075; 1.4: 7.0405; 1.5: 227.7585; 1.6: 309.075; 1.7: 123.63; 1.8: 8.4594; 1.9: 1030.25; 2: 32.8105; 2.1: 94.7463; 2.2: 1120.2701; 2.3: 34.6298; 2.4: -892.5117; 2.5: -27.5894; 3.7: 2; 5.4: 2; 6.4: 2; 7.4: 2; 8.4: 2; 9.4: 2; 10.4: 2; 11.4: 2
| 2 | 47.6 | 1: 45.8875; 1.1: 228.6178; 1.2: 0.30658; 1.3: 309.4; 1.4: 7.0596; 1.5: 228.6178; 1.6: 309.4; 1.7: 123.76; 1.8: 8.4594; 1.9: 1031.3333; 2: 32.845; 2.1: 94.7481; 2.2: 1122.6071; 2.3: 34.6656; 2.4: -893.9893; 2.5: -27.606; 3.7: 2; 5.4: 2; 6.4: 2; 7.4: 2; 8.4: 2; 9.4: 2; 10.4: 2; 11.4: 2
| 2 | 47.65 | 1: 46.0121; 1.1: 229.4793; 1.2: 0.30774; 1.3: 309.725; 1.4: 7.0788; 1.5: 229.4793; 1.6: 309.725; 1.7: 123.89; 1.8: 8.4594; 1.9: 1032.4167; 2: 32.8795; 2.1: 94.7498; 2.2: 1124.9464; 2.3: 34.7014; 2.4: -895.4671; 2.5: -27.6226; 3.7: 2; 5.4: 2; 6.4: 2; 7.4: 2; 8.4: 2; 9.4: 2; 10.4: 2; 11.4: 2
| 2 | 47.7 | 1: 46.1369; 1.1: 230.3429; 1.2: 0.30889; 1.3: 310.05; 1.4: 7.098; 1.5: 230.3429; 1.6: 310.05; 1.7: 124.02; 1.8: 8.4594; 1.9: 1033.5; 2: 32.914; 2.1: 94.7515; 2.2: 1127.2882; 2.3: 34.7372; 2.4: -896.9453; 2.5: -27.6392; 3.7: 2; 5.4: 2; 6.4: 2; 7.4: 2; 8.4: 2; 9.4: 2; 10.4: 2; 11.4: 2
| 2 | 47.75 | 1: 46.2618; 1.1: 231.2087; 1.2: 0.31006; 1.3: 310.375; 1.4: 7.1172; 1.5: 231.2087; 1.6: 310.375; 1.7: 124.15; 1.8: 8.4594; 1.9: 1034.5833; 2: 32.9485; 2.1: 94.7532; 2.2: 1129.6324; 2.3: 34.773; 2.4: -898.4237; 2.5: -27.6558; 3.7: 2; 5.4: 2; 6.4: 2; 7.4: 2; 8.4: 2; 9.4: 2; 10.4: 2; 11.4: 2
| 2 | 47.8 | 1: 46.3869; 1.1: 232.0766; 1.2: 0.31122; 1.3: 310.7; 1.4: 7.1364; 1.5: 232.0766; 1.6: 310.7; 1.7: 124.28; 1.8: 8.4594; 1.9: 1035.6667; 2: 32.983; 2.1: 94.7549; 2.2: 1131.9791; 2.3: 34.8088; 2.4: -899.9024; 2.5: -27.6723; 3.7: 2; 5.4: 2; 6.4: 2; 7.4: 2; 8.4: 2; 9.4: 2; 10.4: 2; 11.4: 2
| 2 | 47.85 | 1: 46.5121; 1.1: 232.9467; 1.2: 0.31239; 1.3: 311.025; 1.4: 7.1557; 1.5: 232.9467; 1.6: 311.025; 1.7: 124.41; 1.8: 8.4594; 1.9: 1036.75; 2: 33.0175; 2.1: 94.7566; 2.2: 1134.3281; 2.3: 34.8446; 2.4: -901.3814; 2.5: -27.6888; 3.7: 2; 5.4: 2; 6.4: 2; 7.4: 2; 8.4: 2; 9.4: 2; 10.4: 2; 11.4: 2
| 2 | 47.9 | 1: 46.6376; 1.1: 233.819; 1.2: 0.31356; 1.3: 311.35; 1.4: 7.175; 1.5: 233.819; 1.6: 311.35; 1.7: 124.54; 1.8: 8.4594; 1.9: 1037.8333; 2: 33.052; 2.1: 94.7583; 2.2: 1136.6796; 2.3: 34.8803; 2.4: -902.8607; 2.5: -27.7053; 3.7: 2; 5.4: 2; 6.4: 2; 7.4: 2; 8.4: 2; 9.4: 2; 10.4: 2; 11.4: 2
| 2 | 47.95 | 1: 46.7632; 1.1: 234.6934; 1.2: 0.31473; 1.3: 311.675; 1.4: 7.1943; 1.5: 234.6934; 1.6: 311.675; 1.7: 124.67; 1.8: 8.4594; 1.9: 1038.9167; 2: 33.0865; 2.1: 94.76; 2.2: 1139.0336; 2.3: 34.9161; 2.4: -904.3402; 2.5: -27.7218; 3.7: 2; 5.4: 2; 6.4: 2; 7.4: 2; 8.4: 2; 9.4: 2; 10.4: 2; 11.4: 2
| 2 | 48 | 1: 46.8889; 1.1: 235.5699; 1.2: 0.3159; 1.3: 312; 1.4: 7.2137; 1.5: 235.5699; 1.6: 312; 1.7: 124.8; 1.8: 8.4594; 1.9: 1040; 2: 33.121; 2.1: 94.7617; 2.2: 1141.3899; 2.3: 34.9519; 2.4: -905.82; 2.5: -27.7382; 3.7: 2; 5.4: 2; 6.4: 2; 7.4: 2; 8.4: 2; 9.4: 2; 10.4: 2; 11.4: 2
| 2 | 48.05 | 1: 47.0149; 1.1: 236.4487; 1.2: 0.31708; 1.3: 312.325; 1.4: 7.2331; 1.5: 236.4487; 1.6: 312.325; 1.7: 124.93; 1.8: 8.4594; 1.9: 1041.0833; 2: 33.1555; 2.1: 94.7633; 2.2: 1143.7487; 2.3: 34.9877; 2.4: -907.3; 2.5: -27.7547; 3.7: 2; 5.4: 2; 6.4: 2; 7.4: 2; 8.4: 2; 9.4: 2; 10.4: 2; 11.4: 2
| 2 | 48.1 | 1: 47.141; 1.1: 237.3296; 1.2: 0.31826; 1.3: 312.65; 1.4: 7.2525; 1.5: 237.3296; 1.6: 312.65; 1.7: 125.06; 1.8: 8.4594; 1.9: 1042.1667; 2: 33.19; 2.1: 94.765; 2.2: 1146.1099; 2.3: 35.0235; 2.4: -908.7804; 2.5: -27.771; 3.7: 2; 5.4: 2; 6.4: 2; 7.4: 2; 8.4: 2; 9.4: 2; 10.4: 2; 11.4: 2
| 2 | 48.15 | 1: 47.2672; 1.1: 238.2126; 1.2: 0.31945; 1.3: 312.975; 1.4: 7.2719; 1.5: 238.2126; 1.6: 312.975; 1.7: 125.19; 1.8: 8.4594; 1.9: 1043.25; 2: 33.2245; 2.1: 94.7667; 2.2: 1148.4736; 2.3: 35.0593; 2.4: -910.2609; 2.5: -27.7874; 3.7: 2; 5.4: 2; 6.4: 2; 7.4: 2; 8.4: 2; 9.4: 2; 10.4: 2; 11.4: 2
| 2 | 48.2 | 1: 47.3937; 1.1: 239.0979; 1.2: 0.32064; 1.3: 313.3; 1.4: 7.2913; 1.5: 239.0979; 1.6: 313.3; 1.7: 125.32; 1.8: 8.4594; 1.9: 1044.3333; 2: 33.259; 2.1: 94.7684; 2.2: 1150.8397; 2.3: 35.0951; 2.4: -911.7418; 2.5: -27.8037; 3.7: 2; 5.4: 2; 6.4: 2; 7.4: 2; 8.4: 2; 9.4: 2; 10.4: 2; 11.4: 2
| 2 | 48.25 | 1: 47.5203; 1.1: 239.9853; 1.2: 0.32183; 1.3: 313.625; 1.4: 7.3108; 1.5: 239.9853; 1.6: 313.625; 1.7: 125.45; 1.8: 8.4594; 1.9: 1045.4167; 2: 33.2935; 2.1: 94.7701; 2.2: 1153.2082; 2.3: 35.1308; 2.4: -913.2229; 2.5: -27.82; 3.7: 2; 5.4: 2; 6.4: 2; 7.4: 2; 8.4: 2; 9.4: 2; 10.4: 2; 11.4: 2
| 2 | 48.3 | 1: 47.6471; 1.1: 240.8749; 1.2: 0.32302; 1.3: 313.95; 1.4: 7.3303; 1.5: 240.8749; 1.6: 313.95; 1.7: 125.58; 1.8: 8.4594; 1.9: 1046.5; 2: 33.328; 2.1: 94.7717; 2.2: 1155.5791; 2.3: 35.1666; 2.4: -914.7042; 2.5: -27.8363; 3.7: 2; 5.4: 2; 6.4: 2; 7.4: 2; 8.4: 2; 9.4: 2; 10.4: 2; 11.4: 2
| 2 | 48.35 | 1: 47.774; 1.1: 241.7667; 1.2: 0.32421; 1.3: 314.275; 1.4: 7.3498; 1.5: 241.7667; 1.6: 314.275; 1.7: 125.71; 1.8: 8.4594; 1.9: 1047.5833; 2: 33.3625; 2.1: 94.7734; 2.2: 1157.9525; 2.3: 35.2024; 2.4: -916.1858; 2.5: -27.8526; 3.7: 2; 5.4: 2; 6.4: 2; 7.4: 2; 8.4: 2; 9.4: 2; 10.4: 2; 11.4: 2
| 2 | 48.4 | 1: 47.9011; 1.1: 242.6607; 1.2: 0.32541; 1.3: 314.6; 1.4: 7.3694; 1.5: 242.6607; 1.6: 314.6; 1.7: 125.84; 1.8: 8.4594; 1.9: 1048.6667; 2: 33.397; 2.1: 94.7751; 2.2: 1160.3283; 2.3: 35.2382; 2.4: -917.6676; 2.5: -27.8688; 3.7: 2; 5.4: 2; 6.4: 2; 7.4: 2; 8.4: 2; 9.4: 2; 10.4: 2; 11.4: 2
| 2 | 48.45 | 1: 48.0284; 1.1: 243.5568; 1.2: 0.32662; 1.3: 314.925; 1.4: 7.389; 1.5: 243.5568; 1.6: 314.925; 1.7: 125.97; 1.8: 8.4594; 1.9: 1049.75; 2: 33.4315; 2.1: 94.7767; 2.2: 1162.7065; 2.3: 35.274; 2.4: -919.1497; 2.5: -27.885; 3.7: 2; 5.4: 2; 6.4: 2; 7.4: 2; 8.4: 2; 9.4: 2; 10.4: 2; 11.4: 2
| 2 | 48.5 | 1: 48.1559; 1.1: 244.4552; 1.2: 0.32782; 1.3: 315.25; 1.4: 7.4086; 1.5: 244.4552; 1.6: 315.25; 1.7: 126.1; 1.8: 8.4594; 1.9: 1050.8333; 2: 33.466; 2.1: 94.7784; 2.2: 1165.0872; 2.3: 35.3098; 2.4: -920.632; 2.5: -27.9012; 3.7: 2; 5.4: 2; 6.4: 2; 7.4: 2; 8.4: 2; 9.4: 2; 10.4: 2; 11.4: 2
| 2 | 48.55 | 1: 48.2835; 1.1: 245.3557; 1.2: 0.32903; 1.3: 315.575; 1.4: 7.4282; 1.5: 245.3557; 1.6: 315.575; 1.7: 126.23; 1.8: 8.4594; 1.9: 1051.9167; 2: 33.5005; 2.1: 94.78; 2.2: 1167.4703; 2.3: 35.3456; 2.4: -922.1146; 2.5: -27.9173
| 2 | 48.6 | 1: 48.4113; 1.1: 246.2584; 1.2: 0.33024; 1.3: 315.9; 1.4: 7.4479; 1.5: 246.2584; 1.6: 315.9; 1.7: 126.36; 1.8: 8.4594; 1.9: 1053; 2: 33.535; 2.1: 94.7817; 2.2: 1169.8558; 2.3: 35.3813; 2.4: -923.5974; 2.5: -27.9335
| 2 | 48.65 | 1: 48.5392; 1.1: 247.1634; 1.2: 0.33145; 1.3: 316.225; 1.4: 7.4676; 1.5: 247.1634; 1.6: 316.225; 1.7: 126.49; 1.8: 8.4594; 1.9: 1054.0833; 2: 33.5695; 2.1: 94.7833; 2.2: 1172.2438; 2.3: 35.4171; 2.4: -925.0804; 2.5: -27.9496
| 2 | 48.7 | 1: 48.6674; 1.1: 248.0705; 1.2: 0.33267; 1.3: 316.55; 1.4: 7.4873; 1.5: 248.0705; 1.6: 316.55; 1.7: 126.62; 1.8: 8.4594; 1.9: 1055.1667; 2: 33.604; 2.1: 94.785; 2.2: 1174.6342; 2.3: 35.4529; 2.4: -926.5637; 2.5: -27.9656
| 2 | 48.75 | 1: 48.7957; 1.1: 248.9798; 1.2: 0.33389; 1.3: 316.875; 1.4: 7.507; 1.5: 248.9798; 1.6: 316.875; 1.7: 126.75; 1.8: 8.4594; 1.9: 1056.25; 2: 33.6385; 2.1: 94.7866; 2.2: 1177.027; 2.3: 35.4887; 2.4: -928.0472; 2.5: -27.9817
| 2 | 48.8 | 1: 48.9241; 1.1: 249.8914; 1.2: 0.33511; 1.3: 317.2; 1.4: 7.5268; 1.5: 249.8914; 1.6: 317.2; 1.7: 126.88; 1.8: 8.4594; 1.9: 1057.3333; 2: 33.673; 2.1: 94.7883; 2.2: 1179.4223; 2.3: 35.5245; 2.4: -929.5309; 2.5: -27.9977
| 2 | 48.85 | 1: 49.0528; 1.1: 250.8051; 1.2: 0.33634; 1.3: 317.525; 1.4: 7.5466; 1.5: 250.8051; 1.6: 317.525; 1.7: 127.01; 1.8: 8.4594; 1.9: 1058.4167; 2: 33.7075; 2.1: 94.7899; 2.2: 1181.82; 2.3: 35.5603; 2.4: -931.0148; 2.5: -28.0137
| 2 | 48.9 | 1: 49.1816; 1.1: 251.7211; 1.2: 0.33756; 1.3: 317.85; 1.4: 7.5664; 1.5: 251.7211; 1.6: 317.85; 1.7: 127.14; 1.8: 8.4594; 1.9: 1059.5; 2: 33.742; 2.1: 94.7915; 2.2: 1184.2201; 2.3: 35.5961; 2.4: -932.499; 2.5: -28.0297
| 2 | 48.95 | 1: 49.3105; 1.1: 252.6393; 1.2: 0.33879; 1.3: 318.175; 1.4: 7.5862; 1.5: 252.6393; 1.6: 318.175; 1.7: 127.27; 1.8: 8.4594; 1.9: 1060.5833; 2: 33.7765; 2.1: 94.7932; 2.2: 1186.6226; 2.3: 35.6318; 2.4: -933.9834; 2.5: -28.0456
| 2 | 49 | 1: 49.4397; 1.1: 253.5596; 1.2: 0.34003; 1.3: 318.5; 1.4: 7.6061; 1.5: 253.5596; 1.6: 318.5; 1.7: 127.4; 1.8: 8.4594; 1.9: 1061.6667; 2: 33.811; 2.1: 94.7948; 2.2: 1189.0276; 2.3: 35.6676; 2.4: -935.468; 2.5: -28.0615
| 2 | 49.05 | 1: 49.569; 1.1: 254.4822; 1.2: 0.34127; 1.3: 318.825; 1.4: 7.626; 1.5: 254.4822; 1.6: 318.825; 1.7: 127.53; 1.8: 8.4594; 1.9: 1062.75; 2: 33.8455; 2.1: 94.7964; 2.2: 1191.435; 2.3: 35.7034; 2.4: -936.9528; 2.5: -28.0774
| 2 | 49.1 | 1: 49.6985; 1.1: 255.4071; 1.2: 0.34251; 1.3: 319.15; 1.4: 7.6459; 1.5: 255.4071; 1.6: 319.15; 1.7: 127.66; 1.8: 8.4594; 1.9: 1063.8333; 2: 33.88; 2.1: 94.798; 2.2: 1193.8449; 2.3: 35.7392; 2.4: -938.4378; 2.5: -28.0933
| 2 | 49.15 | 1: 49.8281; 1.1: 256.3341; 1.2: 0.34375; 1.3: 319.475; 1.4: 7.6659; 1.5: 256.3341; 1.6: 319.475; 1.7: 127.79; 1.8: 8.4594; 1.9: 1064.9167; 2: 33.9145; 2.1: 94.7996; 2.2: 1196.2571; 2.3: 35.775; 2.4: -939.923; 2.5: -28.1091
| 2 | 49.2 | 1: 49.9579; 1.1: 257.2634; 1.2: 0.345; 1.3: 319.8; 1.4: 7.6858; 1.5: 257.2634; 1.6: 319.8; 1.7: 127.92; 1.8: 8.4594; 1.9: 1066; 2: 33.949; 2.1: 94.8013; 2.2: 1198.6719; 2.3: 35.8108; 2.4: -941.4085; 2.5: -28.1249
| 2 | 49.25 | 1: 50.0879; 1.1: 258.1949; 1.2: 0.34625; 1.3: 320.125; 1.4: 7.7058; 1.5: 258.1949; 1.6: 320.125; 1.7: 128.05; 1.8: 8.4594; 1.9: 1067.0833; 2: 33.9835; 2.1: 94.8029; 2.2: 1201.089; 2.3: 35.8465; 2.4: -942.8941; 2.5: -28.1407
| 2 | 49.3 | 1: 50.2181; 1.1: 259.1287; 1.2: 0.3475; 1.3: 320.45; 1.4: 7.7259; 1.5: 259.1287; 1.6: 320.45; 1.7: 128.18; 1.8: 8.4594; 1.9: 1068.1667; 2: 34.018; 2.1: 94.8045; 2.2: 1203.5086; 2.3: 35.8823; 2.4: -944.3799; 2.5: -28.1565
| 2 | 49.35 | 1: 50.3484; 1.1: 260.0646; 1.2: 0.34875; 1.3: 320.775; 1.4: 7.7459; 1.5: 260.0646; 1.6: 320.775; 1.7: 128.31; 1.8: 8.4594; 1.9: 1069.25; 2: 34.0525; 2.1: 94.8061; 2.2: 1205.9306; 2.3: 35.9181; 2.4: -945.866; 2.5: -28.1722
| 2 | 49.4 | 1: 50.4789; 1.1: 261.0028; 1.2: 0.35001; 1.3: 321.1; 1.4: 7.766; 1.5: 261.0028; 1.6: 321.1; 1.7: 128.44; 1.8: 8.4594; 1.9: 1070.3333; 2: 34.087; 2.1: 94.8077; 2.2: 1208.355; 2.3: 35.9539; 2.4: -947.3522; 2.5: -28.1879
| 2 | 49.45 | 1: 50.6096; 1.1: 261.9433; 1.2: 0.35127; 1.3: 321.425; 1.4: 7.7861; 1.5: 261.9433; 1.6: 321.425; 1.7: 128.57; 1.8: 8.4594; 1.9: 1071.4167; 2: 34.1215; 2.1: 94.8093; 2.2: 1210.7819; 2.3: 35.9897; 2.4: -948.8386; 2.5: -28.2036
| 2 | 49.5 | 1: 50.7404; 1.1: 262.886; 1.2: 0.35254; 1.3: 321.75; 1.4: 7.8062; 1.5: 262.886; 1.6: 321.75; 1.7: 128.7; 1.8: 8.4594; 1.9: 1072.5; 2: 34.1561; 2.1: 94.8109; 2.2: 1213.2112; 2.3: 36.0255; 2.4: -950.3252; 2.5: -28.2192
| 2 | 49.55 | 1: 50.8714; 1.1: 263.8309; 1.2: 0.3538; 1.3: 322.075; 1.4: 7.8264; 1.5: 263.8309; 1.6: 322.075; 1.7: 128.83; 1.8: 8.4594; 1.9: 1073.5833; 2: 34.1906; 2.1: 94.8125; 2.2: 1215.6429; 2.3: 36.0612; 2.4: -951.812; 2.5: -28.2349
| 2 | 49.6 | 1: 51.0026; 1.1: 264.7781; 1.2: 0.35507; 1.3: 322.4; 1.4: 7.8465; 1.5: 264.7781; 1.6: 322.4; 1.7: 128.96; 1.8: 8.4594; 1.9: 1074.6667; 2: 34.2251; 2.1: 94.8141; 2.2: 1218.0771; 2.3: 36.097; 2.4: -953.299; 2.5: -28.2505
| 2 | 49.65 | 1: 51.1339; 1.1: 265.7276; 1.2: 0.35635; 1.3: 322.725; 1.4: 7.8668; 1.5: 265.7276; 1.6: 322.725; 1.7: 129.09; 1.8: 8.4594; 1.9: 1075.75; 2: 34.2596; 2.1: 94.8157; 2.2: 1220.5137; 2.3: 36.1328; 2.4: -954.7862; 2.5: -28.266
| 2 | 49.7 | 1: 51.2654; 1.1: 266.6792; 1.2: 0.35762; 1.3: 323.05; 1.4: 7.887; 1.5: 266.6792; 1.6: 323.05; 1.7: 129.22; 1.8: 8.4594; 1.9: 1076.8333; 2: 34.2941; 2.1: 94.8172; 2.2: 1222.9528; 2.3: 36.1686; 2.4: -956.2735; 2.5: -28.2816
| 2 | 49.75 | 1: 51.3971; 1.1: 267.6332; 1.2: 0.3589; 1.3: 323.375; 1.4: 7.9072; 1.5: 267.6332; 1.6: 323.375; 1.7: 129.35; 1.8: 8.4594; 1.9: 1077.9167; 2: 34.3286; 2.1: 94.8188; 2.2: 1225.3943; 2.3: 36.2044; 2.4: -957.7611; 2.5: -28.2971
| 2 | 49.8 | 1: 51.5289; 1.1: 268.5894; 1.2: 0.36018; 1.3: 323.7; 1.4: 7.9275; 1.5: 268.5894; 1.6: 323.7; 1.7: 129.48; 1.8: 8.4594; 1.9: 1079; 2: 34.3631; 2.1: 94.8204; 2.2: 1227.8382; 2.3: 36.2402; 2.4: -959.2488; 2.5: -28.3126
| 2 | 49.85 | 1: 51.6609; 1.1: 269.5479; 1.2: 0.36147; 1.3: 324.025; 1.4: 7.9478; 1.5: 269.5479; 1.6: 324.025; 1.7: 129.61; 1.8: 8.4594; 1.9: 1080.0833; 2: 34.3976; 2.1: 94.822; 2.2: 1230.2845; 2.3: 36.2759; 2.4: -960.7366; 2.5: -28.3281
| 2 | 49.9 | 1: 51.7931; 1.1: 270.5086; 1.2: 0.36276; 1.3: 324.35; 1.4: 7.9682; 1.5: 270.5086; 1.6: 324.35; 1.7: 129.74; 1.8: 8.4594; 1.9: 1081.1667; 2: 34.4321; 2.1: 94.8235; 2.2: 1232.7333; 2.3: 36.3117; 2.4: -962.2247; 2.5: -28.3435
| 2 | 49.95 | 1: 51.9255; 1.1: 271.4716; 1.2: 0.36405; 1.3: 324.675; 1.4: 7.9885; 1.5: 271.4716; 1.6: 324.675; 1.7: 129.87; 1.8: 8.4594; 1.9: 1082.25; 2: 34.4666; 2.1: 94.8251; 2.2: 1235.1845; 2.3: 36.3475; 2.4: -963.7129; 2.5: -28.359
| 2 | 50 | 1: 52.058; 1.1: 272.4369; 1.2: 0.36534; 1.3: 325; 1.4: 8.0089; 1.5: 272.4369; 1.6: 325; 1.7: 130; 1.8: 8.4594; 1.9: 1083.3333; 2: 34.5011; 2.1: 94.8267; 2.2: 1237.6382; 2.3: 36.3833; 2.4: -965.2013; 2.5: -28.3744
| 2 | 50.05 | 1: 52.1907; 1.1: 273.4044; 1.2: 0.36664; 1.3: 325.325; 1.4: 8.0293; 1.5: 273.4044; 1.6: 325.325; 1.7: 130.13; 1.8: 8.4594; 1.9: 1084.4167; 2: 34.5356; 2.1: 94.8282; 2.2: 1240.0942; 2.3: 36.4191; 2.4: -966.6898; 2.5: -28.3897
| 2 | 50.1 | 1: 52.3235; 1.1: 274.3742; 1.2: 0.36794; 1.3: 325.65; 1.4: 8.0498; 1.5: 274.3742; 1.6: 325.65; 1.7: 130.26; 1.8: 8.4594; 1.9: 1085.5; 2: 34.5701; 2.1: 94.8298; 2.2: 1242.5528; 2.3: 36.4549; 2.4: -968.1785; 2.5: -28.4051
| 2 | 50.15 | 1: 52.4566; 1.1: 275.3463; 1.2: 0.36925; 1.3: 325.975; 1.4: 8.0702; 1.5: 275.3463; 1.6: 325.975; 1.7: 130.39; 1.8: 8.4594; 1.9: 1086.5833; 2: 34.6046; 2.1: 94.8314; 2.2: 1245.0137; 2.3: 36.4906; 2.4: -969.6674; 2.5: -28.4204
| 2 | 50.2 | 1: 52.5898; 1.1: 276.3207; 1.2: 0.37055; 1.3: 326.3; 1.4: 8.0907; 1.5: 276.3207; 1.6: 326.3; 1.7: 130.52; 1.8: 8.4594; 1.9: 1087.6667; 2: 34.6391; 2.1: 94.8329; 2.2: 1247.4771; 2.3: 36.5264; 2.4: -971.1564; 2.5: -28.4357
| 2 | 50.25 | 1: 52.7231; 1.1: 277.2973; 1.2: 0.37186; 1.3: 326.625; 1.4: 8.1113; 1.5: 277.2973; 1.6: 326.625; 1.7: 130.65; 1.8: 8.4594; 1.9: 1088.75; 2: 34.6736; 2.1: 94.8345; 2.2: 1249.9429; 2.3: 36.5622; 2.4: -972.6456; 2.5: -28.451
| 2 | 50.3 | 1: 52.8567; 1.1: 278.2763; 1.2: 0.37317; 1.3: 326.95; 1.4: 8.1318; 1.5: 278.2763; 1.6: 326.95; 1.7: 130.78; 1.8: 8.4594; 1.9: 1089.8333; 2: 34.7081; 2.1: 94.836; 2.2: 1252.4112; 2.3: 36.598; 2.4: -974.1349; 2.5: -28.4662
| 2 | 50.35 | 1: 52.9904; 1.1: 279.2575; 1.2: 0.37449; 1.3: 327.275; 1.4: 8.1524; 1.5: 279.2575; 1.6: 327.275; 1.7: 130.91; 1.8: 8.4594; 1.9: 1090.9167; 2: 34.7426; 2.1: 94.8375; 2.2: 1254.8819; 2.3: 36.6338; 2.4: -975.6244; 2.5: -28.4814
| 2 | 50.4 | 1: 53.1242; 1.1: 280.241; 1.2: 0.37581; 1.3: 327.6; 1.4: 8.173; 1.5: 280.241; 1.6: 327.6; 1.7: 131.04; 1.8: 8.4594; 1.9: 1092; 2: 34.7771; 2.1: 94.8391; 2.2: 1257.355; 2.3: 36.6696; 2.4: -977.114; 2.5: -28.4966
| 2 | 50.45 | 1: 53.2583; 1.1: 281.2268; 1.2: 0.37713; 1.3: 327.925; 1.4: 8.1936; 1.5: 281.2268; 1.6: 327.925; 1.7: 131.17; 1.8: 8.4594; 1.9: 1093.0833; 2: 34.8116; 2.1: 94.8406; 2.2: 1259.8306; 2.3: 36.7053; 2.4: -978.6038; 2.5: -28.5118
| 2 | 50.5 | 1: 53.3925; 1.1: 282.2149; 1.2: 0.37846; 1.3: 328.25; 1.4: 8.2142; 1.5: 282.2149; 1.6: 328.25; 1.7: 131.3; 1.8: 8.4594; 1.9: 1094.1667; 2: 34.8461; 2.1: 94.8422; 2.2: 1262.3086; 2.3: 36.7411; 2.4: -980.0937; 2.5: -28.5269
| 2 | 50.55 | 1: 53.5269; 1.1: 283.2053; 1.2: 0.37978; 1.3: 328.575; 1.4: 8.2349; 1.5: 283.2053; 1.6: 328.575; 1.7: 131.43; 1.8: 8.4594; 1.9: 1095.25; 2: 34.8806; 2.1: 94.8437; 2.2: 1264.7891; 2.3: 36.7769; 2.4: -981.5837; 2.5: -28.542
| 2 | 50.6 | 1: 53.6614; 1.1: 284.198; 1.2: 0.38112; 1.3: 328.9; 1.4: 8.2556; 1.5: 284.198; 1.6: 328.9; 1.7: 131.56; 1.8: 8.4594; 1.9: 1096.3333; 2: 34.9151; 2.1: 94.8452; 2.2: 1267.2719; 2.3: 36.8127; 2.4: -983.0739; 2.5: -28.5571
| 2 | 50.65 | 1: 53.7961; 1.1: 285.193; 1.2: 0.38245; 1.3: 329.225; 1.4: 8.2763; 1.5: 285.193; 1.6: 329.225; 1.7: 131.69; 1.8: 8.4594; 1.9: 1097.4167; 2: 34.9496; 2.1: 94.8467; 2.2: 1269.7573; 2.3: 36.8485; 2.4: -984.5642; 2.5: -28.5721
| 2 | 50.7 | 1: 53.931; 1.1: 286.1904; 1.2: 0.38379; 1.3: 329.55; 1.4: 8.2971; 1.5: 286.1904; 1.6: 329.55; 1.7: 131.82; 1.8: 8.4594; 1.9: 1098.5; 2: 34.9841; 2.1: 94.8483; 2.2: 1272.245; 2.3: 36.8843; 2.4: -986.0547; 2.5: -28.5872
| 2 | 50.75 | 1: 54.0661; 1.1: 287.19; 1.2: 0.38513; 1.3: 329.875; 1.4: 8.3179; 1.5: 287.19; 1.6: 329.875; 1.7: 131.95; 1.8: 8.4594; 1.9: 1099.5833; 2: 35.0186; 2.1: 94.8498; 2.2: 1274.7352; 2.3: 36.92; 2.4: -987.5452; 2.5: -28.6022
| 2 | 50.8 | 1: 54.2013; 1.1: 288.1919; 1.2: 0.38647; 1.3: 330.2; 1.4: 8.3387; 1.5: 288.1919; 1.6: 330.2; 1.7: 132.08; 1.8: 8.4594; 1.9: 1100.6667; 2: 35.0531; 2.1: 94.8513; 2.2: 1277.2278; 2.3: 36.9558; 2.4: -989.0359; 2.5: -28.6172
| 2 | 50.85 | 1: 54.3367; 1.1: 289.1962; 1.2: 0.38782; 1.3: 330.525; 1.4: 8.3595; 1.5: 289.1962; 1.6: 330.525; 1.7: 132.21; 1.8: 8.4594; 1.9: 1101.75; 2: 35.0876; 2.1: 94.8528; 2.2: 1279.7229; 2.3: 36.9916; 2.4: -990.5267; 2.5: -28.6321
| 2 | 50.9 | 1: 54.4723; 1.1: 290.2027; 1.2: 0.38917; 1.3: 330.85; 1.4: 8.3803; 1.5: 290.2027; 1.6: 330.85; 1.7: 132.34; 1.8: 8.4594; 1.9: 1102.8333; 2: 35.1221; 2.1: 94.8543; 2.2: 1282.2204; 2.3: 37.0274; 2.4: -992.0177; 2.5: -28.647
| 2 | 50.95 | 1: 54.608; 1.1: 291.2116; 1.2: 0.39052; 1.3: 331.175; 1.4: 8.4012; 1.5: 291.2116; 1.6: 331.175; 1.7: 132.47; 1.8: 8.4594; 1.9: 1103.9167; 2: 35.1566; 2.1: 94.8558; 2.2: 1284.7204; 2.3: 37.0632; 2.4: -993.5088; 2.5: -28.662
| 2 | 51 | 1: 54.7439; 1.1: 292.2228; 1.2: 0.39188; 1.3: 331.5; 1.4: 8.4221; 1.5: 292.2228; 1.6: 331.5; 1.7: 132.6; 1.8: 8.4594; 1.9: 1105; 2: 35.1911; 2.1: 94.8573; 2.2: 1287.2228; 2.3: 37.099; 2.4: -994.9999; 2.5: -28.6768
| 2 | 51.05 | 1: 54.8799; 1.1: 293.2364; 1.2: 0.39324; 1.3: 331.825; 1.4: 8.4431; 1.5: 293.2364; 1.6: 331.825; 1.7: 132.73; 1.8: 8.4594; 1.9: 1106.0833; 2: 35.2256; 2.1: 94.8588; 2.2: 1289.7276; 2.3: 37.1347; 2.4: -996.4912; 2.5: -28.6917
| 2 | 51.1 | 1: 55.0162; 1.1: 294.2522; 1.2: 0.3946; 1.3: 332.15; 1.4: 8.464; 1.5: 294.2522; 1.6: 332.15; 1.7: 132.86; 1.8: 8.4594; 1.9: 1107.1667; 2: 35.2601; 2.1: 94.8603; 2.2: 1292.2349; 2.3: 37.1705; 2.4: -997.9826; 2.5: -28.7065
| 2 | 51.15 | 1: 55.1526; 1.1: 295.2704; 1.2: 0.39596; 1.3: 332.475; 1.4: 8.485; 1.5: 295.2704; 1.6: 332.475; 1.7: 132.99; 1.8: 8.4594; 1.9: 1108.25; 2: 35.2946; 2.1: 94.8618; 2.2: 1294.7446; 2.3: 37.2063; 2.4: -999.4741; 2.5: -28.7213
| 2 | 51.2 | 1: 55.2892; 1.1: 296.2909; 1.2: 0.39733; 1.3: 332.8; 1.4: 8.506; 1.5: 296.2909; 1.6: 332.8; 1.7: 133.12; 1.8: 8.4594; 1.9: 1109.3333; 2: 35.3291; 2.1: 94.8633; 2.2: 1297.2567; 2.3: 37.2421; 2.4: -1000.9658; 2.5: -28.7361
| 2 | 51.25 | 1: 55.4259; 1.1: 297.3138; 1.2: 0.3987; 1.3: 333.125; 1.4: 8.5271; 1.5: 297.3138; 1.6: 333.125; 1.7: 133.25; 1.8: 8.4594; 1.9: 1110.4167; 2: 35.3636; 2.1: 94.8648; 2.2: 1299.7713; 2.3: 37.2779; 2.4: -1002.4575; 2.5: -28.7508
| 2 | 51.3 | 1: 55.5628; 1.1: 298.339; 1.2: 0.40008; 1.3: 333.45; 1.4: 8.5481; 1.5: 298.339; 1.6: 333.45; 1.7: 133.38; 1.8: 8.4594; 1.9: 1111.5; 2: 35.3981; 2.1: 94.8663; 2.2: 1302.2883; 2.3: 37.3137; 2.4: -1003.9493; 2.5: -28.7655
| 2 | 51.35 | 1: 55.6999; 1.1: 299.3665; 1.2: 0.40146; 1.3: 333.775; 1.4: 8.5692; 1.5: 299.3665; 1.6: 333.775; 1.7: 133.51; 1.8: 8.4594; 1.9: 1112.5833; 2: 35.4326; 2.1: 94.8677; 2.2: 1304.8078; 2.3: 37.3495; 2.4: -1005.4413; 2.5: -28.7802
| 2 | 51.4 | 1: 55.8371; 1.1: 300.3964; 1.2: 0.40284; 1.3: 334.1; 1.4: 8.5903; 1.5: 300.3964; 1.6: 334.1; 1.7: 133.64; 1.8: 8.4594; 1.9: 1113.6667; 2: 35.4671; 2.1: 94.8692; 2.2: 1307.3297; 2.3: 37.3852; 2.4: -1006.9333; 2.5: -28.7949
| 2 | 51.45 | 1: 55.9746; 1.1: 301.4286; 1.2: 0.40422; 1.3: 334.425; 1.4: 8.6115; 1.5: 301.4286; 1.6: 334.425; 1.7: 133.77; 1.8: 8.4594; 1.9: 1114.75; 2: 35.5016; 2.1: 94.8707; 2.2: 1309.854; 2.3: 37.421; 2.4: -1008.4254; 2.5: -28.8096
| 2 | 51.5 | 1: 56.1122; 1.1: 302.4632; 1.2: 0.40561; 1.3: 334.75; 1.4: 8.6326; 1.5: 302.4632; 1.6: 334.75; 1.7: 133.9; 1.8: 8.4594; 1.9: 1115.8333; 2: 35.5361; 2.1: 94.8722; 2.2: 1312.3808; 2.3: 37.4568; 2.4: -1009.9176; 2.5: -28.8242
| 2 | 51.55 | 1: 56.2499; 1.1: 303.5001; 1.2: 0.407; 1.3: 335.075; 1.4: 8.6538; 1.5: 303.5001; 1.6: 335.075; 1.7: 134.03; 1.8: 8.4594; 1.9: 1116.9167; 2: 35.5706; 2.1: 94.8736; 2.2: 1314.9101; 2.3: 37.4926; 2.4: -1011.4099; 2.5: -28.8388
| 2 | 51.6 | 1: 56.3878; 1.1: 304.5394; 1.2: 0.40839; 1.3: 335.4; 1.4: 8.6751; 1.5: 304.5394; 1.6: 335.4; 1.7: 134.16; 1.8: 8.4594; 1.9: 1118; 2: 35.6051; 2.1: 94.8751; 2.2: 1317.4417; 2.3: 37.5284; 2.4: -1012.9023; 2.5: -28.8533
| 2 | 51.65 | 1: 56.5259; 1.1: 305.5811; 1.2: 0.40979; 1.3: 335.725; 1.4: 8.6963; 1.5: 305.5811; 1.6: 335.725; 1.7: 134.29; 1.8: 8.4594; 1.9: 1119.0833; 2: 35.6396; 2.1: 94.8765; 2.2: 1319.9759; 2.3: 37.5642; 2.4: -1014.3948; 2.5: -28.8679
| 2 | 51.7 | 1: 56.6642; 1.1: 306.6251; 1.2: 0.41119; 1.3: 336.05; 1.4: 8.7176; 1.5: 306.6251; 1.6: 336.05; 1.7: 134.42; 1.8: 8.4594; 1.9: 1120.1667; 2: 35.6741; 2.1: 94.878; 2.2: 1322.5124; 2.3: 37.6; 2.4: -1015.8874; 2.5: -28.8824
| 2 | 51.75 | 1: 56.8026; 1.1: 307.6714; 1.2: 0.41259; 1.3: 336.375; 1.4: 8.7389; 1.5: 307.6714; 1.6: 336.375; 1.7: 134.55; 1.8: 8.4594; 1.9: 1121.25; 2: 35.7086; 2.1: 94.8795; 2.2: 1325.0514; 2.3: 37.6358; 2.4: -1017.38; 2.5: -28.8969
| 2 | 51.8 | 1: 56.9412; 1.1: 308.7201; 1.2: 0.414; 1.3: 336.7; 1.4: 8.7602; 1.5: 308.7201; 1.6: 336.7; 1.7: 134.68; 1.8: 8.4594; 1.9: 1122.3333; 2: 35.7431; 2.1: 94.8809; 2.2: 1327.5929; 2.3: 37.6715; 2.4: -1018.8727; 2.5: -28.9114
| 2 | 51.85 | 1: 57.08; 1.1: 309.7712; 1.2: 0.41541; 1.3: 337.025; 1.4: 8.7815; 1.5: 309.7712; 1.6: 337.025; 1.7: 134.81; 1.8: 8.4594; 1.9: 1123.4167; 2: 35.7776; 2.1: 94.8824; 2.2: 1330.1367; 2.3: 37.7073; 2.4: -1020.3655; 2.5: -28.9258
| 2 | 51.9 | 1: 57.2189; 1.1: 310.8247; 1.2: 0.41682; 1.3: 337.35; 1.4: 8.8029; 1.5: 310.8247; 1.6: 337.35; 1.7: 134.94; 1.8: 8.4594; 1.9: 1124.5; 2: 35.8121; 2.1: 94.8838; 2.2: 1332.6831; 2.3: 37.7431; 2.4: -1021.8584; 2.5: -28.9402
| 2 | 51.95 | 1: 57.358; 1.1: 311.8805; 1.2: 0.41824; 1.3: 337.675; 1.4: 8.8243; 1.5: 311.8805; 1.6: 337.675; 1.7: 135.07; 1.8: 8.4594; 1.9: 1125.5833; 2: 35.8466; 2.1: 94.8852; 2.2: 1335.2319; 2.3: 37.7789; 2.4: -1023.3513; 2.5: -28.9546
| 2 | 52 | 1: 57.4973; 1.1: 312.9387; 1.2: 0.41966; 1.3: 338; 1.4: 8.8457; 1.5: 312.9387; 1.6: 338; 1.7: 135.2; 1.8: 8.4594; 1.9: 1126.6667; 2: 35.8811; 2.1: 94.8867; 2.2: 1337.7831; 2.3: 37.8147; 2.4: -1024.8443; 2.5: -28.969
| 2 | 52.05 | 1: 57.6368; 1.1: 313.9993; 1.2: 0.42108; 1.3: 338.325; 1.4: 8.8672; 1.5: 313.9993; 1.6: 338.325; 1.7: 135.33; 1.8: 8.4594; 1.9: 1127.75; 2: 35.9156; 2.1: 94.8881; 2.2: 1340.3367; 2.3: 37.8505; 2.4: -1026.3374; 2.5: -28.9833
| 2 | 52.1 | 1: 57.7764; 1.1: 315.0623; 1.2: 0.42251; 1.3: 338.65; 1.4: 8.8887; 1.5: 315.0623; 1.6: 338.65; 1.7: 135.46; 1.8: 8.4594; 1.9: 1128.8333; 2: 35.9501; 2.1: 94.8895; 2.2: 1342.8928; 2.3: 37.8863; 2.4: -1027.8305; 2.5: -28.9976
| 2 | 52.15 | 1: 57.9162; 1.1: 316.1277; 1.2: 0.42393; 1.3: 338.975; 1.4: 8.9102; 1.5: 316.1277; 1.6: 338.975; 1.7: 135.59; 1.8: 8.4594; 1.9: 1129.9167; 2: 35.9846; 2.1: 94.891; 2.2: 1345.4514; 2.3: 37.9221; 2.4: -1029.3237; 2.5: -29.0119
| 2 | 52.2 | 1: 58.0561; 1.1: 317.1954; 1.2: 0.42537; 1.3: 339.3; 1.4: 8.9317; 1.5: 317.1954; 1.6: 339.3; 1.7: 135.72; 1.8: 8.4594; 1.9: 1131; 2: 36.0191; 2.1: 94.8924; 2.2: 1348.0124; 2.3: 37.9579; 2.4: -1030.817; 2.5: -29.0261
| 2 | 52.25 | 1: 58.1962; 1.1: 318.2655; 1.2: 0.4268; 1.3: 339.625; 1.4: 8.9533; 1.5: 318.2655; 1.6: 339.625; 1.7: 135.85; 1.8: 8.4594; 1.9: 1132.0833; 2: 36.0536; 2.1: 94.8938; 2.2: 1350.5758; 2.3: 37.9936; 2.4: -1032.3103; 2.5: -29.0404
| 2 | 52.3 | 1: 58.3365; 1.1: 319.338; 1.2: 0.42824; 1.3: 339.95; 1.4: 8.9749; 1.5: 319.338; 1.6: 339.95; 1.7: 135.98; 1.8: 8.4594; 1.9: 1133.1667; 2: 36.0881; 2.1: 94.8952; 2.2: 1353.1417; 2.3: 38.0294; 2.4: -1033.8037; 2.5: -29.0546
| 2 | 52.35 | 1: 58.477; 1.1: 320.4129; 1.2: 0.42968; 1.3: 340.275; 1.4: 8.9965; 1.5: 320.4129; 1.6: 340.275; 1.7: 136.11; 1.8: 8.4594; 1.9: 1134.25; 2: 36.1226; 2.1: 94.8966; 2.2: 1355.71; 2.3: 38.0652; 2.4: -1035.2971; 2.5: -29.0688
| 2 | 52.4 | 1: 58.6176; 1.1: 321.4903; 1.2: 0.43113; 1.3: 340.6; 1.4: 9.0181; 1.5: 321.4903; 1.6: 340.6; 1.7: 136.24; 1.8: 8.4594; 1.9: 1135.3333; 2: 36.1571; 2.1: 94.898; 2.2: 1358.2808; 2.3: 38.101; 2.4: -1036.7906; 2.5: -29.0829
| 2 | 52.45 | 1: 58.7584; 1.1: 322.57; 1.2: 0.43257; 1.3: 340.925; 1.4: 9.0398; 1.5: 322.57; 1.6: 340.925; 1.7: 136.37; 1.8: 8.4594; 1.9: 1136.4167; 2: 36.1916; 2.1: 94.8994; 2.2: 1360.854; 2.3: 38.1368; 2.4: -1038.2841; 2.5: -29.097
| 2 | 52.5 | 1: 58.8994; 1.1: 323.6521; 1.2: 0.43402; 1.3: 341.25; 1.4: 9.0614; 1.5: 323.6521; 1.6: 341.25; 1.7: 136.5; 1.8: 8.4594; 1.9: 1137.5; 2: 36.2261; 2.1: 94.9008; 2.2: 1363.4297; 2.3: 38.1726; 2.4: -1039.7777; 2.5: -29.1112
| 2 | 52.55 | 1: 59.0405; 1.1: 324.7366; 1.2: 0.43548; 1.3: 341.575; 1.4: 9.0832; 1.5: 324.7366; 1.6: 341.575; 1.7: 136.63; 1.8: 8.4594; 1.9: 1138.5833; 2: 36.2606; 2.1: 94.9022; 2.2: 1366.0078; 2.3: 38.2084; 2.4: -1041.2713; 2.5: -29.1252
| 2 | 52.6 | 1: 59.1818; 1.1: 325.8235; 1.2: 0.43694; 1.3: 341.9; 1.4: 9.1049; 1.5: 325.8235; 1.6: 341.9; 1.7: 136.76; 1.8: 8.4594; 1.9: 1139.6667; 2: 36.2951; 2.1: 94.9036; 2.2: 1368.5884; 2.3: 38.2442; 2.4: -1042.7649; 2.5: -29.1393
| 2 | 52.65 | 1: 59.3233; 1.1: 326.9128; 1.2: 0.4384; 1.3: 342.225; 1.4: 9.1267; 1.5: 326.9128; 1.6: 342.225; 1.7: 136.89; 1.8: 8.4594; 1.9: 1140.75; 2: 36.3296; 2.1: 94.905; 2.2: 1371.1714; 2.3: 38.28; 2.4: -1044.2586; 2.5: -29.1533
| 2 | 52.7 | 1: 59.4649; 1.1: 328.0046; 1.2: 0.43986; 1.3: 342.55; 1.4: 9.1485; 1.5: 328.0046; 1.6: 342.55; 1.7: 137.02; 1.8: 8.4594; 1.9: 1141.8333; 2: 36.3641; 2.1: 94.9064; 2.2: 1373.7569; 2.3: 38.3158; 2.4: -1045.7523; 2.5: -29.1673
| 2 | 52.75 | 1: 59.6067; 1.1: 329.0987; 1.2: 0.44133; 1.3: 342.875; 1.4: 9.1703; 1.5: 329.0987; 1.6: 342.875; 1.7: 137.15; 1.8: 8.4594; 1.9: 1142.9167; 2: 36.3986; 2.1: 94.9078; 2.2: 1376.3448; 2.3: 38.3516; 2.4: -1047.2461; 2.5: -29.1813
| 2 | 52.8 | 1: 59.7487; 1.1: 330.1953; 1.2: 0.4428; 1.3: 343.2; 1.4: 9.1921; 1.5: 330.1953; 1.6: 343.2; 1.7: 137.28; 1.8: 8.4594; 1.9: 1144; 2: 36.4331; 2.1: 94.9092; 2.2: 1378.9352; 2.3: 38.3874; 2.4: -1048.7399; 2.5: -29.1952
| 2 | 52.85 | 1: 59.8909; 1.1: 331.2943; 1.2: 0.44427; 1.3: 343.525; 1.4: 9.214; 1.5: 331.2943; 1.6: 343.525; 1.7: 137.41; 1.8: 8.4594; 1.9: 1145.0833; 2: 36.4676; 2.1: 94.9106; 2.2: 1381.528; 2.3: 38.4231; 2.4: -1050.2337; 2.5: -29.2092
| 2 | 52.9 | 1: 60.0332; 1.1: 332.3957; 1.2: 0.44575; 1.3: 343.85; 1.4: 9.2359; 1.5: 332.3957; 1.6: 343.85; 1.7: 137.54; 1.8: 8.4594; 1.9: 1146.1667; 2: 36.5021; 2.1: 94.9119; 2.2: 1384.1232; 2.3: 38.4589; 2.4: -1051.7275; 2.5: -29.2231
| 2 | 52.95 | 1: 60.1757; 1.1: 333.4996; 1.2: 0.44723; 1.3: 344.175; 1.4: 9.2578; 1.5: 333.4996; 1.6: 344.175; 1.7: 137.67; 1.8: 8.4594; 1.9: 1147.25; 2: 36.5366; 2.1: 94.9133; 2.2: 1386.7209; 2.3: 38.4947; 2.4: -1053.2214; 2.5: -29.2369
| 2 | 53 | 1: 60.3183; 1.1: 334.6058; 1.2: 0.44871; 1.3: 344.5; 1.4: 9.2797; 1.5: 334.6058; 1.6: 344.5; 1.7: 137.8; 1.8: 8.4594; 1.9: 1148.3333; 2: 36.5711; 2.1: 94.9147; 2.2: 1389.3211; 2.3: 38.5305; 2.4: -1054.7152; 2.5: -29.2508
| 2 | 53.05 | 1: 60.4611; 1.1: 335.7145; 1.2: 0.4502; 1.3: 344.825; 1.4: 9.3017; 1.5: 335.7145; 1.6: 344.825; 1.7: 137.93; 1.8: 8.4594; 1.9: 1149.4167; 2: 36.6056; 2.1: 94.916; 2.2: 1391.9237; 2.3: 38.5663; 2.4: -1056.2092; 2.5: -29.2646
| 2 | 53.1 | 1: 60.6041; 1.1: 336.8257; 1.2: 0.45169; 1.3: 345.15; 1.4: 9.3237; 1.5: 336.8257; 1.6: 345.15; 1.7: 138.06; 1.8: 8.4594; 1.9: 1150.5; 2: 36.6401; 2.1: 94.9174; 2.2: 1394.5287; 2.3: 38.6021; 2.4: -1057.7031; 2.5: -29.2784
| 2 | 53.15 | 1: 60.7473; 1.1: 337.9392; 1.2: 0.45318; 1.3: 345.475; 1.4: 9.3457; 1.5: 337.9392; 1.6: 345.475; 1.7: 138.19; 1.8: 8.4594; 1.9: 1151.5833; 2: 36.6746; 2.1: 94.9187; 2.2: 1397.1362; 2.3: 38.6379; 2.4: -1059.197; 2.5: -29.2922
| 2 | 53.2 | 1: 60.8906; 1.1: 339.0552; 1.2: 0.45468; 1.3: 345.8; 1.4: 9.3678; 1.5: 339.0552; 1.6: 345.8; 1.7: 138.32; 1.8: 8.4594; 1.9: 1152.6667; 2: 36.7091; 2.1: 94.9201; 2.2: 1399.7462; 2.3: 38.6737; 2.4: -1060.691; 2.5: -29.3059
| 2 | 53.25 | 1: 61.0341; 1.1: 340.1737; 1.2: 0.45618; 1.3: 346.125; 1.4: 9.3899; 1.5: 340.1737; 1.6: 346.125; 1.7: 138.45; 1.8: 8.4594; 1.9: 1153.75; 2: 36.7436; 2.1: 94.9214; 2.2: 1402.3586; 2.3: 38.7095; 2.4: -1062.1849; 2.5: -29.3196
| 2 | 53.3 | 1: 61.1778; 1.1: 341.2946; 1.2: 0.45768; 1.3: 346.45; 1.4: 9.412; 1.5: 341.2946; 1.6: 346.45; 1.7: 138.58; 1.8: 8.4594; 1.9: 1154.8333; 2: 36.7781; 2.1: 94.9228; 2.2: 1404.9735; 2.3: 38.7453; 2.4: -1063.6789; 2.5: -29.3333
| 2 | 53.35 | 1: 61.3216; 1.1: 342.4179; 1.2: 0.45919; 1.3: 346.775; 1.4: 9.4341; 1.5: 342.4179; 1.6: 346.775; 1.7: 138.71; 1.8: 8.4594; 1.9: 1155.9167; 2: 36.8126; 2.1: 94.9241; 2.2: 1407.5908; 2.3: 38.7811; 2.4: -1065.1728; 2.5: -29.347
| 2 | 53.4 | 1: 61.4656; 1.1: 343.5437; 1.2: 0.4607; 1.3: 347.1; 1.4: 9.4563; 1.5: 343.5437; 1.6: 347.1; 1.7: 138.84; 1.8: 8.4594; 1.9: 1157; 2: 36.8471; 2.1: 94.9255; 2.2: 1410.2106; 2.3: 38.8169; 2.4: -1066.6668; 2.5: -29.3607
| 2 | 53.45 | 1: 61.6098; 1.1: 344.672; 1.2: 0.46221; 1.3: 347.425; 1.4: 9.4784; 1.5: 344.672; 1.6: 347.425; 1.7: 138.97; 1.8: 8.4594; 1.9: 1158.0833; 2: 36.8816; 2.1: 94.9268; 2.2: 1412.8328; 2.3: 38.8527; 2.4: -1068.1608; 2.5: -29.3743
| 2 | 53.5 | 1: 61.7542; 1.1: 345.8027; 1.2: 0.46373; 1.3: 347.75; 1.4: 9.5006; 1.5: 345.8027; 1.6: 347.75; 1.7: 139.1; 1.8: 8.4594; 1.9: 1159.1667; 2: 36.9161; 2.1: 94.9281; 2.2: 1415.4574; 2.3: 38.8885; 2.4: -1069.6548; 2.5: -29.3879
| 2 | 53.55 | 1: 61.8987; 1.1: 346.9358; 1.2: 0.46525; 1.3: 348.075; 1.4: 9.5229; 1.5: 346.9358; 1.6: 348.075; 1.7: 139.23; 1.8: 8.4594; 1.9: 1160.25; 2: 36.9506; 2.1: 94.9295; 2.2: 1418.0846; 2.3: 38.9243; 2.4: -1071.1487; 2.5: -29.4014
| 2 | 53.6 | 1: 62.0433; 1.1: 348.0715; 1.2: 0.46677; 1.3: 348.4; 1.4: 9.5451; 1.5: 348.0715; 1.6: 348.4; 1.7: 139.36; 1.8: 8.4594; 1.9: 1161.3333; 2: 36.9851; 2.1: 94.9308; 2.2: 1420.7141; 2.3: 38.9601; 2.4: -1072.6427; 2.5: -29.415
| 2 | 53.65 | 1: 62.1882; 1.1: 349.2095; 1.2: 0.4683; 1.3: 348.725; 1.4: 9.5674; 1.5: 349.2095; 1.6: 348.725; 1.7: 139.49; 1.8: 8.4594; 1.9: 1162.4167; 2: 37.0196; 2.1: 94.9321; 2.2: 1423.3462; 2.3: 38.9959; 2.4: -1074.1366; 2.5: -29.4285
| 2 | 53.7 | 1: 62.3332; 1.1: 350.3501; 1.2: 0.46983; 1.3: 349.05; 1.4: 9.5897; 1.5: 350.3501; 1.6: 349.05; 1.7: 139.62; 1.8: 8.4594; 1.9: 1163.5; 2: 37.0541; 2.1: 94.9334; 2.2: 1425.9807; 2.3: 39.0317; 2.4: -1075.6306; 2.5: -29.442
| 2 | 53.75 | 1: 62.4784; 1.1: 351.4931; 1.2: 0.47136; 1.3: 349.375; 1.4: 9.6121; 1.5: 351.4931; 1.6: 349.375; 1.7: 139.75; 1.8: 8.4594; 1.9: 1164.5833; 2: 37.0886; 2.1: 94.9347; 2.2: 1428.6176; 2.3: 39.0675; 2.4: -1077.1245; 2.5: -29.4555
| 2 | 53.8 | 1: 62.6238; 1.1: 352.6386; 1.2: 0.4729; 1.3: 349.7; 1.4: 9.6344; 1.5: 352.6386; 1.6: 349.7; 1.7: 139.88; 1.8: 8.4594; 1.9: 1165.6667; 2: 37.1231; 2.1: 94.936; 2.2: 1431.257; 2.3: 39.1033; 2.4: -1078.6184; 2.5: -29.4689
| 2 | 53.85 | 1: 62.7693; 1.1: 353.7865; 1.2: 0.47444; 1.3: 350.025; 1.4: 9.6568; 1.5: 353.7865; 1.6: 350.025; 1.7: 140.01; 1.8: 8.4594; 1.9: 1166.75; 2: 37.1576; 2.1: 94.9373; 2.2: 1433.8989; 2.3: 39.1391; 2.4: -1080.1123; 2.5: -29.4823
| 2 | 53.9 | 1: 62.915; 1.1: 354.937; 1.2: 0.47598; 1.3: 350.35; 1.4: 9.6792; 1.5: 354.937; 1.6: 350.35; 1.7: 140.14; 1.8: 8.4594; 1.9: 1167.8333; 2: 37.1921; 2.1: 94.9387; 2.2: 1436.5432; 2.3: 39.1749; 2.4: -1081.6062; 2.5: -29.4957
| 2 | 53.95 | 1: 63.0608; 1.1: 356.0899; 1.2: 0.47752; 1.3: 350.675; 1.4: 9.7017; 1.5: 356.0899; 1.6: 350.675; 1.7: 140.27; 1.8: 8.4594; 1.9: 1168.9167; 2: 37.2266; 2.1: 94.9399; 2.2: 1439.1899; 2.3: 39.2107; 2.4: -1083.1; 2.5: -29.5091
| 2 | 54 | 1: 63.2069; 1.1: 357.2453; 1.2: 0.47907; 1.3: 351; 1.4: 9.7241; 1.5: 357.2453; 1.6: 351; 1.7: 140.4; 1.8: 8.4594; 1.9: 1170; 2: 37.2611; 2.1: 94.9412; 2.2: 1441.8391; 2.3: 39.2465; 2.4: -1084.5939; 2.5: -29.5224
| 2 | 54.05 | 1: 63.3531; 1.1: 358.4032; 1.2: 0.48063; 1.3: 351.325; 1.4: 9.7466; 1.5: 358.4032; 1.6: 351.325; 1.7: 140.53; 1.8: 8.4594; 1.9: 1171.0833; 2: 37.2956; 2.1: 94.9425; 2.2: 1444.4908; 2.3: 39.2823; 2.4: -1086.0877; 2.5: -29.5357
| 2 | 54.1 | 1: 63.4995; 1.1: 359.5635; 1.2: 0.48218; 1.3: 351.65; 1.4: 9.7691; 1.5: 359.5635; 1.6: 351.65; 1.7: 140.66; 1.8: 8.4594; 1.9: 1172.1667; 2: 37.3301; 2.1: 94.9438; 2.2: 1447.145; 2.3: 39.3181; 2.4: -1087.5814; 2.5: -29.549
| 2 | 54.15 | 1: 63.646; 1.1: 360.7264; 1.2: 0.48374; 1.3: 351.975; 1.4: 9.7917; 1.5: 360.7264; 1.6: 351.975; 1.7: 140.79; 1.8: 8.4594; 1.9: 1173.25; 2: 37.3646; 2.1: 94.9451; 2.2: 1449.8015; 2.3: 39.354; 2.4: -1089.0752; 2.5: -29.5623
| 2 | 54.2 | 1: 63.7927; 1.1: 361.8917; 1.2: 0.4853; 1.3: 352.3; 1.4: 9.8143; 1.5: 361.8917; 1.6: 352.3; 1.7: 140.92; 1.8: 8.4594; 1.9: 1174.3333; 2: 37.3992; 2.1: 94.9464; 2.2: 1452.4606; 2.3: 39.3898; 2.4: -1090.5689; 2.5: -29.5755
| 2 | 54.25 | 1: 63.9396; 1.1: 363.0596; 1.2: 0.48687; 1.3: 352.625; 1.4: 9.8369; 1.5: 363.0596; 1.6: 352.625; 1.7: 141.05; 1.8: 8.4594; 1.9: 1175.4167; 2: 37.4337; 2.1: 94.9477; 2.2: 1455.1221; 2.3: 39.4256; 2.4: -1092.0625; 2.5: -29.5887
| 2 | 54.3 | 1: 64.0866; 1.1: 364.2299; 1.2: 0.48844; 1.3: 352.95; 1.4: 9.8595; 1.5: 364.2299; 1.6: 352.95; 1.7: 141.18; 1.8: 8.4594; 1.9: 1176.5; 2: 37.4682; 2.1: 94.9489; 2.2: 1457.7861; 2.3: 39.4614; 2.4: -1093.5562; 2.5: -29.6019
| 2 | 54.35 | 1: 64.2338; 1.1: 365.4027; 1.2: 0.49001; 1.3: 353.275; 1.4: 9.8821; 1.5: 365.4027; 1.6: 353.275; 1.7: 141.31; 1.8: 8.4594; 1.9: 1177.5833; 2: 37.5027; 2.1: 94.9502; 2.2: 1460.4525; 2.3: 39.4972; 2.4: -1095.0497; 2.5: -29.6151
| 2 | 54.4 | 1: 64.3812; 1.1: 366.5781; 1.2: 0.49159; 1.3: 353.6; 1.4: 9.9048; 1.5: 366.5781; 1.6: 353.6; 1.7: 141.44; 1.8: 8.4594; 1.9: 1178.6667; 2: 37.5372; 2.1: 94.9515; 2.2: 1463.1214; 2.3: 39.533; 2.4: -1096.5433; 2.5: -29.6282
| 2 | 54.45 | 1: 64.5288; 1.1: 367.7559; 1.2: 0.49317; 1.3: 353.925; 1.4: 9.9275; 1.5: 367.7559; 1.6: 353.925; 1.7: 141.57; 1.8: 8.4594; 1.9: 1179.75; 2: 37.5717; 2.1: 94.9527; 2.2: 1465.7927; 2.3: 39.5688; 2.4: -1098.0368; 2.5: -29.6413
| 2 | 54.5 | 1: 64.6765; 1.1: 368.9363; 1.2: 0.49475; 1.3: 354.25; 1.4: 9.9502; 1.5: 368.9363; 1.6: 354.25; 1.7: 141.7; 1.8: 8.4594; 1.9: 1180.8333; 2: 37.6062; 2.1: 94.954; 2.2: 1468.4665; 2.3: 39.6046; 2.4: -1099.5302; 2.5: -29.6544
| 2 | 54.55 | 1: 64.8244; 1.1: 370.1192; 1.2: 0.49634; 1.3: 354.575; 1.4: 9.973; 1.5: 370.1192; 1.6: 354.575; 1.7: 141.83; 1.8: 8.4594; 1.9: 1181.9167; 2: 37.6407; 2.1: 94.9552; 2.2: 1471.1428; 2.3: 39.6404; 2.4: -1101.0236; 2.5: -29.6674
| 2 | 54.6 | 1: 64.9724; 1.1: 371.3045; 1.2: 0.49793; 1.3: 354.9; 1.4: 9.9958; 1.5: 371.3045; 1.6: 354.9; 1.7: 141.96; 1.8: 8.4594; 1.9: 1183; 2: 37.6752; 2.1: 94.9565; 2.2: 1473.8215; 2.3: 39.6762; 2.4: -1102.517; 2.5: -29.6805
| 2 | 54.65 | 1: 65.1207; 1.1: 372.4924; 1.2: 0.49952; 1.3: 355.225; 1.4: 10.0186; 1.5: 372.4924; 1.6: 355.225; 1.7: 142.09; 1.8: 8.4594; 1.9: 1184.0833; 2: 37.7097; 2.1: 94.9577; 2.2: 1476.5027; 2.3: 39.7121; 2.4: -1104.0103; 2.5: -29.6935
| 2 | 54.7 | 1: 65.2691; 1.1: 373.6828; 1.2: 0.50112; 1.3: 355.55; 1.4: 10.0414; 1.5: 373.6828; 1.6: 355.55; 1.7: 142.22; 1.8: 8.4594; 1.9: 1185.1667; 2: 37.7442; 2.1: 94.959; 2.2: 1479.1863; 2.3: 39.7479; 2.4: -1105.5035; 2.5: -29.7065
| 2 | 54.75 | 1: 65.4176; 1.1: 374.8758; 1.2: 0.50272; 1.3: 355.875; 1.4: 10.0643; 1.5: 374.8758; 1.6: 355.875; 1.7: 142.35; 1.8: 8.4594; 1.9: 1186.25; 2: 37.7787; 2.1: 94.9602; 2.2: 1481.8724; 2.3: 39.7837; 2.4: -1106.9967; 2.5: -29.7194
| 2 | 54.8 | 1: 65.5664; 1.1: 376.0712; 1.2: 0.50432; 1.3: 356.2; 1.4: 10.0871; 1.5: 376.0712; 1.6: 356.2; 1.7: 142.48; 1.8: 8.4594; 1.9: 1187.3333; 2: 37.8132; 2.1: 94.9614; 2.2: 1484.561; 2.3: 39.8195; 2.4: -1108.4898; 2.5: -29.7324
| 2 | 54.85 | 1: 65.7153; 1.1: 377.2692; 1.2: 0.50593; 1.3: 356.525; 1.4: 10.11; 1.5: 377.2692; 1.6: 356.525; 1.7: 142.61; 1.8: 8.4594; 1.9: 1188.4167; 2: 37.8477; 2.1: 94.9627; 2.2: 1487.252; 2.3: 39.8553; 2.4: -1109.9828; 2.5: -29.7453
| 2 | 54.9 | 1: 65.8643; 1.1: 378.4697; 1.2: 0.50754; 1.3: 356.85; 1.4: 10.133; 1.5: 378.4697; 1.6: 356.85; 1.7: 142.74; 1.8: 8.4594; 1.9: 1189.5; 2: 37.8822; 2.1: 94.9639; 2.2: 1489.9455; 2.3: 39.8911; 2.4: -1111.4758; 2.5: -29.7581
| 2 | 54.95 | 1: 66.0136; 1.1: 379.6728; 1.2: 0.50915; 1.3: 357.175; 1.4: 10.1559; 1.5: 379.6728; 1.6: 357.175; 1.7: 142.87; 1.8: 8.4594; 1.9: 1190.5833; 2: 37.9167; 2.1: 94.9651; 2.2: 1492.6415; 2.3: 39.9269; 2.4: -1112.9687; 2.5: -29.771
| 2 | 55 | 1: 66.163; 1.1: 380.8783; 1.2: 0.51077; 1.3: 357.5; 1.4: 10.1789; 1.5: 380.8783; 1.6: 357.5; 1.7: 143; 1.8: 8.4594; 1.9: 1191.6667; 2: 37.9512; 2.1: 94.9663; 2.2: 1495.3399; 2.3: 39.9628; 2.4: -1114.4616; 2.5: -29.7838
| 2 | 55.05 | 1: 66.3126; 1.1: 382.0865; 1.2: 0.51239; 1.3: 357.825; 1.4: 10.2019; 1.5: 382.0865; 1.6: 357.825; 1.7: 143.13; 1.8: 8.4594; 1.9: 1192.75; 2: 37.9857; 2.1: 94.9675; 2.2: 1498.0408; 2.3: 39.9986; 2.4: -1115.9543; 2.5: -29.7966
| 2 | 55.1 | 1: 66.4623; 1.1: 383.2971; 1.2: 0.51401; 1.3: 358.15; 1.4: 10.225; 1.5: 383.2971; 1.6: 358.15; 1.7: 143.26; 1.8: 8.4594; 1.9: 1193.8333; 2: 38.0202; 2.1: 94.9688; 2.2: 1500.7441; 2.3: 40.0344; 2.4: -1117.447; 2.5: -29.8094
| 2 | 55.15 | 1: 66.6122; 1.1: 384.5103; 1.2: 0.51564; 1.3: 358.475; 1.4: 10.248; 1.5: 384.5103; 1.6: 358.475; 1.7: 143.39; 1.8: 8.4594; 1.9: 1194.9167; 2: 38.0547; 2.1: 94.97; 2.2: 1503.4499; 2.3: 40.0702; 2.4: -1118.9396; 2.5: -29.8222
| 2 | 55.2 | 1: 66.7623; 1.1: 385.726; 1.2: 0.51727; 1.3: 358.8; 1.4: 10.2711; 1.5: 385.726; 1.6: 358.8; 1.7: 143.52; 1.8: 8.4594; 1.9: 1196; 2: 38.0892; 2.1: 94.9712; 2.2: 1506.1582; 2.3: 40.106; 2.4: -1120.4322; 2.5: -29.8349
| 2 | 55.25 | 1: 66.9126; 1.1: 386.9443; 1.2: 0.5189; 1.3: 359.125; 1.4: 10.2942; 1.5: 386.9443; 1.6: 359.125; 1.7: 143.65; 1.8: 8.4594; 1.9: 1197.0833; 2: 38.1237; 2.1: 94.9724; 2.2: 1508.869; 2.3: 40.1419; 2.4: -1121.9246; 2.5: -29.8476
| 2 | 55.3 | 1: 67.063; 1.1: 388.1652; 1.2: 0.52054; 1.3: 359.45; 1.4: 10.3174; 1.5: 388.1652; 1.6: 359.45; 1.7: 143.78; 1.8: 8.4594; 1.9: 1198.1667; 2: 38.1582; 2.1: 94.9736; 2.2: 1511.5822; 2.3: 40.1777; 2.4: -1123.417; 2.5: -29.8603
| 2 | 55.35 | 1: 67.2136; 1.1: 389.3886; 1.2: 0.52218; 1.3: 359.775; 1.4: 10.3406; 1.5: 389.3886; 1.6: 359.775; 1.7: 143.91; 1.8: 8.4594; 1.9: 1199.25; 2: 38.1927; 2.1: 94.9747; 2.2: 1514.2978; 2.3: 40.2135; 2.4: -1124.9093; 2.5: -29.873
| 2 | 55.4 | 1: 67.3644; 1.1: 390.6145; 1.2: 0.52382; 1.3: 360.1; 1.4: 10.3637; 1.5: 390.6145; 1.6: 360.1; 1.7: 144.04; 1.8: 8.4594; 1.9: 1200.3333; 2: 38.2272; 2.1: 94.9759; 2.2: 1517.016; 2.3: 40.2493; 2.4: -1126.4015; 2.5: -29.8856
| 2 | 55.45 | 1: 67.5153; 1.1: 391.843; 1.2: 0.52547; 1.3: 360.425; 1.4: 10.387; 1.5: 391.843; 1.6: 360.425; 1.7: 144.17; 1.8: 8.4594; 1.9: 1201.4167; 2: 38.2617; 2.1: 94.9771; 2.2: 1519.7366; 2.3: 40.2852; 2.4: -1127.8936; 2.5: -29.8982
| 2 | 55.5 | 1: 67.6664; 1.1: 393.0741; 1.2: 0.52712; 1.3: 360.75; 1.4: 10.4102; 1.5: 393.0741; 1.6: 360.75; 1.7: 144.3; 1.8: 8.4594; 1.9: 1202.5; 2: 38.2962; 2.1: 94.9783; 2.2: 1522.4597; 2.3: 40.321; 2.4: -1129.3856; 2.5: -29.9108
| 2 | 55.55 | 1: 67.8177; 1.1: 394.3077; 1.2: 0.52878; 1.3: 361.075; 1.4: 10.4335; 1.5: 394.3077; 1.6: 361.075; 1.7: 144.43; 1.8: 8.4594; 1.9: 1203.5833; 2: 38.3307; 2.1: 94.9795; 2.2: 1525.1852; 2.3: 40.3568; 2.4: -1130.8775; 2.5: -29.9233
| 2 | 55.6 | 1: 67.9691; 1.1: 395.5439; 1.2: 0.53043; 1.3: 361.4; 1.4: 10.4568; 1.5: 395.5439; 1.6: 361.4; 1.7: 144.56; 1.8: 8.4594; 1.9: 1204.6667; 2: 38.3652; 2.1: 94.9806; 2.2: 1527.9132; 2.3: 40.3926; 2.4: -1132.3693; 2.5: -29.9358
| 2 | 55.65 | 1: 68.1207; 1.1: 396.7827; 1.2: 0.53209; 1.3: 361.725; 1.4: 10.4801; 1.5: 396.7827; 1.6: 361.725; 1.7: 144.69; 1.8: 8.4594; 1.9: 1205.75; 2: 38.3997; 2.1: 94.9818; 2.2: 1530.6437; 2.3: 40.4285; 2.4: -1133.861; 2.5: -29.9483
| 2 | 55.7 | 1: 68.2725; 1.1: 398.024; 1.2: 0.53376; 1.3: 362.05; 1.4: 10.5035; 1.5: 398.024; 1.6: 362.05; 1.7: 144.82; 1.8: 8.4594; 1.9: 1206.8333; 2: 38.4342; 2.1: 94.983; 2.2: 1533.3766; 2.3: 40.4643; 2.4: -1135.3526; 2.5: -29.9608
| 2 | 55.75 | 1: 68.4244; 1.1: 399.2679; 1.2: 0.53543; 1.3: 362.375; 1.4: 10.5268; 1.5: 399.2679; 1.6: 362.375; 1.7: 144.95; 1.8: 8.4594; 1.9: 1207.9167; 2: 38.4687; 2.1: 94.9841; 2.2: 1536.112; 2.3: 40.5001; 2.4: -1136.8441; 2.5: -29.9733
| 2 | 55.8 | 1: 68.5765; 1.1: 400.5144; 1.2: 0.5371; 1.3: 362.7; 1.4: 10.5502; 1.5: 400.5144; 1.6: 362.7; 1.7: 145.08; 1.8: 8.4594; 1.9: 1209; 2: 38.5032; 2.1: 94.9853; 2.2: 1538.8499; 2.3: 40.5359; 2.4: -1138.3355; 2.5: -29.9857
| 2 | 55.85 | 1: 68.7288; 1.1: 401.7635; 1.2: 0.53877; 1.3: 363.025; 1.4: 10.5737; 1.5: 401.7635; 1.6: 363.025; 1.7: 145.21; 1.8: 8.4594; 1.9: 1210.0833; 2: 38.5377; 2.1: 94.9864; 2.2: 1541.5903; 2.3: 40.5718; 2.4: -1139.8268; 2.5: -29.9981
| 2 | 55.9 | 1: 68.8813; 1.1: 403.0151; 1.2: 0.54045; 1.3: 363.35; 1.4: 10.5971; 1.5: 403.0151; 1.6: 363.35; 1.7: 145.34; 1.8: 8.4594; 1.9: 1211.1667; 2: 38.5722; 2.1: 94.9876; 2.2: 1544.3331; 2.3: 40.6076; 2.4: -1141.318; 2.5: -30.0105
| 2 | 55.95 | 1: 69.0339; 1.1: 404.2694; 1.2: 0.54213; 1.3: 363.675; 1.4: 10.6206; 1.5: 404.2694; 1.6: 363.675; 1.7: 145.47; 1.8: 8.4594; 1.9: 1212.25; 2: 38.6067; 2.1: 94.9887; 2.2: 1547.0784; 2.3: 40.6434; 2.4: -1142.809; 2.5: -30.0228
| 2 | 56 | 1: 69.1867; 1.1: 405.5262; 1.2: 0.54382; 1.3: 364; 1.4: 10.6441; 1.5: 405.5262; 1.6: 364; 1.7: 145.6; 1.8: 8.4594; 1.9: 1213.3333; 2: 38.6412; 2.1: 94.9899; 2.2: 1549.8262; 2.3: 40.6793; 2.4: -1144.3; 2.5: -30.0352
| 2 | 56.05 | 1: 69.3396; 1.1: 406.7856; 1.2: 0.54551; 1.3: 364.325; 1.4: 10.6676; 1.5: 406.7856; 1.6: 364.325; 1.7: 145.73; 1.8: 8.4594; 1.9: 1214.4167; 2: 38.6757; 2.1: 94.991; 2.2: 1552.5764; 2.3: 40.7151; 2.4: -1145.7908; 2.5: -30.0475
| 2 | 56.1 | 1: 69.4928; 1.1: 408.0476; 1.2: 0.5472; 1.3: 364.65; 1.4: 10.6912; 1.5: 408.0476; 1.6: 364.65; 1.7: 145.86; 1.8: 8.4594; 1.9: 1215.5; 2: 38.7102; 2.1: 94.9921; 2.2: 1555.3291; 2.3: 40.7509; 2.4: -1147.2815; 2.5: -30.0598
| 2 | 56.15 | 1: 69.6461; 1.1: 409.3122; 1.2: 0.5489; 1.3: 364.975; 1.4: 10.7148; 1.5: 409.3122; 1.6: 364.975; 1.7: 145.99; 1.8: 8.4594; 1.9: 1216.5833; 2: 38.7447; 2.1: 94.9933; 2.2: 1558.0843; 2.3: 40.7868; 2.4: -1148.7721; 2.5: -30.072
| 2 | 56.2 | 1: 69.7995; 1.1: 410.5794; 1.2: 0.5506; 1.3: 365.3; 1.4: 10.7384; 1.5: 410.5794; 1.6: 365.3; 1.7: 146.12; 1.8: 8.4594; 1.9: 1217.6667; 2: 38.7792; 2.1: 94.9944; 2.2: 1560.8419; 2.3: 40.8226; 2.4: -1150.2625; 2.5: -30.0842
| 2 | 56.25 | 1: 69.9532; 1.1: 411.8492; 1.2: 0.5523; 1.3: 365.625; 1.4: 10.762; 1.5: 411.8492; 1.6: 365.625; 1.7: 146.25; 1.8: 8.4594; 1.9: 1218.75; 2: 38.8137; 2.1: 94.9955; 2.2: 1563.602; 2.3: 40.8585; 2.4: -1151.7528; 2.5: -30.0964
| 2 | 56.3 | 1: 70.107; 1.1: 413.1216; 1.2: 0.55401; 1.3: 365.95; 1.4: 10.7857; 1.5: 413.1216; 1.6: 365.95; 1.7: 146.38; 1.8: 8.4594; 1.9: 1219.8333; 2: 38.8482; 2.1: 94.9966; 2.2: 1566.3646; 2.3: 40.8943; 2.4: -1153.243; 2.5: -30.1086
| 2 | 56.35 | 1: 70.2609; 1.1: 414.3966; 1.2: 0.55572; 1.3: 366.275; 1.4: 10.8094; 1.5: 414.3966; 1.6: 366.275; 1.7: 146.51; 1.8: 8.4594; 1.9: 1220.9167; 2: 38.8827; 2.1: 94.9977; 2.2: 1569.1297; 2.3: 40.9301; 2.4: -1154.7331; 2.5: -30.1208
| 2 | 56.4 | 1: 70.4151; 1.1: 415.6742; 1.2: 0.55743; 1.3: 366.6; 1.4: 10.8331; 1.5: 415.6742; 1.6: 366.6; 1.7: 146.64; 1.8: 8.4594; 1.9: 1222; 2: 38.9172; 2.1: 94.9988; 2.2: 1571.8973; 2.3: 40.966; 2.4: -1156.223; 2.5: -30.1329
| 2 | 56.45 | 1: 70.5694; 1.1: 416.9545; 1.2: 0.55915; 1.3: 366.925; 1.4: 10.8568; 1.5: 416.9545; 1.6: 366.925; 1.7: 146.77; 1.8: 8.4594; 1.9: 1223.0833; 2: 38.9517; 2.1: 94.9999; 2.2: 1574.6673; 2.3: 41.0018; 2.4: -1157.7128; 2.5: -30.145
| 2 | 56.5 | 1: 70.7239; 1.1: 418.2373; 1.2: 0.56087; 1.3: 367.25; 1.4: 10.8806; 1.5: 418.2373; 1.6: 367.25; 1.7: 146.9; 1.8: 8.4594; 1.9: 1224.1667; 2: 38.9862; 2.1: 95.001; 2.2: 1577.4398; 2.3: 41.0377; 2.4: -1159.2025; 2.5: -30.1571
| 2 | 56.55 | 1: 70.8785; 1.1: 419.5228; 1.2: 0.56259; 1.3: 367.575; 1.4: 10.9044; 1.5: 419.5228; 1.6: 367.575; 1.7: 147.03; 1.8: 8.4594; 1.9: 1225.25; 2: 39.0207; 2.1: 95.0021; 2.2: 1580.2147; 2.3: 41.0735; 2.4: -1160.692; 2.5: -30.1691
| 2 | 56.6 | 1: 71.0333; 1.1: 420.8108; 1.2: 0.56432; 1.3: 367.9; 1.4: 10.9282; 1.5: 420.8108; 1.6: 367.9; 1.7: 147.16; 1.8: 8.4594; 1.9: 1226.3333; 2: 39.0552; 2.1: 95.0032; 2.2: 1582.9922; 2.3: 41.1093; 2.4: -1162.1813; 2.5: -30.1811
| 2 | 56.65 | 1: 71.1883; 1.1: 422.1015; 1.2: 0.56605; 1.3: 368.225; 1.4: 10.952; 1.5: 422.1015; 1.6: 368.225; 1.7: 147.29; 1.8: 8.4594; 1.9: 1227.4167; 2: 39.0897; 2.1: 95.0043; 2.2: 1585.7721; 2.3: 41.1452; 2.4: -1163.6705; 2.5: -30.1931
| 2 | 56.7 | 1: 71.3435; 1.1: 423.3949; 1.2: 0.56778; 1.3: 368.55; 1.4: 10.9759; 1.5: 423.3949; 1.6: 368.55; 1.7: 147.42; 1.8: 8.4594; 1.9: 1228.5; 2: 39.1242; 2.1: 95.0054; 2.2: 1588.5545; 2.3: 41.181; 2.4: -1165.1596; 2.5: -30.2051
| 2 | 56.75 | 1: 71.4988; 1.1: 424.6908; 1.2: 0.56952; 1.3: 368.875; 1.4: 10.9998; 1.5: 424.6908; 1.6: 368.875; 1.7: 147.55; 1.8: 8.4594; 1.9: 1229.5833; 2: 39.1587; 2.1: 95.0065; 2.2: 1591.3393; 2.3: 41.2169; 2.4: -1166.6485; 2.5: -30.2171
| 2 | 56.8 | 1: 71.6543; 1.1: 425.9894; 1.2: 0.57126; 1.3: 369.2; 1.4: 11.0237; 1.5: 425.9894; 1.6: 369.2; 1.7: 147.68; 1.8: 8.4594; 1.9: 1230.6667; 2: 39.1932; 2.1: 95.0075; 2.2: 1594.1267; 2.3: 41.2527; 2.4: -1168.1373; 2.5: -30.229
| 2 | 56.85 | 1: 71.8099; 1.1: 427.2906; 1.2: 0.57301; 1.3: 369.525; 1.4: 11.0477; 1.5: 427.2906; 1.6: 369.525; 1.7: 147.81; 1.8: 8.4594; 1.9: 1231.75; 2: 39.2277; 2.1: 95.0086; 2.2: 1596.9165; 2.3: 41.2886; 2.4: -1169.6259; 2.5: -30.2409
| 2 | 56.9 | 1: 71.9658; 1.1: 428.5945; 1.2: 0.57475; 1.3: 369.85; 1.4: 11.0717; 1.5: 428.5945; 1.6: 369.85; 1.7: 147.94; 1.8: 8.4594; 1.9: 1232.8333; 2: 39.2622; 2.1: 95.0097; 2.2: 1599.7088; 2.3: 41.3244; 2.4: -1171.1143; 2.5: -30.2528
| 2 | 56.95 | 1: 72.1218; 1.1: 429.9009; 1.2: 0.57651; 1.3: 370.175; 1.4: 11.0957; 1.5: 429.9009; 1.6: 370.175; 1.7: 148.07; 1.8: 8.4594; 1.9: 1233.9167; 2: 39.2967; 2.1: 95.0107; 2.2: 1602.5036; 2.3: 41.3603; 2.4: -1172.6026; 2.5: -30.2646
| 2 | 57 | 1: 72.2779; 1.1: 431.2101; 1.2: 0.57826; 1.3: 370.5; 1.4: 11.1197; 1.5: 431.2101; 1.6: 370.5; 1.7: 148.2; 1.8: 8.4594; 1.9: 1235; 2: 39.3312; 2.1: 95.0118; 2.2: 1605.3008; 2.3: 41.3961; 2.4: -1174.0908; 2.5: -30.2765
| 2 | 57.05 | 1: 72.4343; 1.1: 432.5218; 1.2: 0.58002; 1.3: 370.825; 1.4: 11.1437; 1.5: 432.5218; 1.6: 370.825; 1.7: 148.33; 1.8: 8.4594; 1.9: 1236.0833; 2: 39.3657; 2.1: 95.0128; 2.2: 1608.1006; 2.3: 41.432; 2.4: -1175.5787; 2.5: -30.2883
| 2 | 57.1 | 1: 72.5908; 1.1: 433.8363; 1.2: 0.58178; 1.3: 371.15; 1.4: 11.1678; 1.5: 433.8363; 1.6: 371.15; 1.7: 148.46; 1.8: 8.4594; 1.9: 1237.1667; 2: 39.4002; 2.1: 95.0139; 2.2: 1610.9028; 2.3: 41.4678; 2.4: -1177.0665; 2.5: -30.3
| 2 | 57.15 | 1: 72.7474; 1.1: 435.1533; 1.2: 0.58355; 1.3: 371.475; 1.4: 11.1919; 1.5: 435.1533; 1.6: 371.475; 1.7: 148.59; 1.8: 8.4594; 1.9: 1238.25; 2: 39.4347; 2.1: 95.0149; 2.2: 1613.7074; 2.3: 41.5037; 2.4: -1178.5541; 2.5: -30.3118
| 2 | 57.2 | 1: 72.9043; 1.1: 436.473; 1.2: 0.58532; 1.3: 371.8; 1.4: 11.216; 1.5: 436.473; 1.6: 371.8; 1.7: 148.72; 1.8: 8.4594; 1.9: 1239.3333; 2: 39.4692; 2.1: 95.016; 2.2: 1616.5146; 2.3: 41.5396; 2.4: -1180.0416; 2.5: -30.3235
| 2 | 57.25 | 1: 73.0613; 1.1: 437.7954; 1.2: 0.58709; 1.3: 372.125; 1.4: 11.2402; 1.5: 437.7954; 1.6: 372.125; 1.7: 148.85; 1.8: 8.4594; 1.9: 1240.4167; 2: 39.5037; 2.1: 95.017; 2.2: 1619.3243; 2.3: 41.5754; 2.4: -1181.5289; 2.5: -30.3352
| 2 | 57.3 | 1: 73.2185; 1.1: 439.1204; 1.2: 0.58887; 1.3: 372.45; 1.4: 11.2644; 1.5: 439.1204; 1.6: 372.45; 1.7: 148.98; 1.8: 8.4594; 1.9: 1241.5; 2: 39.5382; 2.1: 95.018; 2.2: 1622.1364; 2.3: 41.6113; 2.4: -1183.016; 2.5: -30.3469
| 2 | 57.35 | 1: 73.3758; 1.1: 440.4481; 1.2: 0.59065; 1.3: 372.775; 1.4: 11.2886; 1.5: 440.4481; 1.6: 372.775; 1.7: 149.11; 1.8: 8.4594; 1.9: 1242.5833; 2: 39.5727; 2.1: 95.0191; 2.2: 1624.951; 2.3: 41.6471; 2.4: -1184.5029; 2.5: -30.3585
| 2 | 57.4 | 1: 73.5333; 1.1: 441.7785; 1.2: 0.59243; 1.3: 373.1; 1.4: 11.3128; 1.5: 441.7785; 1.6: 373.1; 1.7: 149.24; 1.8: 8.4594; 1.9: 1243.6667; 2: 39.6072; 2.1: 95.0201; 2.2: 1627.7681; 2.3: 41.683; 2.4: -1185.9896; 2.5: -30.3702
| 2 | 57.45 | 1: 73.691; 1.1: 443.1115; 1.2: 0.59422; 1.3: 373.425; 1.4: 11.3371; 1.5: 443.1115; 1.6: 373.425; 1.7: 149.37; 1.8: 8.4594; 1.9: 1244.75; 2: 39.6417; 2.1: 95.0211; 2.2: 1630.5876; 2.3: 41.7189; 2.4: -1187.4762; 2.5: -30.3818
| 2 | 57.5 | 1: 73.8489; 1.1: 444.4471; 1.2: 0.59601; 1.3: 373.75; 1.4: 11.3614; 1.5: 444.4471; 1.6: 373.75; 1.7: 149.5; 1.8: 8.4594; 1.9: 1245.8333; 2: 39.6762; 2.1: 95.0221; 2.2: 1633.4097; 2.3: 41.7547; 2.4: -1188.9626; 2.5: -30.3934
| 2 | 57.55 | 1: 74.0069; 1.1: 445.7855; 1.2: 0.59781; 1.3: 374.075; 1.4: 11.3857; 1.5: 445.7855; 1.6: 374.075; 1.7: 149.63; 1.8: 8.4594; 1.9: 1246.9167; 2: 39.7107; 2.1: 95.0231; 2.2: 1636.2342; 2.3: 41.7906; 2.4: -1190.4487; 2.5: -30.4049
| 2 | 57.6 | 1: 74.1651; 1.1: 447.1265; 1.2: 0.59961; 1.3: 374.4; 1.4: 11.41; 1.5: 447.1265; 1.6: 374.4; 1.7: 149.76; 1.8: 8.4594; 1.9: 1248; 2: 39.7452; 2.1: 95.0241; 2.2: 1639.0612; 2.3: 41.8264; 2.4: -1191.9347; 2.5: -30.4164
| 2 | 57.65 | 1: 74.3235; 1.1: 448.4702; 1.2: 0.60141; 1.3: 374.725; 1.4: 11.4344; 1.5: 448.4702; 1.6: 374.725; 1.7: 149.89; 1.8: 8.4594; 1.9: 1249.0833; 2: 39.7797; 2.1: 95.0252; 2.2: 1641.8907; 2.3: 41.8623; 2.4: -1193.4205; 2.5: -30.4279
| 2 | 57.7 | 1: 74.482; 1.1: 449.8166; 1.2: 0.60321; 1.3: 375.05; 1.4: 11.4588; 1.5: 449.8166; 1.6: 375.05; 1.7: 150.02; 1.8: 8.4594; 1.9: 1250.1667; 2: 39.8142; 2.1: 95.0262; 2.2: 1644.7227; 2.3: 41.8982; 2.4: -1194.9061; 2.5: -30.4394
| 2 | 57.75 | 1: 74.6407; 1.1: 451.1656; 1.2: 0.60502; 1.3: 375.375; 1.4: 11.4832; 1.5: 451.1656; 1.6: 375.375; 1.7: 150.15; 1.8: 8.4594; 1.9: 1251.25; 2: 39.8487; 2.1: 95.0271; 2.2: 1647.5572; 2.3: 41.934; 2.4: -1196.3915; 2.5: -30.4509
| 2 | 57.8 | 1: 74.7996; 1.1: 452.5174; 1.2: 0.60684; 1.3: 375.7; 1.4: 11.5076; 1.5: 452.5174; 1.6: 375.7; 1.7: 150.28; 1.8: 8.4594; 1.9: 1252.3333; 2: 39.8832; 2.1: 95.0281; 2.2: 1650.3941; 2.3: 41.9699; 2.4: -1197.8768; 2.5: -30.4623
| 2 | 57.85 | 1: 74.9586; 1.1: 453.8718; 1.2: 0.60865; 1.3: 376.025; 1.4: 11.5321; 1.5: 453.8718; 1.6: 376.025; 1.7: 150.41; 1.8: 8.4594; 1.9: 1253.4167; 2: 39.9177; 2.1: 95.0291; 2.2: 1653.2335; 2.3: 42.0058; 2.4: -1199.3618; 2.5: -30.4737
| 2 | 57.9 | 1: 75.1178; 1.1: 455.2289; 1.2: 0.61047; 1.3: 376.35; 1.4: 11.5566; 1.5: 455.2289; 1.6: 376.35; 1.7: 150.54; 1.8: 8.4594; 1.9: 1254.5; 2: 39.9522; 2.1: 95.0301; 2.2: 1656.0755; 2.3: 42.0417; 2.4: -1200.8466; 2.5: -30.4851
| 2 | 57.95 | 1: 75.2772; 1.1: 456.5887; 1.2: 0.6123; 1.3: 376.675; 1.4: 11.5811; 1.5: 456.5887; 1.6: 376.675; 1.7: 150.67; 1.8: 8.4594; 1.9: 1255.5833; 2: 39.9867; 2.1: 95.0311; 2.2: 1658.9198; 2.3: 42.0775; 2.4: -1202.3312; 2.5: -30.4964
| 2 | 58 | 1: 75.4367; 1.1: 457.9512; 1.2: 0.61412; 1.3: 377; 1.4: 11.6056; 1.5: 457.9512; 1.6: 377; 1.7: 150.8; 1.8: 8.4594; 1.9: 1256.6667; 2: 40.0212; 2.1: 95.0321; 2.2: 1661.7667; 2.3: 42.1134; 2.4: -1203.8155; 2.5: -30.5078
| 2 | 58.05 | 1: 75.5964; 1.1: 459.3164; 1.2: 0.61595; 1.3: 377.325; 1.4: 11.6302; 1.5: 459.3164; 1.6: 377.325; 1.7: 150.93; 1.8: 8.4594; 1.9: 1257.75; 2: 40.0557; 2.1: 95.033; 2.2: 1664.6161; 2.3: 42.1493; 2.4: -1205.2997; 2.5: -30.5191
| 2 | 58.1 | 1: 75.7563; 1.1: 460.6843; 1.2: 0.61779; 1.3: 377.65; 1.4: 11.6548; 1.5: 460.6843; 1.6: 377.65; 1.7: 151.06; 1.8: 8.4594; 1.9: 1258.8333; 2: 40.0902; 2.1: 95.034; 2.2: 1667.4679; 2.3: 42.1852; 2.4: -1206.7837; 2.5: -30.5303
| 2 | 58.15 | 1: 75.9164; 1.1: 462.0548; 1.2: 0.61963; 1.3: 377.975; 1.4: 11.6794; 1.5: 462.0548; 1.6: 377.975; 1.7: 151.19; 1.8: 8.4594; 1.9: 1259.9167; 2: 40.1247; 2.1: 95.035; 2.2: 1670.3223; 2.3: 42.221; 2.4: -1208.2674; 2.5: -30.5416
| 2 | 58.2 | 1: 76.0766; 1.1: 463.4281; 1.2: 0.62147; 1.3: 378.3; 1.4: 11.7041; 1.5: 463.4281; 1.6: 378.3; 1.7: 151.32; 1.8: 8.4594; 1.9: 1261; 2: 40.1592; 2.1: 95.0359; 2.2: 1673.1791; 2.3: 42.2569; 2.4: -1209.751; 2.5: -30.5528
| 2 | 58.25 | 1: 76.237; 1.1: 464.8041; 1.2: 0.62331; 1.3: 378.625; 1.4: 11.7288; 1.5: 464.8041; 1.6: 378.625; 1.7: 151.45; 1.8: 8.4594; 1.9: 1262.0833; 2: 40.1937; 2.1: 95.0369; 2.2: 1676.0384; 2.3: 42.2928; 2.4: -1211.2343; 2.5: -30.564
| 2 | 58.3 | 1: 76.3975; 1.1: 466.1828; 1.2: 0.62516; 1.3: 378.95; 1.4: 11.7535; 1.5: 466.1828; 1.6: 378.95; 1.7: 151.58; 1.8: 8.4594; 1.9: 1263.1667; 2: 40.2282; 2.1: 95.0378; 2.2: 1678.9002; 2.3: 42.3287; 2.4: -1212.7173; 2.5: -30.5752
| 2 | 58.35 | 1: 76.5583; 1.1: 467.5643; 1.2: 0.62701; 1.3: 379.275; 1.4: 11.7782; 1.5: 467.5643; 1.6: 379.275; 1.7: 151.71; 1.8: 8.4594; 1.9: 1264.25; 2: 40.2627; 2.1: 95.0388; 2.2: 1681.7645; 2.3: 42.3645; 2.4: -1214.2002; 2.5: -30.5864
| 2 | 58.4 | 1: 76.7192; 1.1: 468.9484; 1.2: 0.62887; 1.3: 379.6; 1.4: 11.8029; 1.5: 468.9484; 1.6: 379.6; 1.7: 151.84; 1.8: 8.4594; 1.9: 1265.3333; 2: 40.2972; 2.1: 95.0397; 2.2: 1684.6312; 2.3: 42.4004; 2.4: -1215.6828; 2.5: -30.5975
| 2 | 58.45 | 1: 76.8802; 1.1: 470.3353; 1.2: 0.63073; 1.3: 379.925; 1.4: 11.8277; 1.5: 470.3353; 1.6: 379.925; 1.7: 151.97; 1.8: 8.4594; 1.9: 1266.4167; 2: 40.3317; 2.1: 95.0406; 2.2: 1687.5005; 2.3: 42.4363; 2.4: -1217.1652; 2.5: -30.6086
| 2 | 58.5 | 1: 77.0415; 1.1: 471.7248; 1.2: 0.63259; 1.3: 380.25; 1.4: 11.8525; 1.5: 471.7248; 1.6: 380.25; 1.7: 152.1; 1.8: 8.4594; 1.9: 1267.5; 2: 40.3662; 2.1: 95.0416; 2.2: 1690.3722; 2.3: 42.4722; 2.4: -1218.6474; 2.5: -30.6197
| 2 | 58.55 | 1: 77.2029; 1.1: 473.1171; 1.2: 0.63446; 1.3: 380.575; 1.4: 11.8774; 1.5: 473.1171; 1.6: 380.575; 1.7: 152.23; 1.8: 8.4594; 1.9: 1268.5833; 2: 40.4007; 2.1: 95.0425; 2.2: 1693.2464; 2.3: 42.5081; 2.4: -1220.1293; 2.5: -30.6307
| 2 | 58.6 | 1: 77.3644; 1.1: 474.5121; 1.2: 0.63633; 1.3: 380.9; 1.4: 11.9022; 1.5: 474.5121; 1.6: 380.9; 1.7: 152.36; 1.8: 8.4594; 1.9: 1269.6667; 2: 40.4352; 2.1: 95.0434; 2.2: 1696.1232; 2.3: 42.544; 2.4: -1221.611; 2.5: -30.6418
| 2 | 58.65 | 1: 77.5262; 1.1: 475.9099; 1.2: 0.63821; 1.3: 381.225; 1.4: 11.9271; 1.5: 475.9099; 1.6: 381.225; 1.7: 152.49; 1.8: 8.4594; 1.9: 1270.75; 2: 40.4697; 2.1: 95.0443; 2.2: 1699.0024; 2.3: 42.5799; 2.4: -1223.0925; 2.5: -30.6528
| 2 | 58.7 | 1: 77.6881; 1.1: 477.3104; 1.2: 0.64008; 1.3: 381.55; 1.4: 11.952; 1.5: 477.3104; 1.6: 381.55; 1.7: 152.62; 1.8: 8.4594; 1.9: 1271.8333; 2: 40.5042; 2.1: 95.0453; 2.2: 1701.8841; 2.3: 42.6157; 2.4: -1224.5737; 2.5: -30.6637
| 2 | 58.75 | 1: 77.8502; 1.1: 478.7136; 1.2: 0.64197; 1.3: 381.875; 1.4: 11.9769; 1.5: 478.7136; 1.6: 381.875; 1.7: 152.75; 1.8: 8.4594; 1.9: 1272.9167; 2: 40.5387; 2.1: 95.0462; 2.2: 1704.7682; 2.3: 42.6516; 2.4: -1226.0547; 2.5: -30.6747
| 2 | 58.8 | 1: 78.0124; 1.1: 480.1195; 1.2: 0.64385; 1.3: 382.2; 1.4: 12.0019; 1.5: 480.1195; 1.6: 382.2; 1.7: 152.88; 1.8: 8.4594; 1.9: 1274; 2: 40.5732; 2.1: 95.0471; 2.2: 1707.6549; 2.3: 42.6875; 2.4: -1227.5354; 2.5: -30.6856
| 2 | 58.85 | 1: 78.1748; 1.1: 481.5282; 1.2: 0.64574; 1.3: 382.525; 1.4: 12.0269; 1.5: 481.5282; 1.6: 382.525; 1.7: 153.01; 1.8: 8.4594; 1.9: 1275.0833; 2: 40.6077; 2.1: 95.048; 2.2: 1710.5441; 2.3: 42.7234; 2.4: -1229.0158; 2.5: -30.6965
| 2 | 58.9 | 1: 78.3374; 1.1: 482.9396; 1.2: 0.64763; 1.3: 382.85; 1.4: 12.0519; 1.5: 482.9396; 1.6: 382.85; 1.7: 153.14; 1.8: 8.4594; 1.9: 1276.1667; 2: 40.6423; 2.1: 95.0489; 2.2: 1713.4357; 2.3: 42.7593; 2.4: -1230.4961; 2.5: -30.7074
| 2 | 58.95 | 1: 78.5002; 1.1: 484.3538; 1.2: 0.64953; 1.3: 383.175; 1.4: 12.0769; 1.5: 484.3538; 1.6: 383.175; 1.7: 153.27; 1.8: 8.4594; 1.9: 1277.25; 2: 40.6768; 2.1: 95.0498; 2.2: 1716.3299; 2.3: 42.7952; 2.4: -1231.976; 2.5: -30.7183
| 2 | 59 | 1: 78.6631; 1.1: 485.7707; 1.2: 0.65143; 1.3: 383.5; 1.4: 12.102; 1.5: 485.7707; 1.6: 383.5; 1.7: 153.4; 1.8: 8.4594; 1.9: 1278.3333; 2: 40.7113; 2.1: 95.0507; 2.2: 1719.2265; 2.3: 42.8311; 2.4: -1233.4557; 2.5: -30.7291
| 2 | 59.05 | 1: 78.8262; 1.1: 487.1904; 1.2: 0.65333; 1.3: 383.825; 1.4: 12.1271; 1.5: 487.1904; 1.6: 383.825; 1.7: 153.53; 1.8: 8.4594; 1.9: 1279.4167; 2: 40.7458; 2.1: 95.0515; 2.2: 1722.1256; 2.3: 42.867; 2.4: -1234.9352; 2.5: -30.7399
| 2 | 59.1 | 1: 78.9894; 1.1: 488.6128; 1.2: 0.65524; 1.3: 384.15; 1.4: 12.1522; 1.5: 488.6128; 1.6: 384.15; 1.7: 153.66; 1.8: 8.4594; 1.9: 1280.5; 2: 40.7803; 2.1: 95.0524; 2.2: 1725.0272; 2.3: 42.9029; 2.4: -1236.4144; 2.5: -30.7507
| 2 | 59.15 | 1: 79.1529; 1.1: 490.038; 1.2: 0.65715; 1.3: 384.475; 1.4: 12.1774; 1.5: 490.038; 1.6: 384.475; 1.7: 153.79; 1.8: 8.4594; 1.9: 1281.5833; 2: 40.8148; 2.1: 95.0533; 2.2: 1727.9313; 2.3: 42.9388; 2.4: -1237.8933; 2.5: -30.7614
| 2 | 59.2 | 1: 79.3165; 1.1: 491.4659; 1.2: 0.65907; 1.3: 384.8; 1.4: 12.2025; 1.5: 491.4659; 1.6: 384.8; 1.7: 153.92; 1.8: 8.4594; 1.9: 1282.6667; 2: 40.8493; 2.1: 95.0542; 2.2: 1730.8379; 2.3: 42.9747; 2.4: -1239.372; 2.5: -30.7722
| 2 | 59.25 | 1: 79.4802; 1.1: 492.8966; 1.2: 0.66099; 1.3: 385.125; 1.4: 12.2277; 1.5: 492.8966; 1.6: 385.125; 1.7: 154.05; 1.8: 8.4594; 1.9: 1283.75; 2: 40.8838; 2.1: 95.0551; 2.2: 1733.747; 2.3: 43.0106; 2.4: -1240.8504; 2.5: -30.7829
| 2 | 59.3 | 1: 79.6442; 1.1: 494.3301; 1.2: 0.66291; 1.3: 385.45; 1.4: 12.2529; 1.5: 494.3301; 1.6: 385.45; 1.7: 154.18; 1.8: 8.4594; 1.9: 1284.8333; 2: 40.9183; 2.1: 95.0559; 2.2: 1736.6586; 2.3: 43.0465; 2.4: -1242.3285; 2.5: -30.7936
| 2 | 59.35 | 1: 79.8083; 1.1: 495.7663; 1.2: 0.66483; 1.3: 385.775; 1.4: 12.2782; 1.5: 495.7663; 1.6: 385.775; 1.7: 154.31; 1.8: 8.4594; 1.9: 1285.9167; 2: 40.9528; 2.1: 95.0568; 2.2: 1739.5726; 2.3: 43.0824; 2.4: -1243.8063; 2.5: -30.8042
| 2 | 59.4 | 1: 79.9725; 1.1: 497.2053; 1.2: 0.66676; 1.3: 386.1; 1.4: 12.3035; 1.5: 497.2053; 1.6: 386.1; 1.7: 154.44; 1.8: 8.4594; 1.9: 1287; 2: 40.9873; 2.1: 95.0576; 2.2: 1742.4892; 2.3: 43.1183; 2.4: -1245.2839; 2.5: -30.8149
| 2 | 59.45 | 1: 80.137; 1.1: 498.647; 1.2: 0.6687; 1.3: 386.425; 1.4: 12.3288; 1.5: 498.647; 1.6: 386.425; 1.7: 154.57; 1.8: 8.4594; 1.9: 1288.0833; 2: 41.0218; 2.1: 95.0585; 2.2: 1745.4082; 2.3: 43.1542; 2.4: -1246.7612; 2.5: -30.8255
| 2 | 59.5 | 1: 80.3016; 1.1: 500.0916; 1.2: 0.67063; 1.3: 386.75; 1.4: 12.3541; 1.5: 500.0916; 1.6: 386.75; 1.7: 154.7; 1.8: 8.4594; 1.9: 1289.1667; 2: 41.0563; 2.1: 95.0593; 2.2: 1748.3298; 2.3: 43.1901; 2.4: -1248.2382; 2.5: -30.8361
| 2 | 59.55 | 1: 80.4664; 1.1: 501.5389; 1.2: 0.67257; 1.3: 387.075; 1.4: 12.3794; 1.5: 501.5389; 1.6: 387.075; 1.7: 154.83; 1.8: 8.4594; 1.9: 1290.25; 2: 41.0908; 2.1: 95.0602; 2.2: 1751.2538; 2.3: 43.2261; 2.4: -1249.7149; 2.5: -30.8466
| 2 | 59.6 | 1: 80.6313; 1.1: 502.989; 1.2: 0.67452; 1.3: 387.4; 1.4: 12.4048; 1.5: 502.989; 1.6: 387.4; 1.7: 154.96; 1.8: 8.4594; 1.9: 1291.3333; 2: 41.1253; 2.1: 95.061; 2.2: 1754.1803; 2.3: 43.262; 2.4: -1251.1914; 2.5: -30.8571
| 2 | 59.65 | 1: 80.7964; 1.1: 504.4418; 1.2: 0.67647; 1.3: 387.725; 1.4: 12.4302; 1.5: 504.4418; 1.6: 387.725; 1.7: 155.09; 1.8: 8.4594; 1.9: 1292.4167; 2: 41.1598; 2.1: 95.0619; 2.2: 1757.1093; 2.3: 43.2979; 2.4: -1252.6675; 2.5: -30.8677
| 2 | 59.7 | 1: 80.9617; 1.1: 505.8975; 1.2: 0.67842; 1.3: 388.05; 1.4: 12.4557; 1.5: 505.8975; 1.6: 388.05; 1.7: 155.22; 1.8: 8.4594; 1.9: 1293.5; 2: 41.1943; 2.1: 95.0627; 2.2: 1760.0409; 2.3: 43.3338; 2.4: -1254.1434; 2.5: -30.8781
| 2 | 59.75 | 1: 81.1272; 1.1: 507.3559; 1.2: 0.68038; 1.3: 388.375; 1.4: 12.4811; 1.5: 507.3559; 1.6: 388.375; 1.7: 155.35; 1.8: 8.4594; 1.9: 1294.5833; 2: 41.2288; 2.1: 95.0635; 2.2: 1762.9749; 2.3: 43.3697; 2.4: -1255.619; 2.5: -30.8886
| 2 | 59.8 | 1: 81.2928; 1.1: 508.8171; 1.2: 0.68234; 1.3: 388.7; 1.4: 12.5066; 1.5: 508.8171; 1.6: 388.7; 1.7: 155.48; 1.8: 8.4594; 1.9: 1295.6667; 2: 41.2633; 2.1: 95.0643; 2.2: 1765.9114; 2.3: 43.4056; 2.4: -1257.0942; 2.5: -30.899
| 2 | 59.85 | 1: 81.4586; 1.1: 510.2811; 1.2: 0.6843; 1.3: 389.025; 1.4: 12.5321; 1.5: 510.2811; 1.6: 389.025; 1.7: 155.61; 1.8: 8.4594; 1.9: 1296.75; 2: 41.2978; 2.1: 95.0652; 2.2: 1768.8503; 2.3: 43.4415; 2.4: -1258.5692; 2.5: -30.9094
| 2 | 59.9 | 1: 81.6246; 1.1: 511.7479; 1.2: 0.68627; 1.3: 389.35; 1.4: 12.5576; 1.5: 511.7479; 1.6: 389.35; 1.7: 155.74; 1.8: 8.4594; 1.9: 1297.8333; 2: 41.3323; 2.1: 95.066; 2.2: 1771.7918; 2.3: 43.4775; 2.4: -1260.0439; 2.5: -30.9198
| 2 | 59.95 | 1: 81.7907; 1.1: 513.2176; 1.2: 0.68824; 1.3: 389.675; 1.4: 12.5832; 1.5: 513.2176; 1.6: 389.675; 1.7: 155.87; 1.8: 8.4594; 1.9: 1298.9167; 2: 41.3668; 2.1: 95.0668; 2.2: 1774.7358; 2.3: 43.5134; 2.4: -1261.5183; 2.5: -30.9302
| 2 | 60 | 1: 81.957; 1.1: 514.69; 1.2: 0.69021; 1.3: 390; 1.4: 12.6088; 1.5: 514.69; 1.6: 390; 1.7: 156; 1.8: 8.4594; 1.9: 1300; 2: 41.4013; 2.1: 95.0676; 2.2: 1777.6823; 2.3: 43.5493; 2.4: -1262.9923; 2.5: -30.9405
| 2 | 60.05 | 1: 82.1235; 1.1: 516.1652; 1.2: 0.69219; 1.3: 390.325; 1.4: 12.6344; 1.5: 516.1652; 1.6: 390.325; 1.7: 156.13; 1.8: 8.4594; 1.9: 1301.0833; 2: 41.4358; 2.1: 95.0684; 2.2: 1780.6313; 2.3: 43.5852; 2.4: -1264.4661; 2.5: -30.9508
| 2 | 60.1 | 1: 82.2901; 1.1: 517.6432; 1.2: 0.69417; 1.3: 390.65; 1.4: 12.66; 1.5: 517.6432; 1.6: 390.65; 1.7: 156.26; 1.8: 8.4594; 1.9: 1302.1667; 2: 41.4703; 2.1: 95.0692; 2.2: 1783.5827; 2.3: 43.6211; 2.4: -1265.9395; 2.5: -30.9611
| 2 | 60.15 | 1: 82.4569; 1.1: 519.124; 1.2: 0.69616; 1.3: 390.975; 1.4: 12.6857; 1.5: 519.124; 1.6: 390.975; 1.7: 156.39; 1.8: 8.4594; 1.9: 1303.25; 2: 41.5048; 2.1: 95.07; 2.2: 1786.5367; 2.3: 43.6571; 2.4: -1267.4127; 2.5: -30.9714
| 2 | 60.2 | 1: 82.6239; 1.1: 520.6076; 1.2: 0.69815; 1.3: 391.3; 1.4: 12.7114; 1.5: 520.6076; 1.6: 391.3; 1.7: 156.52; 1.8: 8.4594; 1.9: 1304.3333; 2: 41.5393; 2.1: 95.0708; 2.2: 1789.4931; 2.3: 43.693; 2.4: -1268.8855; 2.5: -30.9816
| 2 | 60.25 | 1: 82.791; 1.1: 522.0941; 1.2: 0.70014; 1.3: 391.625; 1.4: 12.7371; 1.5: 522.0941; 1.6: 391.625; 1.7: 156.65; 1.8: 8.4594; 1.9: 1305.4167; 2: 41.5738; 2.1: 95.0716; 2.2: 1792.4521; 2.3: 43.7289; 2.4: -1270.358; 2.5: -30.9918
| 2 | 60.3 | 1: 82.9584; 1.1: 523.5833; 1.2: 0.70214; 1.3: 391.95; 1.4: 12.7628; 1.5: 523.5833; 1.6: 391.95; 1.7: 156.78; 1.8: 8.4594; 1.9: 1306.5; 2: 41.6083; 2.1: 95.0724; 2.2: 1795.4135; 2.3: 43.7648; 2.4: -1271.8302; 2.5: -31.002
| 2 | 60.35 | 1: 83.1258; 1.1: 525.0754; 1.2: 0.70414; 1.3: 392.275; 1.4: 12.7886; 1.5: 525.0754; 1.6: 392.275; 1.7: 156.91; 1.8: 8.4594; 1.9: 1307.5833; 2: 41.6428; 2.1: 95.0732; 2.2: 1798.3774; 2.3: 43.8008; 2.4: -1273.302; 2.5: -31.0122
| 2 | 60.4 | 1: 83.2935; 1.1: 526.5703; 1.2: 0.70614; 1.3: 392.6; 1.4: 12.8144; 1.5: 526.5703; 1.6: 392.6; 1.7: 157.04; 1.8: 8.4594; 1.9: 1308.6667; 2: 41.6773; 2.1: 95.0739; 2.2: 1801.3439; 2.3: 43.8367; 2.4: -1274.7736; 2.5: -31.0223
| 2 | 60.45 | 1: 83.4613; 1.1: 528.068; 1.2: 0.70815; 1.3: 392.925; 1.4: 12.8402; 1.5: 528.068; 1.6: 392.925; 1.7: 157.17; 1.8: 8.4594; 1.9: 1309.75; 2: 41.7118; 2.1: 95.0747; 2.2: 1804.3128; 2.3: 43.8726; 2.4: -1276.2448; 2.5: -31.0324
| 2 | 60.5 | 1: 83.6293; 1.1: 529.5686; 1.2: 0.71016; 1.3: 393.25; 1.4: 12.866; 1.5: 529.5686; 1.6: 393.25; 1.7: 157.3; 1.8: 8.4594; 1.9: 1310.8333; 2: 41.7463; 2.1: 95.0755; 2.2: 1807.2842; 2.3: 43.9086; 2.4: -1277.7157; 2.5: -31.0425
| 2 | 60.55 | 1: 83.7975; 1.1: 531.0719; 1.2: 0.71218; 1.3: 393.575; 1.4: 12.8919; 1.5: 531.0719; 1.6: 393.575; 1.7: 157.43; 1.8: 8.4594; 1.9: 1311.9167; 2: 41.7808; 2.1: 95.0762; 2.2: 1810.2581; 2.3: 43.9445; 2.4: -1279.1862; 2.5: -31.0526
| 2 | 60.6 | 1: 83.9658; 1.1: 532.5782; 1.2: 0.7142; 1.3: 393.9; 1.4: 12.9178; 1.5: 532.5782; 1.6: 393.9; 1.7: 157.56; 1.8: 8.4594; 1.9: 1313; 2: 41.8153; 2.1: 95.077; 2.2: 1813.2346; 2.3: 43.9804; 2.4: -1280.6564; 2.5: -31.0626
| 2 | 60.65 | 1: 84.1343; 1.1: 534.0872; 1.2: 0.71622; 1.3: 394.225; 1.4: 12.9437; 1.5: 534.0872; 1.6: 394.225; 1.7: 157.69; 1.8: 8.4594; 1.9: 1314.0833; 2: 41.8498; 2.1: 95.0778; 2.2: 1816.2135; 2.3: 44.0164; 2.4: -1282.1263; 2.5: -31.0726
| 2 | 60.7 | 1: 84.3029; 1.1: 535.5991; 1.2: 0.71825; 1.3: 394.55; 1.4: 12.9697; 1.5: 535.5991; 1.6: 394.55; 1.7: 157.82; 1.8: 8.4594; 1.9: 1315.1667; 2: 41.8843; 2.1: 95.0785; 2.2: 1819.1949; 2.3: 44.0523; 2.4: -1283.5958; 2.5: -31.0826
| 2 | 60.75 | 1: 84.4718; 1.1: 537.1138; 1.2: 0.72028; 1.3: 394.875; 1.4: 12.9957; 1.5: 537.1138; 1.6: 394.875; 1.7: 157.95; 1.8: 8.4594; 1.9: 1316.25; 2: 41.9188; 2.1: 95.0793; 2.2: 1822.1788; 2.3: 44.0883; 2.4: -1285.065; 2.5: -31.0926
| 2 | 60.8 | 1: 84.6408; 1.1: 538.6313; 1.2: 0.72232; 1.3: 395.2; 1.4: 13.0217; 1.5: 538.6313; 1.6: 395.2; 1.7: 158.08; 1.8: 8.4594; 1.9: 1317.3333; 2: 41.9533; 2.1: 95.08; 2.2: 1825.1652; 2.3: 44.1242; 2.4: -1286.5338; 2.5: -31.1025
| 2 | 60.85 | 1: 84.81; 1.1: 540.1518; 1.2: 0.72436; 1.3: 395.525; 1.4: 13.0477; 1.5: 540.1518; 1.6: 395.525; 1.7: 158.21; 1.8: 8.4594; 1.9: 1318.4167; 2: 41.9878; 2.1: 95.0807; 2.2: 1828.1541; 2.3: 44.1601; 2.4: -1288.0023; 2.5: -31.1125
| 2 | 60.9 | 1: 84.9793; 1.1: 541.675; 1.2: 0.7264; 1.3: 395.85; 1.4: 13.0737; 1.5: 541.675; 1.6: 395.85; 1.7: 158.34; 1.8: 8.4594; 1.9: 1319.5; 2: 42.0223; 2.1: 95.0815; 2.2: 1831.1454; 2.3: 44.1961; 2.4: -1289.4704; 2.5: -31.1223
| 2 | 60.95 | 1: 85.1488; 1.1: 543.2011; 1.2: 0.72844; 1.3: 396.175; 1.4: 13.0998; 1.5: 543.2011; 1.6: 396.175; 1.7: 158.47; 1.8: 8.4594; 1.9: 1320.5833; 2: 42.0568; 2.1: 95.0822; 2.2: 1834.1393; 2.3: 44.232; 2.4: -1290.9382; 2.5: -31.1322
| 2 | 61 | 1: 85.3185; 1.1: 544.7301; 1.2: 0.7305; 1.3: 396.5; 1.4: 13.1259; 1.5: 544.7301; 1.6: 396.5; 1.7: 158.6; 1.8: 8.4594; 1.9: 1321.6667; 2: 42.0913; 2.1: 95.0829; 2.2: 1837.1357; 2.3: 44.268; 2.4: -1292.4056; 2.5: -31.1421
| 2 | 61.05 | 1: 85.4883; 1.1: 546.2619; 1.2: 0.73255; 1.3: 396.825; 1.4: 13.1521; 1.5: 546.2619; 1.6: 396.825; 1.7: 158.73; 1.8: 8.4594; 1.9: 1322.75; 2: 42.1258; 2.1: 95.0837; 2.2: 1840.1346; 2.3: 44.3039; 2.4: -1293.8727; 2.5: -31.1519
| 2 | 61.1 | 1: 85.6583; 1.1: 547.7965; 1.2: 0.73461; 1.3: 397.15; 1.4: 13.1782; 1.5: 547.7965; 1.6: 397.15; 1.7: 158.86; 1.8: 8.4594; 1.9: 1323.8333; 2: 42.1603; 2.1: 95.0844; 2.2: 1843.1359; 2.3: 44.3399; 2.4: -1295.3394; 2.5: -31.1617
| 2 | 61.15 | 1: 85.8285; 1.1: 549.3341; 1.2: 0.73667; 1.3: 397.475; 1.4: 13.2044; 1.5: 549.3341; 1.6: 397.475; 1.7: 158.99; 1.8: 8.4594; 1.9: 1324.9167; 2: 42.1948; 2.1: 95.0851; 2.2: 1846.1398; 2.3: 44.3758; 2.4: -1296.8057; 2.5: -31.1714
| 2 | 61.2 | 1: 85.9989; 1.1: 550.8744; 1.2: 0.73873; 1.3: 397.8; 1.4: 13.2306; 1.5: 550.8744; 1.6: 397.8; 1.7: 159.12; 1.8: 8.4594; 1.9: 1326; 2: 42.2293; 2.1: 95.0858; 2.2: 1849.1462; 2.3: 44.4118; 2.4: -1298.2717; 2.5: -31.1812
| 2 | 61.25 | 1: 86.1694; 1.1: 552.4177; 1.2: 0.7408; 1.3: 398.125; 1.4: 13.2568; 1.5: 552.4177; 1.6: 398.125; 1.7: 159.25; 1.8: 8.4594; 1.9: 1327.0833; 2: 42.2638; 2.1: 95.0865; 2.2: 1852.155; 2.3: 44.4477; 2.4: -1299.7373; 2.5: -31.1909
| 2 | 61.3 | 1: 86.3401; 1.1: 553.9638; 1.2: 0.74288; 1.3: 398.45; 1.4: 13.2831; 1.5: 553.9638; 1.6: 398.45; 1.7: 159.38; 1.8: 8.4594; 1.9: 1328.1667; 2: 42.2983; 2.1: 95.0873; 2.2: 1855.1664; 2.3: 44.4837; 2.4: -1301.2026; 2.5: -31.2006
| 2 | 61.35 | 1: 86.511; 1.1: 555.5128; 1.2: 0.74495; 1.3: 398.775; 1.4: 13.3094; 1.5: 555.5128; 1.6: 398.775; 1.7: 159.51; 1.8: 8.4594; 1.9: 1329.25; 2: 42.3328; 2.1: 95.088; 2.2: 1858.1802; 2.3: 44.5196; 2.4: -1302.6674; 2.5: -31.2102
| 2 | 61.4 | 1: 86.682; 1.1: 557.0647; 1.2: 0.74704; 1.3: 399.1; 1.4: 13.3357; 1.5: 557.0647; 1.6: 399.1; 1.7: 159.64; 1.8: 8.4594; 1.9: 1330.3333; 2: 42.3673; 2.1: 95.0887; 2.2: 1861.1966; 2.3: 44.5556; 2.4: -1304.1319; 2.5: -31.2199
| 2 | 61.45 | 1: 86.8532; 1.1: 558.6194; 1.2: 0.74912; 1.3: 399.425; 1.4: 13.362; 1.5: 558.6194; 1.6: 399.425; 1.7: 159.77; 1.8: 8.4594; 1.9: 1331.4167; 2: 42.4018; 2.1: 95.0894; 2.2: 1864.2154; 2.3: 44.5915; 2.4: -1305.596; 2.5: -31.2295
| 2 | 61.5 | 1: 87.0246; 1.1: 560.1771; 1.2: 0.75121; 1.3: 399.75; 1.4: 13.3884; 1.5: 560.1771; 1.6: 399.75; 1.7: 159.9; 1.8: 8.4594; 1.9: 1332.5; 2: 42.4363; 2.1: 95.09; 2.2: 1867.2367; 2.3: 44.6275; 2.4: -1307.0597; 2.5: -31.2391
| 2 | 61.55 | 1: 87.1961; 1.1: 561.7376; 1.2: 0.7533; 1.3: 400.075; 1.4: 13.4148; 1.5: 561.7376; 1.6: 400.075; 1.7: 160.03; 1.8: 8.4594; 1.9: 1333.5833; 2: 42.4708; 2.1: 95.0907; 2.2: 1870.2606; 2.3: 44.6635; 2.4: -1308.523; 2.5: -31.2487
| 2 | 61.6 | 1: 87.3678; 1.1: 563.301; 1.2: 0.7554; 1.3: 400.4; 1.4: 13.4412; 1.5: 563.301; 1.6: 400.4; 1.7: 160.16; 1.8: 8.4594; 1.9: 1334.6667; 2: 42.5053; 2.1: 95.0914; 2.2: 1873.2869; 2.3: 44.6994; 2.4: -1309.986; 2.5: -31.2582
| 2 | 61.65 | 1: 87.5397; 1.1: 564.8672; 1.2: 0.7575; 1.3: 400.725; 1.4: 13.4676; 1.5: 564.8672; 1.6: 400.725; 1.7: 160.29; 1.8: 8.4594; 1.9: 1335.75; 2: 42.5398; 2.1: 95.0921; 2.2: 1876.3157; 2.3: 44.7354; 2.4: -1311.4485; 2.5: -31.2677
| 2 | 61.7 | 1: 87.7117; 1.1: 566.4364; 1.2: 0.7596; 1.3: 401.05; 1.4: 13.4941; 1.5: 566.4364; 1.6: 401.05; 1.7: 160.42; 1.8: 8.4594; 1.9: 1336.8333; 2: 42.5743; 2.1: 95.0928; 2.2: 1879.3471; 2.3: 44.7713; 2.4: -1312.9106; 2.5: -31.2772
| 2 | 61.75 | 1: 87.8839; 1.1: 568.0085; 1.2: 0.76171; 1.3: 401.375; 1.4: 13.5206; 1.5: 568.0085; 1.6: 401.375; 1.7: 160.55; 1.8: 8.4594; 1.9: 1337.9167; 2: 42.6088; 2.1: 95.0935; 2.2: 1882.3809; 2.3: 44.8073; 2.4: -1314.3724; 2.5: -31.2867
| 2 | 61.8 | 1: 88.0563; 1.1: 569.5834; 1.2: 0.76382; 1.3: 401.7; 1.4: 13.5471; 1.5: 569.5834; 1.6: 401.7; 1.7: 160.68; 1.8: 8.4594; 1.9: 1339; 2: 42.6433; 2.1: 95.0941; 2.2: 1885.4172; 2.3: 44.8433; 2.4: -1315.8338; 2.5: -31.2961
| 2 | 61.85 | 1: 88.2289; 1.1: 571.1613; 1.2: 0.76594; 1.3: 402.025; 1.4: 13.5737; 1.5: 571.1613; 1.6: 402.025; 1.7: 160.81; 1.8: 8.4594; 1.9: 1340.0833; 2: 42.6778; 2.1: 95.0948; 2.2: 1888.456; 2.3: 44.8792; 2.4: -1317.2947; 2.5: -31.3056
| 2 | 61.9 | 1: 88.4016; 1.1: 572.742; 1.2: 0.76806; 1.3: 402.35; 1.4: 13.6002; 1.5: 572.742; 1.6: 402.35; 1.7: 160.94; 1.8: 8.4594; 1.9: 1341.1667; 2: 42.7123; 2.1: 95.0955; 2.2: 1891.4973; 2.3: 44.9152; 2.4: -1318.7553; 2.5: -31.315
| 2 | 61.95 | 1: 88.5745; 1.1: 574.3257; 1.2: 0.77018; 1.3: 402.675; 1.4: 13.6268; 1.5: 574.3257; 1.6: 402.675; 1.7: 161.07; 1.8: 8.4594; 1.9: 1342.25; 2: 42.7468; 2.1: 95.0961; 2.2: 1894.5411; 2.3: 44.9512; 2.4: -1320.2154; 2.5: -31.3243
| 2 | 62 | 1: 88.7475; 1.1: 575.9122; 1.2: 0.77231; 1.3: 403; 1.4: 13.6535; 1.5: 575.9122; 1.6: 403; 1.7: 161.2; 1.8: 8.4594; 1.9: 1343.3333; 2: 42.7813; 2.1: 95.0968; 2.2: 1897.5874; 2.3: 44.9871; 2.4: -1321.6751; 2.5: -31.3337
| 2 | 62.05 | 1: 88.9207; 1.1: 577.5017; 1.2: 0.77444; 1.3: 403.325; 1.4: 13.6801; 1.5: 577.5017; 1.6: 403.325; 1.7: 161.33; 1.8: 8.4594; 1.9: 1344.4167; 2: 42.8158; 2.1: 95.0974; 2.2: 1900.6361; 2.3: 45.0231; 2.4: -1323.1344; 2.5: -31.343
| 2 | 62.1 | 1: 89.0941; 1.1: 579.0941; 1.2: 0.77658; 1.3: 403.65; 1.4: 13.7068; 1.5: 579.0941; 1.6: 403.65; 1.7: 161.46; 1.8: 8.4594; 1.9: 1345.5; 2: 42.8503; 2.1: 95.0981; 2.2: 1903.6874; 2.3: 45.0591; 2.4: -1324.5933; 2.5: -31.3523
| 2 | 62.15 | 1: 89.2677; 1.1: 580.6894; 1.2: 0.77872; 1.3: 403.975; 1.4: 13.7335; 1.5: 580.6894; 1.6: 403.975; 1.7: 161.59; 1.8: 8.4594; 1.9: 1346.5833; 2: 42.8848; 2.1: 95.0987; 2.2: 1906.7412; 2.3: 45.095; 2.4: -1326.0518; 2.5: -31.3616
| 2 | 62.2 | 1: 89.4414; 1.1: 582.2876; 1.2: 0.78086; 1.3: 404.3; 1.4: 13.7602; 1.5: 582.2876; 1.6: 404.3; 1.7: 161.72; 1.8: 8.4594; 1.9: 1347.6667; 2: 42.9193; 2.1: 95.0994; 2.2: 1909.7975; 2.3: 45.131; 2.4: -1327.5099; 2.5: -31.3708
| 2 | 62.25 | 1: 89.6153; 1.1: 583.8887; 1.2: 0.78301; 1.3: 404.625; 1.4: 13.787; 1.5: 583.8887; 1.6: 404.625; 1.7: 161.85; 1.8: 8.4594; 1.9: 1348.75; 2: 42.9538; 2.1: 95.1; 2.2: 1912.8562; 2.3: 45.167; 2.4: -1328.9675; 2.5: -31.38
| 2 | 62.3 | 1: 89.7894; 1.1: 585.4928; 1.2: 0.78516; 1.3: 404.95; 1.4: 13.8138; 1.5: 585.4928; 1.6: 404.95; 1.7: 161.98; 1.8: 8.4594; 1.9: 1349.8333; 2: 42.9883; 2.1: 95.1007; 2.2: 1915.9175; 2.3: 45.203; 2.4: -1330.4247; 2.5: -31.3892
| 2 | 62.35 | 1: 89.9636; 1.1: 587.0997; 1.2: 0.78731; 1.3: 405.275; 1.4: 13.8406; 1.5: 587.0997; 1.6: 405.275; 1.7: 162.11; 1.8: 8.4594; 1.9: 1350.9167; 2: 43.0228; 2.1: 95.1013; 2.2: 1918.9812; 2.3: 45.239; 2.4: -1331.8815; 2.5: -31.3984
| 2 | 62.4 | 1: 90.1381; 1.1: 588.7097; 1.2: 0.78947; 1.3: 405.6; 1.4: 13.8674; 1.5: 588.7097; 1.6: 405.6; 1.7: 162.24; 1.8: 8.4594; 1.9: 1352; 2: 43.0573; 2.1: 95.1019; 2.2: 1922.0475; 2.3: 45.2749; 2.4: -1333.3378; 2.5: -31.4075
| 2 | 62.45 | 1: 90.3126; 1.1: 590.3225; 1.2: 0.79164; 1.3: 405.925; 1.4: 13.8943; 1.5: 590.3225; 1.6: 405.925; 1.7: 162.37; 1.8: 8.4594; 1.9: 1353.0833; 2: 43.0918; 2.1: 95.1025; 2.2: 1925.1162; 2.3: 45.3109; 2.4: -1334.7937; 2.5: -31.4167
| 2 | 62.5 | 1: 90.4874; 1.1: 591.9382; 1.2: 0.7938; 1.3: 406.25; 1.4: 13.9211; 1.5: 591.9382; 1.6: 406.25; 1.7: 162.5; 1.8: 8.4594; 1.9: 1354.1667; 2: 43.1263; 2.1: 95.1032; 2.2: 1928.1874; 2.3: 45.3469; 2.4: -1336.2492; 2.5: -31.4258
| 2 | 62.55 | 1: 90.6623; 1.1: 593.5569; 1.2: 0.79597; 1.3: 406.575; 1.4: 13.948; 1.5: 593.5569; 1.6: 406.575; 1.7: 162.63; 1.8: 8.4594; 1.9: 1355.25; 2: 43.1608; 2.1: 95.1038; 2.2: 1931.2611; 2.3: 45.3829; 2.4: -1337.7042; 2.5: -31.4348
| 2 | 62.6 | 1: 90.8374; 1.1: 595.1786; 1.2: 0.79815; 1.3: 406.9; 1.4: 13.975; 1.5: 595.1786; 1.6: 406.9; 1.7: 162.76; 1.8: 8.4594; 1.9: 1356.3333; 2: 43.1953; 2.1: 95.1044; 2.2: 1934.3374; 2.3: 45.4189; 2.4: -1339.1588; 2.5: -31.4439
| 2 | 62.65 | 1: 91.0126; 1.1: 596.8032; 1.2: 0.80033; 1.3: 407.225; 1.4: 14.0019; 1.5: 596.8032; 1.6: 407.225; 1.7: 162.89; 1.8: 8.4594; 1.9: 1357.4167; 2: 43.2298; 2.1: 95.105; 2.2: 1937.4161; 2.3: 45.4548; 2.4: -1340.6129; 2.5: -31.4529
| 2 | 62.7 | 1: 91.188; 1.1: 598.4307; 1.2: 0.80251; 1.3: 407.55; 1.4: 14.0289; 1.5: 598.4307; 1.6: 407.55; 1.7: 163.02; 1.8: 8.4594; 1.9: 1358.5; 2: 43.2643; 2.1: 95.1056; 2.2: 1940.4973; 2.3: 45.4908; 2.4: -1342.0666; 2.5: -31.4619
| 2 | 62.75 | 1: 91.3636; 1.1: 600.0611; 1.2: 0.8047; 1.3: 407.875; 1.4: 14.0559; 1.5: 600.0611; 1.6: 407.875; 1.7: 163.15; 1.8: 8.4594; 1.9: 1359.5833; 2: 43.2988; 2.1: 95.1062; 2.2: 1943.5809; 2.3: 45.5268; 2.4: -1343.5198; 2.5: -31.4709
| 2 | 62.8 | 1: 91.5394; 1.1: 601.6945; 1.2: 0.80689; 1.3: 408.2; 1.4: 14.083; 1.5: 601.6945; 1.6: 408.2; 1.7: 163.28; 1.8: 8.4594; 1.9: 1360.6667; 2: 43.3333; 2.1: 95.1068; 2.2: 1946.6671; 2.3: 45.5628; 2.4: -1344.9726; 2.5: -31.4798
| 2 | 62.85 | 1: 91.7153; 1.1: 603.3309; 1.2: 0.80908; 1.3: 408.525; 1.4: 14.11; 1.5: 603.3309; 1.6: 408.525; 1.7: 163.41; 1.8: 8.4594; 1.9: 1361.75; 2: 43.3678; 2.1: 95.1075; 2.2: 1949.7558; 2.3: 45.5988; 2.4: -1346.4249; 2.5: -31.4887
| 2 | 62.9 | 1: 91.8914; 1.1: 604.9702; 1.2: 0.81128; 1.3: 408.85; 1.4: 14.1371; 1.5: 604.9702; 1.6: 408.85; 1.7: 163.54; 1.8: 8.4594; 1.9: 1362.8333; 2: 43.4023; 2.1: 95.1081; 2.2: 1952.847; 2.3: 45.6348; 2.4: -1347.8767; 2.5: -31.4976
| 2 | 62.95 | 1: 92.0677; 1.1: 606.6125; 1.2: 0.81348; 1.3: 409.175; 1.4: 14.1643; 1.5: 606.6125; 1.6: 409.175; 1.7: 163.67; 1.8: 8.4594; 1.9: 1363.9167; 2: 43.4368; 2.1: 95.1086; 2.2: 1955.9406; 2.3: 45.6708; 2.4: -1349.3281; 2.5: -31.5065
| 2 | 63 | 1: 92.2441; 1.1: 608.2577; 1.2: 0.81569; 1.3: 409.5; 1.4: 14.1914; 1.5: 608.2577; 1.6: 409.5; 1.7: 163.8; 1.8: 8.4594; 1.9: 1365; 2: 43.4713; 2.1: 95.1092; 2.2: 1959.0367; 2.3: 45.7067; 2.4: -1350.779; 2.5: -31.5153
| 2 | 63.05 | 1: 92.4207; 1.1: 609.9059; 1.2: 0.8179; 1.3: 409.825; 1.4: 14.2186; 1.5: 609.9059; 1.6: 409.825; 1.7: 163.93; 1.8: 8.4594; 1.9: 1366.0833; 2: 43.5058; 2.1: 95.1098; 2.2: 1962.1354; 2.3: 45.7427; 2.4: -1352.2295; 2.5: -31.5242
| 2 | 63.1 | 1: 92.5975; 1.1: 611.5571; 1.2: 0.82011; 1.3: 410.15; 1.4: 14.2458; 1.5: 611.5571; 1.6: 410.15; 1.7: 164.06; 1.8: 8.4594; 1.9: 1367.1667; 2: 43.5403; 2.1: 95.1104; 2.2: 1965.2365; 2.3: 45.7787; 2.4: -1353.6794; 2.5: -31.533
| 2 | 63.15 | 1: 92.7744; 1.1: 613.2112; 1.2: 0.82233; 1.3: 410.475; 1.4: 14.273; 1.5: 613.2112; 1.6: 410.475; 1.7: 164.19; 1.8: 8.4594; 1.9: 1368.25; 2: 43.5748; 2.1: 95.111; 2.2: 1968.3401; 2.3: 45.8147; 2.4: -1355.1289; 2.5: -31.5417
| 2 | 63.2 | 1: 92.9515; 1.1: 614.8683; 1.2: 0.82455; 1.3: 410.8; 1.4: 14.3002; 1.5: 614.8683; 1.6: 410.8; 1.7: 164.32; 1.8: 8.4594; 1.9: 1369.3333; 2: 43.6093; 2.1: 95.1116; 2.2: 1971.4462; 2.3: 45.8507; 2.4: -1356.5779; 2.5: -31.5505
| 2 | 63.25 | 1: 93.1288; 1.1: 616.5284; 1.2: 0.82678; 1.3: 411.125; 1.4: 14.3275; 1.5: 616.5284; 1.6: 411.125; 1.7: 164.45; 1.8: 8.4594; 1.9: 1370.4167; 2: 43.6438; 2.1: 95.1122; 2.2: 1974.5548; 2.3: 45.8867; 2.4: -1358.0264; 2.5: -31.5592
| 2 | 63.3 | 1: 93.3063; 1.1: 618.1914; 1.2: 0.82901; 1.3: 411.45; 1.4: 14.3548; 1.5: 618.1914; 1.6: 411.45; 1.7: 164.58; 1.8: 8.4594; 1.9: 1371.5; 2: 43.6783; 2.1: 95.1127; 2.2: 1977.6659; 2.3: 45.9227; 2.4: -1359.4745; 2.5: -31.5679
| 2 | 63.35 | 1: 93.4839; 1.1: 619.8574; 1.2: 0.83124; 1.3: 411.775; 1.4: 14.3821; 1.5: 619.8574; 1.6: 411.775; 1.7: 164.71; 1.8: 8.4594; 1.9: 1372.5833; 2: 43.7128; 2.1: 95.1133; 2.2: 1980.7794; 2.3: 45.9587; 2.4: -1360.922; 2.5: -31.5766
| 2 | 63.4 | 1: 93.6617; 1.1: 621.5264; 1.2: 0.83348; 1.3: 412.1; 1.4: 14.4095; 1.5: 621.5264; 1.6: 412.1; 1.7: 164.84; 1.8: 8.4594; 1.9: 1373.6667; 2: 43.7473; 2.1: 95.1139; 2.2: 1983.8955; 2.3: 45.9947; 2.4: -1362.3691; 2.5: -31.5852
| 2 | 63.45 | 1: 93.8396; 1.1: 623.1984; 1.2: 0.83572; 1.3: 412.425; 1.4: 14.4369; 1.5: 623.1984; 1.6: 412.425; 1.7: 164.97; 1.8: 8.4594; 1.9: 1374.75; 2: 43.7818; 2.1: 95.1145; 2.2: 1987.014; 2.3: 46.0307; 2.4: -1363.8156; 2.5: -31.5938
| 2 | 63.5 | 1: 94.0178; 1.1: 624.8733; 1.2: 0.83797; 1.3: 412.75; 1.4: 14.4643; 1.5: 624.8733; 1.6: 412.75; 1.7: 165.1; 1.8: 8.4594; 1.9: 1375.8333; 2: 43.8163; 2.1: 95.115; 2.2: 1990.135; 2.3: 46.0667; 2.4: -1365.2617; 2.5: -31.6024
| 2 | 63.55 | 1: 94.196; 1.1: 626.5513; 1.2: 0.84022; 1.3: 413.075; 1.4: 14.4917; 1.5: 626.5513; 1.6: 413.075; 1.7: 165.23; 1.8: 8.4594; 1.9: 1376.9167; 2: 43.8508; 2.1: 95.1156; 2.2: 1993.2585; 2.3: 46.1027; 2.4: -1366.7072; 2.5: -31.611
| 2 | 63.6 | 1: 94.3745; 1.1: 628.2322; 1.2: 0.84247; 1.3: 413.4; 1.4: 14.5192; 1.5: 628.2322; 1.6: 413.4; 1.7: 165.36; 1.8: 8.4594; 1.9: 1378; 2: 43.8854; 2.1: 95.1161; 2.2: 1996.3845; 2.3: 46.1387; 2.4: -1368.1523; 2.5: -31.6195
| 2 | 63.65 | 1: 94.5531; 1.1: 629.9162; 1.2: 0.84473; 1.3: 413.725; 1.4: 14.5466; 1.5: 629.9162; 1.6: 413.725; 1.7: 165.49; 1.8: 8.4594; 1.9: 1379.0833; 2: 43.9199; 2.1: 95.1167; 2.2: 1999.513; 2.3: 46.1747; 2.4: -1369.5968; 2.5: -31.6281
| 2 | 63.7 | 1: 94.7319; 1.1: 631.6031; 1.2: 0.84699; 1.3: 414.05; 1.4: 14.5741; 1.5: 631.6031; 1.6: 414.05; 1.7: 165.62; 1.8: 8.4594; 1.9: 1380.1667; 2: 43.9544; 2.1: 95.1173; 2.2: 2002.6439; 2.3: 46.2107; 2.4: -1371.0408; 2.5: -31.6366
| 2 | 63.75 | 1: 94.9109; 1.1: 633.293; 1.2: 0.84926; 1.3: 414.375; 1.4: 14.6017; 1.5: 633.293; 1.6: 414.375; 1.7: 165.75; 1.8: 8.4594; 1.9: 1381.25; 2: 43.9889; 2.1: 95.1178; 2.2: 2005.7774; 2.3: 46.2467; 2.4: -1372.4843; 2.5: -31.645
| 2 | 63.8 | 1: 95.09; 1.1: 634.986; 1.2: 0.85153; 1.3: 414.7; 1.4: 14.6292; 1.5: 634.986; 1.6: 414.7; 1.7: 165.88; 1.8: 8.4594; 1.9: 1382.3333; 2: 44.0234; 2.1: 95.1184; 2.2: 2008.9133; 2.3: 46.2827; 2.4: -1373.9273; 2.5: -31.6535
| 2 | 63.85 | 1: 95.2693; 1.1: 636.6819; 1.2: 0.8538; 1.3: 415.025; 1.4: 14.6568; 1.5: 636.6819; 1.6: 415.025; 1.7: 166.01; 1.8: 8.4594; 1.9: 1383.4167; 2: 44.0579; 2.1: 95.1189; 2.2: 2012.0517; 2.3: 46.3187; 2.4: -1375.3698; 2.5: -31.6619
| 2 | 63.9 | 1: 95.4488; 1.1: 638.3808; 1.2: 0.85608; 1.3: 415.35; 1.4: 14.6844; 1.5: 638.3808; 1.6: 415.35; 1.7: 166.14; 1.8: 8.4594; 1.9: 1384.5; 2: 44.0924; 2.1: 95.1195; 2.2: 2015.1926; 2.3: 46.3547; 2.4: -1376.8117; 2.5: -31.6703
| 2 | 63.95 | 1: 95.6285; 1.1: 640.0828; 1.2: 0.85837; 1.3: 415.675; 1.4: 14.7121; 1.5: 640.0828; 1.6: 415.675; 1.7: 166.27; 1.8: 8.4594; 1.9: 1385.5833; 2: 44.1269; 2.1: 95.12; 2.2: 2018.3359; 2.3: 46.3907; 2.4: -1378.2532; 2.5: -31.6787
| 2 | 64 | 1: 95.8083; 1.1: 641.7877; 1.2: 0.86065; 1.3: 416; 1.4: 14.7397; 1.5: 641.7877; 1.6: 416; 1.7: 166.4; 1.8: 8.4594; 1.9: 1386.6667; 2: 44.1614; 2.1: 95.1205; 2.2: 2021.4818; 2.3: 46.4267; 2.4: -1379.694; 2.5: -31.687
| 2 | 64.05 | 1: 95.9883; 1.1: 643.4957; 1.2: 0.86294; 1.3: 416.325; 1.4: 14.7674; 1.5: 643.4957; 1.6: 416.325; 1.7: 166.53; 1.8: 8.4594; 1.9: 1387.75; 2: 44.1959; 2.1: 95.1211; 2.2: 2024.6301; 2.3: 46.4627; 2.4: -1381.1344; 2.5: -31.6953
| 2 | 64.1 | 1: 96.1684; 1.1: 645.2067; 1.2: 0.86524; 1.3: 416.65; 1.4: 14.7951; 1.5: 645.2067; 1.6: 416.65; 1.7: 166.66; 1.8: 8.4594; 1.9: 1388.8333; 2: 44.2304; 2.1: 95.1216; 2.2: 2027.7809; 2.3: 46.4987; 2.4: -1382.5742; 2.5: -31.7036
| 2 | 64.15 | 1: 96.3487; 1.1: 646.9207; 1.2: 0.86753; 1.3: 416.975; 1.4: 14.8229; 1.5: 646.9207; 1.6: 416.975; 1.7: 166.79; 1.8: 8.4594; 1.9: 1389.9167; 2: 44.2649; 2.1: 95.1222; 2.2: 2030.9342; 2.3: 46.5348; 2.4: -1384.0135; 2.5: -31.7119
| 2 | 64.2 | 1: 96.5292; 1.1: 648.6377; 1.2: 0.86984; 1.3: 417.3; 1.4: 14.8506; 1.5: 648.6377; 1.6: 417.3; 1.7: 166.92; 1.8: 8.4594; 1.9: 1391; 2: 44.2994; 2.1: 95.1227; 2.2: 2034.0899; 2.3: 46.5708; 2.4: -1385.4522; 2.5: -31.7201
| 2 | 64.25 | 1: 96.7099; 1.1: 650.3578; 1.2: 0.87214; 1.3: 417.625; 1.4: 14.8784; 1.5: 650.3578; 1.6: 417.625; 1.7: 167.05; 1.8: 8.4594; 1.9: 1392.0833; 2: 44.3339; 2.1: 95.1232; 2.2: 2037.2482; 2.3: 46.6068; 2.4: -1386.8904; 2.5: -31.7283
| 2 | 64.3 | 1: 96.8907; 1.1: 652.0809; 1.2: 0.87445; 1.3: 417.95; 1.4: 14.9063; 1.5: 652.0809; 1.6: 417.95; 1.7: 167.18; 1.8: 8.4594; 1.9: 1393.1667; 2: 44.3684; 2.1: 95.1237; 2.2: 2040.4089; 2.3: 46.6428; 2.4: -1388.328; 2.5: -31.7365
| 2 | 64.35 | 1: 97.0717; 1.1: 653.807; 1.2: 0.87677; 1.3: 418.275; 1.4: 14.9341; 1.5: 653.807; 1.6: 418.275; 1.7: 167.31; 1.8: 8.4594; 1.9: 1394.25; 2: 44.4029; 2.1: 95.1243; 2.2: 2043.5721; 2.3: 46.6788; 2.4: -1389.7651; 2.5: -31.7447
| 2 | 64.4 | 1: 97.2529; 1.1: 655.5361; 1.2: 0.87909; 1.3: 418.6; 1.4: 14.962; 1.5: 655.5361; 1.6: 418.6; 1.7: 167.44; 1.8: 8.4594; 1.9: 1395.3333; 2: 44.4374; 2.1: 95.1248; 2.2: 2046.7378; 2.3: 46.7148; 2.4: -1391.2016; 2.5: -31.7528
| 2 | 64.45 | 1: 97.4342; 1.1: 657.2683; 1.2: 0.88141; 1.3: 418.925; 1.4: 14.9899; 1.5: 657.2683; 1.6: 418.925; 1.7: 167.57; 1.8: 8.4594; 1.9: 1396.4167; 2: 44.4719; 2.1: 95.1253; 2.2: 2049.9059; 2.3: 46.7508; 2.4: -1392.6376; 2.5: -31.7609
| 2 | 64.5 | 1: 97.6157; 1.1: 659.0036; 1.2: 0.88374; 1.3: 419.25; 1.4: 15.0178; 1.5: 659.0036; 1.6: 419.25; 1.7: 167.7; 1.8: 8.4594; 1.9: 1397.5; 2: 44.5064; 2.1: 95.1258; 2.2: 2053.0765; 2.3: 46.7868; 2.4: -1394.0729; 2.5: -31.769
| 2 | 64.55 | 1: 97.7974; 1.1: 660.7418; 1.2: 0.88607; 1.3: 419.575; 1.4: 15.0457; 1.5: 660.7418; 1.6: 419.575; 1.7: 167.83; 1.8: 8.4594; 1.9: 1398.5833; 2: 44.5409; 2.1: 95.1264; 2.2: 2056.2496; 2.3: 46.8228; 2.4: -1395.5078; 2.5: -31.7771
| 2 | 64.6 | 1: 97.9792; 1.1: 662.4831; 1.2: 0.8884; 1.3: 419.9; 1.4: 15.0737; 1.5: 662.4831; 1.6: 419.9; 1.7: 167.96; 1.8: 8.4594; 1.9: 1399.6667; 2: 44.5754; 2.1: 95.1269; 2.2: 2059.4251; 2.3: 46.8589; 2.4: -1396.942; 2.5: -31.7851
| 2 | 64.65 | 1: 98.1612; 1.1: 664.2275; 1.2: 0.89074; 1.3: 420.225; 1.4: 15.1017; 1.5: 664.2275; 1.6: 420.225; 1.7: 168.09; 1.8: 8.4594; 1.9: 1400.75; 2: 44.6099; 2.1: 95.1274; 2.2: 2062.6032; 2.3: 46.8949; 2.4: -1398.3757; 2.5: -31.7932
| 2 | 64.7 | 1: 98.3434; 1.1: 665.9749; 1.2: 0.89309; 1.3: 420.55; 1.4: 15.1298; 1.5: 665.9749; 1.6: 420.55; 1.7: 168.22; 1.8: 8.4594; 1.9: 1401.8333; 2: 44.6444; 2.1: 95.1279; 2.2: 2065.7837; 2.3: 46.9309; 2.4: -1399.8088; 2.5: -31.8011
| 2 | 64.75 | 1: 98.5257; 1.1: 667.7253; 1.2: 0.89543; 1.3: 420.875; 1.4: 15.1578; 1.5: 667.7253; 1.6: 420.875; 1.7: 168.35; 1.8: 8.4594; 1.9: 1402.9167; 2: 44.6789; 2.1: 95.1284; 2.2: 2068.9666; 2.3: 46.9669; 2.4: -1401.2413; 2.5: -31.8091
| 2 | 64.8 | 1: 98.7083; 1.1: 669.4788; 1.2: 0.89779; 1.3: 421.2; 1.4: 15.1859; 1.5: 669.4788; 1.6: 421.2; 1.7: 168.48; 1.8: 8.4594; 1.9: 1404; 2: 44.7134; 2.1: 95.1289; 2.2: 2072.1521; 2.3: 47.0029; 2.4: -1402.6732; 2.5: -31.817
| 2 | 64.85 | 1: 98.8909; 1.1: 671.2354; 1.2: 0.90014; 1.3: 421.525; 1.4: 15.214; 1.5: 671.2354; 1.6: 421.525; 1.7: 168.61; 1.8: 8.4594; 1.9: 1405.0833; 2: 44.7479; 2.1: 95.1294; 2.2: 2075.34; 2.3: 47.0389; 2.4: -1404.1046; 2.5: -31.8249
| 2 | 64.9 | 1: 99.0738; 1.1: 672.995; 1.2: 0.9025; 1.3: 421.85; 1.4: 15.2421; 1.5: 672.995; 1.6: 421.85; 1.7: 168.74; 1.8: 8.4594; 1.9: 1406.1667; 2: 44.7824; 2.1: 95.1299; 2.2: 2078.5303; 2.3: 47.075; 2.4: -1405.5353; 2.5: -31.8328
| 2 | 64.95 | 1: 99.2568; 1.1: 674.7577; 1.2: 0.90487; 1.3: 422.175; 1.4: 15.2703; 1.5: 674.7577; 1.6: 422.175; 1.7: 168.87; 1.8: 8.4594; 1.9: 1407.25; 2: 44.8169; 2.1: 95.1304; 2.2: 2081.7232; 2.3: 47.111; 2.4: -1406.9655; 2.5: -31.8407
| 2 | 65 | 1: 99.44; 1.1: 676.5235; 1.2: 0.90723; 1.3: 422.5; 1.4: 15.2985; 1.5: 676.5235; 1.6: 422.5; 1.7: 169; 1.8: 8.4594; 1.9: 1408.3333; 2: 44.8514; 2.1: 95.131; 2.2: 2084.9185; 2.3: 47.147; 2.4: -1408.395; 2.5: -31.8485
| 2 | 65.05 | 1: 99.6234; 1.1: 678.2923; 1.2: 0.9096; 1.3: 422.825; 1.4: 15.3267; 1.5: 678.2923; 1.6: 422.825; 1.7: 169.13; 1.8: 8.4594; 1.9: 1409.4167; 2: 44.8859; 2.1: 95.1315; 2.2: 2088.1162; 2.3: 47.183; 2.4: -1409.824; 2.5: -31.8563
| 2 | 65.1 | 1: 99.8069; 1.1: 680.0642; 1.2: 0.91198; 1.3: 423.15; 1.4: 15.3549; 1.5: 680.0642; 1.6: 423.15; 1.7: 169.26; 1.8: 8.4594; 1.9: 1410.5; 2: 44.9204; 2.1: 95.132; 2.2: 2091.3165; 2.3: 47.219; 2.4: -1411.2523; 2.5: -31.8641
| 2 | 65.15 | 1: 99.9906; 1.1: 681.8391; 1.2: 0.91436; 1.3: 423.475; 1.4: 15.3832; 1.5: 681.8391; 1.6: 423.475; 1.7: 169.39; 1.8: 8.4594; 1.9: 1411.5833; 2: 44.9549; 2.1: 95.1325; 2.2: 2094.5192; 2.3: 47.255; 2.4: -1412.68; 2.5: -31.8719
| 2 | 65.2 | 1: 100.1745; 1.1: 683.6172; 1.2: 0.91675; 1.3: 423.8; 1.4: 15.4115; 1.5: 683.6172; 1.6: 423.8; 1.7: 169.52; 1.8: 8.4594; 1.9: 1412.6667; 2: 44.9894; 2.1: 95.133; 2.2: 2097.7243; 2.3: 47.2911; 2.4: -1414.1072; 2.5: -31.8796
| 2 | 65.25 | 1: 100.3585; 1.1: 685.3983; 1.2: 0.91913; 1.3: 424.125; 1.4: 15.4398; 1.5: 685.3983; 1.6: 424.125; 1.7: 169.65; 1.8: 8.4594; 1.9: 1413.75; 2: 45.0239; 2.1: 95.1335; 2.2: 2100.9319; 2.3: 47.3271; 2.4: -1415.5336; 2.5: -31.8873
| 2 | 65.3 | 1: 100.5427; 1.1: 687.1825; 1.2: 0.92153; 1.3: 424.45; 1.4: 15.4681; 1.5: 687.1825; 1.6: 424.45; 1.7: 169.78; 1.8: 8.4594; 1.9: 1414.8333; 2: 45.0584; 2.1: 95.1339; 2.2: 2104.142; 2.3: 47.3631; 2.4: -1416.9595; 2.5: -31.895
| 2 | 65.35 | 1: 100.7271; 1.1: 688.9698; 1.2: 0.92392; 1.3: 424.775; 1.4: 15.4965; 1.5: 688.9698; 1.6: 424.775; 1.7: 169.91; 1.8: 8.4594; 1.9: 1415.9167; 2: 45.0929; 2.1: 95.1344; 2.2: 2107.3545; 2.3: 47.3991; 2.4: -1418.3848; 2.5: -31.9026
| 2 | 65.4 | 1: 100.9116; 1.1: 690.7601; 1.2: 0.92632; 1.3: 425.1; 1.4: 15.5249; 1.5: 690.7601; 1.6: 425.1; 1.7: 170.04; 1.8: 8.4594; 1.9: 1417; 2: 45.1274; 2.1: 95.1349; 2.2: 2110.5695; 2.3: 47.4351; 2.4: -1419.8094; 2.5: -31.9103
| 2 | 65.45 | 1: 101.0963; 1.1: 692.5536; 1.2: 0.92873; 1.3: 425.425; 1.4: 15.5533; 1.5: 692.5536; 1.6: 425.425; 1.7: 170.17; 1.8: 8.4594; 1.9: 1418.0833; 2: 45.1619; 2.1: 95.1354; 2.2: 2113.787; 2.3: 47.4712; 2.4: -1421.2334; 2.5: -31.9179
| 2 | 65.5 | 1: 101.2812; 1.1: 694.3501; 1.2: 0.93114; 1.3: 425.75; 1.4: 15.5817; 1.5: 694.3501; 1.6: 425.75; 1.7: 170.3; 1.8: 8.4594; 1.9: 1419.1667; 2: 45.1964; 2.1: 95.1359; 2.2: 2117.0069; 2.3: 47.5072; 2.4: -1422.6567; 2.5: -31.9255
| 2 | 65.55 | 1: 101.4662; 1.1: 696.1497; 1.2: 0.93355; 1.3: 426.075; 1.4: 15.6102; 1.5: 696.1497; 1.6: 426.075; 1.7: 170.43; 1.8: 8.4594; 1.9: 1420.25; 2: 45.2309; 2.1: 95.1364; 2.2: 2120.2292; 2.3: 47.5432; 2.4: -1424.0795; 2.5: -31.933
| 2 | 65.6 | 1: 101.6515; 1.1: 697.9525; 1.2: 0.93597; 1.3: 426.4; 1.4: 15.6387; 1.5: 697.9525; 1.6: 426.4; 1.7: 170.56; 1.8: 8.4594; 1.9: 1421.3333; 2: 45.2654; 2.1: 95.1369; 2.2: 2123.454; 2.3: 47.5792; 2.4: -1425.5015; 2.5: -31.9405
| 2 | 65.65 | 1: 101.8368; 1.1: 699.7583; 1.2: 0.93839; 1.3: 426.725; 1.4: 15.6672; 1.5: 699.7583; 1.6: 426.725; 1.7: 170.69; 1.8: 8.4594; 1.9: 1422.4167; 2: 45.2999; 2.1: 95.1374; 2.2: 2126.6813; 2.3: 47.6152; 2.4: -1426.9229; 2.5: -31.948
| 2 | 65.7 | 1: 102.0224; 1.1: 701.5673; 1.2: 0.94082; 1.3: 427.05; 1.4: 15.6958; 1.5: 701.5673; 1.6: 427.05; 1.7: 170.82; 1.8: 8.4594; 1.9: 1423.5; 2: 45.3344; 2.1: 95.1379; 2.2: 2129.911; 2.3: 47.6513; 2.4: -1428.3437; 2.5: -31.9555
| 2 | 65.75 | 1: 102.2081; 1.1: 703.3793; 1.2: 0.94325; 1.3: 427.375; 1.4: 15.7243; 1.5: 703.3793; 1.6: 427.375; 1.7: 170.95; 1.8: 8.4594; 1.9: 1424.5833; 2: 45.3689; 2.1: 95.1384; 2.2: 2133.1431; 2.3: 47.6873; 2.4: -1429.7638; 2.5: -31.9629
| 2 | 65.8 | 1: 102.394; 1.1: 705.1944; 1.2: 0.94568; 1.3: 427.7; 1.4: 15.7529; 1.5: 705.1944; 1.6: 427.7; 1.7: 171.08; 1.8: 8.4594; 1.9: 1425.6667; 2: 45.4034; 2.1: 95.1389; 2.2: 2136.3777; 2.3: 47.7233; 2.4: -1431.1833; 2.5: -31.9704
| 2 | 65.85 | 1: 102.5801; 1.1: 707.0127; 1.2: 0.94812; 1.3: 428.025; 1.4: 15.7816; 1.5: 707.0127; 1.6: 428.025; 1.7: 171.21; 1.8: 8.4594; 1.9: 1426.75; 2: 45.4379; 2.1: 95.1393; 2.2: 2139.6148; 2.3: 47.7593; 2.4: -1432.6021; 2.5: -31.9778
| 2 | 65.9 | 1: 102.7663; 1.1: 708.8341; 1.2: 0.95056; 1.3: 428.35; 1.4: 15.8102; 1.5: 708.8341; 1.6: 428.35; 1.7: 171.34; 1.8: 8.4594; 1.9: 1427.8333; 2: 45.4724; 2.1: 95.1398; 2.2: 2142.8543; 2.3: 47.7953; 2.4: -1434.0202; 2.5: -31.9851
| 2 | 65.95 | 1: 102.9527; 1.1: 710.6585; 1.2: 0.95301; 1.3: 428.675; 1.4: 15.8389; 1.5: 710.6585; 1.6: 428.675; 1.7: 171.47; 1.8: 8.4594; 1.9: 1428.9167; 2: 45.5069; 2.1: 95.1403; 2.2: 2146.0962; 2.3: 47.8313; 2.4: -1435.4377; 2.5: -31.9925
| 2 | 66 | 1: 103.1393; 1.1: 712.4861; 1.2: 0.95546; 1.3: 429; 1.4: 15.8676; 1.5: 712.4861; 1.6: 429; 1.7: 171.6; 1.8: 8.4594; 1.9: 1430; 2: 45.5414; 2.1: 95.1408; 2.2: 2149.3406; 2.3: 47.8674; 2.4: -1436.8544; 2.5: -31.9998
| 2 | 66.05 | 1: 103.326; 1.1: 714.3169; 1.2: 0.95791; 1.3: 429.325; 1.4: 15.8963; 1.5: 714.3169; 1.6: 429.325; 1.7: 171.73; 1.8: 8.4594; 1.9: 1431.0833; 2: 45.5759; 2.1: 95.1413; 2.2: 2152.5874; 2.3: 47.9034; 2.4: -1438.2705; 2.5: -32.0071
| 2 | 66.1 | 1: 103.5129; 1.1: 716.1507; 1.2: 0.96037; 1.3: 429.65; 1.4: 15.9251; 1.5: 716.1507; 1.6: 429.65; 1.7: 171.86; 1.8: 8.4594; 1.9: 1432.1667; 2: 45.6104; 2.1: 95.1418; 2.2: 2155.8367; 2.3: 47.9394; 2.4: -1439.686; 2.5: -32.0143
| 2 | 66.15 | 1: 103.7; 1.1: 717.9877; 1.2: 0.96284; 1.3: 429.975; 1.4: 15.9538; 1.5: 717.9877; 1.6: 429.975; 1.7: 171.99; 1.8: 8.4594; 1.9: 1433.25; 2: 45.6449; 2.1: 95.1423; 2.2: 2159.0884; 2.3: 47.9754; 2.4: -1441.1007; 2.5: -32.0216
| 2 | 66.2 | 1: 103.8872; 1.1: 719.8278; 1.2: 0.9653; 1.3: 430.3; 1.4: 15.9827; 1.5: 719.8278; 1.6: 430.3; 1.7: 172.12; 1.8: 8.4594; 1.9: 1434.3333; 2: 45.6794; 2.1: 95.1427; 2.2: 2162.3425; 2.3: 48.0114; 2.4: -1442.5147; 2.5: -32.0288
| 2 | 66.25 | 1: 104.0747; 1.1: 721.671; 1.2: 0.96778; 1.3: 430.625; 1.4: 16.0115; 1.5: 721.671; 1.6: 430.625; 1.7: 172.25; 1.8: 8.4594; 1.9: 1435.4167; 2: 45.7139; 2.1: 95.1432; 2.2: 2165.5991; 2.3: 48.0475; 2.4: -1443.9281; 2.5: -32.036
| 2 | 66.3 | 1: 104.2622; 1.1: 723.5174; 1.2: 0.97025; 1.3: 430.95; 1.4: 16.0403; 1.5: 723.5174; 1.6: 430.95; 1.7: 172.38; 1.8: 8.4594; 1.9: 1436.5; 2: 45.7484; 2.1: 95.1437; 2.2: 2168.8581; 2.3: 48.0835; 2.4: -1445.3407; 2.5: -32.0431
| 2 | 66.35 | 1: 104.45; 1.1: 725.3669; 1.2: 0.97273; 1.3: 431.275; 1.4: 16.0692; 1.5: 725.3669; 1.6: 431.275; 1.7: 172.51; 1.8: 8.4594; 1.9: 1437.5833; 2: 45.7829; 2.1: 95.1442; 2.2: 2172.1195; 2.3: 48.1195; 2.4: -1446.7527; 2.5: -32.0503
| 2 | 66.4 | 1: 104.6379; 1.1: 727.2195; 1.2: 0.97522; 1.3: 431.6; 1.4: 16.0981; 1.5: 727.2195; 1.6: 431.6; 1.7: 172.64; 1.8: 8.4594; 1.9: 1438.6667; 2: 45.8174; 2.1: 95.1447; 2.2: 2175.3834; 2.3: 48.1555; 2.4: -1448.1639; 2.5: -32.0574
| 2 | 66.45 | 1: 104.826; 1.1: 729.0753; 1.2: 0.97771; 1.3: 431.925; 1.4: 16.1271; 1.5: 729.0753; 1.6: 431.925; 1.7: 172.77; 1.8: 8.4594; 1.9: 1439.75; 2: 45.8519; 2.1: 95.1452; 2.2: 2178.6497; 2.3: 48.1915; 2.4: -1449.5744; 2.5: -32.0644
| 2 | 66.5 | 1: 105.0143; 1.1: 730.9342; 1.2: 0.9802; 1.3: 432.25; 1.4: 16.156; 1.5: 730.9342; 1.6: 432.25; 1.7: 172.9; 1.8: 8.4594; 1.9: 1440.8333; 2: 45.8864; 2.1: 95.1457; 2.2: 2181.9185; 2.3: 48.2275; 2.4: -1450.9842; 2.5: -32.0715
| 2 | 66.55 | 1: 105.2027; 1.1: 732.7963; 1.2: 0.9827; 1.3: 432.575; 1.4: 16.185; 1.5: 732.7963; 1.6: 432.575; 1.7: 173.03; 1.8: 8.4594; 1.9: 1441.9167; 2: 45.9209; 2.1: 95.1461; 2.2: 2185.1896; 2.3: 48.2636; 2.4: -1452.3933; 2.5: -32.0785
| 2 | 66.6 | 1: 105.3913; 1.1: 734.6615; 1.2: 0.9852; 1.3: 432.9; 1.4: 16.214; 1.5: 734.6615; 1.6: 432.9; 1.7: 173.16; 1.8: 8.4594; 1.9: 1443; 2: 45.9554; 2.1: 95.1466; 2.2: 2188.4632; 2.3: 48.2996; 2.4: -1453.8017; 2.5: -32.0855
| 2 | 66.65 | 1: 105.58; 1.1: 736.5299; 1.2: 0.9877; 1.3: 433.225; 1.4: 16.2431; 1.5: 736.5299; 1.6: 433.225; 1.7: 173.29; 1.8: 8.4594; 1.9: 1444.0833; 2: 45.9899; 2.1: 95.1471; 2.2: 2191.7392; 2.3: 48.3356; 2.4: -1455.2093; 2.5: -32.0925
| 2 | 66.7 | 1: 105.769; 1.1: 738.4014; 1.2: 0.99021; 1.3: 433.55; 1.4: 16.2721; 1.5: 738.4014; 1.6: 433.55; 1.7: 173.42; 1.8: 8.4594; 1.9: 1445.1667; 2: 46.0244; 2.1: 95.1476; 2.2: 2195.0176; 2.3: 48.3716; 2.4: -1456.6162; 2.5: -32.0994
| 2 | 66.75 | 1: 105.9581; 1.1: 740.2761; 1.2: 0.99273; 1.3: 433.875; 1.4: 16.3012; 1.5: 740.2761; 1.6: 433.875; 1.7: 173.55; 1.8: 8.4594; 1.9: 1446.25; 2: 46.0589; 2.1: 95.1481; 2.2: 2198.2985; 2.3: 48.4076; 2.4: -1458.0224; 2.5: -32.1064
| 2 | 66.8 | 1: 106.1473; 1.1: 742.1539; 1.2: 0.99524; 1.3: 434.2; 1.4: 16.3304; 1.5: 742.1539; 1.6: 434.2; 1.7: 173.68; 1.8: 8.4594; 1.9: 1447.3333; 2: 46.0934; 2.1: 95.1486; 2.2: 2201.5818; 2.3: 48.4436; 2.4: -1459.4278; 2.5: -32.1133
| 2 | 66.85 | 1: 106.3368; 1.1: 744.035; 1.2: 0.99777; 1.3: 434.525; 1.4: 16.3595; 1.5: 744.035; 1.6: 434.525; 1.7: 173.81; 1.8: 8.4594; 1.9: 1448.4167; 2: 46.1279; 2.1: 95.1491; 2.2: 2204.8675; 2.3: 48.4796; 2.4: -1460.8325; 2.5: -32.1201
| 2 | 66.9 | 1: 106.5264; 1.1: 745.9191; 1.2: 1.0003; 1.3: 434.85; 1.4: 16.3887; 1.5: 745.9191; 1.6: 434.85; 1.7: 173.94; 1.8: 8.4594; 1.9: 1449.5; 2: 46.1624; 2.1: 95.1496; 2.2: 2208.1556; 2.3: 48.5156; 2.4: -1462.2364; 2.5: -32.127
| 2 | 66.95 | 1: 106.7162; 1.1: 747.8065; 1.2: 1.0028; 1.3: 435.175; 1.4: 16.4179; 1.5: 747.8065; 1.6: 435.175; 1.7: 174.07; 1.8: 8.4594; 1.9: 1450.5833; 2: 46.1969; 2.1: 95.15; 2.2: 2211.4461; 2.3: 48.5517; 2.4: -1463.6396; 2.5: -32.1338
| 2 | 67 | 1: 106.9061; 1.1: 749.697; 1.2: 1.0054; 1.3: 435.5; 1.4: 16.4471; 1.5: 749.697; 1.6: 435.5; 1.7: 174.2; 1.8: 8.4594; 1.9: 1451.6667; 2: 46.2314; 2.1: 95.1505; 2.2: 2214.739; 2.3: 48.5877; 2.4: -1465.042; 2.5: -32.1406
| 2 | 67.05 | 1: 107.0962; 1.1: 751.5907; 1.2: 1.0079; 1.3: 435.825; 1.4: 16.4763; 1.5: 751.5907; 1.6: 435.825; 1.7: 174.33; 1.8: 8.4594; 1.9: 1452.75; 2: 46.2659; 2.1: 95.151; 2.2: 2218.0344; 2.3: 48.6237; 2.4: -1466.4437; 2.5: -32.1473
| 2 | 67.1 | 1: 107.2865; 1.1: 753.4875; 1.2: 1.0104; 1.3: 436.15; 1.4: 16.5056; 1.5: 753.4875; 1.6: 436.15; 1.7: 174.46; 1.8: 8.4594; 1.9: 1453.8333; 2: 46.3004; 2.1: 95.1515; 2.2: 2221.3321; 2.3: 48.6597; 2.4: -1467.8446; 2.5: -32.1541
| 2 | 67.15 | 1: 107.477; 1.1: 755.3876; 1.2: 1.013; 1.3: 436.475; 1.4: 16.5349; 1.5: 755.3876; 1.6: 436.475; 1.7: 174.59; 1.8: 8.4594; 1.9: 1454.9167; 2: 46.3349; 2.1: 95.152; 2.2: 2224.6323; 2.3: 48.6957; 2.4: -1469.2447; 2.5: -32.1608
| 2 | 67.2 | 1: 107.6676; 1.1: 757.2908; 1.2: 1.0155; 1.3: 436.8; 1.4: 16.5642; 1.5: 757.2908; 1.6: 436.8; 1.7: 174.72; 1.8: 8.4594; 1.9: 1456; 2: 46.3694; 2.1: 95.1525; 2.2: 2227.9349; 2.3: 48.7317; 2.4: -1470.6441; 2.5: -32.1674
| 2 | 67.25 | 1: 107.8584; 1.1: 759.1972; 1.2: 1.0181; 1.3: 437.125; 1.4: 16.5936; 1.5: 759.1972; 1.6: 437.125; 1.7: 174.85; 1.8: 8.4594; 1.9: 1457.0833; 2: 46.4039; 2.1: 95.153; 2.2: 2231.2398; 2.3: 48.7677; 2.4: -1472.0426; 2.5: -32.1741
| 2 | 67.3 | 1: 108.0493; 1.1: 761.1068; 1.2: 1.0207; 1.3: 437.45; 1.4: 16.623; 1.5: 761.1068; 1.6: 437.45; 1.7: 174.98; 1.8: 8.4594; 1.9: 1458.1667; 2: 46.4384; 2.1: 95.1535; 2.2: 2234.5472; 2.3: 48.8037; 2.4: -1473.4404; 2.5: -32.1807
| 2 | 67.35 | 1: 108.2405; 1.1: 763.0196; 1.2: 1.0232; 1.3: 437.775; 1.4: 16.6524; 1.5: 763.0196; 1.6: 437.775; 1.7: 175.11; 1.8: 8.4594; 1.9: 1459.25; 2: 46.4729; 2.1: 95.154; 2.2: 2237.857; 2.3: 48.8397; 2.4: -1474.8374; 2.5: -32.1873
| 2 | 67.4 | 1: 108.4318; 1.1: 764.9356; 1.2: 1.0258; 1.3: 438.1; 1.4: 16.6818; 1.5: 764.9356; 1.6: 438.1; 1.7: 175.24; 1.8: 8.4594; 1.9: 1460.3333; 2: 46.5074; 2.1: 95.1545; 2.2: 2241.1691; 2.3: 48.8757; 2.4: -1476.2336; 2.5: -32.1939
| 2 | 67.45 | 1: 108.6232; 1.1: 766.8547; 1.2: 1.0284; 1.3: 438.425; 1.4: 16.7113; 1.5: 766.8547; 1.6: 438.425; 1.7: 175.37; 1.8: 8.4594; 1.9: 1461.4167; 2: 46.5419; 2.1: 95.155; 2.2: 2244.4837; 2.3: 48.9117; 2.4: -1477.629; 2.5: -32.2004
| 2 | 67.5 | 1: 108.8149; 1.1: 768.7771; 1.2: 1.0309; 1.3: 438.75; 1.4: 16.7407; 1.5: 768.7771; 1.6: 438.75; 1.7: 175.5; 1.8: 8.4594; 1.9: 1462.5; 2: 46.5764; 2.1: 95.1555; 2.2: 2247.8007; 2.3: 48.9477; 2.4: -1479.0236; 2.5: -32.2069
| 2 | 67.55 | 1: 109.0067; 1.1: 770.7027; 1.2: 1.0335; 1.3: 439.075; 1.4: 16.7703; 1.5: 770.7027; 1.6: 439.075; 1.7: 175.63; 1.8: 8.4594; 1.9: 1463.5833; 2: 46.6109; 2.1: 95.156; 2.2: 2251.12; 2.3: 48.9837; 2.4: -1480.4174; 2.5: -32.2134
| 2 | 67.6 | 1: 109.1987; 1.1: 772.6314; 1.2: 1.0361; 1.3: 439.4; 1.4: 16.7998; 1.5: 772.6314; 1.6: 439.4; 1.7: 175.76; 1.8: 8.4594; 1.9: 1464.6667; 2: 46.6454; 2.1: 95.1565; 2.2: 2254.4418; 2.3: 49.0197; 2.4: -1481.8103; 2.5: -32.2199
| 2 | 67.65 | 1: 109.3908; 1.1: 774.5634; 1.2: 1.0387; 1.3: 439.725; 1.4: 16.8294; 1.5: 774.5634; 1.6: 439.725; 1.7: 175.89; 1.8: 8.4594; 1.9: 1465.75; 2: 46.6799; 2.1: 95.157; 2.2: 2257.7659; 2.3: 49.0557; 2.4: -1483.2025; 2.5: -32.2263
| 2 | 67.7 | 1: 109.5831; 1.1: 776.4986; 1.2: 1.0413; 1.3: 440.05; 1.4: 16.8589; 1.5: 776.4986; 1.6: 440.05; 1.7: 176.02; 1.8: 8.4594; 1.9: 1466.8333; 2: 46.7144; 2.1: 95.1575; 2.2: 2261.0924; 2.3: 49.0917; 2.4: -1484.5938; 2.5: -32.2327
| 2 | 67.75 | 1: 109.7756; 1.1: 778.437; 1.2: 1.0439; 1.3: 440.375; 1.4: 16.8886; 1.5: 778.437; 1.6: 440.375; 1.7: 176.15; 1.8: 8.4594; 1.9: 1467.9167; 2: 46.7489; 2.1: 95.1581; 2.2: 2264.4213; 2.3: 49.1277; 2.4: -1485.9843; 2.5: -32.2391
| 2 | 67.8 | 1: 109.9682; 1.1: 780.3786; 1.2: 1.0465; 1.3: 440.7; 1.4: 16.9182; 1.5: 780.3786; 1.6: 440.7; 1.7: 176.28; 1.8: 8.4594; 1.9: 1469; 2: 46.7834; 2.1: 95.1586; 2.2: 2267.7526; 2.3: 49.1637; 2.4: -1487.374; 2.5: -32.2455
| 2 | 67.85 | 1: 110.1611; 1.1: 782.3234; 1.2: 1.0491; 1.3: 441.025; 1.4: 16.9479; 1.5: 782.3234; 1.6: 441.025; 1.7: 176.41; 1.8: 8.4594; 1.9: 1470.0833; 2: 46.8179; 2.1: 95.1591; 2.2: 2271.0862; 2.3: 49.1997; 2.4: -1488.7628; 2.5: -32.2518
| 2 | 67.9 | 1: 110.354; 1.1: 784.2714; 1.2: 1.0517; 1.3: 441.35; 1.4: 16.9775; 1.5: 784.2714; 1.6: 441.35; 1.7: 176.54; 1.8: 8.4594; 1.9: 1471.1667; 2: 46.8524; 2.1: 95.1596; 2.2: 2274.4223; 2.3: 49.2356; 2.4: -1490.1508; 2.5: -32.2581
| 2 | 67.95 | 1: 110.5472; 1.1: 786.2227; 1.2: 1.0543; 1.3: 441.675; 1.4: 17.0073; 1.5: 786.2227; 1.6: 441.675; 1.7: 176.67; 1.8: 8.4594; 1.9: 1472.25; 2: 46.8869; 2.1: 95.1601; 2.2: 2277.7607; 2.3: 49.2716; 2.4: -1491.538; 2.5: -32.2644
| 2 | 68 | 1: 110.7405; 1.1: 788.1772; 1.2: 1.057; 1.3: 442; 1.4: 17.037; 1.5: 788.1772; 1.6: 442; 1.7: 176.8; 1.8: 8.4594; 1.9: 1473.3333; 2: 46.9214; 2.1: 95.1607; 2.2: 2281.1015; 2.3: 49.3076; 2.4: -1492.9243; 2.5: -32.2706
| 2 | 68.05 | 1: 110.934; 1.1: 790.1349; 1.2: 1.0596; 1.3: 442.325; 1.4: 17.0668; 1.5: 790.1349; 1.6: 442.325; 1.7: 176.93; 1.8: 8.4594; 1.9: 1474.4167; 2: 46.9559; 2.1: 95.1612; 2.2: 2284.4446; 2.3: 49.3436; 2.4: -1494.3097; 2.5: -32.2768
| 2 | 68.1 | 1: 111.1277; 1.1: 792.0958; 1.2: 1.0622; 1.3: 442.65; 1.4: 17.0966; 1.5: 792.0958; 1.6: 442.65; 1.7: 177.06; 1.8: 8.4594; 1.9: 1475.5; 2: 46.9904; 2.1: 95.1617; 2.2: 2287.7902; 2.3: 49.3796; 2.4: -1495.6943; 2.5: -32.283
| 2 | 68.15 | 1: 111.3215; 1.1: 794.06; 1.2: 1.0649; 1.3: 442.975; 1.4: 17.1264; 1.5: 794.06; 1.6: 442.975; 1.7: 177.19; 1.8: 8.4594; 1.9: 1476.5833; 2: 47.0249; 2.1: 95.1622; 2.2: 2291.1381; 2.3: 49.4156; 2.4: -1497.078; 2.5: -32.2892
| 2 | 68.2 | 1: 111.5155; 1.1: 796.0274; 1.2: 1.0675; 1.3: 443.3; 1.4: 17.1562; 1.5: 796.0274; 1.6: 443.3; 1.7: 177.32; 1.8: 8.4594; 1.9: 1477.6667; 2: 47.0594; 2.1: 95.1628; 2.2: 2294.4883; 2.3: 49.4515; 2.4: -1498.4609; 2.5: -32.2953
| 2 | 68.25 | 1: 111.7097; 1.1: 797.9981; 1.2: 1.0701; 1.3: 443.625; 1.4: 17.1861; 1.5: 797.9981; 1.6: 443.625; 1.7: 177.45; 1.8: 8.4594; 1.9: 1478.75; 2: 47.0939; 2.1: 95.1633; 2.2: 2297.8409; 2.3: 49.4875; 2.4: -1499.8428; 2.5: -32.3014
| 2 | 68.3 | 1: 111.904; 1.1: 799.972; 1.2: 1.0728; 1.3: 443.95; 1.4: 17.216; 1.5: 799.972; 1.6: 443.95; 1.7: 177.58; 1.8: 8.4594; 1.9: 1479.8333; 2: 47.1285; 2.1: 95.1639; 2.2: 2301.1959; 2.3: 49.5235; 2.4: -1501.2239; 2.5: -32.3075
| 2 | 68.35 | 1: 112.0985; 1.1: 801.9491; 1.2: 1.0754; 1.3: 444.275; 1.4: 17.2459; 1.5: 801.9491; 1.6: 444.275; 1.7: 177.71; 1.8: 8.4594; 1.9: 1480.9167; 2: 47.163; 2.1: 95.1644; 2.2: 2304.5532; 2.3: 49.5594; 2.4: -1502.6041; 2.5: -32.3135
| 2 | 68.4 | 1: 112.2932; 1.1: 803.9295; 1.2: 1.0781; 1.3: 444.6; 1.4: 17.2759; 1.5: 803.9295; 1.6: 444.6; 1.7: 177.84; 1.8: 8.4594; 1.9: 1482; 2: 47.1975; 2.1: 95.1649; 2.2: 2307.9129; 2.3: 49.5954; 2.4: -1503.9835; 2.5: -32.3195
| 2 | 68.45 | 1: 112.488; 1.1: 805.9131; 1.2: 1.0807; 1.3: 444.925; 1.4: 17.3059; 1.5: 805.9131; 1.6: 444.925; 1.7: 177.97; 1.8: 8.4594; 1.9: 1483.0833; 2: 47.232; 2.1: 95.1655; 2.2: 2311.2749; 2.3: 49.6314; 2.4: -1505.3619; 2.5: -32.3255
| 2 | 68.5 | 1: 112.6831; 1.1: 807.8999; 1.2: 1.0834; 1.3: 445.25; 1.4: 17.3359; 1.5: 807.8999; 1.6: 445.25; 1.7: 178.1; 1.8: 8.4594; 1.9: 1484.1667; 2: 47.2665; 2.1: 95.166; 2.2: 2314.6393; 2.3: 49.6674; 2.4: -1506.7394; 2.5: -32.3315
| 2 | 68.55 | 1: 112.8782; 1.1: 809.8901; 1.2: 1.0861; 1.3: 445.575; 1.4: 17.3659; 1.5: 809.8901; 1.6: 445.575; 1.7: 178.23; 1.8: 8.4594; 1.9: 1485.25; 2: 47.301; 2.1: 95.1666; 2.2: 2318.0061; 2.3: 49.7033; 2.4: -1508.116; 2.5: -32.3374
| 2 | 68.6 | 1: 113.0736; 1.1: 811.8834; 1.2: 1.0888; 1.3: 445.9; 1.4: 17.3959; 1.5: 811.8834; 1.6: 445.9; 1.7: 178.36; 1.8: 8.4594; 1.9: 1486.3333; 2: 47.3355; 2.1: 95.1672; 2.2: 2321.3751; 2.3: 49.7393; 2.4: -1509.4917; 2.5: -32.3433
| 2 | 68.65 | 1: 113.2691; 1.1: 813.8801; 1.2: 1.0914; 1.3: 446.225; 1.4: 17.426; 1.5: 813.8801; 1.6: 446.225; 1.7: 178.49; 1.8: 8.4594; 1.9: 1487.4167; 2: 47.37; 2.1: 95.1677; 2.2: 2324.7465; 2.3: 49.7752; 2.4: -1510.8665; 2.5: -32.3492
| 2 | 68.7 | 1: 113.4648; 1.1: 815.88; 1.2: 1.0941; 1.3: 446.55; 1.4: 17.4561; 1.5: 815.88; 1.6: 446.55; 1.7: 178.62; 1.8: 8.4594; 1.9: 1488.5; 2: 47.4045; 2.1: 95.1683; 2.2: 2328.1203; 2.3: 49.8112; 2.4: -1512.2403; 2.5: -32.3551
| 2 | 68.75 | 1: 113.6607; 1.1: 817.8831; 1.2: 1.0968; 1.3: 446.875; 1.4: 17.4863; 1.5: 817.8831; 1.6: 446.875; 1.7: 178.75; 1.8: 8.4594; 1.9: 1489.5833; 2: 47.439; 2.1: 95.1689; 2.2: 2331.4964; 2.3: 49.8471; 2.4: -1513.6132; 2.5: -32.3609
| 2 | 68.8 | 1: 113.8567; 1.1: 819.8896; 1.2: 1.0995; 1.3: 447.2; 1.4: 17.5164; 1.5: 819.8896; 1.6: 447.2; 1.7: 178.88; 1.8: 8.4594; 1.9: 1490.6667; 2: 47.4735; 2.1: 95.1694; 2.2: 2334.8748; 2.3: 49.8831; 2.4: -1514.9852; 2.5: -32.3667
| 2 | 68.85 | 1: 114.0529; 1.1: 821.8993; 1.2: 1.1022; 1.3: 447.525; 1.4: 17.5466; 1.5: 821.8993; 1.6: 447.525; 1.7: 179.01; 1.8: 8.4594; 1.9: 1491.75; 2: 47.508; 2.1: 95.17; 2.2: 2338.2556; 2.3: 49.919; 2.4: -1516.3563; 2.5: -32.3724
| 2 | 68.9 | 1: 114.2492; 1.1: 823.9122; 1.2: 1.1049; 1.3: 447.85; 1.4: 17.5768; 1.5: 823.9122; 1.6: 447.85; 1.7: 179.14; 1.8: 8.4594; 1.9: 1492.8333; 2: 47.5425; 2.1: 95.1706; 2.2: 2341.6386; 2.3: 49.955; 2.4: -1517.7264; 2.5: -32.3782
| 2 | 68.95 | 1: 114.4458; 1.1: 825.9285; 1.2: 1.1076; 1.3: 448.175; 1.4: 17.607; 1.5: 825.9285; 1.6: 448.175; 1.7: 179.27; 1.8: 8.4594; 1.9: 1493.9167; 2: 47.577; 2.1: 95.1712; 2.2: 2345.024; 2.3: 49.9909; 2.4: -1519.0956; 2.5: -32.3839
| 2 | 69 | 1: 114.6425; 1.1: 827.948; 1.2: 1.1103; 1.3: 448.5; 1.4: 17.6373; 1.5: 827.948; 1.6: 448.5; 1.7: 179.4; 1.8: 8.4594; 1.9: 1495; 2: 47.6115; 2.1: 95.1718; 2.2: 2348.4118; 2.3: 50.0269; 2.4: -1520.4638; 2.5: -32.3896
| 2 | 69.05 | 1: 114.8394; 1.1: 829.9708; 1.2: 1.113; 1.3: 448.825; 1.4: 17.6676; 1.5: 829.9708; 1.6: 448.825; 1.7: 179.53; 1.8: 8.4594; 1.9: 1496.0833; 2: 47.646; 2.1: 95.1724; 2.2: 2351.8018; 2.3: 50.0628; 2.4: -1521.831; 2.5: -32.3952
| 2 | 69.1 | 1: 115.0364; 1.1: 831.9969; 1.2: 1.1157; 1.3: 449.15; 1.4: 17.6979; 1.5: 831.9969; 1.6: 449.15; 1.7: 179.66; 1.8: 8.4594; 1.9: 1497.1667; 2: 47.6805; 2.1: 95.173; 2.2: 2355.1942; 2.3: 50.0988; 2.4: -1523.1973; 2.5: -32.4008
| 2 | 69.15 | 1: 115.2336; 1.1: 834.0262; 1.2: 1.1184; 1.3: 449.475; 1.4: 17.7282; 1.5: 834.0262; 1.6: 449.475; 1.7: 179.79; 1.8: 8.4594; 1.9: 1498.25; 2: 47.715; 2.1: 95.1736; 2.2: 2358.5889; 2.3: 50.1347; 2.4: -1524.5626; 2.5: -32.4064
| 2 | 69.2 | 1: 115.431; 1.1: 836.0589; 1.2: 1.1212; 1.3: 449.8; 1.4: 17.7586; 1.5: 836.0589; 1.6: 449.8; 1.7: 179.92; 1.8: 8.4594; 1.9: 1499.3333; 2: 47.7495; 2.1: 95.1742; 2.2: 2361.9858; 2.3: 50.1706; 2.4: -1525.927; 2.5: -32.412
| 2 | 69.25 | 1: 115.6285; 1.1: 838.0948; 1.2: 1.1239; 1.3: 450.125; 1.4: 17.789; 1.5: 838.0948; 1.6: 450.125; 1.7: 180.05; 1.8: 8.4594; 1.9: 1500.4167; 2: 47.784; 2.1: 95.1748; 2.2: 2365.3851; 2.3: 50.2065; 2.4: -1527.2903; 2.5: -32.4175
| 2 | 69.3 | 1: 115.8262; 1.1: 840.1341; 1.2: 1.1266; 1.3: 450.45; 1.4: 17.8194; 1.5: 840.1341; 1.6: 450.45; 1.7: 180.18; 1.8: 8.4594; 1.9: 1501.5; 2: 47.8185; 2.1: 95.1754; 2.2: 2368.7867; 2.3: 50.2425; 2.4: -1528.6527; 2.5: -32.423
| 2 | 69.35 | 1: 116.0241; 1.1: 842.1766; 1.2: 1.1294; 1.3: 450.775; 1.4: 17.8499; 1.5: 842.1766; 1.6: 450.775; 1.7: 180.31; 1.8: 8.4594; 1.9: 1502.5833; 2: 47.853; 2.1: 95.176; 2.2: 2372.1906; 2.3: 50.2784; 2.4: -1530.014; 2.5: -32.4285
| 2 | 69.4 | 1: 116.2222; 1.1: 844.2224; 1.2: 1.1321; 1.3: 451.1; 1.4: 17.8803; 1.5: 844.2224; 1.6: 451.1; 1.7: 180.44; 1.8: 8.4594; 1.9: 1503.6667; 2: 47.8875; 2.1: 95.1766; 2.2: 2375.5968; 2.3: 50.3143; 2.4: -1531.3744; 2.5: -32.434
| 2 | 69.45 | 1: 116.4204; 1.1: 846.2716; 1.2: 1.1349; 1.3: 451.425; 1.4: 17.9108; 1.5: 846.2716; 1.6: 451.425; 1.7: 180.57; 1.8: 8.4594; 1.9: 1504.75; 2: 47.922; 2.1: 95.1773; 2.2: 2379.0053; 2.3: 50.3502; 2.4: -1532.7338; 2.5: -32.4394
| 2 | 69.5 | 1: 116.6188; 1.1: 848.324; 1.2: 1.1376; 1.3: 451.75; 1.4: 17.9414; 1.5: 848.324; 1.6: 451.75; 1.7: 180.7; 1.8: 8.4594; 1.9: 1505.8333; 2: 47.9565; 2.1: 95.1779; 2.2: 2382.4161; 2.3: 50.3861; 2.4: -1534.0921; 2.5: -32.4448
| 2 | 69.55 | 1: 116.8174; 1.1: 850.3797; 1.2: 1.1404; 1.3: 452.075; 1.4: 17.9719; 1.5: 850.3797; 1.6: 452.075; 1.7: 180.83; 1.8: 8.4594; 1.9: 1506.9167; 2: 47.991; 2.1: 95.1786; 2.2: 2385.8292; 2.3: 50.422; 2.4: -1535.4495; 2.5: -32.4501
| 2 | 69.6 | 1: 117.0161; 1.1: 852.4388; 1.2: 1.1431; 1.3: 452.4; 1.4: 18.0025; 1.5: 852.4388; 1.6: 452.4; 1.7: 180.96; 1.8: 8.4594; 1.9: 1508; 2: 48.0255; 2.1: 95.1792; 2.2: 2389.2446; 2.3: 50.458; 2.4: -1536.8058; 2.5: -32.4555
| 2 | 69.65 | 1: 117.215; 1.1: 854.5011; 1.2: 1.1459; 1.3: 452.725; 1.4: 18.0331; 1.5: 854.5011; 1.6: 452.725; 1.7: 181.09; 1.8: 8.4594; 1.9: 1509.0833; 2: 48.06; 2.1: 95.1799; 2.2: 2392.6622; 2.3: 50.4939; 2.4: -1538.1611; 2.5: -32.4608
| 2 | 69.7 | 1: 117.4141; 1.1: 856.5668; 1.2: 1.1487; 1.3: 453.05; 1.4: 18.0637; 1.5: 856.5668; 1.6: 453.05; 1.7: 181.22; 1.8: 8.4594; 1.9: 1510.1667; 2: 48.0945; 2.1: 95.1805; 2.2: 2396.0821; 2.3: 50.5298; 2.4: -1539.5153; 2.5: -32.4661
| 2 | 69.75 | 1: 117.6133; 1.1: 858.6358; 1.2: 1.1514; 1.3: 453.375; 1.4: 18.0944; 1.5: 858.6358; 1.6: 453.375; 1.7: 181.35; 1.8: 8.4594; 1.9: 1511.25; 2: 48.129; 2.1: 95.1812; 2.2: 2399.5043; 2.3: 50.5656; 2.4: -1540.8685; 2.5: -32.4713
| 2 | 69.8 | 1: 117.8127; 1.1: 860.7081; 1.2: 1.1542; 1.3: 453.7; 1.4: 18.125; 1.5: 860.7081; 1.6: 453.7; 1.7: 181.48; 1.8: 8.4594; 1.9: 1512.3333; 2: 48.1635; 2.1: 95.1819; 2.2: 2402.9288; 2.3: 50.6015; 2.4: -1542.2207; 2.5: -32.4765
| 2 | 69.85 | 1: 118.0123; 1.1: 862.7837; 1.2: 1.157; 1.3: 454.025; 1.4: 18.1557; 1.5: 862.7837; 1.6: 454.025; 1.7: 181.61; 1.8: 8.4594; 1.9: 1513.4167; 2: 48.198; 2.1: 95.1825; 2.2: 2406.3555; 2.3: 50.6374; 2.4: -1543.5718; 2.5: -32.4817
| 2 | 69.9 | 1: 118.212; 1.1: 864.8627; 1.2: 1.1598; 1.3: 454.35; 1.4: 18.1865; 1.5: 864.8627; 1.6: 454.35; 1.7: 181.74; 1.8: 8.4594; 1.9: 1514.5; 2: 48.2325; 2.1: 95.1832; 2.2: 2409.7845; 2.3: 50.6733; 2.4: -1544.9218; 2.5: -32.4868
| 2 | 69.95 | 1: 118.4119; 1.1: 866.945; 1.2: 1.1626; 1.3: 454.675; 1.4: 18.2172; 1.5: 866.945; 1.6: 454.675; 1.7: 181.87; 1.8: 8.4594; 1.9: 1515.5833; 2: 48.267; 2.1: 95.1839; 2.2: 2413.2158; 2.3: 50.7092; 2.4: -1546.2708; 2.5: -32.492
| 2 | 70 | 1: 118.612; 1.1: 869.0306; 1.2: 1.1654; 1.3: 455; 1.4: 18.248; 1.5: 869.0306; 1.6: 455; 1.7: 182; 1.8: 8.4594; 1.9: 1516.6667; 2: 48.3015; 2.1: 95.1846; 2.2: 2416.6493; 2.3: 50.7451; 2.4: -1547.6187; 2.5: -32.4971
| 2 | 70.05 | 1: 118.8122; 1.1: 871.1195; 1.2: 1.1682; 1.3: 455.325; 1.4: 18.2788; 1.5: 871.1195; 1.6: 455.325; 1.7: 182.13; 1.8: 8.4594; 1.9: 1517.75; 2: 48.336; 2.1: 95.1853; 2.2: 2420.0851; 2.3: 50.7809; 2.4: -1548.9656; 2.5: -32.5021
| 2 | 70.1 | 1: 119.0127; 1.1: 873.2118; 1.2: 1.171; 1.3: 455.65; 1.4: 18.3096; 1.5: 873.2118; 1.6: 455.65; 1.7: 182.26; 1.8: 8.4594; 1.9: 1518.8333; 2: 48.3705; 2.1: 95.186; 2.2: 2423.5231; 2.3: 50.8168; 2.4: -1550.3113; 2.5: -32.5072
| 2 | 70.15 | 1: 119.2133; 1.1: 875.3074; 1.2: 1.1738; 1.3: 455.975; 1.4: 18.3405; 1.5: 875.3074; 1.6: 455.975; 1.7: 182.39; 1.8: 8.4594; 1.9: 1519.9167; 2: 48.405; 2.1: 95.1867; 2.2: 2426.9634; 2.3: 50.8527; 2.4: -1551.656; 2.5: -32.5122
| 2 | 70.2 | 1: 119.414; 1.1: 877.4064; 1.2: 1.1766; 1.3: 456.3; 1.4: 18.3714; 1.5: 877.4064; 1.6: 456.3; 1.7: 182.52; 1.8: 8.4594; 1.9: 1521; 2: 48.4395; 2.1: 95.1874; 2.2: 2430.4059; 2.3: 50.8885; 2.4: -1552.9995; 2.5: -32.5171
| 2 | 70.25 | 1: 119.6149; 1.1: 879.5087; 1.2: 1.1794; 1.3: 456.625; 1.4: 18.4023; 1.5: 879.5087; 1.6: 456.625; 1.7: 182.65; 1.8: 8.4594; 1.9: 1522.0833; 2: 48.474; 2.1: 95.1882; 2.2: 2433.8507; 2.3: 50.9244; 2.4: -1554.342; 2.5: -32.5221
| 2 | 70.3 | 1: 119.816; 1.1: 881.6143; 1.2: 1.1823; 1.3: 456.95; 1.4: 18.4332; 1.5: 881.6143; 1.6: 456.95; 1.7: 182.78; 1.8: 8.4594; 1.9: 1523.1667; 2: 48.5085; 2.1: 95.1889; 2.2: 2437.2977; 2.3: 50.9602; 2.4: -1555.6834; 2.5: -32.527
| 2 | 70.35 | 1: 120.0173; 1.1: 883.7233; 1.2: 1.1851; 1.3: 457.275; 1.4: 18.4642; 1.5: 883.7233; 1.6: 457.275; 1.7: 182.91; 1.8: 8.4594; 1.9: 1524.25; 2: 48.543; 2.1: 95.1896; 2.2: 2440.7469; 2.3: 50.9961; 2.4: -1557.0236; 2.5: -32.5319
| 2 | 70.4 | 1: 120.2187; 1.1: 885.8357; 1.2: 1.1879; 1.3: 457.6; 1.4: 18.4952; 1.5: 885.8357; 1.6: 457.6; 1.7: 183.04; 1.8: 8.4594; 1.9: 1525.3333; 2: 48.5775; 2.1: 95.1904; 2.2: 2444.1984; 2.3: 51.0319; 2.4: -1558.3627; 2.5: -32.5367
| 2 | 70.45 | 1: 120.4203; 1.1: 887.9514; 1.2: 1.1908; 1.3: 457.925; 1.4: 18.5262; 1.5: 887.9514; 1.6: 457.925; 1.7: 183.17; 1.8: 8.4594; 1.9: 1526.4167; 2: 48.612; 2.1: 95.1911; 2.2: 2447.6521; 2.3: 51.0678; 2.4: -1559.7007; 2.5: -32.5416
| 2 | 70.5 | 1: 120.6221; 1.1: 890.0704; 1.2: 1.1936; 1.3: 458.25; 1.4: 18.5572; 1.5: 890.0704; 1.6: 458.25; 1.7: 183.3; 1.8: 8.4594; 1.9: 1527.5; 2: 48.6465; 2.1: 95.1919; 2.2: 2451.108; 2.3: 51.1036; 2.4: -1561.0376; 2.5: -32.5464
| 2 | 70.55 | 1: 120.824; 1.1: 892.1929; 1.2: 1.1965; 1.3: 458.575; 1.4: 18.5883; 1.5: 892.1929; 1.6: 458.575; 1.7: 183.43; 1.8: 8.4594; 1.9: 1528.5833; 2: 48.681; 2.1: 95.1927; 2.2: 2454.5661; 2.3: 51.1394; 2.4: -1562.3733; 2.5: -32.5511
| 2 | 70.6 | 1: 121.0261; 1.1: 894.3186; 1.2: 1.1993; 1.3: 458.9; 1.4: 18.6194; 1.5: 894.3186; 1.6: 458.9; 1.7: 183.56; 1.8: 8.4594; 1.9: 1529.6667; 2: 48.7155; 2.1: 95.1934; 2.2: 2458.0265; 2.3: 51.1753; 2.4: -1563.7078; 2.5: -32.5559
| 2 | 70.65 | 1: 121.2284; 1.1: 896.4478; 1.2: 1.2022; 1.3: 459.225; 1.4: 18.6505; 1.5: 896.4478; 1.6: 459.225; 1.7: 183.69; 1.8: 8.4594; 1.9: 1530.75; 2: 48.75; 2.1: 95.1942; 2.2: 2461.489; 2.3: 51.2111; 2.4: -1565.0412; 2.5: -32.5606
| 2 | 70.7 | 1: 121.4309; 1.1: 898.5803; 1.2: 1.205; 1.3: 459.55; 1.4: 18.6817; 1.5: 898.5803; 1.6: 459.55; 1.7: 183.82; 1.8: 8.4594; 1.9: 1531.8333; 2: 48.7845; 2.1: 95.195; 2.2: 2464.9538; 2.3: 51.2469; 2.4: -1566.3735; 2.5: -32.5652
| 2 | 70.75 | 1: 121.6335; 1.1: 900.7162; 1.2: 1.2079; 1.3: 459.875; 1.4: 18.7128; 1.5: 900.7162; 1.6: 459.875; 1.7: 183.95; 1.8: 8.4594; 1.9: 1532.9167; 2: 48.819; 2.1: 95.1958; 2.2: 2468.4207; 2.3: 51.2827; 2.4: -1567.7046; 2.5: -32.5699
| 2 | 70.8 | 1: 121.8363; 1.1: 902.8554; 1.2: 1.2107; 1.3: 460.2; 1.4: 18.744; 1.5: 902.8554; 1.6: 460.2; 1.7: 184.08; 1.8: 8.4594; 1.9: 1534; 2: 48.8535; 2.1: 95.1966; 2.2: 2471.8899; 2.3: 51.3185; 2.4: -1569.0345; 2.5: -32.5745
| 2 | 70.85 | 1: 122.0392; 1.1: 904.998; 1.2: 1.2136; 1.3: 460.525; 1.4: 18.7753; 1.5: 904.998; 1.6: 460.525; 1.7: 184.21; 1.8: 8.4594; 1.9: 1535.0833; 2: 48.888; 2.1: 95.1975; 2.2: 2475.3612; 2.3: 51.3543; 2.4: -1570.3632; 2.5: -32.5791
| 2 | 70.9 | 1: 122.2423; 1.1: 907.144; 1.2: 1.2165; 1.3: 460.85; 1.4: 18.8065; 1.5: 907.144; 1.6: 460.85; 1.7: 184.34; 1.8: 8.4594; 1.9: 1536.1667; 2: 48.9225; 2.1: 95.1983; 2.2: 2478.8348; 2.3: 51.3901; 2.4: -1571.6907; 2.5: -32.5836
| 2 | 70.95 | 1: 122.4456; 1.1: 909.2934; 1.2: 1.2194; 1.3: 461.175; 1.4: 18.8378; 1.5: 909.2934; 1.6: 461.175; 1.7: 184.47; 1.8: 8.4594; 1.9: 1537.25; 2: 48.957; 2.1: 95.1991; 2.2: 2482.3105; 2.3: 51.4259; 2.4: -1573.0171; 2.5: -32.5881
| 2 | 71 | 1: 122.6491; 1.1: 911.4462; 1.2: 1.2223; 1.3: 461.5; 1.4: 18.8691; 1.5: 911.4462; 1.6: 461.5; 1.7: 184.6; 1.8: 8.4594; 1.9: 1538.3333; 2: 48.9915; 2.1: 95.2; 2.2: 2485.7884; 2.3: 51.4617; 2.4: -1574.3422; 2.5: -32.5926
| 2 | 71.05 | 1: 122.8527; 1.1: 913.6023; 1.2: 1.2252; 1.3: 461.825; 1.4: 18.9004; 1.5: 913.6023; 1.6: 461.825; 1.7: 184.73; 1.8: 8.4594; 1.9: 1539.4167; 2: 49.026; 2.1: 95.2008; 2.2: 2489.2685; 2.3: 51.4975; 2.4: -1575.6662; 2.5: -32.5971
| 2 | 71.1 | 1: 123.0565; 1.1: 915.7619; 1.2: 1.2281; 1.3: 462.15; 1.4: 18.9318; 1.5: 915.7619; 1.6: 462.15; 1.7: 184.86; 1.8: 8.4594; 1.9: 1540.5; 2: 49.0605; 2.1: 95.2017; 2.2: 2492.7508; 2.3: 51.5332; 2.4: -1576.9889; 2.5: -32.6015
| 2 | 71.15 | 1: 123.2605; 1.1: 917.9248; 1.2: 1.231; 1.3: 462.475; 1.4: 18.9631; 1.5: 917.9248; 1.6: 462.475; 1.7: 184.99; 1.8: 8.4594; 1.9: 1541.5833; 2: 49.095; 2.1: 95.2025; 2.2: 2496.2352; 2.3: 51.569; 2.4: -1578.3104; 2.5: -32.6059
| 2 | 71.2 | 1: 123.4646; 1.1: 920.0911; 1.2: 1.2339; 1.3: 462.8; 1.4: 18.9946; 1.5: 920.0911; 1.6: 462.8; 1.7: 185.12; 1.8: 8.4594; 1.9: 1542.6667; 2: 49.1295; 2.1: 95.2034; 2.2: 2499.7218; 2.3: 51.6048; 2.4: -1579.6306; 2.5: -32.6102
| 2 | 71.25 | 1: 123.6689; 1.1: 922.2609; 1.2: 1.2368; 1.3: 463.125; 1.4: 19.026; 1.5: 922.2609; 1.6: 463.125; 1.7: 185.25; 1.8: 8.4594; 1.9: 1543.75; 2: 49.164; 2.1: 95.2043; 2.2: 2503.2105; 2.3: 51.6405; 2.4: -1580.9497; 2.5: -32.6146
| 2 | 71.3 | 1: 123.8734; 1.1: 924.434; 1.2: 1.2397; 1.3: 463.45; 1.4: 19.0574; 1.5: 924.434; 1.6: 463.45; 1.7: 185.38; 1.8: 8.4594; 1.9: 1544.8333; 2: 49.1985; 2.1: 95.2052; 2.2: 2506.7014; 2.3: 51.6763; 2.4: -1582.2674; 2.5: -32.6188
| 2 | 71.35 | 1: 124.078; 1.1: 926.6105; 1.2: 1.2426; 1.3: 463.775; 1.4: 19.0889; 1.5: 926.6105; 1.6: 463.775; 1.7: 185.51; 1.8: 8.4594; 1.9: 1545.9167; 2: 49.233; 2.1: 95.2061; 2.2: 2510.1945; 2.3: 51.712; 2.4: -1583.584; 2.5: -32.6231
| 2 | 71.4 | 1: 124.2828; 1.1: 928.7904; 1.2: 1.2455; 1.3: 464.1; 1.4: 19.1204; 1.5: 928.7904; 1.6: 464.1; 1.7: 185.64; 1.8: 8.4594; 1.9: 1547; 2: 49.2675; 2.1: 95.207; 2.2: 2513.6897; 2.3: 51.7478; 2.4: -1584.8992; 2.5: -32.6273
| 2 | 71.45 | 1: 124.4878; 1.1: 930.9738; 1.2: 1.2485; 1.3: 464.425; 1.4: 19.152; 1.5: 930.9738; 1.6: 464.425; 1.7: 185.77; 1.8: 8.4594; 1.9: 1548.0833; 2: 49.302; 2.1: 95.2079; 2.2: 2517.187; 2.3: 51.7835; 2.4: -1586.2132; 2.5: -32.6315
| 2 | 71.5 | 1: 124.693; 1.1: 933.1605; 1.2: 1.2514; 1.3: 464.75; 1.4: 19.1835; 1.5: 933.1605; 1.6: 464.75; 1.7: 185.9; 1.8: 8.4594; 1.9: 1549.1667; 2: 49.3365; 2.1: 95.2089; 2.2: 2520.6865; 2.3: 51.8192; 2.4: -1587.526; 2.5: -32.6357
| 2 | 71.55 | 1: 124.8983; 1.1: 935.3507; 1.2: 1.2543; 1.3: 465.075; 1.4: 19.2151; 1.5: 935.3507; 1.6: 465.075; 1.7: 186.03; 1.8: 8.4594; 1.9: 1550.25; 2: 49.371; 2.1: 95.2098; 2.2: 2524.1881; 2.3: 51.855; 2.4: -1588.8374; 2.5: -32.6398
| 2 | 71.6 | 1: 125.1038; 1.1: 937.5442; 1.2: 1.2573; 1.3: 465.4; 1.4: 19.2467; 1.5: 937.5442; 1.6: 465.4; 1.7: 186.16; 1.8: 8.4594; 1.9: 1551.3333; 2: 49.4055; 2.1: 95.2108; 2.2: 2527.6918; 2.3: 51.8907; 2.4: -1590.1476; 2.5: -32.6439
| 2 | 71.65 | 1: 125.3094; 1.1: 939.7412; 1.2: 1.2602; 1.3: 465.725; 1.4: 19.2784; 1.5: 939.7412; 1.6: 465.725; 1.7: 186.29; 1.8: 8.4594; 1.9: 1552.4167; 2: 49.44; 2.1: 95.2117; 2.2: 2531.1977; 2.3: 51.9264; 2.4: -1591.4564; 2.5: -32.648
| 2 | 71.7 | 1: 125.5152; 1.1: 941.9416; 1.2: 1.2632; 1.3: 466.05; 1.4: 19.31; 1.5: 941.9416; 1.6: 466.05; 1.7: 186.42; 1.8: 8.4594; 1.9: 1553.5; 2: 49.4745; 2.1: 95.2127; 2.2: 2534.7056; 2.3: 51.9621; 2.4: -1592.764; 2.5: -32.6521
| 2 | 71.75 | 1: 125.7212; 1.1: 944.1455; 1.2: 1.2661; 1.3: 466.375; 1.4: 19.3417; 1.5: 944.1455; 1.6: 466.375; 1.7: 186.55; 1.8: 8.4594; 1.9: 1554.5833; 2: 49.509; 2.1: 95.2137; 2.2: 2538.2157; 2.3: 51.9978; 2.4: -1594.0703; 2.5: -32.6561
| 2 | 71.8 | 1: 125.9274; 1.1: 946.3527; 1.2: 1.2691; 1.3: 466.7; 1.4: 19.3734; 1.5: 946.3527; 1.6: 466.7; 1.7: 186.68; 1.8: 8.4594; 1.9: 1555.6667; 2: 49.5435; 2.1: 95.2147; 2.2: 2541.7279; 2.3: 52.0335; 2.4: -1595.3752; 2.5: -32.66
| 2 | 71.85 | 1: 126.1337; 1.1: 948.5634; 1.2: 1.272; 1.3: 467.025; 1.4: 19.4052; 1.5: 948.5634; 1.6: 467.025; 1.7: 186.81; 1.8: 8.4594; 1.9: 1556.75; 2: 49.578; 2.1: 95.2157; 2.2: 2545.2422; 2.3: 52.0692; 2.4: -1596.6788; 2.5: -32.664
| 2 | 71.9 | 1: 126.3402; 1.1: 950.7775; 1.2: 1.275; 1.3: 467.35; 1.4: 19.437; 1.5: 950.7775; 1.6: 467.35; 1.7: 186.94; 1.8: 8.4594; 1.9: 1557.8333; 2: 49.6125; 2.1: 95.2167; 2.2: 2548.7586; 2.3: 52.1048; 2.4: -1597.9811; 2.5: -32.6679
| 2 | 71.95 | 1: 126.5469; 1.1: 952.9951; 1.2: 1.278; 1.3: 467.675; 1.4: 19.4688; 1.5: 952.9951; 1.6: 467.675; 1.7: 187.07; 1.8: 8.4594; 1.9: 1558.9167; 2: 49.647; 2.1: 95.2178; 2.2: 2552.2771; 2.3: 52.1405; 2.4: -1599.282; 2.5: -32.6718
| 2 | 72 | 1: 126.7537; 1.1: 955.216; 1.2: 1.281; 1.3: 468; 1.4: 19.5006; 1.5: 955.216; 1.6: 468; 1.7: 187.2; 1.8: 8.4594; 1.9: 1560; 2: 49.6815; 2.1: 95.2188; 2.2: 2555.7976; 2.3: 52.1762; 2.4: -1600.5816; 2.5: -32.6756
| 2 | 72.05 | 1: 126.9607; 1.1: 957.4405; 1.2: 1.2839; 1.3: 468.325; 1.4: 19.5324; 1.5: 957.4405; 1.6: 468.325; 1.7: 187.33; 1.8: 8.4594; 1.9: 1561.0833; 2: 49.716; 2.1: 95.2199; 2.2: 2559.3203; 2.3: 52.2118; 2.4: -1601.8798; 2.5: -32.6794
| 2 | 72.1 | 1: 127.1679; 1.1: 959.6683; 1.2: 1.2869; 1.3: 468.65; 1.4: 19.5643; 1.5: 959.6683; 1.6: 468.65; 1.7: 187.46; 1.8: 8.4594; 1.9: 1562.1667; 2: 49.7505; 2.1: 95.2209; 2.2: 2562.845; 2.3: 52.2475; 2.4: -1603.1767; 2.5: -32.6832
| 2 | 72.15 | 1: 127.3752; 1.1: 961.8996; 1.2: 1.2899; 1.3: 468.975; 1.4: 19.5962; 1.5: 961.8996; 1.6: 468.975; 1.7: 187.59; 1.8: 8.4594; 1.9: 1563.25; 2: 49.785; 2.1: 95.222; 2.2: 2566.3718; 2.3: 52.2831; 2.4: -1604.4722; 2.5: -32.6869
| 2 | 72.2 | 1: 127.5828; 1.1: 964.1344; 1.2: 1.2929; 1.3: 469.3; 1.4: 19.6281; 1.5: 964.1344; 1.6: 469.3; 1.7: 187.72; 1.8: 8.4594; 1.9: 1564.3333; 2: 49.8195; 2.1: 95.2231; 2.2: 2569.9007; 2.3: 52.3188; 2.4: -1605.7663; 2.5: -32.6906
| 2 | 72.25 | 1: 127.7904; 1.1: 966.3726; 1.2: 1.2959; 1.3: 469.625; 1.4: 19.6601; 1.5: 966.3726; 1.6: 469.625; 1.7: 187.85; 1.8: 8.4594; 1.9: 1565.4167; 2: 49.854; 2.1: 95.2242; 2.2: 2573.4316; 2.3: 52.3544; 2.4: -1607.059; 2.5: -32.6943
| 2 | 72.3 | 1: 127.9983; 1.1: 968.6142; 1.2: 1.2989; 1.3: 469.95; 1.4: 19.692; 1.5: 968.6142; 1.6: 469.95; 1.7: 187.98; 1.8: 8.4594; 1.9: 1566.5; 2: 49.8885; 2.1: 95.2253; 2.2: 2576.9646; 2.3: 52.39; 2.4: -1608.3504; 2.5: -32.698
| 2 | 72.35 | 1: 128.2063; 1.1: 970.8593; 1.2: 1.3019; 1.3: 470.275; 1.4: 19.724; 1.5: 970.8593; 1.6: 470.275; 1.7: 188.11; 1.8: 8.4594; 1.9: 1567.5833; 2: 49.923; 2.1: 95.2264; 2.2: 2580.4996; 2.3: 52.4256; 2.4: -1609.6403; 2.5: -32.7016
| 2 | 72.4 | 1: 128.4145; 1.1: 973.1079; 1.2: 1.305; 1.3: 470.6; 1.4: 19.7561; 1.5: 973.1079; 1.6: 470.6; 1.7: 188.24; 1.8: 8.4594; 1.9: 1568.6667; 2: 49.9575; 2.1: 95.2276; 2.2: 2584.0367; 2.3: 52.4612; 2.4: -1610.9288; 2.5: -32.7051
| 2 | 72.45 | 1: 128.6228; 1.1: 975.3599; 1.2: 1.308; 1.3: 470.925; 1.4: 19.7881; 1.5: 975.3599; 1.6: 470.925; 1.7: 188.37; 1.8: 8.4594; 1.9: 1569.75; 2: 49.992; 2.1: 95.2287; 2.2: 2587.5758; 2.3: 52.4968; 2.4: -1612.2159; 2.5: -32.7087
| 2 | 72.5 | 1: 128.8314; 1.1: 977.6154; 1.2: 1.311; 1.3: 471.25; 1.4: 19.8202; 1.5: 977.6154; 1.6: 471.25; 1.7: 188.5; 1.8: 8.4594; 1.9: 1570.8333; 2: 50.0265; 2.1: 95.2299; 2.2: 2591.1169; 2.3: 52.5324; 2.4: -1613.5015; 2.5: -32.7122
| 2 | 72.55 | 1: 129.0401; 1.1: 979.8744; 1.2: 1.314; 1.3: 471.575; 1.4: 19.8523; 1.5: 979.8744; 1.6: 471.575; 1.7: 188.63; 1.8: 8.4594; 1.9: 1571.9167; 2: 50.061; 2.1: 95.231; 2.2: 2594.6601; 2.3: 52.568; 2.4: -1614.7858; 2.5: -32.7157
| 2 | 72.6 | 1: 129.2489; 1.1: 982.1368; 1.2: 1.3171; 1.3: 471.9; 1.4: 19.8845; 1.5: 982.1368; 1.6: 471.9; 1.7: 188.76; 1.8: 8.4594; 1.9: 1573; 2: 50.0955; 2.1: 95.2322; 2.2: 2598.2053; 2.3: 52.6036; 2.4: -1616.0685; 2.5: -32.7191
| 2 | 72.65 | 1: 129.458; 1.1: 984.4027; 1.2: 1.3201; 1.3: 472.225; 1.4: 19.9166; 1.5: 984.4027; 1.6: 472.225; 1.7: 188.89; 1.8: 8.4594; 1.9: 1574.0833; 2: 50.13; 2.1: 95.2334; 2.2: 2601.7525; 2.3: 52.6391; 2.4: -1617.3498; 2.5: -32.7225
| 2 | 72.7 | 1: 129.6672; 1.1: 986.672; 1.2: 1.3231; 1.3: 472.55; 1.4: 19.9488; 1.5: 986.672; 1.6: 472.55; 1.7: 189.02; 1.8: 8.4594; 1.9: 1575.1667; 2: 50.1645; 2.1: 95.2347; 2.2: 2605.3018; 2.3: 52.6747; 2.4: -1618.6297; 2.5: -32.7259
| 2 | 72.75 | 1: 129.8765; 1.1: 988.9449; 1.2: 1.3262; 1.3: 472.875; 1.4: 19.981; 1.5: 988.9449; 1.6: 472.875; 1.7: 189.15; 1.8: 8.4594; 1.9: 1576.25; 2: 50.199; 2.1: 95.2359; 2.2: 2608.853; 2.3: 52.7102; 2.4: -1619.9081; 2.5: -32.7292
| 2 | 72.8 | 1: 130.0861; 1.1: 991.2212; 1.2: 1.3292; 1.3: 473.2; 1.4: 20.0132; 1.5: 991.2212; 1.6: 473.2; 1.7: 189.28; 1.8: 8.4594; 1.9: 1577.3333; 2: 50.2335; 2.1: 95.2371; 2.2: 2612.4062; 2.3: 52.7458; 2.4: -1621.185; 2.5: -32.7325
| 2 | 72.85 | 1: 130.2958; 1.1: 993.501; 1.2: 1.3323; 1.3: 473.525; 1.4: 20.0455; 1.5: 993.501; 1.6: 473.525; 1.7: 189.41; 1.8: 8.4594; 1.9: 1578.4167; 2: 50.268; 2.1: 95.2384; 2.2: 2615.9614; 2.3: 52.7813; 2.4: -1622.4604; 2.5: -32.7358
| 2 | 72.9 | 1: 130.5057; 1.1: 995.7843; 1.2: 1.3354; 1.3: 473.85; 1.4: 20.0778; 1.5: 995.7843; 1.6: 473.85; 1.7: 189.54; 1.8: 8.4594; 1.9: 1579.5; 2: 50.3025; 2.1: 95.2396; 2.2: 2619.5186; 2.3: 52.8168; 2.4: -1623.7343; 2.5: -32.739
| 2 | 72.95 | 1: 130.7157; 1.1: 998.0711; 1.2: 1.3384; 1.3: 474.175; 1.4: 20.1101; 1.5: 998.0711; 1.6: 474.175; 1.7: 189.67; 1.8: 8.4594; 1.9: 1580.5833; 2: 50.337; 2.1: 95.2409; 2.2: 2623.0778; 2.3: 52.8523; 2.4: -1625.0068; 2.5: -32.7422
| 2 | 73 | 1: 130.9259; 1.1: 1000.3613; 1.2: 1.3415; 1.3: 474.5; 1.4: 20.1424; 1.5: 1000.3613; 1.6: 474.5; 1.7: 189.8; 1.8: 8.4594; 1.9: 1581.6667; 2: 50.3715; 2.1: 95.2422; 2.2: 2626.639; 2.3: 52.8878; 2.4: -1626.2777; 2.5: -32.7454
| 2 | 73.05 | 1: 131.1363; 1.1: 1002.6551; 1.2: 1.3446; 1.3: 474.825; 1.4: 20.1748; 1.5: 1002.6551; 1.6: 474.825; 1.7: 189.93; 1.8: 8.4594; 1.9: 1582.75; 2: 50.4061; 2.1: 95.2435; 2.2: 2630.2021; 2.3: 52.9233; 2.4: -1627.547; 2.5: -32.7485
| 2 | 73.1 | 1: 131.3469; 1.1: 1004.9523; 1.2: 1.3477; 1.3: 475.15; 1.4: 20.2072; 1.5: 1004.9523; 1.6: 475.15; 1.7: 190.06; 1.8: 8.4594; 1.9: 1583.8333; 2: 50.4406; 2.1: 95.2449; 2.2: 2633.7672; 2.3: 52.9588; 2.4: -1628.8149; 2.5: -32.7516
| 2 | 73.15 | 1: 131.5576; 1.1: 1007.253; 1.2: 1.3507; 1.3: 475.475; 1.4: 20.2396; 1.5: 1007.253; 1.6: 475.475; 1.7: 190.19; 1.8: 8.4594; 1.9: 1584.9167; 2: 50.4751; 2.1: 95.2462; 2.2: 2637.3343; 2.3: 52.9943; 2.4: -1630.0812; 2.5: -32.7547
| 2 | 73.2 | 1: 131.7685; 1.1: 1009.5573; 1.2: 1.3538; 1.3: 475.8; 1.4: 20.2721; 1.5: 1009.5573; 1.6: 475.8; 1.7: 190.32; 1.8: 8.4594; 1.9: 1586; 2: 50.5096; 2.1: 95.2476; 2.2: 2640.9033; 2.3: 53.0298; 2.4: -1631.346; 2.5: -32.7577
| 2 | 73.25 | 1: 131.9795; 1.1: 1011.865; 1.2: 1.3569; 1.3: 476.125; 1.4: 20.3045; 1.5: 1011.865; 1.6: 476.125; 1.7: 190.45; 1.8: 8.4594; 1.9: 1587.0833; 2: 50.5441; 2.1: 95.2489; 2.2: 2644.4742; 2.3: 53.0652; 2.4: -1632.6092; 2.5: -32.7607
| 2 | 73.3 | 1: 132.1908; 1.1: 1014.1763; 1.2: 1.36; 1.3: 476.45; 1.4: 20.337; 1.5: 1014.1763; 1.6: 476.45; 1.7: 190.58; 1.8: 8.4594; 1.9: 1588.1667; 2: 50.5786; 2.1: 95.2503; 2.2: 2648.0471; 2.3: 53.1007; 2.4: -1633.8708; 2.5: -32.7636
| 2 | 73.35 | 1: 132.4022; 1.1: 1016.491; 1.2: 1.3631; 1.3: 476.775; 1.4: 20.3696; 1.5: 1016.491; 1.6: 476.775; 1.7: 190.71; 1.8: 8.4594; 1.9: 1589.25; 2: 50.6131; 2.1: 95.2517; 2.2: 2651.6219; 2.3: 53.1361; 2.4: -1635.1309; 2.5: -32.7665
| 2 | 73.4 | 1: 132.6137; 1.1: 1018.8093; 1.2: 1.3662; 1.3: 477.1; 1.4: 20.4021; 1.5: 1018.8093; 1.6: 477.1; 1.7: 190.84; 1.8: 8.4594; 1.9: 1590.3333; 2: 50.6476; 2.1: 95.2531; 2.2: 2655.1986; 2.3: 53.1715; 2.4: -1636.3893; 2.5: -32.7694
| 2 | 73.45 | 1: 132.8255; 1.1: 1021.1311; 1.2: 1.3694; 1.3: 477.425; 1.4: 20.4347; 1.5: 1021.1311; 1.6: 477.425; 1.7: 190.97; 1.8: 8.4594; 1.9: 1591.4167; 2: 50.6821; 2.1: 95.2546; 2.2: 2658.7773; 2.3: 53.207; 2.4: -1637.6462; 2.5: -32.7723
| 2 | 73.5 | 1: 133.0374; 1.1: 1023.4564; 1.2: 1.3725; 1.3: 477.75; 1.4: 20.4673; 1.5: 1023.4564; 1.6: 477.75; 1.7: 191.1; 1.8: 8.4594; 1.9: 1592.5; 2: 50.7166; 2.1: 95.256; 2.2: 2662.3578; 2.3: 53.2424; 2.4: -1638.9015; 2.5: -32.7751
| 2 | 73.55 | 1: 133.2494; 1.1: 1025.7852; 1.2: 1.3756; 1.3: 478.075; 1.4: 20.4999; 1.5: 1025.7852; 1.6: 478.075; 1.7: 191.23; 1.8: 8.4594; 1.9: 1593.5833; 2: 50.7511; 2.1: 95.2575; 2.2: 2665.9403; 2.3: 53.2778; 2.4: -1640.1551; 2.5: -32.7779
| 2 | 73.6 | 1: 133.4617; 1.1: 1028.1175; 1.2: 1.3787; 1.3: 478.4; 1.4: 20.5326; 1.5: 1028.1175; 1.6: 478.4; 1.7: 191.36; 1.8: 8.4594; 1.9: 1594.6667; 2: 50.7856; 2.1: 95.259; 2.2: 2669.5247; 2.3: 53.3132; 2.4: -1641.4072; 2.5: -32.7806
| 2 | 73.65 | 1: 133.6741; 1.1: 1030.4534; 1.2: 1.3819; 1.3: 478.725; 1.4: 20.5652; 1.5: 1030.4534; 1.6: 478.725; 1.7: 191.49; 1.8: 8.4594; 1.9: 1595.75; 2: 50.8201; 2.1: 95.2605; 2.2: 2673.1109; 2.3: 53.3485; 2.4: -1642.6576; 2.5: -32.7833
| 2 | 73.7 | 1: 133.8867; 1.1: 1032.7928; 1.2: 1.385; 1.3: 479.05; 1.4: 20.5979; 1.5: 1032.7928; 1.6: 479.05; 1.7: 191.62; 1.8: 8.4594; 1.9: 1596.8333; 2: 50.8546; 2.1: 95.262; 2.2: 2676.6991; 2.3: 53.3839; 2.4: -1643.9063; 2.5: -32.786
| 2 | 73.75 | 1: 134.0994; 1.1: 1035.1357; 1.2: 1.3881; 1.3: 479.375; 1.4: 20.6307; 1.5: 1035.1357; 1.6: 479.375; 1.7: 191.75; 1.8: 8.4594; 1.9: 1597.9167; 2: 50.8891; 2.1: 95.2635; 2.2: 2680.2891; 2.3: 53.4193; 2.4: -1645.1534; 2.5: -32.7886
| 2 | 73.8 | 1: 134.3123; 1.1: 1037.4821; 1.2: 1.3913; 1.3: 479.7; 1.4: 20.6634; 1.5: 1037.4821; 1.6: 479.7; 1.7: 191.88; 1.8: 8.4594; 1.9: 1599; 2: 50.9236; 2.1: 95.2651; 2.2: 2683.881; 2.3: 53.4546; 2.4: -1646.3989; 2.5: -32.7912
| 2 | 73.85 | 1: 134.5254; 1.1: 1039.8321; 1.2: 1.3944; 1.3: 480.025; 1.4: 20.6962; 1.5: 1039.8321; 1.6: 480.025; 1.7: 192.01; 1.8: 8.4594; 1.9: 1600.0833; 2: 50.9581; 2.1: 95.2666; 2.2: 2687.4748; 2.3: 53.4899; 2.4: -1647.6427; 2.5: -32.7937
| 2 | 73.9 | 1: 134.7387; 1.1: 1042.1856; 1.2: 1.3976; 1.3: 480.35; 1.4: 20.729; 1.5: 1042.1856; 1.6: 480.35; 1.7: 192.14; 1.8: 8.4594; 1.9: 1601.1667; 2: 50.9926; 2.1: 95.2682; 2.2: 2691.0704; 2.3: 53.5253; 2.4: -1648.8848; 2.5: -32.7962
| 2 | 73.95 | 1: 134.9521; 1.1: 1044.5427; 1.2: 1.4008; 1.3: 480.675; 1.4: 20.7619; 1.5: 1044.5427; 1.6: 480.675; 1.7: 192.27; 1.8: 8.4594; 1.9: 1602.25; 2: 51.0271; 2.1: 95.2698; 2.2: 2694.6678; 2.3: 53.5606; 2.4: -1650.1252; 2.5: -32.7987
| 2 | 74 | 1: 135.1657; 1.1: 1046.9032; 1.2: 1.4039; 1.3: 481; 1.4: 20.7947; 1.5: 1046.9032; 1.6: 481; 1.7: 192.4; 1.8: 8.4594; 1.9: 1603.3333; 2: 51.0616; 2.1: 95.2714; 2.2: 2698.2671; 2.3: 53.5959; 2.4: -1651.3639; 2.5: -32.8012
| 2 | 74.05 | 1: 135.3794; 1.1: 1049.2674; 1.2: 1.4071; 1.3: 481.325; 1.4: 20.8276; 1.5: 1049.2674; 1.6: 481.325; 1.7: 192.53; 1.8: 8.4594; 1.9: 1604.4167; 2: 51.0961; 2.1: 95.2731; 2.2: 2701.8683; 2.3: 53.6312; 2.4: -1652.6009; 2.5: -32.8036
| 2 | 74.1 | 1: 135.5934; 1.1: 1051.6351; 1.2: 1.4103; 1.3: 481.65; 1.4: 20.8605; 1.5: 1051.6351; 1.6: 481.65; 1.7: 192.66; 1.8: 8.4594; 1.9: 1605.5; 2: 51.1306; 2.1: 95.2747; 2.2: 2705.4712; 2.3: 53.6665; 2.4: -1653.8362; 2.5: -32.8059
| 2 | 74.15 | 1: 135.8075; 1.1: 1054.0063; 1.2: 1.4134; 1.3: 481.975; 1.4: 20.8935; 1.5: 1054.0063; 1.6: 481.975; 1.7: 192.79; 1.8: 8.4594; 1.9: 1606.5833; 2: 51.1651; 2.1: 95.2764; 2.2: 2709.076; 2.3: 53.7017; 2.4: -1655.0697; 2.5: -32.8083
| 2 | 74.2 | 1: 136.0217; 1.1: 1056.3811; 1.2: 1.4166; 1.3: 482.3; 1.4: 20.9264; 1.5: 1056.3811; 1.6: 482.3; 1.7: 192.92; 1.8: 8.4594; 1.9: 1607.6667; 2: 51.1996; 2.1: 95.2781; 2.2: 2712.6826; 2.3: 53.737; 2.4: -1656.3015; 2.5: -32.8106
| 2 | 74.25 | 1: 136.2362; 1.1: 1058.7594; 1.2: 1.4198; 1.3: 482.625; 1.4: 20.9594; 1.5: 1058.7594; 1.6: 482.625; 1.7: 193.05; 1.8: 8.4594; 1.9: 1608.75; 2: 51.2341; 2.1: 95.2798; 2.2: 2716.291; 2.3: 53.7722; 2.4: -1657.5316; 2.5: -32.8128
| 2 | 74.3 | 1: 136.4508; 1.1: 1061.1413; 1.2: 1.423; 1.3: 482.95; 1.4: 20.9924; 1.5: 1061.1413; 1.6: 482.95; 1.7: 193.18; 1.8: 8.4594; 1.9: 1609.8333; 2: 51.2686; 2.1: 95.2815; 2.2: 2719.9012; 2.3: 53.8075; 2.4: -1658.7599; 2.5: -32.815
| 2 | 74.35 | 1: 136.6656; 1.1: 1063.5268; 1.2: 1.4262; 1.3: 483.275; 1.4: 21.0255; 1.5: 1063.5268; 1.6: 483.275; 1.7: 193.31; 1.8: 8.4594; 1.9: 1610.9167; 2: 51.3031; 2.1: 95.2833; 2.2: 2723.5132; 2.3: 53.8427; 2.4: -1659.9864; 2.5: -32.8172
| 2 | 74.4 | 1: 136.8805; 1.1: 1065.9158; 1.2: 1.4294; 1.3: 483.6; 1.4: 21.0585; 1.5: 1065.9158; 1.6: 483.6; 1.7: 193.44; 1.8: 8.4594; 1.9: 1612; 2: 51.3376; 2.1: 95.285; 2.2: 2727.127; 2.3: 53.8779; 2.4: -1661.2112; 2.5: -32.8194
| 2 | 74.45 | 1: 137.0956; 1.1: 1068.3084; 1.2: 1.4326; 1.3: 483.925; 1.4: 21.0916; 1.5: 1068.3084; 1.6: 483.925; 1.7: 193.57; 1.8: 8.4594; 1.9: 1613.0833; 2: 51.3721; 2.1: 95.2868; 2.2: 2730.7426; 2.3: 53.9131; 2.4: -1662.4341; 2.5: -32.8215
| 2 | 74.5 | 1: 137.3109; 1.1: 1070.7046; 1.2: 1.4358; 1.3: 484.25; 1.4: 21.1248; 1.5: 1070.7046; 1.6: 484.25; 1.7: 193.7; 1.8: 8.4594; 1.9: 1614.1667; 2: 51.4066; 2.1: 95.2886; 2.2: 2734.3599; 2.3: 53.9483; 2.4: -1663.6553; 2.5: -32.8235
| 2 | 74.55 | 1: 137.5263; 1.1: 1073.1043; 1.2: 1.4391; 1.3: 484.575; 1.4: 21.1579; 1.5: 1073.1043; 1.6: 484.575; 1.7: 193.83; 1.8: 8.4594; 1.9: 1615.25; 2: 51.4411; 2.1: 95.2905; 2.2: 2737.979; 2.3: 53.9835; 2.4: -1664.8747; 2.5: -32.8256
| 2 | 74.6 | 1: 137.742; 1.1: 1075.5076; 1.2: 1.4423; 1.3: 484.9; 1.4: 21.1911; 1.5: 1075.5076; 1.6: 484.9; 1.7: 193.96; 1.8: 8.4594; 1.9: 1616.3333; 2: 51.4756; 2.1: 95.2923; 2.2: 2741.5998; 2.3: 54.0186; 2.4: -1666.0922; 2.5: -32.8275
| 2 | 74.65 | 1: 137.9578; 1.1: 1077.9145; 1.2: 1.4455; 1.3: 485.225; 1.4: 21.2243; 1.5: 1077.9145; 1.6: 485.225; 1.7: 194.09; 1.8: 8.4594; 1.9: 1617.4167; 2: 51.5101; 2.1: 95.2942; 2.2: 2745.2224; 2.3: 54.0538; 2.4: -1667.3079; 2.5: -32.8295
| 2 | 74.7 | 1: 138.1737; 1.1: 1080.325; 1.2: 1.4487; 1.3: 485.55; 1.4: 21.2575; 1.5: 1080.325; 1.6: 485.55; 1.7: 194.22; 1.8: 8.4594; 1.9: 1618.5; 2: 51.5446; 2.1: 95.296; 2.2: 2748.8467; 2.3: 54.0889; 2.4: -1668.5217; 2.5: -32.8314
| 2 | 74.75 | 1: 138.3898; 1.1: 1082.739; 1.2: 1.452; 1.3: 485.875; 1.4: 21.2907; 1.5: 1082.739; 1.6: 485.875; 1.7: 194.35; 1.8: 8.4594; 1.9: 1619.5833; 2: 51.5791; 2.1: 95.298; 2.2: 2752.4728; 2.3: 54.124; 2.4: -1669.7337; 2.5: -32.8333
| 2 | 74.8 | 1: 138.6061; 1.1: 1085.1566; 1.2: 1.4552; 1.3: 486.2; 1.4: 21.324; 1.5: 1085.1566; 1.6: 486.2; 1.7: 194.48; 1.8: 8.4594; 1.9: 1620.6667; 2: 51.6136; 2.1: 95.2999; 2.2: 2756.1005; 2.3: 54.1591; 2.4: -1670.9439; 2.5: -32.8351
| 2 | 74.85 | 1: 138.8226; 1.1: 1087.5779; 1.2: 1.4585; 1.3: 486.525; 1.4: 21.3573; 1.5: 1087.5779; 1.6: 486.525; 1.7: 194.61; 1.8: 8.4594; 1.9: 1621.75; 2: 51.6481; 2.1: 95.3018; 2.2: 2759.73; 2.3: 54.1942; 2.4: -1672.1521; 2.5: -32.8369
| 2 | 74.9 | 1: 139.0392; 1.1: 1090.0027; 1.2: 1.4617; 1.3: 486.85; 1.4: 21.3907; 1.5: 1090.0027; 1.6: 486.85; 1.7: 194.74; 1.8: 8.4594; 1.9: 1622.8333; 2: 51.6826; 2.1: 95.3038; 2.2: 2763.3612; 2.3: 54.2293; 2.4: -1673.3585; 2.5: -32.8387
| 2 | 74.95 | 1: 139.256; 1.1: 1092.4311; 1.2: 1.465; 1.3: 487.175; 1.4: 21.424; 1.5: 1092.4311; 1.6: 487.175; 1.7: 194.87; 1.8: 8.4594; 1.9: 1623.9167; 2: 51.7171; 2.1: 95.3058; 2.2: 2766.9941; 2.3: 54.2644; 2.4: -1674.563; 2.5: -32.8404
| 2 | 75 | 1: 139.473; 1.1: 1094.863; 1.2: 1.4682; 1.3: 487.5; 1.4: 21.4574; 1.5: 1094.863; 1.6: 487.5; 1.7: 195; 1.8: 8.4594; 1.9: 1625; 2: 51.7516; 2.1: 95.3078; 2.2: 2770.6286; 2.3: 54.2994; 2.4: -1675.7656; 2.5: -32.842
| 2 | 75.05 | 1: 139.6901; 1.1: 1097.2986; 1.2: 1.4715; 1.3: 487.825; 1.4: 21.4908; 1.5: 1097.2986; 1.6: 487.825; 1.7: 195.13; 1.8: 8.4594; 1.9: 1626.0833; 2: 51.7861; 2.1: 95.3098; 2.2: 2774.2649; 2.3: 54.3345; 2.4: -1676.9662; 2.5: -32.8437
| 2 | 75.1 | 1: 139.9074; 1.1: 1099.7378; 1.2: 1.4748; 1.3: 488.15; 1.4: 21.5242; 1.5: 1099.7378; 1.6: 488.15; 1.7: 195.26; 1.8: 8.4594; 1.9: 1627.1667; 2: 51.8206; 2.1: 95.3119; 2.2: 2777.9028; 2.3: 54.3695; 2.4: -1678.165; 2.5: -32.8453
| 2 | 75.15 | 1: 140.1249; 1.1: 1102.1806; 1.2: 1.478; 1.3: 488.475; 1.4: 21.5577; 1.5: 1102.1806; 1.6: 488.475; 1.7: 195.39; 1.8: 8.4594; 1.9: 1628.25; 2: 51.8551; 2.1: 95.314; 2.2: 2781.5424; 2.3: 54.4045; 2.4: -1679.3617; 2.5: -32.8468
| 2 | 75.2 | 1: 140.3426; 1.1: 1104.627; 1.2: 1.4813; 1.3: 488.8; 1.4: 21.5912; 1.5: 1104.627; 1.6: 488.8; 1.7: 195.52; 1.8: 8.4594; 1.9: 1629.3333; 2: 51.8896; 2.1: 95.3161; 2.2: 2785.1836; 2.3: 54.4395; 2.4: -1680.5566; 2.5: -32.8483
| 2 | 75.25 | 1: 140.5604; 1.1: 1107.077; 1.2: 1.4846; 1.3: 489.125; 1.4: 21.6247; 1.5: 1107.077; 1.6: 489.125; 1.7: 195.65; 1.8: 8.4594; 1.9: 1630.4167; 2: 51.9241; 2.1: 95.3182; 2.2: 2788.8265; 2.3: 54.4745; 2.4: -1681.7494; 2.5: -32.8498
| 2 | 75.3 | 1: 140.7784; 1.1: 1109.5306; 1.2: 1.4879; 1.3: 489.45; 1.4: 21.6582; 1.5: 1109.5306; 1.6: 489.45; 1.7: 195.78; 1.8: 8.4594; 1.9: 1631.5; 2: 51.9586; 2.1: 95.3203; 2.2: 2792.471; 2.3: 54.5095; 2.4: -1682.9403; 2.5: -32.8513
| 2 | 75.35 | 1: 140.9965; 1.1: 1111.9879; 1.2: 1.4912; 1.3: 489.775; 1.4: 21.6918; 1.5: 1111.9879; 1.6: 489.775; 1.7: 195.91; 1.8: 8.4594; 1.9: 1632.5833; 2: 51.9931; 2.1: 95.3225; 2.2: 2796.1171; 2.3: 54.5444; 2.4: -1684.1292; 2.5: -32.8527
| 2 | 75.4 | 1: 141.2148; 1.1: 1114.4487; 1.2: 1.4945; 1.3: 490.1; 1.4: 21.7254; 1.5: 1114.4487; 1.6: 490.1; 1.7: 196.04; 1.8: 8.4594; 1.9: 1633.6667; 2: 52.0276; 2.1: 95.3247; 2.2: 2799.7649; 2.3: 54.5794; 2.4: -1685.3162; 2.5: -32.854
| 2 | 75.45 | 1: 141.4333; 1.1: 1116.9132; 1.2: 1.4978; 1.3: 490.425; 1.4: 21.759; 1.5: 1116.9132; 1.6: 490.425; 1.7: 196.17; 1.8: 8.4594; 1.9: 1634.75; 2: 52.0621; 2.1: 95.3269; 2.2: 2803.4142; 2.3: 54.6143; 2.4: -1686.5011; 2.5: -32.8553
| 2 | 75.5 | 1: 141.652; 1.1: 1119.3813; 1.2: 1.5011; 1.3: 490.75; 1.4: 21.7926; 1.5: 1119.3813; 1.6: 490.75; 1.7: 196.3; 1.8: 8.4594; 1.9: 1635.8333; 2: 52.0966; 2.1: 95.3291; 2.2: 2807.0652; 2.3: 54.6492; 2.4: -1687.6839; 2.5: -32.8566
| 2 | 75.55 | 1: 141.8708; 1.1: 1121.853; 1.2: 1.5044; 1.3: 491.075; 1.4: 21.8263; 1.5: 1121.853; 1.6: 491.075; 1.7: 196.43; 1.8: 8.4594; 1.9: 1636.9167; 2: 52.1311; 2.1: 95.3314; 2.2: 2810.7178; 2.3: 54.6841; 2.4: -1688.8648; 2.5: -32.8578
| 2 | 75.6 | 1: 142.0898; 1.1: 1124.3283; 1.2: 1.5077; 1.3: 491.4; 1.4: 21.86; 1.5: 1124.3283; 1.6: 491.4; 1.7: 196.56; 1.8: 8.4594; 1.9: 1638; 2: 52.1656; 2.1: 95.3337; 2.2: 2814.3719; 2.3: 54.719; 2.4: -1690.0436; 2.5: -32.859
| 2 | 75.65 | 1: 142.309; 1.1: 1126.8073; 1.2: 1.5111; 1.3: 491.725; 1.4: 21.8937; 1.5: 1126.8073; 1.6: 491.725; 1.7: 196.69; 1.8: 8.4594; 1.9: 1639.0833; 2: 52.2001; 2.1: 95.336; 2.2: 2818.0276; 2.3: 54.7538; 2.4: -1691.2203; 2.5: -32.8601
| 2 | 75.7 | 1: 142.5283; 1.1: 1129.2899; 1.2: 1.5144; 1.3: 492.05; 1.4: 21.9274; 1.5: 1129.2899; 1.6: 492.05; 1.7: 196.82; 1.8: 8.4594; 1.9: 1640.1667; 2: 52.2346; 2.1: 95.3383; 2.2: 2821.6849; 2.3: 54.7887; 2.4: -1692.395; 2.5: -32.8613
| 2 | 75.75 | 1: 142.7478; 1.1: 1131.7761; 1.2: 1.5177; 1.3: 492.375; 1.4: 21.9612; 1.5: 1131.7761; 1.6: 492.375; 1.7: 196.95; 1.8: 8.4594; 1.9: 1641.25; 2: 52.2691; 2.1: 95.3407; 2.2: 2825.3438; 2.3: 54.8235; 2.4: -1693.5676; 2.5: -32.8623
| 2 | 75.8 | 1: 142.9675; 1.1: 1134.266; 1.2: 1.5211; 1.3: 492.7; 1.4: 21.995; 1.5: 1134.266; 1.6: 492.7; 1.7: 197.08; 1.8: 8.4594; 1.9: 1642.3333; 2: 52.3036; 2.1: 95.343; 2.2: 2829.0041; 2.3: 54.8583; 2.4: -1694.7381; 2.5: -32.8633
| 2 | 75.85 | 1: 143.1873; 1.1: 1136.7595; 1.2: 1.5244; 1.3: 493.025; 1.4: 22.0288; 1.5: 1136.7595; 1.6: 493.025; 1.7: 197.21; 1.8: 8.4594; 1.9: 1643.4167; 2: 52.3381; 2.1: 95.3455; 2.2: 2832.6661; 2.3: 54.8931; 2.4: -1695.9065; 2.5: -32.8643
| 2 | 75.9 | 1: 143.4074; 1.1: 1139.2567; 1.2: 1.5278; 1.3: 493.35; 1.4: 22.0627; 1.5: 1139.2567; 1.6: 493.35; 1.7: 197.34; 1.8: 8.4594; 1.9: 1644.5; 2: 52.3726; 2.1: 95.3479; 2.2: 2836.3295; 2.3: 54.9279; 2.4: -1697.0728; 2.5: -32.8653
| 2 | 75.95 | 1: 143.6275; 1.1: 1141.7575; 1.2: 1.5311; 1.3: 493.675; 1.4: 22.0965; 1.5: 1141.7575; 1.6: 493.675; 1.7: 197.47; 1.8: 8.4594; 1.9: 1645.5833; 2: 52.4071; 2.1: 95.3503; 2.2: 2839.9945; 2.3: 54.9627; 2.4: -1698.237; 2.5: -32.8661
| 2 | 76 | 1: 143.8479; 1.1: 1144.2619; 1.2: 1.5345; 1.3: 494; 1.4: 22.1304; 1.5: 1144.2619; 1.6: 494; 1.7: 197.6; 1.8: 8.4594; 1.9: 1646.6667; 2: 52.4416; 2.1: 95.3528; 2.2: 2843.6609; 2.3: 54.9974; 2.4: -1699.399; 2.5: -32.867
| 2 | 76.05 | 1: 144.0684; 1.1: 1146.77; 1.2: 1.5378; 1.3: 494.325; 1.4: 22.1644; 1.5: 1146.77; 1.6: 494.325; 1.7: 197.73; 1.8: 8.4594; 1.9: 1647.75; 2: 52.4761; 2.1: 95.3553; 2.2: 2847.3289; 2.3: 55.0322; 2.4: -1700.5589; 2.5: -32.8678
| 2 | 76.1 | 1: 144.2891; 1.1: 1149.2818; 1.2: 1.5412; 1.3: 494.65; 1.4: 22.1983; 1.5: 1149.2818; 1.6: 494.65; 1.7: 197.86; 1.8: 8.4594; 1.9: 1648.8333; 2: 52.5106; 2.1: 95.3579; 2.2: 2850.9984; 2.3: 55.0669; 2.4: -1701.7166; 2.5: -32.8686
| 2 | 76.15 | 1: 144.5099; 1.1: 1151.7972; 1.2: 1.5446; 1.3: 494.975; 1.4: 22.2323; 1.5: 1151.7972; 1.6: 494.975; 1.7: 197.99; 1.8: 8.4594; 1.9: 1649.9167; 2: 52.5451; 2.1: 95.3604; 2.2: 2854.6693; 2.3: 55.1016; 2.4: -1702.8721; 2.5: -32.8693
| 2 | 76.2 | 1: 144.731; 1.1: 1154.3163; 1.2: 1.548; 1.3: 495.3; 1.4: 22.2663; 1.5: 1154.3163; 1.6: 495.3; 1.7: 198.12; 1.8: 8.4594; 1.9: 1651; 2: 52.5796; 2.1: 95.363; 2.2: 2858.3417; 2.3: 55.1363; 2.4: -1704.0255; 2.5: -32.87
| 2 | 76.25 | 1: 144.9522; 1.1: 1156.839; 1.2: 1.5513; 1.3: 495.625; 1.4: 22.3003; 1.5: 1156.839; 1.6: 495.625; 1.7: 198.25; 1.8: 8.4594; 1.9: 1652.0833; 2: 52.6141; 2.1: 95.3656; 2.2: 2862.0156; 2.3: 55.1709; 2.4: -1705.1766; 2.5: -32.8706
| 2 | 76.3 | 1: 145.1735; 1.1: 1159.3654; 1.2: 1.5547; 1.3: 495.95; 1.4: 22.3344; 1.5: 1159.3654; 1.6: 495.95; 1.7: 198.38; 1.8: 8.4594; 1.9: 1653.1667; 2: 52.6486; 2.1: 95.3683; 2.2: 2865.6909; 2.3: 55.2056; 2.4: -1706.3255; 2.5: -32.8712
| 2 | 76.35 | 1: 145.395; 1.1: 1161.8955; 1.2: 1.5581; 1.3: 496.275; 1.4: 22.3685; 1.5: 1161.8955; 1.6: 496.275; 1.7: 198.51; 1.8: 8.4594; 1.9: 1654.25; 2: 52.6831; 2.1: 95.3709; 2.2: 2869.3677; 2.3: 55.2402; 2.4: -1707.4722; 2.5: -32.8718
| 2 | 76.4 | 1: 145.6167; 1.1: 1164.4292; 1.2: 1.5615; 1.3: 496.6; 1.4: 22.4026; 1.5: 1164.4292; 1.6: 496.6; 1.7: 198.64; 1.8: 8.4594; 1.9: 1655.3333; 2: 52.7176; 2.1: 95.3736; 2.2: 2873.0458; 2.3: 55.2748; 2.4: -1708.6166; 2.5: -32.8723
| 2 | 76.45 | 1: 145.8386; 1.1: 1166.9666; 1.2: 1.5649; 1.3: 496.925; 1.4: 22.4367; 1.5: 1166.9666; 1.6: 496.925; 1.7: 198.77; 1.8: 8.4594; 1.9: 1656.4167; 2: 52.7521; 2.1: 95.3764; 2.2: 2876.7254; 2.3: 55.3094; 2.4: -1709.7588; 2.5: -32.8727
| 2 | 76.5 | 1: 146.0607; 1.1: 1169.5077; 1.2: 1.5683; 1.3: 497.25; 1.4: 22.4709; 1.5: 1169.5077; 1.6: 497.25; 1.7: 198.9; 1.8: 8.4594; 1.9: 1657.5; 2: 52.7866; 2.1: 95.3791; 2.2: 2880.4064; 2.3: 55.344; 2.4: -1710.8988; 2.5: -32.8731
| 2 | 76.55 | 1: 146.2829; 1.1: 1172.0524; 1.2: 1.5717; 1.3: 497.575; 1.4: 22.5051; 1.5: 1172.0524; 1.6: 497.575; 1.7: 199.03; 1.8: 8.4594; 1.9: 1658.5833; 2: 52.8211; 2.1: 95.3819; 2.2: 2884.0888; 2.3: 55.3786; 2.4: -1712.0364; 2.5: -32.8735
| 2 | 76.6 | 1: 146.5052; 1.1: 1174.6009; 1.2: 1.5752; 1.3: 497.9; 1.4: 22.5393; 1.5: 1174.6009; 1.6: 497.9; 1.7: 199.16; 1.8: 8.4594; 1.9: 1659.6667; 2: 52.8556; 2.1: 95.3847; 2.2: 2887.7726; 2.3: 55.4131; 2.4: -1713.1718; 2.5: -32.8738
| 2 | 76.65 | 1: 146.7278; 1.1: 1177.153; 1.2: 1.5786; 1.3: 498.225; 1.4: 22.5735; 1.5: 1177.153; 1.6: 498.225; 1.7: 199.29; 1.8: 8.4594; 1.9: 1660.75; 2: 52.8901; 2.1: 95.3875; 2.2: 2891.4578; 2.3: 55.4476; 2.4: -1714.3048; 2.5: -32.8741
| 2 | 76.7 | 1: 146.9505; 1.1: 1179.7088; 1.2: 1.582; 1.3: 498.55; 1.4: 22.6078; 1.5: 1179.7088; 1.6: 498.55; 1.7: 199.42; 1.8: 8.4594; 1.9: 1661.8333; 2: 52.9246; 2.1: 95.3904; 2.2: 2895.1443; 2.3: 55.4821; 2.4: -1715.4356; 2.5: -32.8744
| 2 | 76.75 | 1: 147.1734; 1.1: 1182.2683; 1.2: 1.5854; 1.3: 498.875; 1.4: 22.6421; 1.5: 1182.2683; 1.6: 498.875; 1.7: 199.55; 1.8: 8.4594; 1.9: 1662.9167; 2: 52.9591; 2.1: 95.3933; 2.2: 2898.8322; 2.3: 55.5166; 2.4: -1716.564; 2.5: -32.8746
| 2 | 76.8 | 1: 147.3964; 1.1: 1184.8314; 1.2: 1.5889; 1.3: 499.2; 1.4: 22.6764; 1.5: 1184.8314; 1.6: 499.2; 1.7: 199.68; 1.8: 8.4594; 1.9: 1664; 2: 52.9936; 2.1: 95.3962; 2.2: 2902.5215; 2.3: 55.5511; 2.4: -1717.69; 2.5: -32.8747
| 2 | 76.85 | 1: 147.6196; 1.1: 1187.3983; 1.2: 1.5923; 1.3: 499.525; 1.4: 22.7107; 1.5: 1187.3983; 1.6: 499.525; 1.7: 199.81; 1.8: 8.4594; 1.9: 1665.0833; 2: 53.0281; 2.1: 95.3992; 2.2: 2906.212; 2.3: 55.5855; 2.4: -1718.8137; 2.5: -32.8748
| 2 | 76.9 | 1: 147.843; 1.1: 1189.9689; 1.2: 1.5958; 1.3: 499.85; 1.4: 22.7451; 1.5: 1189.9689; 1.6: 499.85; 1.7: 199.94; 1.8: 8.4594; 1.9: 1666.1667; 2: 53.0626; 2.1: 95.4022; 2.2: 2909.9039; 2.3: 55.6199; 2.4: -1719.935; 2.5: -32.8749
| 2 | 76.95 | 1: 148.0666; 1.1: 1192.5432; 1.2: 1.5992; 1.3: 500.175; 1.4: 22.7795; 1.5: 1192.5432; 1.6: 500.175; 1.7: 200.07; 1.8: 8.4594; 1.9: 1667.25; 2: 53.0971; 2.1: 95.4052; 2.2: 2913.5971; 2.3: 55.6544; 2.4: -1721.054; 2.5: -32.8749
| 2 | 77 | 1: 148.2903; 1.1: 1195.1211; 1.2: 1.6027; 1.3: 500.5; 1.4: 22.8139; 1.5: 1195.1211; 1.6: 500.5; 1.7: 200.2; 1.8: 8.4594; 1.9: 1668.3333; 2: 53.1316; 2.1: 95.4082; 2.2: 2917.2916; 2.3: 55.6887; 2.4: -1722.1705; 2.5: -32.8748
| 2 | 77.05 | 1: 148.5142; 1.1: 1197.7028; 1.2: 1.6061; 1.3: 500.825; 1.4: 22.8483; 1.5: 1197.7028; 1.6: 500.825; 1.7: 200.33; 1.8: 8.4594; 1.9: 1669.4167; 2: 53.1661; 2.1: 95.4113; 2.2: 2920.9874; 2.3: 55.7231; 2.4: -1723.2846; 2.5: -32.8748
| 2 | 77.1 | 1: 148.7383; 1.1: 1200.2882; 1.2: 1.6096; 1.3: 501.15; 1.4: 22.8828; 1.5: 1200.2882; 1.6: 501.15; 1.7: 200.46; 1.8: 8.4594; 1.9: 1670.5; 2: 53.2006; 2.1: 95.4144; 2.2: 2924.6845; 2.3: 55.7574; 2.4: -1724.3963; 2.5: -32.8746
| 2 | 77.15 | 1: 148.9625; 1.1: 1202.8773; 1.2: 1.6131; 1.3: 501.475; 1.4: 22.9173; 1.5: 1202.8773; 1.6: 501.475; 1.7: 200.59; 1.8: 8.4594; 1.9: 1671.5833; 2: 53.2351; 2.1: 95.4175; 2.2: 2928.3829; 2.3: 55.7918; 2.4: -1725.5056; 2.5: -32.8745
| 2 | 77.2 | 1: 149.1869; 1.1: 1205.4701; 1.2: 1.6166; 1.3: 501.8; 1.4: 22.9518; 1.5: 1205.4701; 1.6: 501.8; 1.7: 200.72; 1.8: 8.4594; 1.9: 1672.6667; 2: 53.2696; 2.1: 95.4207; 2.2: 2932.0825; 2.3: 55.8261; 2.4: -1726.6124; 2.5: -32.8742
| 2 | 77.25 | 1: 149.4115; 1.1: 1208.0666; 1.2: 1.62; 1.3: 502.125; 1.4: 22.9864; 1.5: 1208.0666; 1.6: 502.125; 1.7: 200.85; 1.8: 8.4594; 1.9: 1673.75; 2: 53.3041; 2.1: 95.4239; 2.2: 2935.7833; 2.3: 55.8604; 2.4: -1727.7167; 2.5: -32.874
| 2 | 77.3 | 1: 149.6362; 1.1: 1210.6668; 1.2: 1.6235; 1.3: 502.45; 1.4: 23.021; 1.5: 1210.6668; 1.6: 502.45; 1.7: 200.98; 1.8: 8.4594; 1.9: 1674.8333; 2: 53.3386; 2.1: 95.4271; 2.2: 2939.4854; 2.3: 55.8946; 2.4: -1728.8186; 2.5: -32.8737
| 2 | 77.35 | 1: 149.8611; 1.1: 1213.2708; 1.2: 1.627; 1.3: 502.775; 1.4: 23.0556; 1.5: 1213.2708; 1.6: 502.775; 1.7: 201.11; 1.8: 8.4594; 1.9: 1675.9167; 2: 53.3731; 2.1: 95.4304; 2.2: 2943.1887; 2.3: 55.9289; 2.4: -1729.9179; 2.5: -32.8733
| 2 | 77.4 | 1: 150.0862; 1.1: 1215.8784; 1.2: 1.6305; 1.3: 503.1; 1.4: 23.0902; 1.5: 1215.8784; 1.6: 503.1; 1.7: 201.24; 1.8: 8.4594; 1.9: 1677; 2: 53.4076; 2.1: 95.4337; 2.2: 2946.8932; 2.3: 55.9631; 2.4: -1731.0148; 2.5: -32.8729
| 2 | 77.45 | 1: 150.3115; 1.1: 1218.4898; 1.2: 1.634; 1.3: 503.425; 1.4: 23.1248; 1.5: 1218.4898; 1.6: 503.425; 1.7: 201.37; 1.8: 8.4594; 1.9: 1678.0833; 2: 53.4421; 2.1: 95.437; 2.2: 2950.5989; 2.3: 55.9973; 2.4: -1732.1091; 2.5: -32.8724
| 2 | 77.5 | 1: 150.5369; 1.1: 1221.105; 1.2: 1.6375; 1.3: 503.75; 1.4: 23.1595; 1.5: 1221.105; 1.6: 503.75; 1.7: 201.5; 1.8: 8.4594; 1.9: 1679.1667; 2: 53.4766; 2.1: 95.4404; 2.2: 2954.3058; 2.3: 56.0315; 2.4: -1733.2008; 2.5: -32.8719
| 2 | 77.55 | 1: 150.7625; 1.1: 1223.7238; 1.2: 1.641; 1.3: 504.075; 1.4: 23.1942; 1.5: 1223.7238; 1.6: 504.075; 1.7: 201.63; 1.8: 8.4594; 1.9: 1680.25; 2: 53.5111; 2.1: 95.4438; 2.2: 2958.0139; 2.3: 56.0656; 2.4: -1734.29; 2.5: -32.8714
| 2 | 77.6 | 1: 150.9882; 1.1: 1226.3464; 1.2: 1.6446; 1.3: 504.4; 1.4: 23.229; 1.5: 1226.3464; 1.6: 504.4; 1.7: 201.76; 1.8: 8.4594; 1.9: 1681.3333; 2: 53.5456; 2.1: 95.4472; 2.2: 2961.7231; 2.3: 56.0998; 2.4: -1735.3767; 2.5: -32.8708
| 2 | 77.65 | 1: 151.2141; 1.1: 1228.9727; 1.2: 1.6481; 1.3: 504.725; 1.4: 23.2637; 1.5: 1228.9727; 1.6: 504.725; 1.7: 201.89; 1.8: 8.4594; 1.9: 1682.4167; 2: 53.5801; 2.1: 95.4507; 2.2: 2965.4335; 2.3: 56.1339; 2.4: -1736.4607; 2.5: -32.8702
| 2 | 77.7 | 1: 151.4402; 1.1: 1231.6028; 1.2: 1.6516; 1.3: 505.05; 1.4: 23.2985; 1.5: 1231.6028; 1.6: 505.05; 1.7: 202.02; 1.8: 8.4594; 1.9: 1683.5; 2: 53.6146; 2.1: 95.4542; 2.2: 2969.145; 2.3: 56.168; 2.4: -1737.5422; 2.5: -32.8695
| 2 | 77.75 | 1: 151.6665; 1.1: 1234.2366; 1.2: 1.6551; 1.3: 505.375; 1.4: 23.3333; 1.5: 1234.2366; 1.6: 505.375; 1.7: 202.15; 1.8: 8.4594; 1.9: 1684.5833; 2: 53.6492; 2.1: 95.4577; 2.2: 2972.8576; 2.3: 56.202; 2.4: -1738.6211; 2.5: -32.8687
| 2 | 77.8 | 1: 151.8929; 1.1: 1236.8741; 1.2: 1.6587; 1.3: 505.7; 1.4: 23.3681; 1.5: 1236.8741; 1.6: 505.7; 1.7: 202.28; 1.8: 8.4594; 1.9: 1685.6667; 2: 53.6837; 2.1: 95.4612; 2.2: 2976.5714; 2.3: 56.2361; 2.4: -1739.6973; 2.5: -32.8679
| 2 | 77.85 | 1: 152.1195; 1.1: 1239.5154; 1.2: 1.6622; 1.3: 506.025; 1.4: 23.403; 1.5: 1239.5154; 1.6: 506.025; 1.7: 202.41; 1.8: 8.4594; 1.9: 1686.75; 2: 53.7182; 2.1: 95.4648; 2.2: 2980.2863; 2.3: 56.2701; 2.4: -1740.7708; 2.5: -32.8671
| 2 | 77.9 | 1: 152.3463; 1.1: 1242.1605; 1.2: 1.6658; 1.3: 506.35; 1.4: 23.4379; 1.5: 1242.1605; 1.6: 506.35; 1.7: 202.54; 1.8: 8.4594; 1.9: 1687.8333; 2: 53.7527; 2.1: 95.4685; 2.2: 2984.0022; 2.3: 56.3041; 2.4: -1741.8418; 2.5: -32.8662
| 2 | 77.95 | 1: 152.5732; 1.1: 1244.8093; 1.2: 1.6693; 1.3: 506.675; 1.4: 23.4728; 1.5: 1244.8093; 1.6: 506.675; 1.7: 202.67; 1.8: 8.4594; 1.9: 1688.9167; 2: 53.7872; 2.1: 95.4721; 2.2: 2987.7193; 2.3: 56.3381; 2.4: -1742.91; 2.5: -32.8653
| 2 | 78 | 1: 152.8003; 1.1: 1247.4618; 1.2: 1.6729; 1.3: 507; 1.4: 23.5077; 1.5: 1247.4618; 1.6: 507; 1.7: 202.8; 1.8: 8.4594; 1.9: 1690; 2: 53.8217; 2.1: 95.4758; 2.2: 2991.4374; 2.3: 56.372; 2.4: -1743.9756; 2.5: -32.8643
| 2 | 78.05 | 1: 153.0276; 1.1: 1250.1181; 1.2: 1.6764; 1.3: 507.325; 1.4: 23.5427; 1.5: 1250.1181; 1.6: 507.325; 1.7: 202.93; 1.8: 8.4594; 1.9: 1691.0833; 2: 53.8562; 2.1: 95.4796; 2.2: 2995.1565; 2.3: 56.4059; 2.4: -1745.0384; 2.5: -32.8632
| 2 | 78.1 | 1: 153.255; 1.1: 1252.7782; 1.2: 1.68; 1.3: 507.65; 1.4: 23.5777; 1.5: 1252.7782; 1.6: 507.65; 1.7: 203.06; 1.8: 8.4594; 1.9: 1692.1667; 2: 53.8907; 2.1: 95.4834; 2.2: 2998.8767; 2.3: 56.4398; 2.4: -1746.0985; 2.5: -32.8621
| 2 | 78.15 | 1: 153.4826; 1.1: 1255.442; 1.2: 1.6836; 1.3: 507.975; 1.4: 23.6127; 1.5: 1255.442; 1.6: 507.975; 1.7: 203.19; 1.8: 8.4594; 1.9: 1693.25; 2: 53.9252; 2.1: 95.4872; 2.2: 3002.5979; 2.3: 56.4737; 2.4: -1747.1559; 2.5: -32.861
| 2 | 78.2 | 1: 153.7104; 1.1: 1258.1096; 1.2: 1.6872; 1.3: 508.3; 1.4: 23.6478; 1.5: 1258.1096; 1.6: 508.3; 1.7: 203.32; 1.8: 8.4594; 1.9: 1694.3333; 2: 53.9597; 2.1: 95.491; 2.2: 3006.3202; 2.3: 56.5076; 2.4: -1748.2106; 2.5: -32.8598
| 2 | 78.25 | 1: 153.9384; 1.1: 1260.781; 1.2: 1.6907; 1.3: 508.625; 1.4: 23.6828; 1.5: 1260.781; 1.6: 508.625; 1.7: 203.45; 1.8: 8.4594; 1.9: 1695.4167; 2: 53.9942; 2.1: 95.4949; 2.2: 3010.0434; 2.3: 56.5414; 2.4: -1749.2624; 2.5: -32.8586
| 2 | 78.3 | 1: 154.1665; 1.1: 1263.4561; 1.2: 1.6943; 1.3: 508.95; 1.4: 23.7179; 1.5: 1263.4561; 1.6: 508.95; 1.7: 203.58; 1.8: 8.4594; 1.9: 1696.5; 2: 54.0287; 2.1: 95.4988; 2.2: 3013.7676; 2.3: 56.5752; 2.4: -1750.3115; 2.5: -32.8573
| 2 | 78.35 | 1: 154.3948; 1.1: 1266.135; 1.2: 1.6979; 1.3: 509.275; 1.4: 23.753; 1.5: 1266.135; 1.6: 509.275; 1.7: 203.71; 1.8: 8.4594; 1.9: 1697.5833; 2: 54.0632; 2.1: 95.5028; 2.2: 3017.4928; 2.3: 56.609; 2.4: -1751.3578; 2.5: -32.856
| 2 | 78.4 | 1: 154.6232; 1.1: 1268.8177; 1.2: 1.7015; 1.3: 509.6; 1.4: 23.7882; 1.5: 1268.8177; 1.6: 509.6; 1.7: 203.84; 1.8: 8.4594; 1.9: 1698.6667; 2: 54.0977; 2.1: 95.5068; 2.2: 3021.219; 2.3: 56.6428; 2.4: -1752.4013; 2.5: -32.8546
| 2 | 78.45 | 1: 154.8519; 1.1: 1271.5041; 1.2: 1.7051; 1.3: 509.925; 1.4: 23.8234; 1.5: 1271.5041; 1.6: 509.925; 1.7: 203.97; 1.8: 8.4594; 1.9: 1699.75; 2: 54.1322; 2.1: 95.5108; 2.2: 3024.9461; 2.3: 56.6765; 2.4: -1753.442; 2.5: -32.8531
| 2 | 78.5 | 1: 155.0807; 1.1: 1274.1944; 1.2: 1.7087; 1.3: 510.25; 1.4: 23.8586; 1.5: 1274.1944; 1.6: 510.25; 1.7: 204.1; 1.8: 8.4594; 1.9: 1700.8333; 2: 54.1667; 2.1: 95.5149; 2.2: 3028.6741; 2.3: 56.7102; 2.4: -1754.4798; 2.5: -32.8516
| 2 | 78.55 | 1: 155.3096; 1.1: 1276.8884; 1.2: 1.7123; 1.3: 510.575; 1.4: 23.8938; 1.5: 1276.8884; 1.6: 510.575; 1.7: 204.23; 1.8: 8.4594; 1.9: 1701.9167; 2: 54.2012; 2.1: 95.519; 2.2: 3032.4031; 2.3: 56.7439; 2.4: -1755.5147; 2.5: -32.8501
| 2 | 78.6 | 1: 155.5387; 1.1: 1279.5862; 1.2: 1.716; 1.3: 510.9; 1.4: 23.929; 1.5: 1279.5862; 1.6: 510.9; 1.7: 204.36; 1.8: 8.4594; 1.9: 1703; 2: 54.2357; 2.1: 95.5231; 2.2: 3036.133; 2.3: 56.7775; 2.4: -1756.5468; 2.5: -32.8485
| 2 | 78.65 | 1: 155.768; 1.1: 1282.2878; 1.2: 1.7196; 1.3: 511.225; 1.4: 23.9643; 1.5: 1282.2878; 1.6: 511.225; 1.7: 204.49; 1.8: 8.4594; 1.9: 1704.0833; 2: 54.2702; 2.1: 95.5273; 2.2: 3039.8637; 2.3: 56.8112; 2.4: -1757.5759; 2.5: -32.8468
| 2 | 78.7 | 1: 155.9975; 1.1: 1284.9932; 1.2: 1.7232; 1.3: 511.55; 1.4: 23.9996; 1.5: 1284.9932; 1.6: 511.55; 1.7: 204.62; 1.8: 8.4594; 1.9: 1705.1667; 2: 54.3047; 2.1: 95.5315; 2.2: 3043.5954; 2.3: 56.8448; 2.4: -1758.6022; 2.5: -32.8451
| 2 | 78.75 | 1: 156.2272; 1.1: 1287.7023; 1.2: 1.7268; 1.3: 511.875; 1.4: 24.0349; 1.5: 1287.7023; 1.6: 511.875; 1.7: 204.75; 1.8: 8.4594; 1.9: 1706.25; 2: 54.3392; 2.1: 95.5358; 2.2: 3047.3279; 2.3: 56.8783; 2.4: -1759.6255; 2.5: -32.8434
| 2 | 78.8 | 1: 156.457; 1.1: 1290.4153; 1.2: 1.7305; 1.3: 512.2; 1.4: 24.0703; 1.5: 1290.4153; 1.6: 512.2; 1.7: 204.88; 1.8: 8.4594; 1.9: 1707.3333; 2: 54.3737; 2.1: 95.5401; 2.2: 3051.0612; 2.3: 56.9119; 2.4: -1760.6459; 2.5: -32.8416
| 2 | 78.85 | 1: 156.6869; 1.1: 1293.1321; 1.2: 1.7341; 1.3: 512.525; 1.4: 24.1057; 1.5: 1293.1321; 1.6: 512.525; 1.7: 205.01; 1.8: 8.4594; 1.9: 1708.4167; 2: 54.4082; 2.1: 95.5444; 2.2: 3054.7955; 2.3: 56.9454; 2.4: -1761.6634; 2.5: -32.8397
| 2 | 78.9 | 1: 156.9171; 1.1: 1295.8527; 1.2: 1.7378; 1.3: 512.85; 1.4: 24.1411; 1.5: 1295.8527; 1.6: 512.85; 1.7: 205.14; 1.8: 8.4594; 1.9: 1709.5; 2: 54.4427; 2.1: 95.5488; 2.2: 3058.5305; 2.3: 56.9789; 2.4: -1762.6778; 2.5: -32.8378
| 2 | 78.95 | 1: 157.1474; 1.1: 1298.577; 1.2: 1.7414; 1.3: 513.175; 1.4: 24.1765; 1.5: 1298.577; 1.6: 513.175; 1.7: 205.27; 1.8: 8.4594; 1.9: 1710.5833; 2: 54.4772; 2.1: 95.5533; 2.2: 3062.2663; 2.3: 57.0124; 2.4: -1763.6893; 2.5: -32.8358
| 2 | 79 | 1: 157.3779; 1.1: 1301.3052; 1.2: 1.7451; 1.3: 513.5; 1.4: 24.212; 1.5: 1301.3052; 1.6: 513.5; 1.7: 205.4; 1.8: 8.4594; 1.9: 1711.6667; 2: 54.5117; 2.1: 95.5577; 2.2: 3066.003; 2.3: 57.0458; 2.4: -1764.6977; 2.5: -32.8338
| 2 | 79.05 | 1: 157.6085; 1.1: 1304.0372; 1.2: 1.7487; 1.3: 513.825; 1.4: 24.2475; 1.5: 1304.0372; 1.6: 513.825; 1.7: 205.53; 1.8: 8.4594; 1.9: 1712.75; 2: 54.5462; 2.1: 95.5622; 2.2: 3069.7404; 2.3: 57.0792; 2.4: -1765.7032; 2.5: -32.8318
| 2 | 79.1 | 1: 157.8394; 1.1: 1306.773; 1.2: 1.7524; 1.3: 514.15; 1.4: 24.283; 1.5: 1306.773; 1.6: 514.15; 1.7: 205.66; 1.8: 8.4594; 1.9: 1713.8333; 2: 54.5807; 2.1: 95.5668; 2.2: 3073.4786; 2.3: 57.1126; 2.4: -1766.7055; 2.5: -32.8296
| 2 | 79.15 | 1: 158.0703; 1.1: 1309.5127; 1.2: 1.7561; 1.3: 514.475; 1.4: 24.3185; 1.5: 1309.5127; 1.6: 514.475; 1.7: 205.79; 1.8: 8.4594; 1.9: 1714.9167; 2: 54.6152; 2.1: 95.5714; 2.2: 3077.2175; 2.3: 57.146; 2.4: -1767.7049; 2.5: -32.8274
| 2 | 79.2 | 1: 158.3015; 1.1: 1312.2561; 1.2: 1.7598; 1.3: 514.8; 1.4: 24.3541; 1.5: 1312.2561; 1.6: 514.8; 1.7: 205.92; 1.8: 8.4594; 1.9: 1716; 2: 54.6497; 2.1: 95.576; 2.2: 3080.9572; 2.3: 57.1793; 2.4: -1768.7011; 2.5: -32.8252
| 2 | 79.25 | 1: 158.5328; 1.1: 1315.0034; 1.2: 1.7634; 1.3: 515.125; 1.4: 24.3897; 1.5: 1315.0034; 1.6: 515.125; 1.7: 206.05; 1.8: 8.4594; 1.9: 1717.0833; 2: 54.6842; 2.1: 95.5807; 2.2: 3084.6976; 2.3: 57.2126; 2.4: -1769.6943; 2.5: -32.8229
| 2 | 79.3 | 1: 158.7643; 1.1: 1317.7545; 1.2: 1.7671; 1.3: 515.45; 1.4: 24.4253; 1.5: 1317.7545; 1.6: 515.45; 1.7: 206.18; 1.8: 8.4594; 1.9: 1718.1667; 2: 54.7187; 2.1: 95.5854; 2.2: 3088.4387; 2.3: 57.2459; 2.4: -1770.6843; 2.5: -32.8206
| 2 | 79.35 | 1: 158.996; 1.1: 1320.5094; 1.2: 1.7708; 1.3: 515.775; 1.4: 24.4609; 1.5: 1320.5094; 1.6: 515.775; 1.7: 206.31; 1.8: 8.4594; 1.9: 1719.25; 2: 54.7532; 2.1: 95.5902; 2.2: 3092.1806; 2.3: 57.2791; 2.4: -1771.6712; 2.5: -32.8182
| 2 | 79.4 | 1: 159.2278; 1.1: 1323.2681; 1.2: 1.7745; 1.3: 516.1; 1.4: 24.4966; 1.5: 1323.2681; 1.6: 516.1; 1.7: 206.44; 1.8: 8.4594; 1.9: 1720.3333; 2: 54.7877; 2.1: 95.595; 2.2: 3095.9231; 2.3: 57.3123; 2.4: -1772.6549; 2.5: -32.8157
| 2 | 79.45 | 1: 159.4598; 1.1: 1326.0307; 1.2: 1.7782; 1.3: 516.425; 1.4: 24.5323; 1.5: 1326.0307; 1.6: 516.425; 1.7: 206.57; 1.8: 8.4594; 1.9: 1721.4167; 2: 54.8222; 2.1: 95.5998; 2.2: 3099.6662; 2.3: 57.3455; 2.4: -1773.6355; 2.5: -32.8132
| 2 | 79.5 | 1: 159.692; 1.1: 1328.7971; 1.2: 1.7819; 1.3: 516.75; 1.4: 24.568; 1.5: 1328.7971; 1.6: 516.75; 1.7: 206.7; 1.8: 8.4594; 1.9: 1722.5; 2: 54.8567; 2.1: 95.6047; 2.2: 3103.41; 2.3: 57.3786; 2.4: -1774.6129; 2.5: -32.8106
| 2 | 79.55 | 1: 159.9243; 1.1: 1331.5673; 1.2: 1.7857; 1.3: 517.075; 1.4: 24.6037; 1.5: 1331.5673; 1.6: 517.075; 1.7: 206.83; 1.8: 8.4594; 1.9: 1723.5833; 2: 54.8912; 2.1: 95.6096; 2.2: 3107.1545; 2.3: 57.4118; 2.4: -1775.5871; 2.5: -32.808
| 2 | 79.6 | 1: 160.1568; 1.1: 1334.3414; 1.2: 1.7894; 1.3: 517.4; 1.4: 24.6395; 1.5: 1334.3414; 1.6: 517.4; 1.7: 206.96; 1.8: 8.4594; 1.9: 1724.6667; 2: 54.9257; 2.1: 95.6146; 2.2: 3110.8995; 2.3: 57.4449; 2.4: -1776.5581; 2.5: -32.8053
| 2 | 79.65 | 1: 160.3895; 1.1: 1337.1193; 1.2: 1.7931; 1.3: 517.725; 1.4: 24.6753; 1.5: 1337.1193; 1.6: 517.725; 1.7: 207.09; 1.8: 8.4594; 1.9: 1725.75; 2: 54.9602; 2.1: 95.6197; 2.2: 3114.6452; 2.3: 57.4779; 2.4: -1777.5259; 2.5: -32.8026
| 2 | 79.7 | 1: 160.6224; 1.1: 1339.9011; 1.2: 1.7968; 1.3: 518.05; 1.4: 24.7111; 1.5: 1339.9011; 1.6: 518.05; 1.7: 207.22; 1.8: 8.4594; 1.9: 1726.8333; 2: 54.9947; 2.1: 95.6247; 2.2: 3118.3915; 2.3: 57.511; 2.4: -1778.4904; 2.5: -32.7998
| 2 | 79.75 | 1: 160.8554; 1.1: 1342.6867; 1.2: 1.8006; 1.3: 518.375; 1.4: 24.747; 1.5: 1342.6867; 1.6: 518.375; 1.7: 207.35; 1.8: 8.4594; 1.9: 1727.9167; 2: 55.0292; 2.1: 95.6298; 2.2: 3122.1383; 2.3: 57.544; 2.4: -1779.4516; 2.5: -32.797
| 2 | 79.8 | 1: 161.0886; 1.1: 1345.4762; 1.2: 1.8043; 1.3: 518.7; 1.4: 24.7829; 1.5: 1345.4762; 1.6: 518.7; 1.7: 207.48; 1.8: 8.4594; 1.9: 1729; 2: 55.0637; 2.1: 95.635; 2.2: 3125.8857; 2.3: 57.5769; 2.4: -1780.4095; 2.5: -32.7941
| 2 | 79.85 | 1: 161.3219; 1.1: 1348.2695; 1.2: 1.8081; 1.3: 519.025; 1.4: 24.8188; 1.5: 1348.2695; 1.6: 519.025; 1.7: 207.61; 1.8: 8.4594; 1.9: 1730.0833; 2: 55.0982; 2.1: 95.6402; 2.2: 3129.6336; 2.3: 57.6099; 2.4: -1781.3641; 2.5: -32.7911
| 2 | 79.9 | 1: 161.5554; 1.1: 1351.0667; 1.2: 1.8118; 1.3: 519.35; 1.4: 24.8547; 1.5: 1351.0667; 1.6: 519.35; 1.7: 207.74; 1.8: 8.4594; 1.9: 1731.1667; 2: 55.1327; 2.1: 95.6455; 2.2: 3133.3821; 2.3: 57.6428; 2.4: -1782.3154; 2.5: -32.7881
| 2 | 79.95 | 1: 161.7891; 1.1: 1353.8677; 1.2: 1.8156; 1.3: 519.675; 1.4: 24.8906; 1.5: 1353.8677; 1.6: 519.675; 1.7: 207.87; 1.8: 8.4594; 1.9: 1732.25; 2: 55.1672; 2.1: 95.6508; 2.2: 3137.1311; 2.3: 57.6756; 2.4: -1783.2634; 2.5: -32.785
| 2 | 80 | 1: 162.023; 1.1: 1356.6726; 1.2: 1.8193; 1.3: 520; 1.4: 24.9266; 1.5: 1356.6726; 1.6: 520; 1.7: 208; 1.8: 8.4594; 1.9: 1733.3333; 2: 55.2017; 2.1: 95.6561; 2.2: 3140.8805; 2.3: 57.7085; 2.4: -1784.2079; 2.5: -32.7819
| 2 | 80.05 | 1: 162.257; 1.1: 1359.4813; 1.2: 1.8231; 1.3: 520.325; 1.4: 24.9626; 1.5: 1359.4813; 1.6: 520.325; 1.7: 208.13; 1.8: 8.4594; 1.9: 1734.4167; 2: 55.2362; 2.1: 95.6615; 2.2: 3144.6305; 2.3: 57.7413; 2.4: -1785.1491; 2.5: -32.7787
| 2 | 80.1 | 1: 162.4912; 1.1: 1362.294; 1.2: 1.8269; 1.3: 520.65; 1.4: 24.9987; 1.5: 1362.294; 1.6: 520.65; 1.7: 208.26; 1.8: 8.4594; 1.9: 1735.5; 2: 55.2707; 2.1: 95.667; 2.2: 3148.3809; 2.3: 57.7741; 2.4: -1786.0869; 2.5: -32.7754
| 2 | 80.15 | 1: 162.7256; 1.1: 1365.1104; 1.2: 1.8306; 1.3: 520.975; 1.4: 25.0347; 1.5: 1365.1104; 1.6: 520.975; 1.7: 208.39; 1.8: 8.4594; 1.9: 1736.5833; 2: 55.3052; 2.1: 95.6725; 2.2: 3152.1317; 2.3: 57.8068; 2.4: -1787.0213; 2.5: -32.7721
| 2 | 80.2 | 1: 162.9601; 1.1: 1367.9308; 1.2: 1.8344; 1.3: 521.3; 1.4: 25.0708; 1.5: 1367.9308; 1.6: 521.3; 1.7: 208.52; 1.8: 8.4594; 1.9: 1737.6667; 2: 55.3397; 2.1: 95.678; 2.2: 3155.883; 2.3: 57.8395; 2.4: -1787.9522; 2.5: -32.7687
| 2 | 80.25 | 1: 163.1948; 1.1: 1370.755; 1.2: 1.8382; 1.3: 521.625; 1.4: 25.1069; 1.5: 1370.755; 1.6: 521.625; 1.7: 208.65; 1.8: 8.4594; 1.9: 1738.75; 2: 55.3742; 2.1: 95.6836; 2.2: 3159.6347; 2.3: 57.8722; 2.4: -1788.8797; 2.5: -32.7653
| 2 | 80.3 | 1: 163.4297; 1.1: 1373.5831; 1.2: 1.842; 1.3: 521.95; 1.4: 25.143; 1.5: 1373.5831; 1.6: 521.95; 1.7: 208.78; 1.8: 8.4594; 1.9: 1739.8333; 2: 55.4087; 2.1: 95.6892; 2.2: 3163.3868; 2.3: 57.9049; 2.4: -1789.8037; 2.5: -32.7618
| 2 | 80.35 | 1: 163.6648; 1.1: 1376.4151; 1.2: 1.8458; 1.3: 522.275; 1.4: 25.1792; 1.5: 1376.4151; 1.6: 522.275; 1.7: 208.91; 1.8: 8.4594; 1.9: 1740.9167; 2: 55.4432; 2.1: 95.6949; 2.2: 3167.1393; 2.3: 57.9375; 2.4: -1790.7242; 2.5: -32.7583
| 2 | 80.4 | 1: 163.9; 1.1: 1379.251; 1.2: 1.8496; 1.3: 522.6; 1.4: 25.2154; 1.5: 1379.251; 1.6: 522.6; 1.7: 209.04; 1.8: 8.4594; 1.9: 1742; 2: 55.4777; 2.1: 95.7006; 2.2: 3170.8921; 2.3: 57.97; 2.4: -1791.6412; 2.5: -32.7547
| 2 | 80.45 | 1: 164.1353; 1.1: 1382.0907; 1.2: 1.8534; 1.3: 522.925; 1.4: 25.2516; 1.5: 1382.0907; 1.6: 522.925; 1.7: 209.17; 1.8: 8.4594; 1.9: 1743.0833; 2: 55.5122; 2.1: 95.7064; 2.2: 3174.6453; 2.3: 58.0026; 2.4: -1792.5546; 2.5: -32.751
| 2 | 80.5 | 1: 164.3709; 1.1: 1384.9344; 1.2: 1.8572; 1.3: 523.25; 1.4: 25.2878; 1.5: 1384.9344; 1.6: 523.25; 1.7: 209.3; 1.8: 8.4594; 1.9: 1744.1667; 2: 55.5467; 2.1: 95.7123; 2.2: 3178.3988; 2.3: 58.0351; 2.4: -1793.4645; 2.5: -32.7473
| 2 | 80.55 | 1: 164.6066; 1.1: 1387.7819; 1.2: 1.861; 1.3: 523.575; 1.4: 25.3241; 1.5: 1387.7819; 1.6: 523.575; 1.7: 209.43; 1.8: 8.4594; 1.9: 1745.25; 2: 55.5812; 2.1: 95.7181; 2.2: 3182.1527; 2.3: 58.0676; 2.4: -1794.3708; 2.5: -32.7435
| 2 | 80.6 | 1: 164.8425; 1.1: 1390.6333; 1.2: 1.8649; 1.3: 523.9; 1.4: 25.3604; 1.5: 1390.6333; 1.6: 523.9; 1.7: 209.56; 1.8: 8.4594; 1.9: 1746.3333; 2: 55.6157; 2.1: 95.7241; 2.2: 3185.9068; 2.3: 58.1; 2.4: -1795.2735; 2.5: -32.7396
| 2 | 80.65 | 1: 165.0786; 1.1: 1393.4886; 1.2: 1.8687; 1.3: 524.225; 1.4: 25.3967; 1.5: 1393.4886; 1.6: 524.225; 1.7: 209.69; 1.8: 8.4594; 1.9: 1747.4167; 2: 55.6502; 2.1: 95.7301; 2.2: 3189.6612; 2.3: 58.1324; 2.4: -1796.1726; 2.5: -32.7357
| 2 | 80.7 | 1: 165.3148; 1.1: 1396.3478; 1.2: 1.8725; 1.3: 524.55; 1.4: 25.433; 1.5: 1396.3478; 1.6: 524.55; 1.7: 209.82; 1.8: 8.4594; 1.9: 1748.5; 2: 55.6847; 2.1: 95.7361; 2.2: 3193.4159; 2.3: 58.1648; 2.4: -1797.068; 2.5: -32.7318
| 2 | 80.75 | 1: 165.5512; 1.1: 1399.2109; 1.2: 1.8764; 1.3: 524.875; 1.4: 25.4694; 1.5: 1399.2109; 1.6: 524.875; 1.7: 209.95; 1.8: 8.4594; 1.9: 1749.5833; 2: 55.7192; 2.1: 95.7422; 2.2: 3197.1708; 2.3: 58.1971; 2.4: -1797.9598; 2.5: -32.7277
| 2 | 80.8 | 1: 165.7877; 1.1: 1402.078; 1.2: 1.8802; 1.3: 525.2; 1.4: 25.5058; 1.5: 1402.078; 1.6: 525.2; 1.7: 210.08; 1.8: 8.4594; 1.9: 1750.6667; 2: 55.7537; 2.1: 95.7484; 2.2: 3200.9259; 2.3: 58.2294; 2.4: -1798.848; 2.5: -32.7236
| 2 | 80.85 | 1: 166.0245; 1.1: 1404.9489; 1.2: 1.8841; 1.3: 525.525; 1.4: 25.5422; 1.5: 1404.9489; 1.6: 525.525; 1.7: 210.21; 1.8: 8.4594; 1.9: 1751.75; 2: 55.7882; 2.1: 95.7545; 2.2: 3204.6813; 2.3: 58.2617; 2.4: -1799.7324; 2.5: -32.7195
| 2 | 80.9 | 1: 166.2614; 1.1: 1407.8237; 1.2: 1.8879; 1.3: 525.85; 1.4: 25.5787; 1.5: 1407.8237; 1.6: 525.85; 1.7: 210.34; 1.8: 8.4594; 1.9: 1752.8333; 2: 55.8227; 2.1: 95.7608; 2.2: 3208.4368; 2.3: 58.2939; 2.4: -1800.6131; 2.5: -32.7152
| 2 | 80.95 | 1: 166.4984; 1.1: 1410.7024; 1.2: 1.8918; 1.3: 526.175; 1.4: 25.6151; 1.5: 1410.7024; 1.6: 526.175; 1.7: 210.47; 1.8: 8.4594; 1.9: 1753.9167; 2: 55.8572; 2.1: 95.7671; 2.2: 3212.1925; 2.3: 58.3261; 2.4: -1801.4901; 2.5: -32.711
| 2 | 81 | 1: 166.7357; 1.1: 1413.5851; 1.2: 1.8956; 1.3: 526.5; 1.4: 25.6516; 1.5: 1413.5851; 1.6: 526.5; 1.7: 210.6; 1.8: 8.4594; 1.9: 1755; 2: 55.8917; 2.1: 95.7735; 2.2: 3215.9484; 2.3: 58.3583; 2.4: -1802.3633; 2.5: -32.7066
| 2 | 81.05 | 1: 166.9731; 1.1: 1416.4717; 1.2: 1.8995; 1.3: 526.825; 1.4: 25.6882; 1.5: 1416.4717; 1.6: 526.825; 1.7: 210.73; 1.8: 8.4594; 1.9: 1756.0833; 2: 55.9262; 2.1: 95.7799; 2.2: 3219.7044; 2.3: 58.3904; 2.4: -1803.2328; 2.5: -32.7022
| 2 | 81.1 | 1: 167.2107; 1.1: 1419.3621; 1.2: 1.9034; 1.3: 527.15; 1.4: 25.7247; 1.5: 1419.3621; 1.6: 527.15; 1.7: 210.86; 1.8: 8.4594; 1.9: 1757.1667; 2: 55.9607; 2.1: 95.7863; 2.2: 3223.4606; 2.3: 58.4224; 2.4: -1804.0984; 2.5: -32.6977
| 2 | 81.15 | 1: 167.4484; 1.1: 1422.2566; 1.2: 1.9073; 1.3: 527.475; 1.4: 25.7613; 1.5: 1422.2566; 1.6: 527.475; 1.7: 210.99; 1.8: 8.4594; 1.9: 1758.25; 2: 55.9952; 2.1: 95.7929; 2.2: 3227.2168; 2.3: 58.4545; 2.4: -1804.9603; 2.5: -32.6932
| 2 | 81.2 | 1: 167.6863; 1.1: 1425.1549; 1.2: 1.9112; 1.3: 527.8; 1.4: 25.7979; 1.5: 1425.1549; 1.6: 527.8; 1.7: 211.12; 1.8: 8.4594; 1.9: 1759.3333; 2: 56.0297; 2.1: 95.7994; 2.2: 3230.9731; 2.3: 58.4865; 2.4: -1805.8182; 2.5: -32.6886
| 2 | 81.25 | 1: 167.9244; 1.1: 1428.0571; 1.2: 1.9151; 1.3: 528.125; 1.4: 25.8345; 1.5: 1428.0571; 1.6: 528.125; 1.7: 211.25; 1.8: 8.4594; 1.9: 1760.4167; 2: 56.0642; 2.1: 95.8061; 2.2: 3234.7295; 2.3: 58.5185; 2.4: -1806.6724; 2.5: -32.6839
| 2 | 81.3 | 1: 168.1627; 1.1: 1430.9633; 1.2: 1.919; 1.3: 528.45; 1.4: 25.8712; 1.5: 1430.9633; 1.6: 528.45; 1.7: 211.38; 1.8: 8.4594; 1.9: 1761.5; 2: 56.0987; 2.1: 95.8127; 2.2: 3238.4859; 2.3: 58.5504; 2.4: -1807.5226; 2.5: -32.6792
| 2 | 81.35 | 1: 168.4011; 1.1: 1433.8734; 1.2: 1.9229; 1.3: 528.775; 1.4: 25.9079; 1.5: 1433.8734; 1.6: 528.775; 1.7: 211.51; 1.8: 8.4594; 1.9: 1762.5833; 2: 56.1332; 2.1: 95.8195; 2.2: 3242.2424; 2.3: 58.5823; 2.4: -1808.369; 2.5: -32.6744
| 2 | 81.4 | 1: 168.6397; 1.1: 1436.7875; 1.2: 1.9268; 1.3: 529.1; 1.4: 25.9446; 1.5: 1436.7875; 1.6: 529.1; 1.7: 211.64; 1.8: 8.4594; 1.9: 1763.6667; 2: 56.1677; 2.1: 95.8263; 2.2: 3245.9989; 2.3: 58.6141; 2.4: -1809.2114; 2.5: -32.6696
| 2 | 81.45 | 1: 168.8784; 1.1: 1439.7055; 1.2: 1.9307; 1.3: 529.425; 1.4: 25.9813; 1.5: 1439.7055; 1.6: 529.425; 1.7: 211.77; 1.8: 8.4594; 1.9: 1764.75; 2: 56.2022; 2.1: 95.8331; 2.2: 3249.7553; 2.3: 58.6459; 2.4: -1810.0499; 2.5: -32.6646
| 2 | 81.5 | 1: 169.1174; 1.1: 1442.6274; 1.2: 1.9346; 1.3: 529.75; 1.4: 26.0181; 1.5: 1442.6274; 1.6: 529.75; 1.7: 211.9; 1.8: 8.4594; 1.9: 1765.8333; 2: 56.2367; 2.1: 95.8401; 2.2: 3253.5118; 2.3: 58.6777; 2.4: -1810.8844; 2.5: -32.6596
| 2 | 81.55 | 1: 169.3565; 1.1: 1445.5533; 1.2: 1.9385; 1.3: 530.075; 1.4: 26.0548; 1.5: 1445.5533; 1.6: 530.075; 1.7: 212.03; 1.8: 8.4594; 1.9: 1766.9167; 2: 56.2712; 2.1: 95.847; 2.2: 3257.2682; 2.3: 58.7094; 2.4: -1811.7149; 2.5: -32.6546
| 2 | 81.6 | 1: 169.5957; 1.1: 1448.4831; 1.2: 1.9424; 1.3: 530.4; 1.4: 26.0916; 1.5: 1448.4831; 1.6: 530.4; 1.7: 212.16; 1.8: 8.4594; 1.9: 1768; 2: 56.3057; 2.1: 95.854; 2.2: 3261.0245; 2.3: 58.7411; 2.4: -1812.5414; 2.5: -32.6495
| 2 | 81.65 | 1: 169.8352; 1.1: 1451.4169; 1.2: 1.9464; 1.3: 530.725; 1.4: 26.1285; 1.5: 1451.4169; 1.6: 530.725; 1.7: 212.29; 1.8: 8.4594; 1.9: 1769.0833; 2: 56.3402; 2.1: 95.8611; 2.2: 3264.7807; 2.3: 58.7728; 2.4: -1813.3639; 2.5: -32.6443
| 2 | 81.7 | 1: 170.0748; 1.1: 1454.3546; 1.2: 1.9503; 1.3: 531.05; 1.4: 26.1653; 1.5: 1454.3546; 1.6: 531.05; 1.7: 212.42; 1.8: 8.4594; 1.9: 1770.1667; 2: 56.3747; 2.1: 95.8683; 2.2: 3268.5369; 2.3: 58.8044; 2.4: -1814.1823; 2.5: -32.639
| 2 | 81.75 | 1: 170.3145; 1.1: 1457.2962; 1.2: 1.9543; 1.3: 531.375; 1.4: 26.2022; 1.5: 1457.2962; 1.6: 531.375; 1.7: 212.55; 1.8: 8.4594; 1.9: 1771.25; 2: 56.4092; 2.1: 95.8755; 2.2: 3272.2929; 2.3: 58.8359; 2.4: -1814.9967; 2.5: -32.6337
| 2 | 81.8 | 1: 170.5545; 1.1: 1460.2419; 1.2: 1.9582; 1.3: 531.7; 1.4: 26.2391; 1.5: 1460.2419; 1.6: 531.7; 1.7: 212.68; 1.8: 8.4594; 1.9: 1772.3333; 2: 56.4437; 2.1: 95.8827; 2.2: 3276.0488; 2.3: 58.8675; 2.4: -1815.8069; 2.5: -32.6283
| 2 | 81.85 | 1: 170.7946; 1.1: 1463.1914; 1.2: 1.9622; 1.3: 532.025; 1.4: 26.2761; 1.5: 1463.1914; 1.6: 532.025; 1.7: 212.81; 1.8: 8.4594; 1.9: 1773.4167; 2: 56.4782; 2.1: 95.8901; 2.2: 3279.8045; 2.3: 58.8989; 2.4: -1816.613; 2.5: -32.6229
| 2 | 81.9 | 1: 171.0349; 1.1: 1466.145; 1.2: 1.9661; 1.3: 532.35; 1.4: 26.3131; 1.5: 1466.145; 1.6: 532.35; 1.7: 212.94; 1.8: 8.4594; 1.9: 1774.5; 2: 56.5127; 2.1: 95.8974; 2.2: 3283.56; 2.3: 58.9304; 2.4: -1817.415; 2.5: -32.6173
| 2 | 81.95 | 1: 171.2753; 1.1: 1469.1025; 1.2: 1.9701; 1.3: 532.675; 1.4: 26.35; 1.5: 1469.1025; 1.6: 532.675; 1.7: 213.07; 1.8: 8.4594; 1.9: 1775.5833; 2: 56.5472; 2.1: 95.9049; 2.2: 3287.3154; 2.3: 58.9618; 2.4: -1818.2129; 2.5: -32.6117
| 2 | 82 | 1: 171.5159; 1.1: 1472.064; 1.2: 1.9741; 1.3: 533; 1.4: 26.3871; 1.5: 1472.064; 1.6: 533; 1.7: 213.2; 1.8: 8.4594; 1.9: 1776.6667; 2: 56.5817; 2.1: 95.9124; 2.2: 3291.0705; 2.3: 58.9931; 2.4: -1819.0065; 2.5: -32.6061
| 2 | 82.05 | 1: 171.7567; 1.1: 1475.0294; 1.2: 1.978; 1.3: 533.325; 1.4: 26.4241; 1.5: 1475.0294; 1.6: 533.325; 1.7: 213.33; 1.8: 8.4594; 1.9: 1777.75; 2: 56.6162; 2.1: 95.92; 2.2: 3294.8253; 2.3: 59.0245; 2.4: -1819.7959; 2.5: -32.6004
| 2 | 82.1 | 1: 171.9977; 1.1: 1477.9988; 1.2: 1.982; 1.3: 533.65; 1.4: 26.4612; 1.5: 1477.9988; 1.6: 533.65; 1.7: 213.46; 1.8: 8.4594; 1.9: 1778.8333; 2: 56.6507; 2.1: 95.9276; 2.2: 3298.5799; 2.3: 59.0557; 2.4: -1820.5811; 2.5: -32.5946
| 2 | 82.15 | 1: 172.2388; 1.1: 1480.9722; 1.2: 1.986; 1.3: 533.975; 1.4: 26.4983; 1.5: 1480.9722; 1.6: 533.975; 1.7: 213.59; 1.8: 8.4594; 1.9: 1779.9167; 2: 56.6852; 2.1: 95.9353; 2.2: 3302.3343; 2.3: 59.087; 2.4: -1821.3621; 2.5: -32.5887
| 2 | 82.2 | 1: 172.4801; 1.1: 1483.9496; 1.2: 1.99; 1.3: 534.3; 1.4: 26.5354; 1.5: 1483.9496; 1.6: 534.3; 1.7: 213.72; 1.8: 8.4594; 1.9: 1781; 2: 56.7197; 2.1: 95.943; 2.2: 3306.0883; 2.3: 59.1182; 2.4: -1822.1387; 2.5: -32.5828
| 2 | 82.25 | 1: 172.7215; 1.1: 1486.9309; 1.2: 1.994; 1.3: 534.625; 1.4: 26.5725; 1.5: 1486.9309; 1.6: 534.625; 1.7: 213.85; 1.8: 8.4594; 1.9: 1782.0833; 2: 56.7542; 2.1: 95.9508; 2.2: 3309.842; 2.3: 59.1493; 2.4: -1822.9111; 2.5: -32.5768
| 2 | 82.3 | 1: 172.9632; 1.1: 1489.9162; 1.2: 1.998; 1.3: 534.95; 1.4: 26.6097; 1.5: 1489.9162; 1.6: 534.95; 1.7: 213.98; 1.8: 8.4594; 1.9: 1783.1667; 2: 56.7887; 2.1: 95.9587; 2.2: 3313.5954; 2.3: 59.1804; 2.4: -1823.6791; 2.5: -32.5707
| 2 | 82.35 | 1: 173.205; 1.1: 1492.9056; 1.2: 2.002; 1.3: 535.275; 1.4: 26.6469; 1.5: 1492.9056; 1.6: 535.275; 1.7: 214.11; 1.8: 8.4594; 1.9: 1784.25; 2: 56.8232; 2.1: 95.9666; 2.2: 3317.3484; 2.3: 59.2115; 2.4: -1824.4428; 2.5: -32.5645
| 2 | 82.4 | 1: 173.4469; 1.1: 1495.8989; 1.2: 2.006; 1.3: 535.6; 1.4: 26.6841; 1.5: 1495.8989; 1.6: 535.6; 1.7: 214.24; 1.8: 8.4594; 1.9: 1785.3333; 2: 56.8577; 2.1: 95.9747; 2.2: 3321.101; 2.3: 59.2425; 2.4: -1825.2022; 2.5: -32.5583
| 2 | 82.45 | 1: 173.6891; 1.1: 1498.8961; 1.2: 2.0101; 1.3: 535.925; 1.4: 26.7214; 1.5: 1498.8961; 1.6: 535.925; 1.7: 214.37; 1.8: 8.4594; 1.9: 1786.4167; 2: 56.8923; 2.1: 95.9827; 2.2: 3324.8532; 2.3: 59.2734; 2.4: -1825.9571; 2.5: -32.552
| 2 | 82.5 | 1: 173.9314; 1.1: 1501.8974; 1.2: 2.0141; 1.3: 536.25; 1.4: 26.7587; 1.5: 1501.8974; 1.6: 536.25; 1.7: 214.5; 1.8: 8.4594; 1.9: 1787.5; 2: 56.9268; 2.1: 95.9908; 2.2: 3328.605; 2.3: 59.3044; 2.4: -1826.7076; 2.5: -32.5457
| 2 | 82.55 | 1: 174.1738; 1.1: 1504.9027; 1.2: 2.0181; 1.3: 536.575; 1.4: 26.796; 1.5: 1504.9027; 1.6: 536.575; 1.7: 214.63; 1.8: 8.4594; 1.9: 1788.5833; 2: 56.9613; 2.1: 95.999; 2.2: 3332.3564; 2.3: 59.3352; 2.4: -1827.4537; 2.5: -32.5393
| 2 | 82.6 | 1: 174.4165; 1.1: 1507.912; 1.2: 2.0221; 1.3: 536.9; 1.4: 26.8333; 1.5: 1507.912; 1.6: 536.9; 1.7: 214.76; 1.8: 8.4594; 1.9: 1789.6667; 2: 56.9958; 2.1: 96.0073; 2.2: 3336.1073; 2.3: 59.3661; 2.4: -1828.1953; 2.5: -32.5328
| 2 | 82.65 | 1: 174.6593; 1.1: 1510.9253; 1.2: 2.0262; 1.3: 537.225; 1.4: 26.8707; 1.5: 1510.9253; 1.6: 537.225; 1.7: 214.89; 1.8: 8.4594; 1.9: 1790.75; 2: 57.0303; 2.1: 96.0156; 2.2: 3339.8577; 2.3: 59.3968; 2.4: -1828.9324; 2.5: -32.5262
| 2 | 82.7 | 1: 174.9023; 1.1: 1513.9425; 1.2: 2.0302; 1.3: 537.55; 1.4: 26.908; 1.5: 1513.9425; 1.6: 537.55; 1.7: 215.02; 1.8: 8.4594; 1.9: 1791.8333; 2: 57.0648; 2.1: 96.024; 2.2: 3343.6076; 2.3: 59.4276; 2.4: -1829.665; 2.5: -32.5195
| 2 | 82.75 | 1: 175.1454; 1.1: 1516.9638; 1.2: 2.0343; 1.3: 537.875; 1.4: 26.9455; 1.5: 1516.9638; 1.6: 537.875; 1.7: 215.15; 1.8: 8.4594; 1.9: 1792.9167; 2: 57.0993; 2.1: 96.0325; 2.2: 3347.3569; 2.3: 59.4583; 2.4: -1830.3931; 2.5: -32.5128
| 2 | 82.8 | 1: 175.3888; 1.1: 1519.9891; 1.2: 2.0383; 1.3: 538.2; 1.4: 26.9829; 1.5: 1519.9891; 1.6: 538.2; 1.7: 215.28; 1.8: 8.4594; 1.9: 1794; 2: 57.1338; 2.1: 96.041; 2.2: 3351.1058; 2.3: 59.4889; 2.4: -1831.1166; 2.5: -32.506
| 2 | 82.85 | 1: 175.6322; 1.1: 1523.0184; 1.2: 2.0424; 1.3: 538.525; 1.4: 27.0203; 1.5: 1523.0184; 1.6: 538.525; 1.7: 215.41; 1.8: 8.4594; 1.9: 1795.0833; 2: 57.1683; 2.1: 96.0496; 2.2: 3354.854; 2.3: 59.5195; 2.4: -1831.8356; 2.5: -32.4992
| 2 | 82.9 | 1: 175.8759; 1.1: 1526.0517; 1.2: 2.0465; 1.3: 538.85; 1.4: 27.0578; 1.5: 1526.0517; 1.6: 538.85; 1.7: 215.54; 1.8: 8.4594; 1.9: 1796.1667; 2: 57.2028; 2.1: 96.0583; 2.2: 3358.6016; 2.3: 59.5501; 2.4: -1832.5499; 2.5: -32.4922
| 2 | 82.95 | 1: 176.1197; 1.1: 1529.0891; 1.2: 2.0505; 1.3: 539.175; 1.4: 27.0953; 1.5: 1529.0891; 1.6: 539.175; 1.7: 215.67; 1.8: 8.4594; 1.9: 1797.25; 2: 57.2373; 2.1: 96.067; 2.2: 3362.3487; 2.3: 59.5806; 2.4: -1833.2596; 2.5: -32.4852
| 2 | 83 | 1: 176.3637; 1.1: 1532.1304; 1.2: 2.0546; 1.3: 539.5; 1.4: 27.1329; 1.5: 1532.1304; 1.6: 539.5; 1.7: 215.8; 1.8: 8.4594; 1.9: 1798.3333; 2: 57.2718; 2.1: 96.0758; 2.2: 3366.0951; 2.3: 59.611; 2.4: -1833.9646; 2.5: -32.4781
| 2 | 83.05 | 1: 176.6079; 1.1: 1535.1758; 1.2: 2.0587; 1.3: 539.825; 1.4: 27.1704; 1.5: 1535.1758; 1.6: 539.825; 1.7: 215.93; 1.8: 8.4594; 1.9: 1799.4167; 2: 57.3063; 2.1: 96.0847; 2.2: 3369.8408; 2.3: 59.6414; 2.4: -1834.665; 2.5: -32.471
| 2 | 83.1 | 1: 176.8522; 1.1: 1538.2252; 1.2: 2.0628; 1.3: 540.15; 1.4: 27.208; 1.5: 1538.2252; 1.6: 540.15; 1.7: 216.06; 1.8: 8.4594; 1.9: 1800.5; 2: 57.3408; 2.1: 96.0936; 2.2: 3373.5859; 2.3: 59.6718; 2.4: -1835.3606; 2.5: -32.4637
| 2 | 83.15 | 1: 177.0967; 1.1: 1541.2786; 1.2: 2.0669; 1.3: 540.475; 1.4: 27.2456; 1.5: 1541.2786; 1.6: 540.475; 1.7: 216.19; 1.8: 8.4594; 1.9: 1801.5833; 2: 57.3753; 2.1: 96.1026; 2.2: 3377.3302; 2.3: 59.7021; 2.4: -1836.0516; 2.5: -32.4564
| 2 | 83.2 | 1: 177.3414; 1.1: 1544.3361; 1.2: 2.071; 1.3: 540.8; 1.4: 27.2833; 1.5: 1544.3361; 1.6: 540.8; 1.7: 216.32; 1.8: 8.4594; 1.9: 1802.6667; 2: 57.4098; 2.1: 96.1117; 2.2: 3381.0738; 2.3: 59.7323; 2.4: -1836.7377; 2.5: -32.4491
| 2 | 83.25 | 1: 177.5862; 1.1: 1547.3976; 1.2: 2.0751; 1.3: 541.125; 1.4: 27.321; 1.5: 1547.3976; 1.6: 541.125; 1.7: 216.45; 1.8: 8.4594; 1.9: 1803.75; 2: 57.4443; 2.1: 96.1208; 2.2: 3384.8167; 2.3: 59.7626; 2.4: -1837.4191; 2.5: -32.4416
| 2 | 83.3 | 1: 177.8312; 1.1: 1550.4631; 1.2: 2.0792; 1.3: 541.45; 1.4: 27.3587; 1.5: 1550.4631; 1.6: 541.45; 1.7: 216.58; 1.8: 8.4594; 1.9: 1804.8333; 2: 57.4788; 2.1: 96.1301; 2.2: 3388.5588; 2.3: 59.7927; 2.4: -1838.0957; 2.5: -32.4341
| 2 | 83.35 | 1: 178.0764; 1.1: 1553.5327; 1.2: 2.0833; 1.3: 541.775; 1.4: 27.3964; 1.5: 1553.5327; 1.6: 541.775; 1.7: 216.71; 1.8: 8.4594; 1.9: 1805.9167; 2: 57.5133; 2.1: 96.1393; 2.2: 3392.3001; 2.3: 59.8228; 2.4: -1838.7674; 2.5: -32.4265
| 2 | 83.4 | 1: 178.3218; 1.1: 1556.6063; 1.2: 2.0874; 1.3: 542.1; 1.4: 27.4341; 1.5: 1556.6063; 1.6: 542.1; 1.7: 216.84; 1.8: 8.4594; 1.9: 1807; 2: 57.5478; 2.1: 96.1487; 2.2: 3396.0406; 2.3: 59.8529; 2.4: -1839.4343; 2.5: -32.4188
| 2 | 83.45 | 1: 178.5673; 1.1: 1559.6839; 1.2: 2.0916; 1.3: 542.425; 1.4: 27.4719; 1.5: 1559.6839; 1.6: 542.425; 1.7: 216.97; 1.8: 8.4594; 1.9: 1808.0833; 2: 57.5823; 2.1: 96.1581; 2.2: 3399.7803; 2.3: 59.8829; 2.4: -1840.0963; 2.5: -32.411
| 2 | 83.5 | 1: 178.813; 1.1: 1562.7656; 1.2: 2.0957; 1.3: 542.75; 1.4: 27.5097; 1.5: 1562.7656; 1.6: 542.75; 1.7: 217.1; 1.8: 8.4594; 1.9: 1809.1667; 2: 57.6168; 2.1: 96.1676; 2.2: 3403.5191; 2.3: 59.9128; 2.4: -1840.7534; 2.5: -32.4032
| 2 | 83.55 | 1: 179.0588; 1.1: 1565.8514; 1.2: 2.0998; 1.3: 543.075; 1.4: 27.5475; 1.5: 1565.8514; 1.6: 543.075; 1.7: 217.23; 1.8: 8.4594; 1.9: 1810.25; 2: 57.6513; 2.1: 96.1772; 2.2: 3407.257; 2.3: 59.9428; 2.4: -1841.4056; 2.5: -32.3952
| 2 | 83.6 | 1: 179.3048; 1.1: 1568.9412; 1.2: 2.104; 1.3: 543.4; 1.4: 27.5854; 1.5: 1568.9412; 1.6: 543.4; 1.7: 217.36; 1.8: 8.4594; 1.9: 1811.3333; 2: 57.6858; 2.1: 96.1869; 2.2: 3410.994; 2.3: 59.9726; 2.4: -1842.0528; 2.5: -32.3872
| 2 | 83.65 | 1: 179.551; 1.1: 1572.035; 1.2: 2.1081; 1.3: 543.725; 1.4: 27.6232; 1.5: 1572.035; 1.6: 543.725; 1.7: 217.49; 1.8: 8.4594; 1.9: 1812.4167; 2: 57.7203; 2.1: 96.1966; 2.2: 3414.73; 2.3: 60.0024; 2.4: -1842.695; 2.5: -32.3792
| 2 | 83.7 | 1: 179.7974; 1.1: 1575.1329; 1.2: 2.1123; 1.3: 544.05; 1.4: 27.6611; 1.5: 1575.1329; 1.6: 544.05; 1.7: 217.62; 1.8: 8.4594; 1.9: 1813.5; 2: 57.7548; 2.1: 96.2064; 2.2: 3418.4652; 2.3: 60.0322; 2.4: -1843.3322; 2.5: -32.371
| 2 | 83.75 | 1: 180.0439; 1.1: 1578.2349; 1.2: 2.1164; 1.3: 544.375; 1.4: 27.6991; 1.5: 1578.2349; 1.6: 544.375; 1.7: 217.75; 1.8: 8.4594; 1.9: 1814.5833; 2: 57.7893; 2.1: 96.2163; 2.2: 3422.1993; 2.3: 60.0619; 2.4: -1843.9644; 2.5: -32.3628
| 2 | 83.8 | 1: 180.2906; 1.1: 1581.3409; 1.2: 2.1206; 1.3: 544.7; 1.4: 27.737; 1.5: 1581.3409; 1.6: 544.7; 1.7: 217.88; 1.8: 8.4594; 1.9: 1815.6667; 2: 57.8238; 2.1: 96.2262; 2.2: 3425.9324; 2.3: 60.0915; 2.4: -1844.5915; 2.5: -32.3545
| 2 | 83.85 | 1: 180.5375; 1.1: 1584.451; 1.2: 2.1248; 1.3: 545.025; 1.4: 27.775; 1.5: 1584.451; 1.6: 545.025; 1.7: 218.01; 1.8: 8.4594; 1.9: 1816.75; 2: 57.8583; 2.1: 96.2363; 2.2: 3429.6645; 2.3: 60.1211; 2.4: -1845.2136; 2.5: -32.3461
| 2 | 83.9 | 1: 180.7845; 1.1: 1587.5651; 1.2: 2.129; 1.3: 545.35; 1.4: 27.813; 1.5: 1587.5651; 1.6: 545.35; 1.7: 218.14; 1.8: 8.4594; 1.9: 1817.8333; 2: 57.8928; 2.1: 96.2464; 2.2: 3433.3956; 2.3: 60.1506; 2.4: -1845.8305; 2.5: -32.3376
| 2 | 83.95 | 1: 181.0317; 1.1: 1590.6834; 1.2: 2.1331; 1.3: 545.675; 1.4: 27.851; 1.5: 1590.6834; 1.6: 545.675; 1.7: 218.27; 1.8: 8.4594; 1.9: 1818.9167; 2: 57.9273; 2.1: 96.2565; 2.2: 3437.1256; 2.3: 60.1801; 2.4: -1846.4422; 2.5: -32.3291
| 2 | 84 | 1: 181.2791; 1.1: 1593.8057; 1.2: 2.1373; 1.3: 546; 1.4: 27.8891; 1.5: 1593.8057; 1.6: 546; 1.7: 218.4; 1.8: 8.4594; 1.9: 1820; 2: 57.9618; 2.1: 96.2668; 2.2: 3440.8545; 2.3: 60.2095; 2.4: -1847.0488; 2.5: -32.3204
| 2 | 84.05 | 1: 181.5266; 1.1: 1596.932; 1.2: 2.1415; 1.3: 546.325; 1.4: 27.9272; 1.5: 1596.932; 1.6: 546.325; 1.7: 218.53; 1.8: 8.4594; 1.9: 1821.0833; 2: 57.9963; 2.1: 96.2771; 2.2: 3444.5823; 2.3: 60.2389; 2.4: -1847.6502; 2.5: -32.3117
| 2 | 84.1 | 1: 181.7743; 1.1: 1600.0625; 1.2: 2.1457; 1.3: 546.65; 1.4: 27.9653; 1.5: 1600.0625; 1.6: 546.65; 1.7: 218.66; 1.8: 8.4594; 1.9: 1822.1667; 2: 58.0308; 2.1: 96.2875; 2.2: 3448.3089; 2.3: 60.2682; 2.4: -1848.2464; 2.5: -32.3029
| 2 | 84.15 | 1: 182.0222; 1.1: 1603.197; 1.2: 2.1499; 1.3: 546.975; 1.4: 28.0034; 1.5: 1603.197; 1.6: 546.975; 1.7: 218.79; 1.8: 8.4594; 1.9: 1823.25; 2: 58.0653; 2.1: 96.298; 2.2: 3452.0344; 2.3: 60.2975; 2.4: -1848.8373; 2.5: -32.2941
| 2 | 84.2 | 1: 182.2703; 1.1: 1606.3356; 1.2: 2.1541; 1.3: 547.3; 1.4: 28.0416; 1.5: 1606.3356; 1.6: 547.3; 1.7: 218.92; 1.8: 8.4594; 1.9: 1824.3333; 2: 58.0998; 2.1: 96.3086; 2.2: 3455.7586; 2.3: 60.3267; 2.4: -1849.423; 2.5: -32.2851
| 2 | 84.25 | 1: 182.5185; 1.1: 1609.4783; 1.2: 2.1583; 1.3: 547.625; 1.4: 28.0798; 1.5: 1609.4783; 1.6: 547.625; 1.7: 219.05; 1.8: 8.4594; 1.9: 1825.4167; 2: 58.1343; 2.1: 96.3192; 2.2: 3459.4817; 2.3: 60.3559; 2.4: -1850.0033; 2.5: -32.2761
| 2 | 84.3 | 1: 182.7669; 1.1: 1612.6251; 1.2: 2.1626; 1.3: 547.95; 1.4: 28.118; 1.5: 1612.6251; 1.6: 547.95; 1.7: 219.18; 1.8: 8.4594; 1.9: 1826.5; 2: 58.1688; 2.1: 96.33; 2.2: 3463.2035; 2.3: 60.3849; 2.4: -1850.5784; 2.5: -32.267
| 2 | 84.35 | 1: 183.0154; 1.1: 1615.776; 1.2: 2.1668; 1.3: 548.275; 1.4: 28.1562; 1.5: 1615.776; 1.6: 548.275; 1.7: 219.31; 1.8: 8.4594; 1.9: 1827.5833; 2: 58.2033; 2.1: 96.3408; 2.2: 3466.924; 2.3: 60.414; 2.4: -1851.148; 2.5: -32.2578
| 2 | 84.4 | 1: 183.2641; 1.1: 1618.931; 1.2: 2.171; 1.3: 548.6; 1.4: 28.1945; 1.5: 1618.931; 1.6: 548.6; 1.7: 219.44; 1.8: 8.4594; 1.9: 1828.6667; 2: 58.2378; 2.1: 96.3516; 2.2: 3470.6433; 2.3: 60.443; 2.4: -1851.7123; 2.5: -32.2485
| 2 | 84.45 | 1: 183.513; 1.1: 1622.0901; 1.2: 2.1753; 1.3: 548.925; 1.4: 28.2328; 1.5: 1622.0901; 1.6: 548.925; 1.7: 219.57; 1.8: 8.4594; 1.9: 1829.75; 2: 58.2723; 2.1: 96.3626; 2.2: 3474.3612; 2.3: 60.4719; 2.4: -1852.2712; 2.5: -32.2391
| 2 | 84.5 | 1: 183.7621; 1.1: 1625.2532; 1.2: 2.1795; 1.3: 549.25; 1.4: 28.2711; 1.5: 1625.2532; 1.6: 549.25; 1.7: 219.7; 1.8: 8.4594; 1.9: 1830.8333; 2: 58.3068; 2.1: 96.3737; 2.2: 3478.0778; 2.3: 60.5008; 2.4: -1852.8246; 2.5: -32.2297
| 2 | 84.55 | 1: 184.0113; 1.1: 1628.4205; 1.2: 2.1837; 1.3: 549.575; 1.4: 28.3094; 1.5: 1628.4205; 1.6: 549.575; 1.7: 219.83; 1.8: 8.4594; 1.9: 1831.9167; 2: 58.3413; 2.1: 96.3848; 2.2: 3481.793; 2.3: 60.5296; 2.4: -1853.3725; 2.5: -32.2201
| 2 | 84.6 | 1: 184.2607; 1.1: 1631.5919; 1.2: 2.188; 1.3: 549.9; 1.4: 28.3478; 1.5: 1631.5919; 1.6: 549.9; 1.7: 219.96; 1.8: 8.4594; 1.9: 1833; 2: 58.3758; 2.1: 96.396; 2.2: 3485.5068; 2.3: 60.5583; 2.4: -1853.915; 2.5: -32.2105
| 2 | 84.65 | 1: 184.5103; 1.1: 1634.7673; 1.2: 2.1923; 1.3: 550.225; 1.4: 28.3862; 1.5: 1634.7673; 1.6: 550.225; 1.7: 220.09; 1.8: 8.4594; 1.9: 1834.0833; 2: 58.4103; 2.1: 96.4073; 2.2: 3489.2193; 2.3: 60.587; 2.4: -1854.4519; 2.5: -32.2008
| 2 | 84.7 | 1: 184.76; 1.1: 1637.9469; 1.2: 2.1965; 1.3: 550.55; 1.4: 28.4246; 1.5: 1637.9469; 1.6: 550.55; 1.7: 220.22; 1.8: 8.4594; 1.9: 1835.1667; 2: 58.4448; 2.1: 96.4187; 2.2: 3492.9302; 2.3: 60.6156; 2.4: -1854.9833; 2.5: -32.191
| 2 | 84.75 | 1: 185.0099; 1.1: 1641.1306; 1.2: 2.2008; 1.3: 550.875; 1.4: 28.4631; 1.5: 1641.1306; 1.6: 550.875; 1.7: 220.35; 1.8: 8.4594; 1.9: 1836.25; 2: 58.4793; 2.1: 96.4301; 2.2: 3496.6397; 2.3: 60.6442; 2.4: -1855.5091; 2.5: -32.1812
| 2 | 84.8 | 1: 185.26; 1.1: 1644.3185; 1.2: 2.2051; 1.3: 551.2; 1.4: 28.5015; 1.5: 1644.3185; 1.6: 551.2; 1.7: 220.48; 1.8: 8.4594; 1.9: 1837.3333; 2: 58.5138; 2.1: 96.4417; 2.2: 3500.3477; 2.3: 60.6727; 2.4: -1856.0293; 2.5: -32.1712
| 2 | 84.85 | 1: 185.5103; 1.1: 1647.5104; 1.2: 2.2093; 1.3: 551.525; 1.4: 28.54; 1.5: 1647.5104; 1.6: 551.525; 1.7: 220.61; 1.8: 8.4594; 1.9: 1838.4167; 2: 58.5483; 2.1: 96.4533; 2.2: 3504.0542; 2.3: 60.7012; 2.4: -1856.5438; 2.5: -32.1612
| 2 | 84.9 | 1: 185.7607; 1.1: 1650.7064; 1.2: 2.2136; 1.3: 551.85; 1.4: 28.5786; 1.5: 1650.7064; 1.6: 551.85; 1.7: 220.74; 1.8: 8.4594; 1.9: 1839.5; 2: 58.5828; 2.1: 96.465; 2.2: 3507.7592; 2.3: 60.7296; 2.4: -1857.0527; 2.5: -32.151
| 2 | 84.95 | 1: 186.0112; 1.1: 1653.9066; 1.2: 2.2179; 1.3: 552.175; 1.4: 28.6171; 1.5: 1653.9066; 1.6: 552.175; 1.7: 220.87; 1.8: 8.4594; 1.9: 1840.5833; 2: 58.6173; 2.1: 96.4768; 2.2: 3511.4625; 2.3: 60.7579; 2.4: -1857.5559; 2.5: -32.1408
| 2 | 85 | 1: 186.262; 1.1: 1657.1109; 1.2: 2.2222; 1.3: 552.5; 1.4: 28.6557; 1.5: 1657.1109; 1.6: 552.5; 1.7: 221; 1.8: 8.4594; 1.9: 1841.6667; 2: 58.6518; 2.1: 96.4887; 2.2: 3515.1643; 2.3: 60.7862; 2.4: -1858.0534; 2.5: -32.1305
| 2 | 85.05 | 1: 186.5129; 1.1: 1660.3194; 1.2: 2.2265; 1.3: 552.825; 1.4: 28.6943; 1.5: 1660.3194; 1.6: 552.825; 1.7: 221.13; 1.8: 8.4594; 1.9: 1842.75; 2: 58.6863; 2.1: 96.5007; 2.2: 3518.8644; 2.3: 60.8144; 2.4: -1858.5451; 2.5: -32.1201
| 2 | 85.1 | 1: 186.764; 1.1: 1663.5319; 1.2: 2.2308; 1.3: 553.15; 1.4: 28.7329; 1.5: 1663.5319; 1.6: 553.15; 1.7: 221.26; 1.8: 8.4594; 1.9: 1843.8333; 2: 58.7208; 2.1: 96.5127; 2.2: 3522.5629; 2.3: 60.8426; 2.4: -1859.031; 2.5: -32.1096
| 2 | 85.15 | 1: 187.0153; 1.1: 1666.7486; 1.2: 2.2351; 1.3: 553.475; 1.4: 28.7716; 1.5: 1666.7486; 1.6: 553.475; 1.7: 221.39; 1.8: 8.4594; 1.9: 1844.9167; 2: 58.7553; 2.1: 96.5249; 2.2: 3526.2597; 2.3: 60.8706; 2.4: -1859.5111; 2.5: -32.0991
| 2 | 85.2 | 1: 187.2667; 1.1: 1669.9694; 1.2: 2.2395; 1.3: 553.8; 1.4: 28.8103; 1.5: 1669.9694; 1.6: 553.8; 1.7: 221.52; 1.8: 8.4594; 1.9: 1846; 2: 58.7898; 2.1: 96.5371; 2.2: 3529.9549; 2.3: 60.8987; 2.4: -1859.9854; 2.5: -32.0884
| 2 | 85.25 | 1: 187.5183; 1.1: 1673.1944; 1.2: 2.2438; 1.3: 554.125; 1.4: 28.849; 1.5: 1673.1944; 1.6: 554.125; 1.7: 221.65; 1.8: 8.4594; 1.9: 1847.0833; 2: 58.8243; 2.1: 96.5494; 2.2: 3533.6482; 2.3: 60.9266; 2.4: -1860.4538; 2.5: -32.0777
| 2 | 85.3 | 1: 187.7701; 1.1: 1676.4235; 1.2: 2.2481; 1.3: 554.45; 1.4: 28.8877; 1.5: 1676.4235; 1.6: 554.45; 1.7: 221.78; 1.8: 8.4594; 1.9: 1848.1667; 2: 58.8588; 2.1: 96.5618; 2.2: 3537.3399; 2.3: 60.9545; 2.4: -1860.9163; 2.5: -32.0668
| 2 | 85.35 | 1: 188.022; 1.1: 1679.6568; 1.2: 2.2525; 1.3: 554.775; 1.4: 28.9265; 1.5: 1679.6568; 1.6: 554.775; 1.7: 221.91; 1.8: 8.4594; 1.9: 1849.25; 2: 58.8933; 2.1: 96.5743; 2.2: 3541.0297; 2.3: 60.9824; 2.4: -1861.3729; 2.5: -32.0559
| 2 | 85.4 | 1: 188.2741; 1.1: 1682.8942; 1.2: 2.2568; 1.3: 555.1; 1.4: 28.9652; 1.5: 1682.8942; 1.6: 555.1; 1.7: 222.04; 1.8: 8.4594; 1.9: 1850.3333; 2: 58.9278; 2.1: 96.5869; 2.2: 3544.7177; 2.3: 61.0101; 2.4: -1861.8235; 2.5: -32.0449
| 2 | 85.45 | 1: 188.5264; 1.1: 1686.1357; 1.2: 2.2611; 1.3: 555.425; 1.4: 29.0041; 1.5: 1686.1357; 1.6: 555.425; 1.7: 222.17; 1.8: 8.4594; 1.9: 1851.4167; 2: 58.9623; 2.1: 96.5996; 2.2: 3548.4039; 2.3: 61.0379; 2.4: -1862.2682; 2.5: -32.0338
| 2 | 85.5 | 1: 188.7788; 1.1: 1689.3814; 1.2: 2.2655; 1.3: 555.75; 1.4: 29.0429; 1.5: 1689.3814; 1.6: 555.75; 1.7: 222.3; 1.8: 8.4594; 1.9: 1852.5; 2: 58.9968; 2.1: 96.6124; 2.2: 3552.0882; 2.3: 61.0655; 2.4: -1862.7068; 2.5: -32.0226
| 2 | 85.55 | 1: 189.0314; 1.1: 1692.6313; 1.2: 2.2699; 1.3: 556.075; 1.4: 29.0818; 1.5: 1692.6313; 1.6: 556.075; 1.7: 222.43; 1.8: 8.4594; 1.9: 1853.5833; 2: 59.0313; 2.1: 96.6252; 2.2: 3555.7707; 2.3: 61.0931; 2.4: -1863.1394; 2.5: -32.0113
| 2 | 85.6 | 1: 189.2842; 1.1: 1695.8853; 1.2: 2.2742; 1.3: 556.4; 1.4: 29.1206; 1.5: 1695.8853; 1.6: 556.4; 1.7: 222.56; 1.8: 8.4594; 1.9: 1854.6667; 2: 59.0658; 2.1: 96.6382; 2.2: 3559.4512; 2.3: 61.1206; 2.4: -1863.5659; 2.5: -31.9999
| 2 | 85.65 | 1: 189.5371; 1.1: 1699.1435; 1.2: 2.2786; 1.3: 556.725; 1.4: 29.1596; 1.5: 1699.1435; 1.6: 556.725; 1.7: 222.69; 1.8: 8.4594; 1.9: 1855.75; 2: 59.1003; 2.1: 96.6512; 2.2: 3563.1297; 2.3: 61.148; 2.4: -1863.9863; 2.5: -31.9885
| 2 | 85.7 | 1: 189.7902; 1.1: 1702.4058; 1.2: 2.283; 1.3: 557.05; 1.4: 29.1985; 1.5: 1702.4058; 1.6: 557.05; 1.7: 222.82; 1.8: 8.4594; 1.9: 1856.8333; 2: 59.1348; 2.1: 96.6643; 2.2: 3566.8063; 2.3: 61.1754; 2.4: -1864.4005; 2.5: -31.9769
| 2 | 85.75 | 1: 190.0435; 1.1: 1705.6723; 1.2: 2.2873; 1.3: 557.375; 1.4: 29.2375; 1.5: 1705.6723; 1.6: 557.375; 1.7: 222.95; 1.8: 8.4594; 1.9: 1857.9167; 2: 59.1693; 2.1: 96.6776; 2.2: 3570.4809; 2.3: 61.2027; 2.4: -1864.8086; 2.5: -31.9653
| 2 | 85.8 | 1: 190.297; 1.1: 1708.943; 1.2: 2.2917; 1.3: 557.7; 1.4: 29.2765; 1.5: 1708.943; 1.6: 557.7; 1.7: 223.08; 1.8: 8.4594; 1.9: 1859; 2: 59.2038; 2.1: 96.6909; 2.2: 3574.1535; 2.3: 61.23; 2.4: -1865.2105; 2.5: -31.9535
| 2 | 85.85 | 1: 190.5506; 1.1: 1712.2178; 1.2: 2.2961; 1.3: 558.025; 1.4: 29.3155; 1.5: 1712.2178; 1.6: 558.025; 1.7: 223.21; 1.8: 8.4594; 1.9: 1860.0833; 2: 59.2383; 2.1: 96.7043; 2.2: 3577.8239; 2.3: 61.2572; 2.4: -1865.6061; 2.5: -31.9417
| 2 | 85.9 | 1: 190.8044; 1.1: 1715.4968; 1.2: 2.3005; 1.3: 558.35; 1.4: 29.3545; 1.5: 1715.4968; 1.6: 558.35; 1.7: 223.34; 1.8: 8.4594; 1.9: 1861.1667; 2: 59.2728; 2.1: 96.7178; 2.2: 3581.4923; 2.3: 61.2843; 2.4: -1865.9955; 2.5: -31.9298
| 2 | 85.95 | 1: 191.0584; 1.1: 1718.78; 1.2: 2.3049; 1.3: 558.675; 1.4: 29.3936; 1.5: 1718.78; 1.6: 558.675; 1.7: 223.47; 1.8: 8.4594; 1.9: 1862.25; 2: 59.3073; 2.1: 96.7314; 2.2: 3585.1586; 2.3: 61.3113; 2.4: -1866.3786; 2.5: -31.9177
| 2 | 86 | 1: 191.3125; 1.1: 1722.0674; 1.2: 2.3093; 1.3: 559; 1.4: 29.4327; 1.5: 1722.0674; 1.6: 559; 1.7: 223.6; 1.8: 8.4594; 1.9: 1863.3333; 2: 59.3418; 2.1: 96.7451; 2.2: 3588.8228; 2.3: 61.3383; 2.4: -1866.7554; 2.5: -31.9056
| 2 | 86.05 | 1: 191.5668; 1.1: 1725.359; 1.2: 2.3137; 1.3: 559.325; 1.4: 29.4718; 1.5: 1725.359; 1.6: 559.325; 1.7: 223.73; 1.8: 8.4594; 1.9: 1864.4167; 2: 59.3763; 2.1: 96.7589; 2.2: 3592.4848; 2.3: 61.3652; 2.4: -1867.1258; 2.5: -31.8934
| 2 | 86.1 | 1: 191.8212; 1.1: 1728.6547; 1.2: 2.3182; 1.3: 559.65; 1.4: 29.511; 1.5: 1728.6547; 1.6: 559.65; 1.7: 223.86; 1.8: 8.4594; 1.9: 1865.5; 2: 59.4108; 2.1: 96.7728; 2.2: 3596.1445; 2.3: 61.3921; 2.4: -1867.4898; 2.5: -31.8811
| 2 | 86.15 | 1: 192.0759; 1.1: 1731.9546; 1.2: 2.3226; 1.3: 559.975; 1.4: 29.5501; 1.5: 1731.9546; 1.6: 559.975; 1.7: 223.99; 1.8: 8.4594; 1.9: 1866.5833; 2: 59.4453; 2.1: 96.7868; 2.2: 3599.8021; 2.3: 61.4188; 2.4: -1867.8475; 2.5: -31.8687
| 2 | 86.2 | 1: 192.3307; 1.1: 1735.2587; 1.2: 2.327; 1.3: 560.3; 1.4: 29.5893; 1.5: 1735.2587; 1.6: 560.3; 1.7: 224.12; 1.8: 8.4594; 1.9: 1867.6667; 2: 59.4798; 2.1: 96.8009; 2.2: 3603.4573; 2.3: 61.4455; 2.4: -1868.1986; 2.5: -31.8562
| 2 | 86.25 | 1: 192.5857; 1.1: 1738.567; 1.2: 2.3315; 1.3: 560.625; 1.4: 29.6286; 1.5: 1738.567; 1.6: 560.625; 1.7: 224.25; 1.8: 8.4594; 1.9: 1868.75; 2: 59.5143; 2.1: 96.8151; 2.2: 3607.1103; 2.3: 61.4722; 2.4: -1868.5433; 2.5: -31.8436
| 2 | 86.3 | 1: 192.8408; 1.1: 1741.8795; 1.2: 2.3359; 1.3: 560.95; 1.4: 29.6678; 1.5: 1741.8795; 1.6: 560.95; 1.7: 224.38; 1.8: 8.4594; 1.9: 1869.8333; 2: 59.5488; 2.1: 96.8294; 2.2: 3610.761; 2.3: 61.4987; 2.4: -1868.8815; 2.5: -31.8309
| 2 | 86.35 | 1: 193.0961; 1.1: 1745.1962; 1.2: 2.3403; 1.3: 561.275; 1.4: 29.7071; 1.5: 1745.1962; 1.6: 561.275; 1.7: 224.51; 1.8: 8.4594; 1.9: 1870.9167; 2: 59.5833; 2.1: 96.8437; 2.2: 3614.4094; 2.3: 61.5252; 2.4: -1869.2132; 2.5: -31.8181
| 2 | 86.4 | 1: 193.3516; 1.1: 1748.5171; 1.2: 2.3448; 1.3: 561.6; 1.4: 29.7464; 1.5: 1748.5171; 1.6: 561.6; 1.7: 224.64; 1.8: 8.4594; 1.9: 1872; 2: 59.6178; 2.1: 96.8582; 2.2: 3618.0553; 2.3: 61.5517; 2.4: -1869.5382; 2.5: -31.8053
| 2 | 86.45 | 1: 193.6072; 1.1: 1751.8422; 1.2: 2.3493; 1.3: 561.925; 1.4: 29.7857; 1.5: 1751.8422; 1.6: 561.925; 1.7: 224.77; 1.8: 8.4594; 1.9: 1873.0833; 2: 59.6523; 2.1: 96.8728; 2.2: 3621.6989; 2.3: 61.578; 2.4: -1869.8567; 2.5: -31.7923
| 2 | 86.5 | 1: 193.8631; 1.1: 1755.1715; 1.2: 2.3537; 1.3: 562.25; 1.4: 29.8251; 1.5: 1755.1715; 1.6: 562.25; 1.7: 224.9; 1.8: 8.4594; 1.9: 1874.1667; 2: 59.6868; 2.1: 96.8875; 2.2: 3625.34; 2.3: 61.6043; 2.4: -1870.1685; 2.5: -31.7792
| 2 | 86.55 | 1: 194.119; 1.1: 1758.505; 1.2: 2.3582; 1.3: 562.575; 1.4: 29.8645; 1.5: 1758.505; 1.6: 562.575; 1.7: 225.03; 1.8: 8.4594; 1.9: 1875.25; 2: 59.7213; 2.1: 96.9023; 2.2: 3628.9786; 2.3: 61.6305; 2.4: -1870.4737; 2.5: -31.766
| 2 | 86.6 | 1: 194.3752; 1.1: 1761.8427; 1.2: 2.3627; 1.3: 562.9; 1.4: 29.9039; 1.5: 1761.8427; 1.6: 562.9; 1.7: 225.16; 1.8: 8.4594; 1.9: 1876.3333; 2: 59.7558; 2.1: 96.9172; 2.2: 3632.6148; 2.3: 61.6566; 2.4: -1870.7721; 2.5: -31.7527
| 2 | 86.65 | 1: 194.6315; 1.1: 1765.1846; 1.2: 2.3672; 1.3: 563.225; 1.4: 29.9433; 1.5: 1765.1846; 1.6: 563.225; 1.7: 225.29; 1.8: 8.4594; 1.9: 1877.4167; 2: 59.7903; 2.1: 96.9321; 2.2: 3636.2485; 2.3: 61.6827; 2.4: -1871.0638; 2.5: -31.7394
| 2 | 86.7 | 1: 194.888; 1.1: 1768.5308; 1.2: 2.3716; 1.3: 563.55; 1.4: 29.9828; 1.5: 1768.5308; 1.6: 563.55; 1.7: 225.42; 1.8: 8.4594; 1.9: 1878.5; 2: 59.8248; 2.1: 96.9472; 2.2: 3639.8795; 2.3: 61.7087; 2.4: -1871.3488; 2.5: -31.7259
| 2 | 86.75 | 1: 195.1447; 1.1: 1771.8811; 1.2: 2.3761; 1.3: 563.875; 1.4: 30.0223; 1.5: 1771.8811; 1.6: 563.875; 1.7: 225.55; 1.8: 8.4594; 1.9: 1879.5833; 2: 59.8593; 2.1: 96.9624; 2.2: 3643.5081; 2.3: 61.7346; 2.4: -1871.6269; 2.5: -31.7123
| 2 | 86.8 | 1: 195.4015; 1.1: 1775.2357; 1.2: 2.3806; 1.3: 564.2; 1.4: 30.0618; 1.5: 1775.2357; 1.6: 564.2; 1.7: 225.68; 1.8: 8.4594; 1.9: 1880.6667; 2: 59.8938; 2.1: 96.9777; 2.2: 3647.134; 2.3: 61.7604; 2.4: -1871.8982; 2.5: -31.6986
| 2 | 86.85 | 1: 195.6585; 1.1: 1778.5945; 1.2: 2.3851; 1.3: 564.525; 1.4: 30.1013; 1.5: 1778.5945; 1.6: 564.525; 1.7: 225.81; 1.8: 8.4594; 1.9: 1881.75; 2: 59.9283; 2.1: 96.9931; 2.2: 3650.7572; 2.3: 61.7862; 2.4: -1872.1627; 2.5: -31.6849
| 2 | 86.9 | 1: 195.9157; 1.1: 1781.9576; 1.2: 2.3896; 1.3: 564.85; 1.4: 30.1409; 1.5: 1781.9576; 1.6: 564.85; 1.7: 225.94; 1.8: 8.4594; 1.9: 1882.8333; 2: 59.9628; 2.1: 97.0086; 2.2: 3654.3778; 2.3: 61.8119; 2.4: -1872.4202; 2.5: -31.671
| 2 | 86.95 | 1: 196.173; 1.1: 1785.3248; 1.2: 2.3942; 1.3: 565.175; 1.4: 30.1805; 1.5: 1785.3248; 1.6: 565.175; 1.7: 226.07; 1.8: 8.4594; 1.9: 1883.9167; 2: 59.9973; 2.1: 97.0242; 2.2: 3657.9957; 2.3: 61.8375; 2.4: -1872.6709; 2.5: -31.657
| 2 | 87 | 1: 196.4305; 1.1: 1788.6963; 1.2: 2.3987; 1.3: 565.5; 1.4: 30.2201; 1.5: 1788.6963; 1.6: 565.5; 1.7: 226.2; 1.8: 8.4594; 1.9: 1885; 2: 60.0318; 2.1: 97.0399; 2.2: 3661.6108; 2.3: 61.863; 2.4: -1872.9145; 2.5: -31.6429
| 2 | 87.05 | 1: 196.6882; 1.1: 1792.072; 1.2: 2.4032; 1.3: 565.825; 1.4: 30.2597; 1.5: 1792.072; 1.6: 565.825; 1.7: 226.33; 1.8: 8.4594; 1.9: 1886.0833; 2: 60.0663; 2.1: 97.0558; 2.2: 3665.2232; 2.3: 61.8885; 2.4: -1873.1512; 2.5: -31.6288
| 2 | 87.1 | 1: 196.946; 1.1: 1795.452; 1.2: 2.4077; 1.3: 566.15; 1.4: 30.2994; 1.5: 1795.452; 1.6: 566.15; 1.7: 226.46; 1.8: 8.4594; 1.9: 1887.1667; 2: 60.1008; 2.1: 97.0717; 2.2: 3668.8328; 2.3: 61.9139; 2.4: -1873.3808; 2.5: -31.6145
| 2 | 87.15 | 1: 197.2041; 1.1: 1798.8362; 1.2: 2.4123; 1.3: 566.475; 1.4: 30.3391; 1.5: 1798.8362; 1.6: 566.475; 1.7: 226.59; 1.8: 8.4594; 1.9: 1888.25; 2: 60.1354; 2.1: 97.0877; 2.2: 3672.4396; 2.3: 61.9392; 2.4: -1873.6033; 2.5: -31.6001
| 2 | 87.2 | 1: 197.4622; 1.1: 1802.2247; 1.2: 2.4168; 1.3: 566.8; 1.4: 30.3788; 1.5: 1802.2247; 1.6: 566.8; 1.7: 226.72; 1.8: 8.4594; 1.9: 1889.3333; 2: 60.1699; 2.1: 97.1039; 2.2: 3676.0435; 2.3: 61.9644; 2.4: -1873.8188; 2.5: -31.5856
| 2 | 87.25 | 1: 197.7206; 1.1: 1805.6173; 1.2: 2.4214; 1.3: 567.125; 1.4: 30.4186; 1.5: 1805.6173; 1.6: 567.125; 1.7: 226.85; 1.8: 8.4594; 1.9: 1890.4167; 2: 60.2044; 2.1: 97.1201; 2.2: 3679.6445; 2.3: 61.9896; 2.4: -1874.0271; 2.5: -31.571
| 2 | 87.3 | 1: 197.9791; 1.1: 1809.0143; 1.2: 2.4259; 1.3: 567.45; 1.4: 30.4583; 1.5: 1809.0143; 1.6: 567.45; 1.7: 226.98; 1.8: 8.4594; 1.9: 1891.5; 2: 60.2389; 2.1: 97.1365; 2.2: 3683.2426; 2.3: 62.0147; 2.4: -1874.2283; 2.5: -31.5563
| 2 | 87.35 | 1: 198.2378; 1.1: 1812.4155; 1.2: 2.4305; 1.3: 567.775; 1.4: 30.4981; 1.5: 1812.4155; 1.6: 567.775; 1.7: 227.11; 1.8: 8.4594; 1.9: 1892.5833; 2: 60.2734; 2.1: 97.153; 2.2: 3686.8377; 2.3: 62.0397; 2.4: -1874.4222; 2.5: -31.5415
| 2 | 87.4 | 1: 198.4967; 1.1: 1815.8209; 1.2: 2.4351; 1.3: 568.1; 1.4: 30.5379; 1.5: 1815.8209; 1.6: 568.1; 1.7: 227.24; 1.8: 8.4594; 1.9: 1893.6667; 2: 60.3079; 2.1: 97.1695; 2.2: 3690.4299; 2.3: 62.0646; 2.4: -1874.609; 2.5: -31.5266
| 2 | 87.45 | 1: 198.7557; 1.1: 1819.2306; 1.2: 2.4396; 1.3: 568.425; 1.4: 30.5778; 1.5: 1819.2306; 1.6: 568.425; 1.7: 227.37; 1.8: 8.4594; 1.9: 1894.75; 2: 60.3424; 2.1: 97.1862; 2.2: 3694.019; 2.3: 62.0894; 2.4: -1874.7884; 2.5: -31.5116
| 2 | 87.5 | 1: 199.0149; 1.1: 1822.6446; 1.2: 2.4442; 1.3: 568.75; 1.4: 30.6177; 1.5: 1822.6446; 1.6: 568.75; 1.7: 227.5; 1.8: 8.4594; 1.9: 1895.8333; 2: 60.3769; 2.1: 97.203; 2.2: 3697.6051; 2.3: 62.1142; 2.4: -1874.9606; 2.5: -31.4965
| 2 | 87.55 | 1: 199.2742; 1.1: 1826.0628; 1.2: 2.4488; 1.3: 569.075; 1.4: 30.6576; 1.5: 1826.0628; 1.6: 569.075; 1.7: 227.63; 1.8: 8.4594; 1.9: 1896.9167; 2: 60.4114; 2.1: 97.2199; 2.2: 3701.1882; 2.3: 62.1389; 2.4: -1875.1254; 2.5: -31.4813
| 2 | 87.6 | 1: 199.5338; 1.1: 1829.4853; 1.2: 2.4534; 1.3: 569.4; 1.4: 30.6975; 1.5: 1829.4853; 1.6: 569.4; 1.7: 227.76; 1.8: 8.4594; 1.9: 1898; 2: 60.4459; 2.1: 97.237; 2.2: 3704.7681; 2.3: 62.1635; 2.4: -1875.2829; 2.5: -31.466
| 2 | 87.65 | 1: 199.7935; 1.1: 1832.912; 1.2: 2.458; 1.3: 569.725; 1.4: 30.7375; 1.5: 1832.912; 1.6: 569.725; 1.7: 227.89; 1.8: 8.4594; 1.9: 1899.0833; 2: 60.4804; 2.1: 97.2541; 2.2: 3708.3449; 2.3: 62.188; 2.4: -1875.4329; 2.5: -31.4505
| 2 | 87.7 | 1: 200.0533; 1.1: 1836.343; 1.2: 2.4626; 1.3: 570.05; 1.4: 30.7774; 1.5: 1836.343; 1.6: 570.05; 1.7: 228.02; 1.8: 8.4594; 1.9: 1900.1667; 2: 60.5149; 2.1: 97.2714; 2.2: 3711.9185; 2.3: 62.2124; 2.4: -1875.5755; 2.5: -31.435
| 2 | 87.75 | 1: 200.3134; 1.1: 1839.7783; 1.2: 2.4672; 1.3: 570.375; 1.4: 30.8174; 1.5: 1839.7783; 1.6: 570.375; 1.7: 228.15; 1.8: 8.4594; 1.9: 1901.25; 2: 60.5494; 2.1: 97.2887; 2.2: 3715.4889; 2.3: 62.2368; 2.4: -1875.7106; 2.5: -31.4193
| 2 | 87.8 | 1: 200.5736; 1.1: 1843.2179; 1.2: 2.4718; 1.3: 570.7; 1.4: 30.8575; 1.5: 1843.2179; 1.6: 570.7; 1.7: 228.28; 1.8: 8.4594; 1.9: 1902.3333; 2: 60.5839; 2.1: 97.3062; 2.2: 3719.0561; 2.3: 62.2611; 2.4: -1875.8382; 2.5: -31.4036
| 2 | 87.85 | 1: 200.834; 1.1: 1846.6617; 1.2: 2.4764; 1.3: 571.025; 1.4: 30.8975; 1.5: 1846.6617; 1.6: 571.025; 1.7: 228.41; 1.8: 8.4594; 1.9: 1903.4167; 2: 60.6184; 2.1: 97.3238; 2.2: 3722.62; 2.3: 62.2852; 2.4: -1875.9583; 2.5: -31.3877
| 2 | 87.9 | 1: 201.0945; 1.1: 1850.1098; 1.2: 2.481; 1.3: 571.35; 1.4: 30.9376; 1.5: 1850.1098; 1.6: 571.35; 1.7: 228.54; 1.8: 8.4594; 1.9: 1904.5; 2: 60.6529; 2.1: 97.3415; 2.2: 3726.1806; 2.3: 62.3094; 2.4: -1876.0708; 2.5: -31.3717
| 2 | 87.95 | 1: 201.3552; 1.1: 1853.5622; 1.2: 2.4857; 1.3: 571.675; 1.4: 30.9777; 1.5: 1853.5622; 1.6: 571.675; 1.7: 228.67; 1.8: 8.4594; 1.9: 1905.5833; 2: 60.6874; 2.1: 97.3593; 2.2: 3729.7379; 2.3: 62.3334; 2.4: -1876.1757; 2.5: -31.3557
| 2 | 88 | 1: 201.6161; 1.1: 1857.0189; 1.2: 2.4903; 1.3: 572; 1.4: 31.0179; 1.5: 1857.0189; 1.6: 572; 1.7: 228.8; 1.8: 8.4594; 1.9: 1906.6667; 2: 60.7219; 2.1: 97.3773; 2.2: 3733.2918; 2.3: 62.3573; 2.4: -1876.2729; 2.5: -31.3395
| 2 | 88.05 | 1: 201.8772; 1.1: 1860.4798; 1.2: 2.4949; 1.3: 572.325; 1.4: 31.058; 1.5: 1860.4798; 1.6: 572.325; 1.7: 228.93; 1.8: 8.4594; 1.9: 1907.75; 2: 60.7564; 2.1: 97.3953; 2.2: 3736.8423; 2.3: 62.3812; 2.4: -1876.3624; 2.5: -31.3232
| 2 | 88.1 | 1: 202.1384; 1.1: 1863.9451; 1.2: 2.4996; 1.3: 572.65; 1.4: 31.0982; 1.5: 1863.9451; 1.6: 572.65; 1.7: 229.06; 1.8: 8.4594; 1.9: 1908.8333; 2: 60.7909; 2.1: 97.4135; 2.2: 3740.3893; 2.3: 62.405; 2.4: -1876.4442; 2.5: -31.3068
| 2 | 88.15 | 1: 202.3998; 1.1: 1867.4146; 1.2: 2.5042; 1.3: 572.975; 1.4: 31.1384; 1.5: 1867.4146; 1.6: 572.975; 1.7: 229.19; 1.8: 8.4594; 1.9: 1909.9167; 2: 60.8254; 2.1: 97.4318; 2.2: 3743.933; 2.3: 62.4287; 2.4: -1876.5183; 2.5: -31.2902
| 2 | 88.2 | 1: 202.6613; 1.1: 1870.8885; 1.2: 2.5089; 1.3: 573.3; 1.4: 31.1787; 1.5: 1870.8885; 1.6: 573.3; 1.7: 229.32; 1.8: 8.4594; 1.9: 1911; 2: 60.8599; 2.1: 97.4502; 2.2: 3747.4731; 2.3: 62.4523; 2.4: -1876.5846; 2.5: -31.2736
| 2 | 88.25 | 1: 202.9231; 1.1: 1874.3666; 1.2: 2.5136; 1.3: 573.625; 1.4: 31.2189; 1.5: 1874.3666; 1.6: 573.625; 1.7: 229.45; 1.8: 8.4594; 1.9: 1912.0833; 2: 60.8944; 2.1: 97.4688; 2.2: 3751.0096; 2.3: 62.4758; 2.4: -1876.643; 2.5: -31.2568
| 2 | 88.3 | 1: 203.185; 1.1: 1877.8491; 1.2: 2.5182; 1.3: 573.95; 1.4: 31.2592; 1.5: 1877.8491; 1.6: 573.95; 1.7: 229.58; 1.8: 8.4594; 1.9: 1913.1667; 2: 60.9289; 2.1: 97.4874; 2.2: 3754.5427; 2.3: 62.4992; 2.4: -1876.6936; 2.5: -31.24
| 2 | 88.35 | 1: 203.447; 1.1: 1881.3358; 1.2: 2.5229; 1.3: 574.275; 1.4: 31.2995; 1.5: 1881.3358; 1.6: 574.275; 1.7: 229.71; 1.8: 8.4594; 1.9: 1914.25; 2: 60.9634; 2.1: 97.5062; 2.2: 3758.0721; 2.3: 62.5226; 2.4: -1876.7363; 2.5: -31.223
| 2 | 88.4 | 1: 203.7093; 1.1: 1884.8269; 1.2: 2.5276; 1.3: 574.6; 1.4: 31.3399; 1.5: 1884.8269; 1.6: 574.6; 1.7: 229.84; 1.8: 8.4594; 1.9: 1915.3333; 2: 60.9979; 2.1: 97.5251; 2.2: 3761.5979; 2.3: 62.5458; 2.4: -1876.771; 2.5: -31.2059
| 2 | 88.45 | 1: 203.9717; 1.1: 1888.3222; 1.2: 2.5323; 1.3: 574.925; 1.4: 31.3803; 1.5: 1888.3222; 1.6: 574.925; 1.7: 229.97; 1.8: 8.4594; 1.9: 1916.4167; 2: 61.0324; 2.1: 97.5441; 2.2: 3765.12; 2.3: 62.569; 2.4: -1876.7977; 2.5: -31.1887
| 2 | 88.5 | 1: 204.2343; 1.1: 1891.8219; 1.2: 2.537; 1.3: 575.25; 1.4: 31.4207; 1.5: 1891.8219; 1.6: 575.25; 1.7: 230.1; 1.8: 8.4594; 1.9: 1917.5; 2: 61.0669; 2.1: 97.5633; 2.2: 3768.6384; 2.3: 62.5921; 2.4: -1876.8165; 2.5: -31.1714
| 2 | 88.55 | 1: 204.497; 1.1: 1895.3259; 1.2: 2.5417; 1.3: 575.575; 1.4: 31.4611; 1.5: 1895.3259; 1.6: 575.575; 1.7: 230.23; 1.8: 8.4594; 1.9: 1918.5833; 2: 61.1014; 2.1: 97.5825; 2.2: 3772.1531; 2.3: 62.6151; 2.4: -1876.8272; 2.5: -31.154
| 2 | 88.6 | 1: 204.7599; 1.1: 1898.8342; 1.2: 2.5464; 1.3: 575.9; 1.4: 31.5015; 1.5: 1898.8342; 1.6: 575.9; 1.7: 230.36; 1.8: 8.4594; 1.9: 1919.6667; 2: 61.1359; 2.1: 97.6019; 2.2: 3775.664; 2.3: 62.638; 2.4: -1876.8298; 2.5: -31.1365
| 2 | 88.65 | 1: 205.023; 1.1: 1902.3468; 1.2: 2.5511; 1.3: 576.225; 1.4: 31.542; 1.5: 1902.3468; 1.6: 576.225; 1.7: 230.49; 1.8: 8.4594; 1.9: 1920.75; 2: 61.1704; 2.1: 97.6214; 2.2: 3779.1711; 2.3: 62.6608; 2.4: -1876.8243; 2.5: -31.1188
| 2 | 88.7 | 1: 205.2862; 1.1: 1905.8637; 1.2: 2.5558; 1.3: 576.55; 1.4: 31.5825; 1.5: 1905.8637; 1.6: 576.55; 1.7: 230.62; 1.8: 8.4594; 1.9: 1921.8333; 2: 61.2049; 2.1: 97.6411; 2.2: 3782.6744; 2.3: 62.6836; 2.4: -1876.8107; 2.5: -31.1011
| 2 | 88.75 | 1: 205.5497; 1.1: 1909.385; 1.2: 2.5605; 1.3: 576.875; 1.4: 31.623; 1.5: 1909.385; 1.6: 576.875; 1.7: 230.75; 1.8: 8.4594; 1.9: 1922.9167; 2: 61.2394; 2.1: 97.6608; 2.2: 3786.1739; 2.3: 62.7062; 2.4: -1876.7888; 2.5: -31.0832
| 2 | 88.8 | 1: 205.8132; 1.1: 1912.9106; 1.2: 2.5653; 1.3: 577.2; 1.4: 31.6636; 1.5: 1912.9106; 1.6: 577.2; 1.7: 230.88; 1.8: 8.4594; 1.9: 1924; 2: 61.2739; 2.1: 97.6807; 2.2: 3789.6694; 2.3: 62.7287; 2.4: -1876.7588; 2.5: -31.0652
| 2 | 88.85 | 1: 206.077; 1.1: 1916.4405; 1.2: 2.57; 1.3: 577.525; 1.4: 31.7042; 1.5: 1916.4405; 1.6: 577.525; 1.7: 231.01; 1.8: 8.4594; 1.9: 1925.0833; 2: 61.3084; 2.1: 97.7007; 2.2: 3793.161; 2.3: 62.7512; 2.4: -1876.7204; 2.5: -31.0471
| 2 | 88.9 | 1: 206.3409; 1.1: 1919.9748; 1.2: 2.5747; 1.3: 577.85; 1.4: 31.7448; 1.5: 1919.9748; 1.6: 577.85; 1.7: 231.14; 1.8: 8.4594; 1.9: 1926.1667; 2: 61.3429; 2.1: 97.7209; 2.2: 3796.6486; 2.3: 62.7736; 2.4: -1876.6738; 2.5: -31.0288
| 2 | 88.95 | 1: 206.605; 1.1: 1923.5134; 1.2: 2.5795; 1.3: 578.175; 1.4: 31.7854; 1.5: 1923.5134; 1.6: 578.175; 1.7: 231.27; 1.8: 8.4594; 1.9: 1927.25; 2: 61.3774; 2.1: 97.7411; 2.2: 3800.1322; 2.3: 62.7959; 2.4: -1876.6188; 2.5: -31.0105
| 2 | 89 | 1: 206.8693; 1.1: 1927.0563; 1.2: 2.5842; 1.3: 578.5; 1.4: 31.826; 1.5: 1927.0563; 1.6: 578.5; 1.7: 231.4; 1.8: 8.4594; 1.9: 1928.3333; 2: 61.4119; 2.1: 97.7615; 2.2: 3803.6117; 2.3: 62.818; 2.4: -1876.5554; 2.5: -30.992
| 2 | 89.05 | 1: 207.1337; 1.1: 1930.6036; 1.2: 2.589; 1.3: 578.825; 1.4: 31.8667; 1.5: 1930.6036; 1.6: 578.825; 1.7: 231.53; 1.8: 8.4594; 1.9: 1929.4167; 2: 61.4464; 2.1: 97.7821; 2.2: 3807.0872; 2.3: 62.8401; 2.4: -1876.4837; 2.5: -30.9734
| 2 | 89.1 | 1: 207.3983; 1.1: 1934.1552; 1.2: 2.5937; 1.3: 579.15; 1.4: 31.9074; 1.5: 1934.1552; 1.6: 579.15; 1.7: 231.66; 1.8: 8.4594; 1.9: 1930.5; 2: 61.4809; 2.1: 97.8027; 2.2: 3810.5586; 2.3: 62.8621; 2.4: -1876.4034; 2.5: -30.9547
| 2 | 89.15 | 1: 207.6631; 1.1: 1937.7111; 1.2: 2.5985; 1.3: 579.475; 1.4: 31.9482; 1.5: 1937.7111; 1.6: 579.475; 1.7: 231.79; 1.8: 8.4594; 1.9: 1931.5833; 2: 61.5154; 2.1: 97.8235; 2.2: 3814.0258; 2.3: 62.8841; 2.4: -1876.3147; 2.5: -30.9359
| 2 | 89.2 | 1: 207.928; 1.1: 1941.2714; 1.2: 2.6033; 1.3: 579.8; 1.4: 31.9889; 1.5: 1941.2714; 1.6: 579.8; 1.7: 231.92; 1.8: 8.4594; 1.9: 1932.6667; 2: 61.5499; 2.1: 97.8444; 2.2: 3817.4889; 2.3: 62.9059; 2.4: -1876.2175; 2.5: -30.9169
| 2 | 89.25 | 1: 208.1931; 1.1: 1944.8361; 1.2: 2.6081; 1.3: 580.125; 1.4: 32.0297; 1.5: 1944.8361; 1.6: 580.125; 1.7: 232.05; 1.8: 8.4594; 1.9: 1933.75; 2: 61.5844; 2.1: 97.8655; 2.2: 3820.9477; 2.3: 62.9276; 2.4: -1876.1116; 2.5: -30.8979
| 2 | 89.3 | 1: 208.4584; 1.1: 1948.4051; 1.2: 2.6129; 1.3: 580.45; 1.4: 32.0705; 1.5: 1948.4051; 1.6: 580.45; 1.7: 232.18; 1.8: 8.4594; 1.9: 1934.8333; 2: 61.6189; 2.1: 97.8867; 2.2: 3824.4023; 2.3: 62.9492; 2.4: -1875.9972; 2.5: -30.8787
| 2 | 89.35 | 1: 208.7238; 1.1: 1951.9785; 1.2: 2.6176; 1.3: 580.775; 1.4: 32.1114; 1.5: 1951.9785; 1.6: 580.775; 1.7: 232.31; 1.8: 8.4594; 1.9: 1935.9167; 2: 61.6534; 2.1: 97.908; 2.2: 3827.8526; 2.3: 62.9708; 2.4: -1875.8741; 2.5: -30.8594
| 2 | 89.4 | 1: 208.9895; 1.1: 1955.5562; 1.2: 2.6224; 1.3: 581.1; 1.4: 32.1522; 1.5: 1955.5562; 1.6: 581.1; 1.7: 232.44; 1.8: 8.4594; 1.9: 1937; 2: 61.6879; 2.1: 97.9294; 2.2: 3831.2986; 2.3: 62.9922; 2.4: -1875.7424; 2.5: -30.84
| 2 | 89.45 | 1: 209.2552; 1.1: 1959.1383; 1.2: 2.6272; 1.3: 581.425; 1.4: 32.1931; 1.5: 1959.1383; 1.6: 581.425; 1.7: 232.57; 1.8: 8.4594; 1.9: 1938.0833; 2: 61.7224; 2.1: 97.951; 2.2: 3834.7402; 2.3: 63.0135; 2.4: -1875.6019; 2.5: -30.8204
| 2 | 89.5 | 1: 209.5212; 1.1: 1962.7247; 1.2: 2.6321; 1.3: 581.75; 1.4: 32.234; 1.5: 1962.7247; 1.6: 581.75; 1.7: 232.7; 1.8: 8.4594; 1.9: 1939.1667; 2: 61.7569; 2.1: 97.9727; 2.2: 3838.1774; 2.3: 63.0348; 2.4: -1875.4527; 2.5: -30.8008
| 2 | 89.55 | 1: 209.7873; 1.1: 1966.3155; 1.2: 2.6369; 1.3: 582.075; 1.4: 32.275; 1.5: 1966.3155; 1.6: 582.075; 1.7: 232.83; 1.8: 8.4594; 1.9: 1940.25; 2: 61.7914; 2.1: 97.9946; 2.2: 3841.6102; 2.3: 63.0559; 2.4: -1875.2947; 2.5: -30.781
| 2 | 89.6 | 1: 210.0536; 1.1: 1969.9107; 1.2: 2.6417; 1.3: 582.4; 1.4: 32.3159; 1.5: 1969.9107; 1.6: 582.4; 1.7: 232.96; 1.8: 8.4594; 1.9: 1941.3333; 2: 61.8259; 2.1: 98.0166; 2.2: 3845.0386; 2.3: 63.077; 2.4: -1875.1278; 2.5: -30.761
| 2 | 89.65 | 1: 210.3201; 1.1: 1973.5103; 1.2: 2.6465; 1.3: 582.725; 1.4: 32.3569; 1.5: 1973.5103; 1.6: 582.725; 1.7: 233.09; 1.8: 8.4594; 1.9: 1942.4167; 2: 61.8604; 2.1: 98.0387; 2.2: 3848.4624; 2.3: 63.0979; 2.4: -1874.9521; 2.5: -30.741
| 2 | 89.7 | 1: 210.5867; 1.1: 1977.1142; 1.2: 2.6514; 1.3: 583.05; 1.4: 32.398; 1.5: 1977.1142; 1.6: 583.05; 1.7: 233.22; 1.8: 8.4594; 1.9: 1943.5; 2: 61.8949; 2.1: 98.061; 2.2: 3851.8817; 2.3: 63.1188; 2.4: -1874.7675; 2.5: -30.7208
| 2 | 89.75 | 1: 210.8535; 1.1: 1980.7225; 1.2: 2.6562; 1.3: 583.375; 1.4: 32.439; 1.5: 1980.7225; 1.6: 583.375; 1.7: 233.35; 1.8: 8.4594; 1.9: 1944.5833; 2: 61.9294; 2.1: 98.0834; 2.2: 3855.2964; 2.3: 63.1396; 2.4: -1874.5739; 2.5: -30.7006
| 2 | 89.8 | 1: 211.1205; 1.1: 1984.3352; 1.2: 2.661; 1.3: 583.7; 1.4: 32.4801; 1.5: 1984.3352; 1.6: 583.7; 1.7: 233.48; 1.8: 8.4594; 1.9: 1945.6667; 2: 61.9639; 2.1: 98.1059; 2.2: 3858.7065; 2.3: 63.1602; 2.4: -1874.3713; 2.5: -30.6802
| 2 | 89.85 | 1: 211.3876; 1.1: 1987.9523; 1.2: 2.6659; 1.3: 584.025; 1.4: 32.5212; 1.5: 1987.9523; 1.6: 584.025; 1.7: 233.61; 1.8: 8.4594; 1.9: 1946.75; 2: 61.9984; 2.1: 98.1286; 2.2: 3862.112; 2.3: 63.1808; 2.4: -1874.1597; 2.5: -30.6596
| 2 | 89.9 | 1: 211.6549; 1.1: 1991.5737; 1.2: 2.6707; 1.3: 584.35; 1.4: 32.5623; 1.5: 1991.5737; 1.6: 584.35; 1.7: 233.74; 1.8: 8.4594; 1.9: 1947.8333; 2: 62.0329; 2.1: 98.1514; 2.2: 3865.5128; 2.3: 63.2013; 2.4: -1873.939; 2.5: -30.639
| 2 | 89.95 | 1: 211.9224; 1.1: 1995.1996; 1.2: 2.6756; 1.3: 584.675; 1.4: 32.6034; 1.5: 1995.1996; 1.6: 584.675; 1.7: 233.87; 1.8: 8.4594; 1.9: 1948.9167; 2: 62.0674; 2.1: 98.1744; 2.2: 3868.9088; 2.3: 63.2216; 2.4: -1873.7093; 2.5: -30.6182
| 2 | 90 | 1: 212.19; 1.1: 1998.8298; 1.2: 2.6805; 1.3: 585; 1.4: 32.6446; 1.5: 1998.8298; 1.6: 585; 1.7: 234; 1.8: 8.4594; 1.9: 1950; 2: 62.1019; 2.1: 98.1975; 2.2: 3872.3001; 2.3: 63.2419; 2.4: -1873.4703; 2.5: -30.5973
| 2 | 90.05 | 1: 212.4578; 1.1: 2002.4644; 1.2: 2.6853; 1.3: 585.325; 1.4: 32.6858; 1.5: 2002.4644; 1.6: 585.325; 1.7: 234.13; 1.8: 8.4594; 1.9: 1951.0833; 2: 62.1364; 2.1: 98.2207; 2.2: 3875.6867; 2.3: 63.262; 2.4: -1873.2222; 2.5: -30.5762
| 2 | 90.1 | 1: 212.7258; 1.1: 2006.1035; 1.2: 2.6902; 1.3: 585.65; 1.4: 32.727; 1.5: 2006.1035; 1.6: 585.65; 1.7: 234.26; 1.8: 8.4594; 1.9: 1952.1667; 2: 62.1709; 2.1: 98.2441; 2.2: 3879.0684; 2.3: 63.2821; 2.4: -1872.9649; 2.5: -30.5551
| 2 | 90.15 | 1: 212.9939; 1.1: 2009.7469; 1.2: 2.6951; 1.3: 585.975; 1.4: 32.7683; 1.5: 2009.7469; 1.6: 585.975; 1.7: 234.39; 1.8: 8.4594; 1.9: 1953.25; 2: 62.2054; 2.1: 98.2676; 2.2: 3882.4452; 2.3: 63.3021; 2.4: -1872.6983; 2.5: -30.5338
| 2 | 90.2 | 1: 213.2623; 1.1: 2013.3947; 1.2: 2.7; 1.3: 586.3; 1.4: 32.8096; 1.5: 2013.3947; 1.6: 586.3; 1.7: 234.52; 1.8: 8.4594; 1.9: 1954.3333; 2: 62.2399; 2.1: 98.2913; 2.2: 3885.8171; 2.3: 63.3219; 2.4: -1872.4224; 2.5: -30.5123
| 2 | 90.25 | 1: 213.5307; 1.1: 2017.0469; 1.2: 2.7049; 1.3: 586.625; 1.4: 32.8509; 1.5: 2017.0469; 1.6: 586.625; 1.7: 234.65; 1.8: 8.4594; 1.9: 1955.4167; 2: 62.2744; 2.1: 98.3151; 2.2: 3889.1841; 2.3: 63.3417; 2.4: -1872.1372; 2.5: -30.4908
| 2 | 90.3 | 1: 213.7994; 1.1: 2020.7036; 1.2: 2.7098; 1.3: 586.95; 1.4: 32.8922; 1.5: 2020.7036; 1.6: 586.95; 1.7: 234.78; 1.8: 8.4594; 1.9: 1956.5; 2: 62.3089; 2.1: 98.339; 2.2: 3892.5461; 2.3: 63.3613; 2.4: -1871.8425; 2.5: -30.4691
| 2 | 90.35 | 1: 214.0682; 1.1: 2024.3646; 1.2: 2.7147; 1.3: 587.275; 1.4: 32.9336; 1.5: 2024.3646; 1.6: 587.275; 1.7: 234.91; 1.8: 8.4594; 1.9: 1957.5833; 2: 62.3434; 2.1: 98.3631; 2.2: 3895.9031; 2.3: 63.3809; 2.4: -1871.5385; 2.5: -30.4473
| 2 | 90.4 | 1: 214.3372; 1.1: 2028.0301; 1.2: 2.7196; 1.3: 587.6; 1.4: 32.975; 1.5: 2028.0301; 1.6: 587.6; 1.7: 235.04; 1.8: 8.4594; 1.9: 1958.6667; 2: 62.3779; 2.1: 98.3874; 2.2: 3899.255; 2.3: 63.4003; 2.4: -1871.225; 2.5: -30.4254
| 2 | 90.45 | 1: 214.6064; 1.1: 2031.6999; 1.2: 2.7246; 1.3: 587.925; 1.4: 33.0164; 1.5: 2031.6999; 1.6: 587.925; 1.7: 235.17; 1.8: 8.4594; 1.9: 1959.75; 2: 62.4124; 2.1: 98.4118; 2.2: 3902.6019; 2.3: 63.4197; 2.4: -1870.902; 2.5: -30.4033
| 2 | 90.5 | 1: 214.8757; 1.1: 2035.3742; 1.2: 2.7295; 1.3: 588.25; 1.4: 33.0578; 1.5: 2035.3742; 1.6: 588.25; 1.7: 235.3; 1.8: 8.4594; 1.9: 1960.8333; 2: 62.4469; 2.1: 98.4363; 2.2: 3905.9436; 2.3: 63.4389; 2.4: -1870.5694; 2.5: -30.3811
| 2 | 90.55 | 1: 215.1452; 1.1: 2039.0529; 1.2: 2.7344; 1.3: 588.575; 1.4: 33.0993; 1.5: 2039.0529; 1.6: 588.575; 1.7: 235.43; 1.8: 8.4594; 1.9: 1961.9167; 2: 62.4814; 2.1: 98.461; 2.2: 3909.2802; 2.3: 63.458; 2.4: -1870.2273; 2.5: -30.3588
| 2 | 90.6 | 1: 215.4149; 1.1: 2042.736; 1.2: 2.7394; 1.3: 588.9; 1.4: 33.1407; 1.5: 2042.736; 1.6: 588.9; 1.7: 235.56; 1.8: 8.4594; 1.9: 1963; 2: 62.5159; 2.1: 98.4859; 2.2: 3912.6115; 2.3: 63.4771; 2.4: -1869.8755; 2.5: -30.3363
| 2 | 90.65 | 1: 215.6847; 1.1: 2046.4236; 1.2: 2.7443; 1.3: 589.225; 1.4: 33.1823; 1.5: 2046.4236; 1.6: 589.225; 1.7: 235.69; 1.8: 8.4594; 1.9: 1964.0833; 2: 62.5504; 2.1: 98.5108; 2.2: 3915.9377; 2.3: 63.496; 2.4: -1869.5141; 2.5: -30.3137
| 2 | 90.7 | 1: 215.9547; 1.1: 2050.1156; 1.2: 2.7493; 1.3: 589.55; 1.4: 33.2238; 1.5: 2050.1156; 1.6: 589.55; 1.7: 235.82; 1.8: 8.4594; 1.9: 1965.1667; 2: 62.5849; 2.1: 98.536; 2.2: 3919.2585; 2.3: 63.5148; 2.4: -1869.1429; 2.5: -30.291
| 2 | 90.75 | 1: 216.2249; 1.1: 2053.812; 1.2: 2.7542; 1.3: 589.875; 1.4: 33.2654; 1.5: 2053.812; 1.6: 589.875; 1.7: 235.95; 1.8: 8.4594; 1.9: 1966.25; 2: 62.6194; 2.1: 98.5613; 2.2: 3922.574; 2.3: 63.5335; 2.4: -1868.7621; 2.5: -30.2681
| 2 | 90.8 | 1: 216.4952; 1.1: 2057.5128; 1.2: 2.7592; 1.3: 590.2; 1.4: 33.307; 1.5: 2057.5128; 1.6: 590.2; 1.7: 236.08; 1.8: 8.4594; 1.9: 1967.3333; 2: 62.6539; 2.1: 98.5867; 2.2: 3925.8842; 2.3: 63.5521; 2.4: -1868.3714; 2.5: -30.2451
| 2 | 90.85 | 1: 216.7657; 1.1: 2061.2181; 1.2: 2.7641; 1.3: 590.525; 1.4: 33.3486; 1.5: 2061.2181; 1.6: 590.525; 1.7: 236.21; 1.8: 8.4594; 1.9: 1968.4167; 2: 62.6884; 2.1: 98.6123; 2.2: 3929.189; 2.3: 63.5706; 2.4: -1867.9709; 2.5: -30.222
| 2 | 90.9 | 1: 217.0364; 1.1: 2064.9278; 1.2: 2.7691; 1.3: 590.85; 1.4: 33.3902; 1.5: 2064.9278; 1.6: 590.85; 1.7: 236.34; 1.8: 8.4594; 1.9: 1969.5; 2: 62.7229; 2.1: 98.6381; 2.2: 3932.4884; 2.3: 63.589; 2.4: -1867.5605; 2.5: -30.1988
| 2 | 90.95 | 1: 217.3073; 1.1: 2068.642; 1.2: 2.7741; 1.3: 591.175; 1.4: 33.4319; 1.5: 2068.642; 1.6: 591.175; 1.7: 236.47; 1.8: 8.4594; 1.9: 1970.5833; 2: 62.7574; 2.1: 98.664; 2.2: 3935.7823; 2.3: 63.6072; 2.4: -1867.1403; 2.5: -30.1754
| 2 | 91 | 1: 217.5783; 1.1: 2072.3606; 1.2: 2.7791; 1.3: 591.5; 1.4: 33.4736; 1.5: 2072.3606; 1.6: 591.5; 1.7: 236.6; 1.8: 8.4594; 1.9: 1971.6667; 2: 62.7919; 2.1: 98.69; 2.2: 3939.0706; 2.3: 63.6254; 2.4: -1866.71; 2.5: -30.1518
| 2 | 91.05 | 1: 217.8495; 1.1: 2076.0836; 1.2: 2.7841; 1.3: 591.825; 1.4: 33.5153; 1.5: 2076.0836; 1.6: 591.825; 1.7: 236.73; 1.8: 8.4594; 1.9: 1972.75; 2: 62.8264; 2.1: 98.7162; 2.2: 3942.3535; 2.3: 63.6435; 2.4: -1866.2698; 2.5: -30.1282
| 2 | 91.1 | 1: 218.1208; 1.1: 2079.8111; 1.2: 2.7891; 1.3: 592.15; 1.4: 33.557; 1.5: 2079.8111; 1.6: 592.15; 1.7: 236.86; 1.8: 8.4594; 1.9: 1973.8333; 2: 62.8609; 2.1: 98.7426; 2.2: 3945.6307; 2.3: 63.6614; 2.4: -1865.8196; 2.5: -30.1044
| 2 | 91.15 | 1: 218.3923; 1.1: 2083.5431; 1.2: 2.7941; 1.3: 592.475; 1.4: 33.5988; 1.5: 2083.5431; 1.6: 592.475; 1.7: 236.99; 1.8: 8.4594; 1.9: 1974.9167; 2: 62.8954; 2.1: 98.7691; 2.2: 3948.9024; 2.3: 63.6793; 2.4: -1865.3593; 2.5: -30.0804
| 2 | 91.2 | 1: 218.664; 1.1: 2087.2795; 1.2: 2.7991; 1.3: 592.8; 1.4: 33.6406; 1.5: 2087.2795; 1.6: 592.8; 1.7: 237.12; 1.8: 8.4594; 1.9: 1976; 2: 62.9299; 2.1: 98.7958; 2.2: 3952.1684; 2.3: 63.697; 2.4: -1864.8889; 2.5: -30.0564
| 2 | 91.25 | 1: 218.9359; 1.1: 2091.0204; 1.2: 2.8041; 1.3: 593.125; 1.4: 33.6824; 1.5: 2091.0204; 1.6: 593.125; 1.7: 237.25; 1.8: 8.4594; 1.9: 1977.0833; 2: 62.9644; 2.1: 98.8226; 2.2: 3955.4286; 2.3: 63.7146; 2.4: -1864.4083; 2.5: -30.0321
| 2 | 91.3 | 1: 219.2079; 1.1: 2094.7657; 1.2: 2.8091; 1.3: 593.45; 1.4: 33.7243; 1.5: 2094.7657; 1.6: 593.45; 1.7: 237.38; 1.8: 8.4594; 1.9: 1978.1667; 2: 62.9989; 2.1: 98.8496; 2.2: 3958.6832; 2.3: 63.7321; 2.4: -1863.9175; 2.5: -30.0078
| 2 | 91.35 | 1: 219.4801; 1.1: 2098.5155; 1.2: 2.8142; 1.3: 593.775; 1.4: 33.7662; 1.5: 2098.5155; 1.6: 593.775; 1.7: 237.51; 1.8: 8.4594; 1.9: 1979.25; 2: 63.0334; 2.1: 98.8768; 2.2: 3961.9319; 2.3: 63.7495; 2.4: -1863.4165; 2.5: -29.9833
| 2 | 91.4 | 1: 219.7525; 1.1: 2102.2697; 1.2: 2.8192; 1.3: 594.1; 1.4: 33.8081; 1.5: 2102.2697; 1.6: 594.1; 1.7: 237.64; 1.8: 8.4594; 1.9: 1980.3333; 2: 63.0679; 2.1: 98.9041; 2.2: 3965.1749; 2.3: 63.7668; 2.4: -1862.9052; 2.5: -29.9587
| 2 | 91.45 | 1: 220.025; 1.1: 2106.0284; 1.2: 2.8242; 1.3: 594.425; 1.4: 33.85; 1.5: 2106.0284; 1.6: 594.425; 1.7: 237.77; 1.8: 8.4594; 1.9: 1981.4167; 2: 63.1024; 2.1: 98.9316; 2.2: 3968.412; 2.3: 63.7839; 2.4: -1862.3836; 2.5: -29.9339
| 2 | 91.5 | 1: 220.2978; 1.1: 2109.7916; 1.2: 2.8293; 1.3: 594.75; 1.4: 33.892; 1.5: 2109.7916; 1.6: 594.75; 1.7: 237.9; 1.8: 8.4594; 1.9: 1982.5; 2: 63.1369; 2.1: 98.9592; 2.2: 3971.6432; 2.3: 63.801; 2.4: -1861.8516; 2.5: -29.909
| 2 | 91.55 | 1: 220.5706; 1.1: 2113.5593; 1.2: 2.8343; 1.3: 595.075; 1.4: 33.9339; 1.5: 2113.5593; 1.6: 595.075; 1.7: 238.03; 1.8: 8.4594; 1.9: 1983.5833; 2: 63.1714; 2.1: 98.987; 2.2: 3974.8685; 2.3: 63.8179; 2.4: -1861.3092; 2.5: -29.884
| 2 | 91.6 | 1: 220.8437; 1.1: 2117.3314; 1.2: 2.8394; 1.3: 595.4; 1.4: 33.976; 1.5: 2117.3314; 1.6: 595.4; 1.7: 238.16; 1.8: 8.4594; 1.9: 1984.6667; 2: 63.2059; 2.1: 99.015; 2.2: 3978.0878; 2.3: 63.8347; 2.4: -1860.7564; 2.5: -29.8588
| 2 | 91.65 | 1: 221.1169; 1.1: 2121.108; 1.2: 2.8445; 1.3: 595.725; 1.4: 34.018; 1.5: 2121.108; 1.6: 595.725; 1.7: 238.29; 1.8: 8.4594; 1.9: 1985.75; 2: 63.2404; 2.1: 99.0431; 2.2: 3981.301; 2.3: 63.8515; 2.4: -1860.193; 2.5: -29.8335
| 2 | 91.7 | 1: 221.3903; 1.1: 2124.8891; 1.2: 2.8495; 1.3: 596.05; 1.4: 34.06; 1.5: 2124.8891; 1.6: 596.05; 1.7: 238.42; 1.8: 8.4594; 1.9: 1986.8333; 2: 63.2749; 2.1: 99.0714; 2.2: 3984.5083; 2.3: 63.868; 2.4: -1859.6192; 2.5: -29.808
| 2 | 91.75 | 1: 221.6638; 1.1: 2128.6747; 1.2: 2.8546; 1.3: 596.375; 1.4: 34.1021; 1.5: 2128.6747; 1.6: 596.375; 1.7: 238.55; 1.8: 8.4594; 1.9: 1987.9167; 2: 63.3094; 2.1: 99.0998; 2.2: 3987.7094; 2.3: 63.8845; 2.4: -1859.0348; 2.5: -29.7824
| 2 | 91.8 | 1: 221.9375; 1.1: 2132.4647; 1.2: 2.8597; 1.3: 596.7; 1.4: 34.1442; 1.5: 2132.4647; 1.6: 596.7; 1.7: 238.68; 1.8: 8.4594; 1.9: 1989; 2: 63.3439; 2.1: 99.1284; 2.2: 3990.9044; 2.3: 63.9009; 2.4: -1858.4397; 2.5: -29.7567
| 2 | 91.85 | 1: 222.2114; 1.1: 2136.2593; 1.2: 2.8648; 1.3: 597.025; 1.4: 34.1864; 1.5: 2136.2593; 1.6: 597.025; 1.7: 238.81; 1.8: 8.4594; 1.9: 1990.0833; 2: 63.3785; 2.1: 99.1572; 2.2: 3994.0933; 2.3: 63.9171; 2.4: -1857.834; 2.5: -29.7308
| 2 | 91.9 | 1: 222.4855; 1.1: 2140.0583; 1.2: 2.8699; 1.3: 597.35; 1.4: 34.2285; 1.5: 2140.0583; 1.6: 597.35; 1.7: 238.94; 1.8: 8.4594; 1.9: 1991.1667; 2: 63.413; 2.1: 99.1862; 2.2: 3997.2759; 2.3: 63.9333; 2.4: -1857.2176; 2.5: -29.7047
| 2 | 91.95 | 1: 222.7597; 1.1: 2143.8619; 1.2: 2.875; 1.3: 597.675; 1.4: 34.2707; 1.5: 2143.8619; 1.6: 597.675; 1.7: 239.07; 1.8: 8.4594; 1.9: 1992.25; 2: 63.4475; 2.1: 99.2153; 2.2: 4000.4523; 2.3: 63.9493; 2.4: -1856.5905; 2.5: -29.6785
| 2 | 92 | 1: 223.0341; 1.1: 2147.6699; 1.2: 2.8801; 1.3: 598; 1.4: 34.3129; 1.5: 2147.6699; 1.6: 598; 1.7: 239.2; 1.8: 8.4594; 1.9: 1993.3333; 2: 63.482; 2.1: 99.2446; 2.2: 4003.6224; 2.3: 63.9652; 2.4: -1855.9525; 2.5: -29.6522
| 2 | 92.05 | 1: 223.3087; 1.1: 2151.4824; 1.2: 2.8852; 1.3: 598.325; 1.4: 34.3552; 1.5: 2151.4824; 1.6: 598.325; 1.7: 239.33; 1.8: 8.4594; 1.9: 1994.4167; 2: 63.5165; 2.1: 99.274; 2.2: 4006.7862; 2.3: 63.9809; 2.4: -1855.3038; 2.5: -29.6258
| 2 | 92.1 | 1: 223.5834; 1.1: 2155.2995; 1.2: 2.8903; 1.3: 598.65; 1.4: 34.3974; 1.5: 2155.2995; 1.6: 598.65; 1.7: 239.46; 1.8: 8.4594; 1.9: 1995.5; 2: 63.551; 2.1: 99.3036; 2.2: 4009.9436; 2.3: 63.9966; 2.4: -1854.6442; 2.5: -29.5991
| 2 | 92.15 | 1: 223.8583; 1.1: 2159.121; 1.2: 2.8954; 1.3: 598.975; 1.4: 34.4397; 1.5: 2159.121; 1.6: 598.975; 1.7: 239.59; 1.8: 8.4594; 1.9: 1996.5833; 2: 63.5855; 2.1: 99.3334; 2.2: 4013.0946; 2.3: 64.0121; 2.4: -1853.9736; 2.5: -29.5724
| 2 | 92.2 | 1: 224.1334; 1.1: 2162.947; 1.2: 2.9006; 1.3: 599.3; 1.4: 34.4821; 1.5: 2162.947; 1.6: 599.3; 1.7: 239.72; 1.8: 8.4594; 1.9: 1997.6667; 2: 63.62; 2.1: 99.3634; 2.2: 4016.2392; 2.3: 64.0276; 2.4: -1853.2921; 2.5: -29.5455
| 2 | 92.25 | 1: 224.4086; 1.1: 2166.7776; 1.2: 2.9057; 1.3: 599.625; 1.4: 34.5244; 1.5: 2166.7776; 1.6: 599.625; 1.7: 239.85; 1.8: 8.4594; 1.9: 1998.75; 2: 63.6545; 2.1: 99.3935; 2.2: 4019.3772; 2.3: 64.0428; 2.4: -1852.5996; 2.5: -29.5184
| 2 | 92.3 | 1: 224.684; 1.1: 2170.6127; 1.2: 2.9108; 1.3: 599.95; 1.4: 34.5668; 1.5: 2170.6127; 1.6: 599.95; 1.7: 239.98; 1.8: 8.4594; 1.9: 1999.8333; 2: 63.689; 2.1: 99.4239; 2.2: 4022.5087; 2.3: 64.058; 2.4: -1851.8961; 2.5: -29.4912
| 2 | 92.35 | 1: 224.9596; 1.1: 2174.4522; 1.2: 2.916; 1.3: 600.275; 1.4: 34.6092; 1.5: 2174.4522; 1.6: 600.275; 1.7: 240.11; 1.8: 8.4594; 1.9: 2000.9167; 2: 63.7235; 2.1: 99.4543; 2.2: 4025.6337; 2.3: 64.0731; 2.4: -1851.1815; 2.5: -29.4639
| 2 | 92.4 | 1: 225.2354; 1.1: 2178.2963; 1.2: 2.9211; 1.3: 600.6; 1.4: 34.6516; 1.5: 2178.2963; 1.6: 600.6; 1.7: 240.24; 1.8: 8.4594; 1.9: 2002; 2: 63.758; 2.1: 99.485; 2.2: 4028.7521; 2.3: 64.088; 2.4: -1850.4557; 2.5: -29.4364
| 2 | 92.45 | 1: 225.5113; 1.1: 2182.145; 1.2: 2.9263; 1.3: 600.925; 1.4: 34.694; 1.5: 2182.145; 1.6: 600.925; 1.7: 240.37; 1.8: 8.4594; 1.9: 2003.0833; 2: 63.7925; 2.1: 99.5158; 2.2: 4031.8638; 2.3: 64.1028; 2.4: -1849.7188; 2.5: -29.4088
| 2 | 92.5 | 1: 225.7874; 1.1: 2185.9981; 1.2: 2.9315; 1.3: 601.25; 1.4: 34.7365; 1.5: 2185.9981; 1.6: 601.25; 1.7: 240.5; 1.8: 8.4594; 1.9: 2004.1667; 2: 63.827; 2.1: 99.5468; 2.2: 4034.9688; 2.3: 64.1175; 2.4: -1848.9707; 2.5: -29.381
| 2 | 92.55 | 1: 226.0636; 1.1: 2189.8558; 1.2: 2.9366; 1.3: 601.575; 1.4: 34.779; 1.5: 2189.8558; 1.6: 601.575; 1.7: 240.63; 1.8: 8.4594; 1.9: 2005.25; 2: 63.8615; 2.1: 99.578; 2.2: 4038.0671; 2.3: 64.1321; 2.4: -1848.2113; 2.5: -29.3531
| 2 | 92.6 | 1: 226.3401; 1.1: 2193.718; 1.2: 2.9418; 1.3: 601.9; 1.4: 34.8215; 1.5: 2193.718; 1.6: 601.9; 1.7: 240.76; 1.8: 8.4594; 1.9: 2006.3333; 2: 63.896; 2.1: 99.6094; 2.2: 4041.1586; 2.3: 64.1465; 2.4: -1847.4406; 2.5: -29.325
| 2 | 92.65 | 1: 226.6166; 1.1: 2197.5847; 1.2: 2.947; 1.3: 602.225; 1.4: 34.8641; 1.5: 2197.5847; 1.6: 602.225; 1.7: 240.89; 1.8: 8.4594; 1.9: 2007.4167; 2: 63.9305; 2.1: 99.6409; 2.2: 4044.2433; 2.3: 64.1608; 2.4: -1846.6586; 2.5: -29.2967
| 2 | 92.7 | 1: 226.8934; 1.1: 2201.456; 1.2: 2.9522; 1.3: 602.55; 1.4: 34.9067; 1.5: 2201.456; 1.6: 602.55; 1.7: 241.02; 1.8: 8.4594; 1.9: 2008.5; 2: 63.965; 2.1: 99.6727; 2.2: 4047.3211; 2.3: 64.175; 2.4: -1845.8652; 2.5: -29.2684
| 2 | 92.75 | 1: 227.1703; 1.1: 2205.3318; 1.2: 2.9574; 1.3: 602.875; 1.4: 34.9493; 1.5: 2205.3318; 1.6: 602.875; 1.7: 241.15; 1.8: 8.4594; 1.9: 2009.5833; 2: 63.9995; 2.1: 99.7045; 2.2: 4050.3921; 2.3: 64.1891; 2.4: -1845.0603; 2.5: -29.2398
| 2 | 92.8 | 1: 227.4474; 1.1: 2209.2121; 1.2: 2.9626; 1.3: 603.2; 1.4: 34.9919; 1.5: 2209.2121; 1.6: 603.2; 1.7: 241.28; 1.8: 8.4594; 1.9: 2010.6667; 2: 64.034; 2.1: 99.7366; 2.2: 4053.4561; 2.3: 64.2031; 2.4: -1844.244; 2.5: -29.2111
| 2 | 92.85 | 1: 227.7247; 1.1: 2213.097; 1.2: 2.9678; 1.3: 603.525; 1.4: 35.0346; 1.5: 2213.097; 1.6: 603.525; 1.7: 241.41; 1.8: 8.4594; 1.9: 2011.75; 2: 64.0685; 2.1: 99.7689; 2.2: 4056.5131; 2.3: 64.2169; 2.4: -1843.4162; 2.5: -29.1823
| 2 | 92.9 | 1: 228.0021; 1.1: 2216.9864; 1.2: 2.973; 1.3: 603.85; 1.4: 35.0773; 1.5: 2216.9864; 1.6: 603.85; 1.7: 241.54; 1.8: 8.4594; 1.9: 2012.8333; 2: 64.103; 2.1: 99.8013; 2.2: 4059.5632; 2.3: 64.2306; 2.4: -1842.5768; 2.5: -29.1533
| 2 | 92.95 | 1: 228.2797; 1.1: 2220.8804; 1.2: 2.9782; 1.3: 604.175; 1.4: 35.12; 1.5: 2220.8804; 1.6: 604.175; 1.7: 241.67; 1.8: 8.4594; 1.9: 2013.9167; 2: 64.1375; 2.1: 99.834; 2.2: 4062.6061; 2.3: 64.2441; 2.4: -1841.7258; 2.5: -29.1242
| 2 | 93 | 1: 228.5575; 1.1: 2224.7789; 1.2: 2.9835; 1.3: 604.5; 1.4: 35.1627; 1.5: 2224.7789; 1.6: 604.5; 1.7: 241.8; 1.8: 8.4594; 1.9: 2015; 2: 64.172; 2.1: 99.8668; 2.2: 4065.642; 2.3: 64.2576; 2.4: -1840.8631; 2.5: -29.0949
| 2 | 93.05 | 1: 228.8355; 1.1: 2228.682; 1.2: 2.9887; 1.3: 604.825; 1.4: 35.2055; 1.5: 2228.682; 1.6: 604.825; 1.7: 241.93; 1.8: 8.4594; 1.9: 2016.0833; 2: 64.2065; 2.1: 99.8998; 2.2: 4068.6708; 2.3: 64.2709; 2.4: -1839.9888; 2.5: -29.0654
| 2 | 93.1 | 1: 229.1136; 1.1: 2232.5896; 1.2: 2.994; 1.3: 605.15; 1.4: 35.2482; 1.5: 2232.5896; 1.6: 605.15; 1.7: 242.06; 1.8: 8.4594; 1.9: 2017.1667; 2: 64.241; 2.1: 99.9329; 2.2: 4071.6923; 2.3: 64.2841; 2.4: -1839.1027; 2.5: -29.0359
| 2 | 93.15 | 1: 229.3919; 1.1: 2236.5018; 1.2: 2.9992; 1.3: 605.475; 1.4: 35.2911; 1.5: 2236.5018; 1.6: 605.475; 1.7: 242.19; 1.8: 8.4594; 1.9: 2018.25; 2: 64.2755; 2.1: 99.9663; 2.2: 4074.7066; 2.3: 64.2972; 2.4: -1838.2049; 2.5: -29.0061
| 2 | 93.2 | 1: 229.6703; 1.1: 2240.4185; 1.2: 3.0045; 1.3: 605.8; 1.4: 35.3339; 1.5: 2240.4185; 1.6: 605.8; 1.7: 242.32; 1.8: 8.4594; 1.9: 2019.3333; 2: 64.31; 2.1: 99.9998; 2.2: 4077.7137; 2.3: 64.3101; 2.4: -1837.2952; 2.5: -28.9762
| 2 | 93.25 | 1: 229.9489; 1.1: 2244.3398; 1.2: 3.0097; 1.3: 606.125; 1.4: 35.3768; 1.5: 2244.3398; 1.6: 606.125; 1.7: 242.45; 1.8: 8.4594; 1.9: 2020.4167; 2: 64.3445; 2.1: 100.0336; 2.2: 4080.7135; 2.3: 64.3229; 2.4: -1836.3736; 2.5: -28.9461
| 2 | 93.3 | 1: 230.2277; 1.1: 2248.2657; 1.2: 3.015; 1.3: 606.45; 1.4: 35.4196; 1.5: 2248.2657; 1.6: 606.45; 1.7: 242.58; 1.8: 8.4594; 1.9: 2021.5; 2: 64.379; 2.1: 100.0675; 2.2: 4083.7059; 2.3: 64.3356; 2.4: -1835.4402; 2.5: -28.9159
| 2 | 93.35 | 1: 230.5067; 1.1: 2252.1962; 1.2: 3.0202; 1.3: 606.775; 1.4: 35.4626; 1.5: 2252.1962; 1.6: 606.775; 1.7: 242.71; 1.8: 8.4594; 1.9: 2022.5833; 2: 64.4135; 2.1: 100.1016; 2.2: 4086.6909; 2.3: 64.3481; 2.4: -1834.4948; 2.5: -28.8855
| 2 | 93.4 | 1: 230.7858; 1.1: 2256.1312; 1.2: 3.0255; 1.3: 607.1; 1.4: 35.5055; 1.5: 2256.1312; 1.6: 607.1; 1.7: 242.84; 1.8: 8.4594; 1.9: 2023.6667; 2: 64.448; 2.1: 100.1359; 2.2: 4089.6686; 2.3: 64.3605; 2.4: -1833.5374; 2.5: -28.855
| 2 | 93.45 | 1: 231.0651; 1.1: 2260.0708; 1.2: 3.0308; 1.3: 607.425; 1.4: 35.5485; 1.5: 2260.0708; 1.6: 607.425; 1.7: 242.97; 1.8: 8.4594; 1.9: 2024.75; 2: 64.4825; 2.1: 100.1704; 2.2: 4092.6387; 2.3: 64.3728; 2.4: -1832.5679; 2.5: -28.8243
| 2 | 93.5 | 1: 231.3446; 1.1: 2264.0149; 1.2: 3.0361; 1.3: 607.75; 1.4: 35.5915; 1.5: 2264.0149; 1.6: 607.75; 1.7: 243.1; 1.8: 8.4594; 1.9: 2025.8333; 2: 64.517; 2.1: 100.2051; 2.2: 4095.6013; 2.3: 64.3849; 2.4: -1831.5864; 2.5: -28.7935
| 2 | 93.55 | 1: 231.6242; 1.1: 2267.9637; 1.2: 3.0414; 1.3: 608.075; 1.4: 35.6345; 1.5: 2267.9637; 1.6: 608.075; 1.7: 243.23; 1.8: 8.4594; 1.9: 2026.9167; 2: 64.5515; 2.1: 100.24; 2.2: 4098.5564; 2.3: 64.397; 2.4: -1830.5927; 2.5: -28.7625
| 2 | 93.6 | 1: 231.904; 1.1: 2271.917; 1.2: 3.0467; 1.3: 608.4; 1.4: 35.6775; 1.5: 2271.917; 1.6: 608.4; 1.7: 243.36; 1.8: 8.4594; 1.9: 2028; 2: 64.586; 2.1: 100.275; 2.2: 4101.5039; 2.3: 64.4088; 2.4: -1829.5869; 2.5: -28.7313
| 2 | 93.65 | 1: 232.184; 1.1: 2275.8749; 1.2: 3.052; 1.3: 608.725; 1.4: 35.7206; 1.5: 2275.8749; 1.6: 608.725; 1.7: 243.49; 1.8: 8.4594; 1.9: 2029.0833; 2: 64.6205; 2.1: 100.3103; 2.2: 4104.4438; 2.3: 64.4206; 2.4: -1828.5688; 2.5: -28.7
| 2 | 93.7 | 1: 232.4641; 1.1: 2279.8374; 1.2: 3.0573; 1.3: 609.05; 1.4: 35.7637; 1.5: 2279.8374; 1.6: 609.05; 1.7: 243.62; 1.8: 8.4594; 1.9: 2030.1667; 2: 64.655; 2.1: 100.3457; 2.2: 4107.3759; 2.3: 64.4322; 2.4: -1827.5385; 2.5: -28.6685
| 2 | 93.75 | 1: 232.7444; 1.1: 2283.8045; 1.2: 3.0626; 1.3: 609.375; 1.4: 35.8068; 1.5: 2283.8045; 1.6: 609.375; 1.7: 243.75; 1.8: 8.4594; 1.9: 2031.25; 2: 64.6895; 2.1: 100.3814; 2.2: 4110.3004; 2.3: 64.4437; 2.4: -1826.4959; 2.5: -28.6369
| 2 | 93.8 | 1: 233.0249; 1.1: 2287.7762; 1.2: 3.068; 1.3: 609.7; 1.4: 35.85; 1.5: 2287.7762; 1.6: 609.7; 1.7: 243.88; 1.8: 8.4594; 1.9: 2032.3333; 2: 64.724; 2.1: 100.4172; 2.2: 4113.2171; 2.3: 64.4551; 2.4: -1825.4409; 2.5: -28.6051
| 2 | 93.85 | 1: 233.3055; 1.1: 2291.7524; 1.2: 3.0733; 1.3: 610.025; 1.4: 35.8932; 1.5: 2291.7524; 1.6: 610.025; 1.7: 244.01; 1.8: 8.4594; 1.9: 2033.4167; 2: 64.7585; 2.1: 100.4533; 2.2: 4116.126; 2.3: 64.4663; 2.4: -1824.3735; 2.5: -28.5731
| 2 | 93.9 | 1: 233.5863; 1.1: 2295.7333; 1.2: 3.0786; 1.3: 610.35; 1.4: 35.9364; 1.5: 2295.7333; 1.6: 610.35; 1.7: 244.14; 1.8: 8.4594; 1.9: 2034.5; 2: 64.793; 2.1: 100.4895; 2.2: 4119.027; 2.3: 64.4774; 2.4: -1823.2937; 2.5: -28.541
| 2 | 93.95 | 1: 233.8673; 1.1: 2299.7188; 1.2: 3.084; 1.3: 610.675; 1.4: 35.9796; 1.5: 2299.7188; 1.6: 610.675; 1.7: 244.27; 1.8: 8.4594; 1.9: 2035.5833; 2: 64.8275; 2.1: 100.526; 2.2: 4121.9202; 2.3: 64.4883; 2.4: -1822.2014; 2.5: -28.5087
| 2 | 94 | 1: 234.1485; 1.1: 2303.7088; 1.2: 3.0893; 1.3: 611; 1.4: 36.0228; 1.5: 2303.7088; 1.6: 611; 1.7: 244.4; 1.8: 8.4594; 1.9: 2036.6667; 2: 64.862; 2.1: 100.5626; 2.2: 4124.8054; 2.3: 64.4991; 2.4: -1821.0966; 2.5: -28.4763
| 2 | 94.05 | 1: 234.4298; 1.1: 2307.7035; 1.2: 3.0947; 1.3: 611.325; 1.4: 36.0661; 1.5: 2307.7035; 1.6: 611.325; 1.7: 244.53; 1.8: 8.4594; 1.9: 2037.75; 2: 64.8965; 2.1: 100.5994; 2.2: 4127.6827; 2.3: 64.5098; 2.4: -1819.9792; 2.5: -28.4437
| 2 | 94.1 | 1: 234.7113; 1.1: 2311.7028; 1.2: 3.1; 1.3: 611.65; 1.4: 36.1094; 1.5: 2311.7028; 1.6: 611.65; 1.7: 244.66; 1.8: 8.4594; 1.9: 2038.8333; 2: 64.931; 2.1: 100.6365; 2.2: 4130.552; 2.3: 64.5204; 2.4: -1818.8492; 2.5: -28.4109
| 2 | 94.15 | 1: 234.993; 1.1: 2315.7067; 1.2: 3.1054; 1.3: 611.975; 1.4: 36.1528; 1.5: 2315.7067; 1.6: 611.975; 1.7: 244.79; 1.8: 8.4594; 1.9: 2039.9167; 2: 64.9655; 2.1: 100.6737; 2.2: 4133.4132; 2.3: 64.5308; 2.4: -1817.7065; 2.5: -28.378
| 2 | 94.2 | 1: 235.2748; 1.1: 2319.7152; 1.2: 3.1108; 1.3: 612.3; 1.4: 36.1961; 1.5: 2319.7152; 1.6: 612.3; 1.7: 244.92; 1.8: 8.4594; 1.9: 2041; 2: 65; 2.1: 100.7111; 2.2: 4136.2663; 2.3: 64.541; 2.4: -1816.5511; 2.5: -28.3449
| 2 | 94.25 | 1: 235.5568; 1.1: 2323.7283; 1.2: 3.1162; 1.3: 612.625; 1.4: 36.2395; 1.5: 2323.7283; 1.6: 612.625; 1.7: 245.05; 1.8: 8.4594; 1.9: 2042.0833; 2: 65.0345; 2.1: 100.7488; 2.2: 4139.1113; 2.3: 64.5512; 2.4: -1815.3829; 2.5: -28.3116
| 2 | 94.3 | 1: 235.8389; 1.1: 2327.7461; 1.2: 3.1216; 1.3: 612.95; 1.4: 36.2829; 1.5: 2327.7461; 1.6: 612.95; 1.7: 245.18; 1.8: 8.4594; 1.9: 2043.1667; 2: 65.069; 2.1: 100.7866; 2.2: 4141.9481; 2.3: 64.5611; 2.4: -1814.202; 2.5: -28.2782
| 2 | 94.35 | 1: 236.1213; 1.1: 2331.7684; 1.2: 3.127; 1.3: 613.275; 1.4: 36.3264; 1.5: 2331.7684; 1.6: 613.275; 1.7: 245.31; 1.8: 8.4594; 1.9: 2044.25; 2: 65.1035; 2.1: 100.8247; 2.2: 4144.7766; 2.3: 64.571; 2.4: -1813.0082; 2.5: -28.2446
| 2 | 94.4 | 1: 236.4038; 1.1: 2335.7954; 1.2: 3.1324; 1.3: 613.6; 1.4: 36.3698; 1.5: 2335.7954; 1.6: 613.6; 1.7: 245.44; 1.8: 8.4594; 1.9: 2045.3333; 2: 65.138; 2.1: 100.8629; 2.2: 4147.597; 2.3: 64.5807; 2.4: -1811.8015; 2.5: -28.2109
| 2 | 94.45 | 1: 236.6865; 1.1: 2339.8271; 1.2: 3.1378; 1.3: 613.925; 1.4: 36.4133; 1.5: 2339.8271; 1.6: 613.925; 1.7: 245.57; 1.8: 8.4594; 1.9: 2046.4167; 2: 65.1725; 2.1: 100.9014; 2.2: 4150.409; 2.3: 64.5903; 2.4: -1810.5819; 2.5: -28.177
| 2 | 94.5 | 1: 236.9693; 1.1: 2343.8633; 1.2: 3.1432; 1.3: 614.25; 1.4: 36.4568; 1.5: 2343.8633; 1.6: 614.25; 1.7: 245.7; 1.8: 8.4594; 1.9: 2047.5; 2: 65.207; 2.1: 100.9401; 2.2: 4153.2126; 2.3: 64.5997; 2.4: -1809.3493; 2.5: -28.1429
| 2 | 94.55 | 1: 237.2523; 1.1: 2347.9042; 1.2: 3.1486; 1.3: 614.575; 1.4: 36.5004; 1.5: 2347.9042; 1.6: 614.575; 1.7: 245.83; 1.8: 8.4594; 1.9: 2048.5833; 2: 65.2415; 2.1: 100.979; 2.2: 4156.0079; 2.3: 64.609; 2.4: -1808.1037; 2.5: -28.1087
| 2 | 94.6 | 1: 237.5355; 1.1: 2351.9497; 1.2: 3.154; 1.3: 614.9; 1.4: 36.5439; 1.5: 2351.9497; 1.6: 614.9; 1.7: 245.96; 1.8: 8.4594; 1.9: 2049.6667; 2: 65.276; 2.1: 101.0181; 2.2: 4158.7947; 2.3: 64.6182; 2.4: -1806.8451; 2.5: -28.0742
| 2 | 94.65 | 1: 237.8188; 1.1: 2355.9998; 1.2: 3.1594; 1.3: 615.225; 1.4: 36.5875; 1.5: 2355.9998; 1.6: 615.225; 1.7: 246.09; 1.8: 8.4594; 1.9: 2050.75; 2: 65.3105; 2.1: 101.0574; 2.2: 4161.5731; 2.3: 64.6272; 2.4: -1805.5733; 2.5: -28.0397
| 2 | 94.7 | 1: 238.1024; 1.1: 2360.0546; 1.2: 3.1649; 1.3: 615.55; 1.4: 36.6311; 1.5: 2360.0546; 1.6: 615.55; 1.7: 246.22; 1.8: 8.4594; 1.9: 2051.8333; 2: 65.345; 2.1: 101.0969; 2.2: 4164.343; 2.3: 64.636; 2.4: -1804.2883; 2.5: -28.0049
| 2 | 94.75 | 1: 238.386; 1.1: 2364.1141; 1.2: 3.1703; 1.3: 615.875; 1.4: 36.6748; 1.5: 2364.1141; 1.6: 615.875; 1.7: 246.35; 1.8: 8.4594; 1.9: 2052.9167; 2: 65.3795; 2.1: 101.1366; 2.2: 4167.1043; 2.3: 64.6448; 2.4: -1802.9902; 2.5: -27.97
| 2 | 94.8 | 1: 238.6699; 1.1: 2368.1781; 1.2: 3.1758; 1.3: 616.2; 1.4: 36.7184; 1.5: 2368.1781; 1.6: 616.2; 1.7: 246.48; 1.8: 8.4594; 1.9: 2054; 2: 65.414; 2.1: 101.1765; 2.2: 4169.857; 2.3: 64.6534; 2.4: -1801.6788; 2.5: -27.9349
| 2 | 94.85 | 1: 238.9539; 1.1: 2372.2469; 1.2: 3.1812; 1.3: 616.525; 1.4: 36.7621; 1.5: 2372.2469; 1.6: 616.525; 1.7: 246.61; 1.8: 8.4594; 1.9: 2055.0833; 2: 65.4485; 2.1: 101.2167; 2.2: 4172.601; 2.3: 64.6618; 2.4: -1800.3542; 2.5: -27.8997
| 2 | 94.9 | 1: 239.2381; 1.1: 2376.3202; 1.2: 3.1867; 1.3: 616.85; 1.4: 36.8059; 1.5: 2376.3202; 1.6: 616.85; 1.7: 246.74; 1.8: 8.4594; 1.9: 2056.1667; 2: 65.483; 2.1: 101.257; 2.2: 4175.3364; 2.3: 64.6701; 2.4: -1799.0162; 2.5: -27.8642
| 2 | 94.95 | 1: 239.5225; 1.1: 2380.3983; 1.2: 3.1922; 1.3: 617.175; 1.4: 36.8496; 1.5: 2380.3983; 1.6: 617.175; 1.7: 246.87; 1.8: 8.4594; 1.9: 2057.25; 2: 65.5175; 2.1: 101.2976; 2.2: 4178.063; 2.3: 64.6783; 2.4: -1797.6648; 2.5: -27.8286
| 2 | 95 | 1: 239.807; 1.1: 2384.4809; 1.2: 3.1976; 1.3: 617.5; 1.4: 36.8934; 1.5: 2384.4809; 1.6: 617.5; 1.7: 247; 1.8: 8.4594; 1.9: 2058.3333; 2: 65.552; 2.1: 101.3384; 2.2: 4180.7809; 2.3: 64.6863; 2.4: -1796.3; 2.5: -27.7929
| 2 | 95.05 | 1: 240.0917; 1.1: 2388.5683; 1.2: 3.2031; 1.3: 617.825; 1.4: 36.9372; 1.5: 2388.5683; 1.6: 617.825; 1.7: 247.13; 1.8: 8.4594; 1.9: 2059.4167; 2: 65.5865; 2.1: 101.3794; 2.2: 4183.49; 2.3: 64.6941; 2.4: -1794.9217; 2.5: -27.7569
| 2 | 95.1 | 1: 240.3766; 1.1: 2392.6603; 1.2: 3.2086; 1.3: 618.15; 1.4: 36.981; 1.5: 2392.6603; 1.6: 618.15; 1.7: 247.26; 1.8: 8.4594; 1.9: 2060.5; 2: 65.621; 2.1: 101.4206; 2.2: 4186.1902; 2.3: 64.7018; 2.4: -1793.5299; 2.5: -27.7208
| 2 | 95.15 | 1: 240.6616; 1.1: 2396.7569; 1.2: 3.2141; 1.3: 618.475; 1.4: 37.0249; 1.5: 2396.7569; 1.6: 618.475; 1.7: 247.39; 1.8: 8.4594; 1.9: 2061.5833; 2: 65.6555; 2.1: 101.4621; 2.2: 4188.8815; 2.3: 64.7094; 2.4: -1792.1246; 2.5: -27.6846
| 2 | 95.2 | 1: 240.9468; 1.1: 2400.8583; 1.2: 3.2196; 1.3: 618.8; 1.4: 37.0687; 1.5: 2400.8583; 1.6: 618.8; 1.7: 247.52; 1.8: 8.4594; 1.9: 2062.6667; 2: 65.69; 2.1: 101.5037; 2.2: 4191.5639; 2.3: 64.7169; 2.4: -1790.7056; 2.5: -27.6481
| 2 | 95.25 | 1: 241.2322; 1.1: 2404.9643; 1.2: 3.2251; 1.3: 619.125; 1.4: 37.1126; 1.5: 2404.9643; 1.6: 619.125; 1.7: 247.65; 1.8: 8.4594; 1.9: 2063.75; 2: 65.7245; 2.1: 101.5456; 2.2: 4194.2373; 2.3: 64.7241; 2.4: -1789.273; 2.5: -27.6115
| 2 | 95.3 | 1: 241.5177; 1.1: 2409.075; 1.2: 3.2306; 1.3: 619.45; 1.4: 37.1566; 1.5: 2409.075; 1.6: 619.45; 1.7: 247.78; 1.8: 8.4594; 1.9: 2064.8333; 2: 65.759; 2.1: 101.5877; 2.2: 4196.9017; 2.3: 64.7313; 2.4: -1787.8267; 2.5: -27.5747
| 2 | 95.35 | 1: 241.8034; 1.1: 2413.1903; 1.2: 3.2361; 1.3: 619.775; 1.4: 37.2005; 1.5: 2413.1903; 1.6: 619.775; 1.7: 247.91; 1.8: 8.4594; 1.9: 2065.9167; 2: 65.7935; 2.1: 101.63; 2.2: 4199.557; 2.3: 64.7383; 2.4: -1786.3667; 2.5: -27.5377
| 2 | 95.4 | 1: 242.0893; 1.1: 2417.3103; 1.2: 3.2417; 1.3: 620.1; 1.4: 37.2445; 1.5: 2417.3103; 1.6: 620.1; 1.7: 248.04; 1.8: 8.4594; 1.9: 2067; 2: 65.828; 2.1: 101.6726; 2.2: 4202.2032; 2.3: 64.7451; 2.4: -1784.8929; 2.5: -27.5006
| 2 | 95.45 | 1: 242.3754; 1.1: 2421.435; 1.2: 3.2472; 1.3: 620.425; 1.4: 37.2885; 1.5: 2421.435; 1.6: 620.425; 1.7: 248.17; 1.8: 8.4594; 1.9: 2068.0833; 2: 65.8625; 2.1: 101.7154; 2.2: 4204.8403; 2.3: 64.7518; 2.4: -1783.4052; 2.5: -27.4633
| 2 | 95.5 | 1: 242.6616; 1.1: 2425.5644; 1.2: 3.2527; 1.3: 620.75; 1.4: 37.3326; 1.5: 2425.5644; 1.6: 620.75; 1.7: 248.3; 1.8: 8.4594; 1.9: 2069.1667; 2: 65.897; 2.1: 101.7584; 2.2: 4207.4681; 2.3: 64.7583; 2.4: -1781.9037; 2.5: -27.4258
| 2 | 95.55 | 1: 242.948; 1.1: 2429.6985; 1.2: 3.2583; 1.3: 621.075; 1.4: 37.3766; 1.5: 2429.6985; 1.6: 621.075; 1.7: 248.43; 1.8: 8.4594; 1.9: 2070.25; 2: 65.9315; 2.1: 101.8016; 2.2: 4210.0868; 2.3: 64.7647; 2.4: -1780.3883; 2.5: -27.3881
| 2 | 95.6 | 1: 243.2345; 1.1: 2433.8372; 1.2: 3.2638; 1.3: 621.4; 1.4: 37.4207; 1.5: 2433.8372; 1.6: 621.4; 1.7: 248.56; 1.8: 8.4594; 1.9: 2071.3333; 2: 65.966; 2.1: 101.845; 2.2: 4212.6961; 2.3: 64.771; 2.4: -1778.8589; 2.5: -27.3503
| 2 | 95.65 | 1: 243.5213; 1.1: 2437.9807; 1.2: 3.2694; 1.3: 621.725; 1.4: 37.4648; 1.5: 2437.9807; 1.6: 621.725; 1.7: 248.69; 1.8: 8.4594; 1.9: 2072.4167; 2: 66.0005; 2.1: 101.8887; 2.2: 4215.2962; 2.3: 64.7771; 2.4: -1777.3155; 2.5: -27.3123
| 2 | 95.7 | 1: 243.8082; 1.1: 2442.1288; 1.2: 3.2749; 1.3: 622.05; 1.4: 37.5089; 1.5: 2442.1288; 1.6: 622.05; 1.7: 248.82; 1.8: 8.4594; 1.9: 2073.5; 2: 66.035; 2.1: 101.9326; 2.2: 4217.8869; 2.3: 64.783; 2.4: -1775.758; 2.5: -27.2741
| 2 | 95.75 | 1: 244.0952; 1.1: 2446.2817; 1.2: 3.2805; 1.3: 622.375; 1.4: 37.5531; 1.5: 2446.2817; 1.6: 622.375; 1.7: 248.95; 1.8: 8.4594; 1.9: 2074.5833; 2: 66.0695; 2.1: 101.9767; 2.2: 4220.4681; 2.3: 64.7888; 2.4: -1774.1865; 2.5: -27.2357
| 2 | 95.8 | 1: 244.3825; 1.1: 2450.4392; 1.2: 3.2861; 1.3: 622.7; 1.4: 37.5973; 1.5: 2450.4392; 1.6: 622.7; 1.7: 249.08; 1.8: 8.4594; 1.9: 2075.6667; 2: 66.104; 2.1: 102.0211; 2.2: 4223.04; 2.3: 64.7945; 2.4: -1772.6008; 2.5: -27.1972
| 2 | 95.85 | 1: 244.6699; 1.1: 2454.6014; 1.2: 3.2917; 1.3: 623.025; 1.4: 37.6415; 1.5: 2454.6014; 1.6: 623.025; 1.7: 249.21; 1.8: 8.4594; 1.9: 2076.75; 2: 66.1385; 2.1: 102.0657; 2.2: 4225.6023; 2.3: 64.8; 2.4: -1771.0009; 2.5: -27.1584
| 2 | 95.9 | 1: 244.9574; 1.1: 2458.7684; 1.2: 3.2973; 1.3: 623.35; 1.4: 37.6858; 1.5: 2458.7684; 1.6: 623.35; 1.7: 249.34; 1.8: 8.4594; 1.9: 2077.8333; 2: 66.173; 2.1: 102.1105; 2.2: 4228.1552; 2.3: 64.8053; 2.4: -1769.3868; 2.5: -27.1195
| 2 | 95.95 | 1: 245.2452; 1.1: 2462.94; 1.2: 3.3029; 1.3: 623.675; 1.4: 37.73; 1.5: 2462.94; 1.6: 623.675; 1.7: 249.47; 1.8: 8.4594; 1.9: 2078.9167; 2: 66.2075; 2.1: 102.1556; 2.2: 4230.6984; 2.3: 64.8105; 2.4: -1767.7584; 2.5: -27.0805
| 2 | 96 | 1: 245.5331; 1.1: 2467.1164; 1.2: 3.3085; 1.3: 624; 1.4: 37.7743; 1.5: 2467.1164; 1.6: 624; 1.7: 249.6; 1.8: 8.4594; 1.9: 2080; 2: 66.242; 2.1: 102.2009; 2.2: 4233.232; 2.3: 64.8155; 2.4: -1766.1157; 2.5: -27.0412
| 2 | 96.05 | 1: 245.8212; 1.1: 2471.2975; 1.2: 3.3141; 1.3: 624.325; 1.4: 37.8186; 1.5: 2471.2975; 1.6: 624.325; 1.7: 249.73; 1.8: 8.4594; 1.9: 2081.0833; 2: 66.2765; 2.1: 102.2464; 2.2: 4235.756; 2.3: 64.8204; 2.4: -1764.4586; 2.5: -27.0018
| 2 | 96.1 | 1: 246.1094; 1.1: 2475.4832; 1.2: 3.3197; 1.3: 624.65; 1.4: 37.863; 1.5: 2475.4832; 1.6: 624.65; 1.7: 249.86; 1.8: 8.4594; 1.9: 2082.1667; 2: 66.311; 2.1: 102.2922; 2.2: 4238.2703; 2.3: 64.8251; 2.4: -1762.7871; 2.5: -26.9622
| 2 | 96.15 | 1: 246.3978; 1.1: 2479.6737; 1.2: 3.3253; 1.3: 624.975; 1.4: 37.9074; 1.5: 2479.6737; 1.6: 624.975; 1.7: 249.99; 1.8: 8.4594; 1.9: 2083.25; 2: 66.3455; 2.1: 102.3382; 2.2: 4240.7749; 2.3: 64.8297; 2.4: -1761.1011; 2.5: -26.9224
| 2 | 96.2 | 1: 246.6864; 1.1: 2483.8689; 1.2: 3.3309; 1.3: 625.3; 1.4: 37.9518; 1.5: 2483.8689; 1.6: 625.3; 1.7: 250.12; 1.8: 8.4594; 1.9: 2084.3333; 2: 66.38; 2.1: 102.3844; 2.2: 4243.2696; 2.3: 64.8341; 2.4: -1759.4007; 2.5: -26.8824
| 2 | 96.25 | 1: 246.9752; 1.1: 2488.0689; 1.2: 3.3366; 1.3: 625.625; 1.4: 37.9962; 1.5: 2488.0689; 1.6: 625.625; 1.7: 250.25; 1.8: 8.4594; 1.9: 2085.4167; 2: 66.4145; 2.1: 102.4309; 2.2: 4245.7546; 2.3: 64.8384; 2.4: -1757.6857; 2.5: -26.8422
| 2 | 96.3 | 1: 247.2641; 1.1: 2492.2735; 1.2: 3.3422; 1.3: 625.95; 1.4: 38.0406; 1.5: 2492.2735; 1.6: 625.95; 1.7: 250.38; 1.8: 8.4594; 1.9: 2086.5; 2: 66.449; 2.1: 102.4776; 2.2: 4248.2297; 2.3: 64.8425; 2.4: -1755.9561; 2.5: -26.8019
| 2 | 96.35 | 1: 247.5532; 1.1: 2496.4829; 1.2: 3.3478; 1.3: 626.275; 1.4: 38.0851; 1.5: 2496.4829; 1.6: 626.275; 1.7: 250.51; 1.8: 8.4594; 1.9: 2087.5833; 2: 66.4835; 2.1: 102.5245; 2.2: 4250.6948; 2.3: 64.8465; 2.4: -1754.2119; 2.5: -26.7614
| 2 | 96.4 | 1: 247.8424; 1.1: 2500.6971; 1.2: 3.3535; 1.3: 626.6; 1.4: 38.1296; 1.5: 2500.6971; 1.6: 626.6; 1.7: 250.64; 1.8: 8.4594; 1.9: 2088.6667; 2: 66.518; 2.1: 102.5717; 2.2: 4253.15; 2.3: 64.8503; 2.4: -1752.453; 2.5: -26.7207
| 2 | 96.45 | 1: 248.1319; 1.1: 2504.9159; 1.2: 3.3591; 1.3: 626.925; 1.4: 38.1741; 1.5: 2504.9159; 1.6: 626.925; 1.7: 250.77; 1.8: 8.4594; 1.9: 2089.75; 2: 66.5525; 2.1: 102.6191; 2.2: 4255.5953; 2.3: 64.8539; 2.4: -1750.6794; 2.5: -26.6798
| 2 | 96.5 | 1: 248.4215; 1.1: 2509.1395; 1.2: 3.3648; 1.3: 627.25; 1.4: 38.2187; 1.5: 2509.1395; 1.6: 627.25; 1.7: 250.9; 1.8: 8.4594; 1.9: 2090.8333; 2: 66.587; 2.1: 102.6668; 2.2: 4258.0305; 2.3: 64.8574; 2.4: -1748.891; 2.5: -26.6387
| 2 | 96.55 | 1: 248.7112; 1.1: 2513.3678; 1.2: 3.3705; 1.3: 627.575; 1.4: 38.2633; 1.5: 2513.3678; 1.6: 627.575; 1.7: 251.03; 1.8: 8.4594; 1.9: 2091.9167; 2: 66.6215; 2.1: 102.7147; 2.2: 4260.4556; 2.3: 64.8608; 2.4: -1747.0878; 2.5: -26.5975
| 2 | 96.6 | 1: 249.0012; 1.1: 2517.6009; 1.2: 3.3762; 1.3: 627.9; 1.4: 38.3079; 1.5: 2517.6009; 1.6: 627.9; 1.7: 251.16; 1.8: 8.4594; 1.9: 2093; 2: 66.6561; 2.1: 102.7629; 2.2: 4262.8706; 2.3: 64.8639; 2.4: -1745.2697; 2.5: -26.5561
| 2 | 96.65 | 1: 249.2913; 1.1: 2521.8387; 1.2: 3.3818; 1.3: 628.225; 1.4: 38.3525; 1.5: 2521.8387; 1.6: 628.225; 1.7: 251.29; 1.8: 8.4594; 1.9: 2094.0833; 2: 66.6906; 2.1: 102.8113; 2.2: 4265.2754; 2.3: 64.8669; 2.4: -1743.4367; 2.5: -26.5144
| 2 | 96.7 | 1: 249.5815; 1.1: 2526.0813; 1.2: 3.3875; 1.3: 628.55; 1.4: 38.3972; 1.5: 2526.0813; 1.6: 628.55; 1.7: 251.42; 1.8: 8.4594; 1.9: 2095.1667; 2: 66.7251; 2.1: 102.86; 2.2: 4267.6701; 2.3: 64.8698; 2.4: -1741.5888; 2.5: -26.4726
| 2 | 96.75 | 1: 249.872; 1.1: 2530.3286; 1.2: 3.3932; 1.3: 628.875; 1.4: 38.4418; 1.5: 2530.3286; 1.6: 628.875; 1.7: 251.55; 1.8: 8.4594; 1.9: 2096.25; 2: 66.7596; 2.1: 102.9089; 2.2: 4270.0545; 2.3: 64.8725; 2.4: -1739.7259; 2.5: -26.4307
| 2 | 96.8 | 1: 250.1626; 1.1: 2534.5806; 1.2: 3.3989; 1.3: 629.2; 1.4: 38.4866; 1.5: 2534.5806; 1.6: 629.2; 1.7: 251.68; 1.8: 8.4594; 1.9: 2097.3333; 2: 66.7941; 2.1: 102.958; 2.2: 4272.4286; 2.3: 64.8751; 2.4: -1737.848; 2.5: -26.3885
| 2 | 96.85 | 1: 250.4534; 1.1: 2538.8374; 1.2: 3.4046; 1.3: 629.525; 1.4: 38.5313; 1.5: 2538.8374; 1.6: 629.525; 1.7: 251.81; 1.8: 8.4594; 1.9: 2098.4167; 2: 66.8286; 2.1: 103.0074; 2.2: 4274.7924; 2.3: 64.8774; 2.4: -1735.955; 2.5: -26.3461
| 2 | 96.9 | 1: 250.7443; 1.1: 2543.099; 1.2: 3.4104; 1.3: 629.85; 1.4: 38.576; 1.5: 2543.099; 1.6: 629.85; 1.7: 251.94; 1.8: 8.4594; 1.9: 2099.5; 2: 66.8631; 2.1: 103.057; 2.2: 4277.1458; 2.3: 64.8797; 2.4: -1734.0468; 2.5: -26.3036
| 2 | 96.95 | 1: 251.0354; 1.1: 2547.3653; 1.2: 3.4161; 1.3: 630.175; 1.4: 38.6208; 1.5: 2547.3653; 1.6: 630.175; 1.7: 252.07; 1.8: 8.4594; 1.9: 2100.5833; 2: 66.8976; 2.1: 103.1069; 2.2: 4279.4888; 2.3: 64.8817; 2.4: -1732.1235; 2.5: -26.2609
| 2 | 97 | 1: 251.3267; 1.1: 2551.6364; 1.2: 3.4218; 1.3: 630.5; 1.4: 38.6656; 1.5: 2551.6364; 1.6: 630.5; 1.7: 252.2; 1.8: 8.4594; 1.9: 2101.6667; 2: 66.9321; 2.1: 103.1571; 2.2: 4281.8214; 2.3: 64.8836; 2.4: -1730.185; 2.5: -26.218
| 2 | 97.05 | 1: 251.6182; 1.1: 2555.9123; 1.2: 3.4275; 1.3: 630.825; 1.4: 38.7105; 1.5: 2555.9123; 1.6: 630.825; 1.7: 252.33; 1.8: 8.4594; 1.9: 2102.75; 2: 66.9666; 2.1: 103.2075; 2.2: 4284.1435; 2.3: 64.8854; 2.4: -1728.2312; 2.5: -26.1749
| 2 | 97.1 | 1: 251.9098; 1.1: 2560.1929; 1.2: 3.4333; 1.3: 631.15; 1.4: 38.7554; 1.5: 2560.1929; 1.6: 631.15; 1.7: 252.46; 1.8: 8.4594; 1.9: 2103.8333; 2: 67.0011; 2.1: 103.2582; 2.2: 4286.455; 2.3: 64.8869; 2.4: -1726.2621; 2.5: -26.1316
| 2 | 97.15 | 1: 252.2016; 1.1: 2564.4783; 1.2: 3.439; 1.3: 631.475; 1.4: 38.8002; 1.5: 2564.4783; 1.6: 631.475; 1.7: 252.59; 1.8: 8.4594; 1.9: 2104.9167; 2: 67.0356; 2.1: 103.3091; 2.2: 4288.756; 2.3: 64.8884; 2.4: -1724.2777; 2.5: -26.0881
| 2 | 97.2 | 1: 252.4936; 1.1: 2568.7684; 1.2: 3.4448; 1.3: 631.8; 1.4: 38.8452; 1.5: 2568.7684; 1.6: 631.8; 1.7: 252.72; 1.8: 8.4594; 1.9: 2106; 2: 67.0701; 2.1: 103.3602; 2.2: 4291.0463; 2.3: 64.8896; 2.4: -1722.2779; 2.5: -26.0445
| 2 | 97.25 | 1: 252.7857; 1.1: 2573.0634; 1.2: 3.4505; 1.3: 632.125; 1.4: 38.8901; 1.5: 2573.0634; 1.6: 632.125; 1.7: 252.85; 1.8: 8.4594; 1.9: 2107.0833; 2: 67.1046; 2.1: 103.4117; 2.2: 4293.326; 2.3: 64.8907; 2.4: -1720.2627; 2.5: -26.0006
| 2 | 97.3 | 1: 253.078; 1.1: 2577.3631; 1.2: 3.4563; 1.3: 632.45; 1.4: 38.9351; 1.5: 2577.3631; 1.6: 632.45; 1.7: 252.98; 1.8: 8.4594; 1.9: 2108.1667; 2: 67.1391; 2.1: 103.4634; 2.2: 4295.595; 2.3: 64.8916; 2.4: -1718.2319; 2.5: -25.9566
| 2 | 97.35 | 1: 253.3705; 1.1: 2581.6676; 1.2: 3.4621; 1.3: 632.775; 1.4: 38.9801; 1.5: 2581.6676; 1.6: 632.775; 1.7: 253.11; 1.8: 8.4594; 1.9: 2109.25; 2: 67.1736; 2.1: 103.5153; 2.2: 4297.8533; 2.3: 64.8924; 2.4: -1716.1857; 2.5: -25.9123
| 2 | 97.4 | 1: 253.6631; 1.1: 2585.9769; 1.2: 3.4679; 1.3: 633.1; 1.4: 39.0251; 1.5: 2585.9769; 1.6: 633.1; 1.7: 253.24; 1.8: 8.4594; 1.9: 2110.3333; 2: 67.2081; 2.1: 103.5675; 2.2: 4300.1008; 2.3: 64.893; 2.4: -1714.1239; 2.5: -25.8679
| 2 | 97.45 | 1: 253.9559; 1.1: 2590.2909; 1.2: 3.4736; 1.3: 633.425; 1.4: 39.0701; 1.5: 2590.2909; 1.6: 633.425; 1.7: 253.37; 1.8: 8.4594; 1.9: 2111.4167; 2: 67.2426; 2.1: 103.62; 2.2: 4302.3374; 2.3: 64.8935; 2.4: -1712.0465; 2.5: -25.8233
| 2 | 97.5 | 1: 254.2489; 1.1: 2594.6098; 1.2: 3.4794; 1.3: 633.75; 1.4: 39.1152; 1.5: 2594.6098; 1.6: 633.75; 1.7: 253.5; 1.8: 8.4594; 1.9: 2112.5; 2: 67.2771; 2.1: 103.6727; 2.2: 4304.5632; 2.3: 64.8937; 2.4: -1709.9534; 2.5: -25.7785
| 2 | 97.55 | 1: 254.542; 1.1: 2598.9334; 1.2: 3.4852; 1.3: 634.075; 1.4: 39.1603; 1.5: 2598.9334; 1.6: 634.075; 1.7: 253.63; 1.8: 8.4594; 1.9: 2113.5833; 2: 67.3116; 2.1: 103.7257; 2.2: 4306.7781; 2.3: 64.8938; 2.4: -1707.8447; 2.5: -25.7335
| 2 | 97.6 | 1: 254.8353; 1.1: 2603.2618; 1.2: 3.491; 1.3: 634.4; 1.4: 39.2054; 1.5: 2603.2618; 1.6: 634.4; 1.7: 253.76; 1.8: 8.4594; 1.9: 2114.6667; 2: 67.3461; 2.1: 103.7789; 2.2: 4308.982; 2.3: 64.8938; 2.4: -1705.7202; 2.5: -25.6884
| 2 | 97.65 | 1: 255.1288; 1.1: 2607.5951; 1.2: 3.4968; 1.3: 634.725; 1.4: 39.2506; 1.5: 2607.5951; 1.6: 634.725; 1.7: 253.89; 1.8: 8.4594; 1.9: 2115.75; 2: 67.3806; 2.1: 103.8324; 2.2: 4311.175; 2.3: 64.8936; 2.4: -1703.5799; 2.5: -25.643
| 2 | 97.7 | 1: 255.4225; 1.1: 2611.9331; 1.2: 3.5027; 1.3: 635.05; 1.4: 39.2958; 1.5: 2611.9331; 1.6: 635.05; 1.7: 254.02; 1.8: 8.4594; 1.9: 2116.8333; 2: 67.4151; 2.1: 103.8862; 2.2: 4313.3569; 2.3: 64.8932; 2.4: -1701.4238; 2.5: -25.5974
| 2 | 97.75 | 1: 255.7163; 1.1: 2616.2759; 1.2: 3.5085; 1.3: 635.375; 1.4: 39.341; 1.5: 2616.2759; 1.6: 635.375; 1.7: 254.15; 1.8: 8.4594; 1.9: 2117.9167; 2: 67.4496; 2.1: 103.9403; 2.2: 4315.5278; 2.3: 64.8926; 2.4: -1699.2518; 2.5: -25.5517
| 2 | 97.8 | 1: 256.0103; 1.1: 2620.6236; 1.2: 3.5143; 1.3: 635.7; 1.4: 39.3862; 1.5: 2620.6236; 1.6: 635.7; 1.7: 254.28; 1.8: 8.4594; 1.9: 2119; 2: 67.4841; 2.1: 103.9946; 2.2: 4317.6875; 2.3: 64.8919; 2.4: -1697.0639; 2.5: -25.5057
| 2 | 97.85 | 1: 256.3044; 1.1: 2624.976; 1.2: 3.5202; 1.3: 636.025; 1.4: 39.4315; 1.5: 2624.976; 1.6: 636.025; 1.7: 254.41; 1.8: 8.4594; 1.9: 2120.0833; 2: 67.5186; 2.1: 104.0492; 2.2: 4319.8361; 2.3: 64.891; 2.4: -1694.8601; 2.5: -25.4596
| 2 | 97.9 | 1: 256.5988; 1.1: 2629.3333; 1.2: 3.526; 1.3: 636.35; 1.4: 39.4767; 1.5: 2629.3333; 1.6: 636.35; 1.7: 254.54; 1.8: 8.4594; 1.9: 2121.1667; 2: 67.5531; 2.1: 104.104; 2.2: 4321.9735; 2.3: 64.89; 2.4: -1692.6402; 2.5: -25.4133
| 2 | 97.95 | 1: 256.8933; 1.1: 2633.6953; 1.2: 3.5318; 1.3: 636.675; 1.4: 39.522; 1.5: 2633.6953; 1.6: 636.675; 1.7: 254.67; 1.8: 8.4594; 1.9: 2122.25; 2: 67.5876; 2.1: 104.1591; 2.2: 4324.0997; 2.3: 64.8888; 2.4: -1690.4044; 2.5: -25.3667
| 2 | 98 | 1: 257.1879; 1.1: 2638.0622; 1.2: 3.5377; 1.3: 637; 1.4: 39.5674; 1.5: 2638.0622; 1.6: 637; 1.7: 254.8; 1.8: 8.4594; 1.9: 2123.3333; 2: 67.6221; 2.1: 104.2145; 2.2: 4326.2146; 2.3: 64.8874; 2.4: -1688.1524; 2.5: -25.32
| 2 | 98.05 | 1: 257.4828; 1.1: 2642.4339; 1.2: 3.5436; 1.3: 637.325; 1.4: 39.6127; 1.5: 2642.4339; 1.6: 637.325; 1.7: 254.93; 1.8: 8.4594; 1.9: 2124.4167; 2: 67.6566; 2.1: 104.2702; 2.2: 4328.3182; 2.3: 64.8858; 2.4: -1685.8843; 2.5: -25.2731
| 2 | 98.1 | 1: 257.7778; 1.1: 2646.8104; 1.2: 3.5494; 1.3: 637.65; 1.4: 39.6581; 1.5: 2646.8104; 1.6: 637.65; 1.7: 255.06; 1.8: 8.4594; 1.9: 2125.5; 2: 67.6911; 2.1: 104.3261; 2.2: 4330.4105; 2.3: 64.8841; 2.4: -1683.6; 2.5: -25.226
| 2 | 98.15 | 1: 258.0729; 1.1: 2651.1918; 1.2: 3.5553; 1.3: 637.975; 1.4: 39.7035; 1.5: 2651.1918; 1.6: 637.975; 1.7: 255.19; 1.8: 8.4594; 1.9: 2126.5833; 2: 67.7256; 2.1: 104.3824; 2.2: 4332.4913; 2.3: 64.8822; 2.4: -1681.2995; 2.5: -25.1787
| 2 | 98.2 | 1: 258.3683; 1.1: 2655.5779; 1.2: 3.5612; 1.3: 638.3; 1.4: 39.749; 1.5: 2655.5779; 1.6: 638.3; 1.7: 255.32; 1.8: 8.4594; 1.9: 2127.6667; 2: 67.7601; 2.1: 104.4389; 2.2: 4334.5608; 2.3: 64.8802; 2.4: -1678.9828; 2.5: -25.1312
| 2 | 98.25 | 1: 258.6638; 1.1: 2659.9689; 1.2: 3.5671; 1.3: 638.625; 1.4: 39.7944; 1.5: 2659.9689; 1.6: 638.625; 1.7: 255.45; 1.8: 8.4594; 1.9: 2128.75; 2: 67.7946; 2.1: 104.4956; 2.2: 4336.6187; 2.3: 64.8779; 2.4: -1676.6498; 2.5: -25.0835
| 2 | 98.3 | 1: 258.9595; 1.1: 2664.3648; 1.2: 3.573; 1.3: 638.95; 1.4: 39.8399; 1.5: 2664.3648; 1.6: 638.95; 1.7: 255.58; 1.8: 8.4594; 1.9: 2129.8333; 2: 67.8291; 2.1: 104.5527; 2.2: 4338.6652; 2.3: 64.8755; 2.4: -1674.3004; 2.5: -25.0356
| 2 | 98.35 | 1: 259.2553; 1.1: 2668.7654; 1.2: 3.5789; 1.3: 639.275; 1.4: 39.8854; 1.5: 2668.7654; 1.6: 639.275; 1.7: 255.71; 1.8: 8.4594; 1.9: 2130.9167; 2: 67.8636; 2.1: 104.61; 2.2: 4340.7001; 2.3: 64.873; 2.4: -1671.9346; 2.5: -24.9875
| 2 | 98.4 | 1: 259.5513; 1.1: 2673.1709; 1.2: 3.5848; 1.3: 639.6; 1.4: 39.931; 1.5: 2673.1709; 1.6: 639.6; 1.7: 255.84; 1.8: 8.4594; 1.9: 2132; 2: 67.8981; 2.1: 104.6676; 2.2: 4342.7234; 2.3: 64.8702; 2.4: -1669.5525; 2.5: -24.9392
| 2 | 98.45 | 1: 259.8475; 1.1: 2677.5813; 1.2: 3.5907; 1.3: 639.925; 1.4: 39.9765; 1.5: 2677.5813; 1.6: 639.925; 1.7: 255.97; 1.8: 8.4594; 1.9: 2133.0833; 2: 67.9326; 2.1: 104.7255; 2.2: 4344.7351; 2.3: 64.8673; 2.4: -1667.1538; 2.5: -24.8908
| 2 | 98.5 | 1: 260.1439; 1.1: 2681.9964; 1.2: 3.5966; 1.3: 640.25; 1.4: 40.0221; 1.5: 2681.9964; 1.6: 640.25; 1.7: 256.1; 1.8: 8.4594; 1.9: 2134.1667; 2: 67.9671; 2.1: 104.7836; 2.2: 4346.7351; 2.3: 64.8642; 2.4: -1664.7386; 2.5: -24.8421
| 2 | 98.55 | 1: 260.4404; 1.1: 2686.4164; 1.2: 3.6025; 1.3: 640.575; 1.4: 40.0678; 1.5: 2686.4164; 1.6: 640.575; 1.7: 256.23; 1.8: 8.4594; 1.9: 2135.25; 2: 68.0016; 2.1: 104.8421; 2.2: 4348.7234; 2.3: 64.861; 2.4: -1662.3069; 2.5: -24.7932
| 2 | 98.6 | 1: 260.7371; 1.1: 2690.8413; 1.2: 3.6085; 1.3: 640.9; 1.4: 40.1134; 1.5: 2690.8413; 1.6: 640.9; 1.7: 256.36; 1.8: 8.4594; 1.9: 2136.3333; 2: 68.0361; 2.1: 104.9008; 2.2: 4350.6999; 2.3: 64.8575; 2.4: -1659.8586; 2.5: -24.7441
| 2 | 98.65 | 1: 261.0339; 1.1: 2695.271; 1.2: 3.6144; 1.3: 641.225; 1.4: 40.1591; 1.5: 2695.271; 1.6: 641.225; 1.7: 256.49; 1.8: 8.4594; 1.9: 2137.4167; 2: 68.0706; 2.1: 104.9598; 2.2: 4352.6647; 2.3: 64.8539; 2.4: -1657.3937; 2.5: -24.6949
| 2 | 98.7 | 1: 261.331; 1.1: 2699.7056; 1.2: 3.6204; 1.3: 641.55; 1.4: 40.2048; 1.5: 2699.7056; 1.6: 641.55; 1.7: 256.62; 1.8: 8.4594; 1.9: 2138.5; 2: 68.1051; 2.1: 105.0191; 2.2: 4354.6176; 2.3: 64.8502; 2.4: -1654.9121; 2.5: -24.6454
| 2 | 98.75 | 1: 261.6282; 1.1: 2704.145; 1.2: 3.6263; 1.3: 641.875; 1.4: 40.2505; 1.5: 2704.145; 1.6: 641.875; 1.7: 256.75; 1.8: 8.4594; 1.9: 2139.5833; 2: 68.1396; 2.1: 105.0787; 2.2: 4356.5587; 2.3: 64.8462; 2.4: -1652.4137; 2.5: -24.5957
| 2 | 98.8 | 1: 261.9255; 1.1: 2708.5893; 1.2: 3.6323; 1.3: 642.2; 1.4: 40.2962; 1.5: 2708.5893; 1.6: 642.2; 1.7: 256.88; 1.8: 8.4594; 1.9: 2140.6667; 2: 68.1741; 2.1: 105.1386; 2.2: 4358.4879; 2.3: 64.8421; 2.4: -1649.8986; 2.5: -24.5459
| 2 | 98.85 | 1: 262.2231; 1.1: 2713.0384; 1.2: 3.6382; 1.3: 642.525; 1.4: 40.342; 1.5: 2713.0384; 1.6: 642.525; 1.7: 257.01; 1.8: 8.4594; 1.9: 2141.75; 2: 68.2086; 2.1: 105.1988; 2.2: 4360.4051; 2.3: 64.8378; 2.4: -1647.3667; 2.5: -24.4958
| 2 | 98.9 | 1: 262.5208; 1.1: 2717.4924; 1.2: 3.6442; 1.3: 642.85; 1.4: 40.3878; 1.5: 2717.4924; 1.6: 642.85; 1.7: 257.14; 1.8: 8.4594; 1.9: 2142.8333; 2: 68.2431; 2.1: 105.2592; 2.2: 4362.3104; 2.3: 64.8334; 2.4: -1644.8179; 2.5: -24.4455
| 2 | 98.95 | 1: 262.8186; 1.1: 2721.9513; 1.2: 3.6502; 1.3: 643.175; 1.4: 40.4336; 1.5: 2721.9513; 1.6: 643.175; 1.7: 257.27; 1.8: 8.4594; 1.9: 2143.9167; 2: 68.2776; 2.1: 105.32; 2.2: 4364.2036; 2.3: 64.8287; 2.4: -1642.2523; 2.5: -24.3951
| 2 | 99 | 1: 263.1167; 1.1: 2726.415; 1.2: 3.6562; 1.3: 643.5; 1.4: 40.4795; 1.5: 2726.415; 1.6: 643.5; 1.7: 257.4; 1.8: 8.4594; 1.9: 2145; 2: 68.3121; 2.1: 105.381; 2.2: 4366.0848; 2.3: 64.8239; 2.4: -1639.6697; 2.5: -24.3444
| 2 | 99.05 | 1: 263.4149; 1.1: 2730.8836; 1.2: 3.6622; 1.3: 643.825; 1.4: 40.5254; 1.5: 2730.8836; 1.6: 643.825; 1.7: 257.53; 1.8: 8.4594; 1.9: 2146.0833; 2: 68.3466; 2.1: 105.4424; 2.2: 4367.9538; 2.3: 64.8189; 2.4: -1637.0702; 2.5: -24.2936
| 2 | 99.1 | 1: 263.7133; 1.1: 2735.3571; 1.2: 3.6682; 1.3: 644.15; 1.4: 40.5713; 1.5: 2735.3571; 1.6: 644.15; 1.7: 257.66; 1.8: 8.4594; 1.9: 2147.1667; 2: 68.3811; 2.1: 105.504; 2.2: 4369.8108; 2.3: 64.8138; 2.4: -1634.4536; 2.5: -24.2425
| 2 | 99.15 | 1: 264.0118; 1.1: 2739.8355; 1.2: 3.6742; 1.3: 644.475; 1.4: 40.6172; 1.5: 2739.8355; 1.6: 644.475; 1.7: 257.79; 1.8: 8.4594; 1.9: 2148.25; 2: 68.4156; 2.1: 105.5659; 2.2: 4371.6555; 2.3: 64.8084; 2.4: -1631.82; 2.5: -24.1912
| 2 | 99.2 | 1: 264.3105; 1.1: 2744.3187; 1.2: 3.6802; 1.3: 644.8; 1.4: 40.6632; 1.5: 2744.3187; 1.6: 644.8; 1.7: 257.92; 1.8: 8.4594; 1.9: 2149.3333; 2: 68.4501; 2.1: 105.6281; 2.2: 4373.4881; 2.3: 64.8029; 2.4: -1629.1694; 2.5: -24.1398
| 2 | 99.25 | 1: 264.6094; 1.1: 2748.8068; 1.2: 3.6862; 1.3: 645.125; 1.4: 40.7091; 1.5: 2748.8068; 1.6: 645.125; 1.7: 258.05; 1.8: 8.4594; 1.9: 2150.4167; 2: 68.4846; 2.1: 105.6907; 2.2: 4375.3084; 2.3: 64.7972; 2.4: -1626.5015; 2.5: -24.0881
| 2 | 99.3 | 1: 264.9085; 1.1: 2753.2998; 1.2: 3.6922; 1.3: 645.45; 1.4: 40.7552; 1.5: 2753.2998; 1.6: 645.45; 1.7: 258.18; 1.8: 8.4594; 1.9: 2151.5; 2: 68.5191; 2.1: 105.7535; 2.2: 4377.1164; 2.3: 64.7914; 2.4: -1623.8165; 2.5: -24.0362
| 2 | 99.35 | 1: 265.2077; 1.1: 2757.7977; 1.2: 3.6983; 1.3: 645.775; 1.4: 40.8012; 1.5: 2757.7977; 1.6: 645.775; 1.7: 258.31; 1.8: 8.4594; 1.9: 2152.5833; 2: 68.5536; 2.1: 105.8166; 2.2: 4378.912; 2.3: 64.7853; 2.4: -1621.1143; 2.5: -23.9841
| 2 | 99.4 | 1: 265.5071; 1.1: 2762.3005; 1.2: 3.7043; 1.3: 646.1; 1.4: 40.8472; 1.5: 2762.3005; 1.6: 646.1; 1.7: 258.44; 1.8: 8.4594; 1.9: 2153.6667; 2: 68.5881; 2.1: 105.88; 2.2: 4380.6954; 2.3: 64.7791; 2.4: -1618.3949; 2.5: -23.9319
| 2 | 99.45 | 1: 265.8067; 1.1: 2766.8081; 1.2: 3.7104; 1.3: 646.425; 1.4: 40.8933; 1.5: 2766.8081; 1.6: 646.425; 1.7: 258.57; 1.8: 8.4594; 1.9: 2154.75; 2: 68.6226; 2.1: 105.9437; 2.2: 4382.4663; 2.3: 64.7727; 2.4: -1615.6581; 2.5: -23.8794
| 2 | 99.5 | 1: 266.1064; 1.1: 2771.3207; 1.2: 3.7164; 1.3: 646.75; 1.4: 40.9394; 1.5: 2771.3207; 1.6: 646.75; 1.7: 258.7; 1.8: 8.4594; 1.9: 2155.8333; 2: 68.6571; 2.1: 106.0077; 2.2: 4384.2247; 2.3: 64.7661; 2.4: -1612.904; 2.5: -23.8267
| 2 | 99.55 | 1: 266.4063; 1.1: 2775.8382; 1.2: 3.7225; 1.3: 647.075; 1.4: 40.9856; 1.5: 2775.8382; 1.6: 647.075; 1.7: 258.83; 1.8: 8.4594; 1.9: 2156.9167; 2: 68.6916; 2.1: 106.0721; 2.2: 4385.9707; 2.3: 64.7594; 2.4: -1610.1326; 2.5: -23.7738
| 2 | 99.6 | 1: 266.7064; 1.1: 2780.3605; 1.2: 3.7285; 1.3: 647.4; 1.4: 41.0317; 1.5: 2780.3605; 1.6: 647.4; 1.7: 258.96; 1.8: 8.4594; 1.9: 2158; 2: 68.7261; 2.1: 106.1367; 2.2: 4387.7042; 2.3: 64.7525; 2.4: -1607.3437; 2.5: -23.7207
| 2 | 99.65 | 1: 267.0066; 1.1: 2784.8878; 1.2: 3.7346; 1.3: 647.725; 1.4: 41.0779; 1.5: 2784.8878; 1.6: 647.725; 1.7: 259.09; 1.8: 8.4594; 1.9: 2159.0833; 2: 68.7606; 2.1: 106.2016; 2.2: 4389.4252; 2.3: 64.7454; 2.4: -1604.5374; 2.5: -23.6674
| 2 | 99.7 | 1: 267.307; 1.1: 2789.4199; 1.2: 3.7407; 1.3: 648.05; 1.4: 41.1242; 1.5: 2789.4199; 1.6: 648.05; 1.7: 259.22; 1.8: 8.4594; 1.9: 2160.1667; 2: 68.7951; 2.1: 106.2669; 2.2: 4391.1335; 2.3: 64.7381; 2.4: -1601.7136; 2.5: -23.6139
| 2 | 99.75 | 1: 267.6076; 1.1: 2793.957; 1.2: 3.7468; 1.3: 648.375; 1.4: 41.1704; 1.5: 2793.957; 1.6: 648.375; 1.7: 259.35; 1.8: 8.4594; 1.9: 2161.25; 2: 68.8296; 2.1: 106.3324; 2.2: 4392.8292; 2.3: 64.7306; 2.4: -1598.8722; 2.5: -23.5602
| 2 | 99.8 | 1: 267.9083; 1.1: 2798.499; 1.2: 3.7528; 1.3: 648.7; 1.4: 41.2167; 1.5: 2798.499; 1.6: 648.7; 1.7: 259.48; 1.8: 8.4594; 1.9: 2162.3333; 2: 68.8641; 2.1: 106.3983; 2.2: 4394.5123; 2.3: 64.723; 2.4: -1596.0133; 2.5: -23.5063
| 2 | 99.85 | 1: 268.2092; 1.1: 2803.0459; 1.2: 3.7589; 1.3: 649.025; 1.4: 41.263; 1.5: 2803.0459; 1.6: 649.025; 1.7: 259.61; 1.8: 8.4594; 1.9: 2163.4167; 2: 68.8986; 2.1: 106.4645; 2.2: 4396.1826; 2.3: 64.7151; 2.4: -1593.1368; 2.5: -23.4522
| 2 | 99.9 | 1: 268.5103; 1.1: 2807.5977; 1.2: 3.7651; 1.3: 649.35; 1.4: 41.3093; 1.5: 2807.5977; 1.6: 649.35; 1.7: 259.74; 1.8: 8.4594; 1.9: 2164.5; 2: 68.9331; 2.1: 106.5309; 2.2: 4397.8403; 2.3: 64.7071; 2.4: -1590.2426; 2.5: -23.3979
| 2 | 99.95 | 1: 268.8116; 1.1: 2812.1544; 1.2: 3.7712; 1.3: 649.675; 1.4: 41.3556; 1.5: 2812.1544; 1.6: 649.675; 1.7: 259.87; 1.8: 8.4594; 1.9: 2165.5833; 2: 68.9676; 2.1: 106.5977; 2.2: 4399.4851; 2.3: 64.699; 2.4: -1587.3307; 2.5: -23.3433
| #REF! | 100 | 1: 269.113; 1.1: 2816.7161; 1.2: 3.7773; 1.3: 650; 1.4: 41.402; 1.5: 2816.7161; 1.6: 650; 1.7: 260; 1.8: 8.4594; 1.9: 2166.6667; 2: 69.0021; 2.1: 106.6648; 2.2: 4401.1172; 2.3: 64.6906; 2.4: -1584.4011; 2.5: -23.2886
|  |  | y = 0,03431688311688310000x2 - 1,47636883116883000000x + 15,88500000000000000000 | [10 empty] | y = 0,00000000000000235429x6 - 0,00000000000039203973x5 - 0,00000000358194903294x4 + 0,00000343364257756904x3 - 0,00135193806691619000x2 + 0,25803271245940800000x + 74,50366578911580000000
WIND SPEED m/s
| 2 |  | 1: συναρτηση με; 1.3: "Power shaft"; 1.4: "Power shaft"; 1.5: "Power shaft"; 1.9: Electric; 2: συναρτηση; 2.2: Power; 2.3: Torque
|  |  | βαση τις στροφές |  |  | rotation speed | torque | power |  |  |  | energy | Torque |  | supply | supply
|  | Turbine | 1: Turbine; 1.1: Turbine; 1.2: Turbine; 1.3: after; 1.4: after; 1.5: after; 1.6: Generators; 1.7: Generators; 1.8: Generators; 1.9: from; 2: output from; 2.1: συνάρτηση; 2.2: to; 2.3: to; 2.4: Rest of; 2.5: Rest of
|  | speed | 1: torque; 1.1: power; 1.2: power; 1.3: transmission; 1.4: transmission; 1.5: transmission; 1.6: speed; 1.7: voltage; 1.8: current; 1.9: generator; 2: generator; 2.1: Efficiency; 2.2: generator; 2.3: generator; 2.4: power; 2.5: torque
|  | rpm | 1: Nm; 1.1: watt; 1.2: Hp; 1.3: rpm; 1.4: Nm; 1.5: watt; 1.6: rpm; 1.7: acv; 1.8: ampere; 1.9: watt/hour; 2: Nm; 2.1: %; 2.2: watt; 2.3: Nm; 2.4: watt; 2.5: Nm
| 1 | 2 | 1: 3; 1.1: 4; 1.2: 5; 1.3: 6; 1.4: 7; 1.5: 8; 1.6: 9; 1.7: 10; 1.8: 11; 1.9: 12; 2: 13; 2.1: 14; 2.2: 15; 2.3: 16
2086 to 4086 | 1 | 0 | 1: 15.885; 1.1: 0; 1.2: 0; 1.3: 0; 1.4: 2.4438; 1.5: 0; 1.6: 0; 1.7: 0; 1.8: 0; 1.9: 0; 2: 0; 2.1: 74.5037; 2.2: 0; 2.3: 0; 2.4: 0; 2.5: 2.4438
| 1 | 0.05 | 1: 15.8113; 1.1: 0.082746; 1.2: 0.00011096; 1.3: 0.325; 1.4: 2.4325; 1.5: 0.082746; 1.6: 0.325; 1.7: 0.13; 1.8: 8.4594; 1.9: 1.0833; 2: 0.034501; 2.1: 74.5874; 2.2: 0.0015735; 2.3: 0.046256; 2.4: 0.081172; 2.5: 2.3862
| 1 | 0.1 | 1: 15.7377; 1.1: 0.16472; 1.2: 0.00022089; 1.3: 0.65; 1.4: 2.4212; 1.5: 0.16472; 1.6: 0.65; 1.7: 0.26; 1.8: 8.4594; 1.9: 2.1667; 2: 0.069002; 2.1: 74.6708; 2.2: 0.0062869; 2.3: 0.092408; 2.4: 0.15843; 2.5: 2.3288
| 1 | 0.15 | 1: 15.6643; 1.1: 0.24593; 1.2: 0.0003298; 1.3: 0.975; 1.4: 2.4099; 1.5: 0.24593; 1.6: 0.975; 1.7: 0.39; 1.8: 8.4594; 1.9: 3.25; 2: 0.1035; 2.1: 74.754; 2.2: 0.01413; 2.3: 0.13846; 2.4: 0.2318; 2.5: 2.2714
| 1 | 0.2 | 1: 15.5911; 1.1: 0.32637; 1.2: 0.00043767; 1.3: 1.3; 1.4: 2.3986; 1.5: 0.32637; 1.6: 1.3; 1.7: 0.52; 1.8: 8.4594; 1.9: 4.3333; 2: 0.138; 2.1: 74.8368; 2.2: 0.025092; 2.3: 0.18441; 2.4: 0.30128; 2.5: 2.2142
| 1 | 0.25 | 1: 15.5181; 1.1: 0.40606; 1.2: 0.00054453; 1.3: 1.625; 1.4: 2.3874; 1.5: 0.40606; 1.6: 1.625; 1.7: 0.65; 1.8: 8.4594; 1.9: 5.4167; 2: 0.17251; 2.1: 74.9194; 2.2: 0.039162; 2.3: 0.23025; 2.4: 0.36689; 2.5: 2.1571
| 1 | 0.3 | 1: 15.4452; 1.1: 0.48498; 1.2: 0.00065037; 1.3: 1.95; 1.4: 2.3762; 1.5: 0.48498; 1.6: 1.95; 1.7: 0.78; 1.8: 8.4594; 1.9: 6.5; 2: 0.20701; 2.1: 75.0017; 2.2: 0.056332; 2.3: 0.276; 2.4: 0.42865; 2.5: 2.1002
| 1 | 0.35 | 1: 15.3725; 1.1: 0.56314; 1.2: 0.00075519; 1.3: 2.275; 1.4: 2.365; 1.5: 0.56314; 1.6: 2.275; 1.7: 0.91; 1.8: 8.4594; 1.9: 7.5833; 2: 0.24151; 2.1: 75.0837; 2.2: 0.07659; 2.3: 0.32165; 2.4: 0.48655; 2.5: 2.0433
| 1 | 0.4 | 1: 15.2999; 1.1: 0.64056; 1.2: 0.000859; 1.3: 2.6; 1.4: 2.3538; 1.5: 0.64056; 1.6: 2.6; 1.7: 1.04; 1.8: 8.4594; 1.9: 8.6667; 2: 0.27601; 2.1: 75.1655; 2.2: 0.099928; 2.3: 0.3672; 2.4: 0.54063; 2.5: 1.9866
| 1 | 0.45 | 1: 15.2276; 1.1: 0.71722; 1.2: 0.00096181; 1.3: 2.925; 1.4: 2.3427; 1.5: 0.71722; 1.6: 2.925; 1.7: 1.17; 1.8: 8.4594; 1.9: 9.75; 2: 0.31051; 2.1: 75.2469; 2.2: 0.12633; 2.3: 0.41265; 2.4: 0.59089; 2.5: 1.9301
| 1 | 0.5 | 1: 15.1554; 1.1: 0.79313; 1.2: 0.0010636; 1.3: 3.25; 1.4: 2.3316; 1.5: 0.79313; 1.6: 3.25; 1.7: 1.3; 1.8: 8.4594; 1.9: 10.8333; 2: 0.34501; 2.1: 75.3281; 2.2: 0.1558; 2.3: 0.45801; 2.4: 0.63733; 2.5: 1.8736
| 1 | 0.55 | 1: 15.0834; 1.1: 0.8683; 1.2: 0.0011644; 1.3: 3.575; 1.4: 2.3205; 1.5: 0.8683; 1.6: 3.575; 1.7: 1.43; 1.8: 8.4594; 1.9: 11.9167; 2: 0.37951; 2.1: 75.409; 2.2: 0.18832; 2.3: 0.50327; 2.4: 0.67998; 2.5: 1.8172
| 1 | 0.6 | 1: 15.0115; 1.1: 0.94272; 1.2: 0.0012642; 1.3: 3.9; 1.4: 2.3095; 1.5: 0.94272; 1.6: 3.9; 1.7: 1.56; 1.8: 8.4594; 1.9: 13; 2: 0.41401; 2.1: 75.4896; 2.2: 0.22387; 2.3: 0.54844; 2.4: 0.71885; 2.5: 1.761
| 1 | 0.65 | 1: 14.9399; 1.1: 1.0164; 1.2: 0.001363; 1.3: 4.225; 1.4: 2.2984; 1.5: 1.0164; 1.6: 4.225; 1.7: 1.69; 1.8: 8.4594; 1.9: 14.0833; 2: 0.44851; 2.1: 75.57; 2.2: 0.26246; 2.3: 0.59351; 2.4: 0.75395; 2.5: 1.7049
| 1 | 0.7 | 1: 14.8684; 1.1: 1.0894; 1.2: 0.0014608; 1.3: 4.55; 1.4: 2.2874; 1.5: 1.0894; 1.6: 4.55; 1.7: 1.82; 1.8: 8.4594; 1.9: 15.1667; 2: 0.48301; 2.1: 75.65; 2.2: 0.30407; 2.3: 0.63849; 2.4: 0.78529; 2.5: 1.649
| 1 | 0.75 | 1: 14.797; 1.1: 1.1616; 1.2: 0.0015577; 1.3: 4.875; 1.4: 2.2765; 1.5: 1.1616; 1.6: 4.875; 1.7: 1.95; 1.8: 8.4594; 1.9: 16.25; 2: 0.51752; 2.1: 75.7298; 2.2: 0.34869; 2.3: 0.68337; 2.4: 0.81288; 2.5: 1.5931
| 1 | 0.8 | 1: 14.7259; 1.1: 1.233; 1.2: 0.0016535; 1.3: 5.2; 1.4: 2.2655; 1.5: 1.233; 1.6: 5.2; 1.7: 2.08; 1.8: 8.4594; 1.9: 17.3333; 2: 0.55202; 2.1: 75.8094; 2.2: 0.39632; 2.3: 0.72816; 2.4: 0.83673; 2.5: 1.5374
| 1 | 0.85 | 1: 14.6549; 1.1: 1.3038; 1.2: 0.0017484; 1.3: 5.525; 1.4: 2.2546; 1.5: 1.3038; 1.6: 5.525; 1.7: 2.21; 1.8: 8.4594; 1.9: 18.4167; 2: 0.58652; 2.1: 75.8886; 2.2: 0.44694; 2.3: 0.77287; 2.4: 0.85686; 2.5: 1.4817
| 1 | 0.9 | 1: 14.5841; 1.1: 1.3738; 1.2: 0.0018423; 1.3: 5.85; 1.4: 2.2437; 1.5: 1.3738; 1.6: 5.85; 1.7: 2.34; 1.8: 8.4594; 1.9: 19.5; 2: 0.62102; 2.1: 75.9676; 2.2: 0.50054; 2.3: 0.81748; 2.4: 0.87328; 2.5: 1.4262
| 1 | 0.95 | 1: 14.5134; 1.1: 1.4431; 1.2: 0.0019353; 1.3: 6.175; 1.4: 2.2328; 1.5: 1.4431; 1.6: 6.175; 1.7: 2.47; 1.8: 8.4594; 1.9: 20.5833; 2: 0.65552; 2.1: 76.0463; 2.2: 0.55713; 2.3: 0.862; 2.4: 0.88599; 2.5: 1.3708
| 1 | 1 | 1: 14.4429; 1.1: 1.5117; 1.2: 0.0020272; 1.3: 6.5; 1.4: 2.222; 1.5: 1.5117; 1.6: 6.5; 1.7: 2.6; 1.8: 8.4594; 1.9: 21.6667; 2: 0.69002; 2.1: 76.1247; 2.2: 0.61668; 2.3: 0.90644; 2.4: 0.89502; 2.5: 1.3156
| 1 | 1.05 | 1: 14.3726; 1.1: 1.5796; 1.2: 0.0021182; 1.3: 6.825; 1.4: 2.2112; 1.5: 1.5796; 1.6: 6.825; 1.7: 2.73; 1.8: 8.4594; 1.9: 22.75; 2: 0.72452; 2.1: 76.2028; 2.2: 0.67919; 2.3: 0.95078; 2.4: 0.90036; 2.5: 1.2604
| 1 | 1.1 | 1: 14.3025; 1.1: 1.6467; 1.2: 0.0022083; 1.3: 7.15; 1.4: 2.2004; 1.5: 1.6467; 1.6: 7.15; 1.7: 2.86; 1.8: 8.4594; 1.9: 23.8333; 2: 0.75902; 2.1: 76.2807; 2.2: 0.74465; 2.3: 0.99504; 2.4: 0.90204; 2.5: 1.2053
| 1 | 1.15 | 1: 14.2326; 1.1: 1.7131; 1.2: 0.0022973; 1.3: 7.475; 1.4: 2.1896; 1.5: 1.7131; 1.6: 7.475; 1.7: 2.99; 1.8: 8.4594; 1.9: 24.9167; 2: 0.79352; 2.1: 76.3583; 2.2: 0.81306; 2.3: 1.0392; 2.4: 0.90006; 2.5: 1.1504
| 1 | 1.2 | 1: 14.1628; 1.1: 1.7788; 1.2: 0.0023855; 1.3: 7.8; 1.4: 2.1789; 1.5: 1.7788; 1.6: 7.8; 1.7: 3.12; 1.8: 8.4594; 1.9: 26; 2: 0.82803; 2.1: 76.4357; 2.2: 0.8844; 2.3: 1.0833; 2.4: 0.89444; 2.5: 1.0956
| 1 | 1.25 | 1: 14.0932; 1.1: 1.8439; 1.2: 0.0024727; 1.3: 8.125; 1.4: 2.1682; 1.5: 1.8439; 1.6: 8.125; 1.7: 3.25; 1.8: 8.4594; 1.9: 27.0833; 2: 0.86253; 2.1: 76.5128; 2.2: 0.95867; 2.3: 1.1273; 2.4: 0.88518; 2.5: 1.0409
| 1 | 1.3 | 1: 14.0237; 1.1: 1.9082; 1.2: 0.0025589; 1.3: 8.45; 1.4: 2.1575; 1.5: 1.9082; 1.6: 8.45; 1.7: 3.38; 1.8: 8.4594; 1.9: 28.1667; 2: 0.89703; 2.1: 76.5896; 2.2: 1.0359; 2.3: 1.1712; 2.4: 0.8723; 2.5: 0.98628
| 1 | 1.35 | 1: 13.9544; 1.1: 1.9718; 1.2: 0.0026442; 1.3: 8.775; 1.4: 2.1468; 1.5: 1.9718; 1.6: 8.775; 1.7: 3.51; 1.8: 8.4594; 1.9: 29.25; 2: 0.93153; 2.1: 76.6661; 2.2: 1.116; 2.3: 1.215; 2.4: 0.8558; 2.5: 0.93179
| 1 | 1.4 | 1: 13.8853; 1.1: 2.0347; 1.2: 0.0027285; 1.3: 9.1; 1.4: 2.1362; 1.5: 2.0347; 1.6: 9.1; 1.7: 3.64; 1.8: 8.4594; 1.9: 30.3333; 2: 0.96603; 2.1: 76.7424; 2.2: 1.199; 2.3: 1.2588; 2.4: 0.8357; 2.5: 0.87741
| 1 | 1.45 | 1: 13.8164; 1.1: 2.0969; 1.2: 0.002812; 1.3: 9.425; 1.4: 2.1256; 1.5: 2.0969; 1.6: 9.425; 1.7: 3.77; 1.8: 8.4594; 1.9: 31.4167; 2: 1.0005; 2.1: 76.8184; 2.2: 1.2849; 2.3: 1.3025; 2.4: 0.81201; 2.5: 0.82314
| 1 | 1.5 | 1: 13.7477; 1.1: 2.1584; 1.2: 0.0028944; 1.3: 9.75; 1.4: 2.115; 1.5: 2.1584; 1.6: 9.75; 1.7: 3.9; 1.8: 8.4594; 1.9: 32.5; 2: 1.035; 2.1: 76.8941; 2.2: 1.3736; 2.3: 1.346; 2.4: 0.78474; 2.5: 0.76898
| 1 | 1.55 | 1: 13.6791; 1.1: 2.2192; 1.2: 0.002976; 1.3: 10.075; 1.4: 2.1045; 1.5: 2.2192; 1.6: 10.075; 1.7: 4.03; 1.8: 8.4594; 1.9: 33.5833; 2: 1.0695; 2.1: 76.9696; 2.2: 1.4653; 2.3: 1.3896; 2.4: 0.7539; 2.5: 0.71492
| 1 | 1.6 | 1: 13.6107; 1.1: 2.2793; 1.2: 0.0030566; 1.3: 10.4; 1.4: 2.0939; 1.5: 2.2793; 1.6: 10.4; 1.7: 4.16; 1.8: 8.4594; 1.9: 34.6667; 2: 1.104; 2.1: 77.0448; 2.2: 1.5598; 2.3: 1.433; 2.4: 0.71949; 2.5: 0.66097
| 1 | 1.65 | 1: 13.5424; 1.1: 2.3388; 1.2: 0.0031363; 1.3: 10.725; 1.4: 2.0834; 1.5: 2.3388; 1.6: 10.725; 1.7: 4.29; 1.8: 8.4594; 1.9: 35.75; 2: 1.1385; 2.1: 77.1197; 2.2: 1.6572; 2.3: 1.4763; 2.4: 0.68153; 2.5: 0.60713
| 1 | 1.7 | 1: 13.4743; 1.1: 2.3975; 1.2: 0.0032151; 1.3: 11.05; 1.4: 2.073; 1.5: 2.3975; 1.6: 11.05; 1.7: 4.42; 1.8: 8.4594; 1.9: 36.8333; 2: 1.173; 2.1: 77.1944; 2.2: 1.7575; 2.3: 1.5196; 2.4: 0.64003; 2.5: 0.55339
| 1 | 1.75 | 1: 13.4064; 1.1: 2.4556; 1.2: 0.003293; 1.3: 11.375; 1.4: 2.0625; 1.5: 2.4556; 1.6: 11.375; 1.7: 4.55; 1.8: 8.4594; 1.9: 37.9167; 2: 1.2075; 2.1: 77.2689; 2.2: 1.8606; 2.3: 1.5628; 2.4: 0.595; 2.5: 0.49976
| 1 | 1.8 | 1: 13.3387; 1.1: 2.513; 1.2: 0.00337; 1.3: 11.7; 1.4: 2.0521; 1.5: 2.513; 1.6: 11.7; 1.7: 4.68; 1.8: 8.4594; 1.9: 39; 2: 1.242; 2.1: 77.343; 2.2: 1.9666; 2.3: 1.6059; 2.4: 0.54645; 2.5: 0.44623
| 1 | 1.85 | 1: 13.2712; 1.1: 2.5697; 1.2: 0.0034461; 1.3: 12.025; 1.4: 2.0417; 1.5: 2.5697; 1.6: 12.025; 1.7: 4.81; 1.8: 8.4594; 1.9: 40.0833; 2: 1.2765; 2.1: 77.4169; 2.2: 2.0754; 2.3: 1.6489; 2.4: 0.49439; 2.5: 0.3928
| 1 | 1.9 | 1: 13.2038; 1.1: 2.6258; 1.2: 0.0035212; 1.3: 12.35; 1.4: 2.0314; 1.5: 2.6258; 1.6: 12.35; 1.7: 4.94; 1.8: 8.4594; 1.9: 41.1667; 2: 1.311; 2.1: 77.4906; 2.2: 2.187; 2.3: 1.6919; 2.4: 0.43882; 2.5: 0.33948
| 1 | 1.95 | 1: 13.1366; 1.1: 2.6812; 1.2: 0.0035955; 1.3: 12.675; 1.4: 2.021; 1.5: 2.6812; 1.6: 12.675; 1.7: 5.07; 1.8: 8.4594; 1.9: 42.25; 2: 1.3455; 2.1: 77.5639; 2.2: 2.3014; 2.3: 1.7348; 2.4: 0.37977; 2.5: 0.28626
| 1 | 2 | 1: 13.0695; 1.1: 2.7359; 1.2: 0.0036689; 1.3: 13; 1.4: 2.0107; 1.5: 2.7359; 1.6: 13; 1.7: 5.2; 1.8: 8.4594; 1.9: 43.3333; 2: 1.38; 2.1: 77.6371; 2.2: 2.4187; 2.3: 1.7776; 2.4: 0.31723; 2.5: 0.23314
| 1 | 2.05 | 1: 13.0027; 1.1: 2.7899; 1.2: 0.0037414; 1.3: 13.325; 1.4: 2.0004; 1.5: 2.7899; 1.6: 13.325; 1.7: 5.33; 1.8: 8.4594; 1.9: 44.4167; 2: 1.4145; 2.1: 77.7099; 2.2: 2.5387; 2.3: 1.8203; 2.4: 0.25121; 2.5: 0.18012
| 1 | 2.1 | 1: 12.936; 1.1: 2.8433; 1.2: 0.003813; 1.3: 13.65; 1.4: 1.9901; 1.5: 2.8433; 1.6: 13.65; 1.7: 5.46; 1.8: 8.4594; 1.9: 45.5; 2: 1.449; 2.1: 77.7825; 2.2: 2.6616; 2.3: 1.8629; 2.4: 0.18174; 2.5: 0.1272
| 1 | 2.15 | 1: 12.8694; 1.1: 2.8961; 1.2: 0.0038837; 1.3: 13.975; 1.4: 1.9799; 1.5: 2.8961; 1.6: 13.975; 1.7: 5.59; 1.8: 8.4594; 1.9: 46.5833; 2: 1.4835; 2.1: 77.8549; 2.2: 2.7872; 2.3: 1.9055; 2.4: 0.10881; 2.5: 0.074386
| 2 | 2.2 | 1: 12.8031; 1.1: 2.9481; 1.2: 0.0039535; 1.3: 14.3; 1.4: 1.9697; 1.5: 2.9481; 1.6: 14.3; 1.7: 5.72; 1.8: 8.4594; 1.9: 47.6667; 2: 1.518; 2.1: 77.927; 2.2: 2.9157; 2.3: 1.948; 2.4: 0.03243; 2.5: 0.021667
| 2 | 2.25 | 1: 12.7369; 1.1: 2.9995; 1.2: 0.0040224; 1.3: 14.625; 1.4: 1.9595; 1.5: 2.9995; 1.6: 14.625; 1.7: 5.85; 1.8: 8.4594; 1.9: 48.75; 2: 1.5525; 2.1: 77.9988; 2.2: 3.0469; 2.3: 1.9905; 2.4: -0.047382; 2.5: -0.030953
| 2 | 2.3 | 1: 12.6709; 1.1: 3.0503; 1.2: 0.0040905; 1.3: 14.95; 1.4: 1.9494; 1.5: 3.0503; 1.6: 14.95; 1.7: 5.98; 1.8: 8.4594; 1.9: 49.8333; 2: 1.587; 2.1: 78.0704; 2.2: 3.1809; 2.3: 2.0328; 2.4: -0.13062; 2.5: -0.083476
| 2 | 2.35 | 1: 12.605; 1.1: 3.1004; 1.2: 0.0041577; 1.3: 15.275; 1.4: 1.9392; 1.5: 3.1004; 1.6: 15.275; 1.7: 6.11; 1.8: 8.4594; 1.9: 50.9167; 2: 1.6215; 2.1: 78.1417; 2.2: 3.3177; 2.3: 2.0751; 2.4: -0.21728; 2.5: -0.1359
| 2 | 2.4 | 1: 12.5394; 1.1: 3.1499; 1.2: 0.0042241; 1.3: 15.6; 1.4: 1.9291; 1.5: 3.1499; 1.6: 15.6; 1.7: 6.24; 1.8: 8.4594; 1.9: 52; 2: 1.6561; 2.1: 78.2128; 2.2: 3.4572; 2.3: 2.1174; 2.4: -0.30734; 2.5: -0.18823
| 2 | 2.45 | 1: 12.4739; 1.1: 3.1987; 1.2: 0.0042896; 1.3: 15.925; 1.4: 1.9191; 1.5: 3.1987; 1.6: 15.925; 1.7: 6.37; 1.8: 8.4594; 1.9: 53.0833; 2: 1.6906; 2.1: 78.2836; 2.2: 3.5995; 2.3: 2.1595; 2.4: -0.40081; 2.5: -0.24046
| 2 | 2.5 | 1: 12.4086; 1.1: 3.2469; 1.2: 0.0043542; 1.3: 16.25; 1.4: 1.909; 1.5: 3.2469; 1.6: 16.25; 1.7: 6.5; 1.8: 8.4594; 1.9: 54.1667; 2: 1.7251; 2.1: 78.3542; 2.2: 3.7446; 2.3: 2.2016; 2.4: -0.49766; 2.5: -0.2926
| 2 | 2.55 | 1: 12.3434; 1.1: 3.2945; 1.2: 0.0044179; 1.3: 16.575; 1.4: 1.899; 1.5: 3.2945; 1.6: 16.575; 1.7: 6.63; 1.8: 8.4594; 1.9: 55.25; 2: 1.7596; 2.1: 78.4245; 2.2: 3.8924; 2.3: 2.2436; 2.4: -0.5979; 2.5: -0.34464
| 2 | 2.6 | 1: 12.2784; 1.1: 3.3414; 1.2: 0.0044808; 1.3: 16.9; 1.4: 1.889; 1.5: 3.3414; 1.6: 16.9; 1.7: 6.76; 1.8: 8.4594; 1.9: 56.3333; 2: 1.7941; 2.1: 78.4946; 2.2: 4.0429; 2.3: 2.2856; 2.4: -0.70152; 2.5: -0.39659
| 2 | 2.65 | 1: 12.2136; 1.1: 3.3876; 1.2: 0.0045429; 1.3: 17.225; 1.4: 1.879; 1.5: 3.3876; 1.6: 17.225; 1.7: 6.89; 1.8: 8.4594; 1.9: 57.4167; 2: 1.8286; 2.1: 78.5644; 2.2: 4.1961; 2.3: 2.3275; 2.4: -0.80849; 2.5: -0.44844
| 2 | 2.7 | 1: 12.149; 1.1: 3.4333; 1.2: 0.0046041; 1.3: 17.55; 1.4: 1.8691; 1.5: 3.4333; 1.6: 17.55; 1.7: 7.02; 1.8: 8.4594; 1.9: 58.5; 2: 1.8631; 2.1: 78.634; 2.2: 4.3521; 2.3: 2.3693; 2.4: -0.91883; 2.5: -0.50021
| 2 | 2.75 | 1: 12.0845; 1.1: 3.4783; 1.2: 0.0046645; 1.3: 17.875; 1.4: 1.8592; 1.5: 3.4783; 1.6: 17.875; 1.7: 7.15; 1.8: 8.4594; 1.9: 59.5833; 2: 1.8976; 2.1: 78.7033; 2.2: 4.5108; 2.3: 2.411; 2.4: -1.0325; 2.5: -0.55187
| 2 | 2.8 | 1: 12.0202; 1.1: 3.5227; 1.2: 0.004724; 1.3: 18.2; 1.4: 1.8493; 1.5: 3.5227; 1.6: 18.2; 1.7: 7.28; 1.8: 8.4594; 1.9: 60.6667; 2: 1.9321; 2.1: 78.7724; 2.2: 4.6723; 2.3: 2.4527; 2.4: -1.1495; 2.5: -0.60345
| 2 | 2.85 | 1: 11.9561; 1.1: 3.5665; 1.2: 0.0047828; 1.3: 18.525; 1.4: 1.8394; 1.5: 3.5665; 1.6: 18.525; 1.7: 7.41; 1.8: 8.4594; 1.9: 61.75; 2: 1.9666; 2.1: 78.8412; 2.2: 4.8364; 2.3: 2.4943; 2.4: -1.2699; 2.5: -0.65493
| 2 | 2.9 | 1: 11.8921; 1.1: 3.6097; 1.2: 0.0048406; 1.3: 18.85; 1.4: 1.8296; 1.5: 3.6097; 1.6: 18.85; 1.7: 7.54; 1.8: 8.4594; 1.9: 62.8333; 2: 2.0011; 2.1: 78.9098; 2.2: 5.0032; 2.3: 2.5359; 2.4: -1.3936; 2.5: -0.70633
| 2 | 2.95 | 1: 11.8284; 1.1: 3.6522; 1.2: 0.0048977; 1.3: 19.175; 1.4: 1.8197; 1.5: 3.6522; 1.6: 19.175; 1.7: 7.67; 1.8: 8.4594; 1.9: 63.9167; 2: 2.0356; 2.1: 78.9781; 2.2: 5.1728; 2.3: 2.5774; 2.4: -1.5206; 2.5: -0.75763
| 2 | 3 | 1: 11.7647; 1.1: 3.6941; 1.2: 0.0049539; 1.3: 19.5; 1.4: 1.81; 1.5: 3.6941; 1.6: 19.5; 1.7: 7.8; 1.8: 8.4594; 1.9: 65; 2: 2.0701; 2.1: 79.0462; 2.2: 5.345; 2.3: 2.6188; 2.4: -1.6508; 2.5: -0.80884
| 2 | 3.05 | 1: 11.7013; 1.1: 3.7354; 1.2: 0.0050093; 1.3: 19.825; 1.4: 1.8002; 1.5: 3.7354; 1.6: 19.825; 1.7: 7.93; 1.8: 8.4594; 1.9: 66.0833; 2: 2.1046; 2.1: 79.114; 2.2: 5.5199; 2.3: 2.6602; 2.4: -1.7844; 2.5: -0.85997
| 2 | 3.1 | 1: 11.638; 1.1: 3.7762; 1.2: 0.0050639; 1.3: 20.15; 1.4: 1.7905; 1.5: 3.7762; 1.6: 20.15; 1.7: 8.06; 1.8: 8.4594; 1.9: 67.1667; 2: 2.1391; 2.1: 79.1816; 2.2: 5.6975; 2.3: 2.7015; 2.4: -1.9213; 2.5: -0.911
| 2 | 3.15 | 1: 11.5749; 1.1: 3.8163; 1.2: 0.0051177; 1.3: 20.475; 1.4: 1.7808; 1.5: 3.8163; 1.6: 20.475; 1.7: 8.19; 1.8: 8.4594; 1.9: 68.25; 2: 2.1736; 2.1: 79.249; 2.2: 5.8778; 2.3: 2.7427; 2.4: -2.0615; 2.5: -0.96195
| 2 | 3.2 | 1: 11.512; 1.1: 3.8558; 1.2: 0.0051707; 1.3: 20.8; 1.4: 1.7711; 1.5: 3.8558; 1.6: 20.8; 1.7: 8.32; 1.8: 8.4594; 1.9: 69.3333; 2: 2.2081; 2.1: 79.3161; 2.2: 6.0607; 2.3: 2.7839; 2.4: -2.2049; 2.5: -1.0128
| 2 | 3.25 | 1: 11.4493; 1.1: 3.8947; 1.2: 0.0052228; 1.3: 21.125; 1.4: 1.7614; 1.5: 3.8947; 1.6: 21.125; 1.7: 8.45; 1.8: 8.4594; 1.9: 70.4167; 2: 2.2426; 2.1: 79.3829; 2.2: 6.2463; 2.3: 2.825; 2.4: -2.3517; 2.5: -1.0636
| 2 | 3.3 | 1: 11.3867; 1.1: 3.933; 1.2: 0.0052742; 1.3: 21.45; 1.4: 1.7518; 1.5: 3.933; 1.6: 21.45; 1.7: 8.58; 1.8: 8.4594; 1.9: 71.5; 2: 2.2771; 2.1: 79.4496; 2.2: 6.4346; 2.3: 2.8661; 2.4: -2.5016; 2.5: -1.1143
| 2 | 3.35 | 1: 11.3243; 1.1: 3.9707; 1.2: 0.0053248; 1.3: 21.775; 1.4: 1.7422; 1.5: 3.9707; 1.6: 21.775; 1.7: 8.71; 1.8: 8.4594; 1.9: 72.5833; 2: 2.3116; 2.1: 79.5159; 2.2: 6.6255; 2.3: 2.9071; 2.4: -2.6548; 2.5: -1.1649
| 2 | 3.4 | 1: 11.262; 1.1: 4.0078; 1.2: 0.0053745; 1.3: 22.1; 1.4: 1.7326; 1.5: 4.0078; 1.6: 22.1; 1.7: 8.84; 1.8: 8.4594; 1.9: 73.6667; 2: 2.3461; 2.1: 79.5821; 2.2: 6.8191; 2.3: 2.948; 2.4: -2.8113; 2.5: -1.2154
| 2 | 3.45 | 1: 11.2; 1.1: 4.0443; 1.2: 0.0054235; 1.3: 22.425; 1.4: 1.7231; 1.5: 4.0443; 1.6: 22.425; 1.7: 8.97; 1.8: 8.4594; 1.9: 74.75; 2: 2.3806; 2.1: 79.648; 2.2: 7.0153; 2.3: 2.9889; 2.4: -2.971; 2.5: -1.2658
| 2 | 3.5 | 1: 11.1381; 1.1: 4.0803; 1.2: 0.0054717; 1.3: 22.75; 1.4: 1.7136; 1.5: 4.0803; 1.6: 22.75; 1.7: 9.1; 1.8: 8.4594; 1.9: 75.8333; 2: 2.4151; 2.1: 79.7137; 2.2: 7.2142; 2.3: 3.0297; 2.4: -3.1339; 2.5: -1.3161
| 2 | 3.55 | 1: 11.0764; 1.1: 4.1156; 1.2: 0.0055191; 1.3: 23.075; 1.4: 1.7041; 1.5: 4.1156; 1.6: 23.075; 1.7: 9.23; 1.8: 8.4594; 1.9: 76.9167; 2: 2.4496; 2.1: 79.7791; 2.2: 7.4157; 2.3: 3.0704; 2.4: -3.3001; 2.5: -1.3664
| 2 | 3.6 | 1: 11.0148; 1.1: 4.1504; 1.2: 0.0055658; 1.3: 23.4; 1.4: 1.6946; 1.5: 4.1504; 1.6: 23.4; 1.7: 9.36; 1.8: 8.4594; 1.9: 78; 2: 2.4841; 2.1: 79.8443; 2.2: 7.6198; 2.3: 3.1112; 2.4: -3.4694; 2.5: -1.4166
| 2 | 3.65 | 1: 10.9534; 1.1: 4.1846; 1.2: 0.0056116; 1.3: 23.725; 1.4: 1.6851; 1.5: 4.1846; 1.6: 23.725; 1.7: 9.49; 1.8: 8.4594; 1.9: 79.0833; 2: 2.5186; 2.1: 79.9092; 2.2: 7.8266; 2.3: 3.1518; 2.4: -3.642; 2.5: -1.4667
| 2 | 3.7 | 1: 10.8922; 1.1: 4.2182; 1.2: 0.0056567; 1.3: 24.05; 1.4: 1.6757; 1.5: 4.2182; 1.6: 24.05; 1.7: 9.62; 1.8: 8.4594; 1.9: 80.1667; 2: 2.5531; 2.1: 79.974; 2.2: 8.036; 2.3: 3.1924; 2.4: -3.8178; 2.5: -1.5167
| 2 | 3.75 | 1: 10.8312; 1.1: 4.2512; 1.2: 0.005701; 1.3: 24.375; 1.4: 1.6663; 1.5: 4.2512; 1.6: 24.375; 1.7: 9.75; 1.8: 8.4594; 1.9: 81.25; 2: 2.5876; 2.1: 80.0384; 2.2: 8.248; 2.3: 3.2329; 2.4: -3.9967; 2.5: -1.5666
| 2 | 3.8 | 1: 10.7703; 1.1: 4.2837; 1.2: 0.0057446; 1.3: 24.7; 1.4: 1.657; 1.5: 4.2837; 1.6: 24.7; 1.7: 9.88; 1.8: 8.4594; 1.9: 82.3333; 2: 2.6221; 2.1: 80.1027; 2.2: 8.4626; 2.3: 3.2734; 2.4: -4.1789; 2.5: -1.6164
| 2 | 3.85 | 1: 10.7096; 1.1: 4.3156; 1.2: 0.0057874; 1.3: 25.025; 1.4: 1.6476; 1.5: 4.3156; 1.6: 25.025; 1.7: 10.01; 1.8: 8.4594; 1.9: 83.4167; 2: 2.6566; 2.1: 80.1667; 2.2: 8.6798; 2.3: 3.3138; 2.4: -4.3642; 2.5: -1.6662
| 2 | 3.9 | 1: 10.6491; 1.1: 4.347; 1.2: 0.0058294; 1.3: 25.35; 1.4: 1.6383; 1.5: 4.347; 1.6: 25.35; 1.7: 10.14; 1.8: 8.4594; 1.9: 84.5; 2: 2.6911; 2.1: 80.2305; 2.2: 8.8997; 2.3: 3.3542; 2.4: -4.5527; 2.5: -1.7159
| 2 | 3.95 | 1: 10.5888; 1.1: 4.3778; 1.2: 0.0058707; 1.3: 25.675; 1.4: 1.629; 1.5: 4.3778; 1.6: 25.675; 1.7: 10.27; 1.8: 8.4594; 1.9: 85.5833; 2: 2.7256; 2.1: 80.294; 2.2: 9.1221; 2.3: 3.3945; 2.4: -4.7444; 2.5: -1.7655
| 2 | 4 | 1: 10.5286; 1.1: 4.408; 1.2: 0.0059112; 1.3: 26; 1.4: 1.6198; 1.5: 4.408; 1.6: 26; 1.7: 10.4; 1.8: 8.4594; 1.9: 86.6667; 2: 2.7601; 2.1: 80.3573; 2.2: 9.3471; 2.3: 3.4348; 2.4: -4.9392; 2.5: -1.815
| 2 | 4.05 | 1: 10.4686; 1.1: 4.4376; 1.2: 0.005951; 1.3: 26.325; 1.4: 1.6106; 1.5: 4.4376; 1.6: 26.325; 1.7: 10.53; 1.8: 8.4594; 1.9: 87.75; 2: 2.7946; 2.1: 80.4204; 2.2: 9.5748; 2.3: 3.475; 2.4: -5.1371; 2.5: -1.8644
| 2 | 4.1 | 1: 10.4088; 1.1: 4.4667; 1.2: 0.00599; 1.3: 26.65; 1.4: 1.6013; 1.5: 4.4667; 1.6: 26.65; 1.7: 10.66; 1.8: 8.4594; 1.9: 88.8333; 2: 2.8291; 2.1: 80.4832; 2.2: 9.805; 2.3: 3.5151; 2.4: -5.3382; 2.5: -1.9138
| 2 | 4.15 | 1: 10.3491; 1.1: 4.4953; 1.2: 0.0060283; 1.3: 26.975; 1.4: 1.5922; 1.5: 4.4953; 1.6: 26.975; 1.7: 10.79; 1.8: 8.4594; 1.9: 89.9167; 2: 2.8636; 2.1: 80.5459; 2.2: 10.0378; 2.3: 3.5552; 2.4: -5.5425; 2.5: -1.9631
| 2 | 4.2 | 1: 10.2896; 1.1: 4.5233; 1.2: 0.0060659; 1.3: 27.3; 1.4: 1.583; 1.5: 4.5233; 1.6: 27.3; 1.7: 10.92; 1.8: 8.4594; 1.9: 91; 2: 2.8981; 2.1: 80.6082; 2.2: 10.2731; 2.3: 3.5953; 2.4: -5.7498; 2.5: -2.0123
| 2 | 4.25 | 1: 10.2303; 1.1: 4.5508; 1.2: 0.0061027; 1.3: 27.625; 1.4: 1.5739; 1.5: 4.5508; 1.6: 27.625; 1.7: 11.05; 1.8: 8.4594; 1.9: 92.0833; 2: 2.9326; 2.1: 80.6704; 2.2: 10.5111; 2.3: 3.6353; 2.4: -5.9603; 2.5: -2.0614
| 2 | 4.3 | 1: 10.1711; 1.1: 4.5777; 1.2: 0.0061388; 1.3: 27.95; 1.4: 1.5648; 1.5: 4.5777; 1.6: 27.95; 1.7: 11.18; 1.8: 8.4594; 1.9: 93.1667; 2: 2.9671; 2.1: 80.7323; 2.2: 10.7516; 2.3: 3.6752; 2.4: -6.1739; 2.5: -2.1104
| 2 | 4.35 | 1: 10.1122; 1.1: 4.6041; 1.2: 0.0061742; 1.3: 28.275; 1.4: 1.5557; 1.5: 4.6041; 1.6: 28.275; 1.7: 11.31; 1.8: 8.4594; 1.9: 94.25; 2: 3.0016; 2.1: 80.794; 2.2: 10.9947; 2.3: 3.7151; 2.4: -6.3906; 2.5: -2.1594
| 2 | 4.4 | 1: 10.0534; 1.1: 4.6299; 1.2: 0.0062088; 1.3: 28.6; 1.4: 1.5467; 1.5: 4.6299; 1.6: 28.6; 1.7: 11.44; 1.8: 8.4594; 1.9: 95.3333; 2: 3.0361; 2.1: 80.8555; 2.2: 11.2404; 2.3: 3.755; 2.4: -6.6105; 2.5: -2.2083
| 2 | 4.45 | 1: 9.9947; 1.1: 4.6552; 1.2: 0.0062427; 1.3: 28.925; 1.4: 1.5376; 1.5: 4.6552; 1.6: 28.925; 1.7: 11.57; 1.8: 8.4594; 1.9: 96.4167; 2: 3.0706; 2.1: 80.9167; 2.2: 11.4886; 2.3: 3.7948; 2.4: -6.8334; 2.5: -2.2571
| 2 | 4.5 | 1: 9.9363; 1.1: 4.68; 1.2: 0.006276; 1.3: 29.25; 1.4: 1.5287; 1.5: 4.68; 1.6: 29.25; 1.7: 11.7; 1.8: 8.4594; 1.9: 97.5; 2: 3.1051; 2.1: 80.9778; 2.2: 11.7393; 2.3: 3.8345; 2.4: -7.0594; 2.5: -2.3058
| 2 | 4.55 | 1: 9.878; 1.1: 4.7042; 1.2: 0.0063085; 1.3: 29.575; 1.4: 1.5197; 1.5: 4.7042; 1.6: 29.575; 1.7: 11.83; 1.8: 8.4594; 1.9: 98.5833; 2: 3.1396; 2.1: 81.0385; 2.2: 11.9927; 2.3: 3.8742; 2.4: -7.2884; 2.5: -2.3545
| 2 | 4.6 | 1: 9.8198; 1.1: 4.7279; 1.2: 0.0063403; 1.3: 29.9; 1.4: 1.5107; 1.5: 4.7279; 1.6: 29.9; 1.7: 11.96; 1.8: 8.4594; 1.9: 99.6667; 2: 3.1741; 2.1: 81.0991; 2.2: 12.2485; 2.3: 3.9139; 2.4: -7.5206; 2.5: -2.4031
| 2 | 4.65 | 1: 9.7619; 1.1: 4.7511; 1.2: 0.0063714; 1.3: 30.225; 1.4: 1.5018; 1.5: 4.7511; 1.6: 30.225; 1.7: 12.09; 1.8: 8.4594; 1.9: 100.75; 2: 3.2086; 2.1: 81.1595; 2.2: 12.5069; 2.3: 3.9535; 2.4: -7.7558; 2.5: -2.4516
| 2 | 4.7 | 1: 9.7041; 1.1: 4.7738; 1.2: 0.0064017; 1.3: 30.55; 1.4: 1.4929; 1.5: 4.7738; 1.6: 30.55; 1.7: 12.22; 1.8: 8.4594; 1.9: 101.8333; 2: 3.2431; 2.1: 81.2196; 2.2: 12.7679; 2.3: 3.993; 2.4: -7.9941; 2.5: -2.5001
| 2 | 4.75 | 1: 9.6465; 1.1: 4.7959; 1.2: 0.0064314; 1.3: 30.875; 1.4: 1.4841; 1.5: 4.7959; 1.6: 30.875; 1.7: 12.35; 1.8: 8.4594; 1.9: 102.9167; 2: 3.2776; 2.1: 81.2795; 2.2: 13.0314; 2.3: 4.0325; 2.4: -8.2355; 2.5: -2.5484
| 2 | 4.8 | 1: 9.5891; 1.1: 4.8176; 1.2: 0.0064605; 1.3: 31.2; 1.4: 1.4752; 1.5: 4.8176; 1.6: 31.2; 1.7: 12.48; 1.8: 8.4594; 1.9: 104; 2: 3.3121; 2.1: 81.3391; 2.2: 13.2974; 2.3: 4.072; 2.4: -8.4799; 2.5: -2.5967
| 2 | 4.85 | 1: 9.5318; 1.1: 4.8387; 1.2: 0.0064888; 1.3: 31.525; 1.4: 1.4664; 1.5: 4.8387; 1.6: 31.525; 1.7: 12.61; 1.8: 8.4594; 1.9: 105.0833; 2: 3.3466; 2.1: 81.3986; 2.2: 13.566; 2.3: 4.1114; 2.4: -8.7273; 2.5: -2.6449
| 2 | 4.9 | 1: 9.4747; 1.1: 4.8593; 1.2: 0.0065164; 1.3: 31.85; 1.4: 1.4577; 1.5: 4.8593; 1.6: 31.85; 1.7: 12.74; 1.8: 8.4594; 1.9: 106.1667; 2: 3.3811; 2.1: 81.4578; 2.2: 13.8371; 2.3: 4.1507; 2.4: -8.9778; 2.5: -2.6931
| 2 | 4.95 | 1: 9.4178; 1.1: 4.8794; 1.2: 0.0065433; 1.3: 32.175; 1.4: 1.4489; 1.5: 4.8794; 1.6: 32.175; 1.7: 12.87; 1.8: 8.4594; 1.9: 107.25; 2: 3.4156; 2.1: 81.5168; 2.2: 14.1107; 2.3: 4.1901; 2.4: -9.2313; 2.5: -2.7412
| 2 | 5 | 1: 9.3611; 1.1: 4.899; 1.2: 0.0065696; 1.3: 32.5; 1.4: 1.4402; 1.5: 4.899; 1.6: 32.5; 1.7: 13; 1.8: 8.4594; 1.9: 108.3333; 2: 3.4501; 2.1: 81.5756; 2.2: 14.3868; 2.3: 4.2293; 2.4: -9.4878; 2.5: -2.7892
| 2 | 5.05 | 1: 9.3045; 1.1: 4.9181; 1.2: 0.0065952; 1.3: 32.825; 1.4: 1.4315; 1.5: 4.9181; 1.6: 32.825; 1.7: 13.13; 1.8: 8.4594; 1.9: 109.4167; 2: 3.4846; 2.1: 81.6342; 2.2: 14.6654; 2.3: 4.2686; 2.4: -9.7474; 2.5: -2.8371
| 2 | 5.1 | 1: 9.2481; 1.1: 4.9366; 1.2: 0.0066201; 1.3: 33.15; 1.4: 1.4228; 1.5: 4.9366; 1.6: 33.15; 1.7: 13.26; 1.8: 8.4594; 1.9: 110.5; 2: 3.5191; 2.1: 81.6925; 2.2: 14.9466; 2.3: 4.3077; 2.4: -10.01; 2.5: -2.885
| 2 | 5.15 | 1: 9.1919; 1.1: 4.9547; 1.2: 0.0066444; 1.3: 33.475; 1.4: 1.4141; 1.5: 4.9547; 1.6: 33.475; 1.7: 13.39; 1.8: 8.4594; 1.9: 111.5833; 2: 3.5536; 2.1: 81.7507; 2.2: 15.2303; 2.3: 4.3469; 2.4: -10.2755; 2.5: -2.9328
| 2 | 5.2 | 1: 9.1358; 1.1: 4.9723; 1.2: 0.006668; 1.3: 33.8; 1.4: 1.4055; 1.5: 4.9723; 1.6: 33.8; 1.7: 13.52; 1.8: 8.4594; 1.9: 112.6667; 2: 3.5881; 2.1: 81.8086; 2.2: 15.5164; 2.3: 4.386; 2.4: -10.5441; 2.5: -2.9805
| 2 | 5.25 | 1: 9.0799; 1.1: 4.9894; 1.2: 0.0066909; 1.3: 34.125; 1.4: 1.3969; 1.5: 4.9894; 1.6: 34.125; 1.7: 13.65; 1.8: 8.4594; 1.9: 113.75; 2: 3.6226; 2.1: 81.8663; 2.2: 15.8051; 2.3: 4.425; 2.4: -10.8157; 2.5: -3.0281
| 2 | 5.3 | 1: 9.0242; 1.1: 5.006; 1.2: 0.0067132; 1.3: 34.45; 1.4: 1.3883; 1.5: 5.006; 1.6: 34.45; 1.7: 13.78; 1.8: 8.4594; 1.9: 114.8333; 2: 3.6571; 2.1: 81.9237; 2.2: 16.0963; 2.3: 4.464; 2.4: -11.0903; 2.5: -3.0757
| 2 | 5.35 | 1: 8.9687; 1.1: 5.0222; 1.2: 0.0067348; 1.3: 34.775; 1.4: 1.3798; 1.5: 5.0222; 1.6: 34.775; 1.7: 13.91; 1.8: 8.4594; 1.9: 115.9167; 2: 3.6916; 2.1: 81.981; 2.2: 16.39; 2.3: 4.503; 2.4: -11.3678; 2.5: -3.1232
| 2 | 5.4 | 1: 8.9133; 1.1: 5.0378; 1.2: 0.0067558; 1.3: 35.1; 1.4: 1.3713; 1.5: 5.0378; 1.6: 35.1; 1.7: 14.04; 1.8: 8.4594; 1.9: 117; 2: 3.7261; 2.1: 82.038; 2.2: 16.6862; 2.3: 4.5419; 2.4: -11.6484; 2.5: -3.1707
| 2 | 5.45 | 1: 8.8581; 1.1: 5.0529; 1.2: 0.0067761; 1.3: 35.425; 1.4: 1.3628; 1.5: 5.0529; 1.6: 35.425; 1.7: 14.17; 1.8: 8.4594; 1.9: 118.0833; 2: 3.7606; 2.1: 82.0949; 2.2: 16.9848; 2.3: 4.5808; 2.4: -11.9319; 2.5: -3.218
| 2 | 5.5 | 1: 8.8031; 1.1: 5.0676; 1.2: 0.0067958; 1.3: 35.75; 1.4: 1.3543; 1.5: 5.0676; 1.6: 35.75; 1.7: 14.3; 1.8: 8.4594; 1.9: 119.1667; 2: 3.7951; 2.1: 82.1515; 2.2: 17.286; 2.3: 4.6197; 2.4: -12.2184; 2.5: -3.2653
| 2 | 5.55 | 1: 8.7482; 1.1: 5.0818; 1.2: 0.0068148; 1.3: 36.075; 1.4: 1.3459; 1.5: 5.0818; 1.6: 36.075; 1.7: 14.43; 1.8: 8.4594; 1.9: 120.25; 2: 3.8296; 2.1: 82.2079; 2.2: 17.5896; 2.3: 4.6585; 2.4: -12.5078; 2.5: -3.3126
| 2 | 5.6 | 1: 8.6935; 1.1: 5.0956; 1.2: 0.0068333; 1.3: 36.4; 1.4: 1.3375; 1.5: 5.0956; 1.6: 36.4; 1.7: 14.56; 1.8: 8.4594; 1.9: 121.3333; 2: 3.8641; 2.1: 82.2641; 2.2: 17.8958; 2.3: 4.6972; 2.4: -12.8002; 2.5: -3.3597
| 2 | 5.65 | 1: 8.639; 1.1: 5.1088; 1.2: 0.006851; 1.3: 36.725; 1.4: 1.3291; 1.5: 5.1088; 1.6: 36.725; 1.7: 14.69; 1.8: 8.4594; 1.9: 122.4167; 2: 3.8986; 2.1: 82.3201; 2.2: 18.2044; 2.3: 4.7359; 2.4: -13.0955; 2.5: -3.4069
| 2 | 5.7 | 1: 8.5847; 1.1: 5.1216; 1.2: 0.0068682; 1.3: 37.05; 1.4: 1.3207; 1.5: 5.1216; 1.6: 37.05; 1.7: 14.82; 1.8: 8.4594; 1.9: 123.5; 2: 3.9331; 2.1: 82.3758; 2.2: 18.5154; 2.3: 4.7746; 2.4: -13.3938; 2.5: -3.4539
| 2 | 5.75 | 1: 8.5305; 1.1: 5.1339; 1.2: 0.0068847; 1.3: 37.375; 1.4: 1.3124; 1.5: 5.1339; 1.6: 37.375; 1.7: 14.95; 1.8: 8.4594; 1.9: 124.5833; 2: 3.9676; 2.1: 82.4314; 2.2: 18.829; 2.3: 4.8132; 2.4: -13.6951; 2.5: -3.5009
| 2 | 5.8 | 1: 8.4765; 1.1: 5.1458; 1.2: 0.0069006; 1.3: 37.7; 1.4: 1.3041; 1.5: 5.1458; 1.6: 37.7; 1.7: 15.08; 1.8: 8.4594; 1.9: 125.6667; 2: 4.0021; 2.1: 82.4867; 2.2: 19.145; 2.3: 4.8518; 2.4: -13.9992; 2.5: -3.5478
| 2 | 5.85 | 1: 8.4227; 1.1: 5.1572; 1.2: 0.0069159; 1.3: 38.025; 1.4: 1.2958; 1.5: 5.1572; 1.6: 38.025; 1.7: 15.21; 1.8: 8.4594; 1.9: 126.75; 2: 4.0366; 2.1: 82.5419; 2.2: 19.4635; 2.3: 4.8904; 2.4: -14.3063; 2.5: -3.5946
| 2 | 5.9 | 1: 8.369; 1.1: 5.1681; 1.2: 0.0069306; 1.3: 38.35; 1.4: 1.2875; 1.5: 5.1681; 1.6: 38.35; 1.7: 15.34; 1.8: 8.4594; 1.9: 127.8333; 2: 4.0711; 2.1: 82.5968; 2.2: 19.7845; 2.3: 4.9289; 2.4: -14.6164; 2.5: -3.6414
| 2 | 5.95 | 1: 8.3155; 1.1: 5.1786; 1.2: 0.0069446; 1.3: 38.675; 1.4: 1.2793; 1.5: 5.1786; 1.6: 38.675; 1.7: 15.47; 1.8: 8.4594; 1.9: 128.9167; 2: 4.1056; 2.1: 82.6515; 2.2: 20.1079; 2.3: 4.9674; 2.4: -14.9293; 2.5: -3.6881
| 2 | 6 | 1: 8.2622; 1.1: 5.1887; 1.2: 0.0069581; 1.3: 39; 1.4: 1.2711; 1.5: 5.1887; 1.6: 39; 1.7: 15.6; 1.8: 8.4594; 1.9: 130; 2: 4.1401; 2.1: 82.706; 2.2: 20.4338; 2.3: 5.0058; 2.4: -15.2452; 2.5: -3.7347
| 2 | 6.05 | 1: 8.2091; 1.1: 5.1982; 1.2: 0.006971; 1.3: 39.325; 1.4: 1.2629; 1.5: 5.1982; 1.6: 39.325; 1.7: 15.73; 1.8: 8.4594; 1.9: 131.0833; 2: 4.1746; 2.1: 82.7603; 2.2: 20.7622; 2.3: 5.0442; 2.4: -15.5639; 2.5: -3.7813
| 2 | 6.1 | 1: 8.1561; 1.1: 5.2074; 1.2: 0.0069832; 1.3: 39.65; 1.4: 1.2548; 1.5: 5.2074; 1.6: 39.65; 1.7: 15.86; 1.8: 8.4594; 1.9: 132.1667; 2: 4.2091; 2.1: 82.8144; 2.2: 21.093; 2.3: 5.0826; 2.4: -15.8856; 2.5: -3.8278
| 2 | 6.15 | 1: 8.1033; 1.1: 5.2161; 1.2: 0.0069949; 1.3: 39.975; 1.4: 1.2467; 1.5: 5.2161; 1.6: 39.975; 1.7: 15.99; 1.8: 8.4594; 1.9: 133.25; 2: 4.2436; 2.1: 82.8683; 2.2: 21.4262; 2.3: 5.1209; 2.4: -16.2102; 2.5: -3.8743
| 2 | 6.2 | 1: 8.0507; 1.1: 5.2243; 1.2: 0.007006; 1.3: 40.3; 1.4: 1.2386; 1.5: 5.2243; 1.6: 40.3; 1.7: 16.12; 1.8: 8.4594; 1.9: 134.3333; 2: 4.2781; 2.1: 82.922; 2.2: 21.762; 2.3: 5.1592; 2.4: -16.5376; 2.5: -3.9207
| 2 | 6.25 | 1: 7.9982; 1.1: 5.2322; 1.2: 0.0070164; 1.3: 40.625; 1.4: 1.2305; 1.5: 5.2322; 1.6: 40.625; 1.7: 16.25; 1.8: 8.4594; 1.9: 135.4167; 2: 4.3126; 2.1: 82.9754; 2.2: 22.1001; 2.3: 5.1975; 2.4: -16.868; 2.5: -3.967
| 2 | 6.3 | 1: 7.9459; 1.1: 5.2395; 1.2: 0.0070263; 1.3: 40.95; 1.4: 1.2224; 1.5: 5.2395; 1.6: 40.95; 1.7: 16.38; 1.8: 8.4594; 1.9: 136.5; 2: 4.3471; 2.1: 83.0287; 2.2: 22.4407; 2.3: 5.2357; 2.4: -17.2012; 2.5: -4.0133
| 2 | 6.35 | 1: 7.8938; 1.1: 5.2465; 1.2: 0.0070356; 1.3: 41.275; 1.4: 1.2144; 1.5: 5.2465; 1.6: 41.275; 1.7: 16.51; 1.8: 8.4594; 1.9: 137.5833; 2: 4.3816; 2.1: 83.0818; 2.2: 22.7838; 2.3: 5.2739; 2.4: -17.5373; 2.5: -4.0595
| 2 | 6.4 | 1: 7.8419; 1.1: 5.253; 1.2: 0.0070444; 1.3: 41.6; 1.4: 1.2064; 1.5: 5.253; 1.6: 41.6; 1.7: 16.64; 1.8: 8.4594; 1.9: 138.6667; 2: 4.4161; 2.1: 83.1346; 2.2: 23.1293; 2.3: 5.312; 2.4: -17.8763; 2.5: -4.1056
| 2 | 6.45 | 1: 7.7901; 1.1: 5.2591; 1.2: 0.0070526; 1.3: 41.925; 1.4: 1.1985; 1.5: 5.2591; 1.6: 41.925; 1.7: 16.77; 1.8: 8.4594; 1.9: 139.75; 2: 4.4506; 2.1: 83.1873; 2.2: 23.4772; 2.3: 5.3501; 2.4: -18.2181; 2.5: -4.1517
| 2 | 6.5 | 1: 7.7385; 1.1: 5.2648; 1.2: 0.0070602; 1.3: 42.25; 1.4: 1.1905; 1.5: 5.2648; 1.6: 42.25; 1.7: 16.9; 1.8: 8.4594; 1.9: 140.8333; 2: 4.4851; 2.1: 83.2398; 2.2: 23.8276; 2.3: 5.3882; 2.4: -18.5628; 2.5: -4.1977
| 2 | 6.55 | 1: 7.6871; 1.1: 5.27; 1.2: 0.0070672; 1.3: 42.575; 1.4: 1.1826; 1.5: 5.27; 1.6: 42.575; 1.7: 17.03; 1.8: 8.4594; 1.9: 141.9167; 2: 4.5196; 2.1: 83.292; 2.2: 24.1804; 2.3: 5.4263; 2.4: -18.9104; 2.5: -4.2436
| 2 | 6.6 | 1: 7.6358; 1.1: 5.2748; 1.2: 0.0070736; 1.3: 42.9; 1.4: 1.1747; 1.5: 5.2748; 1.6: 42.9; 1.7: 17.16; 1.8: 8.4594; 1.9: 143; 2: 4.5541; 2.1: 83.3441; 2.2: 24.5356; 2.3: 5.4643; 2.4: -19.2608; 2.5: -4.2895
| 2 | 6.65 | 1: 7.5847; 1.1: 5.2792; 1.2: 0.0070796; 1.3: 43.225; 1.4: 1.1669; 1.5: 5.2792; 1.6: 43.225; 1.7: 17.29; 1.8: 8.4594; 1.9: 144.0833; 2: 4.5886; 2.1: 83.3959; 2.2: 24.8933; 2.3: 5.5022; 2.4: -19.6141; 2.5: -4.3354
| 2 | 6.7 | 1: 7.5338; 1.1: 5.2832; 1.2: 0.0070849; 1.3: 43.55; 1.4: 1.159; 1.5: 5.2832; 1.6: 43.55; 1.7: 17.42; 1.8: 8.4594; 1.9: 145.1667; 2: 4.6231; 2.1: 83.4476; 2.2: 25.2534; 2.3: 5.5402; 2.4: -19.9702; 2.5: -4.3811
| 2 | 6.75 | 1: 7.4831; 1.1: 5.2868; 1.2: 0.0070897; 1.3: 43.875; 1.4: 1.1512; 1.5: 5.2868; 1.6: 43.875; 1.7: 17.55; 1.8: 8.4594; 1.9: 146.25; 2: 4.6576; 2.1: 83.499; 2.2: 25.6159; 2.3: 5.5781; 2.4: -20.3291; 2.5: -4.4268
| 2 | 6.8 | 1: 7.4325; 1.1: 5.29; 1.2: 0.007094; 1.3: 44.2; 1.4: 1.1435; 1.5: 5.29; 1.6: 44.2; 1.7: 17.68; 1.8: 8.4594; 1.9: 147.3333; 2: 4.6921; 2.1: 83.5503; 2.2: 25.9809; 2.3: 5.616; 2.4: -20.6909; 2.5: -4.4725
| 2 | 6.85 | 1: 7.3821; 1.1: 5.2927; 1.2: 0.0070977; 1.3: 44.525; 1.4: 1.1357; 1.5: 5.2927; 1.6: 44.525; 1.7: 17.81; 1.8: 8.4594; 1.9: 148.4167; 2: 4.7266; 2.1: 83.6013; 2.2: 26.3483; 2.3: 5.6538; 2.4: -21.0555; 2.5: -4.5181
| 2 | 6.9 | 1: 7.3319; 1.1: 5.2951; 1.2: 0.0071008; 1.3: 44.85; 1.4: 1.128; 1.5: 5.2951; 1.6: 44.85; 1.7: 17.94; 1.8: 8.4594; 1.9: 149.5; 2: 4.7611; 2.1: 83.6522; 2.2: 26.7181; 2.3: 5.6916; 2.4: -21.423; 2.5: -4.5636
| 2 | 6.95 | 1: 7.2818; 1.1: 5.297; 1.2: 0.0071035; 1.3: 45.175; 1.4: 1.1203; 1.5: 5.297; 1.6: 45.175; 1.7: 18.07; 1.8: 8.4594; 1.9: 150.5833; 2: 4.7956; 2.1: 83.7029; 2.2: 27.0903; 2.3: 5.7294; 2.4: -21.7932; 2.5: -4.6091
| 2 | 7 | 1: 7.2319; 1.1: 5.2986; 1.2: 0.0071055; 1.3: 45.5; 1.4: 1.1126; 1.5: 5.2986; 1.6: 45.5; 1.7: 18.2; 1.8: 8.4594; 1.9: 151.6667; 2: 4.8301; 2.1: 83.7533; 2.2: 27.4649; 2.3: 5.7671; 2.4: -22.1663; 2.5: -4.6545
| 2 | 7.05 | 1: 7.1822; 1.1: 5.2998; 1.2: 0.0071071; 1.3: 45.825; 1.4: 1.105; 1.5: 5.2998; 1.6: 45.825; 1.7: 18.33; 1.8: 8.4594; 1.9: 152.75; 2: 4.8646; 2.1: 83.8036; 2.2: 27.842; 2.3: 5.8048; 2.4: -22.5422; 2.5: -4.6999
| 2 | 7.1 | 1: 7.1327; 1.1: 5.3005; 1.2: 0.0071081; 1.3: 46.15; 1.4: 1.0973; 1.5: 5.3005; 1.6: 46.15; 1.7: 18.46; 1.8: 8.4594; 1.9: 153.8333; 2: 4.8992; 2.1: 83.8537; 2.2: 28.2214; 2.3: 5.8425; 2.4: -22.9209; 2.5: -4.7452
| 2 | 7.15 | 1: 7.0833; 1.1: 5.3009; 1.2: 0.0071087; 1.3: 46.475; 1.4: 1.0897; 1.5: 5.3009; 1.6: 46.475; 1.7: 18.59; 1.8: 8.4594; 1.9: 154.9167; 2: 4.9337; 2.1: 83.9036; 2.2: 28.6033; 2.3: 5.8801; 2.4: -23.3024; 2.5: -4.7904
| 2 | 7.2 | 1: 7.0341; 1.1: 5.3009; 1.2: 0.0071087; 1.3: 46.8; 1.4: 1.0822; 1.5: 5.3009; 1.6: 46.8; 1.7: 18.72; 1.8: 8.4594; 1.9: 156; 2: 4.9682; 2.1: 83.9532; 2.2: 28.9876; 2.3: 5.9178; 2.4: -23.6866; 2.5: -4.8356
| 2 | 7.25 | 1: 6.9851; 1.1: 5.3005; 1.2: 0.0071081; 1.3: 47.125; 1.4: 1.0746; 1.5: 5.3005; 1.6: 47.125; 1.7: 18.85; 1.8: 8.4594; 1.9: 157.0833; 2: 5.0027; 2.1: 84.0027; 2.2: 29.3743; 2.3: 5.9553; 2.4: -24.0737; 2.5: -4.8807
| 2 | 7.3 | 1: 6.9363; 1.1: 5.2998; 1.2: 0.0071071; 1.3: 47.45; 1.4: 1.0671; 1.5: 5.2998; 1.6: 47.45; 1.7: 18.98; 1.8: 8.4594; 1.9: 158.1667; 2: 5.0372; 2.1: 84.052; 2.2: 29.7633; 2.3: 5.9929; 2.4: -24.4636; 2.5: -4.9258
| 2 | 7.35 | 1: 6.8876; 1.1: 5.2986; 1.2: 0.0071056; 1.3: 47.775; 1.4: 1.0596; 1.5: 5.2986; 1.6: 47.775; 1.7: 19.11; 1.8: 8.4594; 1.9: 159.25; 2: 5.0717; 2.1: 84.1011; 2.2: 30.1548; 2.3: 6.0304; 2.4: -24.8562; 2.5: -4.9708
| 2 | 7.4 | 1: 6.8391; 1.1: 5.2971; 1.2: 0.0071035; 1.3: 48.1; 1.4: 1.0522; 1.5: 5.2971; 1.6: 48.1; 1.7: 19.24; 1.8: 8.4594; 1.9: 160.3333; 2: 5.1062; 2.1: 84.15; 2.2: 30.5487; 2.3: 6.0679; 2.4: -25.2517; 2.5: -5.0158
| 2 | 7.45 | 1: 6.7907; 1.1: 5.2952; 1.2: 0.007101; 1.3: 48.425; 1.4: 1.0447; 1.5: 5.2952; 1.6: 48.425; 1.7: 19.37; 1.8: 8.4594; 1.9: 161.4167; 2: 5.1407; 2.1: 84.1988; 2.2: 30.945; 2.3: 6.1054; 2.4: -25.6499; 2.5: -5.0607
| 2 | 7.5 | 1: 6.7426; 1.1: 5.2929; 1.2: 0.0070979; 1.3: 48.75; 1.4: 1.0373; 1.5: 5.2929; 1.6: 48.75; 1.7: 19.5; 1.8: 8.4594; 1.9: 162.5; 2: 5.1752; 2.1: 84.2473; 2.2: 31.3437; 2.3: 6.1428; 2.4: -26.0508; 2.5: -5.1055
| 2 | 7.55 | 1: 6.6946; 1.1: 5.2903; 1.2: 0.0070944; 1.3: 49.075; 1.4: 1.0299; 1.5: 5.2903; 1.6: 49.075; 1.7: 19.63; 1.8: 8.4594; 1.9: 163.5833; 2: 5.2097; 2.1: 84.2956; 2.2: 31.7448; 2.3: 6.1802; 2.4: -26.4546; 2.5: -5.1503
| 2 | 7.6 | 1: 6.6467; 1.1: 5.2873; 1.2: 0.0070903; 1.3: 49.4; 1.4: 1.0226; 1.5: 5.2873; 1.6: 49.4; 1.7: 19.76; 1.8: 8.4594; 1.9: 164.6667; 2: 5.2442; 2.1: 84.3438; 2.2: 32.1483; 2.3: 6.2176; 2.4: -26.8611; 2.5: -5.195
| 2 | 7.65 | 1: 6.5991; 1.1: 5.2839; 1.2: 0.0070858; 1.3: 49.725; 1.4: 1.0152; 1.5: 5.2839; 1.6: 49.725; 1.7: 19.89; 1.8: 8.4594; 1.9: 165.75; 2: 5.2787; 2.1: 84.3918; 2.2: 32.5542; 2.3: 6.255; 2.4: -27.2703; 2.5: -5.2397
| 2 | 7.7 | 1: 6.5516; 1.1: 5.2802; 1.2: 0.0070808; 1.3: 50.05; 1.4: 1.0079; 1.5: 5.2802; 1.6: 50.05; 1.7: 20.02; 1.8: 8.4594; 1.9: 166.8333; 2: 5.3132; 2.1: 84.4395; 2.2: 32.9625; 2.3: 6.2923; 2.4: -27.6823; 2.5: -5.2843
| 2 | 7.75 | 1: 6.5043; 1.1: 5.2761; 1.2: 0.0070753; 1.3: 50.375; 1.4: 1.0007; 1.5: 5.2761; 1.6: 50.375; 1.7: 20.15; 1.8: 8.4594; 1.9: 167.9167; 2: 5.3477; 2.1: 84.4871; 2.2: 33.3731; 2.3: 6.3296; 2.4: -28.0971; 2.5: -5.3289
| 2 | 7.8 | 1: 6.4572; 1.1: 5.2716; 1.2: 0.0070694; 1.3: 50.7; 1.4: 0.99341; 1.5: 5.2716; 1.6: 50.7; 1.7: 20.28; 1.8: 8.4594; 1.9: 169; 2: 5.3822; 2.1: 84.5345; 2.2: 33.7862; 2.3: 6.3668; 2.4: -28.5146; 2.5: -5.3734
| 2 | 7.85 | 1: 6.4102; 1.1: 5.2668; 1.2: 0.0070629; 1.3: 51.025; 1.4: 0.98618; 1.5: 5.2668; 1.6: 51.025; 1.7: 20.41; 1.8: 8.4594; 1.9: 170.0833; 2: 5.4167; 2.1: 84.5817; 2.2: 34.2016; 2.3: 6.4041; 2.4: -28.9348; 2.5: -5.4179
| 2 | 7.9 | 1: 6.3634; 1.1: 5.2617; 1.2: 0.007056; 1.3: 51.35; 1.4: 0.97899; 1.5: 5.2617; 1.6: 51.35; 1.7: 20.54; 1.8: 8.4594; 1.9: 171.1667; 2: 5.4512; 2.1: 84.6287; 2.2: 34.6195; 2.3: 6.4413; 2.4: -29.3578; 2.5: -5.4623
| 2 | 7.95 | 1: 6.3168; 1.1: 5.2562; 1.2: 0.0070487; 1.3: 51.675; 1.4: 0.97181; 1.5: 5.2562; 1.6: 51.675; 1.7: 20.67; 1.8: 8.4594; 1.9: 172.25; 2: 5.4857; 2.1: 84.6756; 2.2: 35.0397; 2.3: 6.4785; 2.4: -29.7835; 2.5: -5.5066
| 2 | 8 | 1: 6.2703; 1.1: 5.2504; 1.2: 0.0070408; 1.3: 52; 1.4: 0.96467; 1.5: 5.2504; 1.6: 52; 1.7: 20.8; 1.8: 8.4594; 1.9: 173.3333; 2: 5.5202; 2.1: 84.7222; 2.2: 35.4623; 2.3: 6.5156; 2.4: -30.2119; 2.5: -5.5509
| 2 | 8.05 | 1: 6.2241; 1.1: 5.2442; 1.2: 0.0070326; 1.3: 52.325; 1.4: 0.95755; 1.5: 5.2442; 1.6: 52.325; 1.7: 20.93; 1.8: 8.4594; 1.9: 174.4167; 2: 5.5547; 2.1: 84.7687; 2.2: 35.8873; 2.3: 6.5527; 2.4: -30.6431; 2.5: -5.5952
| 2 | 8.1 | 1: 6.1779; 1.1: 5.2377; 1.2: 0.0070238; 1.3: 52.65; 1.4: 0.95045; 1.5: 5.2377; 1.6: 52.65; 1.7: 21.06; 1.8: 8.4594; 1.9: 175.5; 2: 5.5892; 2.1: 84.815; 2.2: 36.3146; 2.3: 6.5898; 2.4: -31.077; 2.5: -5.6394
| 2 | 8.15 | 1: 6.132; 1.1: 5.2308; 1.2: 0.0070146; 1.3: 52.975; 1.4: 0.94339; 1.5: 5.2308; 1.6: 52.975; 1.7: 21.19; 1.8: 8.4594; 1.9: 176.5833; 2: 5.6237; 2.1: 84.8611; 2.2: 36.7444; 2.3: 6.6269; 2.4: -31.5136; 2.5: -5.6835
| 2 | 8.2 | 1: 6.0862; 1.1: 5.2236; 1.2: 0.007005; 1.3: 53.3; 1.4: 0.93635; 1.5: 5.2236; 1.6: 53.3; 1.7: 21.32; 1.8: 8.4594; 1.9: 177.6667; 2: 5.6582; 2.1: 84.907; 2.2: 37.1765; 2.3: 6.664; 2.4: -31.9529; 2.5: -5.7276
| 2 | 8.25 | 1: 6.0407; 1.1: 5.2161; 1.2: 0.0069949; 1.3: 53.625; 1.4: 0.92933; 1.5: 5.2161; 1.6: 53.625; 1.7: 21.45; 1.8: 8.4594; 1.9: 178.75; 2: 5.6927; 2.1: 84.9527; 2.2: 37.611; 2.3: 6.701; 2.4: -32.3949; 2.5: -5.7717
| 2 | 8.3 | 1: 5.9952; 1.1: 5.2083; 1.2: 0.0069844; 1.3: 53.95; 1.4: 0.92234; 1.5: 5.2083; 1.6: 53.95; 1.7: 21.58; 1.8: 8.4594; 1.9: 179.8333; 2: 5.7272; 2.1: 84.9983; 2.2: 38.0479; 2.3: 6.738; 2.4: -32.8396; 2.5: -5.8156
| 2 | 8.35 | 1: 5.95; 1.1: 5.2001; 1.2: 0.0069734; 1.3: 54.275; 1.4: 0.91538; 1.5: 5.2001; 1.6: 54.275; 1.7: 21.71; 1.8: 8.4594; 1.9: 180.9167; 2: 5.7617; 2.1: 85.0437; 2.2: 38.4871; 2.3: 6.775; 2.4: -33.287; 2.5: -5.8596
| 2 | 8.4 | 1: 5.9049; 1.1: 5.1916; 1.2: 0.006962; 1.3: 54.6; 1.4: 0.90845; 1.5: 5.1916; 1.6: 54.6; 1.7: 21.84; 1.8: 8.4594; 1.9: 182; 2: 5.7962; 2.1: 85.0888; 2.2: 38.9287; 2.3: 6.8119; 2.4: -33.7371; 2.5: -5.9035
| 2 | 8.45 | 1: 5.86; 1.1: 5.1828; 1.2: 0.0069502; 1.3: 54.925; 1.4: 0.90154; 1.5: 5.1828; 1.6: 54.925; 1.7: 21.97; 1.8: 8.4594; 1.9: 183.0833; 2: 5.8307; 2.1: 85.1339; 2.2: 39.3727; 2.3: 6.8488; 2.4: -34.1899; 2.5: -5.9473
| 2 | 8.5 | 1: 5.8153; 1.1: 5.1736; 1.2: 0.006938; 1.3: 55.25; 1.4: 0.89466; 1.5: 5.1736; 1.6: 55.25; 1.7: 22.1; 1.8: 8.4594; 1.9: 184.1667; 2: 5.8652; 2.1: 85.1787; 2.2: 39.8191; 2.3: 6.8857; 2.4: -34.6454; 2.5: -5.9911
| 2 | 8.55 | 1: 5.7707; 1.1: 5.1642; 1.2: 0.0069253; 1.3: 55.575; 1.4: 0.8878; 1.5: 5.1642; 1.6: 55.575; 1.7: 22.23; 1.8: 8.4594; 1.9: 185.25; 2: 5.8997; 2.1: 85.2233; 2.2: 40.2678; 2.3: 6.9226; 2.4: -35.1036; 2.5: -6.0348
| 2 | 8.6 | 1: 5.7263; 1.1: 5.1544; 1.2: 0.0069122; 1.3: 55.9; 1.4: 0.88097; 1.5: 5.1544; 1.6: 55.9; 1.7: 22.36; 1.8: 8.4594; 1.9: 186.3333; 2: 5.9342; 2.1: 85.2678; 2.2: 40.7189; 2.3: 6.9595; 2.4: -35.5645; 2.5: -6.0785
| 2 | 8.65 | 1: 5.6821; 1.1: 5.1444; 1.2: 0.0068987; 1.3: 56.225; 1.4: 0.87417; 1.5: 5.1444; 1.6: 56.225; 1.7: 22.49; 1.8: 8.4594; 1.9: 187.4167; 2: 5.9687; 2.1: 85.3121; 2.2: 41.1724; 2.3: 6.9963; 2.4: -36.028; 2.5: -6.1221
| 2 | 8.7 | 1: 5.638; 1.1: 5.134; 1.2: 0.0068848; 1.3: 56.55; 1.4: 0.86739; 1.5: 5.134; 1.6: 56.55; 1.7: 22.62; 1.8: 8.4594; 1.9: 188.5; 2: 6.0032; 2.1: 85.3562; 2.2: 41.6282; 2.3: 7.0331; 2.4: -36.4942; 2.5: -6.1657
| 2 | 8.75 | 1: 5.5942; 1.1: 5.1233; 1.2: 0.0068705; 1.3: 56.875; 1.4: 0.86064; 1.5: 5.1233; 1.6: 56.875; 1.7: 22.75; 1.8: 8.4594; 1.9: 189.5833; 2: 6.0377; 2.1: 85.4002; 2.2: 42.0864; 2.3: 7.0699; 2.4: -36.9631; 2.5: -6.2092
| 2 | 8.8 | 1: 5.5505; 1.1: 5.1123; 1.2: 0.0068558; 1.3: 57.2; 1.4: 0.85392; 1.5: 5.1123; 1.6: 57.2; 1.7: 22.88; 1.8: 8.4594; 1.9: 190.6667; 2: 6.0722; 2.1: 85.4439; 2.2: 42.5469; 2.3: 7.1066; 2.4: -37.4346; 2.5: -6.2527
| 2 | 8.85 | 1: 5.5069; 1.1: 5.1011; 1.2: 0.0068406; 1.3: 57.525; 1.4: 0.84722; 1.5: 5.1011; 1.6: 57.525; 1.7: 23.01; 1.8: 8.4594; 1.9: 191.75; 2: 6.1067; 2.1: 85.4875; 2.2: 43.0099; 2.3: 7.1434; 2.4: -37.9088; 2.5: -6.2962
| 2 | 8.9 | 1: 5.4636; 1.1: 5.0895; 1.2: 0.0068251; 1.3: 57.85; 1.4: 0.84055; 1.5: 5.0895; 1.6: 57.85; 1.7: 23.14; 1.8: 8.4594; 1.9: 192.8333; 2: 6.1412; 2.1: 85.5309; 2.2: 43.4752; 2.3: 7.1801; 2.4: -38.3857; 2.5: -6.3395
| 2 | 8.95 | 1: 5.4204; 1.1: 5.0776; 1.2: 0.0068092; 1.3: 58.175; 1.4: 0.8339; 1.5: 5.0776; 1.6: 58.175; 1.7: 23.27; 1.8: 8.4594; 1.9: 193.9167; 2: 6.1757; 2.1: 85.5741; 2.2: 43.9428; 2.3: 7.2168; 2.4: -38.8652; 2.5: -6.3829
| 2 | 9 | 1: 5.3773; 1.1: 5.0655; 1.2: 0.0067929; 1.3: 58.5; 1.4: 0.82728; 1.5: 5.0655; 1.6: 58.5; 1.7: 23.4; 1.8: 8.4594; 1.9: 195; 2: 6.2102; 2.1: 85.6172; 2.2: 44.4128; 2.3: 7.2534; 2.4: -39.3473; 2.5: -6.4262
| 2 | 9.05 | 1: 5.3345; 1.1: 5.053; 1.2: 0.0067762; 1.3: 58.825; 1.4: 0.82069; 1.5: 5.053; 1.6: 58.825; 1.7: 23.53; 1.8: 8.4594; 1.9: 196.0833; 2: 6.2447; 2.1: 85.6601; 2.2: 44.8852; 2.3: 7.2901; 2.4: -39.8321; 2.5: -6.4694
| 2 | 9.1 | 1: 5.2918; 1.1: 5.0403; 1.2: 0.0067591; 1.3: 59.15; 1.4: 0.81413; 1.5: 5.0403; 1.6: 59.15; 1.7: 23.66; 1.8: 8.4594; 1.9: 197.1667; 2: 6.2792; 2.1: 85.7028; 2.2: 45.3599; 2.3: 7.3267; 2.4: -40.3196; 2.5: -6.5126
| 2 | 9.15 | 1: 5.2493; 1.1: 5.0273; 1.2: 0.0067417; 1.3: 59.475; 1.4: 0.80759; 1.5: 5.0273; 1.6: 59.475; 1.7: 23.79; 1.8: 8.4594; 1.9: 198.25; 2: 6.3137; 2.1: 85.7453; 2.2: 45.837; 2.3: 7.3633; 2.4: -40.8097; 2.5: -6.5557
| 2 | 9.2 | 1: 5.207; 1.1: 5.014; 1.2: 0.0067239; 1.3: 59.8; 1.4: 0.80108; 1.5: 5.014; 1.6: 59.8; 1.7: 23.92; 1.8: 8.4594; 1.9: 199.3333; 2: 6.3482; 2.1: 85.7877; 2.2: 46.3164; 2.3: 7.3999; 2.4: -41.3024; 2.5: -6.5988
| 2 | 9.25 | 1: 5.1648; 1.1: 5.0004; 1.2: 0.0067057; 1.3: 60.125; 1.4: 0.79459; 1.5: 5.0004; 1.6: 60.125; 1.7: 24.05; 1.8: 8.4594; 1.9: 200.4167; 2: 6.3827; 2.1: 85.8299; 2.2: 46.7982; 2.3: 7.4364; 2.4: -41.7978; 2.5: -6.6419
| 2 | 9.3 | 1: 5.1228; 1.1: 4.9866; 1.2: 0.0066871; 1.3: 60.45; 1.4: 0.78813; 1.5: 4.9866; 1.6: 60.45; 1.7: 24.18; 1.8: 8.4594; 1.9: 201.5; 2: 6.4172; 2.1: 85.8719; 2.2: 47.2823; 2.3: 7.473; 2.4: -42.2958; 2.5: -6.6849
| 2 | 9.35 | 1: 5.081; 1.1: 4.9725; 1.2: 0.0066682; 1.3: 60.775; 1.4: 0.7817; 1.5: 4.9725; 1.6: 60.775; 1.7: 24.31; 1.8: 8.4594; 1.9: 202.5833; 2: 6.4517; 2.1: 85.9138; 2.2: 47.7688; 2.3: 7.5095; 2.4: -42.7964; 2.5: -6.7278
| 2 | 9.4 | 1: 5.0394; 1.1: 4.9581; 1.2: 0.0066489; 1.3: 61.1; 1.4: 0.77529; 1.5: 4.9581; 1.6: 61.1; 1.7: 24.44; 1.8: 8.4594; 1.9: 203.6667; 2: 6.4862; 2.1: 85.9555; 2.2: 48.2577; 2.3: 7.546; 2.4: -43.2996; 2.5: -6.7707
| 2 | 9.45 | 1: 4.9979; 1.1: 4.9434; 1.2: 0.0066292; 1.3: 61.425; 1.4: 0.76891; 1.5: 4.9434; 1.6: 61.425; 1.7: 24.57; 1.8: 8.4594; 1.9: 204.75; 2: 6.5207; 2.1: 85.997; 2.2: 48.7489; 2.3: 7.5825; 2.4: -43.8055; 2.5: -6.8136
| 2 | 9.5 | 1: 4.9566; 1.1: 4.9285; 1.2: 0.0066092; 1.3: 61.75; 1.4: 0.76255; 1.5: 4.9285; 1.6: 61.75; 1.7: 24.7; 1.8: 8.4594; 1.9: 205.8333; 2: 6.5552; 2.1: 86.0383; 2.2: 49.2424; 2.3: 7.6189; 2.4: -44.3139; 2.5: -6.8564
| 2 | 9.55 | 1: 4.9155; 1.1: 4.9133; 1.2: 0.0065889; 1.3: 62.075; 1.4: 0.75623; 1.5: 4.9133; 1.6: 62.075; 1.7: 24.83; 1.8: 8.4594; 1.9: 206.9167; 2: 6.5897; 2.1: 86.0795; 2.2: 49.7383; 2.3: 7.6554; 2.4: -44.825; 2.5: -6.8991
| 2 | 9.6 | 1: 4.8745; 1.1: 4.8979; 1.2: 0.0065682; 1.3: 62.4; 1.4: 0.74992; 1.5: 4.8979; 1.6: 62.4; 1.7: 24.96; 1.8: 8.4594; 1.9: 208; 2: 6.6242; 2.1: 86.1205; 2.2: 50.2366; 2.3: 7.6918; 2.4: -45.3387; 2.5: -6.9419
| 2 | 9.65 | 1: 4.8337; 1.1: 4.8822; 1.2: 0.0065472; 1.3: 62.725; 1.4: 0.74365; 1.5: 4.8822; 1.6: 62.725; 1.7: 25.09; 1.8: 8.4594; 1.9: 209.0833; 2: 6.6587; 2.1: 86.1614; 2.2: 50.7372; 2.3: 7.7282; 2.4: -45.855; 2.5: -6.9845
| 2 | 9.7 | 1: 4.7931; 1.1: 4.8663; 1.2: 0.0065258; 1.3: 63.05; 1.4: 0.7374; 1.5: 4.8663; 1.6: 63.05; 1.7: 25.22; 1.8: 8.4594; 1.9: 210.1667; 2: 6.6932; 2.1: 86.202; 2.2: 51.2401; 2.3: 7.7646; 2.4: -46.3738; 2.5: -7.0272
| 2 | 9.75 | 1: 4.7527; 1.1: 4.8501; 1.2: 0.0065041; 1.3: 63.375; 1.4: 0.73118; 1.5: 4.8501; 1.6: 63.375; 1.7: 25.35; 1.8: 8.4594; 1.9: 211.25; 2: 6.7277; 2.1: 86.2425; 2.2: 51.7454; 2.3: 7.8009; 2.4: -46.8953; 2.5: -7.0697
| 2 | 9.8 | 1: 4.7124; 1.1: 4.8336; 1.2: 0.006482; 1.3: 63.7; 1.4: 0.72498; 1.5: 4.8336; 1.6: 63.7; 1.7: 25.48; 1.8: 8.4594; 1.9: 212.3333; 2: 6.7622; 2.1: 86.2829; 2.2: 52.2531; 2.3: 7.8373; 2.4: -47.4194; 2.5: -7.1123
| 2 | 9.85 | 1: 4.6723; 1.1: 4.817; 1.2: 0.0064597; 1.3: 64.025; 1.4: 0.71881; 1.5: 4.817; 1.6: 64.025; 1.7: 25.61; 1.8: 8.4594; 1.9: 213.4167; 2: 6.7967; 2.1: 86.3231; 2.2: 52.763; 2.3: 7.8736; 2.4: -47.9461; 2.5: -7.1548
| 2 | 9.9 | 1: 4.6323; 1.1: 4.8; 1.2: 0.006437; 1.3: 64.35; 1.4: 0.71267; 1.5: 4.8; 1.6: 64.35; 1.7: 25.74; 1.8: 8.4594; 1.9: 214.5; 2: 6.8312; 2.1: 86.3631; 2.2: 53.2754; 2.3: 7.9099; 2.4: -48.4753; 2.5: -7.1972
| 2 | 9.95 | 1: 4.5926; 1.1: 4.7829; 1.2: 0.0064139; 1.3: 64.675; 1.4: 0.70655; 1.5: 4.7829; 1.6: 64.675; 1.7: 25.87; 1.8: 8.4594; 1.9: 215.5833; 2: 6.8657; 2.1: 86.4029; 2.2: 53.7901; 2.3: 7.9462; 2.4: -49.0072; 2.5: -7.2396
| 2 | 10 | 1: 4.553; 1.1: 4.7655; 1.2: 0.0063906; 1.3: 65; 1.4: 0.70046; 1.5: 4.7655; 1.6: 65; 1.7: 26; 1.8: 8.4594; 1.9: 216.6667; 2: 6.9002; 2.1: 86.4426; 2.2: 54.3071; 2.3: 7.9824; 2.4: -49.5416; 2.5: -7.282
| 2 | 10.05 | 1: 4.5136; 1.1: 4.7478; 1.2: 0.006367; 1.3: 65.325; 1.4: 0.6944; 1.5: 4.7478; 1.6: 65.325; 1.7: 26.13; 1.8: 8.4594; 1.9: 217.75; 2: 6.9347; 2.1: 86.4821; 2.2: 54.8264; 2.3: 8.0187; 2.4: -50.0786; 2.5: -7.3243
| 2 | 10.1 | 1: 4.4743; 1.1: 4.73; 1.2: 0.006343; 1.3: 65.65; 1.4: 0.68836; 1.5: 4.73; 1.6: 65.65; 1.7: 26.26; 1.8: 8.4594; 1.9: 218.8333; 2: 6.9692; 2.1: 86.5215; 2.2: 55.3481; 2.3: 8.0549; 2.4: -50.6182; 2.5: -7.3665
| 2 | 10.15 | 1: 4.4353; 1.1: 4.7119; 1.2: 0.0063187; 1.3: 65.975; 1.4: 0.68235; 1.5: 4.7119; 1.6: 65.975; 1.7: 26.39; 1.8: 8.4594; 1.9: 219.9167; 2: 7.0037; 2.1: 86.5607; 2.2: 55.8722; 2.3: 8.0911; 2.4: -51.1603; 2.5: -7.4088
| 2 | 10.2 | 1: 4.3964; 1.1: 4.6936; 1.2: 0.0062942; 1.3: 66.3; 1.4: 0.67636; 1.5: 4.6936; 1.6: 66.3; 1.7: 26.52; 1.8: 8.4594; 1.9: 221; 2: 7.0382; 2.1: 86.5997; 2.2: 56.3986; 2.3: 8.1273; 2.4: -51.705; 2.5: -7.4509
| 2 | 10.25 | 1: 4.3576; 1.1: 4.675; 1.2: 0.0062693; 1.3: 66.625; 1.4: 0.67041; 1.5: 4.675; 1.6: 66.625; 1.7: 26.65; 1.8: 8.4594; 1.9: 222.0833; 2: 7.0727; 2.1: 86.6386; 2.2: 56.9273; 2.3: 8.1635; 2.4: -52.2523; 2.5: -7.4931
| 2 | 10.3 | 1: 4.3191; 1.1: 4.6563; 1.2: 0.0062441; 1.3: 66.95; 1.4: 0.66447; 1.5: 4.6563; 1.6: 66.95; 1.7: 26.78; 1.8: 8.4594; 1.9: 223.1667; 2: 7.1072; 2.1: 86.6773; 2.2: 57.4584; 2.3: 8.1996; 2.4: -52.8021; 2.5: -7.5352
| 2 | 10.35 | 1: 4.2807; 1.1: 4.6373; 1.2: 0.0062187; 1.3: 67.275; 1.4: 0.65857; 1.5: 4.6373; 1.6: 67.275; 1.7: 26.91; 1.8: 8.4594; 1.9: 224.25; 2: 7.1417; 2.1: 86.7158; 2.2: 57.9918; 2.3: 8.2358; 2.4: -53.3545; 2.5: -7.5772
| 2 | 10.4 | 1: 4.2425; 1.1: 4.6181; 1.2: 0.0061929; 1.3: 67.6; 1.4: 0.65269; 1.5: 4.6181; 1.6: 67.6; 1.7: 27.04; 1.8: 8.4594; 1.9: 225.3333; 2: 7.1762; 2.1: 86.7542; 2.2: 58.5275; 2.3: 8.2719; 2.4: -53.9095; 2.5: -7.6192
| 2 | 10.45 | 1: 4.2044; 1.1: 4.5987; 1.2: 0.0061669; 1.3: 67.925; 1.4: 0.64684; 1.5: 4.5987; 1.6: 67.925; 1.7: 27.17; 1.8: 8.4594; 1.9: 226.4167; 2: 7.2107; 2.1: 86.7925; 2.2: 59.0656; 2.3: 8.308; 2.4: -54.467; 2.5: -7.6612
| 2 | 10.5 | 1: 4.1666; 1.1: 4.5791; 1.2: 0.0061406; 1.3: 68.25; 1.4: 0.64101; 1.5: 4.5791; 1.6: 68.25; 1.7: 27.3; 1.8: 8.4594; 1.9: 227.5; 2: 7.2452; 2.1: 86.8305; 2.2: 59.6061; 2.3: 8.3441; 2.4: -55.027; 2.5: -7.7031
| 2 | 10.55 | 1: 4.1289; 1.1: 4.5592; 1.2: 0.006114; 1.3: 68.575; 1.4: 0.63521; 1.5: 4.5592; 1.6: 68.575; 1.7: 27.43; 1.8: 8.4594; 1.9: 228.5833; 2: 7.2797; 2.1: 86.8684; 2.2: 60.1488; 2.3: 8.3802; 2.4: -55.5896; 2.5: -7.745
| 2 | 10.6 | 1: 4.0913; 1.1: 4.5392; 1.2: 0.0060872; 1.3: 68.9; 1.4: 0.62944; 1.5: 4.5392; 1.6: 68.9; 1.7: 27.56; 1.8: 8.4594; 1.9: 229.6667; 2: 7.3142; 2.1: 86.9062; 2.2: 60.6939; 2.3: 8.4162; 2.4: -56.1547; 2.5: -7.7868
| 2 | 10.65 | 1: 4.054; 1.1: 4.519; 1.2: 0.00606; 1.3: 69.225; 1.4: 0.62369; 1.5: 4.519; 1.6: 69.225; 1.7: 27.69; 1.8: 8.4594; 1.9: 230.75; 2: 7.3487; 2.1: 86.9438; 2.2: 61.2414; 2.3: 8.4523; 2.4: -56.7224; 2.5: -7.8286
| 2 | 10.7 | 1: 4.0168; 1.1: 4.4985; 1.2: 0.0060326; 1.3: 69.55; 1.4: 0.61797; 1.5: 4.4985; 1.6: 69.55; 1.7: 27.82; 1.8: 8.4594; 1.9: 231.8333; 2: 7.3832; 2.1: 86.9812; 2.2: 61.7911; 2.3: 8.4883; 2.4: -57.2926; 2.5: -7.8703
| 2 | 10.75 | 1: 3.9798; 1.1: 4.4779; 1.2: 0.006005; 1.3: 69.875; 1.4: 0.61227; 1.5: 4.4779; 1.6: 69.875; 1.7: 27.95; 1.8: 8.4594; 1.9: 232.9167; 2: 7.4177; 2.1: 87.0185; 2.2: 62.3433; 2.3: 8.5243; 2.4: -57.8653; 2.5: -7.912
| 2 | 10.8 | 1: 3.9429; 1.1: 4.4571; 1.2: 0.0059771; 1.3: 70.2; 1.4: 0.60661; 1.5: 4.4571; 1.6: 70.2; 1.7: 28.08; 1.8: 8.4594; 1.9: 234; 2: 7.4522; 2.1: 87.0556; 2.2: 62.8977; 2.3: 8.5603; 2.4: -58.4406; 2.5: -7.9537
| 2 | 10.85 | 1: 3.9063; 1.1: 4.4361; 1.2: 0.0059489; 1.3: 70.525; 1.4: 0.60096; 1.5: 4.4361; 1.6: 70.525; 1.7: 28.21; 1.8: 8.4594; 1.9: 235.0833; 2: 7.4867; 2.1: 87.0926; 2.2: 63.4545; 2.3: 8.5963; 2.4: -59.0184; 2.5: -7.9953
| 2 | 10.9 | 1: 3.8698; 1.1: 4.4149; 1.2: 0.0059205; 1.3: 70.85; 1.4: 0.59535; 1.5: 4.4149; 1.6: 70.85; 1.7: 28.34; 1.8: 8.4594; 1.9: 236.1667; 2: 7.5212; 2.1: 87.1294; 2.2: 64.0136; 2.3: 8.6323; 2.4: -59.5987; 2.5: -8.0369
| 2 | 10.95 | 1: 3.8334; 1.1: 4.3935; 1.2: 0.0058918; 1.3: 71.175; 1.4: 0.58976; 1.5: 4.3935; 1.6: 71.175; 1.7: 28.47; 1.8: 8.4594; 1.9: 237.25; 2: 7.5557; 2.1: 87.1661; 2.2: 64.5751; 2.3: 8.6682; 2.4: -60.1816; 2.5: -8.0784
| 2 | 11 | 1: 3.7973; 1.1: 4.3719; 1.2: 0.0058629; 1.3: 71.5; 1.4: 0.5842; 1.5: 4.3719; 1.6: 71.5; 1.7: 28.6; 1.8: 8.4594; 1.9: 238.3333; 2: 7.5902; 2.1: 87.2026; 2.2: 65.1388; 2.3: 8.7041; 2.4: -60.7669; 2.5: -8.1199
| 2 | 11.05 | 1: 3.7613; 1.1: 4.3502; 1.2: 0.0058337; 1.3: 71.825; 1.4: 0.57866; 1.5: 4.3502; 1.6: 71.825; 1.7: 28.73; 1.8: 8.4594; 1.9: 239.4167; 2: 7.6247; 2.1: 87.239; 2.2: 65.705; 2.3: 8.7401; 2.4: -61.3548; 2.5: -8.1614
| 2 | 11.1 | 1: 3.7255; 1.1: 4.3283; 1.2: 0.0058043; 1.3: 72.15; 1.4: 0.57315; 1.5: 4.3283; 1.6: 72.15; 1.7: 28.86; 1.8: 8.4594; 1.9: 240.5; 2: 7.6592; 2.1: 87.2752; 2.2: 66.2734; 2.3: 8.776; 2.4: -61.9452; 2.5: -8.2028
| 2 | 11.15 | 1: 3.6898; 1.1: 4.3062; 1.2: 0.0057747; 1.3: 72.475; 1.4: 0.56767; 1.5: 4.3062; 1.6: 72.475; 1.7: 28.99; 1.8: 8.4594; 1.9: 241.5833; 2: 7.6937; 2.1: 87.3112; 2.2: 66.8442; 2.3: 8.8119; 2.4: -62.538; 2.5: -8.2442
| 2 | 11.2 | 1: 3.6544; 1.1: 4.2839; 1.2: 0.0057448; 1.3: 72.8; 1.4: 0.56221; 1.5: 4.2839; 1.6: 72.8; 1.7: 29.12; 1.8: 8.4594; 1.9: 242.6667; 2: 7.7282; 2.1: 87.3471; 2.2: 67.4173; 2.3: 8.8477; 2.4: -63.1334; 2.5: -8.2855
| 2 | 11.25 | 1: 3.6191; 1.1: 4.2615; 1.2: 0.0057147; 1.3: 73.125; 1.4: 0.55678; 1.5: 4.2615; 1.6: 73.125; 1.7: 29.25; 1.8: 8.4594; 1.9: 243.75; 2: 7.7627; 2.1: 87.3829; 2.2: 67.9928; 2.3: 8.8836; 2.4: -63.7313; 2.5: -8.3268
| 2 | 11.3 | 1: 3.584; 1.1: 4.2389; 1.2: 0.0056844; 1.3: 73.45; 1.4: 0.55138; 1.5: 4.2389; 1.6: 73.45; 1.7: 29.38; 1.8: 8.4594; 1.9: 244.8333; 2: 7.7972; 2.1: 87.4185; 2.2: 68.5706; 2.3: 8.9194; 2.4: -64.3317; 2.5: -8.3681
| 2 | 11.35 | 1: 3.549; 1.1: 4.2161; 1.2: 0.0056539; 1.3: 73.775; 1.4: 0.546; 1.5: 4.2161; 1.6: 73.775; 1.7: 29.51; 1.8: 8.4594; 1.9: 245.9167; 2: 7.8317; 2.1: 87.4539; 2.2: 69.1507; 2.3: 8.9553; 2.4: -64.9346; 2.5: -8.4093
| 2 | 11.4 | 1: 3.5142; 1.1: 4.1932; 1.2: 0.0056231; 1.3: 74.1; 1.4: 0.54065; 1.5: 4.1932; 1.6: 74.1; 1.7: 29.64; 1.8: 8.4594; 1.9: 247; 2: 7.8662; 2.1: 87.4892; 2.2: 69.7332; 2.3: 8.9911; 2.4: -65.54; 2.5: -8.4504
| 2 | 11.45 | 1: 3.4796; 1.1: 4.1701; 1.2: 0.0055922; 1.3: 74.425; 1.4: 0.53532; 1.5: 4.1701; 1.6: 74.425; 1.7: 29.77; 1.8: 8.4594; 1.9: 248.0833; 2: 7.9007; 2.1: 87.5244; 2.2: 70.3179; 2.3: 9.0269; 2.4: -66.1479; 2.5: -8.4916
| 2 | 11.5 | 1: 3.4452; 1.1: 4.1468; 1.2: 0.005561; 1.3: 74.75; 1.4: 0.53003; 1.5: 4.1468; 1.6: 74.75; 1.7: 29.9; 1.8: 8.4594; 1.9: 249.1667; 2: 7.9352; 2.1: 87.5594; 2.2: 70.9051; 2.3: 9.0627; 2.4: -66.7582; 2.5: -8.5327
| 2 | 11.55 | 1: 3.4109; 1.1: 4.1234; 1.2: 0.0055296; 1.3: 75.075; 1.4: 0.52475; 1.5: 4.1234; 1.6: 75.075; 1.7: 30.03; 1.8: 8.4594; 1.9: 250.25; 2: 7.9697; 2.1: 87.5942; 2.2: 71.4945; 2.3: 9.0985; 2.4: -67.3711; 2.5: -8.5737
| 2 | 11.6 | 1: 3.3768; 1.1: 4.0999; 1.2: 0.005498; 1.3: 75.4; 1.4: 0.51951; 1.5: 4.0999; 1.6: 75.4; 1.7: 30.16; 1.8: 8.4594; 1.9: 251.3333; 2: 8.0042; 2.1: 87.6289; 2.2: 72.0863; 2.3: 9.1343; 2.4: -67.9864; 2.5: -8.6147
| 2 | 11.65 | 1: 3.3429; 1.1: 4.0762; 1.2: 0.0054663; 1.3: 75.725; 1.4: 0.51429; 1.5: 4.0762; 1.6: 75.725; 1.7: 30.29; 1.8: 8.4594; 1.9: 252.4167; 2: 8.0387; 2.1: 87.6635; 2.2: 72.6804; 2.3: 9.17; 2.4: -68.6042; 2.5: -8.6557
| 2 | 11.7 | 1: 3.3091; 1.1: 4.0524; 1.2: 0.0054343; 1.3: 76.05; 1.4: 0.5091; 1.5: 4.0524; 1.6: 76.05; 1.7: 30.42; 1.8: 8.4594; 1.9: 253.5; 2: 8.0732; 2.1: 87.6979; 2.2: 73.2769; 2.3: 9.2058; 2.4: -69.2245; 2.5: -8.6967
| 2 | 11.75 | 1: 3.2755; 1.1: 4.0284; 1.2: 0.0054021; 1.3: 76.375; 1.4: 0.50393; 1.5: 4.0284; 1.6: 76.375; 1.7: 30.55; 1.8: 8.4594; 1.9: 254.5833; 2: 8.1077; 2.1: 87.7321; 2.2: 73.8756; 2.3: 9.2415; 2.4: -69.8473; 2.5: -8.7376
| 2 | 11.8 | 1: 3.2421; 1.1: 4.0042; 1.2: 0.0053698; 1.3: 76.7; 1.4: 0.49879; 1.5: 4.0042; 1.6: 76.7; 1.7: 30.68; 1.8: 8.4594; 1.9: 255.6667; 2: 8.1423; 2.1: 87.7663; 2.2: 74.4767; 2.3: 9.2772; 2.4: -70.4725; 2.5: -8.7784
| 2 | 11.85 | 1: 3.2089; 1.1: 3.98; 1.2: 0.0053373; 1.3: 77.025; 1.4: 0.49368; 1.5: 3.98; 1.6: 77.025; 1.7: 30.81; 1.8: 8.4594; 1.9: 256.75; 2: 8.1768; 2.1: 87.8002; 2.2: 75.0802; 2.3: 9.3129; 2.4: -71.1002; 2.5: -8.8192
| 2 | 11.9 | 1: 3.1758; 1.1: 3.9556; 1.2: 0.0053045; 1.3: 77.35; 1.4: 0.48859; 1.5: 3.9556; 1.6: 77.35; 1.7: 30.94; 1.8: 8.4594; 1.9: 257.8333; 2: 8.2113; 2.1: 87.8341; 2.2: 75.6859; 2.3: 9.3486; 2.4: -71.7303; 2.5: -8.86
| 2 | 11.95 | 1: 3.1429; 1.1: 3.9311; 1.2: 0.0052717; 1.3: 77.675; 1.4: 0.48353; 1.5: 3.9311; 1.6: 77.675; 1.7: 31.07; 1.8: 8.4594; 1.9: 258.9167; 2: 8.2458; 2.1: 87.8677; 2.2: 76.294; 2.3: 9.3843; 2.4: -72.363; 2.5: -8.9008
| 2 | 12 | 1: 3.1102; 1.1: 3.9064; 1.2: 0.0052386; 1.3: 78; 1.4: 0.47849; 1.5: 3.9064; 1.6: 78; 1.7: 31.2; 1.8: 8.4594; 1.9: 260; 2: 8.2803; 2.1: 87.9013; 2.2: 76.9045; 2.3: 9.4199; 2.4: -72.998; 2.5: -8.9415
| 2 | 12.05 | 1: 3.0777; 1.1: 3.8816; 1.2: 0.0052054; 1.3: 78.325; 1.4: 0.47349; 1.5: 3.8816; 1.6: 78.325; 1.7: 31.33; 1.8: 8.4594; 1.9: 261.0833; 2: 8.3148; 2.1: 87.9347; 2.2: 77.5172; 2.3: 9.4556; 2.4: -73.6356; 2.5: -8.9821
| 2 | 12.1 | 1: 3.0453; 1.1: 3.8567; 1.2: 0.005172; 1.3: 78.65; 1.4: 0.4685; 1.5: 3.8567; 1.6: 78.65; 1.7: 31.46; 1.8: 8.4594; 1.9: 262.1667; 2: 8.3493; 2.1: 87.9679; 2.2: 78.1323; 2.3: 9.4913; 2.4: -74.2756; 2.5: -9.0227
| 2 | 12.15 | 1: 3.0131; 1.1: 3.8317; 1.2: 0.0051384; 1.3: 78.975; 1.4: 0.46355; 1.5: 3.8317; 1.6: 78.975; 1.7: 31.59; 1.8: 8.4594; 1.9: 263.25; 2: 8.3838; 2.1: 88.001; 2.2: 78.7497; 2.3: 9.5269; 2.4: -74.918; 2.5: -9.0633
| 2 | 12.2 | 1: 2.981; 1.1: 3.8066; 1.2: 0.0051047; 1.3: 79.3; 1.4: 0.45862; 1.5: 3.8066; 1.6: 79.3; 1.7: 31.72; 1.8: 8.4594; 1.9: 264.3333; 2: 8.4183; 2.1: 88.034; 2.2: 79.3695; 2.3: 9.5625; 2.4: -75.5629; 2.5: -9.1039
| 2 | 12.25 | 1: 2.9492; 1.1: 3.7813; 1.2: 0.0050708; 1.3: 79.625; 1.4: 0.45372; 1.5: 3.7813; 1.6: 79.625; 1.7: 31.85; 1.8: 8.4594; 1.9: 265.4167; 2: 8.4528; 2.1: 88.0668; 2.2: 79.9915; 2.3: 9.5981; 2.4: -76.2102; 2.5: -9.1444
| 2 | 12.3 | 1: 2.9175; 1.1: 3.7559; 1.2: 0.0050368; 1.3: 79.95; 1.4: 0.44884; 1.5: 3.7559; 1.6: 79.95; 1.7: 31.98; 1.8: 8.4594; 1.9: 266.5; 2: 8.4873; 2.1: 88.0995; 2.2: 80.6159; 2.3: 9.6337; 2.4: -76.86; 2.5: -9.1849
| 2 | 12.35 | 1: 2.8859; 1.1: 3.7305; 1.2: 0.0050026; 1.3: 80.275; 1.4: 0.44399; 1.5: 3.7305; 1.6: 80.275; 1.7: 32.11; 1.8: 8.4594; 1.9: 267.5833; 2: 8.5218; 2.1: 88.132; 2.2: 81.2427; 2.3: 9.6693; 2.4: -77.5122; 2.5: -9.2253
| 2 | 12.4 | 1: 2.8546; 1.1: 3.7049; 1.2: 0.0049683; 1.3: 80.6; 1.4: 0.43917; 1.5: 3.7049; 1.6: 80.6; 1.7: 32.24; 1.8: 8.4594; 1.9: 268.6667; 2: 8.5563; 2.1: 88.1644; 2.2: 81.8718; 2.3: 9.7049; 2.4: -78.1669; 2.5: -9.2657
| 2 | 12.45 | 1: 2.8234; 1.1: 3.6792; 1.2: 0.0049339; 1.3: 80.925; 1.4: 0.43437; 1.5: 3.6792; 1.6: 80.925; 1.7: 32.37; 1.8: 8.4594; 1.9: 269.75; 2: 8.5908; 2.1: 88.1967; 2.2: 82.5031; 2.3: 9.7405; 2.4: -78.824; 2.5: -9.3061
| 2 | 12.5 | 1: 2.7924; 1.1: 3.6534; 1.2: 0.0048993; 1.3: 81.25; 1.4: 0.4296; 1.5: 3.6534; 1.6: 81.25; 1.7: 32.5; 1.8: 8.4594; 1.9: 270.8333; 2: 8.6253; 2.1: 88.2288; 2.2: 83.1369; 2.3: 9.776; 2.4: -79.4835; 2.5: -9.3464
| 2 | 12.55 | 1: 2.7616; 1.1: 3.6275; 1.2: 0.0048646; 1.3: 81.575; 1.4: 0.42486; 1.5: 3.6275; 1.6: 81.575; 1.7: 32.63; 1.8: 8.4594; 1.9: 271.9167; 2: 8.6598; 2.1: 88.2608; 2.2: 83.7729; 2.3: 9.8116; 2.4: -80.1454; 2.5: -9.3867
| 2 | 12.6 | 1: 2.7309; 1.1: 3.6015; 1.2: 0.0048297; 1.3: 81.9; 1.4: 0.42014; 1.5: 3.6015; 1.6: 81.9; 1.7: 32.76; 1.8: 8.4594; 1.9: 273; 2: 8.6943; 2.1: 88.2927; 2.2: 84.4113; 2.3: 9.8471; 2.4: -80.8098; 2.5: -9.427
| 2 | 12.65 | 1: 2.7004; 1.1: 3.5754; 1.2: 0.0047947; 1.3: 82.225; 1.4: 0.41545; 1.5: 3.5754; 1.6: 82.225; 1.7: 32.89; 1.8: 8.4594; 1.9: 274.0833; 2: 8.7288; 2.1: 88.3244; 2.2: 85.052; 2.3: 9.8826; 2.4: -81.4766; 2.5: -9.4672
| 2 | 12.7 | 1: 2.6701; 1.1: 3.5493; 1.2: 0.0047596; 1.3: 82.55; 1.4: 0.41078; 1.5: 3.5493; 1.6: 82.55; 1.7: 33.02; 1.8: 8.4594; 1.9: 275.1667; 2: 8.7633; 2.1: 88.3559; 2.2: 85.6951; 2.3: 9.9181; 2.4: -82.1458; 2.5: -9.5074
| 2 | 12.75 | 1: 2.6399; 1.1: 3.523; 1.2: 0.0047244; 1.3: 82.875; 1.4: 0.40614; 1.5: 3.523; 1.6: 82.875; 1.7: 33.15; 1.8: 8.4594; 1.9: 276.25; 2: 8.7978; 2.1: 88.3874; 2.2: 86.3405; 2.3: 9.9537; 2.4: -82.8175; 2.5: -9.5475
| 2 | 12.8 | 1: 2.61; 1.1: 3.4966; 1.2: 0.0046891; 1.3: 83.2; 1.4: 0.40153; 1.5: 3.4966; 1.6: 83.2; 1.7: 33.28; 1.8: 8.4594; 1.9: 277.3333; 2: 8.8323; 2.1: 88.4187; 2.2: 86.9882; 2.3: 9.9891; 2.4: -83.4915; 2.5: -9.5876
| 2 | 12.85 | 1: 2.5802; 1.1: 3.4702; 1.2: 0.0046536; 1.3: 83.525; 1.4: 0.39695; 1.5: 3.4702; 1.6: 83.525; 1.7: 33.41; 1.8: 8.4594; 1.9: 278.4167; 2: 8.8668; 2.1: 88.4498; 2.2: 87.6382; 2.3: 10.0246; 2.4: -84.168; 2.5: -9.6277
| 2 | 12.9 | 1: 2.5505; 1.1: 3.4437; 1.2: 0.0046181; 1.3: 83.85; 1.4: 0.39239; 1.5: 3.4437; 1.6: 83.85; 1.7: 33.54; 1.8: 8.4594; 1.9: 279.5; 2: 8.9013; 2.1: 88.4809; 2.2: 88.2906; 2.3: 10.0601; 2.4: -84.8469; 2.5: -9.6677
| 2 | 12.95 | 1: 2.5211; 1.1: 3.4171; 1.2: 0.0045824; 1.3: 84.175; 1.4: 0.38785; 1.5: 3.4171; 1.6: 84.175; 1.7: 33.67; 1.8: 8.4594; 1.9: 280.5833; 2: 8.9358; 2.1: 88.5117; 2.2: 88.9453; 2.3: 10.0956; 2.4: -85.5282; 2.5: -9.7077
| 2 | 13 | 1: 2.4918; 1.1: 3.3905; 1.2: 0.0045467; 1.3: 84.5; 1.4: 0.38335; 1.5: 3.3905; 1.6: 84.5; 1.7: 33.8; 1.8: 8.4594; 1.9: 281.6667; 2: 8.9703; 2.1: 88.5425; 2.2: 89.6023; 2.3: 10.131; 2.4: -86.2118; 2.5: -9.7477
| 2 | 13.05 | 1: 2.4626; 1.1: 3.3637; 1.2: 0.0045108; 1.3: 84.825; 1.4: 0.37887; 1.5: 3.3637; 1.6: 84.825; 1.7: 33.93; 1.8: 8.4594; 1.9: 282.75; 2: 9.0048; 2.1: 88.5731; 2.2: 90.2617; 2.3: 10.1665; 2.4: -86.8979; 2.5: -9.7876
| 2 | 13.1 | 1: 2.4337; 1.1: 3.3369; 1.2: 0.0044749; 1.3: 85.15; 1.4: 0.37441; 1.5: 3.3369; 1.6: 85.15; 1.7: 34.06; 1.8: 8.4594; 1.9: 283.8333; 2: 9.0393; 2.1: 88.6036; 2.2: 90.9233; 2.3: 10.2019; 2.4: -87.5864; 2.5: -9.8275
| 2 | 13.15 | 1: 2.4049; 1.1: 3.31; 1.2: 0.0044388; 1.3: 85.475; 1.4: 0.36999; 1.5: 3.31; 1.6: 85.475; 1.7: 34.19; 1.8: 8.4594; 1.9: 284.9167; 2: 9.0738; 2.1: 88.634; 2.2: 91.5874; 2.3: 10.2374; 2.4: -88.2773; 2.5: -9.8674
| 2 | 13.2 | 1: 2.3763; 1.1: 3.2831; 1.2: 0.0044027; 1.3: 85.8; 1.4: 0.36559; 1.5: 3.2831; 1.6: 85.8; 1.7: 34.32; 1.8: 8.4594; 1.9: 286; 2: 9.1083; 2.1: 88.6642; 2.2: 92.2537; 2.3: 10.2728; 2.4: -88.9706; 2.5: -9.9072
| 2 | 13.25 | 1: 2.3479; 1.1: 3.2561; 1.2: 0.0043665; 1.3: 86.125; 1.4: 0.36121; 1.5: 3.2561; 1.6: 86.125; 1.7: 34.45; 1.8: 8.4594; 1.9: 287.0833; 2: 9.1428; 2.1: 88.6943; 2.2: 92.9224; 2.3: 10.3082; 2.4: -89.6663; 2.5: -9.947
| 2 | 13.3 | 1: 2.3196; 1.1: 3.229; 1.2: 0.0043302; 1.3: 86.45; 1.4: 0.35686; 1.5: 3.229; 1.6: 86.45; 1.7: 34.58; 1.8: 8.4594; 1.9: 288.1667; 2: 9.1773; 2.1: 88.7242; 2.2: 93.5934; 2.3: 10.3436; 2.4: -90.3644; 2.5: -9.9867
| 2 | 13.35 | 1: 2.2915; 1.1: 3.2019; 1.2: 0.0042939; 1.3: 86.775; 1.4: 0.35254; 1.5: 3.2019; 1.6: 86.775; 1.7: 34.71; 1.8: 8.4594; 1.9: 289.25; 2: 9.2118; 2.1: 88.754; 2.2: 94.2668; 2.3: 10.379; 2.4: -91.0648; 2.5: -10.0265
| 2 | 13.4 | 1: 2.2636; 1.1: 3.1748; 1.2: 0.0042574; 1.3: 87.1; 1.4: 0.34825; 1.5: 3.1748; 1.6: 87.1; 1.7: 34.84; 1.8: 8.4594; 1.9: 290.3333; 2: 9.2463; 2.1: 88.7837; 2.2: 94.9424; 2.3: 10.4144; 2.4: -91.7677; 2.5: -10.0661
| 2 | 13.45 | 1: 2.2358; 1.1: 3.1476; 1.2: 0.0042209; 1.3: 87.425; 1.4: 0.34398; 1.5: 3.1476; 1.6: 87.425; 1.7: 34.97; 1.8: 8.4594; 1.9: 291.4167; 2: 9.2808; 2.1: 88.8133; 2.2: 95.6204; 2.3: 10.4498; 2.4: -92.4729; 2.5: -10.1058
| 2 | 13.5 | 1: 2.2083; 1.1: 3.1203; 1.2: 0.0041844; 1.3: 87.75; 1.4: 0.33973; 1.5: 3.1203; 1.6: 87.75; 1.7: 35.1; 1.8: 8.4594; 1.9: 292.5; 2: 9.3153; 2.1: 88.8427; 2.2: 96.3008; 2.3: 10.4851; 2.4: -93.1805; 2.5: -10.1454
| 2 | 13.55 | 1: 2.1809; 1.1: 3.093; 1.2: 0.0041478; 1.3: 88.075; 1.4: 0.33552; 1.5: 3.093; 1.6: 88.075; 1.7: 35.23; 1.8: 8.4594; 1.9: 293.5833; 2: 9.3498; 2.1: 88.872; 2.2: 96.9835; 2.3: 10.5205; 2.4: -93.8905; 2.5: -10.185
| 2 | 13.6 | 1: 2.1536; 1.1: 3.0656; 1.2: 0.0041111; 1.3: 88.4; 1.4: 0.33133; 1.5: 3.0656; 1.6: 88.4; 1.7: 35.36; 1.8: 8.4594; 1.9: 294.6667; 2: 9.3843; 2.1: 88.9012; 2.2: 97.6685; 2.3: 10.5559; 2.4: -94.6028; 2.5: -10.2245
| 2 | 13.65 | 1: 2.1266; 1.1: 3.0382; 1.2: 0.0040743; 1.3: 88.725; 1.4: 0.32717; 1.5: 3.0382; 1.6: 88.725; 1.7: 35.49; 1.8: 8.4594; 1.9: 295.75; 2: 9.4188; 2.1: 88.9303; 2.2: 98.3558; 2.3: 10.5912; 2.4: -95.3176; 2.5: -10.264
| 2 | 13.7 | 1: 2.0997; 1.1: 3.0108; 1.2: 0.0040376; 1.3: 89.05; 1.4: 0.32303; 1.5: 3.0108; 1.6: 89.05; 1.7: 35.62; 1.8: 8.4594; 1.9: 296.8333; 2: 9.4533; 2.1: 88.9592; 2.2: 99.0455; 2.3: 10.6266; 2.4: -96.0347; 2.5: -10.3035
| 2 | 13.75 | 1: 2.073; 1.1: 2.9833; 1.2: 0.0040007; 1.3: 89.375; 1.4: 0.31892; 1.5: 2.9833; 1.6: 89.375; 1.7: 35.75; 1.8: 8.4594; 1.9: 297.9167; 2: 9.4878; 2.1: 88.988; 2.2: 99.7375; 2.3: 10.6619; 2.4: -96.7541; 2.5: -10.343
| 2 | 13.8 | 1: 2.0464; 1.1: 2.9558; 1.2: 0.0039639; 1.3: 89.7; 1.4: 0.31483; 1.5: 2.9558; 1.6: 89.7; 1.7: 35.88; 1.8: 8.4594; 1.9: 299; 2: 9.5223; 2.1: 89.0166; 2.2: 100.4318; 2.3: 10.6972; 2.4: -97.476; 2.5: -10.3824
| 2 | 13.85 | 1: 2.02; 1.1: 2.9283; 1.2: 0.0039269; 1.3: 90.025; 1.4: 0.31078; 1.5: 2.9283; 1.6: 90.025; 1.7: 36.01; 1.8: 8.4594; 1.9: 300.0833; 2: 9.5568; 2.1: 89.0452; 2.2: 101.1285; 2.3: 10.7325; 2.4: -98.2002; 2.5: -10.4218
| 2 | 13.9 | 1: 1.9938; 1.1: 2.9008; 1.2: 0.00389; 1.3: 90.35; 1.4: 0.30674; 1.5: 2.9008; 1.6: 90.35; 1.7: 36.14; 1.8: 8.4594; 1.9: 301.1667; 2: 9.5913; 2.1: 89.0736; 2.2: 101.8275; 2.3: 10.7678; 2.4: -98.9267; 2.5: -10.4611
| 2 | 13.95 | 1: 1.9678; 1.1: 2.8732; 1.2: 0.003853; 1.3: 90.675; 1.4: 0.30274; 1.5: 2.8732; 1.6: 90.675; 1.7: 36.27; 1.8: 8.4594; 1.9: 302.25; 2: 9.6258; 2.1: 89.1018; 2.2: 102.5288; 2.3: 10.8031; 2.4: -99.6556; 2.5: -10.5004
| 2 | 14 | 1: 1.9419; 1.1: 2.8456; 1.2: 0.003816; 1.3: 91; 1.4: 0.29876; 1.5: 2.8456; 1.6: 91; 1.7: 36.4; 1.8: 8.4594; 1.9: 303.3333; 2: 9.6603; 2.1: 89.13; 2.2: 103.2325; 2.3: 10.8384; 2.4: -100.3869; 2.5: -10.5397
| 2 | 14.05 | 1: 1.9163; 1.1: 2.818; 1.2: 0.003779; 1.3: 91.325; 1.4: 0.29481; 1.5: 2.818; 1.6: 91.325; 1.7: 36.53; 1.8: 8.4594; 1.9: 304.4167; 2: 9.6948; 2.1: 89.158; 2.2: 103.9385; 2.3: 10.8737; 2.4: -101.1205; 2.5: -10.5789
| 2 | 14.1 | 1: 1.8907; 1.1: 2.7904; 1.2: 0.0037419; 1.3: 91.65; 1.4: 0.29088; 1.5: 2.7904; 1.6: 91.65; 1.7: 36.66; 1.8: 8.4594; 1.9: 305.5; 2: 9.7293; 2.1: 89.1859; 2.2: 104.6468; 2.3: 10.909; 2.4: -101.8565; 2.5: -10.6181
| 2 | 14.15 | 1: 1.8654; 1.1: 2.7627; 1.2: 0.0037049; 1.3: 91.975; 1.4: 0.28698; 1.5: 2.7627; 1.6: 91.975; 1.7: 36.79; 1.8: 8.4594; 1.9: 306.5833; 2: 9.7638; 2.1: 89.2137; 2.2: 105.3575; 2.3: 10.9443; 2.4: -102.5948; 2.5: -10.6573
| 2 | 14.2 | 1: 1.8402; 1.1: 2.7351; 1.2: 0.0036678; 1.3: 92.3; 1.4: 0.28311; 1.5: 2.7351; 1.6: 92.3; 1.7: 36.92; 1.8: 8.4594; 1.9: 307.6667; 2: 9.7983; 2.1: 89.2414; 2.2: 106.0705; 2.3: 10.9796; 2.4: -103.3355; 2.5: -10.6964
| 2 | 14.25 | 1: 1.8152; 1.1: 2.7074; 1.2: 0.0036307; 1.3: 92.625; 1.4: 0.27926; 1.5: 2.7074; 1.6: 92.625; 1.7: 37.05; 1.8: 8.4594; 1.9: 308.75; 2: 9.8328; 2.1: 89.2689; 2.2: 106.7859; 2.3: 11.0148; 2.4: -104.0785; 2.5: -10.7355
| 2 | 14.3 | 1: 1.7904; 1.1: 2.6797; 1.2: 0.0035936; 1.3: 92.95; 1.4: 0.27544; 1.5: 2.6797; 1.6: 92.95; 1.7: 37.18; 1.8: 8.4594; 1.9: 309.8333; 2: 9.8673; 2.1: 89.2963; 2.2: 107.5035; 2.3: 11.0501; 2.4: -104.8238; 2.5: -10.7746
| 2 | 14.35 | 1: 1.7657; 1.1: 2.6521; 1.2: 0.0035565; 1.3: 93.275; 1.4: 0.27165; 1.5: 2.6521; 1.6: 93.275; 1.7: 37.31; 1.8: 8.4594; 1.9: 310.9167; 2: 9.9018; 2.1: 89.3236; 2.2: 108.2236; 2.3: 11.0853; 2.4: -105.5715; 2.5: -10.8137
| 2 | 14.4 | 1: 1.7412; 1.1: 2.6244; 1.2: 0.0035194; 1.3: 93.6; 1.4: 0.26788; 1.5: 2.6244; 1.6: 93.6; 1.7: 37.44; 1.8: 8.4594; 1.9: 312; 2: 9.9363; 2.1: 89.3508; 2.2: 108.9459; 2.3: 11.1206; 2.4: -106.3215; 2.5: -10.8527
| 2 | 14.45 | 1: 1.7169; 1.1: 2.5967; 1.2: 0.0034823; 1.3: 93.925; 1.4: 0.26414; 1.5: 2.5967; 1.6: 93.925; 1.7: 37.57; 1.8: 8.4594; 1.9: 313.0833; 2: 9.9708; 2.1: 89.3778; 2.2: 109.6706; 2.3: 11.1558; 2.4: -107.0739; 2.5: -10.8917
| 2 | 14.5 | 1: 1.6928; 1.1: 2.5691; 1.2: 0.0034452; 1.3: 94.25; 1.4: 0.26043; 1.5: 2.5691; 1.6: 94.25; 1.7: 37.7; 1.8: 8.4594; 1.9: 314.1667; 2: 10.0053; 2.1: 89.4047; 2.2: 110.3976; 2.3: 11.191; 2.4: -107.8286; 2.5: -10.9306
| 2 | 14.55 | 1: 1.6688; 1.1: 2.5414; 1.2: 0.0034081; 1.3: 94.575; 1.4: 0.25674; 1.5: 2.5414; 1.6: 94.575; 1.7: 37.83; 1.8: 8.4594; 1.9: 315.25; 2: 10.0398; 2.1: 89.4315; 2.2: 111.127; 2.3: 11.2263; 2.4: -108.5856; 2.5: -10.9695
| 2 | 14.6 | 1: 1.645; 1.1: 2.5138; 1.2: 0.003371; 1.3: 94.9; 1.4: 0.25308; 1.5: 2.5138; 1.6: 94.9; 1.7: 37.96; 1.8: 8.4594; 1.9: 316.3333; 2: 10.0743; 2.1: 89.4582; 2.2: 111.8587; 2.3: 11.2615; 2.4: -109.3449; 2.5: -11.0084
| 2 | 14.65 | 1: 1.6214; 1.1: 2.4862; 1.2: 0.003334; 1.3: 95.225; 1.4: 0.24944; 1.5: 2.4862; 1.6: 95.225; 1.7: 38.09; 1.8: 8.4594; 1.9: 317.4167; 2: 10.1088; 2.1: 89.4848; 2.2: 112.5927; 2.3: 11.2967; 2.4: -110.1066; 2.5: -11.0472
| 2 | 14.7 | 1: 1.5979; 1.1: 2.4585; 1.2: 0.003297; 1.3: 95.55; 1.4: 0.24583; 1.5: 2.4585; 1.6: 95.55; 1.7: 38.22; 1.8: 8.4594; 1.9: 318.5; 2: 10.1433; 2.1: 89.5112; 2.2: 113.3291; 2.3: 11.3319; 2.4: -110.8705; 2.5: -11.0861
| 2 | 14.75 | 1: 1.5746; 1.1: 2.431; 1.2: 0.00326; 1.3: 95.875; 1.4: 0.24225; 1.5: 2.431; 1.6: 95.875; 1.7: 38.35; 1.8: 8.4594; 1.9: 319.5833; 2: 10.1778; 2.1: 89.5375; 2.2: 114.0678; 2.3: 11.3671; 2.4: -111.6369; 2.5: -11.1248
| 2 | 14.8 | 1: 1.5515; 1.1: 2.4034; 1.2: 0.003223; 1.3: 96.2; 1.4: 0.23869; 1.5: 2.4034; 1.6: 96.2; 1.7: 38.48; 1.8: 8.4594; 1.9: 320.6667; 2: 10.2123; 2.1: 89.5637; 2.2: 114.8089; 2.3: 11.4023; 2.4: -112.4055; 2.5: -11.1636
| 2 | 14.85 | 1: 1.5286; 1.1: 2.3759; 1.2: 0.0031861; 1.3: 96.525; 1.4: 0.23516; 1.5: 2.3759; 1.6: 96.525; 1.7: 38.61; 1.8: 8.4594; 1.9: 321.75; 2: 10.2468; 2.1: 89.5898; 2.2: 115.5523; 2.3: 11.4375; 2.4: -113.1764; 2.5: -11.2023
| 2 | 14.9 | 1: 1.5058; 1.1: 2.3483; 1.2: 0.0031492; 1.3: 96.85; 1.4: 0.23166; 1.5: 2.3483; 1.6: 96.85; 1.7: 38.74; 1.8: 8.4594; 1.9: 322.8333; 2: 10.2813; 2.1: 89.6158; 2.2: 116.298; 2.3: 11.4727; 2.4: -113.9497; 2.5: -11.241
| 2 | 14.95 | 1: 1.4832; 1.1: 2.3209; 1.2: 0.0031123; 1.3: 97.175; 1.4: 0.22818; 1.5: 2.3209; 1.6: 97.175; 1.7: 38.87; 1.8: 8.4594; 1.9: 323.9167; 2: 10.3158; 2.1: 89.6416; 2.2: 117.0461; 2.3: 11.5078; 2.4: -114.7252; 2.5: -11.2797
| 2 | 15 | 1: 1.4608; 1.1: 2.2934; 1.2: 0.0030755; 1.3: 97.5; 1.4: 0.22473; 1.5: 2.2934; 1.6: 97.5; 1.7: 39; 1.8: 8.4594; 1.9: 325; 2: 10.3503; 2.1: 89.6674; 2.2: 117.7965; 2.3: 11.543; 2.4: -115.5031; 2.5: -11.3183
| 2 | 15.05 | 1: 1.4385; 1.1: 2.266; 1.2: 0.0030387; 1.3: 97.825; 1.4: 0.22131; 1.5: 2.266; 1.6: 97.825; 1.7: 39.13; 1.8: 8.4594; 1.9: 326.0833; 2: 10.3848; 2.1: 89.693; 2.2: 118.5492; 2.3: 11.5782; 2.4: -116.2832; 2.5: -11.3569
| 2 | 15.1 | 1: 1.4164; 1.1: 2.2386; 1.2: 0.003002; 1.3: 98.15; 1.4: 0.21791; 1.5: 2.2386; 1.6: 98.15; 1.7: 39.26; 1.8: 8.4594; 1.9: 327.1667; 2: 10.4193; 2.1: 89.7185; 2.2: 119.3043; 2.3: 11.6133; 2.4: -117.0657; 2.5: -11.3954
| 2 | 15.15 | 1: 1.3945; 1.1: 2.2113; 1.2: 0.0029654; 1.3: 98.475; 1.4: 0.21454; 1.5: 2.2113; 1.6: 98.475; 1.7: 39.39; 1.8: 8.4594; 1.9: 328.25; 2: 10.4538; 2.1: 89.7439; 2.2: 120.0618; 2.3: 11.6485; 2.4: -117.8505; 2.5: -11.434
| 2 | 15.2 | 1: 1.3728; 1.1: 2.184; 1.2: 0.0029288; 1.3: 98.8; 1.4: 0.21119; 1.5: 2.184; 1.6: 98.8; 1.7: 39.52; 1.8: 8.4594; 1.9: 329.3333; 2: 10.4883; 2.1: 89.7691; 2.2: 120.8215; 2.3: 11.6837; 2.4: -118.6376; 2.5: -11.4725
| 2 | 15.25 | 1: 1.3512; 1.1: 2.1567; 1.2: 0.0028922; 1.3: 99.125; 1.4: 0.20788; 1.5: 2.1567; 1.6: 99.125; 1.7: 39.65; 1.8: 8.4594; 1.9: 330.4167; 2: 10.5228; 2.1: 89.7943; 2.2: 121.5837; 2.3: 11.7188; 2.4: -119.4269; 2.5: -11.5109
| 2 | 15.3 | 1: 1.3298; 1.1: 2.1295; 1.2: 0.0028558; 1.3: 99.45; 1.4: 0.20458; 1.5: 2.1295; 1.6: 99.45; 1.7: 39.78; 1.8: 8.4594; 1.9: 331.5; 2: 10.5573; 2.1: 89.8193; 2.2: 122.3481; 2.3: 11.754; 2.4: -120.2186; 2.5: -11.5494
| 2 | 15.35 | 1: 1.3086; 1.1: 2.1024; 1.2: 0.0028194; 1.3: 99.775; 1.4: 0.20132; 1.5: 2.1024; 1.6: 99.775; 1.7: 39.91; 1.8: 8.4594; 1.9: 332.5833; 2: 10.5918; 2.1: 89.8442; 2.2: 123.1149; 2.3: 11.7891; 2.4: -121.0125; 2.5: -11.5878
| 2 | 15.4 | 1: 1.2875; 1.1: 2.0753; 1.2: 0.002783; 1.3: 100.1; 1.4: 0.19808; 1.5: 2.0753; 1.6: 100.1; 1.7: 40.04; 1.8: 8.4594; 1.9: 333.6667; 2: 10.6263; 2.1: 89.8691; 2.2: 123.8841; 2.3: 11.8242; 2.4: -121.8088; 2.5: -11.6262
| 2 | 15.45 | 1: 1.2666; 1.1: 2.0483; 1.2: 0.0027468; 1.3: 100.425; 1.4: 0.19487; 1.5: 2.0483; 1.6: 100.425; 1.7: 40.17; 1.8: 8.4594; 1.9: 334.75; 2: 10.6608; 2.1: 89.8938; 2.2: 124.6556; 2.3: 11.8594; 2.4: -122.6073; 2.5: -11.6645
| 2 | 15.5 | 1: 1.2459; 1.1: 2.0213; 1.2: 0.0027106; 1.3: 100.75; 1.4: 0.19168; 1.5: 2.0213; 1.6: 100.75; 1.7: 40.3; 1.8: 8.4594; 1.9: 335.8333; 2: 10.6953; 2.1: 89.9183; 2.2: 125.4294; 2.3: 11.8945; 2.4: -123.4081; 2.5: -11.7028
| 2 | 15.55 | 1: 1.2254; 1.1: 1.9944; 1.2: 0.0026745; 1.3: 101.075; 1.4: 0.18852; 1.5: 1.9944; 1.6: 101.075; 1.7: 40.43; 1.8: 8.4594; 1.9: 336.9167; 2: 10.7298; 2.1: 89.9428; 2.2: 126.2056; 2.3: 11.9296; 2.4: -124.2112; 2.5: -11.7411
| 2 | 15.6 | 1: 1.205; 1.1: 1.9675; 1.2: 0.0026385; 1.3: 101.4; 1.4: 0.18539; 1.5: 1.9675; 1.6: 101.4; 1.7: 40.56; 1.8: 8.4594; 1.9: 338; 2: 10.7643; 2.1: 89.9672; 2.2: 126.9841; 2.3: 11.9647; 2.4: -125.0166; 2.5: -11.7793
| 2 | 15.65 | 1: 1.1848; 1.1: 1.9407; 1.2: 0.0026026; 1.3: 101.725; 1.4: 0.18228; 1.5: 1.9407; 1.6: 101.725; 1.7: 40.69; 1.8: 8.4594; 1.9: 339.0833; 2: 10.7988; 2.1: 89.9914; 2.2: 127.765; 2.3: 11.9998; 2.4: -125.8242; 2.5: -11.8176
| 2 | 15.7 | 1: 1.1648; 1.1: 1.914; 1.2: 0.0025668; 1.3: 102.05; 1.4: 0.1792; 1.5: 1.914; 1.6: 102.05; 1.7: 40.82; 1.8: 8.4594; 1.9: 340.1667; 2: 10.8333; 2.1: 90.0156; 2.2: 128.5482; 2.3: 12.035; 2.4: -126.6341; 2.5: -11.8558
| 2 | 15.75 | 1: 1.1449; 1.1: 1.8874; 1.2: 0.0025311; 1.3: 102.375; 1.4: 0.17614; 1.5: 1.8874; 1.6: 102.375; 1.7: 40.95; 1.8: 8.4594; 1.9: 341.25; 2: 10.8678; 2.1: 90.0396; 2.2: 129.3337; 2.3: 12.0701; 2.4: -127.4463; 2.5: -11.8939
| 2 | 15.8 | 1: 1.1252; 1.1: 1.8608; 1.2: 0.0024954; 1.3: 102.7; 1.4: 0.17311; 1.5: 1.8608; 1.6: 102.7; 1.7: 41.08; 1.8: 8.4594; 1.9: 342.3333; 2: 10.9023; 2.1: 90.0635; 2.2: 130.1217; 2.3: 12.1052; 2.4: -128.2608; 2.5: -11.9321
| 2 | 15.85 | 1: 1.1057; 1.1: 1.8344; 1.2: 0.0024599; 1.3: 103.025; 1.4: 0.17011; 1.5: 1.8344; 1.6: 103.025; 1.7: 41.21; 1.8: 8.4594; 1.9: 343.4167; 2: 10.9368; 2.1: 90.0873; 2.2: 130.9119; 2.3: 12.1403; 2.4: -129.0775; 2.5: -11.9702
| 2 | 15.9 | 1: 1.0864; 1.1: 1.808; 1.2: 0.0024245; 1.3: 103.35; 1.4: 0.16714; 1.5: 1.808; 1.6: 103.35; 1.7: 41.34; 1.8: 8.4594; 1.9: 344.5; 2: 10.9713; 2.1: 90.111; 2.2: 131.7045; 2.3: 12.1754; 2.4: -129.8966; 2.5: -12.0082
| 2 | 15.95 | 1: 1.0672; 1.1: 1.7816; 1.2: 0.0023892; 1.3: 103.675; 1.4: 0.16419; 1.5: 1.7816; 1.6: 103.675; 1.7: 41.47; 1.8: 8.4594; 1.9: 345.5833; 2: 11.0058; 2.1: 90.1346; 2.2: 132.4995; 2.3: 12.2105; 2.4: -130.7178; 2.5: -12.0463
| 2 | 16 | 1: 1.0482; 1.1: 1.7554; 1.2: 0.0023541; 1.3: 104; 1.4: 0.16126; 1.5: 1.7554; 1.6: 104; 1.7: 41.6; 1.8: 8.4594; 1.9: 346.6667; 2: 11.0403; 2.1: 90.1581; 2.2: 133.2968; 2.3: 12.2455; 2.4: -131.5413; 2.5: -12.0843
| 2 | 16.05 | 1: 1.0294; 1.1: 1.7293; 1.2: 0.002319; 1.3: 104.325; 1.4: 0.15837; 1.5: 1.7293; 1.6: 104.325; 1.7: 41.73; 1.8: 8.4594; 1.9: 347.75; 2: 11.0748; 2.1: 90.1814; 2.2: 134.0964; 2.3: 12.2806; 2.4: -132.3671; 2.5: -12.1223
| 2 | 16.1 | 1: 1.0107; 1.1: 1.7032; 1.2: 0.0022841; 1.3: 104.65; 1.4: 0.1555; 1.5: 1.7032; 1.6: 104.65; 1.7: 41.86; 1.8: 8.4594; 1.9: 348.8333; 2: 11.1093; 2.1: 90.2047; 2.2: 134.8984; 2.3: 12.3157; 2.4: -133.1952; 2.5: -12.1602
| 2 | 16.15 | 1: 0.99226; 1.1: 1.6773; 1.2: 0.0022493; 1.3: 104.975; 1.4: 0.15266; 1.5: 1.6773; 1.6: 104.975; 1.7: 41.99; 1.8: 8.4594; 1.9: 349.9167; 2: 11.1438; 2.1: 90.2278; 2.2: 135.7028; 2.3: 12.3508; 2.4: -134.0255; 2.5: -12.1981
| 2 | 16.2 | 1: 0.97395; 1.1: 1.6514; 1.2: 0.0022146; 1.3: 105.3; 1.4: 0.14984; 1.5: 1.6514; 1.6: 105.3; 1.7: 42.12; 1.8: 8.4594; 1.9: 351; 2: 11.1783; 2.1: 90.2509; 2.2: 136.5095; 2.3: 12.3859; 2.4: -134.858; 2.5: -12.236
| 2 | 16.25 | 1: 0.95581; 1.1: 1.6257; 1.2: 0.0021801; 1.3: 105.625; 1.4: 0.14705; 1.5: 1.6257; 1.6: 105.625; 1.7: 42.25; 1.8: 8.4594; 1.9: 352.0833; 2: 11.2128; 2.1: 90.2738; 2.2: 137.3185; 2.3: 12.4209; 2.4: -135.6928; 2.5: -12.2739
| 2 | 16.3 | 1: 0.93784; 1.1: 1.6; 1.2: 0.0021457; 1.3: 105.95; 1.4: 0.14428; 1.5: 1.6; 1.6: 105.95; 1.7: 42.38; 1.8: 8.4594; 1.9: 353.1667; 2: 11.2473; 2.1: 90.2967; 2.2: 138.1299; 2.3: 12.456; 2.4: -136.5299; 2.5: -12.3117
| 2 | 16.35 | 1: 0.92004; 1.1: 1.5745; 1.2: 0.0021114; 1.3: 106.275; 1.4: 0.14155; 1.5: 1.5745; 1.6: 106.275; 1.7: 42.51; 1.8: 8.4594; 1.9: 354.25; 2: 11.2818; 2.1: 90.3194; 2.2: 138.9437; 2.3: 12.4911; 2.4: -137.3692; 2.5: -12.3495
| 2 | 16.4 | 1: 0.90242; 1.1: 1.549; 1.2: 0.0020773; 1.3: 106.6; 1.4: 0.13883; 1.5: 1.549; 1.6: 106.6; 1.7: 42.64; 1.8: 8.4594; 1.9: 355.3333; 2: 11.3163; 2.1: 90.342; 2.2: 139.7598; 2.3: 12.5261; 2.4: -138.2107; 2.5: -12.3873
| 2 | 16.45 | 1: 0.88497; 1.1: 1.5237; 1.2: 0.0020433; 1.3: 106.925; 1.4: 0.13615; 1.5: 1.5237; 1.6: 106.925; 1.7: 42.77; 1.8: 8.4594; 1.9: 356.4167; 2: 11.3508; 2.1: 90.3645; 2.2: 140.5782; 2.3: 12.5612; 2.4: -139.0545; 2.5: -12.425
| 2 | 16.5 | 1: 0.86769; 1.1: 1.4985; 1.2: 0.0020095; 1.3: 107.25; 1.4: 0.13349; 1.5: 1.4985; 1.6: 107.25; 1.7: 42.9; 1.8: 8.4594; 1.9: 357.5; 2: 11.3854; 2.1: 90.3869; 2.2: 141.399; 2.3: 12.5962; 2.4: -139.9005; 2.5: -12.4627
| 2 | 16.55 | 1: 0.85058; 1.1: 1.4734; 1.2: 0.0019759; 1.3: 107.575; 1.4: 0.13086; 1.5: 1.4734; 1.6: 107.575; 1.7: 43.03; 1.8: 8.4594; 1.9: 358.5833; 2: 11.4199; 2.1: 90.4092; 2.2: 142.2222; 2.3: 12.6313; 2.4: -140.7488; 2.5: -12.5004
| 2 | 16.6 | 1: 0.83364; 1.1: 1.4484; 1.2: 0.0019424; 1.3: 107.9; 1.4: 0.12825; 1.5: 1.4484; 1.6: 107.9; 1.7: 43.16; 1.8: 8.4594; 1.9: 359.6667; 2: 11.4544; 2.1: 90.4314; 2.2: 143.0477; 2.3: 12.6663; 2.4: -141.5993; 2.5: -12.5381
| 2 | 16.65 | 1: 0.81687; 1.1: 1.4236; 1.2: 0.001909; 1.3: 108.225; 1.4: 0.12567; 1.5: 1.4236; 1.6: 108.225; 1.7: 43.29; 1.8: 8.4594; 1.9: 360.75; 2: 11.4889; 2.1: 90.4535; 2.2: 143.8756; 2.3: 12.7014; 2.4: -142.452; 2.5: -12.5757
| 2 | 16.7 | 1: 0.80028; 1.1: 1.3988; 1.2: 0.0018759; 1.3: 108.55; 1.4: 0.12312; 1.5: 1.3988; 1.6: 108.55; 1.7: 43.42; 1.8: 8.4594; 1.9: 361.8333; 2: 11.5234; 2.1: 90.4755; 2.2: 144.7058; 2.3: 12.7364; 2.4: -143.307; 2.5: -12.6133
| 2 | 16.75 | 1: 0.78385; 1.1: 1.3742; 1.2: 0.0018429; 1.3: 108.875; 1.4: 0.12059; 1.5: 1.3742; 1.6: 108.875; 1.7: 43.55; 1.8: 8.4594; 1.9: 362.9167; 2: 11.5579; 2.1: 90.4974; 2.2: 145.5384; 2.3: 12.7715; 2.4: -144.1642; 2.5: -12.6509
| 2 | 16.8 | 1: 0.7676; 1.1: 1.3497; 1.2: 0.00181; 1.3: 109.2; 1.4: 0.11809; 1.5: 1.3497; 1.6: 109.2; 1.7: 43.68; 1.8: 8.4594; 1.9: 364; 2: 11.5924; 2.1: 90.5192; 2.2: 146.3733; 2.3: 12.8065; 2.4: -145.0236; 2.5: -12.6884
| 2 | 16.85 | 1: 0.75152; 1.1: 1.3254; 1.2: 0.0017774; 1.3: 109.525; 1.4: 0.11562; 1.5: 1.3254; 1.6: 109.525; 1.7: 43.81; 1.8: 8.4594; 1.9: 365.0833; 2: 11.6269; 2.1: 90.5409; 2.2: 147.2106; 2.3: 12.8416; 2.4: -145.8852; 2.5: -12.7259
| 2 | 16.9 | 1: 0.73561; 1.1: 1.3012; 1.2: 0.0017449; 1.3: 109.85; 1.4: 0.11317; 1.5: 1.3012; 1.6: 109.85; 1.7: 43.94; 1.8: 8.4594; 1.9: 366.1667; 2: 11.6614; 2.1: 90.5625; 2.2: 148.0503; 2.3: 12.8766; 2.4: -146.7491; 2.5: -12.7634
| 2 | 16.95 | 1: 0.71987; 1.1: 1.2771; 1.2: 0.0017127; 1.3: 110.175; 1.4: 0.11075; 1.5: 1.2771; 1.6: 110.175; 1.7: 44.07; 1.8: 8.4594; 1.9: 367.25; 2: 11.6959; 2.1: 90.584; 2.2: 148.8923; 2.3: 12.9116; 2.4: -147.6152; 2.5: -12.8009
| 2 | 17 | 1: 0.70431; 1.1: 1.2532; 1.2: 0.0016806; 1.3: 110.5; 1.4: 0.10836; 1.5: 1.2532; 1.6: 110.5; 1.7: 44.2; 1.8: 8.4594; 1.9: 368.3333; 2: 11.7304; 2.1: 90.6054; 2.2: 149.7367; 2.3: 12.9467; 2.4: -148.4835; 2.5: -12.8383
| 2 | 17.05 | 1: 0.68892; 1.1: 1.2294; 1.2: 0.0016487; 1.3: 110.825; 1.4: 0.10599; 1.5: 1.2294; 1.6: 110.825; 1.7: 44.33; 1.8: 8.4594; 1.9: 369.4167; 2: 11.7649; 2.1: 90.6266; 2.2: 150.5834; 2.3: 12.9817; 2.4: -149.354; 2.5: -12.8757
| 2 | 17.1 | 1: 0.67369; 1.1: 1.2058; 1.2: 0.001617; 1.3: 111.15; 1.4: 0.10365; 1.5: 1.2058; 1.6: 111.15; 1.7: 44.46; 1.8: 8.4594; 1.9: 370.5; 2: 11.7994; 2.1: 90.6478; 2.2: 151.4325; 2.3: 13.0167; 2.4: -150.2267; 2.5: -12.9131
| 2 | 17.15 | 1: 0.65864; 1.1: 1.1823; 1.2: 0.0015855; 1.3: 111.475; 1.4: 0.10133; 1.5: 1.1823; 1.6: 111.475; 1.7: 44.59; 1.8: 8.4594; 1.9: 371.5833; 2: 11.8339; 2.1: 90.6689; 2.2: 152.2839; 2.3: 13.0517; 2.4: -151.1017; 2.5: -12.9504
| 2 | 17.2 | 1: 0.64376; 1.1: 1.1589; 1.2: 0.0015542; 1.3: 111.8; 1.4: 0.09904; 1.5: 1.1589; 1.6: 111.8; 1.7: 44.72; 1.8: 8.4594; 1.9: 372.6667; 2: 11.8684; 2.1: 90.6899; 2.2: 153.1377; 2.3: 13.0868; 2.4: -151.9788; 2.5: -12.9877
| 2 | 17.25 | 1: 0.62906; 1.1: 1.1358; 1.2: 0.0015231; 1.3: 112.125; 1.4: 0.096778; 1.5: 1.1358; 1.6: 112.125; 1.7: 44.85; 1.8: 8.4594; 1.9: 373.75; 2: 11.9029; 2.1: 90.7108; 2.2: 153.9939; 2.3: 13.1218; 2.4: -152.8582; 2.5: -13.025
| 2 | 17.3 | 1: 0.61452; 1.1: 1.1127; 1.2: 0.0014922; 1.3: 112.45; 1.4: 0.094541; 1.5: 1.1127; 1.6: 112.45; 1.7: 44.98; 1.8: 8.4594; 1.9: 374.8333; 2: 11.9374; 2.1: 90.7316; 2.2: 154.8524; 2.3: 13.1568; 2.4: -153.7397; 2.5: -13.0623
| 2 | 17.35 | 1: 0.60015; 1.1: 1.0899; 1.2: 0.0014615; 1.3: 112.775; 1.4: 0.092331; 1.5: 1.0899; 1.6: 112.775; 1.7: 45.11; 1.8: 8.4594; 1.9: 375.9167; 2: 11.9719; 2.1: 90.7522; 2.2: 155.7133; 2.3: 13.1918; 2.4: -154.6235; 2.5: -13.0995
| 2 | 17.4 | 1: 0.58596; 1.1: 1.0672; 1.2: 0.0014311; 1.3: 113.1; 1.4: 0.090148; 1.5: 1.0672; 1.6: 113.1; 1.7: 45.24; 1.8: 8.4594; 1.9: 377; 2: 12.0064; 2.1: 90.7728; 2.2: 156.5766; 2.3: 13.2268; 2.4: -155.5094; 2.5: -13.1367
| 2 | 17.45 | 1: 0.57194; 1.1: 1.0446; 1.2: 0.0014008; 1.3: 113.425; 1.4: 0.087991; 1.5: 1.0446; 1.6: 113.425; 1.7: 45.37; 1.8: 8.4594; 1.9: 378.0833; 2: 12.0409; 2.1: 90.7933; 2.2: 157.4422; 2.3: 13.2618; 2.4: -156.3976; 2.5: -13.1739
| 2 | 17.5 | 1: 0.55809; 1.1: 1.0222; 1.2: 0.0013708; 1.3: 113.75; 1.4: 0.08586; 1.5: 1.0222; 1.6: 113.75; 1.7: 45.5; 1.8: 8.4594; 1.9: 379.1667; 2: 12.0754; 2.1: 90.8137; 2.2: 158.3102; 2.3: 13.2969; 2.4: -157.2879; 2.5: -13.211
| 2 | 17.55 | 1: 0.54441; 1.1: 1; 1.2: 0.0013411; 1.3: 114.075; 1.4: 0.083756; 1.5: 1; 1.6: 114.075; 1.7: 45.63; 1.8: 8.4594; 1.9: 380.25; 2: 12.1099; 2.1: 90.834; 2.2: 159.1805; 2.3: 13.3319; 2.4: -158.1805; 2.5: -13.2481
| 2 | 17.6 | 1: 0.53091; 1.1: 0.978; 1.2: 0.0013115; 1.3: 114.4; 1.4: 0.081678; 1.5: 0.978; 1.6: 114.4; 1.7: 45.76; 1.8: 8.4594; 1.9: 381.3333; 2: 12.1444; 2.1: 90.8542; 2.2: 160.0532; 2.3: 13.3669; 2.4: -159.0752; 2.5: -13.2852
| 2 | 17.65 | 1: 0.51757; 1.1: 0.95614; 1.2: 0.0012822; 1.3: 114.725; 1.4: 0.079626; 1.5: 0.95614; 1.6: 114.725; 1.7: 45.89; 1.8: 8.4594; 1.9: 382.4167; 2: 12.1789; 2.1: 90.8743; 2.2: 160.9283; 2.3: 13.4019; 2.4: -159.9722; 2.5: -13.3223
| 2 | 17.7 | 1: 0.50441; 1.1: 0.93447; 1.2: 0.0012531; 1.3: 115.05; 1.4: 0.077601; 1.5: 0.93447; 1.6: 115.05; 1.7: 46.02; 1.8: 8.4594; 1.9: 383.5; 2: 12.2134; 2.1: 90.8943; 2.2: 161.8057; 2.3: 13.4369; 2.4: -160.8713; 2.5: -13.3593
| 2 | 17.75 | 1: 0.49142; 1.1: 0.91297; 1.2: 0.0012243; 1.3: 115.375; 1.4: 0.075602; 1.5: 0.91297; 1.6: 115.375; 1.7: 46.15; 1.8: 8.4594; 1.9: 384.5833; 2: 12.2479; 2.1: 90.9142; 2.2: 162.6855; 2.3: 13.4719; 2.4: -161.7726; 2.5: -13.3963
| 2 | 17.8 | 1: 0.4786; 1.1: 0.89166; 1.2: 0.0011957; 1.3: 115.7; 1.4: 0.07363; 1.5: 0.89166; 1.6: 115.7; 1.7: 46.28; 1.8: 8.4594; 1.9: 385.6667; 2: 12.2824; 2.1: 90.9341; 2.2: 163.5677; 2.3: 13.5069; 2.4: -162.6761; 2.5: -13.4333
| 2 | 17.85 | 1: 0.46595; 1.1: 0.87053; 1.2: 0.0011674; 1.3: 116.025; 1.4: 0.071684; 1.5: 0.87053; 1.6: 116.025; 1.7: 46.41; 1.8: 8.4594; 1.9: 386.75; 2: 12.3169; 2.1: 90.9538; 2.2: 164.4523; 2.3: 13.5419; 2.4: -163.5817; 2.5: -13.4702
| 2 | 17.9 | 1: 0.45347; 1.1: 0.84959; 1.2: 0.0011393; 1.3: 116.35; 1.4: 0.069765; 1.5: 0.84959; 1.6: 116.35; 1.7: 46.54; 1.8: 8.4594; 1.9: 387.8333; 2: 12.3514; 2.1: 90.9734; 2.2: 165.3392; 2.3: 13.5769; 2.4: -164.4896; 2.5: -13.5071
| 2 | 17.95 | 1: 0.44117; 1.1: 0.82885; 1.2: 0.0011115; 1.3: 116.675; 1.4: 0.067872; 1.5: 0.82885; 1.6: 116.675; 1.7: 46.67; 1.8: 8.4594; 1.9: 388.9167; 2: 12.3859; 2.1: 90.993; 2.2: 166.2284; 2.3: 13.6119; 2.4: -165.3996; 2.5: -13.544
| 2 | 18 | 1: 0.42903; 1.1: 0.80829; 1.2: 0.0010839; 1.3: 117; 1.4: 0.066005; 1.5: 0.80829; 1.6: 117; 1.7: 46.8; 1.8: 8.4594; 1.9: 390; 2: 12.4204; 2.1: 91.0124; 2.2: 167.1201; 2.3: 13.6469; 2.4: -166.3118; 2.5: -13.5809
| 2 | 18.05 | 1: 0.41707; 1.1: 0.78794; 1.2: 0.0010566; 1.3: 117.325; 1.4: 0.064164; 1.5: 0.78794; 1.6: 117.325; 1.7: 46.93; 1.8: 8.4594; 1.9: 391.0833; 2: 12.4549; 2.1: 91.0318; 2.2: 168.0141; 2.3: 13.6819; 2.4: -167.2261; 2.5: -13.6177
| 2 | 18.1 | 1: 0.40528; 1.1: 0.76779; 1.2: 0.0010296; 1.3: 117.65; 1.4: 0.06235; 1.5: 0.76779; 1.6: 117.65; 1.7: 47.06; 1.8: 8.4594; 1.9: 392.1667; 2: 12.4894; 2.1: 91.051; 2.2: 168.9105; 2.3: 13.7169; 2.4: -168.1427; 2.5: -13.6546
| 2 | 18.15 | 1: 0.39366; 1.1: 0.74783; 1.2: 0.0010029; 1.3: 117.975; 1.4: 0.060563; 1.5: 0.74783; 1.6: 117.975; 1.7: 47.19; 1.8: 8.4594; 1.9: 393.25; 2: 12.5239; 2.1: 91.0702; 2.2: 169.8092; 2.3: 13.7519; 2.4: -169.0614; 2.5: -13.6913
| 2 | 18.2 | 1: 0.38221; 1.1: 0.72809; 1.2: 0.00097638; 1.3: 118.3; 1.4: 0.058802; 1.5: 0.72809; 1.6: 118.3; 1.7: 47.32; 1.8: 8.4594; 1.9: 394.3333; 2: 12.5584; 2.1: 91.0893; 2.2: 170.7103; 2.3: 13.7869; 2.4: -169.9823; 2.5: -13.7281
| 2 | 18.25 | 1: 0.37094; 1.1: 0.70855; 1.2: 0.00095018; 1.3: 118.625; 1.4: 0.057067; 1.5: 0.70855; 1.6: 118.625; 1.7: 47.45; 1.8: 8.4594; 1.9: 395.4167; 2: 12.5929; 2.1: 91.1082; 2.2: 171.6138; 2.3: 13.8219; 2.4: -170.9053; 2.5: -13.7648
| 2 | 18.3 | 1: 0.35983; 1.1: 0.68922; 1.2: 0.00092426; 1.3: 118.95; 1.4: 0.055359; 1.5: 0.68922; 1.6: 118.95; 1.7: 47.58; 1.8: 8.4594; 1.9: 396.5; 2: 12.6274; 2.1: 91.1271; 2.2: 172.5197; 2.3: 13.8569; 2.4: -171.8305; 2.5: -13.8015
| 2 | 18.35 | 1: 0.3489; 1.1: 0.67011; 1.2: 0.00089863; 1.3: 119.275; 1.4: 0.053677; 1.5: 0.67011; 1.6: 119.275; 1.7: 47.71; 1.8: 8.4594; 1.9: 397.5833; 2: 12.6619; 2.1: 91.1459; 2.2: 173.4279; 2.3: 13.8919; 2.4: -172.7578; 2.5: -13.8382
| 2 | 18.4 | 1: 0.33814; 1.1: 0.65121; 1.2: 0.00087328; 1.3: 119.6; 1.4: 0.052021; 1.5: 0.65121; 1.6: 119.6; 1.7: 47.84; 1.8: 8.4594; 1.9: 398.6667; 2: 12.6964; 2.1: 91.1646; 2.2: 174.3386; 2.3: 13.9269; 2.4: -173.6873; 2.5: -13.8749
| 2 | 18.45 | 1: 0.32755; 1.1: 0.63253; 1.2: 0.00084823; 1.3: 119.925; 1.4: 0.050392; 1.5: 0.63253; 1.6: 119.925; 1.7: 47.97; 1.8: 8.4594; 1.9: 399.75; 2: 12.7309; 2.1: 91.1833; 2.2: 175.2515; 2.3: 13.9619; 2.4: -174.619; 2.5: -13.9115
| 2 | 18.5 | 1: 0.31713; 1.1: 0.61407; 1.2: 0.00082348; 1.3: 120.25; 1.4: 0.048789; 1.5: 0.61407; 1.6: 120.25; 1.7: 48.1; 1.8: 8.4594; 1.9: 400.8333; 2: 12.7654; 2.1: 91.2018; 2.2: 176.1669; 2.3: 13.9969; 2.4: -175.5528; 2.5: -13.9481
| 2 | 18.55 | 1: 0.30688; 1.1: 0.59583; 1.2: 0.00079903; 1.3: 120.575; 1.4: 0.047213; 1.5: 0.59583; 1.6: 120.575; 1.7: 48.23; 1.8: 8.4594; 1.9: 401.9167; 2: 12.7999; 2.1: 91.2202; 2.2: 177.0846; 2.3: 14.0319; 2.4: -176.4888; 2.5: -13.9846
| 2 | 18.6 | 1: 0.29681; 1.1: 0.57783; 1.2: 0.00077488; 1.3: 120.9; 1.4: 0.045663; 1.5: 0.57783; 1.6: 120.9; 1.7: 48.36; 1.8: 8.4594; 1.9: 403; 2: 12.8344; 2.1: 91.2386; 2.2: 178.0048; 2.3: 14.0669; 2.4: -177.4269; 2.5: -14.0212
| 2 | 18.65 | 1: 0.28691; 1.1: 0.56005; 1.2: 0.00075104; 1.3: 121.225; 1.4: 0.044139; 1.5: 0.56005; 1.6: 121.225; 1.7: 48.49; 1.8: 8.4594; 1.9: 404.0833; 2: 12.8689; 2.1: 91.2568; 2.2: 178.9272; 2.3: 14.1018; 2.4: -178.3672; 2.5: -14.0577
| 2 | 18.7 | 1: 0.27717; 1.1: 0.5425; 1.2: 0.00072751; 1.3: 121.55; 1.4: 0.042642; 1.5: 0.5425; 1.6: 121.55; 1.7: 48.62; 1.8: 8.4594; 1.9: 405.1667; 2: 12.9034; 2.1: 91.275; 2.2: 179.8521; 2.3: 14.1368; 2.4: -179.3096; 2.5: -14.0942
| 2 | 18.75 | 1: 0.26761; 1.1: 0.52519; 1.2: 0.00070429; 1.3: 121.875; 1.4: 0.041171; 1.5: 0.52519; 1.6: 121.875; 1.7: 48.75; 1.8: 8.4594; 1.9: 406.25; 2: 12.9379; 2.1: 91.2931; 2.2: 180.7793; 2.3: 14.1718; 2.4: -180.2542; 2.5: -14.1307
| 2 | 18.8 | 1: 0.25823; 1.1: 0.50812; 1.2: 0.0006814; 1.3: 122.2; 1.4: 0.039727; 1.5: 0.50812; 1.6: 122.2; 1.7: 48.88; 1.8: 8.4594; 1.9: 407.3333; 2: 12.9724; 2.1: 91.3111; 2.2: 181.709; 2.3: 14.2068; 2.4: -181.2008; 2.5: -14.1671
| 2 | 18.85 | 1: 0.24901; 1.1: 0.49128; 1.2: 0.00065882; 1.3: 122.525; 1.4: 0.038309; 1.5: 0.49128; 1.6: 122.525; 1.7: 49.01; 1.8: 8.4594; 1.9: 408.4167; 2: 13.0069; 2.1: 91.329; 2.2: 182.641; 2.3: 14.2418; 2.4: -182.1497; 2.5: -14.2035
| 2 | 18.9 | 1: 0.23996; 1.1: 0.47469; 1.2: 0.00063658; 1.3: 122.85; 1.4: 0.036917; 1.5: 0.47469; 1.6: 122.85; 1.7: 49.14; 1.8: 8.4594; 1.9: 409.5; 2: 13.0414; 2.1: 91.3468; 2.2: 183.5753; 2.3: 14.2768; 2.4: -183.1006; 2.5: -14.2399
| 2 | 18.95 | 1: 0.23109; 1.1: 0.45835; 1.2: 0.00061466; 1.3: 123.175; 1.4: 0.035552; 1.5: 0.45835; 1.6: 123.175; 1.7: 49.27; 1.8: 8.4594; 1.9: 410.5833; 2: 13.0759; 2.1: 91.3646; 2.2: 184.5121; 2.3: 14.3118; 2.4: -184.0537; 2.5: -14.2762
| 2 | 19 | 1: 0.22239; 1.1: 0.44225; 1.2: 0.00059307; 1.3: 123.5; 1.4: 0.034213; 1.5: 0.44225; 1.6: 123.5; 1.7: 49.4; 1.8: 8.4594; 1.9: 411.6667; 2: 13.1104; 2.1: 91.3822; 2.2: 185.4512; 2.3: 14.3468; 2.4: -185.009; 2.5: -14.3126
| 2 | 19.05 | 1: 0.21386; 1.1: 0.42641; 1.2: 0.00057182; 1.3: 123.825; 1.4: 0.032901; 1.5: 0.42641; 1.6: 123.825; 1.7: 49.53; 1.8: 8.4594; 1.9: 412.75; 2: 13.1449; 2.1: 91.3998; 2.2: 186.3927; 2.3: 14.3818; 2.4: -185.9663; 2.5: -14.3489
| 2 | 19.1 | 1: 0.2055; 1.1: 0.41082; 1.2: 0.00055091; 1.3: 124.15; 1.4: 0.031615; 1.5: 0.41082; 1.6: 124.15; 1.7: 49.66; 1.8: 8.4594; 1.9: 413.8333; 2: 13.1794; 2.1: 91.4173; 2.2: 187.3366; 2.3: 14.4168; 2.4: -186.9258; 2.5: -14.3851
| 2 | 19.15 | 1: 0.19731; 1.1: 0.39548; 1.2: 0.00053035; 1.3: 124.475; 1.4: 0.030355; 1.5: 0.39548; 1.6: 124.475; 1.7: 49.79; 1.8: 8.4594; 1.9: 414.9167; 2: 13.2139; 2.1: 91.4347; 2.2: 188.2829; 2.3: 14.4517; 2.4: -187.8874; 2.5: -14.4214
| 2 | 19.2 | 1: 0.18929; 1.1: 0.38041; 1.2: 0.00051013; 1.3: 124.8; 1.4: 0.029122; 1.5: 0.38041; 1.6: 124.8; 1.7: 49.92; 1.8: 8.4594; 1.9: 416; 2: 13.2484; 2.1: 91.452; 2.2: 189.2316; 2.3: 14.4867; 2.4: -188.8512; 2.5: -14.4576
| 2 | 19.25 | 1: 0.18145; 1.1: 0.36559; 1.2: 0.00049027; 1.3: 125.125; 1.4: 0.027915; 1.5: 0.36559; 1.6: 125.125; 1.7: 50.05; 1.8: 8.4594; 1.9: 417.0833; 2: 13.2829; 2.1: 91.4692; 2.2: 190.1826; 2.3: 14.5217; 2.4: -189.817; 2.5: -14.4938
| 2 | 19.3 | 1: 0.17378; 1.1: 0.35104; 1.2: 0.00047075; 1.3: 125.45; 1.4: 0.026735; 1.5: 0.35104; 1.6: 125.45; 1.7: 50.18; 1.8: 8.4594; 1.9: 418.1667; 2: 13.3174; 2.1: 91.4863; 2.2: 191.1361; 2.3: 14.5567; 2.4: -190.785; 2.5: -14.53
| 2 | 19.35 | 1: 0.16628; 1.1: 0.33676; 1.2: 0.0004516; 1.3: 125.775; 1.4: 0.025581; 1.5: 0.33676; 1.6: 125.775; 1.7: 50.31; 1.8: 8.4594; 1.9: 419.25; 2: 13.3519; 2.1: 91.5034; 2.2: 192.0919; 2.3: 14.5917; 2.4: -191.7551; 2.5: -14.5661
| 2 | 19.4 | 1: 0.15895; 1.1: 0.32275; 1.2: 0.00043281; 1.3: 126.1; 1.4: 0.024453; 1.5: 0.32275; 1.6: 126.1; 1.7: 50.44; 1.8: 8.4594; 1.9: 420.3333; 2: 13.3864; 2.1: 91.5204; 2.2: 193.0501; 2.3: 14.6267; 2.4: -192.7273; 2.5: -14.6023
| 2 | 19.45 | 1: 0.15179; 1.1: 0.30901; 1.2: 0.00041438; 1.3: 126.425; 1.4: 0.023352; 1.5: 0.30901; 1.6: 126.425; 1.7: 50.57; 1.8: 8.4594; 1.9: 421.4167; 2: 13.4209; 2.1: 91.5372; 2.2: 194.0106; 2.3: 14.6617; 2.4: -193.7016; 2.5: -14.6383
| 2 | 19.5 | 1: 0.1448; 1.1: 0.29554; 1.2: 0.00039633; 1.3: 126.75; 1.4: 0.022277; 1.5: 0.29554; 1.6: 126.75; 1.7: 50.7; 1.8: 8.4594; 1.9: 422.5; 2: 13.4554; 2.1: 91.5541; 2.2: 194.9736; 2.3: 14.6967; 2.4: -194.6781; 2.5: -14.6744
| 2 | 19.55 | 1: 0.13799; 1.1: 0.28236; 1.2: 0.00037864; 1.3: 127.075; 1.4: 0.021229; 1.5: 0.28236; 1.6: 127.075; 1.7: 50.83; 1.8: 8.4594; 1.9: 423.5833; 2: 13.4899; 2.1: 91.5708; 2.2: 195.939; 2.3: 14.7317; 2.4: -195.6566; 2.5: -14.7105
| 2 | 19.6 | 1: 0.13134; 1.1: 0.26945; 1.2: 0.00036134; 1.3: 127.4; 1.4: 0.020207; 1.5: 0.26945; 1.6: 127.4; 1.7: 50.96; 1.8: 8.4594; 1.9: 424.6667; 2: 13.5244; 2.1: 91.5874; 2.2: 196.9067; 2.3: 14.7667; 2.4: -196.6373; 2.5: -14.7465
| 2 | 19.65 | 1: 0.12487; 1.1: 0.25683; 1.2: 0.00034441; 1.3: 127.725; 1.4: 0.019211; 1.5: 0.25683; 1.6: 127.725; 1.7: 51.09; 1.8: 8.4594; 1.9: 425.75; 2: 13.5589; 2.1: 91.604; 2.2: 197.8768; 2.3: 14.8017; 2.4: -197.62; 2.5: -14.7825
| 2 | 19.7 | 1: 0.11857; 1.1: 0.24449; 1.2: 0.00032787; 1.3: 128.05; 1.4: 0.018242; 1.5: 0.24449; 1.6: 128.05; 1.7: 51.22; 1.8: 8.4594; 1.9: 426.8333; 2: 13.5934; 2.1: 91.6205; 2.2: 198.8494; 2.3: 14.8367; 2.4: -198.6049; 2.5: -14.8184
| 2 | 19.75 | 1: 0.11244; 1.1: 0.23244; 1.2: 0.00031171; 1.3: 128.375; 1.4: 0.017299; 1.5: 0.23244; 1.6: 128.375; 1.7: 51.35; 1.8: 8.4594; 1.9: 427.9167; 2: 13.6279; 2.1: 91.6369; 2.2: 199.8243; 2.3: 14.8717; 2.4: -199.5918; 2.5: -14.8544
| 2 | 19.8 | 1: 0.10649; 1.1: 0.22069; 1.2: 0.00029594; 1.3: 128.7; 1.4: 0.016383; 1.5: 0.22069; 1.6: 128.7; 1.7: 51.48; 1.8: 8.4594; 1.9: 429; 2: 13.6624; 2.1: 91.6532; 2.2: 200.8015; 2.3: 14.9067; 2.4: -200.5809; 2.5: -14.8903
| 2 | 19.85 | 1: 0.1007; 1.1: 0.20922; 1.2: 0.00028057; 1.3: 129.025; 1.4: 0.015493; 1.5: 0.20922; 1.6: 129.025; 1.7: 51.61; 1.8: 8.4594; 1.9: 430.0833; 2: 13.6969; 2.1: 91.6694; 2.2: 201.7812; 2.3: 14.9416; 2.4: -201.572; 2.5: -14.9262
| 2 | 19.9 | 1: 0.095089; 1.1: 0.19806; 1.2: 0.0002656; 1.3: 129.35; 1.4: 0.014629; 1.5: 0.19806; 1.6: 129.35; 1.7: 51.74; 1.8: 8.4594; 1.9: 431.1667; 2: 13.7314; 2.1: 91.6856; 2.2: 202.7633; 2.3: 14.9766; 2.4: -202.5652; 2.5: -14.962
| 2 | 19.95 | 1: 0.089647; 1.1: 0.18719; 1.2: 0.00025103; 1.3: 129.675; 1.4: 0.013792; 1.5: 0.18719; 1.6: 129.675; 1.7: 51.87; 1.8: 8.4594; 1.9: 432.25; 2: 13.7659; 2.1: 91.7016; 2.2: 203.7478; 2.3: 15.0116; 2.4: -203.5606; 2.5: -14.9979
| 2 | 20 | 1: 0.084377; 1.1: 0.17663; 1.2: 0.00023686; 1.3: 130; 1.4: 0.012981; 1.5: 0.17663; 1.6: 130; 1.7: 52; 1.8: 8.4594; 1.9: 433.3333; 2: 13.8004; 2.1: 91.7176; 2.2: 204.7346; 2.3: 15.0466; 2.4: -204.558; 2.5: -15.0337
| 2 | 20.05 | 1: 0.079278; 1.1: 0.16637; 1.2: 0.00022311; 1.3: 130.325; 1.4: 0.012197; 1.5: 0.16637; 1.6: 130.325; 1.7: 52.13; 1.8: 8.4594; 1.9: 434.4167; 2: 13.8349; 2.1: 91.7336; 2.2: 205.7239; 2.3: 15.0816; 2.4: -205.5575; 2.5: -15.0694
| 2 | 20.1 | 1: 0.07435; 1.1: 0.15642; 1.2: 0.00020976; 1.3: 130.65; 1.4: 0.011439; 1.5: 0.15642; 1.6: 130.65; 1.7: 52.26; 1.8: 8.4594; 1.9: 435.5; 2: 13.8694; 2.1: 91.7494; 2.2: 206.7155; 2.3: 15.1166; 2.4: -206.5591; 2.5: -15.1052
| 2 | 20.15 | 1: 0.069595; 1.1: 0.14678; 1.2: 0.00019683; 1.3: 130.975; 1.4: 0.010707; 1.5: 0.14678; 1.6: 130.975; 1.7: 52.39; 1.8: 8.4594; 1.9: 436.5833; 2: 13.9039; 2.1: 91.7652; 2.2: 207.7095; 2.3: 15.1516; 2.4: -207.5628; 2.5: -15.1409
| 2 | 20.2 | 1: 0.065011; 1.1: 0.13745; 1.2: 0.00018432; 1.3: 131.3; 1.4: 0.010002; 1.5: 0.13745; 1.6: 131.3; 1.7: 52.52; 1.8: 8.4594; 1.9: 437.6667; 2: 13.9384; 2.1: 91.7808; 2.2: 208.706; 2.3: 15.1866; 2.4: -208.5685; 2.5: -15.1766
| 2 | 20.25 | 1: 0.060598; 1.1: 0.12844; 1.2: 0.00017224; 1.3: 131.625; 1.4: 0.0093228; 1.5: 0.12844; 1.6: 131.625; 1.7: 52.65; 1.8: 8.4594; 1.9: 438.75; 2: 13.9729; 2.1: 91.7965; 2.2: 209.7048; 2.3: 15.2216; 2.4: -209.5764; 2.5: -15.2123
| 2 | 20.3 | 1: 0.056357; 1.1: 0.11974; 1.2: 0.00016058; 1.3: 131.95; 1.4: 0.0086703; 1.5: 0.11974; 1.6: 131.95; 1.7: 52.78; 1.8: 8.4594; 1.9: 439.8333; 2: 14.0074; 2.1: 91.812; 2.2: 210.706; 2.3: 15.2566; 2.4: -210.5863; 2.5: -15.248
| 2 | 20.35 | 1: 0.052288; 1.1: 0.11137; 1.2: 0.00014935; 1.3: 132.275; 1.4: 0.0080443; 1.5: 0.11137; 1.6: 132.275; 1.7: 52.91; 1.8: 8.4594; 1.9: 440.9167; 2: 14.0419; 2.1: 91.8274; 2.2: 211.7096; 2.3: 15.2917; 2.4: -211.5983; 2.5: -15.2836
| 2 | 20.4 | 1: 0.04839; 1.1: 0.10332; 1.2: 0.00013856; 1.3: 132.6; 1.4: 0.0074446; 1.5: 0.10332; 1.6: 132.6; 1.7: 53.04; 1.8: 8.4594; 1.9: 442; 2: 14.0764; 2.1: 91.8428; 2.2: 212.7156; 2.3: 15.3267; 2.4: -212.6123; 2.5: -15.3192
| 2 | 20.45 | 1: 0.044664; 1.1: 0.0956; 1.2: 0.0001282; 1.3: 132.925; 1.4: 0.0068713; 1.5: 0.0956; 1.6: 132.925; 1.7: 53.17; 1.8: 8.4594; 1.9: 443.0833; 2: 14.1109; 2.1: 91.8581; 2.2: 213.724; 2.3: 15.3617; 2.4: -213.6284; 2.5: -15.3548
| 2 | 20.5 | 1: 0.041109; 1.1: 0.088206; 1.2: 0.00011829; 1.3: 133.25; 1.4: 0.0063245; 1.5: 0.088206; 1.6: 133.25; 1.7: 53.3; 1.8: 8.4594; 1.9: 444.1667; 2: 14.1454; 2.1: 91.8733; 2.2: 214.7348; 2.3: 15.3967; 2.4: -214.6466; 2.5: -15.3903
| 2 | 20.55 | 1: 0.037726; 1.1: 0.081145; 1.2: 0.00010882; 1.3: 133.575; 1.4: 0.005804; 1.5: 0.081145; 1.6: 133.575; 1.7: 53.43; 1.8: 8.4594; 1.9: 445.25; 2: 14.1799; 2.1: 91.8885; 2.2: 215.748; 2.3: 15.4317; 2.4: -215.6669; 2.5: -15.4259
| 2 | 20.6 | 1: 0.034515; 1.1: 0.074418; 1.2: 9.9796e-05; 1.3: 133.9; 1.4: 0.0053099; 1.5: 0.074418; 1.6: 133.9; 1.7: 53.56; 1.8: 8.4594; 1.9: 446.3333; 2: 14.2144; 2.1: 91.9035; 2.2: 216.7636; 2.3: 15.4667; 2.4: -216.6892; 2.5: -15.4614
| 2 | 20.65 | 1: 0.031475; 1.1: 0.068028; 1.2: 9.1228e-05; 1.3: 134.225; 1.4: 0.0048423; 1.5: 0.068028; 1.6: 134.225; 1.7: 53.69; 1.8: 8.4594; 1.9: 447.4167; 2: 14.2489; 2.1: 91.9185; 2.2: 217.7816; 2.3: 15.5017; 2.4: -217.7136; 2.5: -15.4969
| 2 | 20.7 | 1: 0.028606; 1.1: 0.061979; 1.2: 8.3115e-05; 1.3: 134.55; 1.4: 0.004401; 1.5: 0.061979; 1.6: 134.55; 1.7: 53.82; 1.8: 8.4594; 1.9: 448.5; 2: 14.2834; 2.1: 91.9335; 2.2: 218.802; 2.3: 15.5367; 2.4: -218.74; 2.5: -15.5323
| 2 | 20.75 | 1: 0.02591; 1.1: 0.056272; 1.2: 7.5462e-05; 1.3: 134.875; 1.4: 0.0039861; 1.5: 0.056272; 1.6: 134.875; 1.7: 53.95; 1.8: 8.4594; 1.9: 449.5833; 2: 14.3179; 2.1: 91.9483; 2.2: 219.8248; 2.3: 15.5717; 2.4: -219.7685; 2.5: -15.5677
| 2 | 20.8 | 1: 0.023385; 1.1: 0.05091; 1.2: 6.8271e-05; 1.3: 135.2; 1.4: 0.0035976; 1.5: 0.05091; 1.6: 135.2; 1.7: 54.08; 1.8: 8.4594; 1.9: 450.6667; 2: 14.3524; 2.1: 91.9631; 2.2: 220.85; 2.3: 15.6067; 2.4: -220.7991; 2.5: -15.6031
| 2 | 20.85 | 1: 0.021031; 1.1: 0.045896; 1.2: 6.1548e-05; 1.3: 135.525; 1.4: 0.0032356; 1.5: 0.045896; 1.6: 135.525; 1.7: 54.21; 1.8: 8.4594; 1.9: 451.75; 2: 14.3869; 2.1: 91.9778; 2.2: 221.8776; 2.3: 15.6418; 2.4: -221.8317; 2.5: -15.6385
| 2 | 20.9 | 1: 0.018849; 1.1: 0.041233; 1.2: 5.5295e-05; 1.3: 135.85; 1.4: 0.0028999; 1.5: 0.041233; 1.6: 135.85; 1.7: 54.34; 1.8: 8.4594; 1.9: 452.8333; 2: 14.4214; 2.1: 91.9924; 2.2: 222.9076; 2.3: 15.6768; 2.4: -222.8664; 2.5: -15.6739
| 2 | 20.95 | 1: 0.016839; 1.1: 0.036924; 1.2: 4.9515e-05; 1.3: 136.175; 1.4: 0.0025906; 1.5: 0.036924; 1.6: 136.175; 1.7: 54.47; 1.8: 8.4594; 1.9: 453.9167; 2: 14.4559; 2.1: 92.0069; 2.2: 223.94; 2.3: 15.7118; 2.4: -223.9031; 2.5: -15.7092
| 2 | 21 | 1: 0.015; 1.1: 0.03297; 1.2: 4.4213e-05; 1.3: 136.5; 1.4: 0.0023077; 1.5: 0.03297; 1.6: 136.5; 1.7: 54.6; 1.8: 8.4594; 1.9: 455; 2: 14.4904; 2.1: 92.0214; 2.2: 224.9748; 2.3: 15.7468; 2.4: -224.9418; 2.5: -15.7445
| 2 | 21.05 | 1: 0.013333; 1.1: 0.029375; 1.2: 3.9393e-05; 1.3: 136.825; 1.4: 0.0020512; 1.5: 0.029375; 1.6: 136.825; 1.7: 54.73; 1.8: 8.4594; 1.9: 456.0833; 2: 14.5249; 2.1: 92.0358; 2.2: 226.012; 2.3: 15.7818; 2.4: -225.9826; 2.5: -15.7798
| 2 | 21.1 | 1: 0.011837; 1.1: 0.026142; 1.2: 3.5057e-05; 1.3: 137.15; 1.4: 0.0018211; 1.5: 0.026142; 1.6: 137.15; 1.7: 54.86; 1.8: 8.4594; 1.9: 457.1667; 2: 14.5594; 2.1: 92.0501; 2.2: 227.0516; 2.3: 15.8169; 2.4: -227.0255; 2.5: -15.815
| 2 | 21.15 | 1: 0.010513; 1.1: 0.023273; 1.2: 3.121e-05; 1.3: 137.475; 1.4: 0.0016174; 1.5: 0.023273; 1.6: 137.475; 1.7: 54.99; 1.8: 8.4594; 1.9: 458.25; 2: 14.5939; 2.1: 92.0644; 2.2: 228.0936; 2.3: 15.8519; 2.4: -228.0704; 2.5: -15.8503
| 2 | 21.2 | 1: 0.0093607; 1.1: 0.020771; 1.2: 2.7854e-05; 1.3: 137.8; 1.4: 0.0014401; 1.5: 0.020771; 1.6: 137.8; 1.7: 55.12; 1.8: 8.4594; 1.9: 459.3333; 2: 14.6285; 2.1: 92.0786; 2.2: 229.1381; 2.3: 15.8869; 2.4: -229.1173; 2.5: -15.8855
| 2 | 21.25 | 1: 0.0083799; 1.1: 0.018638; 1.2: 2.4994e-05; 1.3: 138.125; 1.4: 0.0012892; 1.5: 0.018638; 1.6: 138.125; 1.7: 55.25; 1.8: 8.4594; 1.9: 460.4167; 2: 14.663; 2.1: 92.0927; 2.2: 230.1849; 2.3: 15.9219; 2.4: -230.1663; 2.5: -15.9207
| 2 | 21.3 | 1: 0.0075706; 1.1: 0.016878; 1.2: 2.2634e-05; 1.3: 138.45; 1.4: 0.0011647; 1.5: 0.016878; 1.6: 138.45; 1.7: 55.38; 1.8: 8.4594; 1.9: 461.5; 2: 14.6975; 2.1: 92.1068; 2.2: 231.2341; 2.3: 15.957; 2.4: -231.2172; 2.5: -15.9558
| 2 | 21.35 | 1: 0.0069329; 1.1: 0.015493; 1.2: 2.0776e-05; 1.3: 138.775; 1.4: 0.0010666; 1.5: 0.015493; 1.6: 138.775; 1.7: 55.51; 1.8: 8.4594; 1.9: 462.5833; 2: 14.732; 2.1: 92.1207; 2.2: 232.2858; 2.3: 15.992; 2.4: -232.2703; 2.5: -15.9909
| 2 | 21.4 | 1: 0.0064668; 1.1: 0.014485; 1.2: 1.9424e-05; 1.3: 139.1; 1.4: 0.00099489; 1.5: 0.014485; 1.6: 139.1; 1.7: 55.64; 1.8: 8.4594; 1.9: 463.6667; 2: 14.7665; 2.1: 92.1346; 2.2: 233.3398; 2.3: 16.027; 2.4: -233.3253; 2.5: -16.026
| 2 | 21.45 | 1: 0.0061723; 1.1: 0.013857; 1.2: 1.8583e-05; 1.3: 139.425; 1.4: 0.00094958; 1.5: 0.013857; 1.6: 139.425; 1.7: 55.77; 1.8: 8.4594; 1.9: 464.75; 2: 14.801; 2.1: 92.1485; 2.2: 234.3963; 2.3: 16.0621; 2.4: -234.3824; 2.5: -16.0611
| 2 | 21.5 | 1: 0.0060494; 1.1: 0.013613; 1.2: 1.8255e-05; 1.3: 139.75; 1.4: 0.00093067; 1.5: 0.013613; 1.6: 139.75; 1.7: 55.9; 1.8: 8.4594; 1.9: 465.8333; 2: 14.8355; 2.1: 92.1622; 2.2: 235.4551; 2.3: 16.0971; 2.4: -235.4415; 2.5: -16.0962
| 2 | 21.55 | 1: 0.006098; 1.1: 0.013754; 1.2: 1.8445e-05; 1.3: 140.075; 1.4: 0.00093815; 1.5: 0.013754; 1.6: 140.075; 1.7: 56.03; 1.8: 8.4594; 1.9: 466.9167; 2: 14.87; 2.1: 92.1759; 2.2: 236.5164; 2.3: 16.1321; 2.4: -236.5026; 2.5: -16.1312
| 2 | 21.6 | 1: 0.0063182; 1.1: 0.014284; 1.2: 1.9156e-05; 1.3: 140.4; 1.4: 0.00097204; 1.5: 0.014284; 1.6: 140.4; 1.7: 56.16; 1.8: 8.4594; 1.9: 468; 2: 14.9045; 2.1: 92.1896; 2.2: 237.5801; 2.3: 16.1672; 2.4: -237.5658; 2.5: -16.1662
| 2 | 21.65 | 1: 0.0067101; 1.1: 0.015205; 1.2: 2.0391e-05; 1.3: 140.725; 1.4: 0.0010323; 1.5: 0.015205; 1.6: 140.725; 1.7: 56.29; 1.8: 8.4594; 1.9: 469.0833; 2: 14.939; 2.1: 92.2031; 2.2: 238.6461; 2.3: 16.2022; 2.4: -238.6309; 2.5: -16.2012
| 2 | 21.7 | 1: 0.0072735; 1.1: 0.01652; 1.2: 2.2154e-05; 1.3: 141.05; 1.4: 0.001119; 1.5: 0.01652; 1.6: 141.05; 1.7: 56.42; 1.8: 8.4594; 1.9: 470.1667; 2: 14.9735; 2.1: 92.2166; 2.2: 239.7146; 2.3: 16.2373; 2.4: -239.6981; 2.5: -16.2362
| 2 | 21.75 | 1: 0.0080084; 1.1: 0.018231; 1.2: 2.4448e-05; 1.3: 141.375; 1.4: 0.0012321; 1.5: 0.018231; 1.6: 141.375; 1.7: 56.55; 1.8: 8.4594; 1.9: 471.25; 2: 15.008; 2.1: 92.23; 2.2: 240.7856; 2.3: 16.2723; 2.4: -240.7673; 2.5: -16.2711
| 2 | 21.8 | 1: 0.008915; 1.1: 0.020342; 1.2: 2.7279e-05; 1.3: 141.7; 1.4: 0.0013715; 1.5: 0.020342; 1.6: 141.7; 1.7: 56.68; 1.8: 8.4594; 1.9: 472.3333; 2: 15.0425; 2.1: 92.2434; 2.2: 241.8589; 2.3: 16.3074; 2.4: -241.8385; 2.5: -16.306
| 2 | 21.85 | 1: 0.0099932; 1.1: 0.022854; 1.2: 3.0648e-05; 1.3: 142.025; 1.4: 0.0015374; 1.5: 0.022854; 1.6: 142.025; 1.7: 56.81; 1.8: 8.4594; 1.9: 473.4167; 2: 15.077; 2.1: 92.2567; 2.2: 242.9346; 2.3: 16.3424; 2.4: -242.9118; 2.5: -16.3409
| 2 | 21.9 | 1: 0.011243; 1.1: 0.025771; 1.2: 3.4559e-05; 1.3: 142.35; 1.4: 0.0017297; 1.5: 0.025771; 1.6: 142.35; 1.7: 56.94; 1.8: 8.4594; 1.9: 474.5; 2: 15.1115; 2.1: 92.2699; 2.2: 244.0128; 2.3: 16.3775; 2.4: -243.987; 2.5: -16.3757
| 2 | 21.95 | 1: 0.012664; 1.1: 0.029095; 1.2: 3.9017e-05; 1.3: 142.675; 1.4: 0.0019483; 1.5: 0.029095; 1.6: 142.675; 1.7: 57.07; 1.8: 8.4594; 1.9: 475.5833; 2: 15.146; 2.1: 92.283; 2.2: 245.0933; 2.3: 16.4125; 2.4: -245.0642; 2.5: -16.4106
| 2 | 22 | 1: 0.014257; 1.1: 0.032829; 1.2: 4.4025e-05; 1.3: 143; 1.4: 0.0021934; 1.5: 0.032829; 1.6: 143; 1.7: 57.2; 1.8: 8.4594; 1.9: 476.6667; 2: 15.1805; 2.1: 92.2961; 2.2: 246.1763; 2.3: 16.4476; 2.4: -246.1435; 2.5: -16.4454
| 2 | 22.05 | 1: 0.016022; 1.1: 0.036976; 1.2: 4.9586e-05; 1.3: 143.325; 1.4: 0.0024649; 1.5: 0.036976; 1.6: 143.325; 1.7: 57.33; 1.8: 8.4594; 1.9: 477.75; 2: 15.215; 2.1: 92.3091; 2.2: 247.2617; 2.3: 16.4826; 2.4: -247.2247; 2.5: -16.4802
| 2 | 22.1 | 1: 0.017958; 1.1: 0.041539; 1.2: 5.5704e-05; 1.3: 143.65; 1.4: 0.0027627; 1.5: 0.041539; 1.6: 143.65; 1.7: 57.46; 1.8: 8.4594; 1.9: 478.8333; 2: 15.2495; 2.1: 92.3221; 2.2: 248.3495; 2.3: 16.5177; 2.4: -248.3079; 2.5: -16.5149
| 2 | 22.15 | 1: 0.020065; 1.1: 0.046519; 1.2: 6.2383e-05; 1.3: 143.975; 1.4: 0.003087; 1.5: 0.046519; 1.6: 143.975; 1.7: 57.59; 1.8: 8.4594; 1.9: 479.9167; 2: 15.284; 2.1: 92.3349; 2.2: 249.4397; 2.3: 16.5527; 2.4: -249.3932; 2.5: -16.5497
| 2 | 22.2 | 1: 0.022345; 1.1: 0.05192; 1.2: 6.9626e-05; 1.3: 144.3; 1.4: 0.0034376; 1.5: 0.05192; 1.6: 144.3; 1.7: 57.72; 1.8: 8.4594; 1.9: 481; 2: 15.3185; 2.1: 92.3478; 2.2: 250.5323; 2.3: 16.5878; 2.4: -250.4804; 2.5: -16.5844
| 2 | 22.25 | 1: 0.024795; 1.1: 0.057744; 1.2: 7.7437e-05; 1.3: 144.625; 1.4: 0.0038147; 1.5: 0.057744; 1.6: 144.625; 1.7: 57.85; 1.8: 8.4594; 1.9: 482.0833; 2: 15.353; 2.1: 92.3605; 2.2: 251.6274; 2.3: 16.6229; 2.4: -251.5696; 2.5: -16.6191
| 2 | 22.3 | 1: 0.027418; 1.1: 0.063995; 1.2: 8.5819e-05; 1.3: 144.95; 1.4: 0.0042181; 1.5: 0.063995; 1.6: 144.95; 1.7: 57.98; 1.8: 8.4594; 1.9: 483.1667; 2: 15.3875; 2.1: 92.3732; 2.2: 252.7248; 2.3: 16.6579; 2.4: -252.6608; 2.5: -16.6537
| 2 | 22.35 | 1: 0.030212; 1.1: 0.070675; 1.2: 9.4776e-05; 1.3: 145.275; 1.4: 0.004648; 1.5: 0.070675; 1.6: 145.275; 1.7: 58.11; 1.8: 8.4594; 1.9: 484.25; 2: 15.422; 2.1: 92.3858; 2.2: 253.8247; 2.3: 16.693; 2.4: -253.754; 2.5: -16.6884
| 2 | 22.4 | 1: 0.033177; 1.1: 0.077786; 1.2: 0.00010431; 1.3: 145.6; 1.4: 0.0051042; 1.5: 0.077786; 1.6: 145.6; 1.7: 58.24; 1.8: 8.4594; 1.9: 485.3333; 2: 15.4565; 2.1: 92.3984; 2.2: 254.927; 2.3: 16.7281; 2.4: -254.8492; 2.5: -16.723
| 2 | 22.45 | 1: 0.036315; 1.1: 0.085331; 1.2: 0.00011443; 1.3: 145.925; 1.4: 0.0055869; 1.5: 0.085331; 1.6: 145.925; 1.7: 58.37; 1.8: 8.4594; 1.9: 486.4167; 2: 15.491; 2.1: 92.4109; 2.2: 256.0317; 2.3: 16.7632; 2.4: -255.9464; 2.5: -16.7576
| 2 | 22.5 | 1: 0.039623; 1.1: 0.093313; 1.2: 0.00012513; 1.3: 146.25; 1.4: 0.0060959; 1.5: 0.093313; 1.6: 146.25; 1.7: 58.5; 1.8: 8.4594; 1.9: 487.5; 2: 15.5255; 2.1: 92.4233; 2.2: 257.1389; 2.3: 16.7982; 2.4: -257.0456; 2.5: -16.7921
| 2 | 22.55 | 1: 0.043104; 1.1: 0.10173; 1.2: 0.00013643; 1.3: 146.575; 1.4: 0.0066313; 1.5: 0.10173; 1.6: 146.575; 1.7: 58.63; 1.8: 8.4594; 1.9: 488.5833; 2: 15.56; 2.1: 92.4357; 2.2: 258.2484; 2.3: 16.8333; 2.4: -258.1467; 2.5: -16.8267
| 2 | 22.6 | 1: 0.046756; 1.1: 0.1106; 1.2: 0.00014832; 1.3: 146.9; 1.4: 0.0071932; 1.5: 0.1106; 1.6: 146.9; 1.7: 58.76; 1.8: 8.4594; 1.9: 489.6667; 2: 15.5945; 2.1: 92.448; 2.2: 259.3604; 2.3: 16.8684; 2.4: -259.2498; 2.5: -16.8612
| 2 | 22.65 | 1: 0.050579; 1.1: 0.11991; 1.2: 0.0001608; 1.3: 147.225; 1.4: 0.0077814; 1.5: 0.11991; 1.6: 147.225; 1.7: 58.89; 1.8: 8.4594; 1.9: 490.75; 2: 15.629; 2.1: 92.4602; 2.2: 260.4748; 2.3: 16.9035; 2.4: -260.3549; 2.5: -16.8957
| 2 | 22.7 | 1: 0.054574; 1.1: 0.12966; 1.2: 0.00017388; 1.3: 147.55; 1.4: 0.008396; 1.5: 0.12966; 1.6: 147.55; 1.7: 59.02; 1.8: 8.4594; 1.9: 491.8333; 2: 15.6635; 2.1: 92.4724; 2.2: 261.5916; 2.3: 16.9385; 2.4: -261.462; 2.5: -16.9302
| 2 | 22.75 | 1: 0.058741; 1.1: 0.13987; 1.2: 0.00018757; 1.3: 147.875; 1.4: 0.0090371; 1.5: 0.13987; 1.6: 147.875; 1.7: 59.15; 1.8: 8.4594; 1.9: 492.9167; 2: 15.698; 2.1: 92.4845; 2.2: 262.7109; 2.3: 16.9736; 2.4: -262.571; 2.5: -16.9646
| 2 | 22.8 | 1: 0.063079; 1.1: 0.15053; 1.2: 0.00020187; 1.3: 148.2; 1.4: 0.0097045; 1.5: 0.15053; 1.6: 148.2; 1.7: 59.28; 1.8: 8.4594; 1.9: 494; 2: 15.7325; 2.1: 92.4966; 2.2: 263.8325; 2.3: 17.0087; 2.4: -263.682; 2.5: -16.999
| 2 | 22.85 | 1: 0.067589; 1.1: 0.16165; 1.2: 0.00021677; 1.3: 148.525; 1.4: 0.010398; 1.5: 0.16165; 1.6: 148.525; 1.7: 59.41; 1.8: 8.4594; 1.9: 495.0833; 2: 15.767; 2.1: 92.5085; 2.2: 264.9566; 2.3: 17.0438; 2.4: -264.795; 2.5: -17.0334
| 2 | 22.9 | 1: 0.07227; 1.1: 0.17322; 1.2: 0.0002323; 1.3: 148.85; 1.4: 0.011119; 1.5: 0.17322; 1.6: 148.85; 1.7: 59.54; 1.8: 8.4594; 1.9: 496.1667; 2: 15.8015; 2.1: 92.5205; 2.2: 266.0831; 2.3: 17.0789; 2.4: -265.9099; 2.5: -17.0678
| 2 | 22.95 | 1: 0.077123; 1.1: 0.18526; 1.2: 0.00024844; 1.3: 149.175; 1.4: 0.011865; 1.5: 0.18526; 1.6: 149.175; 1.7: 59.67; 1.8: 8.4594; 1.9: 497.25; 2: 15.836; 2.1: 92.5323; 2.2: 267.212; 2.3: 17.114; 2.4: -267.0268; 2.5: -17.1021
| 2 | 23 | 1: 0.082148; 1.1: 0.19776; 1.2: 0.0002652; 1.3: 149.5; 1.4: 0.012638; 1.5: 0.19776; 1.6: 149.5; 1.7: 59.8; 1.8: 8.4594; 1.9: 498.3333; 2: 15.8705; 2.1: 92.5441; 2.2: 268.3434; 2.3: 17.1491; 2.4: -268.1456; 2.5: -17.1365
| 2 | 23.05 | 1: 0.087344; 1.1: 0.21072; 1.2: 0.00028259; 1.3: 149.825; 1.4: 0.013438; 1.5: 0.21072; 1.6: 149.825; 1.7: 59.93; 1.8: 8.4594; 1.9: 499.4167; 2: 15.905; 2.1: 92.5559; 2.2: 269.4772; 2.3: 17.1842; 2.4: -269.2664; 2.5: -17.1708
| 2 | 23.1 | 1: 0.092712; 1.1: 0.22416; 1.2: 0.0003006; 1.3: 150.15; 1.4: 0.014263; 1.5: 0.22416; 1.6: 150.15; 1.7: 60.06; 1.8: 8.4594; 1.9: 500.5; 2: 15.9395; 2.1: 92.5676; 2.2: 270.6134; 2.3: 17.2193; 2.4: -270.3892; 2.5: -17.205
| 2 | 23.15 | 1: 0.098251; 1.1: 0.23807; 1.2: 0.00031925; 1.3: 150.475; 1.4: 0.015116; 1.5: 0.23807; 1.6: 150.475; 1.7: 60.19; 1.8: 8.4594; 1.9: 501.5833; 2: 15.974; 2.1: 92.5792; 2.2: 271.752; 2.3: 17.2544; 2.4: -271.5139; 2.5: -17.2393
| 2 | 23.2 | 1: 0.10396; 1.1: 0.25245; 1.2: 0.00033854; 1.3: 150.8; 1.4: 0.015994; 1.5: 0.25245; 1.6: 150.8; 1.7: 60.32; 1.8: 8.4594; 1.9: 502.6667; 2: 16.0085; 2.1: 92.5908; 2.2: 272.8931; 2.3: 17.2895; 2.4: -272.6406; 2.5: -17.2735
| 2 | 23.25 | 1: 0.10984; 1.1: 0.26731; 1.2: 0.00035847; 1.3: 151.125; 1.4: 0.016899; 1.5: 0.26731; 1.6: 151.125; 1.7: 60.45; 1.8: 8.4594; 1.9: 503.75; 2: 16.043; 2.1: 92.6023; 2.2: 274.0365; 2.3: 17.3246; 2.4: -273.7692; 2.5: -17.3077
| 2 | 23.3 | 1: 0.1159; 1.1: 0.28265; 1.2: 0.00037904; 1.3: 151.45; 1.4: 0.017831; 1.5: 0.28265; 1.6: 151.45; 1.7: 60.58; 1.8: 8.4594; 1.9: 504.8333; 2: 16.0775; 2.1: 92.6137; 2.2: 275.1824; 2.3: 17.3597; 2.4: -274.8998; 2.5: -17.3419
| 2 | 23.35 | 1: 0.12212; 1.1: 0.29847; 1.2: 0.00040025; 1.3: 151.775; 1.4: 0.018788; 1.5: 0.29847; 1.6: 151.775; 1.7: 60.71; 1.8: 8.4594; 1.9: 505.9167; 2: 16.112; 2.1: 92.6251; 2.2: 276.3308; 2.3: 17.3948; 2.4: -276.0323; 2.5: -17.3761
| 2 | 23.4 | 1: 0.12852; 1.1: 0.31478; 1.2: 0.00042212; 1.3: 152.1; 1.4: 0.019773; 1.5: 0.31478; 1.6: 152.1; 1.7: 60.84; 1.8: 8.4594; 1.9: 507; 2: 16.1465; 2.1: 92.6364; 2.2: 277.4815; 2.3: 17.43; 2.4: -277.1668; 2.5: -17.4102
| 2 | 23.45 | 1: 0.13509; 1.1: 0.33157; 1.2: 0.00044464; 1.3: 152.425; 1.4: 0.020783; 1.5: 0.33157; 1.6: 152.425; 1.7: 60.97; 1.8: 8.4594; 1.9: 508.0833; 2: 16.181; 2.1: 92.6477; 2.2: 278.6347; 2.3: 17.4651; 2.4: -278.3032; 2.5: -17.4443
| 2 | 23.5 | 1: 0.14183; 1.1: 0.34886; 1.2: 0.00046783; 1.3: 152.75; 1.4: 0.02182; 1.5: 0.34886; 1.6: 152.75; 1.7: 61.1; 1.8: 8.4594; 1.9: 509.1667; 2: 16.2155; 2.1: 92.6589; 2.2: 279.7903; 2.3: 17.5002; 2.4: -279.4415; 2.5: -17.4784
| 2 | 23.55 | 1: 0.14874; 1.1: 0.36664; 1.2: 0.00049167; 1.3: 153.075; 1.4: 0.022884; 1.5: 0.36664; 1.6: 153.075; 1.7: 61.23; 1.8: 8.4594; 1.9: 510.25; 2: 16.25; 2.1: 92.6701; 2.2: 280.9484; 2.3: 17.5353; 2.4: -280.5818; 2.5: -17.5124
| 2 | 23.6 | 1: 0.15583; 1.1: 0.38491; 1.2: 0.00051618; 1.3: 153.4; 1.4: 0.023973; 1.5: 0.38491; 1.6: 153.4; 1.7: 61.36; 1.8: 8.4594; 1.9: 511.3333; 2: 16.2845; 2.1: 92.6812; 2.2: 282.1089; 2.3: 17.5705; 2.4: -281.724; 2.5: -17.5465
| 2 | 23.65 | 1: 0.16308; 1.1: 0.40369; 1.2: 0.00054135; 1.3: 153.725; 1.4: 0.02509; 1.5: 0.40369; 1.6: 153.725; 1.7: 61.49; 1.8: 8.4594; 1.9: 512.4167; 2: 16.319; 2.1: 92.6922; 2.2: 283.2718; 2.3: 17.6056; 2.4: -282.8681; 2.5: -17.5805
| 2 | 23.7 | 1: 0.17051; 1.1: 0.42296; 1.2: 0.0005672; 1.3: 154.05; 1.4: 0.026232; 1.5: 0.42296; 1.6: 154.05; 1.7: 61.62; 1.8: 8.4594; 1.9: 513.5; 2: 16.3535; 2.1: 92.7032; 2.2: 284.4371; 2.3: 17.6407; 2.4: -284.0142; 2.5: -17.6145
| 2 | 23.75 | 1: 0.17811; 1.1: 0.44274; 1.2: 0.00059373; 1.3: 154.375; 1.4: 0.027401; 1.5: 0.44274; 1.6: 154.375; 1.7: 61.75; 1.8: 8.4594; 1.9: 514.5833; 2: 16.388; 2.1: 92.7141; 2.2: 285.6049; 2.3: 17.6758; 2.4: -285.1621; 2.5: -17.6484
| 2 | 23.8 | 1: 0.18588; 1.1: 0.46303; 1.2: 0.00062094; 1.3: 154.7; 1.4: 0.028596; 1.5: 0.46303; 1.6: 154.7; 1.7: 61.88; 1.8: 8.4594; 1.9: 515.6667; 2: 16.4225; 2.1: 92.725; 2.2: 286.7751; 2.3: 17.711; 2.4: -286.3121; 2.5: -17.6824
| 2 | 23.85 | 1: 0.19382; 1.1: 0.48383; 1.2: 0.00064883; 1.3: 155.025; 1.4: 0.029818; 1.5: 0.48383; 1.6: 155.025; 1.7: 62.01; 1.8: 8.4594; 1.9: 516.75; 2: 16.457; 2.1: 92.7358; 2.2: 287.9477; 2.3: 17.7461; 2.4: -287.4639; 2.5: -17.7163
| 2 | 23.9 | 1: 0.20193; 1.1: 0.50514; 1.2: 0.0006774; 1.3: 155.35; 1.4: 0.031066; 1.5: 0.50514; 1.6: 155.35; 1.7: 62.14; 1.8: 8.4594; 1.9: 517.8333; 2: 16.4915; 2.1: 92.7465; 2.2: 289.1228; 2.3: 17.7813; 2.4: -288.6176; 2.5: -17.7502
| 2 | 23.95 | 1: 0.21022; 1.1: 0.52696; 1.2: 0.00070667; 1.3: 155.675; 1.4: 0.032341; 1.5: 0.52696; 1.6: 155.675; 1.7: 62.27; 1.8: 8.4594; 1.9: 518.9167; 2: 16.526; 2.1: 92.7572; 2.2: 290.3003; 2.3: 17.8164; 2.4: -289.7733; 2.5: -17.7841
| 2 | 24 | 1: 0.21867; 1.1: 0.54931; 1.2: 0.00073663; 1.3: 156; 1.4: 0.033642; 1.5: 0.54931; 1.6: 156; 1.7: 62.4; 1.8: 8.4594; 1.9: 520; 2: 16.5605; 2.1: 92.7679; 2.2: 291.4802; 2.3: 17.8516; 2.4: -290.9309; 2.5: -17.8179
| 2 | 24.05 | 1: 0.2273; 1.1: 0.57217; 1.2: 0.00076729; 1.3: 156.325; 1.4: 0.034969; 1.5: 0.57217; 1.6: 156.325; 1.7: 62.53; 1.8: 8.4594; 1.9: 521.0833; 2: 16.595; 2.1: 92.7785; 2.2: 292.6626; 2.3: 17.8867; 2.4: -292.0904; 2.5: -17.8517
| 2 | 24.1 | 1: 0.2361; 1.1: 0.59555; 1.2: 0.00079865; 1.3: 156.65; 1.4: 0.036323; 1.5: 0.59555; 1.6: 156.65; 1.7: 62.66; 1.8: 8.4594; 1.9: 522.1667; 2: 16.6295; 2.1: 92.789; 2.2: 293.8474; 2.3: 17.9219; 2.4: -293.2518; 2.5: -17.8855
| 2 | 24.15 | 1: 0.24507; 1.1: 0.61947; 1.2: 0.00083072; 1.3: 156.975; 1.4: 0.037703; 1.5: 0.61947; 1.6: 156.975; 1.7: 62.79; 1.8: 8.4594; 1.9: 523.25; 2: 16.664; 2.1: 92.7995; 2.2: 295.0346; 2.3: 17.957; 2.4: -294.4151; 2.5: -17.9193
| 2 | 24.2 | 1: 0.25421; 1.1: 0.64391; 1.2: 0.00086349; 1.3: 157.3; 1.4: 0.03911; 1.5: 0.64391; 1.6: 157.3; 1.7: 62.92; 1.8: 8.4594; 1.9: 524.3333; 2: 16.6985; 2.1: 92.8099; 2.2: 296.2243; 2.3: 17.9922; 2.4: -295.5804; 2.5: -17.9531
| 2 | 24.25 | 1: 0.26353; 1.1: 0.66888; 1.2: 0.00089698; 1.3: 157.625; 1.4: 0.040543; 1.5: 0.66888; 1.6: 157.625; 1.7: 63.05; 1.8: 8.4594; 1.9: 525.4167; 2: 16.733; 2.1: 92.8203; 2.2: 297.4164; 2.3: 18.0273; 2.4: -296.7475; 2.5: -17.9868
| 2 | 24.3 | 1: 0.27301; 1.1: 0.69438; 1.2: 0.00093118; 1.3: 157.95; 1.4: 0.042002; 1.5: 0.69438; 1.6: 157.95; 1.7: 63.18; 1.8: 8.4594; 1.9: 526.5; 2: 16.7675; 2.1: 92.8306; 2.2: 298.6109; 2.3: 18.0625; 2.4: -297.9165; 2.5: -18.0205
| 2 | 24.35 | 1: 0.28267; 1.1: 0.72042; 1.2: 0.00096611; 1.3: 158.275; 1.4: 0.043488; 1.5: 0.72042; 1.6: 158.275; 1.7: 63.31; 1.8: 8.4594; 1.9: 527.5833; 2: 16.802; 2.1: 92.8408; 2.2: 299.8079; 2.3: 18.0977; 2.4: -299.0875; 2.5: -18.0542
| 2 | 24.4 | 1: 0.2925; 1.1: 0.74701; 1.2: 0.0010018; 1.3: 158.6; 1.4: 0.045; 1.5: 0.74701; 1.6: 158.6; 1.7: 63.44; 1.8: 8.4594; 1.9: 528.6667; 2: 16.8365; 2.1: 92.851; 2.2: 301.0073; 2.3: 18.1328; 2.4: -300.2603; 2.5: -18.0878
| 2 | 24.45 | 1: 0.3025; 1.1: 0.77413; 1.2: 0.0010381; 1.3: 158.925; 1.4: 0.046539; 1.5: 0.77413; 1.6: 158.925; 1.7: 63.57; 1.8: 8.4594; 1.9: 529.75; 2: 16.871; 2.1: 92.8612; 2.2: 302.2092; 2.3: 18.168; 2.4: -301.435; 2.5: -18.1215
| 2 | 24.5 | 1: 0.31267; 1.1: 0.8018; 1.2: 0.0010752; 1.3: 159.25; 1.4: 0.048103; 1.5: 0.8018; 1.6: 159.25; 1.7: 63.7; 1.8: 8.4594; 1.9: 530.8333; 2: 16.9055; 2.1: 92.8713; 2.2: 303.4135; 2.3: 18.2032; 2.4: -302.6117; 2.5: -18.1551
| 2 | 24.55 | 1: 0.32302; 1.1: 0.83001; 1.2: 0.0011131; 1.3: 159.575; 1.4: 0.049695; 1.5: 0.83001; 1.6: 159.575; 1.7: 63.83; 1.8: 8.4594; 1.9: 531.9167; 2: 16.94; 2.1: 92.8813; 2.2: 304.6202; 2.3: 18.2383; 2.4: -303.7902; 2.5: -18.1887
| 2 | 24.6 | 1: 0.33353; 1.1: 0.85878; 1.2: 0.0011516; 1.3: 159.9; 1.4: 0.051313; 1.5: 0.85878; 1.6: 159.9; 1.7: 63.96; 1.8: 8.4594; 1.9: 533; 2: 16.9745; 2.1: 92.8913; 2.2: 305.8294; 2.3: 18.2735; 2.4: -304.9706; 2.5: -18.2222
| 2 | 24.65 | 1: 0.34422; 1.1: 0.8881; 1.2: 0.001191; 1.3: 160.225; 1.4: 0.052957; 1.5: 0.8881; 1.6: 160.225; 1.7: 64.09; 1.8: 8.4594; 1.9: 534.0833; 2: 17.009; 2.1: 92.9013; 2.2: 307.041; 2.3: 18.3087; 2.4: -306.1529; 2.5: -18.2557
| 2 | 24.7 | 1: 0.35508; 1.1: 0.91797; 1.2: 0.001231; 1.3: 160.55; 1.4: 0.054627; 1.5: 0.91797; 1.6: 160.55; 1.7: 64.22; 1.8: 8.4594; 1.9: 535.1667; 2: 17.0435; 2.1: 92.9112; 2.2: 308.255; 2.3: 18.3439; 2.4: -307.337; 2.5: -18.2893
| 2 | 24.75 | 1: 0.36611; 1.1: 0.9484; 1.2: 0.0012718; 1.3: 160.875; 1.4: 0.056324; 1.5: 0.9484; 1.6: 160.875; 1.7: 64.35; 1.8: 8.4594; 1.9: 536.25; 2: 17.078; 2.1: 92.921; 2.2: 309.4715; 2.3: 18.3791; 2.4: -308.5231; 2.5: -18.3228
| 2 | 24.8 | 1: 0.37731; 1.1: 0.97939; 1.2: 0.0013134; 1.3: 161.2; 1.4: 0.058048; 1.5: 0.97939; 1.6: 161.2; 1.7: 64.48; 1.8: 8.4594; 1.9: 537.3333; 2: 17.1125; 2.1: 92.9308; 2.2: 310.6904; 2.3: 18.4143; 2.4: -309.711; 2.5: -18.3562
| 2 | 24.85 | 1: 0.38868; 1.1: 1.0109; 1.2: 0.0013557; 1.3: 161.525; 1.4: 0.059797; 1.5: 1.0109; 1.6: 161.525; 1.7: 64.61; 1.8: 8.4594; 1.9: 538.4167; 2: 17.147; 2.1: 92.9405; 2.2: 311.9118; 2.3: 18.4495; 2.4: -310.9008; 2.5: -18.3897
| 2 | 24.9 | 1: 0.40023; 1.1: 1.0431; 1.2: 0.0013988; 1.3: 161.85; 1.4: 0.061573; 1.5: 1.0431; 1.6: 161.85; 1.7: 64.74; 1.8: 8.4594; 1.9: 539.5; 2: 17.1815; 2.1: 92.9502; 2.2: 313.1356; 2.3: 18.4847; 2.4: -312.0925; 2.5: -18.4231
| 2 | 24.95 | 1: 0.41194; 1.1: 1.0758; 1.2: 0.0014426; 1.3: 162.175; 1.4: 0.063376; 1.5: 1.0758; 1.6: 162.175; 1.7: 64.87; 1.8: 8.4594; 1.9: 540.5833; 2: 17.216; 2.1: 92.9599; 2.2: 314.3618; 2.3: 18.5199; 2.4: -313.2861; 2.5: -18.4565
| 2 | 25 | 1: 0.42383; 1.1: 1.109; 1.2: 0.0014872; 1.3: 162.5; 1.4: 0.065205; 1.5: 1.109; 1.6: 162.5; 1.7: 65; 1.8: 8.4594; 1.9: 541.6667; 2: 17.2505; 2.1: 92.9695; 2.2: 315.5905; 2.3: 18.5551; 2.4: -314.4815; 2.5: -18.4898
| 2 | 25.05 | 1: 0.43589; 1.1: 1.1429; 1.2: 0.0015326; 1.3: 162.825; 1.4: 0.06706; 1.5: 1.1429; 1.6: 162.825; 1.7: 65.13; 1.8: 8.4594; 1.9: 542.75; 2: 17.285; 2.1: 92.979; 2.2: 316.8217; 2.3: 18.5903; 2.4: -315.6788; 2.5: -18.5232
| 2 | 25.1 | 1: 0.44812; 1.1: 1.1773; 1.2: 0.0015788; 1.3: 163.15; 1.4: 0.068942; 1.5: 1.1773; 1.6: 163.15; 1.7: 65.26; 1.8: 8.4594; 1.9: 543.8333; 2: 17.3195; 2.1: 92.9885; 2.2: 318.0552; 2.3: 18.6255; 2.4: -316.878; 2.5: -18.5565
| 2 | 25.15 | 1: 0.46052; 1.1: 1.2123; 1.2: 0.0016257; 1.3: 163.475; 1.4: 0.07085; 1.5: 1.2123; 1.6: 163.475; 1.7: 65.39; 1.8: 8.4594; 1.9: 544.9167; 2: 17.354; 2.1: 92.9979; 2.2: 319.2912; 2.3: 18.6607; 2.4: -318.079; 2.5: -18.5898
| 2 | 25.2 | 1: 0.4731; 1.1: 1.2478; 1.2: 0.0016734; 1.3: 163.8; 1.4: 0.072784; 1.5: 1.2478; 1.6: 163.8; 1.7: 65.52; 1.8: 8.4594; 1.9: 546; 2: 17.3885; 2.1: 93.0073; 2.2: 320.5297; 2.3: 18.6959; 2.4: -319.2819; 2.5: -18.6231
| 2 | 25.25 | 1: 0.48584; 1.1: 1.284; 1.2: 0.0017219; 1.3: 164.125; 1.4: 0.074745; 1.5: 1.284; 1.6: 164.125; 1.7: 65.65; 1.8: 8.4594; 1.9: 547.0833; 2: 17.423; 2.1: 93.0166; 2.2: 321.7706; 2.3: 18.7311; 2.4: -320.4866; 2.5: -18.6564
| 2 | 25.3 | 1: 0.49876; 1.1: 1.3208; 1.2: 0.0017712; 1.3: 164.45; 1.4: 0.076733; 1.5: 1.3208; 1.6: 164.45; 1.7: 65.78; 1.8: 8.4594; 1.9: 548.1667; 2: 17.4575; 2.1: 93.0259; 2.2: 323.014; 2.3: 18.7663; 2.4: -321.6932; 2.5: -18.6896
| 2 | 25.35 | 1: 0.51185; 1.1: 1.3581; 1.2: 0.0018212; 1.3: 164.775; 1.4: 0.078746; 1.5: 1.3581; 1.6: 164.775; 1.7: 65.91; 1.8: 8.4594; 1.9: 549.25; 2: 17.492; 2.1: 93.0352; 2.2: 324.2598; 2.3: 18.8015; 2.4: -322.9017; 2.5: -18.7228
| 2 | 25.4 | 1: 0.52511; 1.1: 1.396; 1.2: 0.0018721; 1.3: 165.1; 1.4: 0.080786; 1.5: 1.396; 1.6: 165.1; 1.7: 66.04; 1.8: 8.4594; 1.9: 550.3333; 2: 17.5265; 2.1: 93.0443; 2.2: 325.508; 2.3: 18.8368; 2.4: -324.112; 2.5: -18.756
| 2 | 25.45 | 1: 0.53854; 1.1: 1.4346; 1.2: 0.0019238; 1.3: 165.425; 1.4: 0.082853; 1.5: 1.4346; 1.6: 165.425; 1.7: 66.17; 1.8: 8.4594; 1.9: 551.4167; 2: 17.561; 2.1: 93.0535; 2.2: 326.7587; 2.3: 18.872; 2.4: -325.3241; 2.5: -18.7891
| 2 | 25.5 | 1: 0.55215; 1.1: 1.4737; 1.2: 0.0019762; 1.3: 165.75; 1.4: 0.084946; 1.5: 1.4737; 1.6: 165.75; 1.7: 66.3; 1.8: 8.4594; 1.9: 552.5; 2: 17.5955; 2.1: 93.0626; 2.2: 328.0118; 2.3: 18.9072; 2.4: -326.5381; 2.5: -18.8223
| 2 | 25.55 | 1: 0.56592; 1.1: 1.5134; 1.2: 0.0020295; 1.3: 166.075; 1.4: 0.087065; 1.5: 1.5134; 1.6: 166.075; 1.7: 66.43; 1.8: 8.4594; 1.9: 553.5833; 2: 17.63; 2.1: 93.0716; 2.2: 329.2674; 2.3: 18.9424; 2.4: -327.754; 2.5: -18.8554
| 2 | 25.6 | 1: 0.57987; 1.1: 1.5537; 1.2: 0.0020836; 1.3: 166.4; 1.4: 0.089211; 1.5: 1.5537; 1.6: 166.4; 1.7: 66.56; 1.8: 8.4594; 1.9: 554.6667; 2: 17.6645; 2.1: 93.0806; 2.2: 330.5254; 2.3: 18.9777; 2.4: -328.9717; 2.5: -18.8885
| 2 | 25.65 | 1: 0.59399; 1.1: 1.5947; 1.2: 0.0021385; 1.3: 166.725; 1.4: 0.091383; 1.5: 1.5947; 1.6: 166.725; 1.7: 66.69; 1.8: 8.4594; 1.9: 555.75; 2: 17.699; 2.1: 93.0896; 2.2: 331.7859; 2.3: 19.0129; 2.4: -330.1912; 2.5: -18.9215
| 2 | 25.7 | 1: 0.60828; 1.1: 1.6362; 1.2: 0.0021942; 1.3: 167.05; 1.4: 0.093581; 1.5: 1.6362; 1.6: 167.05; 1.7: 66.82; 1.8: 8.4594; 1.9: 556.8333; 2: 17.7335; 2.1: 93.0985; 2.2: 333.0488; 2.3: 19.0482; 2.4: -331.4126; 2.5: -18.9546
| 2 | 25.75 | 1: 0.62274; 1.1: 1.6784; 1.2: 0.0022508; 1.3: 167.375; 1.4: 0.095806; 1.5: 1.6784; 1.6: 167.375; 1.7: 66.95; 1.8: 8.4594; 1.9: 557.9167; 2: 17.768; 2.1: 93.1073; 2.2: 334.3142; 2.3: 19.0834; 2.4: -332.6358; 2.5: -18.9876
| 2 | 25.8 | 1: 0.63737; 1.1: 1.7212; 1.2: 0.0023081; 1.3: 167.7; 1.4: 0.098058; 1.5: 1.7212; 1.6: 167.7; 1.7: 67.08; 1.8: 8.4594; 1.9: 559; 2: 17.8025; 2.1: 93.1161; 2.2: 335.582; 2.3: 19.1186; 2.4: -333.8608; 2.5: -19.0206
| 2 | 25.85 | 1: 0.65218; 1.1: 1.7646; 1.2: 0.0023663; 1.3: 168.025; 1.4: 0.10034; 1.5: 1.7646; 1.6: 168.025; 1.7: 67.21; 1.8: 8.4594; 1.9: 560.0833; 2: 17.837; 2.1: 93.1249; 2.2: 336.8522; 2.3: 19.1539; 2.4: -335.0877; 2.5: -19.0536
| 2 | 25.9 | 1: 0.66716; 1.1: 1.8086; 1.2: 0.0024253; 1.3: 168.35; 1.4: 0.10264; 1.5: 1.8086; 1.6: 168.35; 1.7: 67.34; 1.8: 8.4594; 1.9: 561.1667; 2: 17.8715; 2.1: 93.1336; 2.2: 338.1249; 2.3: 19.1891; 2.4: -336.3164; 2.5: -19.0865
| 2 | 25.95 | 1: 0.6823; 1.1: 1.8532; 1.2: 0.0024852; 1.3: 168.675; 1.4: 0.10497; 1.5: 1.8532; 1.6: 168.675; 1.7: 67.47; 1.8: 8.4594; 1.9: 562.25; 2: 17.9061; 2.1: 93.1423; 2.2: 339.4001; 2.3: 19.2244; 2.4: -337.5469; 2.5: -19.1194
| 2 | 26 | 1: 0.69762; 1.1: 1.8985; 1.2: 0.0025459; 1.3: 169; 1.4: 0.10733; 1.5: 1.8985; 1.6: 169; 1.7: 67.6; 1.8: 8.4594; 1.9: 563.3333; 2: 17.9406; 2.1: 93.1509; 2.2: 340.6777; 2.3: 19.2597; 2.4: -338.7792; 2.5: -19.1523
| 2 | 26.05 | 1: 0.71311; 1.1: 1.9444; 1.2: 0.0026074; 1.3: 169.325; 1.4: 0.10971; 1.5: 1.9444; 1.6: 169.325; 1.7: 67.73; 1.8: 8.4594; 1.9: 564.4167; 2: 17.9751; 2.1: 93.1595; 2.2: 341.9578; 2.3: 19.2949; 2.4: -340.0134; 2.5: -19.1852
| 2 | 26.1 | 1: 0.72878; 1.1: 1.9909; 1.2: 0.0026698; 1.3: 169.65; 1.4: 0.11212; 1.5: 1.9909; 1.6: 169.65; 1.7: 67.86; 1.8: 8.4594; 1.9: 565.5; 2: 18.0096; 2.1: 93.168; 2.2: 343.2403; 2.3: 19.3302; 2.4: -341.2494; 2.5: -19.2181
| 2 | 26.15 | 1: 0.74461; 1.1: 2.038; 1.2: 0.002733; 1.3: 169.975; 1.4: 0.11456; 1.5: 2.038; 1.6: 169.975; 1.7: 67.99; 1.8: 8.4594; 1.9: 566.5833; 2: 18.0441; 2.1: 93.1765; 2.2: 344.5252; 2.3: 19.3654; 2.4: -342.4872; 2.5: -19.2509
| 2 | 26.2 | 1: 0.76062; 1.1: 2.0858; 1.2: 0.0027971; 1.3: 170.3; 1.4: 0.11702; 1.5: 2.0858; 1.6: 170.3; 1.7: 68.12; 1.8: 8.4594; 1.9: 567.6667; 2: 18.0786; 2.1: 93.185; 2.2: 345.8126; 2.3: 19.4007; 2.4: -343.7268; 2.5: -19.2837
| 2 | 26.25 | 1: 0.7768; 1.1: 2.1342; 1.2: 0.0028621; 1.3: 170.625; 1.4: 0.11951; 1.5: 2.1342; 1.6: 170.625; 1.7: 68.25; 1.8: 8.4594; 1.9: 568.75; 2: 18.1131; 2.1: 93.1934; 2.2: 347.1025; 2.3: 19.436; 2.4: -344.9683; 2.5: -19.3165
| 2 | 26.3 | 1: 0.79314; 1.1: 2.1833; 1.2: 0.0029279; 1.3: 170.95; 1.4: 0.12202; 1.5: 2.1833; 1.6: 170.95; 1.7: 68.38; 1.8: 8.4594; 1.9: 569.8333; 2: 18.1476; 2.1: 93.2017; 2.2: 348.3948; 2.3: 19.4713; 2.4: -346.2115; 2.5: -19.3492
| 2 | 26.35 | 1: 0.80967; 1.1: 2.233; 1.2: 0.0029945; 1.3: 171.275; 1.4: 0.12456; 1.5: 2.233; 1.6: 171.275; 1.7: 68.51; 1.8: 8.4594; 1.9: 570.9167; 2: 18.1821; 2.1: 93.2101; 2.2: 349.6896; 2.3: 19.5065; 2.4: -347.4565; 2.5: -19.382
| 2 | 26.4 | 1: 0.82636; 1.1: 2.2834; 1.2: 0.0030621; 1.3: 171.6; 1.4: 0.12713; 1.5: 2.2834; 1.6: 171.6; 1.7: 68.64; 1.8: 8.4594; 1.9: 572; 2: 18.2166; 2.1: 93.2183; 2.2: 350.9868; 2.3: 19.5418; 2.4: -348.7034; 2.5: -19.4147
| 2 | 26.45 | 1: 0.84322; 1.1: 2.3344; 1.2: 0.0031305; 1.3: 171.925; 1.4: 0.12973; 1.5: 2.3344; 1.6: 171.925; 1.7: 68.77; 1.8: 8.4594; 1.9: 573.0833; 2: 18.2511; 2.1: 93.2265; 2.2: 352.2865; 2.3: 19.5771; 2.4: -349.9521; 2.5: -19.4474
| 2 | 26.5 | 1: 0.86026; 1.1: 2.3861; 1.2: 0.0031998; 1.3: 172.25; 1.4: 0.13235; 1.5: 2.3861; 1.6: 172.25; 1.7: 68.9; 1.8: 8.4594; 1.9: 574.1667; 2: 18.2856; 2.1: 93.2347; 2.2: 353.5886; 2.3: 19.6124; 2.4: -351.2025; 2.5: -19.48
| 2 | 26.55 | 1: 0.87746; 1.1: 2.4384; 1.2: 0.0032699; 1.3: 172.575; 1.4: 0.13499; 1.5: 2.4384; 1.6: 172.575; 1.7: 69.03; 1.8: 8.4594; 1.9: 575.25; 2: 18.3201; 2.1: 93.2429; 2.2: 354.8931; 2.3: 19.6477; 2.4: -352.4548; 2.5: -19.5127
| 2 | 26.6 | 1: 0.89484; 1.1: 2.4914; 1.2: 0.003341; 1.3: 172.9; 1.4: 0.13767; 1.5: 2.4914; 1.6: 172.9; 1.7: 69.16; 1.8: 8.4594; 1.9: 576.3333; 2: 18.3546; 2.1: 93.251; 2.2: 356.2002; 2.3: 19.683; 2.4: -353.7088; 2.5: -19.5453
| 2 | 26.65 | 1: 0.91239; 1.1: 2.545; 1.2: 0.0034129; 1.3: 173.225; 1.4: 0.14037; 1.5: 2.545; 1.6: 173.225; 1.7: 69.29; 1.8: 8.4594; 1.9: 577.4167; 2: 18.3891; 2.1: 93.259; 2.2: 357.5097; 2.3: 19.7183; 2.4: -354.9647; 2.5: -19.5779
| 2 | 26.7 | 1: 0.93012; 1.1: 2.5993; 1.2: 0.0034857; 1.3: 173.55; 1.4: 0.14309; 1.5: 2.5993; 1.6: 173.55; 1.7: 69.42; 1.8: 8.4594; 1.9: 578.5; 2: 18.4236; 2.1: 93.267; 2.2: 358.8216; 2.3: 19.7536; 2.4: -356.2223; 2.5: -19.6105
| 2 | 26.75 | 1: 0.94801; 1.1: 2.6543; 1.2: 0.0035594; 1.3: 173.875; 1.4: 0.14585; 1.5: 2.6543; 1.6: 173.875; 1.7: 69.55; 1.8: 8.4594; 1.9: 579.5833; 2: 18.4581; 2.1: 93.275; 2.2: 360.136; 2.3: 19.7889; 2.4: -357.4817; 2.5: -19.643
| 2 | 26.8 | 1: 0.96607; 1.1: 2.7099; 1.2: 0.003634; 1.3: 174.2; 1.4: 0.14863; 1.5: 2.7099; 1.6: 174.2; 1.7: 69.68; 1.8: 8.4594; 1.9: 580.6667; 2: 18.4926; 2.1: 93.2829; 2.2: 361.4528; 2.3: 19.8242; 2.4: -358.7429; 2.5: -19.6755
| 2 | 26.85 | 1: 0.98431; 1.1: 2.7662; 1.2: 0.0037095; 1.3: 174.525; 1.4: 0.15143; 1.5: 2.7662; 1.6: 174.525; 1.7: 69.81; 1.8: 8.4594; 1.9: 581.75; 2: 18.5271; 2.1: 93.2908; 2.2: 362.7721; 2.3: 19.8595; 2.4: -360.0059; 2.5: -19.708
| 2 | 26.9 | 1: 1.0027; 1.1: 2.8232; 1.2: 0.003786; 1.3: 174.85; 1.4: 0.15426; 1.5: 2.8232; 1.6: 174.85; 1.7: 69.94; 1.8: 8.4594; 1.9: 582.8333; 2: 18.5616; 2.1: 93.2987; 2.2: 364.0939; 2.3: 19.8948; 2.4: -361.2707; 2.5: -19.7405
| 2 | 26.95 | 1: 1.0213; 1.1: 2.8808; 1.2: 0.0038633; 1.3: 175.175; 1.4: 0.15712; 1.5: 2.8808; 1.6: 175.175; 1.7: 70.07; 1.8: 8.4594; 1.9: 583.9167; 2: 18.5961; 2.1: 93.3065; 2.2: 365.4181; 2.3: 19.9301; 2.4: -362.5372; 2.5: -19.773
| 2 | 27 | 1: 1.04; 1.1: 2.9392; 1.2: 0.0039415; 1.3: 175.5; 1.4: 0.16001; 1.5: 2.9392; 1.6: 175.5; 1.7: 70.2; 1.8: 8.4594; 1.9: 585; 2: 18.6306; 2.1: 93.3142; 2.2: 366.7447; 2.3: 19.9654; 2.4: -363.8056; 2.5: -19.8054
| 2 | 27.05 | 1: 1.059; 1.1: 2.9982; 1.2: 0.0040206; 1.3: 175.825; 1.4: 0.16292; 1.5: 2.9982; 1.6: 175.825; 1.7: 70.33; 1.8: 8.4594; 1.9: 586.0833; 2: 18.6651; 2.1: 93.3219; 2.2: 368.0739; 2.3: 20.0007; 2.4: -365.0757; 2.5: -19.8378
| 2 | 27.1 | 1: 1.0781; 1.1: 3.0579; 1.2: 0.0041007; 1.3: 176.15; 1.4: 0.16586; 1.5: 3.0579; 1.6: 176.15; 1.7: 70.46; 1.8: 8.4594; 1.9: 587.1667; 2: 18.6996; 2.1: 93.3296; 2.2: 369.4054; 2.3: 20.0361; 2.4: -366.3475; 2.5: -19.8702
| 2 | 27.15 | 1: 1.0973; 1.1: 3.1183; 1.2: 0.0041817; 1.3: 176.475; 1.4: 0.16882; 1.5: 3.1183; 1.6: 176.475; 1.7: 70.59; 1.8: 8.4594; 1.9: 588.25; 2: 18.7341; 2.1: 93.3373; 2.2: 370.7395; 2.3: 20.0714; 2.4: -367.6212; 2.5: -19.9026
| 2 | 27.2 | 1: 1.1168; 1.1: 3.1794; 1.2: 0.0042636; 1.3: 176.8; 1.4: 0.17181; 1.5: 3.1794; 1.6: 176.8; 1.7: 70.72; 1.8: 8.4594; 1.9: 589.3333; 2: 18.7686; 2.1: 93.3449; 2.2: 372.076; 2.3: 20.1067; 2.4: -368.8966; 2.5: -19.9349
| 2 | 27.25 | 1: 1.1364; 1.1: 3.2411; 1.2: 0.0043464; 1.3: 177.125; 1.4: 0.17483; 1.5: 3.2411; 1.6: 177.125; 1.7: 70.85; 1.8: 8.4594; 1.9: 590.4167; 2: 18.8031; 2.1: 93.3524; 2.2: 373.4149; 2.3: 20.142; 2.4: -370.1738; 2.5: -19.9672
| 2 | 27.3 | 1: 1.1562; 1.1: 3.3036; 1.2: 0.0044302; 1.3: 177.45; 1.4: 0.17787; 1.5: 3.3036; 1.6: 177.45; 1.7: 70.98; 1.8: 8.4594; 1.9: 591.5; 2: 18.8376; 2.1: 93.3599; 2.2: 374.7563; 2.3: 20.1774; 2.4: -371.4527; 2.5: -19.9995
| 2 | 27.35 | 1: 1.1761; 1.1: 3.3668; 1.2: 0.0045149; 1.3: 177.775; 1.4: 0.18094; 1.5: 3.3668; 1.6: 177.775; 1.7: 71.11; 1.8: 8.4594; 1.9: 592.5833; 2: 18.8721; 2.1: 93.3674; 2.2: 376.1002; 2.3: 20.2127; 2.4: -372.7334; 2.5: -20.0318
| 2 | 27.4 | 1: 1.1962; 1.1: 3.4306; 1.2: 0.0046006; 1.3: 178.1; 1.4: 0.18404; 1.5: 3.4306; 1.6: 178.1; 1.7: 71.24; 1.8: 8.4594; 1.9: 593.6667; 2: 18.9066; 2.1: 93.3749; 2.2: 377.4465; 2.3: 20.248; 2.4: -374.0158; 2.5: -20.064
| 2 | 27.45 | 1: 1.2165; 1.1: 3.4952; 1.2: 0.0046872; 1.3: 178.425; 1.4: 0.18716; 1.5: 3.4952; 1.6: 178.425; 1.7: 71.37; 1.8: 8.4594; 1.9: 594.75; 2: 18.9411; 2.1: 93.3823; 2.2: 378.7953; 2.3: 20.2834; 2.4: -375.3; 2.5: -20.0962
| 2 | 27.5 | 1: 1.237; 1.1: 3.5605; 1.2: 0.0047747; 1.3: 178.75; 1.4: 0.19031; 1.5: 3.5605; 1.6: 178.75; 1.7: 71.5; 1.8: 8.4594; 1.9: 595.8333; 2: 18.9756; 2.1: 93.3896; 2.2: 380.1465; 2.3: 20.3187; 2.4: -376.586; 2.5: -20.1284
| 2 | 27.55 | 1: 1.2576; 1.1: 3.6265; 1.2: 0.0048632; 1.3: 179.075; 1.4: 0.19348; 1.5: 3.6265; 1.6: 179.075; 1.7: 71.63; 1.8: 8.4594; 1.9: 596.9167; 2: 19.0101; 2.1: 93.3969; 2.2: 381.5002; 2.3: 20.3541; 2.4: -377.8737; 2.5: -20.1606
| 2 | 27.6 | 1: 1.2784; 1.1: 3.6932; 1.2: 0.0049526; 1.3: 179.4; 1.4: 0.19668; 1.5: 3.6932; 1.6: 179.4; 1.7: 71.76; 1.8: 8.4594; 1.9: 598; 2: 19.0446; 2.1: 93.4042; 2.2: 382.8563; 2.3: 20.3894; 2.4: -379.1632; 2.5: -20.1927
| 2 | 27.65 | 1: 1.2994; 1.1: 3.7606; 1.2: 0.005043; 1.3: 179.725; 1.4: 0.19991; 1.5: 3.7606; 1.6: 179.725; 1.7: 71.89; 1.8: 8.4594; 1.9: 599.0833; 2: 19.0791; 2.1: 93.4115; 2.2: 384.2149; 2.3: 20.4248; 2.4: -380.4544; 2.5: -20.2249
| 2 | 27.7 | 1: 1.3206; 1.1: 3.8287; 1.2: 0.0051344; 1.3: 180.05; 1.4: 0.20317; 1.5: 3.8287; 1.6: 180.05; 1.7: 72.02; 1.8: 8.4594; 1.9: 600.1667; 2: 19.1136; 2.1: 93.4187; 2.2: 385.576; 2.3: 20.4601; 2.4: -381.7473; 2.5: -20.257
| 2 | 27.75 | 1: 1.3419; 1.1: 3.8976; 1.2: 0.0052267; 1.3: 180.375; 1.4: 0.20645; 1.5: 3.8976; 1.6: 180.375; 1.7: 72.15; 1.8: 8.4594; 1.9: 601.25; 2: 19.1481; 2.1: 93.4258; 2.2: 386.9396; 2.3: 20.4955; 2.4: -383.042; 2.5: -20.289
| 2 | 27.8 | 1: 1.3634; 1.1: 3.9671; 1.2: 0.00532; 1.3: 180.7; 1.4: 0.20975; 1.5: 3.9671; 1.6: 180.7; 1.7: 72.28; 1.8: 8.4594; 1.9: 602.3333; 2: 19.1826; 2.1: 93.433; 2.2: 388.3055; 2.3: 20.5309; 2.4: -384.3384; 2.5: -20.3211
| 2 | 27.85 | 1: 1.3851; 1.1: 4.0374; 1.2: 0.0054143; 1.3: 181.025; 1.4: 0.21309; 1.5: 4.0374; 1.6: 181.025; 1.7: 72.41; 1.8: 8.4594; 1.9: 603.4167; 2: 19.2171; 2.1: 93.4401; 2.2: 389.674; 2.3: 20.5662; 2.4: -385.6365; 2.5: -20.3531
| 2 | 27.9 | 1: 1.4069; 1.1: 4.1085; 1.2: 0.0055096; 1.3: 181.35; 1.4: 0.21645; 1.5: 4.1085; 1.6: 181.35; 1.7: 72.54; 1.8: 8.4594; 1.9: 604.5; 2: 19.2516; 2.1: 93.4471; 2.2: 391.0449; 2.3: 20.6016; 2.4: -386.9364; 2.5: -20.3851
| 2 | 27.95 | 1: 1.4289; 1.1: 4.1802; 1.2: 0.0056058; 1.3: 181.675; 1.4: 0.21983; 1.5: 4.1802; 1.6: 181.675; 1.7: 72.67; 1.8: 8.4594; 1.9: 605.5833; 2: 19.2861; 2.1: 93.4542; 2.2: 392.4183; 2.3: 20.637; 2.4: -388.238; 2.5: -20.4171
| 2 | 28 | 1: 1.4511; 1.1: 4.2527; 1.2: 0.005703; 1.3: 182; 1.4: 0.22325; 1.5: 4.2527; 1.6: 182; 1.7: 72.8; 1.8: 8.4594; 1.9: 606.6667; 2: 19.3206; 2.1: 93.4611; 2.2: 393.7941; 2.3: 20.6723; 2.4: -389.5414; 2.5: -20.4491
| 2 | 28.05 | 1: 1.4735; 1.1: 4.3259; 1.2: 0.0058012; 1.3: 182.325; 1.4: 0.22669; 1.5: 4.3259; 1.6: 182.325; 1.7: 72.93; 1.8: 8.4594; 1.9: 607.75; 2: 19.3551; 2.1: 93.4681; 2.2: 395.1724; 2.3: 20.7077; 2.4: -390.8465; 2.5: -20.481
| 2 | 28.1 | 1: 1.496; 1.1: 4.3999; 1.2: 0.0059004; 1.3: 182.65; 1.4: 0.23015; 1.5: 4.3999; 1.6: 182.65; 1.7: 73.06; 1.8: 8.4594; 1.9: 608.8333; 2: 19.3896; 2.1: 93.475; 2.2: 396.5532; 2.3: 20.7431; 2.4: -392.1533; 2.5: -20.5129
| 2 | 28.15 | 1: 1.5187; 1.1: 4.4746; 1.2: 0.0060006; 1.3: 182.975; 1.4: 0.23364; 1.5: 4.4746; 1.6: 182.975; 1.7: 73.19; 1.8: 8.4594; 1.9: 609.9167; 2: 19.4241; 2.1: 93.4819; 2.2: 397.9364; 2.3: 20.7785; 2.4: -393.4618; 2.5: -20.5448
| 2 | 28.2 | 1: 1.5416; 1.1: 4.5501; 1.2: 0.0061017; 1.3: 183.3; 1.4: 0.23716; 1.5: 4.5501; 1.6: 183.3; 1.7: 73.32; 1.8: 8.4594; 1.9: 611; 2: 19.4586; 2.1: 93.4887; 2.2: 399.3221; 2.3: 20.8139; 2.4: -394.772; 2.5: -20.5767
| 2 | 28.25 | 1: 1.5646; 1.1: 4.6263; 1.2: 0.0062039; 1.3: 183.625; 1.4: 0.24071; 1.5: 4.6263; 1.6: 183.625; 1.7: 73.45; 1.8: 8.4594; 1.9: 612.0833; 2: 19.4931; 2.1: 93.4955; 2.2: 400.7102; 2.3: 20.8492; 2.4: -396.0839; 2.5: -20.6085
| 2 | 28.3 | 1: 1.5878; 1.1: 4.7032; 1.2: 0.0063071; 1.3: 183.95; 1.4: 0.24428; 1.5: 4.7032; 1.6: 183.95; 1.7: 73.58; 1.8: 8.4594; 1.9: 613.1667; 2: 19.5276; 2.1: 93.5023; 2.2: 402.1008; 2.3: 20.8846; 2.4: -397.3976; 2.5: -20.6403
| 2 | 28.35 | 1: 1.6112; 1.1: 4.7809; 1.2: 0.0064113; 1.3: 184.275; 1.4: 0.24788; 1.5: 4.7809; 1.6: 184.275; 1.7: 73.71; 1.8: 8.4594; 1.9: 614.25; 2: 19.5621; 2.1: 93.509; 2.2: 403.4939; 2.3: 20.92; 2.4: -398.713; 2.5: -20.6721
| 2 | 28.4 | 1: 1.6348; 1.1: 4.8594; 1.2: 0.0065165; 1.3: 184.6; 1.4: 0.2515; 1.5: 4.8594; 1.6: 184.6; 1.7: 73.84; 1.8: 8.4594; 1.9: 615.3333; 2: 19.5966; 2.1: 93.5157; 2.2: 404.8894; 2.3: 20.9554; 2.4: -400.03; 2.5: -20.7039
| 2 | 28.45 | 1: 1.6585; 1.1: 4.9386; 1.2: 0.0066227; 1.3: 184.925; 1.4: 0.25515; 1.5: 4.9386; 1.6: 184.925; 1.7: 73.97; 1.8: 8.4594; 1.9: 616.4167; 2: 19.6311; 2.1: 93.5224; 2.2: 406.2874; 2.3: 20.9908; 2.4: -401.3488; 2.5: -20.7357
| 2 | 28.5 | 1: 1.6824; 1.1: 5.0185; 1.2: 0.00673; 1.3: 185.25; 1.4: 0.25883; 1.5: 5.0185; 1.6: 185.25; 1.7: 74.1; 1.8: 8.4594; 1.9: 617.5; 2: 19.6656; 2.1: 93.529; 2.2: 407.6878; 2.3: 21.0262; 2.4: -402.6693; 2.5: -20.7674
| 2 | 28.55 | 1: 1.7064; 1.1: 5.0993; 1.2: 0.0068382; 1.3: 185.575; 1.4: 0.26253; 1.5: 5.0993; 1.6: 185.575; 1.7: 74.23; 1.8: 8.4594; 1.9: 618.5833; 2: 19.7001; 2.1: 93.5356; 2.2: 409.0907; 2.3: 21.0616; 2.4: -403.9915; 2.5: -20.7991
| 2 | 28.6 | 1: 1.7307; 1.1: 5.1808; 1.2: 0.0069475; 1.3: 185.9; 1.4: 0.26626; 1.5: 5.1808; 1.6: 185.9; 1.7: 74.36; 1.8: 8.4594; 1.9: 619.6667; 2: 19.7346; 2.1: 93.5421; 2.2: 410.4961; 2.3: 21.097; 2.4: -405.3154; 2.5: -20.8308
| 2 | 28.65 | 1: 1.7551; 1.1: 5.263; 1.2: 0.0070578; 1.3: 186.225; 1.4: 0.27002; 1.5: 5.263; 1.6: 186.225; 1.7: 74.49; 1.8: 8.4594; 1.9: 620.75; 2: 19.7691; 2.1: 93.5486; 2.2: 411.904; 2.3: 21.1324; 2.4: -406.6409; 2.5: -20.8624
| 2 | 28.7 | 1: 1.7797; 1.1: 5.3461; 1.2: 0.0071692; 1.3: 186.55; 1.4: 0.2738; 1.5: 5.3461; 1.6: 186.55; 1.7: 74.62; 1.8: 8.4594; 1.9: 621.8333; 2: 19.8036; 2.1: 93.5551; 2.2: 413.3143; 2.3: 21.1679; 2.4: -407.9682; 2.5: -20.8941
| 2 | 28.75 | 1: 1.8044; 1.1: 5.4299; 1.2: 0.0072816; 1.3: 186.875; 1.4: 0.27761; 1.5: 5.4299; 1.6: 186.875; 1.7: 74.75; 1.8: 8.4594; 1.9: 622.9167; 2: 19.8381; 2.1: 93.5616; 2.2: 414.727; 2.3: 21.2033; 2.4: -409.2972; 2.5: -20.9257
| 2 | 28.8 | 1: 1.8294; 1.1: 5.5145; 1.2: 0.007395; 1.3: 187.2; 1.4: 0.28144; 1.5: 5.5145; 1.6: 187.2; 1.7: 74.88; 1.8: 8.4594; 1.9: 624; 2: 19.8726; 2.1: 93.568; 2.2: 416.1423; 2.3: 21.2387; 2.4: -410.6278; 2.5: -20.9572
| 2 | 28.85 | 1: 1.8545; 1.1: 5.5998; 1.2: 0.0075095; 1.3: 187.525; 1.4: 0.2853; 1.5: 5.5998; 1.6: 187.525; 1.7: 75.01; 1.8: 8.4594; 1.9: 625.0833; 2: 19.9071; 2.1: 93.5744; 2.2: 417.56; 2.3: 21.2741; 2.4: -411.9601; 2.5: -20.9888
| 2 | 28.9 | 1: 1.8797; 1.1: 5.686; 1.2: 0.007625; 1.3: 187.85; 1.4: 0.28919; 1.5: 5.686; 1.6: 187.85; 1.7: 75.14; 1.8: 8.4594; 1.9: 626.1667; 2: 19.9416; 2.1: 93.5807; 2.2: 418.9801; 2.3: 21.3095; 2.4: -413.2942; 2.5: -21.0203
| 2 | 28.95 | 1: 1.9052; 1.1: 5.7729; 1.2: 0.0077416; 1.3: 188.175; 1.4: 0.29311; 1.5: 5.7729; 1.6: 188.175; 1.7: 75.27; 1.8: 8.4594; 1.9: 627.25; 2: 19.9761; 2.1: 93.5871; 2.2: 420.4028; 2.3: 21.345; 2.4: -414.6299; 2.5: -21.0518
| 2 | 29 | 1: 1.9308; 1.1: 5.8606; 1.2: 0.0078592; 1.3: 188.5; 1.4: 0.29705; 1.5: 5.8606; 1.6: 188.5; 1.7: 75.4; 1.8: 8.4594; 1.9: 628.3333; 2: 20.0106; 2.1: 93.5933; 2.2: 421.8279; 2.3: 21.3804; 2.4: -415.9672; 2.5: -21.0833
| 2 | 29.05 | 1: 1.9566; 1.1: 5.9491; 1.2: 0.0079779; 1.3: 188.825; 1.4: 0.30101; 1.5: 5.9491; 1.6: 188.825; 1.7: 75.53; 1.8: 8.4594; 1.9: 629.4167; 2: 20.0451; 2.1: 93.5996; 2.2: 423.2554; 2.3: 21.4158; 2.4: -417.3063; 2.5: -21.1148
| 2 | 29.1 | 1: 1.9825; 1.1: 6.0384; 1.2: 0.0080977; 1.3: 189.15; 1.4: 0.30501; 1.5: 6.0384; 1.6: 189.15; 1.7: 75.66; 1.8: 8.4594; 1.9: 630.5; 2: 20.0796; 2.1: 93.6058; 2.2: 424.6854; 2.3: 21.4513; 2.4: -418.647; 2.5: -21.1462
| 2 | 29.15 | 1: 2.0087; 1.1: 6.1285; 1.2: 0.0082185; 1.3: 189.475; 1.4: 0.30903; 1.5: 6.1285; 1.6: 189.475; 1.7: 75.79; 1.8: 8.4594; 1.9: 631.5833; 2: 20.1141; 2.1: 93.612; 2.2: 426.1179; 2.3: 21.4867; 2.4: -419.9894; 2.5: -21.1777
| 2 | 29.2 | 1: 2.035; 1.1: 6.2194; 1.2: 0.0083404; 1.3: 189.8; 1.4: 0.31307; 1.5: 6.2194; 1.6: 189.8; 1.7: 75.92; 1.8: 8.4594; 1.9: 632.6667; 2: 20.1486; 2.1: 93.6182; 2.2: 427.5529; 2.3: 21.5221; 2.4: -421.3334; 2.5: -21.2091
| 2 | 29.25 | 1: 2.0615; 1.1: 6.3111; 1.2: 0.0084634; 1.3: 190.125; 1.4: 0.31715; 1.5: 6.3111; 1.6: 190.125; 1.7: 76.05; 1.8: 8.4594; 1.9: 633.75; 2: 20.1831; 2.1: 93.6243; 2.2: 428.9903; 2.3: 21.5576; 2.4: -422.6792; 2.5: -21.2404
| 2 | 29.3 | 1: 2.0881; 1.1: 6.4036; 1.2: 0.0085874; 1.3: 190.45; 1.4: 0.32125; 1.5: 6.4036; 1.6: 190.45; 1.7: 76.18; 1.8: 8.4594; 1.9: 634.8333; 2: 20.2176; 2.1: 93.6304; 2.2: 430.4302; 2.3: 21.593; 2.4: -424.0265; 2.5: -21.2718
| 2 | 29.35 | 1: 2.1149; 1.1: 6.4969; 1.2: 0.0087125; 1.3: 190.775; 1.4: 0.32537; 1.5: 6.4969; 1.6: 190.775; 1.7: 76.31; 1.8: 8.4594; 1.9: 635.9167; 2: 20.2521; 2.1: 93.6364; 2.2: 431.8725; 2.3: 21.6285; 2.4: -425.3756; 2.5: -21.3031
| 2 | 29.4 | 1: 2.1419; 1.1: 6.591; 1.2: 0.0088387; 1.3: 191.1; 1.4: 0.32952; 1.5: 6.591; 1.6: 191.1; 1.7: 76.44; 1.8: 8.4594; 1.9: 637; 2: 20.2866; 2.1: 93.6425; 2.2: 433.3173; 2.3: 21.6639; 2.4: -426.7263; 2.5: -21.3344
| 2 | 29.45 | 1: 2.1691; 1.1: 6.686; 1.2: 0.008966; 1.3: 191.425; 1.4: 0.3337; 1.5: 6.686; 1.6: 191.425; 1.7: 76.57; 1.8: 8.4594; 1.9: 638.0833; 2: 20.3211; 2.1: 93.6485; 2.2: 434.7646; 2.3: 21.6994; 2.4: -428.0787; 2.5: -21.3657
| 2 | 29.5 | 1: 2.1964; 1.1: 6.7817; 1.2: 0.0090944; 1.3: 191.75; 1.4: 0.33791; 1.5: 6.7817; 1.6: 191.75; 1.7: 76.7; 1.8: 8.4594; 1.9: 639.1667; 2: 20.3556; 2.1: 93.6544; 2.2: 436.2144; 2.3: 21.7348; 2.4: -429.4327; 2.5: -21.3969
| 2 | 29.55 | 1: 2.2239; 1.1: 6.8783; 1.2: 0.0092239; 1.3: 192.075; 1.4: 0.34214; 1.5: 6.8783; 1.6: 192.075; 1.7: 76.83; 1.8: 8.4594; 1.9: 640.25; 2: 20.3901; 2.1: 93.6604; 2.2: 437.6666; 2.3: 21.7703; 2.4: -430.7883; 2.5: -21.4282
| 2 | 29.6 | 1: 2.2516; 1.1: 6.9756; 1.2: 0.0093545; 1.3: 192.4; 1.4: 0.34639; 1.5: 6.9756; 1.6: 192.4; 1.7: 76.96; 1.8: 8.4594; 1.9: 641.3333; 2: 20.4246; 2.1: 93.6663; 2.2: 439.1213; 2.3: 21.8057; 2.4: -432.1456; 2.5: -21.4594
| 2 | 29.65 | 1: 2.2794; 1.1: 7.0738; 1.2: 0.0094862; 1.3: 192.725; 1.4: 0.35068; 1.5: 7.0738; 1.6: 192.725; 1.7: 77.09; 1.8: 8.4594; 1.9: 642.4167; 2: 20.4591; 2.1: 93.6721; 2.2: 440.5784; 2.3: 21.8412; 2.4: -433.5046; 2.5: -21.4905
| 2 | 29.7 | 1: 2.3074; 1.1: 7.1729; 1.2: 0.009619; 1.3: 193.05; 1.4: 0.35499; 1.5: 7.1729; 1.6: 193.05; 1.7: 77.22; 1.8: 8.4594; 1.9: 643.5; 2: 20.4936; 2.1: 93.678; 2.2: 442.038; 2.3: 21.8767; 2.4: -434.8652; 2.5: -21.5217
| 2 | 29.75 | 1: 2.3356; 1.1: 7.2727; 1.2: 0.0097529; 1.3: 193.375; 1.4: 0.35933; 1.5: 7.2727; 1.6: 193.375; 1.7: 77.35; 1.8: 8.4594; 1.9: 644.5833; 2: 20.5281; 2.1: 93.6838; 2.2: 443.5001; 2.3: 21.9122; 2.4: -436.2274; 2.5: -21.5528
| 2 | 29.8 | 1: 2.364; 1.1: 7.3734; 1.2: 0.0098879; 1.3: 193.7; 1.4: 0.36369; 1.5: 7.3734; 1.6: 193.7; 1.7: 77.48; 1.8: 8.4594; 1.9: 645.6667; 2: 20.5626; 2.1: 93.6896; 2.2: 444.9647; 2.3: 21.9476; 2.4: -437.5913; 2.5: -21.5839
| 2 | 29.85 | 1: 2.3925; 1.1: 7.4749; 1.2: 0.010024; 1.3: 194.025; 1.4: 0.36808; 1.5: 7.4749; 1.6: 194.025; 1.7: 77.61; 1.8: 8.4594; 1.9: 646.75; 2: 20.5971; 2.1: 93.6953; 2.2: 446.4317; 2.3: 21.9831; 2.4: -438.9568; 2.5: -21.615
| 2 | 29.9 | 1: 2.4212; 1.1: 7.5773; 1.2: 0.010161; 1.3: 194.35; 1.4: 0.37249; 1.5: 7.5773; 1.6: 194.35; 1.7: 77.74; 1.8: 8.4594; 1.9: 647.8333; 2: 20.6316; 2.1: 93.701; 2.2: 447.9012; 2.3: 22.0186; 2.4: -440.3239; 2.5: -21.6461
| 2 | 29.95 | 1: 2.4501; 1.1: 7.6804; 1.2: 0.0103; 1.3: 194.675; 1.4: 0.37694; 1.5: 7.6804; 1.6: 194.675; 1.7: 77.87; 1.8: 8.4594; 1.9: 648.9167; 2: 20.6661; 2.1: 93.7067; 2.2: 449.3731; 2.3: 22.0541; 2.4: -441.6927; 2.5: -21.6771
| 2 | 30 | 1: 2.4791; 1.1: 7.7845; 1.2: 0.010439; 1.3: 195; 1.4: 0.3814; 1.5: 7.7845; 1.6: 195; 1.7: 78; 1.8: 8.4594; 1.9: 650; 2: 20.7006; 2.1: 93.7124; 2.2: 450.8475; 2.3: 22.0895; 2.4: -443.0631; 2.5: -21.7081
| 2 | 30.05 | 1: 2.5083; 1.1: 7.8893; 1.2: 0.01058; 1.3: 195.325; 1.4: 0.3859; 1.5: 7.8893; 1.6: 195.325; 1.7: 78.13; 1.8: 8.4594; 1.9: 651.0833; 2: 20.7351; 2.1: 93.718; 2.2: 452.3244; 2.3: 22.125; 2.4: -444.4351; 2.5: -21.7391
| 2 | 30.1 | 1: 2.5377; 1.1: 7.9951; 1.2: 0.010722; 1.3: 195.65; 1.4: 0.39042; 1.5: 7.9951; 1.6: 195.65; 1.7: 78.26; 1.8: 8.4594; 1.9: 652.1667; 2: 20.7696; 2.1: 93.7236; 2.2: 453.8038; 2.3: 22.1605; 2.4: -445.8087; 2.5: -21.7701
| 2 | 30.15 | 1: 2.5673; 1.1: 8.1016; 1.2: 0.010864; 1.3: 195.975; 1.4: 0.39497; 1.5: 8.1016; 1.6: 195.975; 1.7: 78.39; 1.8: 8.4594; 1.9: 653.25; 2: 20.8041; 2.1: 93.7292; 2.2: 455.2856; 2.3: 22.196; 2.4: -447.184; 2.5: -21.801
| 2 | 30.2 | 1: 2.597; 1.1: 8.209; 1.2: 0.011009; 1.3: 196.3; 1.4: 0.39954; 1.5: 8.209; 1.6: 196.3; 1.7: 78.52; 1.8: 8.4594; 1.9: 654.3333; 2: 20.8386; 2.1: 93.7348; 2.2: 456.7699; 2.3: 22.2315; 2.4: -448.5608; 2.5: -21.832
| 2 | 30.25 | 1: 2.6269; 1.1: 8.3173; 1.2: 0.011154; 1.3: 196.625; 1.4: 0.40414; 1.5: 8.3173; 1.6: 196.625; 1.7: 78.65; 1.8: 8.4594; 1.9: 655.4167; 2: 20.8731; 2.1: 93.7403; 2.2: 458.2566; 2.3: 22.267; 2.4: -449.9393; 2.5: -21.8629
| 2 | 30.3 | 1: 2.657; 1.1: 8.4264; 1.2: 0.0113; 1.3: 196.95; 1.4: 0.40877; 1.5: 8.4264; 1.6: 196.95; 1.7: 78.78; 1.8: 8.4594; 1.9: 656.5; 2: 20.9076; 2.1: 93.7458; 2.2: 459.7459; 2.3: 22.3025; 2.4: -451.3194; 2.5: -21.8937
| 2 | 30.35 | 1: 2.6873; 1.1: 8.5364; 1.2: 0.011448; 1.3: 197.275; 1.4: 0.41342; 1.5: 8.5364; 1.6: 197.275; 1.7: 78.91; 1.8: 8.4594; 1.9: 657.5833; 2: 20.9421; 2.1: 93.7512; 2.2: 461.2375; 2.3: 22.338; 2.4: -452.7011; 2.5: -21.9246
| 2 | 30.4 | 1: 2.7177; 1.1: 8.6473; 1.2: 0.011596; 1.3: 197.6; 1.4: 0.4181; 1.5: 8.6473; 1.6: 197.6; 1.7: 79.04; 1.8: 8.4594; 1.9: 658.6667; 2: 20.9766; 2.1: 93.7567; 2.2: 462.7317; 2.3: 22.3735; 2.4: -454.0844; 2.5: -21.9554
| 2 | 30.45 | 1: 2.7483; 1.1: 8.759; 1.2: 0.011746; 1.3: 197.925; 1.4: 0.42281; 1.5: 8.759; 1.6: 197.925; 1.7: 79.17; 1.8: 8.4594; 1.9: 659.75; 2: 21.0111; 2.1: 93.7621; 2.2: 464.2283; 2.3: 22.409; 2.4: -455.4693; 2.5: -21.9862
| 2 | 30.5 | 1: 2.779; 1.1: 8.8716; 1.2: 0.011897; 1.3: 198.25; 1.4: 0.42754; 1.5: 8.8716; 1.6: 198.25; 1.7: 79.3; 1.8: 8.4594; 1.9: 660.8333; 2: 21.0456; 2.1: 93.7674; 2.2: 465.7274; 2.3: 22.4445; 2.4: -456.8558; 2.5: -22.017
| 2 | 30.55 | 1: 2.81; 1.1: 8.9851; 1.2: 0.012049; 1.3: 198.575; 1.4: 0.4323; 1.5: 8.9851; 1.6: 198.575; 1.7: 79.43; 1.8: 8.4594; 1.9: 661.9167; 2: 21.0801; 2.1: 93.7728; 2.2: 467.229; 2.3: 22.48; 2.4: -458.244; 2.5: -22.0477
| 2 | 30.6 | 1: 2.8411; 1.1: 9.0994; 1.2: 0.012202; 1.3: 198.9; 1.4: 0.43709; 1.5: 9.0994; 1.6: 198.9; 1.7: 79.56; 1.8: 8.4594; 1.9: 663; 2: 21.1146; 2.1: 93.7781; 2.2: 468.733; 2.3: 22.5155; 2.4: -459.6337; 2.5: -22.0785
| 2 | 30.65 | 1: 2.8723; 1.1: 9.2146; 1.2: 0.012357; 1.3: 199.225; 1.4: 0.4419; 1.5: 9.2146; 1.6: 199.225; 1.7: 79.69; 1.8: 8.4594; 1.9: 664.0833; 2: 21.1492; 2.1: 93.7834; 2.2: 470.2395; 2.3: 22.5511; 2.4: -461.025; 2.5: -22.1092
| 2 | 30.7 | 1: 2.9038; 1.1: 9.3307; 1.2: 0.012513; 1.3: 199.55; 1.4: 0.44674; 1.5: 9.3307; 1.6: 199.55; 1.7: 79.82; 1.8: 8.4594; 1.9: 665.1667; 2: 21.1837; 2.1: 93.7887; 2.2: 471.7485; 2.3: 22.5866; 2.4: -462.4178; 2.5: -22.1398
| 2 | 30.75 | 1: 2.9354; 1.1: 9.4476; 1.2: 0.012669; 1.3: 199.875; 1.4: 0.4516; 1.5: 9.4476; 1.6: 199.875; 1.7: 79.95; 1.8: 8.4594; 1.9: 666.25; 2: 21.2182; 2.1: 93.7939; 2.2: 473.26; 2.3: 22.6221; 2.4: -463.8123; 2.5: -22.1705
| 2 | 30.8 | 1: 2.9672; 1.1: 9.5655; 1.2: 0.012828; 1.3: 200.2; 1.4: 0.45649; 1.5: 9.5655; 1.6: 200.2; 1.7: 80.08; 1.8: 8.4594; 1.9: 667.3333; 2: 21.2527; 2.1: 93.7991; 2.2: 474.7739; 2.3: 22.6576; 2.4: -465.2084; 2.5: -22.2011
| 2 | 30.85 | 1: 2.9992; 1.1: 9.6842; 1.2: 0.012987; 1.3: 200.525; 1.4: 0.46141; 1.5: 9.6842; 1.6: 200.525; 1.7: 80.21; 1.8: 8.4594; 1.9: 668.4167; 2: 21.2872; 2.1: 93.8043; 2.2: 476.2902; 2.3: 22.6931; 2.4: -466.606; 2.5: -22.2317
| 2 | 30.9 | 1: 3.0313; 1.1: 9.8039; 1.2: 0.013147; 1.3: 200.85; 1.4: 0.46635; 1.5: 9.8039; 1.6: 200.85; 1.7: 80.34; 1.8: 8.4594; 1.9: 669.5; 2: 21.3217; 2.1: 93.8095; 2.2: 477.8091; 2.3: 22.7287; 2.4: -468.0052; 2.5: -22.2623
| 2 | 30.95 | 1: 3.0636; 1.1: 9.9244; 1.2: 0.013309; 1.3: 201.175; 1.4: 0.47133; 1.5: 9.9244; 1.6: 201.175; 1.7: 80.47; 1.8: 8.4594; 1.9: 670.5833; 2: 21.3562; 2.1: 93.8146; 2.2: 479.3304; 2.3: 22.7642; 2.4: -469.406; 2.5: -22.2929
| 2 | 31 | 1: 3.0961; 1.1: 10.0458; 1.2: 0.013472; 1.3: 201.5; 1.4: 0.47632; 1.5: 10.0458; 1.6: 201.5; 1.7: 80.6; 1.8: 8.4594; 1.9: 671.6667; 2: 21.3907; 2.1: 93.8197; 2.2: 480.8542; 2.3: 22.7997; 2.4: -470.8084; 2.5: -22.3234
| 2 | 31.05 | 1: 3.1287; 1.1: 10.1681; 1.2: 0.013636; 1.3: 201.825; 1.4: 0.48134; 1.5: 10.1681; 1.6: 201.825; 1.7: 80.73; 1.8: 8.4594; 1.9: 672.75; 2: 21.4252; 2.1: 93.8248; 2.2: 482.3804; 2.3: 22.8353; 2.4: -472.2123; 2.5: -22.3539
| 2 | 31.1 | 1: 3.1616; 1.1: 10.2913; 1.2: 0.013801; 1.3: 202.15; 1.4: 0.48639; 1.5: 10.2913; 1.6: 202.15; 1.7: 80.86; 1.8: 8.4594; 1.9: 673.8333; 2: 21.4597; 2.1: 93.8299; 2.2: 483.9092; 2.3: 22.8708; 2.4: -473.6179; 2.5: -22.3844
| 2 | 31.15 | 1: 3.1946; 1.1: 10.4154; 1.2: 0.013967; 1.3: 202.475; 1.4: 0.49147; 1.5: 10.4154; 1.6: 202.475; 1.7: 80.99; 1.8: 8.4594; 1.9: 674.9167; 2: 21.4942; 2.1: 93.8349; 2.2: 485.4404; 2.3: 22.9064; 2.4: -475.0249; 2.5: -22.4149
| 2 | 31.2 | 1: 3.2277; 1.1: 10.5404; 1.2: 0.014135; 1.3: 202.8; 1.4: 0.49657; 1.5: 10.5404; 1.6: 202.8; 1.7: 81.12; 1.8: 8.4594; 1.9: 676; 2: 21.5287; 2.1: 93.8399; 2.2: 486.974; 2.3: 22.9419; 2.4: -476.4336; 2.5: -22.4453
| 2 | 31.25 | 1: 3.2611; 1.1: 10.6664; 1.2: 0.014304; 1.3: 203.125; 1.4: 0.5017; 1.5: 10.6664; 1.6: 203.125; 1.7: 81.25; 1.8: 8.4594; 1.9: 677.0833; 2: 21.5632; 2.1: 93.8449; 2.2: 488.5101; 2.3: 22.9774; 2.4: -477.8438; 2.5: -22.4757
| 2 | 31.3 | 1: 3.2946; 1.1: 10.7932; 1.2: 0.014474; 1.3: 203.45; 1.4: 0.50686; 1.5: 10.7932; 1.6: 203.45; 1.7: 81.38; 1.8: 8.4594; 1.9: 678.1667; 2: 21.5977; 2.1: 93.8499; 2.2: 490.0487; 2.3: 23.013; 2.4: -479.2555; 2.5: -22.5061
| 2 | 31.35 | 1: 3.3282; 1.1: 10.921; 1.2: 0.014645; 1.3: 203.775; 1.4: 0.51204; 1.5: 10.921; 1.6: 203.775; 1.7: 81.51; 1.8: 8.4594; 1.9: 679.25; 2: 21.6322; 2.1: 93.8548; 2.2: 491.5898; 2.3: 23.0485; 2.4: -480.6689; 2.5: -22.5365
| 2 | 31.4 | 1: 3.3621; 1.1: 11.0496; 1.2: 0.014818; 1.3: 204.1; 1.4: 0.51725; 1.5: 11.0496; 1.6: 204.1; 1.7: 81.64; 1.8: 8.4594; 1.9: 680.3333; 2: 21.6667; 2.1: 93.8597; 2.2: 493.1334; 2.3: 23.0841; 2.4: -482.0837; 2.5: -22.5669
| 2 | 31.45 | 1: 3.3961; 1.1: 11.1792; 1.2: 0.014992; 1.3: 204.425; 1.4: 0.52248; 1.5: 11.1792; 1.6: 204.425; 1.7: 81.77; 1.8: 8.4594; 1.9: 681.4167; 2: 21.7012; 2.1: 93.8646; 2.2: 494.6794; 2.3: 23.1197; 2.4: -483.5001; 2.5: -22.5972
| 2 | 31.5 | 1: 3.4303; 1.1: 11.3097; 1.2: 0.015167; 1.3: 204.75; 1.4: 0.52774; 1.5: 11.3097; 1.6: 204.75; 1.7: 81.9; 1.8: 8.4594; 1.9: 682.5; 2: 21.7357; 2.1: 93.8694; 2.2: 496.2278; 2.3: 23.1552; 2.4: -484.9181; 2.5: -22.6275
| 2 | 31.55 | 1: 3.4647; 1.1: 11.4412; 1.2: 0.015343; 1.3: 205.075; 1.4: 0.53303; 1.5: 11.4412; 1.6: 205.075; 1.7: 82.03; 1.8: 8.4594; 1.9: 683.5833; 2: 21.7702; 2.1: 93.8743; 2.2: 497.7788; 2.3: 23.1908; 2.4: -486.3376; 2.5: -22.6577
| 2 | 31.6 | 1: 3.4992; 1.1: 11.5735; 1.2: 0.01552; 1.3: 205.4; 1.4: 0.53834; 1.5: 11.5735; 1.6: 205.4; 1.7: 82.16; 1.8: 8.4594; 1.9: 684.6667; 2: 21.8047; 2.1: 93.8791; 2.2: 499.3322; 2.3: 23.2263; 2.4: -487.7587; 2.5: -22.688
| 2 | 31.65 | 1: 3.5339; 1.1: 11.7068; 1.2: 0.015699; 1.3: 205.725; 1.4: 0.54368; 1.5: 11.7068; 1.6: 205.725; 1.7: 82.29; 1.8: 8.4594; 1.9: 685.75; 2: 21.8392; 2.1: 93.8839; 2.2: 500.8881; 2.3: 23.2619; 2.4: -489.1813; 2.5: -22.7182
| 2 | 31.7 | 1: 3.5688; 1.1: 11.841; 1.2: 0.015879; 1.3: 206.05; 1.4: 0.54905; 1.5: 11.841; 1.6: 206.05; 1.7: 82.42; 1.8: 8.4594; 1.9: 686.8333; 2: 21.8737; 2.1: 93.8886; 2.2: 502.4464; 2.3: 23.2975; 2.4: -490.6054; 2.5: -22.7484
| 2 | 31.75 | 1: 3.6039; 1.1: 11.9762; 1.2: 0.01606; 1.3: 206.375; 1.4: 0.55444; 1.5: 11.9762; 1.6: 206.375; 1.7: 82.55; 1.8: 8.4594; 1.9: 687.9167; 2: 21.9082; 2.1: 93.8934; 2.2: 504.0073; 2.3: 23.333; 2.4: -492.0311; 2.5: -22.7786
| 2 | 31.8 | 1: 3.6391; 1.1: 12.1123; 1.2: 0.016243; 1.3: 206.7; 1.4: 0.55986; 1.5: 12.1123; 1.6: 206.7; 1.7: 82.68; 1.8: 8.4594; 1.9: 689; 2: 21.9427; 2.1: 93.8981; 2.2: 505.5706; 2.3: 23.3686; 2.4: -493.4583; 2.5: -22.8088
| 2 | 31.85 | 1: 3.6745; 1.1: 12.2493; 1.2: 0.016427; 1.3: 207.025; 1.4: 0.5653; 1.5: 12.2493; 1.6: 207.025; 1.7: 82.81; 1.8: 8.4594; 1.9: 690.0833; 2: 21.9772; 2.1: 93.9028; 2.2: 507.1363; 2.3: 23.4042; 2.4: -494.887; 2.5: -22.8389
| 2 | 31.9 | 1: 3.71; 1.1: 12.3873; 1.2: 0.016612; 1.3: 207.35; 1.4: 0.57078; 1.5: 12.3873; 1.6: 207.35; 1.7: 82.94; 1.8: 8.4594; 1.9: 691.1667; 2: 22.0117; 2.1: 93.9074; 2.2: 508.7046; 2.3: 23.4398; 2.4: -496.3172; 2.5: -22.869
| 2 | 31.95 | 1: 3.7458; 1.1: 12.5262; 1.2: 0.016798; 1.3: 207.675; 1.4: 0.57627; 1.5: 12.5262; 1.6: 207.675; 1.7: 83.07; 1.8: 8.4594; 1.9: 692.25; 2: 22.0462; 2.1: 93.9121; 2.2: 510.2753; 2.3: 23.4753; 2.4: -497.749; 2.5: -22.8991
| 2 | 32 | 1: 3.7817; 1.1: 12.6661; 1.2: 0.016986; 1.3: 208; 1.4: 0.5818; 1.5: 12.6661; 1.6: 208; 1.7: 83.2; 1.8: 8.4594; 1.9: 693.3333; 2: 22.0807; 2.1: 93.9167; 2.2: 511.8484; 2.3: 23.5109; 2.4: -499.1823; 2.5: -22.9291
| 2 | 32.05 | 1: 3.8178; 1.1: 12.807; 1.2: 0.017174; 1.3: 208.325; 1.4: 0.58735; 1.5: 12.807; 1.6: 208.325; 1.7: 83.33; 1.8: 8.4594; 1.9: 694.4167; 2: 22.1152; 2.1: 93.9213; 2.2: 513.4241; 2.3: 23.5465; 2.4: -500.6171; 2.5: -22.9592
| 2 | 32.1 | 1: 3.854; 1.1: 12.9487; 1.2: 0.017365; 1.3: 208.65; 1.4: 0.59293; 1.5: 12.9487; 1.6: 208.65; 1.7: 83.46; 1.8: 8.4594; 1.9: 695.5; 2: 22.1497; 2.1: 93.9259; 2.2: 515.0022; 2.3: 23.5821; 2.4: -502.0535; 2.5: -22.9892
| 2 | 32.15 | 1: 3.8904; 1.1: 13.0915; 1.2: 0.017556; 1.3: 208.975; 1.4: 0.59853; 1.5: 13.0915; 1.6: 208.975; 1.7: 83.59; 1.8: 8.4594; 1.9: 696.5833; 2: 22.1842; 2.1: 93.9304; 2.2: 516.5828; 2.3: 23.6177; 2.4: -503.4913; 2.5: -23.0191
| 2 | 32.2 | 1: 3.927; 1.1: 13.2352; 1.2: 0.017749; 1.3: 209.3; 1.4: 0.60416; 1.5: 13.2352; 1.6: 209.3; 1.7: 83.72; 1.8: 8.4594; 1.9: 697.6667; 2: 22.2187; 2.1: 93.9349; 2.2: 518.1658; 2.3: 23.6533; 2.4: -504.9306; 2.5: -23.0491
| 2 | 32.25 | 1: 3.9638; 1.1: 13.3798; 1.2: 0.017943; 1.3: 209.625; 1.4: 0.60982; 1.5: 13.3798; 1.6: 209.625; 1.7: 83.85; 1.8: 8.4594; 1.9: 698.75; 2: 22.2532; 2.1: 93.9395; 2.2: 519.7513; 2.3: 23.6889; 2.4: -506.3715; 2.5: -23.079
| 2 | 32.3 | 1: 4.0007; 1.1: 13.5255; 1.2: 0.018138; 1.3: 209.95; 1.4: 0.6155; 1.5: 13.5255; 1.6: 209.95; 1.7: 83.98; 1.8: 8.4594; 1.9: 699.8333; 2: 22.2877; 2.1: 93.9439; 2.2: 521.3393; 2.3: 23.7245; 2.4: -507.8139; 2.5: -23.109
| 2 | 32.35 | 1: 4.0379; 1.1: 13.6721; 1.2: 0.018335; 1.3: 210.275; 1.4: 0.62121; 1.5: 13.6721; 1.6: 210.275; 1.7: 84.11; 1.8: 8.4594; 1.9: 700.9167; 2: 22.3222; 2.1: 93.9484; 2.2: 522.9298; 2.3: 23.76; 2.4: -509.2577; 2.5: -23.1388
| 2 | 32.4 | 1: 4.0751; 1.1: 13.8196; 1.2: 0.018532; 1.3: 210.6; 1.4: 0.62694; 1.5: 13.8196; 1.6: 210.6; 1.7: 84.24; 1.8: 8.4594; 1.9: 702; 2: 22.3567; 2.1: 93.9528; 2.2: 524.5227; 2.3: 23.7956; 2.4: -510.7031; 2.5: -23.1687
| 2 | 32.45 | 1: 4.1126; 1.1: 13.9682; 1.2: 0.018732; 1.3: 210.925; 1.4: 0.63271; 1.5: 13.9682; 1.6: 210.925; 1.7: 84.37; 1.8: 8.4594; 1.9: 703.0833; 2: 22.3912; 2.1: 93.9573; 2.2: 526.1181; 2.3: 23.8312; 2.4: -512.15; 2.5: -23.1985
| 2 | 32.5 | 1: 4.1502; 1.1: 14.1177; 1.2: 0.018932; 1.3: 211.25; 1.4: 0.6385; 1.5: 14.1177; 1.6: 211.25; 1.7: 84.5; 1.8: 8.4594; 1.9: 704.1667; 2: 22.4257; 2.1: 93.9617; 2.2: 527.716; 2.3: 23.8669; 2.4: -513.5983; 2.5: -23.2284
| 2 | 32.55 | 1: 4.188; 1.1: 14.2682; 1.2: 0.019134; 1.3: 211.575; 1.4: 0.64431; 1.5: 14.2682; 1.6: 211.575; 1.7: 84.63; 1.8: 8.4594; 1.9: 705.25; 2: 22.4602; 2.1: 93.966; 2.2: 529.3163; 2.3: 23.9025; 2.4: -515.0482; 2.5: -23.2581
| 2 | 32.6 | 1: 4.226; 1.1: 14.4196; 1.2: 0.019337; 1.3: 211.9; 1.4: 0.65015; 1.5: 14.4196; 1.6: 211.9; 1.7: 84.76; 1.8: 8.4594; 1.9: 706.3333; 2: 22.4947; 2.1: 93.9704; 2.2: 530.9191; 2.3: 23.9381; 2.4: -516.4995; 2.5: -23.2879
| 2 | 32.65 | 1: 4.2641; 1.1: 14.5721; 1.2: 0.019541; 1.3: 212.225; 1.4: 0.65602; 1.5: 14.5721; 1.6: 212.225; 1.7: 84.89; 1.8: 8.4594; 1.9: 707.4167; 2: 22.5292; 2.1: 93.9747; 2.2: 532.5244; 2.3: 23.9737; 2.4: -517.9523; 2.5: -23.3177
| 2 | 32.7 | 1: 4.3024; 1.1: 14.7255; 1.2: 0.019747; 1.3: 212.55; 1.4: 0.66191; 1.5: 14.7255; 1.6: 212.55; 1.7: 85.02; 1.8: 8.4594; 1.9: 708.5; 2: 22.5637; 2.1: 93.979; 2.2: 534.1321; 2.3: 24.0093; 2.4: -519.4066; 2.5: -23.3474
| 2 | 32.75 | 1: 4.3409; 1.1: 14.88; 1.2: 0.019954; 1.3: 212.875; 1.4: 0.66783; 1.5: 14.88; 1.6: 212.875; 1.7: 85.15; 1.8: 8.4594; 1.9: 709.5833; 2: 22.5982; 2.1: 93.9833; 2.2: 535.7423; 2.3: 24.0449; 2.4: -520.8624; 2.5: -23.3771
| 2 | 32.8 | 1: 4.3796; 1.1: 15.0354; 1.2: 0.020163; 1.3: 213.2; 1.4: 0.67378; 1.5: 15.0354; 1.6: 213.2; 1.7: 85.28; 1.8: 8.4594; 1.9: 710.6667; 2: 22.6327; 2.1: 93.9876; 2.2: 537.355; 2.3: 24.0805; 2.4: -522.3196; 2.5: -23.4067
| 2 | 32.85 | 1: 4.4184; 1.1: 15.1918; 1.2: 0.020373; 1.3: 213.525; 1.4: 0.67975; 1.5: 15.1918; 1.6: 213.525; 1.7: 85.41; 1.8: 8.4594; 1.9: 711.75; 2: 22.6672; 2.1: 93.9919; 2.2: 538.9702; 2.3: 24.1161; 2.4: -523.7784; 2.5: -23.4364
| 2 | 32.9 | 1: 4.4574; 1.1: 15.3492; 1.2: 0.020584; 1.3: 213.85; 1.4: 0.68575; 1.5: 15.3492; 1.6: 213.85; 1.7: 85.54; 1.8: 8.4594; 1.9: 712.8333; 2: 22.7017; 2.1: 93.9961; 2.2: 540.5878; 2.3: 24.1517; 2.4: -525.2386; 2.5: -23.466
| 2 | 32.95 | 1: 4.4966; 1.1: 15.5076; 1.2: 0.020796; 1.3: 214.175; 1.4: 0.69178; 1.5: 15.5076; 1.6: 214.175; 1.7: 85.67; 1.8: 8.4594; 1.9: 713.9167; 2: 22.7362; 2.1: 94.0003; 2.2: 542.2079; 2.3: 24.1874; 2.4: -526.7003; 2.5: -23.4956
| 2 | 33 | 1: 4.5359; 1.1: 15.667; 1.2: 0.02101; 1.3: 214.5; 1.4: 0.69783; 1.5: 15.667; 1.6: 214.5; 1.7: 85.8; 1.8: 8.4594; 1.9: 715; 2: 22.7707; 2.1: 94.0045; 2.2: 543.8304; 2.3: 24.223; 2.4: -528.1634; 2.5: -23.5252
| 2 | 33.05 | 1: 4.5754; 1.1: 15.8275; 1.2: 0.021225; 1.3: 214.825; 1.4: 0.70391; 1.5: 15.8275; 1.6: 214.825; 1.7: 85.93; 1.8: 8.4594; 1.9: 716.0833; 2: 22.8052; 2.1: 94.0087; 2.2: 545.4555; 2.3: 24.2586; 2.4: -529.628; 2.5: -23.5547
| 2 | 33.1 | 1: 4.6151; 1.1: 15.9889; 1.2: 0.021441; 1.3: 215.15; 1.4: 0.71002; 1.5: 15.9889; 1.6: 215.15; 1.7: 86.06; 1.8: 8.4594; 1.9: 717.1667; 2: 22.8397; 2.1: 94.0128; 2.2: 547.083; 2.3: 24.2942; 2.4: -531.0941; 2.5: -23.5842
| 2 | 33.15 | 1: 4.655; 1.1: 16.1513; 1.2: 0.021659; 1.3: 215.475; 1.4: 0.71615; 1.5: 16.1513; 1.6: 215.475; 1.7: 86.19; 1.8: 8.4594; 1.9: 718.25; 2: 22.8742; 2.1: 94.0169; 2.2: 548.7129; 2.3: 24.3299; 2.4: -532.5616; 2.5: -23.6137
| 2 | 33.2 | 1: 4.695; 1.1: 16.3148; 1.2: 0.021879; 1.3: 215.8; 1.4: 0.72231; 1.5: 16.3148; 1.6: 215.8; 1.7: 86.32; 1.8: 8.4594; 1.9: 719.3333; 2: 22.9087; 2.1: 94.021; 2.2: 550.3454; 2.3: 24.3655; 2.4: -534.0306; 2.5: -23.6432
| 2 | 33.25 | 1: 4.7352; 1.1: 16.4793; 1.2: 0.022099; 1.3: 216.125; 1.4: 0.72849; 1.5: 16.4793; 1.6: 216.125; 1.7: 86.45; 1.8: 8.4594; 1.9: 720.4167; 2: 22.9432; 2.1: 94.0251; 2.2: 551.9803; 2.3: 24.4011; 2.4: -535.501; 2.5: -23.6727
| 2 | 33.3 | 1: 4.7756; 1.1: 16.6448; 1.2: 0.022321; 1.3: 216.45; 1.4: 0.7347; 1.5: 16.6448; 1.6: 216.45; 1.7: 86.58; 1.8: 8.4594; 1.9: 721.5; 2: 22.9777; 2.1: 94.0292; 2.2: 553.6176; 2.3: 24.4368; 2.4: -536.9729; 2.5: -23.7021
| 2 | 33.35 | 1: 4.8161; 1.1: 16.8113; 1.2: 0.022544; 1.3: 216.775; 1.4: 0.74094; 1.5: 16.8113; 1.6: 216.775; 1.7: 86.71; 1.8: 8.4594; 1.9: 722.5833; 2: 23.0122; 2.1: 94.0333; 2.2: 555.2575; 2.3: 24.4724; 2.4: -538.4462; 2.5: -23.7315
| 2 | 33.4 | 1: 4.8568; 1.1: 16.9788; 1.2: 0.022769; 1.3: 217.1; 1.4: 0.7472; 1.5: 16.9788; 1.6: 217.1; 1.7: 86.84; 1.8: 8.4594; 1.9: 723.6667; 2: 23.0467; 2.1: 94.0373; 2.2: 556.8998; 2.3: 24.5081; 2.4: -539.921; 2.5: -23.7609
| 2 | 33.45 | 1: 4.8977; 1.1: 17.1474; 1.2: 0.022995; 1.3: 217.425; 1.4: 0.75349; 1.5: 17.1474; 1.6: 217.425; 1.7: 86.97; 1.8: 8.4594; 1.9: 724.75; 2: 23.0812; 2.1: 94.0413; 2.2: 558.5445; 2.3: 24.5437; 2.4: -541.3972; 2.5: -23.7902
| 2 | 33.5 | 1: 4.9388; 1.1: 17.317; 1.2: 0.023222; 1.3: 217.75; 1.4: 0.75981; 1.5: 17.317; 1.6: 217.75; 1.7: 87.1; 1.8: 8.4594; 1.9: 725.8333; 2: 23.1157; 2.1: 94.0453; 2.2: 560.1918; 2.3: 24.5793; 2.4: -542.8748; 2.5: -23.8195
| 2 | 33.55 | 1: 4.98; 1.1: 17.4876; 1.2: 0.023451; 1.3: 218.075; 1.4: 0.76615; 1.5: 17.4876; 1.6: 218.075; 1.7: 87.23; 1.8: 8.4594; 1.9: 726.9167; 2: 23.1502; 2.1: 94.0493; 2.2: 561.8415; 2.3: 24.615; 2.4: -544.3539; 2.5: -23.8488
| 2 | 33.6 | 1: 5.0214; 1.1: 17.6592; 1.2: 0.023681; 1.3: 218.4; 1.4: 0.77252; 1.5: 17.6592; 1.6: 218.4; 1.7: 87.36; 1.8: 8.4594; 1.9: 728; 2: 23.1847; 2.1: 94.0532; 2.2: 563.4937; 2.3: 24.6506; 2.4: -545.8344; 2.5: -23.8781
| 2 | 33.65 | 1: 5.063; 1.1: 17.8319; 1.2: 0.023913; 1.3: 218.725; 1.4: 0.77892; 1.5: 17.8319; 1.6: 218.725; 1.7: 87.49; 1.8: 8.4594; 1.9: 729.0833; 2: 23.2192; 2.1: 94.0572; 2.2: 565.1483; 2.3: 24.6863; 2.4: -547.3164; 2.5: -23.9074
| 2 | 33.7 | 1: 5.1047; 1.1: 18.0057; 1.2: 0.024146; 1.3: 219.05; 1.4: 0.78534; 1.5: 18.0057; 1.6: 219.05; 1.7: 87.62; 1.8: 8.4594; 1.9: 730.1667; 2: 23.2537; 2.1: 94.0611; 2.2: 566.8054; 2.3: 24.7219; 2.4: -548.7998; 2.5: -23.9366
| 2 | 33.75 | 1: 5.1466; 1.1: 18.1805; 1.2: 0.02438; 1.3: 219.375; 1.4: 0.79179; 1.5: 18.1805; 1.6: 219.375; 1.7: 87.75; 1.8: 8.4594; 1.9: 731.25; 2: 23.2882; 2.1: 94.065; 2.2: 568.465; 2.3: 24.7576; 2.4: -550.2846; 2.5: -23.9658
| 2 | 33.8 | 1: 5.1887; 1.1: 18.3563; 1.2: 0.024616; 1.3: 219.7; 1.4: 0.79826; 1.5: 18.3563; 1.6: 219.7; 1.7: 87.88; 1.8: 8.4594; 1.9: 732.3333; 2: 23.3227; 2.1: 94.0689; 2.2: 570.1271; 2.3: 24.7932; 2.4: -551.7708; 2.5: -23.995
| 2 | 33.85 | 1: 5.231; 1.1: 18.5332; 1.2: 0.024853; 1.3: 220.025; 1.4: 0.80476; 1.5: 18.5332; 1.6: 220.025; 1.7: 88.01; 1.8: 8.4594; 1.9: 733.4167; 2: 23.3572; 2.1: 94.0727; 2.2: 571.7916; 2.3: 24.8289; 2.4: -553.2584; 2.5: -24.0241
| 2 | 33.9 | 1: 5.2734; 1.1: 18.7111; 1.2: 0.025092; 1.3: 220.35; 1.4: 0.81129; 1.5: 18.7111; 1.6: 220.35; 1.7: 88.14; 1.8: 8.4594; 1.9: 734.5; 2: 23.3917; 2.1: 94.0766; 2.2: 573.4586; 2.3: 24.8645; 2.4: -554.7475; 2.5: -24.0533
| 2 | 33.95 | 1: 5.316; 1.1: 18.8901; 1.2: 0.025332; 1.3: 220.675; 1.4: 0.81785; 1.5: 18.8901; 1.6: 220.675; 1.7: 88.27; 1.8: 8.4594; 1.9: 735.5833; 2: 23.4262; 2.1: 94.0804; 2.2: 575.128; 2.3: 24.9002; 2.4: -556.238; 2.5: -24.0824
| 2 | 34 | 1: 5.3588; 1.1: 19.0701; 1.2: 0.025573; 1.3: 221; 1.4: 0.82443; 1.5: 19.0701; 1.6: 221; 1.7: 88.4; 1.8: 8.4594; 1.9: 736.6667; 2: 23.4607; 2.1: 94.0842; 2.2: 576.7999; 2.3: 24.9359; 2.4: -557.7298; 2.5: -24.1114
| 2 | 34.05 | 1: 5.4017; 1.1: 19.2512; 1.2: 0.025816; 1.3: 221.325; 1.4: 0.83103; 1.5: 19.2512; 1.6: 221.325; 1.7: 88.53; 1.8: 8.4594; 1.9: 737.75; 2: 23.4952; 2.1: 94.088; 2.2: 578.4743; 2.3: 24.9715; 2.4: -559.2231; 2.5: -24.1405
| 2 | 34.1 | 1: 5.4448; 1.1: 19.4334; 1.2: 0.026061; 1.3: 221.65; 1.4: 0.83767; 1.5: 19.4334; 1.6: 221.65; 1.7: 88.66; 1.8: 8.4594; 1.9: 738.8333; 2: 23.5297; 2.1: 94.0918; 2.2: 580.1512; 2.3: 25.0072; 2.4: -560.7178; 2.5: -24.1695
| 2 | 34.15 | 1: 5.4881; 1.1: 19.6166; 1.2: 0.026306; 1.3: 221.975; 1.4: 0.84433; 1.5: 19.6166; 1.6: 221.975; 1.7: 88.79; 1.8: 8.4594; 1.9: 739.9167; 2: 23.5642; 2.1: 94.0956; 2.2: 581.8305; 2.3: 25.0429; 2.4: -562.2139; 2.5: -24.1985
| 2 | 34.2 | 1: 5.5316; 1.1: 19.8009; 1.2: 0.026553; 1.3: 222.3; 1.4: 0.85101; 1.5: 19.8009; 1.6: 222.3; 1.7: 88.92; 1.8: 8.4594; 1.9: 741; 2: 23.5987; 2.1: 94.0993; 2.2: 583.5123; 2.3: 25.0785; 2.4: -563.7114; 2.5: -24.2275
| 2 | 34.25 | 1: 5.5752; 1.1: 19.9862; 1.2: 0.026802; 1.3: 222.625; 1.4: 0.85773; 1.5: 19.9862; 1.6: 222.625; 1.7: 89.05; 1.8: 8.4594; 1.9: 742.0833; 2: 23.6332; 2.1: 94.103; 2.2: 585.1966; 2.3: 25.1142; 2.4: -565.2103; 2.5: -24.2565
| 2 | 34.3 | 1: 5.619; 1.1: 20.1727; 1.2: 0.027052; 1.3: 222.95; 1.4: 0.86446; 1.5: 20.1727; 1.6: 222.95; 1.7: 89.18; 1.8: 8.4594; 1.9: 743.1667; 2: 23.6677; 2.1: 94.1067; 2.2: 586.8833; 2.3: 25.1499; 2.4: -566.7106; 2.5: -24.2854
| 2 | 34.35 | 1: 5.663; 1.1: 20.3602; 1.2: 0.027303; 1.3: 223.275; 1.4: 0.87123; 1.5: 20.3602; 1.6: 223.275; 1.7: 89.31; 1.8: 8.4594; 1.9: 744.25; 2: 23.7022; 2.1: 94.1104; 2.2: 588.5725; 2.3: 25.1856; 2.4: -568.2123; 2.5: -24.3143
| 2 | 34.4 | 1: 5.7071; 1.1: 20.5487; 1.2: 0.027556; 1.3: 223.6; 1.4: 0.87802; 1.5: 20.5487; 1.6: 223.6; 1.7: 89.44; 1.8: 8.4594; 1.9: 745.3333; 2: 23.7367; 2.1: 94.1141; 2.2: 590.2641; 2.3: 25.2212; 2.4: -569.7154; 2.5: -24.3432
| 2 | 34.45 | 1: 5.7515; 1.1: 20.7384; 1.2: 0.027811; 1.3: 223.925; 1.4: 0.88484; 1.5: 20.7384; 1.6: 223.925; 1.7: 89.57; 1.8: 8.4594; 1.9: 746.4167; 2: 23.7712; 2.1: 94.1178; 2.2: 591.9582; 2.3: 25.2569; 2.4: -571.2198; 2.5: -24.3721
| 2 | 34.5 | 1: 5.7959; 1.1: 20.9292; 1.2: 0.028066; 1.3: 224.25; 1.4: 0.89168; 1.5: 20.9292; 1.6: 224.25; 1.7: 89.7; 1.8: 8.4594; 1.9: 747.5; 2: 23.8057; 2.1: 94.1214; 2.2: 593.6548; 2.3: 25.2926; 2.4: -572.7257; 2.5: -24.4009
| 2 | 34.55 | 1: 5.8406; 1.1: 21.121; 1.2: 0.028324; 1.3: 224.575; 1.4: 0.89855; 1.5: 21.121; 1.6: 224.575; 1.7: 89.83; 1.8: 8.4594; 1.9: 748.5833; 2: 23.8402; 2.1: 94.125; 2.2: 595.3539; 2.3: 25.3283; 2.4: -574.2329; 2.5: -24.4297
| 2 | 34.6 | 1: 5.8854; 1.1: 21.3139; 1.2: 0.028582; 1.3: 224.9; 1.4: 0.90545; 1.5: 21.3139; 1.6: 224.9; 1.7: 89.96; 1.8: 8.4594; 1.9: 749.6667; 2: 23.8747; 2.1: 94.1286; 2.2: 597.0554; 2.3: 25.3639; 2.4: -575.7415; 2.5: -24.4585
| 2 | 34.65 | 1: 5.9304; 1.1: 21.5079; 1.2: 0.028843; 1.3: 225.225; 1.4: 0.91238; 1.5: 21.5079; 1.6: 225.225; 1.7: 90.09; 1.8: 8.4594; 1.9: 750.75; 2: 23.9092; 2.1: 94.1322; 2.2: 598.7594; 2.3: 25.3996; 2.4: -577.2515; 2.5: -24.4873
| 2 | 34.7 | 1: 5.9756; 1.1: 21.703; 1.2: 0.029104; 1.3: 225.55; 1.4: 0.91933; 1.5: 21.703; 1.6: 225.55; 1.7: 90.22; 1.8: 8.4594; 1.9: 751.8333; 2: 23.9437; 2.1: 94.1358; 2.2: 600.4658; 2.3: 25.4353; 2.4: -578.7628; 2.5: -24.516
| 2 | 34.75 | 1: 6.021; 1.1: 21.8993; 1.2: 0.029367; 1.3: 225.875; 1.4: 0.9263; 1.5: 21.8993; 1.6: 225.875; 1.7: 90.35; 1.8: 8.4594; 1.9: 752.9167; 2: 23.9782; 2.1: 94.1394; 2.2: 602.1748; 2.3: 25.471; 2.4: -580.2755; 2.5: -24.5447
| 2 | 34.8 | 1: 6.0665; 1.1: 22.0966; 1.2: 0.029632; 1.3: 226.2; 1.4: 0.93331; 1.5: 22.0966; 1.6: 226.2; 1.7: 90.48; 1.8: 8.4594; 1.9: 754; 2: 24.0127; 2.1: 94.1429; 2.2: 603.8861; 2.3: 25.5067; 2.4: -581.7896; 2.5: -24.5734
| 2 | 34.85 | 1: 6.1122; 1.1: 22.295; 1.2: 0.029898; 1.3: 226.525; 1.4: 0.94033; 1.5: 22.295; 1.6: 226.525; 1.7: 90.61; 1.8: 8.4594; 1.9: 755.0833; 2: 24.0472; 2.1: 94.1464; 2.2: 605.6; 2.3: 25.5424; 2.4: -583.305; 2.5: -24.602
| 2 | 34.9 | 1: 6.158; 1.1: 22.4945; 1.2: 0.030166; 1.3: 226.85; 1.4: 0.94739; 1.5: 22.4945; 1.6: 226.85; 1.7: 90.74; 1.8: 8.4594; 1.9: 756.1667; 2: 24.0817; 2.1: 94.15; 2.2: 607.3163; 2.3: 25.5781; 2.4: -584.8218; 2.5: -24.6307
| 2 | 34.95 | 1: 6.2041; 1.1: 22.6951; 1.2: 0.030435; 1.3: 227.175; 1.4: 0.95447; 1.5: 22.6951; 1.6: 227.175; 1.7: 90.87; 1.8: 8.4594; 1.9: 757.25; 2: 24.1162; 2.1: 94.1535; 2.2: 609.0351; 2.3: 25.6138; 2.4: -586.34; 2.5: -24.6593
| 2 | 35 | 1: 6.2503; 1.1: 22.8968; 1.2: 0.030705; 1.3: 227.5; 1.4: 0.96158; 1.5: 22.8968; 1.6: 227.5; 1.7: 91; 1.8: 8.4594; 1.9: 758.3333; 2: 24.1507; 2.1: 94.1569; 2.2: 610.7563; 2.3: 25.6495; 2.4: -587.8595; 2.5: -24.6879
| 2 | 35.05 | 1: 6.2966; 1.1: 23.0997; 1.2: 0.030977; 1.3: 227.825; 1.4: 0.96872; 1.5: 23.0997; 1.6: 227.825; 1.7: 91.13; 1.8: 8.4594; 1.9: 759.4167; 2: 24.1852; 2.1: 94.1604; 2.2: 612.48; 2.3: 25.6852; 2.4: -589.3804; 2.5: -24.7164
| 2 | 35.1 | 1: 6.3432; 1.1: 23.3036; 1.2: 0.031251; 1.3: 228.15; 1.4: 0.97588; 1.5: 23.3036; 1.6: 228.15; 1.7: 91.26; 1.8: 8.4594; 1.9: 760.5; 2: 24.2197; 2.1: 94.1639; 2.2: 614.2062; 2.3: 25.7209; 2.4: -590.9026; 2.5: -24.745
| 2 | 35.15 | 1: 6.3899; 1.1: 23.5087; 1.2: 0.031526; 1.3: 228.475; 1.4: 0.98306; 1.5: 23.5087; 1.6: 228.475; 1.7: 91.39; 1.8: 8.4594; 1.9: 761.5833; 2: 24.2542; 2.1: 94.1673; 2.2: 615.9349; 2.3: 25.7566; 2.4: -592.4261; 2.5: -24.7735
| 2 | 35.2 | 1: 6.4368; 1.1: 23.7149; 1.2: 0.031802; 1.3: 228.8; 1.4: 0.99028; 1.5: 23.7149; 1.6: 228.8; 1.7: 91.52; 1.8: 8.4594; 1.9: 762.6667; 2: 24.2887; 2.1: 94.1707; 2.2: 617.666; 2.3: 25.7923; 2.4: -593.951; 2.5: -24.802
| 2 | 35.25 | 1: 6.4839; 1.1: 23.9222; 1.2: 0.03208; 1.3: 229.125; 1.4: 0.99752; 1.5: 23.9222; 1.6: 229.125; 1.7: 91.65; 1.8: 8.4594; 1.9: 763.75; 2: 24.3232; 2.1: 94.1741; 2.2: 619.3995; 2.3: 25.828; 2.4: -595.4773; 2.5: -24.8304
| 2 | 35.3 | 1: 6.5311; 1.1: 24.1307; 1.2: 0.03236; 1.3: 229.45; 1.4: 1.0048; 1.5: 24.1307; 1.6: 229.45; 1.7: 91.78; 1.8: 8.4594; 1.9: 764.8333; 2: 24.3577; 2.1: 94.1775; 2.2: 621.1356; 2.3: 25.8637; 2.4: -597.0049; 2.5: -24.8589
| 2 | 35.35 | 1: 6.5785; 1.1: 24.3403; 1.2: 0.032641; 1.3: 229.775; 1.4: 1.0121; 1.5: 24.3403; 1.6: 229.775; 1.7: 91.91; 1.8: 8.4594; 1.9: 765.9167; 2: 24.3923; 2.1: 94.1809; 2.2: 622.8741; 2.3: 25.8994; 2.4: -598.5338; 2.5: -24.8873
| 2 | 35.4 | 1: 6.6261; 1.1: 24.551; 1.2: 0.032923; 1.3: 230.1; 1.4: 1.0194; 1.5: 24.551; 1.6: 230.1; 1.7: 92.04; 1.8: 8.4594; 1.9: 767; 2: 24.4268; 2.1: 94.1843; 2.2: 624.615; 2.3: 25.9351; 2.4: -600.064; 2.5: -24.9157
| 2 | 35.45 | 1: 6.6738; 1.1: 24.7628; 1.2: 0.033208; 1.3: 230.425; 1.4: 1.0267; 1.5: 24.7628; 1.6: 230.425; 1.7: 92.17; 1.8: 8.4594; 1.9: 768.0833; 2: 24.4613; 2.1: 94.1876; 2.2: 626.3584; 2.3: 25.9708; 2.4: -601.5956; 2.5: -24.944
| 2 | 35.5 | 1: 6.7218; 1.1: 24.9758; 1.2: 0.033493; 1.3: 230.75; 1.4: 1.0341; 1.5: 24.9758; 1.6: 230.75; 1.7: 92.3; 1.8: 8.4594; 1.9: 769.1667; 2: 24.4958; 2.1: 94.1909; 2.2: 628.1043; 2.3: 26.0065; 2.4: -603.1285; 2.5: -24.9724
| 2 | 35.55 | 1: 6.7699; 1.1: 25.1899; 1.2: 0.03378; 1.3: 231.075; 1.4: 1.0415; 1.5: 25.1899; 1.6: 231.075; 1.7: 92.43; 1.8: 8.4594; 1.9: 770.25; 2: 24.5303; 2.1: 94.1943; 2.2: 629.8527; 2.3: 26.0422; 2.4: -604.6627; 2.5: -25.0007
| 2 | 35.6 | 1: 6.8181; 1.1: 25.4052; 1.2: 0.034069; 1.3: 231.4; 1.4: 1.0489; 1.5: 25.4052; 1.6: 231.4; 1.7: 92.56; 1.8: 8.4594; 1.9: 771.3333; 2: 24.5648; 2.1: 94.1976; 2.2: 631.6035; 2.3: 26.0779; 2.4: -606.1983; 2.5: -25.029
| 2 | 35.65 | 1: 6.8666; 1.1: 25.6216; 1.2: 0.034359; 1.3: 231.725; 1.4: 1.0564; 1.5: 25.6216; 1.6: 231.725; 1.7: 92.69; 1.8: 8.4594; 1.9: 772.4167; 2: 24.5993; 2.1: 94.2009; 2.2: 633.3568; 2.3: 26.1136; 2.4: -607.7351; 2.5: -25.0572
| 2 | 35.7 | 1: 6.9152; 1.1: 25.8392; 1.2: 0.034651; 1.3: 232.05; 1.4: 1.0639; 1.5: 25.8392; 1.6: 232.05; 1.7: 92.82; 1.8: 8.4594; 1.9: 773.5; 2: 24.6338; 2.1: 94.2041; 2.2: 635.1125; 2.3: 26.1493; 2.4: -609.2733; 2.5: -25.0855
| 2 | 35.75 | 1: 6.9639; 1.1: 26.0579; 1.2: 0.034944; 1.3: 232.375; 1.4: 1.0714; 1.5: 26.0579; 1.6: 232.375; 1.7: 92.95; 1.8: 8.4594; 1.9: 774.5833; 2: 24.6683; 2.1: 94.2074; 2.2: 636.8707; 2.3: 26.1851; 2.4: -610.8128; 2.5: -25.1137
| 2 | 35.8 | 1: 7.0129; 1.1: 26.2778; 1.2: 0.035239; 1.3: 232.7; 1.4: 1.0789; 1.5: 26.2778; 1.6: 232.7; 1.7: 93.08; 1.8: 8.4594; 1.9: 775.6667; 2: 24.7028; 2.1: 94.2107; 2.2: 638.6314; 2.3: 26.2208; 2.4: -612.3536; 2.5: -25.1419
| 2 | 35.85 | 1: 7.062; 1.1: 26.4988; 1.2: 0.035535; 1.3: 233.025; 1.4: 1.0865; 1.5: 26.4988; 1.6: 233.025; 1.7: 93.21; 1.8: 8.4594; 1.9: 776.75; 2: 24.7373; 2.1: 94.2139; 2.2: 640.3945; 2.3: 26.2565; 2.4: -613.8957; 2.5: -25.17
| 2 | 35.9 | 1: 7.1113; 1.1: 26.721; 1.2: 0.035833; 1.3: 233.35; 1.4: 1.094; 1.5: 26.721; 1.6: 233.35; 1.7: 93.34; 1.8: 8.4594; 1.9: 777.8333; 2: 24.7718; 2.1: 94.2171; 2.2: 642.1601; 2.3: 26.2922; 2.4: -615.4391; 2.5: -25.1982
| 2 | 35.95 | 1: 7.1608; 1.1: 26.9443; 1.2: 0.036133; 1.3: 233.675; 1.4: 1.1017; 1.5: 26.9443; 1.6: 233.675; 1.7: 93.47; 1.8: 8.4594; 1.9: 778.9167; 2: 24.8063; 2.1: 94.2203; 2.2: 643.9281; 2.3: 26.3279; 2.4: -616.9839; 2.5: -25.2263
| 2 | 36 | 1: 7.2104; 1.1: 27.1688; 1.2: 0.036434; 1.3: 234; 1.4: 1.1093; 1.5: 27.1688; 1.6: 234; 1.7: 93.6; 1.8: 8.4594; 1.9: 780; 2: 24.8408; 2.1: 94.2235; 2.2: 645.6987; 2.3: 26.3637; 2.4: -618.5299; 2.5: -25.2544
| 2 | 36.05 | 1: 7.2602; 1.1: 27.3945; 1.2: 0.036737; 1.3: 234.325; 1.4: 1.117; 1.5: 27.3945; 1.6: 234.325; 1.7: 93.73; 1.8: 8.4594; 1.9: 781.0833; 2: 24.8753; 2.1: 94.2267; 2.2: 647.4716; 2.3: 26.3994; 2.4: -620.0772; 2.5: -25.2824
| 2 | 36.1 | 1: 7.3102; 1.1: 27.6213; 1.2: 0.037041; 1.3: 234.65; 1.4: 1.1246; 1.5: 27.6213; 1.6: 234.65; 1.7: 93.86; 1.8: 8.4594; 1.9: 782.1667; 2: 24.9098; 2.1: 94.2299; 2.2: 649.2471; 2.3: 26.4351; 2.4: -621.6258; 2.5: -25.3105
| 2 | 36.15 | 1: 7.3603; 1.1: 27.8493; 1.2: 0.037347; 1.3: 234.975; 1.4: 1.1324; 1.5: 27.8493; 1.6: 234.975; 1.7: 93.99; 1.8: 8.4594; 1.9: 783.25; 2: 24.9443; 2.1: 94.233; 2.2: 651.025; 2.3: 26.4708; 2.4: -623.1756; 2.5: -25.3385
| 2 | 36.2 | 1: 7.4107; 1.1: 28.0785; 1.2: 0.037654; 1.3: 235.3; 1.4: 1.1401; 1.5: 28.0785; 1.6: 235.3; 1.7: 94.12; 1.8: 8.4594; 1.9: 784.3333; 2: 24.9788; 2.1: 94.2362; 2.2: 652.8053; 2.3: 26.5066; 2.4: -624.7268; 2.5: -25.3665
| 2 | 36.25 | 1: 7.4612; 1.1: 28.3089; 1.2: 0.037963; 1.3: 235.625; 1.4: 1.1479; 1.5: 28.3089; 1.6: 235.625; 1.7: 94.25; 1.8: 8.4594; 1.9: 785.4167; 2: 25.0133; 2.1: 94.2393; 2.2: 654.5882; 2.3: 26.5423; 2.4: -626.2793; 2.5: -25.3944
| 2 | 36.3 | 1: 7.5118; 1.1: 28.5404; 1.2: 0.038273; 1.3: 235.95; 1.4: 1.1557; 1.5: 28.5404; 1.6: 235.95; 1.7: 94.38; 1.8: 8.4594; 1.9: 786.5; 2: 25.0478; 2.1: 94.2424; 2.2: 656.3734; 2.3: 26.578; 2.4: -627.833; 2.5: -25.4224
| 2 | 36.35 | 1: 7.5627; 1.1: 28.7732; 1.2: 0.038585; 1.3: 236.275; 1.4: 1.1635; 1.5: 28.7732; 1.6: 236.275; 1.7: 94.51; 1.8: 8.4594; 1.9: 787.5833; 2: 25.0823; 2.1: 94.2455; 2.2: 658.1612; 2.3: 26.6138; 2.4: -629.388; 2.5: -25.4503
| 2 | 36.4 | 1: 7.6137; 1.1: 29.0071; 1.2: 0.038899; 1.3: 236.6; 1.4: 1.1713; 1.5: 29.0071; 1.6: 236.6; 1.7: 94.64; 1.8: 8.4594; 1.9: 788.6667; 2: 25.1168; 2.1: 94.2486; 2.2: 659.9514; 2.3: 26.6495; 2.4: -630.9443; 2.5: -25.4782
| 2 | 36.45 | 1: 7.6649; 1.1: 29.2422; 1.2: 0.039214; 1.3: 236.925; 1.4: 1.1792; 1.5: 29.2422; 1.6: 236.925; 1.7: 94.77; 1.8: 8.4594; 1.9: 789.75; 2: 25.1513; 2.1: 94.2517; 2.2: 661.7441; 2.3: 26.6852; 2.4: -632.5019; 2.5: -25.506
| 2 | 36.5 | 1: 7.7162; 1.1: 29.4785; 1.2: 0.039531; 1.3: 237.25; 1.4: 1.1871; 1.5: 29.4785; 1.6: 237.25; 1.7: 94.9; 1.8: 8.4594; 1.9: 790.8333; 2: 25.1858; 2.1: 94.2548; 2.2: 663.5392; 2.3: 26.721; 2.4: -634.0607; 2.5: -25.5338
| 2 | 36.55 | 1: 7.7677; 1.1: 29.716; 1.2: 0.03985; 1.3: 237.575; 1.4: 1.195; 1.5: 29.716; 1.6: 237.575; 1.7: 95.03; 1.8: 8.4594; 1.9: 791.9167; 2: 25.2203; 2.1: 94.2578; 2.2: 665.3368; 2.3: 26.7567; 2.4: -635.6208; 2.5: -25.5617
| 2 | 36.6 | 1: 7.8194; 1.1: 29.9547; 1.2: 0.04017; 1.3: 237.9; 1.4: 1.203; 1.5: 29.9547; 1.6: 237.9; 1.7: 95.16; 1.8: 8.4594; 1.9: 793; 2: 25.2548; 2.1: 94.2609; 2.2: 667.1368; 2.3: 26.7924; 2.4: -637.1822; 2.5: -25.5894
| 2 | 36.65 | 1: 7.8713; 1.1: 30.1945; 1.2: 0.040492; 1.3: 238.225; 1.4: 1.211; 1.5: 30.1945; 1.6: 238.225; 1.7: 95.29; 1.8: 8.4594; 1.9: 794.0833; 2: 25.2893; 2.1: 94.2639; 2.2: 668.9393; 2.3: 26.8282; 2.4: -638.7448; 2.5: -25.6172
| 2 | 36.7 | 1: 7.9233; 1.1: 30.4356; 1.2: 0.040815; 1.3: 238.55; 1.4: 1.219; 1.5: 30.4356; 1.6: 238.55; 1.7: 95.42; 1.8: 8.4594; 1.9: 795.1667; 2: 25.3238; 2.1: 94.2669; 2.2: 670.7443; 2.3: 26.8639; 2.4: -640.3087; 2.5: -25.6449
| 2 | 36.75 | 1: 7.9755; 1.1: 30.6779; 1.2: 0.04114; 1.3: 238.875; 1.4: 1.227; 1.5: 30.6779; 1.6: 238.875; 1.7: 95.55; 1.8: 8.4594; 1.9: 796.25; 2: 25.3583; 2.1: 94.2699; 2.2: 672.5517; 2.3: 26.8996; 2.4: -641.8738; 2.5: -25.6726
| 2 | 36.8 | 1: 8.0279; 1.1: 30.9214; 1.2: 0.041466; 1.3: 239.2; 1.4: 1.2351; 1.5: 30.9214; 1.6: 239.2; 1.7: 95.68; 1.8: 8.4594; 1.9: 797.3333; 2: 25.3928; 2.1: 94.2729; 2.2: 674.3616; 2.3: 26.9354; 2.4: -643.4402; 2.5: -25.7003
| 2 | 36.85 | 1: 8.0805; 1.1: 31.1661; 1.2: 0.041794; 1.3: 239.525; 1.4: 1.2432; 1.5: 31.1661; 1.6: 239.525; 1.7: 95.81; 1.8: 8.4594; 1.9: 798.4167; 2: 25.4273; 2.1: 94.2759; 2.2: 676.1739; 2.3: 26.9711; 2.4: -645.0078; 2.5: -25.728
| 2 | 36.9 | 1: 8.1332; 1.1: 31.4121; 1.2: 0.042124; 1.3: 239.85; 1.4: 1.2513; 1.5: 31.4121; 1.6: 239.85; 1.7: 95.94; 1.8: 8.4594; 1.9: 799.5; 2: 25.4618; 2.1: 94.2789; 2.2: 677.9887; 2.3: 27.0069; 2.4: -646.5767; 2.5: -25.7556
| 2 | 36.95 | 1: 8.1861; 1.1: 31.6592; 1.2: 0.042456; 1.3: 240.175; 1.4: 1.2594; 1.5: 31.6592; 1.6: 240.175; 1.7: 96.07; 1.8: 8.4594; 1.9: 800.5833; 2: 25.4963; 2.1: 94.2819; 2.2: 679.806; 2.3: 27.0426; 2.4: -648.1468; 2.5: -25.7832
| 2 | 37 | 1: 8.2392; 1.1: 31.9075; 1.2: 0.042789; 1.3: 240.5; 1.4: 1.2676; 1.5: 31.9075; 1.6: 240.5; 1.7: 96.2; 1.8: 8.4594; 1.9: 801.6667; 2: 25.5308; 2.1: 94.2848; 2.2: 681.6257; 2.3: 27.0784; 2.4: -649.7182; 2.5: -25.8108
| 2 | 37.05 | 1: 8.2924; 1.1: 32.1571; 1.2: 0.043123; 1.3: 240.825; 1.4: 1.2758; 1.5: 32.1571; 1.6: 240.825; 1.7: 96.33; 1.8: 8.4594; 1.9: 802.75; 2: 25.5653; 2.1: 94.2877; 2.2: 683.4479; 2.3: 27.1141; 2.4: -651.2908; 2.5: -25.8384
| 2 | 37.1 | 1: 8.3458; 1.1: 32.4079; 1.2: 0.04346; 1.3: 241.15; 1.4: 1.284; 1.5: 32.4079; 1.6: 241.15; 1.7: 96.46; 1.8: 8.4594; 1.9: 803.8333; 2: 25.5998; 2.1: 94.2907; 2.2: 685.2725; 2.3: 27.1499; 2.4: -652.8646; 2.5: -25.8659
| 2 | 37.15 | 1: 8.3994; 1.1: 32.6599; 1.2: 0.043798; 1.3: 241.475; 1.4: 1.2922; 1.5: 32.6599; 1.6: 241.475; 1.7: 96.59; 1.8: 8.4594; 1.9: 804.9167; 2: 25.6343; 2.1: 94.2936; 2.2: 687.0996; 2.3: 27.1856; 2.4: -654.4397; 2.5: -25.8934
| 2 | 37.2 | 1: 8.4532; 1.1: 32.9132; 1.2: 0.044137; 1.3: 241.8; 1.4: 1.3005; 1.5: 32.9132; 1.6: 241.8; 1.7: 96.72; 1.8: 8.4594; 1.9: 806; 2: 25.6688; 2.1: 94.2965; 2.2: 688.9292; 2.3: 27.2214; 2.4: -656.016; 2.5: -25.9209
| 2 | 37.25 | 1: 8.5071; 1.1: 33.1677; 1.2: 0.044479; 1.3: 242.125; 1.4: 1.3088; 1.5: 33.1677; 1.6: 242.125; 1.7: 96.85; 1.8: 8.4594; 1.9: 807.0833; 2: 25.7033; 2.1: 94.2994; 2.2: 690.7612; 2.3: 27.2571; 2.4: -657.5935; 2.5: -25.9483
| 2 | 37.3 | 1: 8.5612; 1.1: 33.4234; 1.2: 0.044822; 1.3: 242.45; 1.4: 1.3171; 1.5: 33.4234; 1.6: 242.45; 1.7: 96.98; 1.8: 8.4594; 1.9: 808.1667; 2: 25.7378; 2.1: 94.3023; 2.2: 692.5957; 2.3: 27.2929; 2.4: -659.1722; 2.5: -25.9758
| 2 | 37.35 | 1: 8.6154; 1.1: 33.6804; 1.2: 0.045166; 1.3: 242.775; 1.4: 1.3255; 1.5: 33.6804; 1.6: 242.775; 1.7: 97.11; 1.8: 8.4594; 1.9: 809.25; 2: 25.7723; 2.1: 94.3051; 2.2: 694.4326; 2.3: 27.3286; 2.4: -660.7522; 2.5: -26.0032
| 2 | 37.4 | 1: 8.6699; 1.1: 33.9386; 1.2: 0.045512; 1.3: 243.1; 1.4: 1.3338; 1.5: 33.9386; 1.6: 243.1; 1.7: 97.24; 1.8: 8.4594; 1.9: 810.3333; 2: 25.8068; 2.1: 94.308; 2.2: 696.272; 2.3: 27.3644; 2.4: -662.3334; 2.5: -26.0305
| 2 | 37.45 | 1: 8.7245; 1.1: 34.198; 1.2: 0.04586; 1.3: 243.425; 1.4: 1.3422; 1.5: 34.198; 1.6: 243.425; 1.7: 97.37; 1.8: 8.4594; 1.9: 811.4167; 2: 25.8413; 2.1: 94.3108; 2.2: 698.1138; 2.3: 27.4001; 2.4: -663.9158; 2.5: -26.0579
| 2 | 37.5 | 1: 8.7793; 1.1: 34.4587; 1.2: 0.04621; 1.3: 243.75; 1.4: 1.3507; 1.5: 34.4587; 1.6: 243.75; 1.7: 97.5; 1.8: 8.4594; 1.9: 812.5; 2: 25.8758; 2.1: 94.3137; 2.2: 699.9581; 2.3: 27.4359; 2.4: -665.4994; 2.5: -26.0852
| 2 | 37.55 | 1: 8.8342; 1.1: 34.7206; 1.2: 0.046561; 1.3: 244.075; 1.4: 1.3591; 1.5: 34.7206; 1.6: 244.075; 1.7: 97.63; 1.8: 8.4594; 1.9: 813.5833; 2: 25.9103; 2.1: 94.3165; 2.2: 701.8048; 2.3: 27.4716; 2.4: -667.0842; 2.5: -26.1125
| 2 | 37.6 | 1: 8.8894; 1.1: 34.9838; 1.2: 0.046914; 1.3: 244.4; 1.4: 1.3676; 1.5: 34.9838; 1.6: 244.4; 1.7: 97.76; 1.8: 8.4594; 1.9: 814.6667; 2: 25.9448; 2.1: 94.3193; 2.2: 703.654; 2.3: 27.5074; 2.4: -668.6702; 2.5: -26.1398
| 2 | 37.65 | 1: 8.9447; 1.1: 35.2483; 1.2: 0.047269; 1.3: 244.725; 1.4: 1.3761; 1.5: 35.2483; 1.6: 244.725; 1.7: 97.89; 1.8: 8.4594; 1.9: 815.75; 2: 25.9793; 2.1: 94.3221; 2.2: 705.5057; 2.3: 27.5432; 2.4: -670.2575; 2.5: -26.1671
| 2 | 37.7 | 1: 9.0001; 1.1: 35.5139; 1.2: 0.047625; 1.3: 245.05; 1.4: 1.3846; 1.5: 35.5139; 1.6: 245.05; 1.7: 98.02; 1.8: 8.4594; 1.9: 816.8333; 2: 26.0138; 2.1: 94.3249; 2.2: 707.3598; 2.3: 27.5789; 2.4: -671.8459; 2.5: -26.1943
| 2 | 37.75 | 1: 9.0558; 1.1: 35.7809; 1.2: 0.047983; 1.3: 245.375; 1.4: 1.3932; 1.5: 35.7809; 1.6: 245.375; 1.7: 98.15; 1.8: 8.4594; 1.9: 817.9167; 2: 26.0483; 2.1: 94.3277; 2.2: 709.2164; 2.3: 27.6147; 2.4: -673.4355; 2.5: -26.2215
| 2 | 37.8 | 1: 9.1116; 1.1: 36.0491; 1.2: 0.048343; 1.3: 245.7; 1.4: 1.4018; 1.5: 36.0491; 1.6: 245.7; 1.7: 98.28; 1.8: 8.4594; 1.9: 819; 2: 26.0828; 2.1: 94.3305; 2.2: 711.0754; 2.3: 27.6504; 2.4: -675.0263; 2.5: -26.2487
| 2 | 37.85 | 1: 9.1676; 1.1: 36.3186; 1.2: 0.048704; 1.3: 246.025; 1.4: 1.4104; 1.5: 36.3186; 1.6: 246.025; 1.7: 98.41; 1.8: 8.4594; 1.9: 820.0833; 2: 26.1173; 2.1: 94.3333; 2.2: 712.9369; 2.3: 27.6862; 2.4: -676.6183; 2.5: -26.2758
| 2 | 37.9 | 1: 9.2237; 1.1: 36.5893; 1.2: 0.049067; 1.3: 246.35; 1.4: 1.419; 1.5: 36.5893; 1.6: 246.35; 1.7: 98.54; 1.8: 8.4594; 1.9: 821.1667; 2: 26.1518; 2.1: 94.336; 2.2: 714.8008; 2.3: 27.722; 2.4: -678.2115; 2.5: -26.3029
| 2 | 37.95 | 1: 9.2801; 1.1: 36.8613; 1.2: 0.049432; 1.3: 246.675; 1.4: 1.4277; 1.5: 36.8613; 1.6: 246.675; 1.7: 98.67; 1.8: 8.4594; 1.9: 822.25; 2: 26.1863; 2.1: 94.3388; 2.2: 716.6672; 2.3: 27.7577; 2.4: -679.8059; 2.5: -26.33
| 2 | 38 | 1: 9.3366; 1.1: 37.1346; 1.2: 0.049798; 1.3: 247; 1.4: 1.4364; 1.5: 37.1346; 1.6: 247; 1.7: 98.8; 1.8: 8.4594; 1.9: 823.3333; 2: 26.2208; 2.1: 94.3415; 2.2: 718.5361; 2.3: 27.7935; 2.4: -681.4015; 2.5: -26.3571
| 2 | 38.05 | 1: 9.3932; 1.1: 37.4092; 1.2: 0.050167; 1.3: 247.325; 1.4: 1.4451; 1.5: 37.4092; 1.6: 247.325; 1.7: 98.93; 1.8: 8.4594; 1.9: 824.4167; 2: 26.2553; 2.1: 94.3442; 2.2: 720.4074; 2.3: 27.8293; 2.4: -682.9982; 2.5: -26.3842
| 2 | 38.1 | 1: 9.4501; 1.1: 37.685; 1.2: 0.050536; 1.3: 247.65; 1.4: 1.4539; 1.5: 37.685; 1.6: 247.65; 1.7: 99.06; 1.8: 8.4594; 1.9: 825.5; 2: 26.2898; 2.1: 94.347; 2.2: 722.2812; 2.3: 27.865; 2.4: -684.5961; 2.5: -26.4112
| 2 | 38.15 | 1: 9.5071; 1.1: 37.9621; 1.2: 0.050908; 1.3: 247.975; 1.4: 1.4626; 1.5: 37.9621; 1.6: 247.975; 1.7: 99.19; 1.8: 8.4594; 1.9: 826.5833; 2: 26.3243; 2.1: 94.3497; 2.2: 724.1574; 2.3: 27.9008; 2.4: -686.1952; 2.5: -26.4382
| 2 | 38.2 | 1: 9.5643; 1.1: 38.2405; 1.2: 0.051281; 1.3: 248.3; 1.4: 1.4714; 1.5: 38.2405; 1.6: 248.3; 1.7: 99.32; 1.8: 8.4594; 1.9: 827.6667; 2: 26.3588; 2.1: 94.3524; 2.2: 726.036; 2.3: 27.9366; 2.4: -687.7955; 2.5: -26.4651
| 2 | 38.25 | 1: 9.6216; 1.1: 38.5202; 1.2: 0.051656; 1.3: 248.625; 1.4: 1.4803; 1.5: 38.5202; 1.6: 248.625; 1.7: 99.45; 1.8: 8.4594; 1.9: 828.75; 2: 26.3933; 2.1: 94.355; 2.2: 727.9171; 2.3: 27.9723; 2.4: -689.3969; 2.5: -26.4921
| 2 | 38.3 | 1: 9.6792; 1.1: 38.8012; 1.2: 0.052033; 1.3: 248.95; 1.4: 1.4891; 1.5: 38.8012; 1.6: 248.95; 1.7: 99.58; 1.8: 8.4594; 1.9: 829.8333; 2: 26.4278; 2.1: 94.3577; 2.2: 729.8007; 2.3: 28.0081; 2.4: -690.9995; 2.5: -26.519
| 2 | 38.35 | 1: 9.7369; 1.1: 39.0835; 1.2: 0.052412; 1.3: 249.275; 1.4: 1.498; 1.5: 39.0835; 1.6: 249.275; 1.7: 99.71; 1.8: 8.4594; 1.9: 830.9167; 2: 26.4623; 2.1: 94.3604; 2.2: 731.6867; 2.3: 28.0439; 2.4: -692.6033; 2.5: -26.5459
| 2 | 38.4 | 1: 9.7947; 1.1: 39.367; 1.2: 0.052792; 1.3: 249.6; 1.4: 1.5069; 1.5: 39.367; 1.6: 249.6; 1.7: 99.84; 1.8: 8.4594; 1.9: 832; 2: 26.4968; 2.1: 94.3631; 2.2: 733.5752; 2.3: 28.0796; 2.4: -694.2082; 2.5: -26.5728
| 2 | 38.45 | 1: 9.8528; 1.1: 39.6519; 1.2: 0.053174; 1.3: 249.925; 1.4: 1.5158; 1.5: 39.6519; 1.6: 249.925; 1.7: 99.97; 1.8: 8.4594; 1.9: 833.0833; 2: 26.5313; 2.1: 94.3657; 2.2: 735.4662; 2.3: 28.1154; 2.4: -695.8143; 2.5: -26.5996
| 2 | 38.5 | 1: 9.911; 1.1: 39.938; 1.2: 0.053558; 1.3: 250.25; 1.4: 1.5248; 1.5: 39.938; 1.6: 250.25; 1.7: 100.1; 1.8: 8.4594; 1.9: 834.1667; 2: 26.5658; 2.1: 94.3683; 2.2: 737.3595; 2.3: 28.1512; 2.4: -697.4215; 2.5: -26.6264
| 2 | 38.55 | 1: 9.9694; 1.1: 40.2255; 1.2: 0.053943; 1.3: 250.575; 1.4: 1.5338; 1.5: 40.2255; 1.6: 250.575; 1.7: 100.23; 1.8: 8.4594; 1.9: 835.25; 2: 26.6003; 2.1: 94.371; 2.2: 739.2554; 2.3: 28.187; 2.4: -699.0299; 2.5: -26.6532
| 2 | 38.6 | 1: 10.0279; 1.1: 40.5142; 1.2: 0.05433; 1.3: 250.9; 1.4: 1.5428; 1.5: 40.5142; 1.6: 250.9; 1.7: 100.36; 1.8: 8.4594; 1.9: 836.3333; 2: 26.6348; 2.1: 94.3736; 2.2: 741.1537; 2.3: 28.2227; 2.4: -700.6394; 2.5: -26.68
| 2 | 38.65 | 1: 10.0867; 1.1: 40.8043; 1.2: 0.054719; 1.3: 251.225; 1.4: 1.5518; 1.5: 40.8043; 1.6: 251.225; 1.7: 100.49; 1.8: 8.4594; 1.9: 837.4167; 2: 26.6693; 2.1: 94.3762; 2.2: 743.0544; 2.3: 28.2585; 2.4: -702.2501; 2.5: -26.7067
| 2 | 38.7 | 1: 10.1456; 1.1: 41.0957; 1.2: 0.05511; 1.3: 251.55; 1.4: 1.5609; 1.5: 41.0957; 1.6: 251.55; 1.7: 100.62; 1.8: 8.4594; 1.9: 838.5; 2: 26.7038; 2.1: 94.3788; 2.2: 744.9576; 2.3: 28.2943; 2.4: -703.8619; 2.5: -26.7334
| 2 | 38.75 | 1: 10.2047; 1.1: 41.3884; 1.2: 0.055503; 1.3: 251.875; 1.4: 1.5699; 1.5: 41.3884; 1.6: 251.875; 1.7: 100.75; 1.8: 8.4594; 1.9: 839.5833; 2: 26.7383; 2.1: 94.3814; 2.2: 746.8632; 2.3: 28.3301; 2.4: -705.4749; 2.5: -26.7601
| 2 | 38.8 | 1: 10.2639; 1.1: 41.6824; 1.2: 0.055897; 1.3: 252.2; 1.4: 1.5791; 1.5: 41.6824; 1.6: 252.2; 1.7: 100.88; 1.8: 8.4594; 1.9: 840.6667; 2: 26.7728; 2.1: 94.384; 2.2: 748.7713; 2.3: 28.3658; 2.4: -707.089; 2.5: -26.7868
| 2 | 38.85 | 1: 10.3233; 1.1: 41.9777; 1.2: 0.056293; 1.3: 252.525; 1.4: 1.5882; 1.5: 41.9777; 1.6: 252.525; 1.7: 101.01; 1.8: 8.4594; 1.9: 841.75; 2: 26.8073; 2.1: 94.3866; 2.2: 750.6819; 2.3: 28.4016; 2.4: -708.7042; 2.5: -26.8134
| 2 | 38.9 | 1: 10.3829; 1.1: 42.2743; 1.2: 0.056691; 1.3: 252.85; 1.4: 1.5974; 1.5: 42.2743; 1.6: 252.85; 1.7: 101.14; 1.8: 8.4594; 1.9: 842.8333; 2: 26.8418; 2.1: 94.3892; 2.2: 752.5949; 2.3: 28.4374; 2.4: -710.3205; 2.5: -26.84
| 2 | 38.95 | 1: 10.4427; 1.1: 42.5723; 1.2: 0.05709; 1.3: 253.175; 1.4: 1.6066; 1.5: 42.5723; 1.6: 253.175; 1.7: 101.27; 1.8: 8.4594; 1.9: 843.9167; 2: 26.8763; 2.1: 94.3917; 2.2: 754.5103; 2.3: 28.4732; 2.4: -711.938; 2.5: -26.8666
| 2 | 39 | 1: 10.5026; 1.1: 42.8716; 1.2: 0.057492; 1.3: 253.5; 1.4: 1.6158; 1.5: 42.8716; 1.6: 253.5; 1.7: 101.4; 1.8: 8.4594; 1.9: 845; 2: 26.9108; 2.1: 94.3943; 2.2: 756.4282; 2.3: 28.509; 2.4: -713.5566; 2.5: -26.8932
| 2 | 39.05 | 1: 10.5627; 1.1: 43.1722; 1.2: 0.057895; 1.3: 253.825; 1.4: 1.625; 1.5: 43.1722; 1.6: 253.825; 1.7: 101.53; 1.8: 8.4594; 1.9: 846.0833; 2: 26.9453; 2.1: 94.3968; 2.2: 758.3486; 2.3: 28.5447; 2.4: -715.1764; 2.5: -26.9197
| 2 | 39.1 | 1: 10.623; 1.1: 43.4742; 1.2: 0.0583; 1.3: 254.15; 1.4: 1.6343; 1.5: 43.4742; 1.6: 254.15; 1.7: 101.66; 1.8: 8.4594; 1.9: 847.1667; 2: 26.9798; 2.1: 94.3994; 2.2: 760.2714; 2.3: 28.5805; 2.4: -716.7972; 2.5: -26.9462
| 2 | 39.15 | 1: 10.6834; 1.1: 43.7774; 1.2: 0.058707; 1.3: 254.475; 1.4: 1.6436; 1.5: 43.7774; 1.6: 254.475; 1.7: 101.79; 1.8: 8.4594; 1.9: 848.25; 2: 27.0143; 2.1: 94.4019; 2.2: 762.1966; 2.3: 28.6163; 2.4: -718.4192; 2.5: -26.9727
| 2 | 39.2 | 1: 10.744; 1.1: 44.0821; 1.2: 0.059115; 1.3: 254.8; 1.4: 1.6529; 1.5: 44.0821; 1.6: 254.8; 1.7: 101.92; 1.8: 8.4594; 1.9: 849.3333; 2: 27.0488; 2.1: 94.4044; 2.2: 764.1243; 2.3: 28.6521; 2.4: -720.0422; 2.5: -26.9992
| 2 | 39.25 | 1: 10.8048; 1.1: 44.388; 1.2: 0.059525; 1.3: 255.125; 1.4: 1.6623; 1.5: 44.388; 1.6: 255.125; 1.7: 102.05; 1.8: 8.4594; 1.9: 850.4167; 2: 27.0833; 2.1: 94.4069; 2.2: 766.0545; 2.3: 28.6879; 2.4: -721.6664; 2.5: -27.0256
| 2 | 39.3 | 1: 10.8658; 1.1: 44.6953; 1.2: 0.059937; 1.3: 255.45; 1.4: 1.6717; 1.5: 44.6953; 1.6: 255.45; 1.7: 102.18; 1.8: 8.4594; 1.9: 851.5; 2: 27.1178; 2.1: 94.4094; 2.2: 767.9871; 2.3: 28.7236; 2.4: -723.2917; 2.5: -27.052
| 2 | 39.35 | 1: 10.9269; 1.1: 45.004; 1.2: 0.060351; 1.3: 255.775; 1.4: 1.6811; 1.5: 45.004; 1.6: 255.775; 1.7: 102.31; 1.8: 8.4594; 1.9: 852.5833; 2: 27.1523; 2.1: 94.4119; 2.2: 769.9221; 2.3: 28.7594; 2.4: -724.9181; 2.5: -27.0784
| 2 | 39.4 | 1: 10.9882; 1.1: 45.314; 1.2: 0.060767; 1.3: 256.1; 1.4: 1.6905; 1.5: 45.314; 1.6: 256.1; 1.7: 102.44; 1.8: 8.4594; 1.9: 853.6667; 2: 27.1868; 2.1: 94.4144; 2.2: 771.8596; 2.3: 28.7952; 2.4: -726.5456; 2.5: -27.1047
| 2 | 39.45 | 1: 11.0497; 1.1: 45.6253; 1.2: 0.061185; 1.3: 256.425; 1.4: 1.7; 1.5: 45.6253; 1.6: 256.425; 1.7: 102.57; 1.8: 8.4594; 1.9: 854.75; 2: 27.2213; 2.1: 94.4169; 2.2: 773.7995; 2.3: 28.831; 2.4: -728.1742; 2.5: -27.131
| 2 | 39.5 | 1: 11.1113; 1.1: 45.938; 1.2: 0.061604; 1.3: 256.75; 1.4: 1.7094; 1.5: 45.938; 1.6: 256.75; 1.7: 102.7; 1.8: 8.4594; 1.9: 855.8333; 2: 27.2558; 2.1: 94.4194; 2.2: 775.7419; 2.3: 28.8668; 2.4: -729.8039; 2.5: -27.1573
| 2 | 39.55 | 1: 11.1732; 1.1: 46.2521; 1.2: 0.062025; 1.3: 257.075; 1.4: 1.7189; 1.5: 46.2521; 1.6: 257.075; 1.7: 102.83; 1.8: 8.4594; 1.9: 856.9167; 2: 27.2903; 2.1: 94.4218; 2.2: 777.6868; 2.3: 28.9026; 2.4: -731.4347; 2.5: -27.1836
| 2 | 39.6 | 1: 11.2352; 1.1: 46.5675; 1.2: 0.062448; 1.3: 257.4; 1.4: 1.7285; 1.5: 46.5675; 1.6: 257.4; 1.7: 102.96; 1.8: 8.4594; 1.9: 858; 2: 27.3248; 2.1: 94.4243; 2.2: 779.6341; 2.3: 28.9384; 2.4: -733.0666; 2.5: -27.2099
| 2 | 39.65 | 1: 11.2973; 1.1: 46.8843; 1.2: 0.062873; 1.3: 257.725; 1.4: 1.738; 1.5: 46.8843; 1.6: 257.725; 1.7: 103.09; 1.8: 8.4594; 1.9: 859.0833; 2: 27.3593; 2.1: 94.4268; 2.2: 781.5838; 2.3: 28.9741; 2.4: -734.6995; 2.5: -27.2361
| 2 | 39.7 | 1: 11.3597; 1.1: 47.2024; 1.2: 0.063299; 1.3: 258.05; 1.4: 1.7476; 1.5: 47.2024; 1.6: 258.05; 1.7: 103.22; 1.8: 8.4594; 1.9: 860.1667; 2: 27.3938; 2.1: 94.4292; 2.2: 783.536; 2.3: 29.0099; 2.4: -736.3336; 2.5: -27.2623
| 2 | 39.75 | 1: 11.4222; 1.1: 47.5219; 1.2: 0.063728; 1.3: 258.375; 1.4: 1.7573; 1.5: 47.5219; 1.6: 258.375; 1.7: 103.35; 1.8: 8.4594; 1.9: 861.25; 2: 27.4283; 2.1: 94.4316; 2.2: 785.4906; 2.3: 29.0457; 2.4: -737.9687; 2.5: -27.2885
| 2 | 39.8 | 1: 11.4848; 1.1: 47.8428; 1.2: 0.064158; 1.3: 258.7; 1.4: 1.7669; 1.5: 47.8428; 1.6: 258.7; 1.7: 103.48; 1.8: 8.4594; 1.9: 862.3333; 2: 27.4628; 2.1: 94.4341; 2.2: 787.4477; 2.3: 29.0815; 2.4: -739.6049; 2.5: -27.3146
| 2 | 39.85 | 1: 11.5477; 1.1: 48.165; 1.2: 0.06459; 1.3: 259.025; 1.4: 1.7766; 1.5: 48.165; 1.6: 259.025; 1.7: 103.61; 1.8: 8.4594; 1.9: 863.4167; 2: 27.4973; 2.1: 94.4365; 2.2: 789.4072; 2.3: 29.1173; 2.4: -741.2422; 2.5: -27.3407
| 2 | 39.9 | 1: 11.6107; 1.1: 48.4886; 1.2: 0.065024; 1.3: 259.35; 1.4: 1.7863; 1.5: 48.4886; 1.6: 259.35; 1.7: 103.74; 1.8: 8.4594; 1.9: 864.5; 2: 27.5318; 2.1: 94.4389; 2.2: 791.3692; 2.3: 29.1531; 2.4: -742.8805; 2.5: -27.3668
| 2 | 39.95 | 1: 11.6739; 1.1: 48.8136; 1.2: 0.06546; 1.3: 259.675; 1.4: 1.796; 1.5: 48.8136; 1.6: 259.675; 1.7: 103.87; 1.8: 8.4594; 1.9: 865.5833; 2: 27.5663; 2.1: 94.4413; 2.2: 793.3336; 2.3: 29.1889; 2.4: -744.52; 2.5: -27.3929
| 2 | 40 | 1: 11.7373; 1.1: 49.14; 1.2: 0.065898; 1.3: 260; 1.4: 1.8057; 1.5: 49.14; 1.6: 260; 1.7: 104; 1.8: 8.4594; 1.9: 866.6667; 2: 27.6008; 2.1: 94.4437; 2.2: 795.3005; 2.3: 29.2247; 2.4: -746.1605; 2.5: -27.4189
| 2 | 40.05 | 1: 11.8008; 1.1: 49.4678; 1.2: 0.066337; 1.3: 260.325; 1.4: 1.8155; 1.5: 49.4678; 1.6: 260.325; 1.7: 104.13; 1.8: 8.4594; 1.9: 867.75; 2: 27.6354; 2.1: 94.4461; 2.2: 797.2698; 2.3: 29.2605; 2.4: -747.802; 2.5: -27.4449
| 2 | 40.1 | 1: 11.8645; 1.1: 49.7969; 1.2: 0.066779; 1.3: 260.65; 1.4: 1.8253; 1.5: 49.7969; 1.6: 260.65; 1.7: 104.26; 1.8: 8.4594; 1.9: 868.8333; 2: 27.6699; 2.1: 94.4485; 2.2: 799.2415; 2.3: 29.2962; 2.4: -749.4446; 2.5: -27.4709
| 2 | 40.15 | 1: 11.9284; 1.1: 50.1274; 1.2: 0.067222; 1.3: 260.975; 1.4: 1.8351; 1.5: 50.1274; 1.6: 260.975; 1.7: 104.39; 1.8: 8.4594; 1.9: 869.9167; 2: 27.7044; 2.1: 94.4508; 2.2: 801.2157; 2.3: 29.332; 2.4: -751.0883; 2.5: -27.4969
| 2 | 40.2 | 1: 11.9924; 1.1: 50.4593; 1.2: 0.067667; 1.3: 261.3; 1.4: 1.845; 1.5: 50.4593; 1.6: 261.3; 1.7: 104.52; 1.8: 8.4594; 1.9: 871; 2: 27.7389; 2.1: 94.4532; 2.2: 803.1924; 2.3: 29.3678; 2.4: -752.733; 2.5: -27.5228
| 2 | 40.25 | 1: 12.0566; 1.1: 50.7927; 1.2: 0.068114; 1.3: 261.625; 1.4: 1.8549; 1.5: 50.7927; 1.6: 261.625; 1.7: 104.65; 1.8: 8.4594; 1.9: 872.0833; 2: 27.7734; 2.1: 94.4556; 2.2: 805.1715; 2.3: 29.4036; 2.4: -754.3788; 2.5: -27.5487
| 2 | 40.3 | 1: 12.121; 1.1: 51.1274; 1.2: 0.068563; 1.3: 261.95; 1.4: 1.8648; 1.5: 51.1274; 1.6: 261.95; 1.7: 104.78; 1.8: 8.4594; 1.9: 873.1667; 2: 27.8079; 2.1: 94.4579; 2.2: 807.153; 2.3: 29.4394; 2.4: -756.0256; 2.5: -27.5746
| 2 | 40.35 | 1: 12.1856; 1.1: 51.4635; 1.2: 0.069014; 1.3: 262.275; 1.4: 1.8747; 1.5: 51.4635; 1.6: 262.275; 1.7: 104.91; 1.8: 8.4594; 1.9: 874.25; 2: 27.8424; 2.1: 94.4603; 2.2: 809.137; 2.3: 29.4752; 2.4: -757.6735; 2.5: -27.6005
| 2 | 40.4 | 1: 12.2503; 1.1: 51.801; 1.2: 0.069466; 1.3: 262.6; 1.4: 1.8847; 1.5: 51.801; 1.6: 262.6; 1.7: 105.04; 1.8: 8.4594; 1.9: 875.3333; 2: 27.8769; 2.1: 94.4626; 2.2: 811.1234; 2.3: 29.511; 2.4: -759.3224; 2.5: -27.6263
| 2 | 40.45 | 1: 12.3153; 1.1: 52.1399; 1.2: 0.069921; 1.3: 262.925; 1.4: 1.8947; 1.5: 52.1399; 1.6: 262.925; 1.7: 105.17; 1.8: 8.4594; 1.9: 876.4167; 2: 27.9114; 2.1: 94.465; 2.2: 813.1123; 2.3: 29.5468; 2.4: -760.9724; 2.5: -27.6521
| 2 | 40.5 | 1: 12.3803; 1.1: 52.4802; 1.2: 0.070377; 1.3: 263.25; 1.4: 1.9047; 1.5: 52.4802; 1.6: 263.25; 1.7: 105.3; 1.8: 8.4594; 1.9: 877.5; 2: 27.9459; 2.1: 94.4673; 2.2: 815.1036; 2.3: 29.5826; 2.4: -762.6234; 2.5: -27.6779
| 2 | 40.55 | 1: 12.4456; 1.1: 52.8219; 1.2: 0.070835; 1.3: 263.575; 1.4: 1.9147; 1.5: 52.8219; 1.6: 263.575; 1.7: 105.43; 1.8: 8.4594; 1.9: 878.5833; 2: 27.9804; 2.1: 94.4696; 2.2: 817.0973; 2.3: 29.6184; 2.4: -764.2754; 2.5: -27.7037
| 2 | 40.6 | 1: 12.511; 1.1: 53.1651; 1.2: 0.071296; 1.3: 263.9; 1.4: 1.9248; 1.5: 53.1651; 1.6: 263.9; 1.7: 105.56; 1.8: 8.4594; 1.9: 879.6667; 2: 28.0149; 2.1: 94.4719; 2.2: 819.0935; 2.3: 29.6542; 2.4: -765.9285; 2.5: -27.7294
| 2 | 40.65 | 1: 12.5766; 1.1: 53.5096; 1.2: 0.071758; 1.3: 264.225; 1.4: 1.9349; 1.5: 53.5096; 1.6: 264.225; 1.7: 105.69; 1.8: 8.4594; 1.9: 880.75; 2: 28.0494; 2.1: 94.4742; 2.2: 821.0922; 2.3: 29.69; 2.4: -767.5825; 2.5: -27.7551
| 2 | 40.7 | 1: 12.6424; 1.1: 53.8556; 1.2: 0.072222; 1.3: 264.55; 1.4: 1.945; 1.5: 53.8556; 1.6: 264.55; 1.7: 105.82; 1.8: 8.4594; 1.9: 881.8333; 2: 28.0839; 2.1: 94.4765; 2.2: 823.0933; 2.3: 29.7258; 2.4: -769.2377; 2.5: -27.7808
| 2 | 40.75 | 1: 12.7083; 1.1: 54.203; 1.2: 0.072687; 1.3: 264.875; 1.4: 1.9551; 1.5: 54.203; 1.6: 264.875; 1.7: 105.95; 1.8: 8.4594; 1.9: 882.9167; 2: 28.1184; 2.1: 94.4788; 2.2: 825.0968; 2.3: 29.7616; 2.4: -770.8938; 2.5: -27.8064
| 2 | 40.8 | 1: 12.7744; 1.1: 54.5518; 1.2: 0.073155; 1.3: 265.2; 1.4: 1.9653; 1.5: 54.5518; 1.6: 265.2; 1.7: 106.08; 1.8: 8.4594; 1.9: 884; 2: 28.1529; 2.1: 94.4811; 2.2: 827.1028; 2.3: 29.7973; 2.4: -772.551; 2.5: -27.8321
| 2 | 40.85 | 1: 12.8407; 1.1: 54.9021; 1.2: 0.073625; 1.3: 265.525; 1.4: 1.9755; 1.5: 54.9021; 1.6: 265.525; 1.7: 106.21; 1.8: 8.4594; 1.9: 885.0833; 2: 28.1874; 2.1: 94.4834; 2.2: 829.1112; 2.3: 29.8331; 2.4: -774.2091; 2.5: -27.8577
| 2 | 40.9 | 1: 12.9071; 1.1: 55.2537; 1.2: 0.074096; 1.3: 265.85; 1.4: 1.9857; 1.5: 55.2537; 1.6: 265.85; 1.7: 106.34; 1.8: 8.4594; 1.9: 886.1667; 2: 28.2219; 2.1: 94.4857; 2.2: 831.1221; 2.3: 29.8689; 2.4: -775.8683; 2.5: -27.8832
| 2 | 40.95 | 1: 12.9738; 1.1: 55.6068; 1.2: 0.07457; 1.3: 266.175; 1.4: 1.996; 1.5: 55.6068; 1.6: 266.175; 1.7: 106.47; 1.8: 8.4594; 1.9: 887.25; 2: 28.2564; 2.1: 94.488; 2.2: 833.1354; 2.3: 29.9047; 2.4: -777.5285; 2.5: -27.9088
| 2 | 41 | 1: 13.0406; 1.1: 55.9614; 1.2: 0.075045; 1.3: 266.5; 1.4: 2.0062; 1.5: 55.9614; 1.6: 266.5; 1.7: 106.6; 1.8: 8.4594; 1.9: 888.3333; 2: 28.2909; 2.1: 94.4902; 2.2: 835.1511; 2.3: 29.9405; 2.4: -779.1897; 2.5: -27.9343
| 2 | 41.05 | 1: 13.1075; 1.1: 56.3174; 1.2: 0.075523; 1.3: 266.825; 1.4: 2.0165; 1.5: 56.3174; 1.6: 266.825; 1.7: 106.73; 1.8: 8.4594; 1.9: 889.4167; 2: 28.3254; 2.1: 94.4925; 2.2: 837.1693; 2.3: 29.9763; 2.4: -780.852; 2.5: -27.9598
| 2 | 41.1 | 1: 13.1747; 1.1: 56.6748; 1.2: 0.076002; 1.3: 267.15; 1.4: 2.0269; 1.5: 56.6748; 1.6: 267.15; 1.7: 106.86; 1.8: 8.4594; 1.9: 890.5; 2: 28.3599; 2.1: 94.4947; 2.2: 839.1899; 2.3: 30.0121; 2.4: -782.5152; 2.5: -27.9853
| 2 | 41.15 | 1: 13.242; 1.1: 57.0336; 1.2: 0.076483; 1.3: 267.475; 1.4: 2.0372; 1.5: 57.0336; 1.6: 267.475; 1.7: 106.99; 1.8: 8.4594; 1.9: 891.5833; 2: 28.3944; 2.1: 94.497; 2.2: 841.213; 2.3: 30.0479; 2.4: -784.1794; 2.5: -28.0107
| 2 | 41.2 | 1: 13.3095; 1.1: 57.3939; 1.2: 0.076967; 1.3: 267.8; 1.4: 2.0476; 1.5: 57.3939; 1.6: 267.8; 1.7: 107.12; 1.8: 8.4594; 1.9: 892.6667; 2: 28.4289; 2.1: 94.4992; 2.2: 843.2385; 2.3: 30.0837; 2.4: -785.8446; 2.5: -28.0361
| 2 | 41.25 | 1: 13.3771; 1.1: 57.7557; 1.2: 0.077452; 1.3: 268.125; 1.4: 2.058; 1.5: 57.7557; 1.6: 268.125; 1.7: 107.25; 1.8: 8.4594; 1.9: 893.75; 2: 28.4634; 2.1: 94.5014; 2.2: 845.2665; 2.3: 30.1195; 2.4: -787.5108; 2.5: -28.0615
| 2 | 41.3 | 1: 13.4449; 1.1: 58.1189; 1.2: 0.077939; 1.3: 268.45; 1.4: 2.0685; 1.5: 58.1189; 1.6: 268.45; 1.7: 107.38; 1.8: 8.4594; 1.9: 894.8333; 2: 28.4979; 2.1: 94.5037; 2.2: 847.2969; 2.3: 30.1553; 2.4: -789.178; 2.5: -28.0869
| 2 | 41.35 | 1: 13.5129; 1.1: 58.4835; 1.2: 0.078428; 1.3: 268.775; 1.4: 2.0789; 1.5: 58.4835; 1.6: 268.775; 1.7: 107.51; 1.8: 8.4594; 1.9: 895.9167; 2: 28.5324; 2.1: 94.5059; 2.2: 849.3297; 2.3: 30.1911; 2.4: -790.8462; 2.5: -28.1122
| 2 | 41.4 | 1: 13.5811; 1.1: 58.8496; 1.2: 0.078919; 1.3: 269.1; 1.4: 2.0894; 1.5: 58.8496; 1.6: 269.1; 1.7: 107.64; 1.8: 8.4594; 1.9: 897; 2: 28.5669; 2.1: 94.5081; 2.2: 851.365; 2.3: 30.2269; 2.4: -792.5154; 2.5: -28.1375
| 2 | 41.45 | 1: 13.6494; 1.1: 59.2172; 1.2: 0.079412; 1.3: 269.425; 1.4: 2.0999; 1.5: 59.2172; 1.6: 269.425; 1.7: 107.77; 1.8: 8.4594; 1.9: 898.0833; 2: 28.6014; 2.1: 94.5103; 2.2: 853.4027; 2.3: 30.2627; 2.4: -794.1856; 2.5: -28.1628
| 2 | 41.5 | 1: 13.7179; 1.1: 59.5862; 1.2: 0.079906; 1.3: 269.75; 1.4: 2.1105; 1.5: 59.5862; 1.6: 269.75; 1.7: 107.9; 1.8: 8.4594; 1.9: 899.1667; 2: 28.6359; 2.1: 94.5125; 2.2: 855.4429; 2.3: 30.2985; 2.4: -795.8567; 2.5: -28.188
| 2 | 41.55 | 1: 13.7866; 1.1: 59.9567; 1.2: 0.080403; 1.3: 270.075; 1.4: 2.121; 1.5: 59.9567; 1.6: 270.075; 1.7: 108.03; 1.8: 8.4594; 1.9: 900.25; 2: 28.6704; 2.1: 94.5147; 2.2: 857.4855; 2.3: 30.3343; 2.4: -797.5288; 2.5: -28.2133
| 2 | 41.6 | 1: 13.8555; 1.1: 60.3286; 1.2: 0.080902; 1.3: 270.4; 1.4: 2.1316; 1.5: 60.3286; 1.6: 270.4; 1.7: 108.16; 1.8: 8.4594; 1.9: 901.3333; 2: 28.7049; 2.1: 94.5169; 2.2: 859.5305; 2.3: 30.3701; 2.4: -799.2019; 2.5: -28.2385
| 2 | 41.65 | 1: 13.9245; 1.1: 60.702; 1.2: 0.081403; 1.3: 270.725; 1.4: 2.1422; 1.5: 60.702; 1.6: 270.725; 1.7: 108.29; 1.8: 8.4594; 1.9: 902.4167; 2: 28.7394; 2.1: 94.5191; 2.2: 861.578; 2.3: 30.4059; 2.4: -800.876; 2.5: -28.2637
| 2 | 41.7 | 1: 13.9937; 1.1: 61.0769; 1.2: 0.081906; 1.3: 271.05; 1.4: 2.1529; 1.5: 61.0769; 1.6: 271.05; 1.7: 108.42; 1.8: 8.4594; 1.9: 903.5; 2: 28.7739; 2.1: 94.5213; 2.2: 863.6279; 2.3: 30.4417; 2.4: -802.551; 2.5: -28.2888
| 2 | 41.75 | 1: 14.0631; 1.1: 61.4533; 1.2: 0.08241; 1.3: 271.375; 1.4: 2.1635; 1.5: 61.4533; 1.6: 271.375; 1.7: 108.55; 1.8: 8.4594; 1.9: 904.5833; 2: 28.8084; 2.1: 94.5235; 2.2: 865.6803; 2.3: 30.4775; 2.4: -804.227; 2.5: -28.3139
| 2 | 41.8 | 1: 14.1326; 1.1: 61.8311; 1.2: 0.082917; 1.3: 271.7; 1.4: 2.1742; 1.5: 61.8311; 1.6: 271.7; 1.7: 108.68; 1.8: 8.4594; 1.9: 905.6667; 2: 28.8429; 2.1: 94.5256; 2.2: 867.7351; 2.3: 30.5133; 2.4: -805.9039; 2.5: -28.339
| 2 | 41.85 | 1: 14.2023; 1.1: 62.2104; 1.2: 0.083426; 1.3: 272.025; 1.4: 2.185; 1.5: 62.2104; 1.6: 272.025; 1.7: 108.81; 1.8: 8.4594; 1.9: 906.75; 2: 28.8774; 2.1: 94.5278; 2.2: 869.7923; 2.3: 30.5491; 2.4: -807.5819; 2.5: -28.3641
| 2 | 41.9 | 1: 14.2722; 1.1: 62.5912; 1.2: 0.083936; 1.3: 272.35; 1.4: 2.1957; 1.5: 62.5912; 1.6: 272.35; 1.7: 108.94; 1.8: 8.4594; 1.9: 907.8333; 2: 28.9119; 2.1: 94.53; 2.2: 871.852; 2.3: 30.5849; 2.4: -809.2607; 2.5: -28.3892
| 2 | 41.95 | 1: 14.3423; 1.1: 62.9735; 1.2: 0.084449; 1.3: 272.675; 1.4: 2.2065; 1.5: 62.9735; 1.6: 272.675; 1.7: 109.07; 1.8: 8.4594; 1.9: 908.9167; 2: 28.9464; 2.1: 94.5321; 2.2: 873.9141; 2.3: 30.6207; 2.4: -810.9406; 2.5: -28.4142
| 2 | 42 | 1: 14.4125; 1.1: 63.3573; 1.2: 0.084964; 1.3: 273; 1.4: 2.2173; 1.5: 63.3573; 1.6: 273; 1.7: 109.2; 1.8: 8.4594; 1.9: 910; 2: 28.9809; 2.1: 94.5343; 2.2: 875.9787; 2.3: 30.6565; 2.4: -812.6213; 2.5: -28.4392
| 2 | 42.05 | 1: 14.4829; 1.1: 63.7426; 1.2: 0.08548; 1.3: 273.325; 1.4: 2.2281; 1.5: 63.7426; 1.6: 273.325; 1.7: 109.33; 1.8: 8.4594; 1.9: 911.0833; 2: 29.0154; 2.1: 94.5364; 2.2: 878.0456; 2.3: 30.6923; 2.4: -814.3031; 2.5: -28.4642
| 2 | 42.1 | 1: 14.5535; 1.1: 64.1293; 1.2: 0.085999; 1.3: 273.65; 1.4: 2.239; 1.5: 64.1293; 1.6: 273.65; 1.7: 109.46; 1.8: 8.4594; 1.9: 912.1667; 2: 29.0499; 2.1: 94.5386; 2.2: 880.1151; 2.3: 30.7281; 2.4: -815.9857; 2.5: -28.4891
| 2 | 42.15 | 1: 14.6242; 1.1: 64.5176; 1.2: 0.08652; 1.3: 273.975; 1.4: 2.2499; 1.5: 64.5176; 1.6: 273.975; 1.7: 109.59; 1.8: 8.4594; 1.9: 913.25; 2: 29.0844; 2.1: 94.5407; 2.2: 882.1869; 2.3: 30.7639; 2.4: -817.6694; 2.5: -28.514
| 2 | 42.2 | 1: 14.6951; 1.1: 64.9073; 1.2: 0.087042; 1.3: 274.3; 1.4: 2.2608; 1.5: 64.9073; 1.6: 274.3; 1.7: 109.72; 1.8: 8.4594; 1.9: 914.3333; 2: 29.1189; 2.1: 94.5428; 2.2: 884.2612; 2.3: 30.7997; 2.4: -819.3539; 2.5: -28.5389
| 2 | 42.25 | 1: 14.7662; 1.1: 65.2986; 1.2: 0.087567; 1.3: 274.625; 1.4: 2.2717; 1.5: 65.2986; 1.6: 274.625; 1.7: 109.85; 1.8: 8.4594; 1.9: 915.4167; 2: 29.1534; 2.1: 94.5449; 2.2: 886.338; 2.3: 30.8355; 2.4: -821.0394; 2.5: -28.5638
| 2 | 42.3 | 1: 14.8375; 1.1: 65.6913; 1.2: 0.088094; 1.3: 274.95; 1.4: 2.2827; 1.5: 65.6913; 1.6: 274.95; 1.7: 109.98; 1.8: 8.4594; 1.9: 916.5; 2: 29.1879; 2.1: 94.5471; 2.2: 888.4172; 2.3: 30.8713; 2.4: -822.7258; 2.5: -28.5886
| 2 | 42.35 | 1: 14.9089; 1.1: 66.0856; 1.2: 0.088622; 1.3: 275.275; 1.4: 2.2937; 1.5: 66.0856; 1.6: 275.275; 1.7: 110.11; 1.8: 8.4594; 1.9: 917.5833; 2: 29.2224; 2.1: 94.5492; 2.2: 890.4988; 2.3: 30.9071; 2.4: -824.4132; 2.5: -28.6134
| 2 | 42.4 | 1: 14.9805; 1.1: 66.4814; 1.2: 0.089153; 1.3: 275.6; 1.4: 2.3047; 1.5: 66.4814; 1.6: 275.6; 1.7: 110.24; 1.8: 8.4594; 1.9: 918.6667; 2: 29.2569; 2.1: 94.5513; 2.2: 892.5828; 2.3: 30.9429; 2.4: -826.1015; 2.5: -28.6382
| 2 | 42.45 | 1: 15.0523; 1.1: 66.8787; 1.2: 0.089686; 1.3: 275.925; 1.4: 2.3157; 1.5: 66.8787; 1.6: 275.925; 1.7: 110.37; 1.8: 8.4594; 1.9: 919.75; 2: 29.2914; 2.1: 94.5534; 2.2: 894.6693; 2.3: 30.9787; 2.4: -827.7907; 2.5: -28.663
| 2 | 42.5 | 1: 15.1242; 1.1: 67.2775; 1.2: 0.090221; 1.3: 276.25; 1.4: 2.3268; 1.5: 67.2775; 1.6: 276.25; 1.7: 110.5; 1.8: 8.4594; 1.9: 920.8333; 2: 29.3259; 2.1: 94.5555; 2.2: 896.7583; 2.3: 31.0145; 2.4: -829.4808; 2.5: -28.6877
| 2 | 42.55 | 1: 15.1963; 1.1: 67.6778; 1.2: 0.090757; 1.3: 276.575; 1.4: 2.3379; 1.5: 67.6778; 1.6: 276.575; 1.7: 110.63; 1.8: 8.4594; 1.9: 921.9167; 2: 29.3604; 2.1: 94.5576; 2.2: 898.8496; 2.3: 31.0503; 2.4: -831.1718; 2.5: -28.7124
| 2 | 42.6 | 1: 15.2686; 1.1: 68.0796; 1.2: 0.091296; 1.3: 276.9; 1.4: 2.349; 1.5: 68.0796; 1.6: 276.9; 1.7: 110.76; 1.8: 8.4594; 1.9: 923; 2: 29.3949; 2.1: 94.5597; 2.2: 900.9434; 2.3: 31.0861; 2.4: -832.8638; 2.5: -28.7371
| 2 | 42.65 | 1: 15.3411; 1.1: 68.483; 1.2: 0.091837; 1.3: 277.225; 1.4: 2.3602; 1.5: 68.483; 1.6: 277.225; 1.7: 110.89; 1.8: 8.4594; 1.9: 924.0833; 2: 29.4294; 2.1: 94.5617; 2.2: 903.0397; 2.3: 31.1219; 2.4: -834.5567; 2.5: -28.7617
| 2 | 42.7 | 1: 15.4137; 1.1: 68.8878; 1.2: 0.09238; 1.3: 277.55; 1.4: 2.3713; 1.5: 68.8878; 1.6: 277.55; 1.7: 111.02; 1.8: 8.4594; 1.9: 925.1667; 2: 29.4639; 2.1: 94.5638; 2.2: 905.1383; 2.3: 31.1577; 2.4: -836.2505; 2.5: -28.7864
| 2 | 42.75 | 1: 15.4865; 1.1: 69.2943; 1.2: 0.092925; 1.3: 277.875; 1.4: 2.3825; 1.5: 69.2943; 1.6: 277.875; 1.7: 111.15; 1.8: 8.4594; 1.9: 926.25; 2: 29.4984; 2.1: 94.5659; 2.2: 907.2394; 2.3: 31.1935; 2.4: -837.9452; 2.5: -28.811
| 2 | 42.8 | 1: 15.5595; 1.1: 69.7022; 1.2: 0.093472; 1.3: 278.2; 1.4: 2.3938; 1.5: 69.7022; 1.6: 278.2; 1.7: 111.28; 1.8: 8.4594; 1.9: 927.3333; 2: 29.5329; 2.1: 94.568; 2.2: 909.343; 2.3: 31.2293; 2.4: -839.6408; 2.5: -28.8355
| 2 | 42.85 | 1: 15.6326; 1.1: 70.1117; 1.2: 0.094021; 1.3: 278.525; 1.4: 2.405; 1.5: 70.1117; 1.6: 278.525; 1.7: 111.41; 1.8: 8.4594; 1.9: 928.4167; 2: 29.5674; 2.1: 94.57; 2.2: 911.449; 2.3: 31.2651; 2.4: -841.3373; 2.5: -28.8601
| 2 | 42.9 | 1: 15.7059; 1.1: 70.5227; 1.2: 0.094572; 1.3: 278.85; 1.4: 2.4163; 1.5: 70.5227; 1.6: 278.85; 1.7: 111.54; 1.8: 8.4594; 1.9: 929.5; 2: 29.6019; 2.1: 94.5721; 2.2: 913.5574; 2.3: 31.3009; 2.4: -843.0347; 2.5: -28.8846
| 2 | 42.95 | 1: 15.7794; 1.1: 70.9352; 1.2: 0.095126; 1.3: 279.175; 1.4: 2.4276; 1.5: 70.9352; 1.6: 279.175; 1.7: 111.67; 1.8: 8.4594; 1.9: 930.5833; 2: 29.6364; 2.1: 94.5741; 2.2: 915.6682; 2.3: 31.3367; 2.4: -844.733; 2.5: -28.9091
| 2 | 43 | 1: 15.8531; 1.1: 71.3493; 1.2: 0.095681; 1.3: 279.5; 1.4: 2.4389; 1.5: 71.3493; 1.6: 279.5; 1.7: 111.8; 1.8: 8.4594; 1.9: 931.6667; 2: 29.6709; 2.1: 94.5762; 2.2: 917.7815; 2.3: 31.3725; 2.4: -846.4322; 2.5: -28.9336
| 2 | 43.05 | 1: 15.9269; 1.1: 71.765; 1.2: 0.096238; 1.3: 279.825; 1.4: 2.4503; 1.5: 71.765; 1.6: 279.825; 1.7: 111.93; 1.8: 8.4594; 1.9: 932.75; 2: 29.7054; 2.1: 94.5782; 2.2: 919.8972; 2.3: 31.4083; 2.4: -848.1323; 2.5: -28.958
| 2 | 43.1 | 1: 16.0009; 1.1: 72.1821; 1.2: 0.096798; 1.3: 280.15; 1.4: 2.4617; 1.5: 72.1821; 1.6: 280.15; 1.7: 112.06; 1.8: 8.4594; 1.9: 933.8333; 2: 29.7399; 2.1: 94.5803; 2.2: 922.0154; 2.3: 31.4441; 2.4: -849.8333; 2.5: -28.9824
| 2 | 43.15 | 1: 16.0751; 1.1: 72.6009; 1.2: 0.097359; 1.3: 280.475; 1.4: 2.4731; 1.5: 72.6009; 1.6: 280.475; 1.7: 112.19; 1.8: 8.4594; 1.9: 934.9167; 2: 29.7744; 2.1: 94.5823; 2.2: 924.136; 2.3: 31.4799; 2.4: -851.5351; 2.5: -29.0068
| 2 | 43.2 | 1: 16.1494; 1.1: 73.0212; 1.2: 0.097923; 1.3: 280.8; 1.4: 2.4845; 1.5: 73.0212; 1.6: 280.8; 1.7: 112.32; 1.8: 8.4594; 1.9: 936; 2: 29.8089; 2.1: 94.5843; 2.2: 926.259; 2.3: 31.5157; 2.4: -853.2379; 2.5: -29.0312
| 2 | 43.25 | 1: 16.2239; 1.1: 73.443; 1.2: 0.098489; 1.3: 281.125; 1.4: 2.496; 1.5: 73.443; 1.6: 281.125; 1.7: 112.45; 1.8: 8.4594; 1.9: 937.0833; 2: 29.8434; 2.1: 94.5864; 2.2: 928.3845; 2.3: 31.5515; 2.4: -854.9415; 2.5: -29.0555
| 2 | 43.3 | 1: 16.2986; 1.1: 73.8664; 1.2: 0.099056; 1.3: 281.45; 1.4: 2.5075; 1.5: 73.8664; 1.6: 281.45; 1.7: 112.58; 1.8: 8.4594; 1.9: 938.1667; 2: 29.8779; 2.1: 94.5884; 2.2: 930.5124; 2.3: 31.5873; 2.4: -856.646; 2.5: -29.0798
| 2 | 43.35 | 1: 16.3735; 1.1: 74.2913; 1.2: 0.099626; 1.3: 281.775; 1.4: 2.519; 1.5: 74.2913; 1.6: 281.775; 1.7: 112.71; 1.8: 8.4594; 1.9: 939.25; 2: 29.9124; 2.1: 94.5904; 2.2: 932.6427; 2.3: 31.6231; 2.4: -858.3514; 2.5: -29.1041
| 2 | 43.4 | 1: 16.4485; 1.1: 74.7179; 1.2: 0.1002; 1.3: 282.1; 1.4: 2.5305; 1.5: 74.7179; 1.6: 282.1; 1.7: 112.84; 1.8: 8.4594; 1.9: 940.3333; 2: 29.9469; 2.1: 94.5924; 2.2: 934.7755; 2.3: 31.6589; 2.4: -860.0576; 2.5: -29.1284
| 2 | 43.45 | 1: 16.5237; 1.1: 75.1459; 1.2: 0.10077; 1.3: 282.425; 1.4: 2.5421; 1.5: 75.1459; 1.6: 282.425; 1.7: 112.97; 1.8: 8.4594; 1.9: 941.4167; 2: 29.9814; 2.1: 94.5944; 2.2: 936.9107; 2.3: 31.6947; 2.4: -861.7647; 2.5: -29.1526
| 2 | 43.5 | 1: 16.5991; 1.1: 75.5756; 1.2: 0.10135; 1.3: 282.75; 1.4: 2.5537; 1.5: 75.5756; 1.6: 282.75; 1.7: 113.1; 1.8: 8.4594; 1.9: 942.5; 2: 30.0159; 2.1: 94.5964; 2.2: 939.0483; 2.3: 31.7305; 2.4: -863.4727; 2.5: -29.1768
| 2 | 43.55 | 1: 16.6746; 1.1: 76.0068; 1.2: 0.10193; 1.3: 283.075; 1.4: 2.5653; 1.5: 76.0068; 1.6: 283.075; 1.7: 113.23; 1.8: 8.4594; 1.9: 943.5833; 2: 30.0504; 2.1: 94.5984; 2.2: 941.1884; 2.3: 31.7663; 2.4: -865.1815; 2.5: -29.201
| 2 | 43.6 | 1: 16.7503; 1.1: 76.4396; 1.2: 0.10251; 1.3: 283.4; 1.4: 2.577; 1.5: 76.4396; 1.6: 283.4; 1.7: 113.36; 1.8: 8.4594; 1.9: 944.6667; 2: 30.0849; 2.1: 94.6004; 2.2: 943.3309; 2.3: 31.8021; 2.4: -866.8912; 2.5: -29.2251
| 2 | 43.65 | 1: 16.8262; 1.1: 76.874; 1.2: 0.10309; 1.3: 283.725; 1.4: 2.5887; 1.5: 76.874; 1.6: 283.725; 1.7: 113.49; 1.8: 8.4594; 1.9: 945.75; 2: 30.1194; 2.1: 94.6024; 2.2: 945.4758; 2.3: 31.8379; 2.4: -868.6018; 2.5: -29.2492
| 2 | 43.7 | 1: 16.9023; 1.1: 77.31; 1.2: 0.10367; 1.3: 284.05; 1.4: 2.6004; 1.5: 77.31; 1.6: 284.05; 1.7: 113.62; 1.8: 8.4594; 1.9: 946.8333; 2: 30.1539; 2.1: 94.6044; 2.2: 947.6232; 2.3: 31.8737; 2.4: -870.3132; 2.5: -29.2733
| 2 | 43.75 | 1: 16.9785; 1.1: 77.7475; 1.2: 0.10426; 1.3: 284.375; 1.4: 2.6121; 1.5: 77.7475; 1.6: 284.375; 1.7: 113.75; 1.8: 8.4594; 1.9: 947.9167; 2: 30.1884; 2.1: 94.6064; 2.2: 949.773; 2.3: 31.9095; 2.4: -872.0255; 2.5: -29.2974
| 2 | 43.8 | 1: 17.0549; 1.1: 78.1866; 1.2: 0.10485; 1.3: 284.7; 1.4: 2.6238; 1.5: 78.1866; 1.6: 284.7; 1.7: 113.88; 1.8: 8.4594; 1.9: 949; 2: 30.2229; 2.1: 94.6084; 2.2: 951.9252; 2.3: 31.9453; 2.4: -873.7386; 2.5: -29.3215
| 2 | 43.85 | 1: 17.1315; 1.1: 78.6273; 1.2: 0.10544; 1.3: 285.025; 1.4: 2.6356; 1.5: 78.6273; 1.6: 285.025; 1.7: 114.01; 1.8: 8.4594; 1.9: 950.0833; 2: 30.2574; 2.1: 94.6104; 2.2: 954.0799; 2.3: 31.9811; 2.4: -875.4525; 2.5: -29.3455
| 2 | 43.9 | 1: 17.2082; 1.1: 79.0696; 1.2: 0.10603; 1.3: 285.35; 1.4: 2.6474; 1.5: 79.0696; 1.6: 285.35; 1.7: 114.14; 1.8: 8.4594; 1.9: 951.1667; 2: 30.2919; 2.1: 94.6123; 2.2: 956.2369; 2.3: 32.0169; 2.4: -877.1673; 2.5: -29.3695
| 2 | 43.95 | 1: 17.2852; 1.1: 79.5135; 1.2: 0.10663; 1.3: 285.675; 1.4: 2.6593; 1.5: 79.5135; 1.6: 285.675; 1.7: 114.27; 1.8: 8.4594; 1.9: 952.25; 2: 30.3264; 2.1: 94.6143; 2.2: 958.3965; 2.3: 32.0527; 2.4: -878.883; 2.5: -29.3934
| 2 | 44 | 1: 17.3623; 1.1: 79.959; 1.2: 0.10723; 1.3: 286; 1.4: 2.6711; 1.5: 79.959; 1.6: 286; 1.7: 114.4; 1.8: 8.4594; 1.9: 953.3333; 2: 30.3609; 2.1: 94.6163; 2.2: 960.5584; 2.3: 32.0885; 2.4: -880.5995; 2.5: -29.4174
| 2 | 44.05 | 1: 17.4395; 1.1: 80.4061; 1.2: 0.10783; 1.3: 286.325; 1.4: 2.683; 1.5: 80.4061; 1.6: 286.325; 1.7: 114.53; 1.8: 8.4594; 1.9: 954.4167; 2: 30.3954; 2.1: 94.6182; 2.2: 962.7228; 2.3: 32.1243; 2.4: -882.3168; 2.5: -29.4413
| 2 | 44.1 | 1: 17.517; 1.1: 80.8547; 1.2: 0.10843; 1.3: 286.65; 1.4: 2.6949; 1.5: 80.8547; 1.6: 286.65; 1.7: 114.66; 1.8: 8.4594; 1.9: 955.5; 2: 30.4299; 2.1: 94.6202; 2.2: 964.8897; 2.3: 32.1601; 2.4: -884.0349; 2.5: -29.4652
| 2 | 44.15 | 1: 17.5946; 1.1: 81.305; 1.2: 0.10903; 1.3: 286.975; 1.4: 2.7069; 1.5: 81.305; 1.6: 286.975; 1.7: 114.79; 1.8: 8.4594; 1.9: 956.5833; 2: 30.4644; 2.1: 94.6221; 2.2: 967.0589; 2.3: 32.1959; 2.4: -885.7539; 2.5: -29.489
| 2 | 44.2 | 1: 17.6723; 1.1: 81.7569; 1.2: 0.10964; 1.3: 287.3; 1.4: 2.7188; 1.5: 81.7569; 1.6: 287.3; 1.7: 114.92; 1.8: 8.4594; 1.9: 957.6667; 2: 30.4989; 2.1: 94.6241; 2.2: 969.2306; 2.3: 32.2317; 2.4: -887.4737; 2.5: -29.5129
| 2 | 44.25 | 1: 17.7503; 1.1: 82.2104; 1.2: 0.11025; 1.3: 287.625; 1.4: 2.7308; 1.5: 82.2104; 1.6: 287.625; 1.7: 115.05; 1.8: 8.4594; 1.9: 958.75; 2: 30.5334; 2.1: 94.626; 2.2: 971.4047; 2.3: 32.2675; 2.4: -889.1943; 2.5: -29.5367
| 2 | 44.3 | 1: 17.8284; 1.1: 82.6655; 1.2: 0.11086; 1.3: 287.95; 1.4: 2.7428; 1.5: 82.6655; 1.6: 287.95; 1.7: 115.18; 1.8: 8.4594; 1.9: 959.8333; 2: 30.5679; 2.1: 94.628; 2.2: 973.5813; 2.3: 32.3033; 2.4: -890.9157; 2.5: -29.5605
| 2 | 44.35 | 1: 17.9067; 1.1: 83.1223; 1.2: 0.11147; 1.3: 288.275; 1.4: 2.7549; 1.5: 83.1223; 1.6: 288.275; 1.7: 115.31; 1.8: 8.4594; 1.9: 960.9167; 2: 30.6024; 2.1: 94.6299; 2.2: 975.7603; 2.3: 32.3391; 2.4: -892.638; 2.5: -29.5842
| 2 | 44.4 | 1: 17.9852; 1.1: 83.5806; 1.2: 0.11208; 1.3: 288.6; 1.4: 2.7669; 1.5: 83.5806; 1.6: 288.6; 1.7: 115.44; 1.8: 8.4594; 1.9: 962; 2: 30.6369; 2.1: 94.6318; 2.2: 977.9417; 2.3: 32.3749; 2.4: -894.3611; 2.5: -29.6079
| 2 | 44.45 | 1: 18.0638; 1.1: 84.0406; 1.2: 0.1127; 1.3: 288.925; 1.4: 2.779; 1.5: 84.0406; 1.6: 288.925; 1.7: 115.57; 1.8: 8.4594; 1.9: 963.0833; 2: 30.6714; 2.1: 94.6337; 2.2: 980.1255; 2.3: 32.4107; 2.4: -896.085; 2.5: -29.6316
| 2 | 44.5 | 1: 18.1426; 1.1: 84.5022; 1.2: 0.11332; 1.3: 289.25; 1.4: 2.7912; 1.5: 84.5022; 1.6: 289.25; 1.7: 115.7; 1.8: 8.4594; 1.9: 964.1667; 2: 30.7059; 2.1: 94.6357; 2.2: 982.3118; 2.3: 32.4465; 2.4: -897.8097; 2.5: -29.6553
| 2 | 44.55 | 1: 18.2216; 1.1: 84.9654; 1.2: 0.11394; 1.3: 289.575; 1.4: 2.8033; 1.5: 84.9654; 1.6: 289.575; 1.7: 115.83; 1.8: 8.4594; 1.9: 965.25; 2: 30.7404; 2.1: 94.6376; 2.2: 984.5005; 2.3: 32.4823; 2.4: -899.5352; 2.5: -29.679
| 2 | 44.6 | 1: 18.3007; 1.1: 85.4302; 1.2: 0.11456; 1.3: 289.9; 1.4: 2.8155; 1.5: 85.4302; 1.6: 289.9; 1.7: 115.96; 1.8: 8.4594; 1.9: 966.3333; 2: 30.7749; 2.1: 94.6395; 2.2: 986.6917; 2.3: 32.5181; 2.4: -901.2615; 2.5: -29.7026
| 2 | 44.65 | 1: 18.38; 1.1: 85.8967; 1.2: 0.11519; 1.3: 290.225; 1.4: 2.8277; 1.5: 85.8967; 1.6: 290.225; 1.7: 116.09; 1.8: 8.4594; 1.9: 967.4167; 2: 30.8094; 2.1: 94.6414; 2.2: 988.8853; 2.3: 32.5539; 2.4: -902.9886; 2.5: -29.7262
| 2 | 44.7 | 1: 18.4595; 1.1: 86.3648; 1.2: 0.11582; 1.3: 290.55; 1.4: 2.8399; 1.5: 86.3648; 1.6: 290.55; 1.7: 116.22; 1.8: 8.4594; 1.9: 968.5; 2: 30.8439; 2.1: 94.6433; 2.2: 991.0813; 2.3: 32.5897; 2.4: -904.7165; 2.5: -29.7497
| 2 | 44.75 | 1: 18.5392; 1.1: 86.8345; 1.2: 0.11645; 1.3: 290.875; 1.4: 2.8522; 1.5: 86.8345; 1.6: 290.875; 1.7: 116.35; 1.8: 8.4594; 1.9: 969.5833; 2: 30.8785; 2.1: 94.6452; 2.2: 993.2797; 2.3: 32.6255; 2.4: -906.4452; 2.5: -29.7733
| 2 | 44.8 | 1: 18.619; 1.1: 87.3059; 1.2: 0.11708; 1.3: 291.2; 1.4: 2.8645; 1.5: 87.3059; 1.6: 291.2; 1.7: 116.48; 1.8: 8.4594; 1.9: 970.6667; 2: 30.913; 2.1: 94.6471; 2.2: 995.4806; 2.3: 32.6613; 2.4: -908.1747; 2.5: -29.7968
| 2 | 44.85 | 1: 18.699; 1.1: 87.7789; 1.2: 0.11771; 1.3: 291.525; 1.4: 2.8768; 1.5: 87.7789; 1.6: 291.525; 1.7: 116.61; 1.8: 8.4594; 1.9: 971.75; 2: 30.9475; 2.1: 94.649; 2.2: 997.6839; 2.3: 32.6971; 2.4: -909.905; 2.5: -29.8203
| 2 | 44.9 | 1: 18.7792; 1.1: 88.2536; 1.2: 0.11835; 1.3: 291.85; 1.4: 2.8891; 1.5: 88.2536; 1.6: 291.85; 1.7: 116.74; 1.8: 8.4594; 1.9: 972.8333; 2: 30.982; 2.1: 94.6509; 2.2: 999.8896; 2.3: 32.7329; 2.4: -911.636; 2.5: -29.8437
| 2 | 44.95 | 1: 18.8596; 1.1: 88.7299; 1.2: 0.11899; 1.3: 292.175; 1.4: 2.9015; 1.5: 88.7299; 1.6: 292.175; 1.7: 116.87; 1.8: 8.4594; 1.9: 973.9167; 2: 31.0165; 2.1: 94.6528; 2.2: 1002.0977; 2.3: 32.7687; 2.4: -913.3679; 2.5: -29.8672
| 2 | 45 | 1: 18.9401; 1.1: 89.2078; 1.2: 0.11963; 1.3: 292.5; 1.4: 2.9139; 1.5: 89.2078; 1.6: 292.5; 1.7: 117; 1.8: 8.4594; 1.9: 975; 2: 31.051; 2.1: 94.6547; 2.2: 1004.3083; 2.3: 32.8045; 2.4: -915.1005; 2.5: -29.8906
| 2 | 45.05 | 1: 19.0208; 1.1: 89.6874; 1.2: 0.12027; 1.3: 292.825; 1.4: 2.9263; 1.5: 89.6874; 1.6: 292.825; 1.7: 117.13; 1.8: 8.4594; 1.9: 976.0833; 2: 31.0855; 2.1: 94.6566; 2.2: 1006.5214; 2.3: 32.8402; 2.4: -916.8339; 2.5: -29.914
| 2 | 45.1 | 1: 19.1016; 1.1: 90.1687; 1.2: 0.12092; 1.3: 293.15; 1.4: 2.9387; 1.5: 90.1687; 1.6: 293.15; 1.7: 117.26; 1.8: 8.4594; 1.9: 977.1667; 2: 31.12; 2.1: 94.6585; 2.2: 1008.7368; 2.3: 32.876; 2.4: -918.5681; 2.5: -29.9373
| 2 | 45.15 | 1: 19.1827; 1.1: 90.6516; 1.2: 0.12157; 1.3: 293.475; 1.4: 2.9512; 1.5: 90.6516; 1.6: 293.475; 1.7: 117.39; 1.8: 8.4594; 1.9: 978.25; 2: 31.1545; 2.1: 94.6603; 2.2: 1010.9547; 2.3: 32.9118; 2.4: -920.3031; 2.5: -29.9607
| 2 | 45.2 | 1: 19.2639; 1.1: 91.1362; 1.2: 0.12222; 1.3: 293.8; 1.4: 2.9637; 1.5: 91.1362; 1.6: 293.8; 1.7: 117.52; 1.8: 8.4594; 1.9: 979.3333; 2: 31.189; 2.1: 94.6622; 2.2: 1013.175; 2.3: 32.9476; 2.4: -922.0388; 2.5: -29.984
| 2 | 45.25 | 1: 19.3453; 1.1: 91.6224; 1.2: 0.12287; 1.3: 294.125; 1.4: 2.9762; 1.5: 91.6224; 1.6: 294.125; 1.7: 117.65; 1.8: 8.4594; 1.9: 980.4167; 2: 31.2235; 2.1: 94.6641; 2.2: 1015.3977; 2.3: 32.9834; 2.4: -923.7753; 2.5: -30.0072
| 2 | 45.3 | 1: 19.4268; 1.1: 92.1103; 1.2: 0.12352; 1.3: 294.45; 1.4: 2.9887; 1.5: 92.1103; 1.6: 294.45; 1.7: 117.78; 1.8: 8.4594; 1.9: 981.5; 2: 31.258; 2.1: 94.6659; 2.2: 1017.6229; 2.3: 33.0192; 2.4: -925.5126; 2.5: -30.0305
| 2 | 45.35 | 1: 19.5085; 1.1: 92.5999; 1.2: 0.12418; 1.3: 294.775; 1.4: 3.0013; 1.5: 92.5999; 1.6: 294.775; 1.7: 117.91; 1.8: 8.4594; 1.9: 982.5833; 2: 31.2925; 2.1: 94.6678; 2.2: 1019.8505; 2.3: 33.055; 2.4: -927.2506; 2.5: -30.0537
| 2 | 45.4 | 1: 19.5904; 1.1: 93.0912; 1.2: 0.12484; 1.3: 295.1; 1.4: 3.0139; 1.5: 93.0912; 1.6: 295.1; 1.7: 118.04; 1.8: 8.4594; 1.9: 983.6667; 2: 31.327; 2.1: 94.6697; 2.2: 1022.0805; 2.3: 33.0908; 2.4: -928.9894; 2.5: -30.0769
| 2 | 45.45 | 1: 19.6725; 1.1: 93.5841; 1.2: 0.1255; 1.3: 295.425; 1.4: 3.0265; 1.5: 93.5841; 1.6: 295.425; 1.7: 118.17; 1.8: 8.4594; 1.9: 984.75; 2: 31.3615; 2.1: 94.6715; 2.2: 1024.313; 2.3: 33.1266; 2.4: -930.7289; 2.5: -30.1001
| 2 | 45.5 | 1: 19.7547; 1.1: 94.0787; 1.2: 0.12616; 1.3: 295.75; 1.4: 3.0392; 1.5: 94.0787; 1.6: 295.75; 1.7: 118.3; 1.8: 8.4594; 1.9: 985.8333; 2: 31.396; 2.1: 94.6734; 2.2: 1026.5479; 2.3: 33.1624; 2.4: -932.4692; 2.5: -30.1232
| 2 | 45.55 | 1: 19.8372; 1.1: 94.575; 1.2: 0.12683; 1.3: 296.075; 1.4: 3.0519; 1.5: 94.575; 1.6: 296.075; 1.7: 118.43; 1.8: 8.4594; 1.9: 986.9167; 2: 31.4305; 2.1: 94.6752; 2.2: 1028.7852; 2.3: 33.1982; 2.4: -934.2103; 2.5: -30.1463
| 2 | 45.6 | 1: 19.9197; 1.1: 95.0729; 1.2: 0.12749; 1.3: 296.4; 1.4: 3.0646; 1.5: 95.0729; 1.6: 296.4; 1.7: 118.56; 1.8: 8.4594; 1.9: 988; 2: 31.465; 2.1: 94.677; 2.2: 1031.025; 2.3: 33.234; 2.4: -935.9521; 2.5: -30.1694
| 2 | 45.65 | 1: 20.0025; 1.1: 95.5726; 1.2: 0.12816; 1.3: 296.725; 1.4: 3.0773; 1.5: 95.5726; 1.6: 296.725; 1.7: 118.69; 1.8: 8.4594; 1.9: 989.0833; 2: 31.4995; 2.1: 94.6789; 2.2: 1033.2671; 2.3: 33.2698; 2.4: -937.6946; 2.5: -30.1925
| 2 | 45.7 | 1: 20.0854; 1.1: 96.0739; 1.2: 0.12884; 1.3: 297.05; 1.4: 3.0901; 1.5: 96.0739; 1.6: 297.05; 1.7: 118.82; 1.8: 8.4594; 1.9: 990.1667; 2: 31.534; 2.1: 94.6807; 2.2: 1035.5118; 2.3: 33.3056; 2.4: -939.4379; 2.5: -30.2155
| 2 | 45.75 | 1: 20.1685; 1.1: 96.5769; 1.2: 0.12951; 1.3: 297.375; 1.4: 3.1028; 1.5: 96.5769; 1.6: 297.375; 1.7: 118.95; 1.8: 8.4594; 1.9: 991.25; 2: 31.5685; 2.1: 94.6826; 2.2: 1037.7588; 2.3: 33.3414; 2.4: -941.1819; 2.5: -30.2385
| 2 | 45.8 | 1: 20.2518; 1.1: 97.0816; 1.2: 0.13019; 1.3: 297.7; 1.4: 3.1157; 1.5: 97.0816; 1.6: 297.7; 1.7: 119.08; 1.8: 8.4594; 1.9: 992.3333; 2: 31.603; 2.1: 94.6844; 2.2: 1040.0083; 2.3: 33.3772; 2.4: -942.9267; 2.5: -30.2615
| 2 | 45.85 | 1: 20.3352; 1.1: 97.588; 1.2: 0.13087; 1.3: 298.025; 1.4: 3.1285; 1.5: 97.588; 1.6: 298.025; 1.7: 119.21; 1.8: 8.4594; 1.9: 993.4167; 2: 31.6375; 2.1: 94.6862; 2.2: 1042.2602; 2.3: 33.413; 2.4: -944.6722; 2.5: -30.2845
| 2 | 45.9 | 1: 20.4188; 1.1: 98.0961; 1.2: 0.13155; 1.3: 298.35; 1.4: 3.1414; 1.5: 98.0961; 1.6: 298.35; 1.7: 119.34; 1.8: 8.4594; 1.9: 994.5; 2: 31.672; 2.1: 94.688; 2.2: 1044.5145; 2.3: 33.4488; 2.4: -946.4184; 2.5: -30.3074
| 2 | 45.95 | 1: 20.5026; 1.1: 98.6059; 1.2: 0.13223; 1.3: 298.675; 1.4: 3.1542; 1.5: 98.6059; 1.6: 298.675; 1.7: 119.47; 1.8: 8.4594; 1.9: 995.5833; 2: 31.7065; 2.1: 94.6899; 2.2: 1046.7713; 2.3: 33.4846; 2.4: -948.1653; 2.5: -30.3303
| 2 | 46 | 1: 20.5866; 1.1: 99.1174; 1.2: 0.13292; 1.3: 299; 1.4: 3.1672; 1.5: 99.1174; 1.6: 299; 1.7: 119.6; 1.8: 8.4594; 1.9: 996.6667; 2: 31.741; 2.1: 94.6917; 2.2: 1049.0304; 2.3: 33.5203; 2.4: -949.913; 2.5: -30.3532
| 2 | 46.05 | 1: 20.6707; 1.1: 99.6306; 1.2: 0.13361; 1.3: 299.325; 1.4: 3.1801; 1.5: 99.6306; 1.6: 299.325; 1.7: 119.73; 1.8: 8.4594; 1.9: 997.75; 2: 31.7755; 2.1: 94.6935; 2.2: 1051.2921; 2.3: 33.5561; 2.4: -951.6614; 2.5: -30.376
| 2 | 46.1 | 1: 20.755; 1.1: 100.1455; 1.2: 0.1343; 1.3: 299.65; 1.4: 3.1931; 1.5: 100.1455; 1.6: 299.65; 1.7: 119.86; 1.8: 8.4594; 1.9: 998.8333; 2: 31.81; 2.1: 94.6953; 2.2: 1053.5561; 2.3: 33.5919; 2.4: -953.4106; 2.5: -30.3989
| 2 | 46.15 | 1: 20.8394; 1.1: 100.6622; 1.2: 0.13499; 1.3: 299.975; 1.4: 3.2061; 1.5: 100.6622; 1.6: 299.975; 1.7: 119.99; 1.8: 8.4594; 1.9: 999.9167; 2: 31.8445; 2.1: 94.6971; 2.2: 1055.8226; 2.3: 33.6277; 2.4: -955.1604; 2.5: -30.4217
| 2 | 46.2 | 1: 20.9241; 1.1: 101.1805; 1.2: 0.13569; 1.3: 300.3; 1.4: 3.2191; 1.5: 101.1805; 1.6: 300.3; 1.7: 120.12; 1.8: 8.4594; 1.9: 1001; 2: 31.879; 2.1: 94.6989; 2.2: 1058.0915; 2.3: 33.6635; 2.4: -956.911; 2.5: -30.4444
| 2 | 46.25 | 1: 21.0089; 1.1: 101.7006; 1.2: 0.13638; 1.3: 300.625; 1.4: 3.2321; 1.5: 101.7006; 1.6: 300.625; 1.7: 120.25; 1.8: 8.4594; 1.9: 1002.0833; 2: 31.9135; 2.1: 94.7007; 2.2: 1060.3628; 2.3: 33.6993; 2.4: -958.6622; 2.5: -30.4672
| 2 | 46.3 | 1: 21.0939; 1.1: 102.2224; 1.2: 0.13708; 1.3: 300.95; 1.4: 3.2452; 1.5: 102.2224; 1.6: 300.95; 1.7: 120.38; 1.8: 8.4594; 1.9: 1003.1667; 2: 31.948; 2.1: 94.7025; 2.2: 1062.6366; 2.3: 33.7351; 2.4: -960.4142; 2.5: -30.4899
| 2 | 46.35 | 1: 21.179; 1.1: 102.7459; 1.2: 0.13778; 1.3: 301.275; 1.4: 3.2583; 1.5: 102.7459; 1.6: 301.275; 1.7: 120.51; 1.8: 8.4594; 1.9: 1004.25; 2: 31.9825; 2.1: 94.7043; 2.2: 1064.9128; 2.3: 33.7709; 2.4: -962.1669; 2.5: -30.5126
| 2 | 46.4 | 1: 21.2644; 1.1: 103.2711; 1.2: 0.13849; 1.3: 301.6; 1.4: 3.2714; 1.5: 103.2711; 1.6: 301.6; 1.7: 120.64; 1.8: 8.4594; 1.9: 1005.3333; 2: 32.017; 2.1: 94.7061; 2.2: 1067.1914; 2.3: 33.8067; 2.4: -963.9203; 2.5: -30.5352
| 2 | 46.45 | 1: 21.3499; 1.1: 103.798; 1.2: 0.1392; 1.3: 301.925; 1.4: 3.2846; 1.5: 103.798; 1.6: 301.925; 1.7: 120.77; 1.8: 8.4594; 1.9: 1006.4167; 2: 32.0515; 2.1: 94.7079; 2.2: 1069.4724; 2.3: 33.8425; 2.4: -965.6744; 2.5: -30.5579
| 2 | 46.5 | 1: 21.4355; 1.1: 104.3267; 1.2: 0.1399; 1.3: 302.25; 1.4: 3.2978; 1.5: 104.3267; 1.6: 302.25; 1.7: 120.9; 1.8: 8.4594; 1.9: 1007.5; 2: 32.086; 2.1: 94.7096; 2.2: 1071.7559; 2.3: 33.8783; 2.4: -967.4292; 2.5: -30.5805
| 2 | 46.55 | 1: 21.5214; 1.1: 104.8571; 1.2: 0.14062; 1.3: 302.575; 1.4: 3.311; 1.5: 104.8571; 1.6: 302.575; 1.7: 121.03; 1.8: 8.4594; 1.9: 1008.5833; 2: 32.1205; 2.1: 94.7114; 2.2: 1074.0418; 2.3: 33.9141; 2.4: -969.1847; 2.5: -30.6031
| 2 | 46.6 | 1: 21.6074; 1.1: 105.3893; 1.2: 0.14133; 1.3: 302.9; 1.4: 3.3242; 1.5: 105.3893; 1.6: 302.9; 1.7: 121.16; 1.8: 8.4594; 1.9: 1009.6667; 2: 32.155; 2.1: 94.7132; 2.2: 1076.3302; 2.3: 33.9498; 2.4: -970.9409; 2.5: -30.6256
| 2 | 46.65 | 1: 21.6936; 1.1: 105.9232; 1.2: 0.14205; 1.3: 303.225; 1.4: 3.3375; 1.5: 105.9232; 1.6: 303.225; 1.7: 121.29; 1.8: 8.4594; 1.9: 1010.75; 2: 32.1895; 2.1: 94.715; 2.2: 1078.6209; 2.3: 33.9856; 2.4: -972.6978; 2.5: -30.6482
| 2 | 46.7 | 1: 21.7799; 1.1: 106.4588; 1.2: 0.14276; 1.3: 303.55; 1.4: 3.3508; 1.5: 106.4588; 1.6: 303.55; 1.7: 121.42; 1.8: 8.4594; 1.9: 1011.8333; 2: 32.224; 2.1: 94.7167; 2.2: 1080.9141; 2.3: 34.0214; 2.4: -974.4553; 2.5: -30.6707
| 2 | 46.75 | 1: 21.8664; 1.1: 106.9962; 1.2: 0.14348; 1.3: 303.875; 1.4: 3.3641; 1.5: 106.9962; 1.6: 303.875; 1.7: 121.55; 1.8: 8.4594; 1.9: 1012.9167; 2: 32.2585; 2.1: 94.7185; 2.2: 1083.2098; 2.3: 34.0572; 2.4: -976.2136; 2.5: -30.6932
| 2 | 46.8 | 1: 21.9531; 1.1: 107.5353; 1.2: 0.14421; 1.3: 304.2; 1.4: 3.3774; 1.5: 107.5353; 1.6: 304.2; 1.7: 121.68; 1.8: 8.4594; 1.9: 1014; 2: 32.293; 2.1: 94.7203; 2.2: 1085.5078; 2.3: 34.093; 2.4: -977.9725; 2.5: -30.7156
| 2 | 46.85 | 1: 22.04; 1.1: 108.0762; 1.2: 0.14493; 1.3: 304.525; 1.4: 3.3908; 1.5: 108.0762; 1.6: 304.525; 1.7: 121.81; 1.8: 8.4594; 1.9: 1015.0833; 2: 32.3275; 2.1: 94.722; 2.2: 1087.8083; 2.3: 34.1288; 2.4: -979.7321; 2.5: -30.738
| 2 | 46.9 | 1: 22.1271; 1.1: 108.6188; 1.2: 0.14566; 1.3: 304.85; 1.4: 3.4042; 1.5: 108.6188; 1.6: 304.85; 1.7: 121.94; 1.8: 8.4594; 1.9: 1016.1667; 2: 32.362; 2.1: 94.7238; 2.2: 1090.1112; 2.3: 34.1646; 2.4: -981.4924; 2.5: -30.7604
| 2 | 46.95 | 1: 22.2143; 1.1: 109.1632; 1.2: 0.14639; 1.3: 305.175; 1.4: 3.4176; 1.5: 109.1632; 1.6: 305.175; 1.7: 122.07; 1.8: 8.4594; 1.9: 1017.25; 2: 32.3965; 2.1: 94.7255; 2.2: 1092.4165; 2.3: 34.2004; 2.4: -983.2534; 2.5: -30.7828
| 2 | 47 | 1: 22.3017; 1.1: 109.7093; 1.2: 0.14712; 1.3: 305.5; 1.4: 3.431; 1.5: 109.7093; 1.6: 305.5; 1.7: 122.2; 1.8: 8.4594; 1.9: 1018.3333; 2: 32.431; 2.1: 94.7273; 2.2: 1094.7243; 2.3: 34.2362; 2.4: -985.015; 2.5: -30.8051
| 2 | 47.05 | 1: 22.3892; 1.1: 110.2572; 1.2: 0.14786; 1.3: 305.825; 1.4: 3.4445; 1.5: 110.2572; 1.6: 305.825; 1.7: 122.33; 1.8: 8.4594; 1.9: 1019.4167; 2: 32.4655; 2.1: 94.729; 2.2: 1097.0345; 2.3: 34.272; 2.4: -986.7773; 2.5: -30.8275
| 2 | 47.1 | 1: 22.4769; 1.1: 110.8068; 1.2: 0.14859; 1.3: 306.15; 1.4: 3.458; 1.5: 110.8068; 1.6: 306.15; 1.7: 122.46; 1.8: 8.4594; 1.9: 1020.5; 2: 32.5; 2.1: 94.7308; 2.2: 1099.3471; 2.3: 34.3077; 2.4: -988.5403; 2.5: -30.8498
| 2 | 47.15 | 1: 22.5648; 1.1: 111.3583; 1.2: 0.14933; 1.3: 306.475; 1.4: 3.4715; 1.5: 111.3583; 1.6: 306.475; 1.7: 122.59; 1.8: 8.4594; 1.9: 1021.5833; 2: 32.5345; 2.1: 94.7325; 2.2: 1101.6622; 2.3: 34.3435; 2.4: -990.3039; 2.5: -30.872
| 2 | 47.2 | 1: 22.6529; 1.1: 111.9114; 1.2: 0.15008; 1.3: 306.8; 1.4: 3.4851; 1.5: 111.9114; 1.6: 306.8; 1.7: 122.72; 1.8: 8.4594; 1.9: 1022.6667; 2: 32.569; 2.1: 94.7343; 2.2: 1103.9797; 2.3: 34.3793; 2.4: -992.0683; 2.5: -30.8943
| 2 | 47.25 | 1: 22.7412; 1.1: 112.4664; 1.2: 0.15082; 1.3: 307.125; 1.4: 3.4986; 1.5: 112.4664; 1.6: 307.125; 1.7: 122.85; 1.8: 8.4594; 1.9: 1023.75; 2: 32.6035; 2.1: 94.736; 2.2: 1106.2996; 2.3: 34.4151; 2.4: -993.8332; 2.5: -30.9165
| 2 | 47.3 | 1: 22.8296; 1.1: 113.0231; 1.2: 0.15157; 1.3: 307.45; 1.4: 3.5122; 1.5: 113.0231; 1.6: 307.45; 1.7: 122.98; 1.8: 8.4594; 1.9: 1024.8333; 2: 32.638; 2.1: 94.7377; 2.2: 1108.622; 2.3: 34.4509; 2.4: -995.5988; 2.5: -30.9387
| 2 | 47.35 | 1: 22.9182; 1.1: 113.5816; 1.2: 0.15232; 1.3: 307.775; 1.4: 3.5259; 1.5: 113.5816; 1.6: 307.775; 1.7: 123.11; 1.8: 8.4594; 1.9: 1025.9167; 2: 32.6725; 2.1: 94.7395; 2.2: 1110.9467; 2.3: 34.4867; 2.4: -997.3651; 2.5: -30.9608
| 2 | 47.4 | 1: 23.0069; 1.1: 114.1419; 1.2: 0.15307; 1.3: 308.1; 1.4: 3.5395; 1.5: 114.1419; 1.6: 308.1; 1.7: 123.24; 1.8: 8.4594; 1.9: 1027; 2: 32.707; 2.1: 94.7412; 2.2: 1113.2739; 2.3: 34.5225; 2.4: -999.132; 2.5: -30.983
| 2 | 47.45 | 1: 23.0958; 1.1: 114.704; 1.2: 0.15382; 1.3: 308.425; 1.4: 3.5532; 1.5: 114.704; 1.6: 308.425; 1.7: 123.37; 1.8: 8.4594; 1.9: 1028.0833; 2: 32.7415; 2.1: 94.7429; 2.2: 1115.6036; 2.3: 34.5583; 2.4: -1000.8996; 2.5: -31.0051
| 2 | 47.5 | 1: 23.1849; 1.1: 115.2678; 1.2: 0.15458; 1.3: 308.75; 1.4: 3.5669; 1.5: 115.2678; 1.6: 308.75; 1.7: 123.5; 1.8: 8.4594; 1.9: 1029.1667; 2: 32.776; 2.1: 94.7446; 2.2: 1117.9356; 2.3: 34.5941; 2.4: -1002.6678; 2.5: -31.0271
| 2 | 47.55 | 1: 23.2742; 1.1: 115.8335; 1.2: 0.15534; 1.3: 309.075; 1.4: 3.5806; 1.5: 115.8335; 1.6: 309.075; 1.7: 123.63; 1.8: 8.4594; 1.9: 1030.25; 2: 32.8105; 2.1: 94.7463; 2.2: 1120.2701; 2.3: 34.6298; 2.4: -1004.4367; 2.5: -31.0492
| 2 | 47.6 | 1: 23.3637; 1.1: 116.4009; 1.2: 0.1561; 1.3: 309.4; 1.4: 3.5944; 1.5: 116.4009; 1.6: 309.4; 1.7: 123.76; 1.8: 8.4594; 1.9: 1031.3333; 2: 32.845; 2.1: 94.7481; 2.2: 1122.6071; 2.3: 34.6656; 2.4: -1006.2062; 2.5: -31.0712
| 2 | 47.65 | 1: 23.4533; 1.1: 116.9701; 1.2: 0.15686; 1.3: 309.725; 1.4: 3.6082; 1.5: 116.9701; 1.6: 309.725; 1.7: 123.89; 1.8: 8.4594; 1.9: 1032.4167; 2: 32.8795; 2.1: 94.7498; 2.2: 1124.9464; 2.3: 34.7014; 2.4: -1007.9763; 2.5: -31.0932
| 2 | 47.7 | 1: 23.5431; 1.1: 117.5411; 1.2: 0.15763; 1.3: 310.05; 1.4: 3.622; 1.5: 117.5411; 1.6: 310.05; 1.7: 124.02; 1.8: 8.4594; 1.9: 1033.5; 2: 32.914; 2.1: 94.7515; 2.2: 1127.2882; 2.3: 34.7372; 2.4: -1009.7471; 2.5: -31.1152
| 2 | 47.75 | 1: 23.633; 1.1: 118.1139; 1.2: 0.15839; 1.3: 310.375; 1.4: 3.6359; 1.5: 118.1139; 1.6: 310.375; 1.7: 124.15; 1.8: 8.4594; 1.9: 1034.5833; 2: 32.9485; 2.1: 94.7532; 2.2: 1129.6324; 2.3: 34.773; 2.4: -1011.5185; 2.5: -31.1371
| 2 | 47.8 | 1: 23.7232; 1.1: 118.6885; 1.2: 0.15916; 1.3: 310.7; 1.4: 3.6497; 1.5: 118.6885; 1.6: 310.7; 1.7: 124.28; 1.8: 8.4594; 1.9: 1035.6667; 2: 32.983; 2.1: 94.7549; 2.2: 1131.9791; 2.3: 34.8088; 2.4: -1013.2905; 2.5: -31.1591
| 2 | 47.85 | 1: 23.8135; 1.1: 119.2649; 1.2: 0.15994; 1.3: 311.025; 1.4: 3.6636; 1.5: 119.2649; 1.6: 311.025; 1.7: 124.41; 1.8: 8.4594; 1.9: 1036.75; 2: 33.0175; 2.1: 94.7566; 2.2: 1134.3281; 2.3: 34.8446; 2.4: -1015.0632; 2.5: -31.181
| 2 | 47.9 | 1: 23.9039; 1.1: 119.8432; 1.2: 0.16071; 1.3: 311.35; 1.4: 3.6775; 1.5: 119.8432; 1.6: 311.35; 1.7: 124.54; 1.8: 8.4594; 1.9: 1037.8333; 2: 33.052; 2.1: 94.7583; 2.2: 1136.6796; 2.3: 34.8803; 2.4: -1016.8365; 2.5: -31.2028
| 2 | 47.95 | 1: 23.9946; 1.1: 120.4232; 1.2: 0.16149; 1.3: 311.675; 1.4: 3.6915; 1.5: 120.4232; 1.6: 311.675; 1.7: 124.67; 1.8: 8.4594; 1.9: 1038.9167; 2: 33.0865; 2.1: 94.76; 2.2: 1139.0336; 2.3: 34.9161; 2.4: -1018.6104; 2.5: -31.2247
| 2 | 48 | 1: 24.0854; 1.1: 121.005; 1.2: 0.16227; 1.3: 312; 1.4: 3.7054; 1.5: 121.005; 1.6: 312; 1.7: 124.8; 1.8: 8.4594; 1.9: 1040; 2: 33.121; 2.1: 94.7617; 2.2: 1141.3899; 2.3: 34.9519; 2.4: -1020.3849; 2.5: -31.2465
| 2 | 48.05 | 1: 24.1764; 1.1: 121.5887; 1.2: 0.16305; 1.3: 312.325; 1.4: 3.7194; 1.5: 121.5887; 1.6: 312.325; 1.7: 124.93; 1.8: 8.4594; 1.9: 1041.0833; 2: 33.1555; 2.1: 94.7633; 2.2: 1143.7487; 2.3: 34.9877; 2.4: -1022.16; 2.5: -31.2683
| 2 | 48.1 | 1: 24.2675; 1.1: 122.1741; 1.2: 0.16384; 1.3: 312.65; 1.4: 3.7335; 1.5: 122.1741; 1.6: 312.65; 1.7: 125.06; 1.8: 8.4594; 1.9: 1042.1667; 2: 33.19; 2.1: 94.765; 2.2: 1146.1099; 2.3: 35.0235; 2.4: -1023.9358; 2.5: -31.29
| 2 | 48.15 | 1: 24.3589; 1.1: 122.7614; 1.2: 0.16463; 1.3: 312.975; 1.4: 3.7475; 1.5: 122.7614; 1.6: 312.975; 1.7: 125.19; 1.8: 8.4594; 1.9: 1043.25; 2: 33.2245; 2.1: 94.7667; 2.2: 1148.4736; 2.3: 35.0593; 2.4: -1025.7122; 2.5: -31.3118
| 2 | 48.2 | 1: 24.4504; 1.1: 123.3505; 1.2: 0.16542; 1.3: 313.3; 1.4: 3.7616; 1.5: 123.3505; 1.6: 313.3; 1.7: 125.32; 1.8: 8.4594; 1.9: 1044.3333; 2: 33.259; 2.1: 94.7684; 2.2: 1150.8397; 2.3: 35.0951; 2.4: -1027.4891; 2.5: -31.3335
| 2 | 48.25 | 1: 24.5421; 1.1: 123.9415; 1.2: 0.16621; 1.3: 313.625; 1.4: 3.7757; 1.5: 123.9415; 1.6: 313.625; 1.7: 125.45; 1.8: 8.4594; 1.9: 1045.4167; 2: 33.2935; 2.1: 94.7701; 2.2: 1153.2082; 2.3: 35.1308; 2.4: -1029.2667; 2.5: -31.3551
| 2 | 48.3 | 1: 24.6339; 1.1: 124.5342; 1.2: 0.167; 1.3: 313.95; 1.4: 3.7898; 1.5: 124.5342; 1.6: 313.95; 1.7: 125.58; 1.8: 8.4594; 1.9: 1046.5; 2: 33.328; 2.1: 94.7717; 2.2: 1155.5791; 2.3: 35.1666; 2.4: -1031.0449; 2.5: -31.3768
| 2 | 48.35 | 1: 24.7259; 1.1: 125.1288; 1.2: 0.1678; 1.3: 314.275; 1.4: 3.804; 1.5: 125.1288; 1.6: 314.275; 1.7: 125.71; 1.8: 8.4594; 1.9: 1047.5833; 2: 33.3625; 2.1: 94.7734; 2.2: 1157.9525; 2.3: 35.2024; 2.4: -1032.8237; 2.5: -31.3984
| 2 | 48.4 | 1: 24.8181; 1.1: 125.7252; 1.2: 0.1686; 1.3: 314.6; 1.4: 3.8182; 1.5: 125.7252; 1.6: 314.6; 1.7: 125.84; 1.8: 8.4594; 1.9: 1048.6667; 2: 33.397; 2.1: 94.7751; 2.2: 1160.3283; 2.3: 35.2382; 2.4: -1034.6031; 2.5: -31.42
| 2 | 48.45 | 1: 24.9105; 1.1: 126.3235; 1.2: 0.1694; 1.3: 314.925; 1.4: 3.8324; 1.5: 126.3235; 1.6: 314.925; 1.7: 125.97; 1.8: 8.4594; 1.9: 1049.75; 2: 33.4315; 2.1: 94.7767; 2.2: 1162.7065; 2.3: 35.274; 2.4: -1036.3831; 2.5: -31.4416
| 2 | 48.5 | 1: 25.003; 1.1: 126.9236; 1.2: 0.17021; 1.3: 315.25; 1.4: 3.8466; 1.5: 126.9236; 1.6: 315.25; 1.7: 126.1; 1.8: 8.4594; 1.9: 1050.8333; 2: 33.466; 2.1: 94.7784; 2.2: 1165.0872; 2.3: 35.3098; 2.4: -1038.1637; 2.5: -31.4632
| 2 | 48.55 | 1: 25.0957; 1.1: 127.5255; 1.2: 0.17101; 1.3: 315.575; 1.4: 3.8609; 1.5: 127.5255; 1.6: 315.575; 1.7: 126.23; 1.8: 8.4594; 1.9: 1051.9167; 2: 33.5005; 2.1: 94.78; 2.2: 1167.4703; 2.3: 35.3456; 2.4: -1039.9448; 2.5: -31.4847
| 2 | 48.6 | 1: 25.1886; 1.1: 128.1293; 1.2: 0.17182; 1.3: 315.9; 1.4: 3.8752; 1.5: 128.1293; 1.6: 315.9; 1.7: 126.36; 1.8: 8.4594; 1.9: 1053; 2: 33.535; 2.1: 94.7817; 2.2: 1169.8558; 2.3: 35.3813; 2.4: -1041.7266; 2.5: -31.5062
| 2 | 48.65 | 1: 25.2816; 1.1: 128.7349; 1.2: 0.17264; 1.3: 316.225; 1.4: 3.8895; 1.5: 128.7349; 1.6: 316.225; 1.7: 126.49; 1.8: 8.4594; 1.9: 1054.0833; 2: 33.5695; 2.1: 94.7833; 2.2: 1172.2438; 2.3: 35.4171; 2.4: -1043.5089; 2.5: -31.5276
| 2 | 48.7 | 1: 25.3748; 1.1: 129.3424; 1.2: 0.17345; 1.3: 316.55; 1.4: 3.9038; 1.5: 129.3424; 1.6: 316.55; 1.7: 126.62; 1.8: 8.4594; 1.9: 1055.1667; 2: 33.604; 2.1: 94.785; 2.2: 1174.6342; 2.3: 35.4529; 2.4: -1045.2918; 2.5: -31.5491
| 2 | 48.75 | 1: 25.4682; 1.1: 129.9517; 1.2: 0.17427; 1.3: 316.875; 1.4: 3.9182; 1.5: 129.9517; 1.6: 316.875; 1.7: 126.75; 1.8: 8.4594; 1.9: 1056.25; 2: 33.6385; 2.1: 94.7866; 2.2: 1177.027; 2.3: 35.4887; 2.4: -1047.0753; 2.5: -31.5705
| 2 | 48.8 | 1: 25.5618; 1.1: 130.5629; 1.2: 0.17509; 1.3: 317.2; 1.4: 3.9326; 1.5: 130.5629; 1.6: 317.2; 1.7: 126.88; 1.8: 8.4594; 1.9: 1057.3333; 2: 33.673; 2.1: 94.7883; 2.2: 1179.4223; 2.3: 35.5245; 2.4: -1048.8594; 2.5: -31.5919
| 2 | 48.85 | 1: 25.6555; 1.1: 131.1759; 1.2: 0.17591; 1.3: 317.525; 1.4: 3.947; 1.5: 131.1759; 1.6: 317.525; 1.7: 127.01; 1.8: 8.4594; 1.9: 1058.4167; 2: 33.7075; 2.1: 94.7899; 2.2: 1181.82; 2.3: 35.5603; 2.4: -1050.6441; 2.5: -31.6133
| 2 | 48.9 | 1: 25.7494; 1.1: 131.7908; 1.2: 0.17673; 1.3: 317.85; 1.4: 3.9615; 1.5: 131.7908; 1.6: 317.85; 1.7: 127.14; 1.8: 8.4594; 1.9: 1059.5; 2: 33.742; 2.1: 94.7915; 2.2: 1184.2201; 2.3: 35.5961; 2.4: -1052.4293; 2.5: -31.6346
| 2 | 48.95 | 1: 25.8435; 1.1: 132.4075; 1.2: 0.17756; 1.3: 318.175; 1.4: 3.9759; 1.5: 132.4075; 1.6: 318.175; 1.7: 127.27; 1.8: 8.4594; 1.9: 1060.5833; 2: 33.7765; 2.1: 94.7932; 2.2: 1186.6226; 2.3: 35.6318; 2.4: -1054.2151; 2.5: -31.6559
| 2 | 49 | 1: 25.9378; 1.1: 133.0261; 1.2: 0.17839; 1.3: 318.5; 1.4: 3.9904; 1.5: 133.0261; 1.6: 318.5; 1.7: 127.4; 1.8: 8.4594; 1.9: 1061.6667; 2: 33.811; 2.1: 94.7948; 2.2: 1189.0276; 2.3: 35.6676; 2.4: -1056.0015; 2.5: -31.6772
| 2 | 49.05 | 1: 26.0322; 1.1: 133.6466; 1.2: 0.17922; 1.3: 318.825; 1.4: 4.005; 1.5: 133.6466; 1.6: 318.825; 1.7: 127.53; 1.8: 8.4594; 1.9: 1062.75; 2: 33.8455; 2.1: 94.7964; 2.2: 1191.435; 2.3: 35.7034; 2.4: -1057.7884; 2.5: -31.6985
| 2 | 49.1 | 1: 26.1268; 1.1: 134.269; 1.2: 0.18006; 1.3: 319.15; 1.4: 4.0195; 1.5: 134.269; 1.6: 319.15; 1.7: 127.66; 1.8: 8.4594; 1.9: 1063.8333; 2: 33.88; 2.1: 94.798; 2.2: 1193.8449; 2.3: 35.7392; 2.4: -1059.5759; 2.5: -31.7197
| 2 | 49.15 | 1: 26.2215; 1.1: 134.8932; 1.2: 0.18089; 1.3: 319.475; 1.4: 4.0341; 1.5: 134.8932; 1.6: 319.475; 1.7: 127.79; 1.8: 8.4594; 1.9: 1064.9167; 2: 33.9145; 2.1: 94.7996; 2.2: 1196.2571; 2.3: 35.775; 2.4: -1061.3639; 2.5: -31.7409
| 2 | 49.2 | 1: 26.3165; 1.1: 135.5193; 1.2: 0.18173; 1.3: 319.8; 1.4: 4.0487; 1.5: 135.5193; 1.6: 319.8; 1.7: 127.92; 1.8: 8.4594; 1.9: 1066; 2: 33.949; 2.1: 94.8013; 2.2: 1198.6719; 2.3: 35.8108; 2.4: -1063.1525; 2.5: -31.7621
| 2 | 49.25 | 1: 26.4116; 1.1: 136.1473; 1.2: 0.18258; 1.3: 320.125; 1.4: 4.0633; 1.5: 136.1473; 1.6: 320.125; 1.7: 128.05; 1.8: 8.4594; 1.9: 1067.0833; 2: 33.9835; 2.1: 94.8029; 2.2: 1201.089; 2.3: 35.8465; 2.4: -1064.9417; 2.5: -31.7832
| 2 | 49.3 | 1: 26.5069; 1.1: 136.7772; 1.2: 0.18342; 1.3: 320.45; 1.4: 4.078; 1.5: 136.7772; 1.6: 320.45; 1.7: 128.18; 1.8: 8.4594; 1.9: 1068.1667; 2: 34.018; 2.1: 94.8045; 2.2: 1203.5086; 2.3: 35.8823; 2.4: -1066.7314; 2.5: -31.8043
| 2 | 49.35 | 1: 26.6023; 1.1: 137.4089; 1.2: 0.18427; 1.3: 320.775; 1.4: 4.0927; 1.5: 137.4089; 1.6: 320.775; 1.7: 128.31; 1.8: 8.4594; 1.9: 1069.25; 2: 34.0525; 2.1: 94.8061; 2.2: 1205.9306; 2.3: 35.9181; 2.4: -1068.5217; 2.5: -31.8254
| 2 | 49.4 | 1: 26.6979; 1.1: 138.0425; 1.2: 0.18512; 1.3: 321.1; 1.4: 4.1074; 1.5: 138.0425; 1.6: 321.1; 1.7: 128.44; 1.8: 8.4594; 1.9: 1070.3333; 2: 34.087; 2.1: 94.8077; 2.2: 1208.355; 2.3: 35.9539; 2.4: -1070.3125; 2.5: -31.8465
| 2 | 49.45 | 1: 26.7937; 1.1: 138.678; 1.2: 0.18597; 1.3: 321.425; 1.4: 4.1221; 1.5: 138.678; 1.6: 321.425; 1.7: 128.57; 1.8: 8.4594; 1.9: 1071.4167; 2: 34.1215; 2.1: 94.8093; 2.2: 1210.7819; 2.3: 35.9897; 2.4: -1072.1038; 2.5: -31.8676
| 2 | 49.5 | 1: 26.8897; 1.1: 139.3155; 1.2: 0.18683; 1.3: 321.75; 1.4: 4.1369; 1.5: 139.3155; 1.6: 321.75; 1.7: 128.7; 1.8: 8.4594; 1.9: 1072.5; 2: 34.1561; 2.1: 94.8109; 2.2: 1213.2112; 2.3: 36.0255; 2.4: -1073.8957; 2.5: -31.8886
| 2 | 49.55 | 1: 26.9858; 1.1: 139.9548; 1.2: 0.18768; 1.3: 322.075; 1.4: 4.1517; 1.5: 139.9548; 1.6: 322.075; 1.7: 128.83; 1.8: 8.4594; 1.9: 1073.5833; 2: 34.1906; 2.1: 94.8125; 2.2: 1215.6429; 2.3: 36.0612; 2.4: -1075.6882; 2.5: -31.9096
| 2 | 49.6 | 1: 27.0821; 1.1: 140.596; 1.2: 0.18854; 1.3: 322.4; 1.4: 4.1665; 1.5: 140.596; 1.6: 322.4; 1.7: 128.96; 1.8: 8.4594; 1.9: 1074.6667; 2: 34.2251; 2.1: 94.8141; 2.2: 1218.0771; 2.3: 36.097; 2.4: -1077.4812; 2.5: -31.9305
| 2 | 49.65 | 1: 27.1786; 1.1: 141.2391; 1.2: 0.1894; 1.3: 322.725; 1.4: 4.1813; 1.5: 141.2391; 1.6: 322.725; 1.7: 129.09; 1.8: 8.4594; 1.9: 1075.75; 2: 34.2596; 2.1: 94.8157; 2.2: 1220.5137; 2.3: 36.1328; 2.4: -1079.2747; 2.5: -31.9515
| 2 | 49.7 | 1: 27.2753; 1.1: 141.8841; 1.2: 0.19027; 1.3: 323.05; 1.4: 4.1962; 1.5: 141.8841; 1.6: 323.05; 1.7: 129.22; 1.8: 8.4594; 1.9: 1076.8333; 2: 34.2941; 2.1: 94.8172; 2.2: 1222.9528; 2.3: 36.1686; 2.4: -1081.0687; 2.5: -31.9724
| 2 | 49.75 | 1: 27.3721; 1.1: 142.531; 1.2: 0.19114; 1.3: 323.375; 1.4: 4.2111; 1.5: 142.531; 1.6: 323.375; 1.7: 129.35; 1.8: 8.4594; 1.9: 1077.9167; 2: 34.3286; 2.1: 94.8188; 2.2: 1225.3943; 2.3: 36.2044; 2.4: -1082.8633; 2.5: -31.9933
| 2 | 49.8 | 1: 27.4691; 1.1: 143.1798; 1.2: 0.19201; 1.3: 323.7; 1.4: 4.226; 1.5: 143.1798; 1.6: 323.7; 1.7: 129.48; 1.8: 8.4594; 1.9: 1079; 2: 34.3631; 2.1: 94.8204; 2.2: 1227.8382; 2.3: 36.2402; 2.4: -1084.6584; 2.5: -32.0141
| 2 | 49.85 | 1: 27.5662; 1.1: 143.8305; 1.2: 0.19288; 1.3: 324.025; 1.4: 4.241; 1.5: 143.8305; 1.6: 324.025; 1.7: 129.61; 1.8: 8.4594; 1.9: 1080.0833; 2: 34.3976; 2.1: 94.822; 2.2: 1230.2845; 2.3: 36.2759; 2.4: -1086.454; 2.5: -32.035
| 2 | 49.9 | 1: 27.6636; 1.1: 144.4832; 1.2: 0.19376; 1.3: 324.35; 1.4: 4.2559; 1.5: 144.4832; 1.6: 324.35; 1.7: 129.74; 1.8: 8.4594; 1.9: 1081.1667; 2: 34.4321; 2.1: 94.8235; 2.2: 1232.7333; 2.3: 36.3117; 2.4: -1088.2501; 2.5: -32.0558
| 2 | 49.95 | 1: 27.7611; 1.1: 145.1377; 1.2: 0.19463; 1.3: 324.675; 1.4: 4.2709; 1.5: 145.1377; 1.6: 324.675; 1.7: 129.87; 1.8: 8.4594; 1.9: 1082.25; 2: 34.4666; 2.1: 94.8251; 2.2: 1235.1845; 2.3: 36.3475; 2.4: -1090.0468; 2.5: -32.0766
| 2 | 50 | 1: 27.8588; 1.1: 145.7942; 1.2: 0.19551; 1.3: 325; 1.4: 4.286; 1.5: 145.7942; 1.6: 325; 1.7: 130; 1.8: 8.4594; 1.9: 1083.3333; 2: 34.5011; 2.1: 94.8267; 2.2: 1237.6382; 2.3: 36.3833; 2.4: -1091.8439; 2.5: -32.0973
| 2 | 50.05 | 1: 27.9566; 1.1: 146.4526; 1.2: 0.1964; 1.3: 325.325; 1.4: 4.301; 1.5: 146.4526; 1.6: 325.325; 1.7: 130.13; 1.8: 8.4594; 1.9: 1084.4167; 2: 34.5356; 2.1: 94.8282; 2.2: 1240.0942; 2.3: 36.4191; 2.4: -1093.6416; 2.5: -32.1181
| 2 | 50.1 | 1: 28.0546; 1.1: 147.1129; 1.2: 0.19728; 1.3: 325.65; 1.4: 4.3161; 1.5: 147.1129; 1.6: 325.65; 1.7: 130.26; 1.8: 8.4594; 1.9: 1085.5; 2: 34.5701; 2.1: 94.8298; 2.2: 1242.5528; 2.3: 36.4549; 2.4: -1095.4398; 2.5: -32.1388
| 2 | 50.15 | 1: 28.1528; 1.1: 147.7752; 1.2: 0.19817; 1.3: 325.975; 1.4: 4.3312; 1.5: 147.7752; 1.6: 325.975; 1.7: 130.39; 1.8: 8.4594; 1.9: 1086.5833; 2: 34.6046; 2.1: 94.8314; 2.2: 1245.0137; 2.3: 36.4906; 2.4: -1097.2385; 2.5: -32.1594
| 2 | 50.2 | 1: 28.2512; 1.1: 148.4394; 1.2: 0.19906; 1.3: 326.3; 1.4: 4.3463; 1.5: 148.4394; 1.6: 326.3; 1.7: 130.52; 1.8: 8.4594; 1.9: 1087.6667; 2: 34.6391; 2.1: 94.8329; 2.2: 1247.4771; 2.3: 36.5264; 2.4: -1099.0377; 2.5: -32.1801
| 2 | 50.25 | 1: 28.3497; 1.1: 149.1055; 1.2: 0.19995; 1.3: 326.625; 1.4: 4.3615; 1.5: 149.1055; 1.6: 326.625; 1.7: 130.65; 1.8: 8.4594; 1.9: 1088.75; 2: 34.6736; 2.1: 94.8345; 2.2: 1249.9429; 2.3: 36.5622; 2.4: -1100.8375; 2.5: -32.2007
| 2 | 50.3 | 1: 28.4485; 1.1: 149.7735; 1.2: 0.20085; 1.3: 326.95; 1.4: 4.3767; 1.5: 149.7735; 1.6: 326.95; 1.7: 130.78; 1.8: 8.4594; 1.9: 1089.8333; 2: 34.7081; 2.1: 94.836; 2.2: 1252.4112; 2.3: 36.598; 2.4: -1102.6377; 2.5: -32.2213
| 2 | 50.35 | 1: 28.5473; 1.1: 150.4435; 1.2: 0.20175; 1.3: 327.275; 1.4: 4.3919; 1.5: 150.4435; 1.6: 327.275; 1.7: 130.91; 1.8: 8.4594; 1.9: 1090.9167; 2: 34.7426; 2.1: 94.8375; 2.2: 1254.8819; 2.3: 36.6338; 2.4: -1104.4384; 2.5: -32.2419
| 2 | 50.4 | 1: 28.6464; 1.1: 151.1154; 1.2: 0.20265; 1.3: 327.6; 1.4: 4.4071; 1.5: 151.1154; 1.6: 327.6; 1.7: 131.04; 1.8: 8.4594; 1.9: 1092; 2: 34.7771; 2.1: 94.8391; 2.2: 1257.355; 2.3: 36.6696; 2.4: -1106.2396; 2.5: -32.2624
| 2 | 50.45 | 1: 28.7456; 1.1: 151.7893; 1.2: 0.20355; 1.3: 327.925; 1.4: 4.4224; 1.5: 151.7893; 1.6: 327.925; 1.7: 131.17; 1.8: 8.4594; 1.9: 1093.0833; 2: 34.8116; 2.1: 94.8406; 2.2: 1259.8306; 2.3: 36.7053; 2.4: -1108.0413; 2.5: -32.2829
| 2 | 50.5 | 1: 28.845; 1.1: 152.4651; 1.2: 0.20446; 1.3: 328.25; 1.4: 4.4377; 1.5: 152.4651; 1.6: 328.25; 1.7: 131.3; 1.8: 8.4594; 1.9: 1094.1667; 2: 34.8461; 2.1: 94.8422; 2.2: 1262.3086; 2.3: 36.7411; 2.4: -1109.8435; 2.5: -32.3034
| 2 | 50.55 | 1: 28.9446; 1.1: 153.1428; 1.2: 0.20537; 1.3: 328.575; 1.4: 4.453; 1.5: 153.1428; 1.6: 328.575; 1.7: 131.43; 1.8: 8.4594; 1.9: 1095.25; 2: 34.8806; 2.1: 94.8437; 2.2: 1264.7891; 2.3: 36.7769; 2.4: -1111.6462; 2.5: -32.3239
| 2 | 50.6 | 1: 29.0443; 1.1: 153.8225; 1.2: 0.20628; 1.3: 328.9; 1.4: 4.4684; 1.5: 153.8225; 1.6: 328.9; 1.7: 131.56; 1.8: 8.4594; 1.9: 1096.3333; 2: 34.9151; 2.1: 94.8452; 2.2: 1267.2719; 2.3: 36.8127; 2.4: -1113.4494; 2.5: -32.3443
| 2 | 50.65 | 1: 29.1442; 1.1: 154.5042; 1.2: 0.20719; 1.3: 329.225; 1.4: 4.4837; 1.5: 154.5042; 1.6: 329.225; 1.7: 131.69; 1.8: 8.4594; 1.9: 1097.4167; 2: 34.9496; 2.1: 94.8467; 2.2: 1269.7573; 2.3: 36.8485; 2.4: -1115.253; 2.5: -32.3647
| 2 | 50.7 | 1: 29.2443; 1.1: 155.1878; 1.2: 0.20811; 1.3: 329.55; 1.4: 4.4991; 1.5: 155.1878; 1.6: 329.55; 1.7: 131.82; 1.8: 8.4594; 1.9: 1098.5; 2: 34.9841; 2.1: 94.8483; 2.2: 1272.245; 2.3: 36.8843; 2.4: -1117.0572; 2.5: -32.3851
| 2 | 50.75 | 1: 29.3446; 1.1: 155.8734; 1.2: 0.20903; 1.3: 329.875; 1.4: 4.5145; 1.5: 155.8734; 1.6: 329.875; 1.7: 131.95; 1.8: 8.4594; 1.9: 1099.5833; 2: 35.0186; 2.1: 94.8498; 2.2: 1274.7352; 2.3: 36.92; 2.4: -1118.8618; 2.5: -32.4055
| 2 | 50.8 | 1: 29.445; 1.1: 156.5609; 1.2: 0.20995; 1.3: 330.2; 1.4: 4.53; 1.5: 156.5609; 1.6: 330.2; 1.7: 132.08; 1.8: 8.4594; 1.9: 1100.6667; 2: 35.0531; 2.1: 94.8513; 2.2: 1277.2278; 2.3: 36.9558; 2.4: -1120.6669; 2.5: -32.4258
| 2 | 50.85 | 1: 29.5456; 1.1: 157.2504; 1.2: 0.21088; 1.3: 330.525; 1.4: 4.5455; 1.5: 157.2504; 1.6: 330.525; 1.7: 132.21; 1.8: 8.4594; 1.9: 1101.75; 2: 35.0876; 2.1: 94.8528; 2.2: 1279.7229; 2.3: 36.9916; 2.4: -1122.4725; 2.5: -32.4461
| 2 | 50.9 | 1: 29.6464; 1.1: 157.9419; 1.2: 0.2118; 1.3: 330.85; 1.4: 4.561; 1.5: 157.9419; 1.6: 330.85; 1.7: 132.34; 1.8: 8.4594; 1.9: 1102.8333; 2: 35.1221; 2.1: 94.8543; 2.2: 1282.2204; 2.3: 37.0274; 2.4: -1124.2785; 2.5: -32.4664
| 2 | 50.95 | 1: 29.7473; 1.1: 158.6354; 1.2: 0.21273; 1.3: 331.175; 1.4: 4.5765; 1.5: 158.6354; 1.6: 331.175; 1.7: 132.47; 1.8: 8.4594; 1.9: 1103.9167; 2: 35.1566; 2.1: 94.8558; 2.2: 1284.7204; 2.3: 37.0632; 2.4: -1126.085; 2.5: -32.4867
| 2 | 51 | 1: 29.8484; 1.1: 159.3308; 1.2: 0.21367; 1.3: 331.5; 1.4: 4.5921; 1.5: 159.3308; 1.6: 331.5; 1.7: 132.6; 1.8: 8.4594; 1.9: 1105; 2: 35.1911; 2.1: 94.8573; 2.2: 1287.2228; 2.3: 37.099; 2.4: -1127.892; 2.5: -32.5069
| 2 | 51.05 | 1: 29.9497; 1.1: 160.0282; 1.2: 0.2146; 1.3: 331.825; 1.4: 4.6076; 1.5: 160.0282; 1.6: 331.825; 1.7: 132.73; 1.8: 8.4594; 1.9: 1106.0833; 2: 35.2256; 2.1: 94.8588; 2.2: 1289.7276; 2.3: 37.1347; 2.4: -1129.6994; 2.5: -32.5271
| 2 | 51.1 | 1: 30.0511; 1.1: 160.7275; 1.2: 0.21554; 1.3: 332.15; 1.4: 4.6233; 1.5: 160.7275; 1.6: 332.15; 1.7: 132.86; 1.8: 8.4594; 1.9: 1107.1667; 2: 35.2601; 2.1: 94.8603; 2.2: 1292.2349; 2.3: 37.1705; 2.4: -1131.5073; 2.5: -32.5473
| 2 | 51.15 | 1: 30.1528; 1.1: 161.4289; 1.2: 0.21648; 1.3: 332.475; 1.4: 4.6389; 1.5: 161.4289; 1.6: 332.475; 1.7: 132.99; 1.8: 8.4594; 1.9: 1108.25; 2: 35.2946; 2.1: 94.8618; 2.2: 1294.7446; 2.3: 37.2063; 2.4: -1133.3157; 2.5: -32.5674
| 2 | 51.2 | 1: 30.2546; 1.1: 162.1322; 1.2: 0.21742; 1.3: 332.8; 1.4: 4.6545; 1.5: 162.1322; 1.6: 332.8; 1.7: 133.12; 1.8: 8.4594; 1.9: 1109.3333; 2: 35.3291; 2.1: 94.8633; 2.2: 1297.2567; 2.3: 37.2421; 2.4: -1135.1245; 2.5: -32.5876
| 2 | 51.25 | 1: 30.3565; 1.1: 162.8375; 1.2: 0.21837; 1.3: 333.125; 1.4: 4.6702; 1.5: 162.8375; 1.6: 333.125; 1.7: 133.25; 1.8: 8.4594; 1.9: 1110.4167; 2: 35.3636; 2.1: 94.8648; 2.2: 1299.7713; 2.3: 37.2779; 2.4: -1136.9338; 2.5: -32.6077
| 2 | 51.3 | 1: 30.4587; 1.1: 163.5448; 1.2: 0.21932; 1.3: 333.45; 1.4: 4.686; 1.5: 163.5448; 1.6: 333.45; 1.7: 133.38; 1.8: 8.4594; 1.9: 1111.5; 2: 35.3981; 2.1: 94.8663; 2.2: 1302.2883; 2.3: 37.3137; 2.4: -1138.7435; 2.5: -32.6277
| 2 | 51.35 | 1: 30.561; 1.1: 164.2541; 1.2: 0.22027; 1.3: 333.775; 1.4: 4.7017; 1.5: 164.2541; 1.6: 333.775; 1.7: 133.51; 1.8: 8.4594; 1.9: 1112.5833; 2: 35.4326; 2.1: 94.8677; 2.2: 1304.8078; 2.3: 37.3495; 2.4: -1140.5537; 2.5: -32.6478
| 2 | 51.4 | 1: 30.6635; 1.1: 164.9654; 1.2: 0.22122; 1.3: 334.1; 1.4: 4.7175; 1.5: 164.9654; 1.6: 334.1; 1.7: 133.64; 1.8: 8.4594; 1.9: 1113.6667; 2: 35.4671; 2.1: 94.8692; 2.2: 1307.3297; 2.3: 37.3852; 2.4: -1142.3643; 2.5: -32.6678
| 2 | 51.45 | 1: 30.7661; 1.1: 165.6787; 1.2: 0.22218; 1.3: 334.425; 1.4: 4.7333; 1.5: 165.6787; 1.6: 334.425; 1.7: 133.77; 1.8: 8.4594; 1.9: 1114.75; 2: 35.5016; 2.1: 94.8707; 2.2: 1309.854; 2.3: 37.421; 2.4: -1144.1754; 2.5: -32.6878
| 2 | 51.5 | 1: 30.869; 1.1: 166.394; 1.2: 0.22314; 1.3: 334.75; 1.4: 4.7491; 1.5: 166.394; 1.6: 334.75; 1.7: 133.9; 1.8: 8.4594; 1.9: 1115.8333; 2: 35.5361; 2.1: 94.8722; 2.2: 1312.3808; 2.3: 37.4568; 2.4: -1145.9869; 2.5: -32.7077
| 2 | 51.55 | 1: 30.972; 1.1: 167.1113; 1.2: 0.2241; 1.3: 335.075; 1.4: 4.7649; 1.5: 167.1113; 1.6: 335.075; 1.7: 134.03; 1.8: 8.4594; 1.9: 1116.9167; 2: 35.5706; 2.1: 94.8736; 2.2: 1314.9101; 2.3: 37.4926; 2.4: -1147.7988; 2.5: -32.7277
| 2 | 51.6 | 1: 31.0751; 1.1: 167.8306; 1.2: 0.22506; 1.3: 335.4; 1.4: 4.7808; 1.5: 167.8306; 1.6: 335.4; 1.7: 134.16; 1.8: 8.4594; 1.9: 1118; 2: 35.6051; 2.1: 94.8751; 2.2: 1317.4417; 2.3: 37.5284; 2.4: -1149.6112; 2.5: -32.7476
| 2 | 51.65 | 1: 31.1785; 1.1: 168.5519; 1.2: 0.22603; 1.3: 335.725; 1.4: 4.7967; 1.5: 168.5519; 1.6: 335.725; 1.7: 134.29; 1.8: 8.4594; 1.9: 1119.0833; 2: 35.6396; 2.1: 94.8765; 2.2: 1319.9759; 2.3: 37.5642; 2.4: -1151.424; 2.5: -32.7675
| 2 | 51.7 | 1: 31.282; 1.1: 169.2752; 1.2: 0.227; 1.3: 336.05; 1.4: 4.8126; 1.5: 169.2752; 1.6: 336.05; 1.7: 134.42; 1.8: 8.4594; 1.9: 1120.1667; 2: 35.6741; 2.1: 94.878; 2.2: 1322.5124; 2.3: 37.6; 2.4: -1153.2373; 2.5: -32.7874
| 2 | 51.75 | 1: 31.3857; 1.1: 170.0005; 1.2: 0.22797; 1.3: 336.375; 1.4: 4.8286; 1.5: 170.0005; 1.6: 336.375; 1.7: 134.55; 1.8: 8.4594; 1.9: 1121.25; 2: 35.7086; 2.1: 94.8795; 2.2: 1325.0514; 2.3: 37.6358; 2.4: -1155.0509; 2.5: -32.8072
| 2 | 51.8 | 1: 31.4895; 1.1: 170.7278; 1.2: 0.22895; 1.3: 336.7; 1.4: 4.8445; 1.5: 170.7278; 1.6: 336.7; 1.7: 134.68; 1.8: 8.4594; 1.9: 1122.3333; 2: 35.7431; 2.1: 94.8809; 2.2: 1327.5929; 2.3: 37.6715; 2.4: -1156.865; 2.5: -32.827
| 2 | 51.85 | 1: 31.5936; 1.1: 171.4572; 1.2: 0.22993; 1.3: 337.025; 1.4: 4.8605; 1.5: 171.4572; 1.6: 337.025; 1.7: 134.81; 1.8: 8.4594; 1.9: 1123.4167; 2: 35.7776; 2.1: 94.8824; 2.2: 1330.1367; 2.3: 37.7073; 2.4: -1158.6796; 2.5: -32.8468
| 2 | 51.9 | 1: 31.6978; 1.1: 172.1886; 1.2: 0.23091; 1.3: 337.35; 1.4: 4.8766; 1.5: 172.1886; 1.6: 337.35; 1.7: 134.94; 1.8: 8.4594; 1.9: 1124.5; 2: 35.8121; 2.1: 94.8838; 2.2: 1332.6831; 2.3: 37.7431; 2.4: -1160.4945; 2.5: -32.8665
| 2 | 51.95 | 1: 31.8021; 1.1: 172.922; 1.2: 0.23189; 1.3: 337.675; 1.4: 4.8926; 1.5: 172.922; 1.6: 337.675; 1.7: 135.07; 1.8: 8.4594; 1.9: 1125.5833; 2: 35.8466; 2.1: 94.8852; 2.2: 1335.2319; 2.3: 37.7789; 2.4: -1162.3099; 2.5: -32.8863
| 2 | 52 | 1: 31.9067; 1.1: 173.6574; 1.2: 0.23288; 1.3: 338; 1.4: 4.9087; 1.5: 173.6574; 1.6: 338; 1.7: 135.2; 1.8: 8.4594; 1.9: 1126.6667; 2: 35.8811; 2.1: 94.8867; 2.2: 1337.7831; 2.3: 37.8147; 2.4: -1164.1257; 2.5: -32.906
| 2 | 52.05 | 1: 32.0114; 1.1: 174.3948; 1.2: 0.23387; 1.3: 338.325; 1.4: 4.9248; 1.5: 174.3948; 1.6: 338.325; 1.7: 135.33; 1.8: 8.4594; 1.9: 1127.75; 2: 35.9156; 2.1: 94.8881; 2.2: 1340.3367; 2.3: 37.8505; 2.4: -1165.9419; 2.5: -32.9257
| 2 | 52.1 | 1: 32.1163; 1.1: 175.1343; 1.2: 0.23486; 1.3: 338.65; 1.4: 4.941; 1.5: 175.1343; 1.6: 338.65; 1.7: 135.46; 1.8: 8.4594; 1.9: 1128.8333; 2: 35.9501; 2.1: 94.8895; 2.2: 1342.8928; 2.3: 37.8863; 2.4: -1167.7585; 2.5: -32.9453
| 2 | 52.15 | 1: 32.2213; 1.1: 175.8758; 1.2: 0.23585; 1.3: 338.975; 1.4: 4.9571; 1.5: 175.8758; 1.6: 338.975; 1.7: 135.59; 1.8: 8.4594; 1.9: 1129.9167; 2: 35.9846; 2.1: 94.891; 2.2: 1345.4514; 2.3: 37.9221; 2.4: -1169.5755; 2.5: -32.9649
| 2 | 52.2 | 1: 32.3266; 1.1: 176.6194; 1.2: 0.23685; 1.3: 339.3; 1.4: 4.9733; 1.5: 176.6194; 1.6: 339.3; 1.7: 135.72; 1.8: 8.4594; 1.9: 1131; 2: 36.0191; 2.1: 94.8924; 2.2: 1348.0124; 2.3: 37.9579; 2.4: -1171.393; 2.5: -32.9845
| 2 | 52.25 | 1: 32.432; 1.1: 177.365; 1.2: 0.23785; 1.3: 339.625; 1.4: 4.9895; 1.5: 177.365; 1.6: 339.625; 1.7: 135.85; 1.8: 8.4594; 1.9: 1132.0833; 2: 36.0536; 2.1: 94.8938; 2.2: 1350.5758; 2.3: 37.9936; 2.4: -1173.2108; 2.5: -33.0041
| 2 | 52.3 | 1: 32.5375; 1.1: 178.1126; 1.2: 0.23885; 1.3: 339.95; 1.4: 5.0058; 1.5: 178.1126; 1.6: 339.95; 1.7: 135.98; 1.8: 8.4594; 1.9: 1133.1667; 2: 36.0881; 2.1: 94.8952; 2.2: 1353.1417; 2.3: 38.0294; 2.4: -1175.0291; 2.5: -33.0237
| 2 | 52.35 | 1: 32.6433; 1.1: 178.8623; 1.2: 0.23986; 1.3: 340.275; 1.4: 5.022; 1.5: 178.8623; 1.6: 340.275; 1.7: 136.11; 1.8: 8.4594; 1.9: 1134.25; 2: 36.1226; 2.1: 94.8966; 2.2: 1355.71; 2.3: 38.0652; 2.4: -1176.8477; 2.5: -33.0432
| 2 | 52.4 | 1: 32.7492; 1.1: 179.6141; 1.2: 0.24087; 1.3: 340.6; 1.4: 5.0383; 1.5: 179.6141; 1.6: 340.6; 1.7: 136.24; 1.8: 8.4594; 1.9: 1135.3333; 2: 36.1571; 2.1: 94.898; 2.2: 1358.2808; 2.3: 38.101; 2.4: -1178.6668; 2.5: -33.0627
| 2 | 52.45 | 1: 32.8553; 1.1: 180.3679; 1.2: 0.24188; 1.3: 340.925; 1.4: 5.0547; 1.5: 180.3679; 1.6: 340.925; 1.7: 136.37; 1.8: 8.4594; 1.9: 1136.4167; 2: 36.1916; 2.1: 94.8994; 2.2: 1360.854; 2.3: 38.1368; 2.4: -1180.4862; 2.5: -33.0821
| 2 | 52.5 | 1: 32.9615; 1.1: 181.1237; 1.2: 0.24289; 1.3: 341.25; 1.4: 5.071; 1.5: 181.1237; 1.6: 341.25; 1.7: 136.5; 1.8: 8.4594; 1.9: 1137.5; 2: 36.2261; 2.1: 94.9008; 2.2: 1363.4297; 2.3: 38.1726; 2.4: -1182.306; 2.5: -33.1016
| 2 | 52.55 | 1: 33.068; 1.1: 181.8816; 1.2: 0.24391; 1.3: 341.575; 1.4: 5.0874; 1.5: 181.8816; 1.6: 341.575; 1.7: 136.63; 1.8: 8.4594; 1.9: 1138.5833; 2: 36.2606; 2.1: 94.9022; 2.2: 1366.0078; 2.3: 38.2084; 2.4: -1184.1263; 2.5: -33.121
| 2 | 52.6 | 1: 33.1746; 1.1: 182.6415; 1.2: 0.24493; 1.3: 341.9; 1.4: 5.1038; 1.5: 182.6415; 1.6: 341.9; 1.7: 136.76; 1.8: 8.4594; 1.9: 1139.6667; 2: 36.2951; 2.1: 94.9036; 2.2: 1368.5884; 2.3: 38.2442; 2.4: -1185.9469; 2.5: -33.1404
| 2 | 52.65 | 1: 33.2814; 1.1: 183.4036; 1.2: 0.24595; 1.3: 342.225; 1.4: 5.1202; 1.5: 183.4036; 1.6: 342.225; 1.7: 136.89; 1.8: 8.4594; 1.9: 1140.75; 2: 36.3296; 2.1: 94.905; 2.2: 1371.1714; 2.3: 38.28; 2.4: -1187.7679; 2.5: -33.1598
| 2 | 52.7 | 1: 33.3883; 1.1: 184.1676; 1.2: 0.24697; 1.3: 342.55; 1.4: 5.1367; 1.5: 184.1676; 1.6: 342.55; 1.7: 137.02; 1.8: 8.4594; 1.9: 1141.8333; 2: 36.3641; 2.1: 94.9064; 2.2: 1373.7569; 2.3: 38.3158; 2.4: -1189.5893; 2.5: -33.1791
| 2 | 52.75 | 1: 33.4954; 1.1: 184.9338; 1.2: 0.248; 1.3: 342.875; 1.4: 5.1531; 1.5: 184.9338; 1.6: 342.875; 1.7: 137.15; 1.8: 8.4594; 1.9: 1142.9167; 2: 36.3986; 2.1: 94.9078; 2.2: 1376.3448; 2.3: 38.3516; 2.4: -1191.411; 2.5: -33.1984
| 2 | 52.8 | 1: 33.6027; 1.1: 185.702; 1.2: 0.24903; 1.3: 343.2; 1.4: 5.1696; 1.5: 185.702; 1.6: 343.2; 1.7: 137.28; 1.8: 8.4594; 1.9: 1144; 2: 36.4331; 2.1: 94.9092; 2.2: 1378.9352; 2.3: 38.3874; 2.4: -1193.2332; 2.5: -33.2177
| 2 | 52.85 | 1: 33.7102; 1.1: 186.4723; 1.2: 0.25006; 1.3: 343.525; 1.4: 5.1862; 1.5: 186.4723; 1.6: 343.525; 1.7: 137.41; 1.8: 8.4594; 1.9: 1145.0833; 2: 36.4676; 2.1: 94.9106; 2.2: 1381.528; 2.3: 38.4231; 2.4: -1195.0557; 2.5: -33.237
| 2 | 52.9 | 1: 33.8178; 1.1: 187.2446; 1.2: 0.2511; 1.3: 343.85; 1.4: 5.2027; 1.5: 187.2446; 1.6: 343.85; 1.7: 137.54; 1.8: 8.4594; 1.9: 1146.1667; 2: 36.5021; 2.1: 94.9119; 2.2: 1384.1232; 2.3: 38.4589; 2.4: -1196.8786; 2.5: -33.2562
| 2 | 52.95 | 1: 33.9256; 1.1: 188.0191; 1.2: 0.25214; 1.3: 344.175; 1.4: 5.2193; 1.5: 188.0191; 1.6: 344.175; 1.7: 137.67; 1.8: 8.4594; 1.9: 1147.25; 2: 36.5366; 2.1: 94.9133; 2.2: 1386.7209; 2.3: 38.4947; 2.4: -1198.7018; 2.5: -33.2754
| 2 | 53 | 1: 34.0336; 1.1: 188.7956; 1.2: 0.25318; 1.3: 344.5; 1.4: 5.2359; 1.5: 188.7956; 1.6: 344.5; 1.7: 137.8; 1.8: 8.4594; 1.9: 1148.3333; 2: 36.5711; 2.1: 94.9147; 2.2: 1389.3211; 2.3: 38.5305; 2.4: -1200.5255; 2.5: -33.2946
| 2 | 53.05 | 1: 34.1417; 1.1: 189.5742; 1.2: 0.25422; 1.3: 344.825; 1.4: 5.2526; 1.5: 189.5742; 1.6: 344.825; 1.7: 137.93; 1.8: 8.4594; 1.9: 1149.4167; 2: 36.6056; 2.1: 94.916; 2.2: 1391.9237; 2.3: 38.5663; 2.4: -1202.3495; 2.5: -33.3138
| 2 | 53.1 | 1: 34.25; 1.1: 190.3549; 1.2: 0.25527; 1.3: 345.15; 1.4: 5.2692; 1.5: 190.3549; 1.6: 345.15; 1.7: 138.06; 1.8: 8.4594; 1.9: 1150.5; 2: 36.6401; 2.1: 94.9174; 2.2: 1394.5287; 2.3: 38.6021; 2.4: -1204.1739; 2.5: -33.3329
| 2 | 53.15 | 1: 34.3585; 1.1: 191.1377; 1.2: 0.25632; 1.3: 345.475; 1.4: 5.2859; 1.5: 191.1377; 1.6: 345.475; 1.7: 138.19; 1.8: 8.4594; 1.9: 1151.5833; 2: 36.6746; 2.1: 94.9187; 2.2: 1397.1362; 2.3: 38.6379; 2.4: -1205.9986; 2.5: -33.352
| 2 | 53.2 | 1: 34.4672; 1.1: 191.9225; 1.2: 0.25737; 1.3: 345.8; 1.4: 5.3026; 1.5: 191.9225; 1.6: 345.8; 1.7: 138.32; 1.8: 8.4594; 1.9: 1152.6667; 2: 36.7091; 2.1: 94.9201; 2.2: 1399.7462; 2.3: 38.6737; 2.4: -1207.8237; 2.5: -33.3711
| 2 | 53.25 | 1: 34.576; 1.1: 192.7095; 1.2: 0.25843; 1.3: 346.125; 1.4: 5.3194; 1.5: 192.7095; 1.6: 346.125; 1.7: 138.45; 1.8: 8.4594; 1.9: 1153.75; 2: 36.7436; 2.1: 94.9214; 2.2: 1402.3586; 2.3: 38.7095; 2.4: -1209.6491; 2.5: -33.3901
| 2 | 53.3 | 1: 34.685; 1.1: 193.4985; 1.2: 0.25949; 1.3: 346.45; 1.4: 5.3362; 1.5: 193.4985; 1.6: 346.45; 1.7: 138.58; 1.8: 8.4594; 1.9: 1154.8333; 2: 36.7781; 2.1: 94.9228; 2.2: 1404.9735; 2.3: 38.7453; 2.4: -1211.4749; 2.5: -33.4092
| 2 | 53.35 | 1: 34.7942; 1.1: 194.2897; 1.2: 0.26055; 1.3: 346.775; 1.4: 5.353; 1.5: 194.2897; 1.6: 346.775; 1.7: 138.71; 1.8: 8.4594; 1.9: 1155.9167; 2: 36.8126; 2.1: 94.9241; 2.2: 1407.5908; 2.3: 38.7811; 2.4: -1213.3011; 2.5: -33.4282
| 2 | 53.4 | 1: 34.9036; 1.1: 195.083; 1.2: 0.26161; 1.3: 347.1; 1.4: 5.3698; 1.5: 195.083; 1.6: 347.1; 1.7: 138.84; 1.8: 8.4594; 1.9: 1157; 2: 36.8471; 2.1: 94.9255; 2.2: 1410.2106; 2.3: 38.8169; 2.4: -1215.1276; 2.5: -33.4471
| 2 | 53.45 | 1: 35.0131; 1.1: 195.8783; 1.2: 0.26268; 1.3: 347.425; 1.4: 5.3866; 1.5: 195.8783; 1.6: 347.425; 1.7: 138.97; 1.8: 8.4594; 1.9: 1158.0833; 2: 36.8816; 2.1: 94.9268; 2.2: 1412.8328; 2.3: 38.8527; 2.4: -1216.9545; 2.5: -33.4661
| 2 | 53.5 | 1: 35.1228; 1.1: 196.6758; 1.2: 0.26375; 1.3: 347.75; 1.4: 5.4035; 1.5: 196.6758; 1.6: 347.75; 1.7: 139.1; 1.8: 8.4594; 1.9: 1159.1667; 2: 36.9161; 2.1: 94.9281; 2.2: 1415.4574; 2.3: 38.8885; 2.4: -1218.7817; 2.5: -33.485
| 2 | 53.55 | 1: 35.2326; 1.1: 197.4754; 1.2: 0.26482; 1.3: 348.075; 1.4: 5.4204; 1.5: 197.4754; 1.6: 348.075; 1.7: 139.23; 1.8: 8.4594; 1.9: 1160.25; 2: 36.9506; 2.1: 94.9295; 2.2: 1418.0846; 2.3: 38.9243; 2.4: -1220.6092; 2.5: -33.5039
| 2 | 53.6 | 1: 35.3427; 1.1: 198.2771; 1.2: 0.26589; 1.3: 348.4; 1.4: 5.4373; 1.5: 198.2771; 1.6: 348.4; 1.7: 139.36; 1.8: 8.4594; 1.9: 1161.3333; 2: 36.9851; 2.1: 94.9308; 2.2: 1420.7141; 2.3: 38.9601; 2.4: -1222.4371; 2.5: -33.5228
| 2 | 53.65 | 1: 35.4529; 1.1: 199.0809; 1.2: 0.26697; 1.3: 348.725; 1.4: 5.4543; 1.5: 199.0809; 1.6: 348.725; 1.7: 139.49; 1.8: 8.4594; 1.9: 1162.4167; 2: 37.0196; 2.1: 94.9321; 2.2: 1423.3462; 2.3: 38.9959; 2.4: -1224.2653; 2.5: -33.5416
| 2 | 53.7 | 1: 35.5632; 1.1: 199.8868; 1.2: 0.26805; 1.3: 349.05; 1.4: 5.4713; 1.5: 199.8868; 1.6: 349.05; 1.7: 139.62; 1.8: 8.4594; 1.9: 1163.5; 2: 37.0541; 2.1: 94.9334; 2.2: 1425.9807; 2.3: 39.0317; 2.4: -1226.0939; 2.5: -33.5604
| 2 | 53.75 | 1: 35.6738; 1.1: 200.6948; 1.2: 0.26914; 1.3: 349.375; 1.4: 5.4883; 1.5: 200.6948; 1.6: 349.375; 1.7: 139.75; 1.8: 8.4594; 1.9: 1164.5833; 2: 37.0886; 2.1: 94.9347; 2.2: 1428.6176; 2.3: 39.0675; 2.4: -1227.9228; 2.5: -33.5792
| 2 | 53.8 | 1: 35.7845; 1.1: 201.505; 1.2: 0.27022; 1.3: 349.7; 1.4: 5.5053; 1.5: 201.505; 1.6: 349.7; 1.7: 139.88; 1.8: 8.4594; 1.9: 1165.6667; 2: 37.1231; 2.1: 94.936; 2.2: 1431.257; 2.3: 39.1033; 2.4: -1229.752; 2.5: -33.598
| 2 | 53.85 | 1: 35.8954; 1.1: 202.3173; 1.2: 0.27131; 1.3: 350.025; 1.4: 5.5224; 1.5: 202.3173; 1.6: 350.025; 1.7: 140.01; 1.8: 8.4594; 1.9: 1166.75; 2: 37.1576; 2.1: 94.9373; 2.2: 1433.8989; 2.3: 39.1391; 2.4: -1231.5816; 2.5: -33.6167
| 2 | 53.9 | 1: 36.0065; 1.1: 203.1317; 1.2: 0.2724; 1.3: 350.35; 1.4: 5.5395; 1.5: 203.1317; 1.6: 350.35; 1.7: 140.14; 1.8: 8.4594; 1.9: 1167.8333; 2: 37.1921; 2.1: 94.9387; 2.2: 1436.5432; 2.3: 39.1749; 2.4: -1233.4114; 2.5: -33.6355
| 2 | 53.95 | 1: 36.1177; 1.1: 203.9483; 1.2: 0.2735; 1.3: 350.675; 1.4: 5.5566; 1.5: 203.9483; 1.6: 350.675; 1.7: 140.27; 1.8: 8.4594; 1.9: 1168.9167; 2: 37.2266; 2.1: 94.9399; 2.2: 1439.1899; 2.3: 39.2107; 2.4: -1235.2417; 2.5: -33.6542
| 2 | 54 | 1: 36.2291; 1.1: 204.767; 1.2: 0.2746; 1.3: 351; 1.4: 5.5737; 1.5: 204.767; 1.6: 351; 1.7: 140.4; 1.8: 8.4594; 1.9: 1170; 2: 37.2611; 2.1: 94.9412; 2.2: 1441.8391; 2.3: 39.2465; 2.4: -1237.0722; 2.5: -33.6728
| 2 | 54.05 | 1: 36.3407; 1.1: 205.5878; 1.2: 0.2757; 1.3: 351.325; 1.4: 5.5909; 1.5: 205.5878; 1.6: 351.325; 1.7: 140.53; 1.8: 8.4594; 1.9: 1171.0833; 2: 37.2956; 2.1: 94.9425; 2.2: 1444.4908; 2.3: 39.2823; 2.4: -1238.903; 2.5: -33.6915
| 2 | 54.1 | 1: 36.4524; 1.1: 206.4107; 1.2: 0.2768; 1.3: 351.65; 1.4: 5.6081; 1.5: 206.4107; 1.6: 351.65; 1.7: 140.66; 1.8: 8.4594; 1.9: 1172.1667; 2: 37.3301; 2.1: 94.9438; 2.2: 1447.145; 2.3: 39.3181; 2.4: -1240.7342; 2.5: -33.7101
| 2 | 54.15 | 1: 36.5644; 1.1: 207.2358; 1.2: 0.27791; 1.3: 351.975; 1.4: 5.6253; 1.5: 207.2358; 1.6: 351.975; 1.7: 140.79; 1.8: 8.4594; 1.9: 1173.25; 2: 37.3646; 2.1: 94.9451; 2.2: 1449.8015; 2.3: 39.354; 2.4: -1242.5657; 2.5: -33.7287
| 2 | 54.2 | 1: 36.6765; 1.1: 208.0631; 1.2: 0.27902; 1.3: 352.3; 1.4: 5.6425; 1.5: 208.0631; 1.6: 352.3; 1.7: 140.92; 1.8: 8.4594; 1.9: 1174.3333; 2: 37.3992; 2.1: 94.9464; 2.2: 1452.4606; 2.3: 39.3898; 2.4: -1244.3975; 2.5: -33.7472
| 2 | 54.25 | 1: 36.7887; 1.1: 208.8925; 1.2: 0.28013; 1.3: 352.625; 1.4: 5.6598; 1.5: 208.8925; 1.6: 352.625; 1.7: 141.05; 1.8: 8.4594; 1.9: 1175.4167; 2: 37.4337; 2.1: 94.9477; 2.2: 1455.1221; 2.3: 39.4256; 2.4: -1246.2296; 2.5: -33.7658
| 2 | 54.3 | 1: 36.9012; 1.1: 209.724; 1.2: 0.28124; 1.3: 352.95; 1.4: 5.6771; 1.5: 209.724; 1.6: 352.95; 1.7: 141.18; 1.8: 8.4594; 1.9: 1176.5; 2: 37.4682; 2.1: 94.9489; 2.2: 1457.7861; 2.3: 39.4614; 2.4: -1248.062; 2.5: -33.7843
| 2 | 54.35 | 1: 37.0138; 1.1: 210.5577; 1.2: 0.28236; 1.3: 353.275; 1.4: 5.6944; 1.5: 210.5577; 1.6: 353.275; 1.7: 141.31; 1.8: 8.4594; 1.9: 1177.5833; 2: 37.5027; 2.1: 94.9502; 2.2: 1460.4525; 2.3: 39.4972; 2.4: -1249.8947; 2.5: -33.8028
| 2 | 54.4 | 1: 37.1265; 1.1: 211.3936; 1.2: 0.28348; 1.3: 353.6; 1.4: 5.7118; 1.5: 211.3936; 1.6: 353.6; 1.7: 141.44; 1.8: 8.4594; 1.9: 1178.6667; 2: 37.5372; 2.1: 94.9515; 2.2: 1463.1214; 2.3: 39.533; 2.4: -1251.7278; 2.5: -33.8212
| 2 | 54.45 | 1: 37.2395; 1.1: 212.2316; 1.2: 0.28461; 1.3: 353.925; 1.4: 5.7292; 1.5: 212.2316; 1.6: 353.925; 1.7: 141.57; 1.8: 8.4594; 1.9: 1179.75; 2: 37.5717; 2.1: 94.9527; 2.2: 1465.7927; 2.3: 39.5688; 2.4: -1253.5611; 2.5: -33.8397
| 2 | 54.5 | 1: 37.3526; 1.1: 213.0718; 1.2: 0.28573; 1.3: 354.25; 1.4: 5.7466; 1.5: 213.0718; 1.6: 354.25; 1.7: 141.7; 1.8: 8.4594; 1.9: 1180.8333; 2: 37.6062; 2.1: 94.954; 2.2: 1468.4665; 2.3: 39.6046; 2.4: -1255.3947; 2.5: -33.8581
| 2 | 54.55 | 1: 37.4659; 1.1: 213.9141; 1.2: 0.28686; 1.3: 354.575; 1.4: 5.764; 1.5: 213.9141; 1.6: 354.575; 1.7: 141.83; 1.8: 8.4594; 1.9: 1181.9167; 2: 37.6407; 2.1: 94.9552; 2.2: 1471.1428; 2.3: 39.6404; 2.4: -1257.2286; 2.5: -33.8764
| 2 | 54.6 | 1: 37.5794; 1.1: 214.7586; 1.2: 0.288; 1.3: 354.9; 1.4: 5.7814; 1.5: 214.7586; 1.6: 354.9; 1.7: 141.96; 1.8: 8.4594; 1.9: 1183; 2: 37.6752; 2.1: 94.9565; 2.2: 1473.8215; 2.3: 39.6762; 2.4: -1259.0628; 2.5: -33.8948
| 2 | 54.65 | 1: 37.693; 1.1: 215.6053; 1.2: 0.28913; 1.3: 355.225; 1.4: 5.7989; 1.5: 215.6053; 1.6: 355.225; 1.7: 142.09; 1.8: 8.4594; 1.9: 1184.0833; 2: 37.7097; 2.1: 94.9577; 2.2: 1476.5027; 2.3: 39.7121; 2.4: -1260.8974; 2.5: -33.9131
| 2 | 54.7 | 1: 37.8068; 1.1: 216.4542; 1.2: 0.29027; 1.3: 355.55; 1.4: 5.8164; 1.5: 216.4542; 1.6: 355.55; 1.7: 142.22; 1.8: 8.4594; 1.9: 1185.1667; 2: 37.7442; 2.1: 94.959; 2.2: 1479.1863; 2.3: 39.7479; 2.4: -1262.7322; 2.5: -33.9314
| 2 | 54.75 | 1: 37.9208; 1.1: 217.3052; 1.2: 0.29141; 1.3: 355.875; 1.4: 5.834; 1.5: 217.3052; 1.6: 355.875; 1.7: 142.35; 1.8: 8.4594; 1.9: 1186.25; 2: 37.7787; 2.1: 94.9602; 2.2: 1481.8724; 2.3: 39.7837; 2.4: -1264.5672; 2.5: -33.9497
| 2 | 54.8 | 1: 38.035; 1.1: 218.1584; 1.2: 0.29256; 1.3: 356.2; 1.4: 5.8515; 1.5: 218.1584; 1.6: 356.2; 1.7: 142.48; 1.8: 8.4594; 1.9: 1187.3333; 2: 37.8132; 2.1: 94.9614; 2.2: 1484.561; 2.3: 39.8195; 2.4: -1266.4026; 2.5: -33.968
| 2 | 54.85 | 1: 38.1493; 1.1: 219.0138; 1.2: 0.2937; 1.3: 356.525; 1.4: 5.8691; 1.5: 219.0138; 1.6: 356.525; 1.7: 142.61; 1.8: 8.4594; 1.9: 1188.4167; 2: 37.8477; 2.1: 94.9627; 2.2: 1487.252; 2.3: 39.8553; 2.4: -1268.2383; 2.5: -33.9862
| 2 | 54.9 | 1: 38.2638; 1.1: 219.8713; 1.2: 0.29485; 1.3: 356.85; 1.4: 5.8867; 1.5: 219.8713; 1.6: 356.85; 1.7: 142.74; 1.8: 8.4594; 1.9: 1189.5; 2: 37.8822; 2.1: 94.9639; 2.2: 1489.9455; 2.3: 39.8911; 2.4: -1270.0742; 2.5: -34.0044
| 2 | 54.95 | 1: 38.3784; 1.1: 220.7311; 1.2: 0.29601; 1.3: 357.175; 1.4: 5.9044; 1.5: 220.7311; 1.6: 357.175; 1.7: 142.87; 1.8: 8.4594; 1.9: 1190.5833; 2: 37.9167; 2.1: 94.9651; 2.2: 1492.6415; 2.3: 39.9269; 2.4: -1271.9104; 2.5: -34.0226
| 2 | 55 | 1: 38.4933; 1.1: 221.593; 1.2: 0.29716; 1.3: 357.5; 1.4: 5.922; 1.5: 221.593; 1.6: 357.5; 1.7: 143; 1.8: 8.4594; 1.9: 1191.6667; 2: 37.9512; 2.1: 94.9663; 2.2: 1495.3399; 2.3: 39.9628; 2.4: -1273.7469; 2.5: -34.0407
| 2 | 55.05 | 1: 38.6083; 1.1: 222.4571; 1.2: 0.29832; 1.3: 357.825; 1.4: 5.9397; 1.5: 222.4571; 1.6: 357.825; 1.7: 143.13; 1.8: 8.4594; 1.9: 1192.75; 2: 37.9857; 2.1: 94.9675; 2.2: 1498.0408; 2.3: 39.9986; 2.4: -1275.5836; 2.5: -34.0588
| 2 | 55.1 | 1: 38.7235; 1.1: 223.3235; 1.2: 0.29948; 1.3: 358.15; 1.4: 5.9575; 1.5: 223.3235; 1.6: 358.15; 1.7: 143.26; 1.8: 8.4594; 1.9: 1193.8333; 2: 38.0202; 2.1: 94.9688; 2.2: 1500.7441; 2.3: 40.0344; 2.4: -1277.4207; 2.5: -34.0769
| 2 | 55.15 | 1: 38.8388; 1.1: 224.192; 1.2: 0.30065; 1.3: 358.475; 1.4: 5.9752; 1.5: 224.192; 1.6: 358.475; 1.7: 143.39; 1.8: 8.4594; 1.9: 1194.9167; 2: 38.0547; 2.1: 94.97; 2.2: 1503.4499; 2.3: 40.0702; 2.4: -1279.258; 2.5: -34.095
| 2 | 55.2 | 1: 38.9544; 1.1: 225.0627; 1.2: 0.30181; 1.3: 358.8; 1.4: 5.993; 1.5: 225.0627; 1.6: 358.8; 1.7: 143.52; 1.8: 8.4594; 1.9: 1196; 2: 38.0892; 2.1: 94.9712; 2.2: 1506.1582; 2.3: 40.106; 2.4: -1281.0955; 2.5: -34.1131
| 2 | 55.25 | 1: 39.0701; 1.1: 225.9356; 1.2: 0.30298; 1.3: 359.125; 1.4: 6.0108; 1.5: 225.9356; 1.6: 359.125; 1.7: 143.65; 1.8: 8.4594; 1.9: 1197.0833; 2: 38.1237; 2.1: 94.9724; 2.2: 1508.869; 2.3: 40.1419; 2.4: -1282.9334; 2.5: -34.1311
| 2 | 55.3 | 1: 39.1859; 1.1: 226.8107; 1.2: 0.30416; 1.3: 359.45; 1.4: 6.0286; 1.5: 226.8107; 1.6: 359.45; 1.7: 143.78; 1.8: 8.4594; 1.9: 1198.1667; 2: 38.1582; 2.1: 94.9736; 2.2: 1511.5822; 2.3: 40.1777; 2.4: -1284.7714; 2.5: -34.1491
| 2 | 55.35 | 1: 39.302; 1.1: 227.688; 1.2: 0.30533; 1.3: 359.775; 1.4: 6.0465; 1.5: 227.688; 1.6: 359.775; 1.7: 143.91; 1.8: 8.4594; 1.9: 1199.25; 2: 38.1927; 2.1: 94.9747; 2.2: 1514.2978; 2.3: 40.2135; 2.4: -1286.6098; 2.5: -34.167
| 2 | 55.4 | 1: 39.4182; 1.1: 228.5676; 1.2: 0.30651; 1.3: 360.1; 1.4: 6.0643; 1.5: 228.5676; 1.6: 360.1; 1.7: 144.04; 1.8: 8.4594; 1.9: 1200.3333; 2: 38.2272; 2.1: 94.9759; 2.2: 1517.016; 2.3: 40.2493; 2.4: -1288.4484; 2.5: -34.185
| 2 | 55.45 | 1: 39.5346; 1.1: 229.4493; 1.2: 0.3077; 1.3: 360.425; 1.4: 6.0822; 1.5: 229.4493; 1.6: 360.425; 1.7: 144.17; 1.8: 8.4594; 1.9: 1201.4167; 2: 38.2617; 2.1: 94.9771; 2.2: 1519.7366; 2.3: 40.2852; 2.4: -1290.2873; 2.5: -34.2029
| 2 | 55.5 | 1: 39.6511; 1.1: 230.3333; 1.2: 0.30888; 1.3: 360.75; 1.4: 6.1002; 1.5: 230.3333; 1.6: 360.75; 1.7: 144.3; 1.8: 8.4594; 1.9: 1202.5; 2: 38.2962; 2.1: 94.9783; 2.2: 1522.4597; 2.3: 40.321; 2.4: -1292.1264; 2.5: -34.2208
| 2 | 55.55 | 1: 39.7678; 1.1: 231.2195; 1.2: 0.31007; 1.3: 361.075; 1.4: 6.1181; 1.5: 231.2195; 1.6: 361.075; 1.7: 144.43; 1.8: 8.4594; 1.9: 1203.5833; 2: 38.3307; 2.1: 94.9795; 2.2: 1525.1852; 2.3: 40.3568; 2.4: -1293.9657; 2.5: -34.2387
| 2 | 55.6 | 1: 39.8847; 1.1: 232.1079; 1.2: 0.31126; 1.3: 361.4; 1.4: 6.1361; 1.5: 232.1079; 1.6: 361.4; 1.7: 144.56; 1.8: 8.4594; 1.9: 1204.6667; 2: 38.3652; 2.1: 94.9806; 2.2: 1527.9132; 2.3: 40.3926; 2.4: -1295.8053; 2.5: -34.2565
| 2 | 55.65 | 1: 40.0018; 1.1: 232.9985; 1.2: 0.31246; 1.3: 361.725; 1.4: 6.1541; 1.5: 232.9985; 1.6: 361.725; 1.7: 144.69; 1.8: 8.4594; 1.9: 1205.75; 2: 38.3997; 2.1: 94.9818; 2.2: 1530.6437; 2.3: 40.4285; 2.4: -1297.6452; 2.5: -34.2743
| 2 | 55.7 | 1: 40.119; 1.1: 233.8913; 1.2: 0.31365; 1.3: 362.05; 1.4: 6.1722; 1.5: 233.8913; 1.6: 362.05; 1.7: 144.82; 1.8: 8.4594; 1.9: 1206.8333; 2: 38.4342; 2.1: 94.983; 2.2: 1533.3766; 2.3: 40.4643; 2.4: -1299.4853; 2.5: -34.2921
| 2 | 55.75 | 1: 40.2365; 1.1: 234.7864; 1.2: 0.31485; 1.3: 362.375; 1.4: 6.1902; 1.5: 234.7864; 1.6: 362.375; 1.7: 144.95; 1.8: 8.4594; 1.9: 1207.9167; 2: 38.4687; 2.1: 94.9841; 2.2: 1536.112; 2.3: 40.5001; 2.4: -1301.3256; 2.5: -34.3099
| 2 | 55.8 | 1: 40.354; 1.1: 235.6837; 1.2: 0.31606; 1.3: 362.7; 1.4: 6.2083; 1.5: 235.6837; 1.6: 362.7; 1.7: 145.08; 1.8: 8.4594; 1.9: 1209; 2: 38.5032; 2.1: 94.9853; 2.2: 1538.8499; 2.3: 40.5359; 2.4: -1303.1662; 2.5: -34.3276
| 2 | 55.85 | 1: 40.4718; 1.1: 236.5833; 1.2: 0.31726; 1.3: 363.025; 1.4: 6.2264; 1.5: 236.5833; 1.6: 363.025; 1.7: 145.21; 1.8: 8.4594; 1.9: 1210.0833; 2: 38.5377; 2.1: 94.9864; 2.2: 1541.5903; 2.3: 40.5718; 2.4: -1305.007; 2.5: -34.3453
| 2 | 55.9 | 1: 40.5897; 1.1: 237.4851; 1.2: 0.31847; 1.3: 363.35; 1.4: 6.2446; 1.5: 237.4851; 1.6: 363.35; 1.7: 145.34; 1.8: 8.4594; 1.9: 1211.1667; 2: 38.5722; 2.1: 94.9876; 2.2: 1544.3331; 2.3: 40.6076; 2.4: -1306.8481; 2.5: -34.363
| 2 | 55.95 | 1: 40.7078; 1.1: 238.3891; 1.2: 0.31969; 1.3: 363.675; 1.4: 6.2627; 1.5: 238.3891; 1.6: 363.675; 1.7: 145.47; 1.8: 8.4594; 1.9: 1212.25; 2: 38.6067; 2.1: 94.9887; 2.2: 1547.0784; 2.3: 40.6434; 2.4: -1308.6893; 2.5: -34.3807
| 2 | 56 | 1: 40.8261; 1.1: 239.2953; 1.2: 0.3209; 1.3: 364; 1.4: 6.2809; 1.5: 239.2953; 1.6: 364; 1.7: 145.6; 1.8: 8.4594; 1.9: 1213.3333; 2: 38.6412; 2.1: 94.9899; 2.2: 1549.8262; 2.3: 40.6793; 2.4: -1310.5308; 2.5: -34.3983
| 2 | 56.05 | 1: 40.9445; 1.1: 240.2038; 1.2: 0.32212; 1.3: 364.325; 1.4: 6.2992; 1.5: 240.2038; 1.6: 364.325; 1.7: 145.73; 1.8: 8.4594; 1.9: 1214.4167; 2: 38.6757; 2.1: 94.991; 2.2: 1552.5764; 2.3: 40.7151; 2.4: -1312.3726; 2.5: -34.416
| 2 | 56.1 | 1: 41.0631; 1.1: 241.1146; 1.2: 0.32334; 1.3: 364.65; 1.4: 6.3174; 1.5: 241.1146; 1.6: 364.65; 1.7: 145.86; 1.8: 8.4594; 1.9: 1215.5; 2: 38.7102; 2.1: 94.9921; 2.2: 1555.3291; 2.3: 40.7509; 2.4: -1314.2145; 2.5: -34.4335
| 2 | 56.15 | 1: 41.1819; 1.1: 242.0276; 1.2: 0.32456; 1.3: 364.975; 1.4: 6.3357; 1.5: 242.0276; 1.6: 364.975; 1.7: 145.99; 1.8: 8.4594; 1.9: 1216.5833; 2: 38.7447; 2.1: 94.9933; 2.2: 1558.0843; 2.3: 40.7868; 2.4: -1316.0567; 2.5: -34.4511
| 2 | 56.2 | 1: 41.3009; 1.1: 242.9428; 1.2: 0.32579; 1.3: 365.3; 1.4: 6.354; 1.5: 242.9428; 1.6: 365.3; 1.7: 146.12; 1.8: 8.4594; 1.9: 1217.6667; 2: 38.7792; 2.1: 94.9944; 2.2: 1560.8419; 2.3: 40.8226; 2.4: -1317.8991; 2.5: -34.4686
| 2 | 56.25 | 1: 41.42; 1.1: 243.8603; 1.2: 0.32702; 1.3: 365.625; 1.4: 6.3723; 1.5: 243.8603; 1.6: 365.625; 1.7: 146.25; 1.8: 8.4594; 1.9: 1218.75; 2: 38.8137; 2.1: 94.9955; 2.2: 1563.602; 2.3: 40.8585; 2.4: -1319.7417; 2.5: -34.4861
| 2 | 56.3 | 1: 41.5393; 1.1: 244.7801; 1.2: 0.32826; 1.3: 365.95; 1.4: 6.3907; 1.5: 244.7801; 1.6: 365.95; 1.7: 146.38; 1.8: 8.4594; 1.9: 1219.8333; 2: 38.8482; 2.1: 94.9966; 2.2: 1566.3646; 2.3: 40.8943; 2.4: -1321.5845; 2.5: -34.5036
| 2 | 56.35 | 1: 41.6588; 1.1: 245.7021; 1.2: 0.32949; 1.3: 366.275; 1.4: 6.409; 1.5: 245.7021; 1.6: 366.275; 1.7: 146.51; 1.8: 8.4594; 1.9: 1220.9167; 2: 38.8827; 2.1: 94.9977; 2.2: 1569.1297; 2.3: 40.9301; 2.4: -1323.4276; 2.5: -34.5211
| 2 | 56.4 | 1: 41.7784; 1.1: 246.6264; 1.2: 0.33073; 1.3: 366.6; 1.4: 6.4275; 1.5: 246.6264; 1.6: 366.6; 1.7: 146.64; 1.8: 8.4594; 1.9: 1222; 2: 38.9172; 2.1: 94.9988; 2.2: 1571.8973; 2.3: 40.966; 2.4: -1325.2708; 2.5: -34.5385
| 2 | 56.45 | 1: 41.8982; 1.1: 247.553; 1.2: 0.33197; 1.3: 366.925; 1.4: 6.4459; 1.5: 247.553; 1.6: 366.925; 1.7: 146.77; 1.8: 8.4594; 1.9: 1223.0833; 2: 38.9517; 2.1: 94.9999; 2.2: 1574.6673; 2.3: 41.0018; 2.4: -1327.1143; 2.5: -34.5559
| 2 | 56.5 | 1: 42.0182; 1.1: 248.4818; 1.2: 0.33322; 1.3: 367.25; 1.4: 6.4643; 1.5: 248.4818; 1.6: 367.25; 1.7: 146.9; 1.8: 8.4594; 1.9: 1224.1667; 2: 38.9862; 2.1: 95.001; 2.2: 1577.4398; 2.3: 41.0377; 2.4: -1328.9579; 2.5: -34.5733
| 2 | 56.55 | 1: 42.1384; 1.1: 249.4129; 1.2: 0.33447; 1.3: 367.575; 1.4: 6.4828; 1.5: 249.4129; 1.6: 367.575; 1.7: 147.03; 1.8: 8.4594; 1.9: 1225.25; 2: 39.0207; 2.1: 95.0021; 2.2: 1580.2147; 2.3: 41.0735; 2.4: -1330.8018; 2.5: -34.5907
| 2 | 56.6 | 1: 42.2587; 1.1: 250.3463; 1.2: 0.33572; 1.3: 367.9; 1.4: 6.5013; 1.5: 250.3463; 1.6: 367.9; 1.7: 147.16; 1.8: 8.4594; 1.9: 1226.3333; 2: 39.0552; 2.1: 95.0032; 2.2: 1582.9922; 2.3: 41.1093; 2.4: -1332.6459; 2.5: -34.608
| 2 | 56.65 | 1: 42.3792; 1.1: 251.2819; 1.2: 0.33697; 1.3: 368.225; 1.4: 6.5199; 1.5: 251.2819; 1.6: 368.225; 1.7: 147.29; 1.8: 8.4594; 1.9: 1227.4167; 2: 39.0897; 2.1: 95.0043; 2.2: 1585.7721; 2.3: 41.1452; 2.4: -1334.4901; 2.5: -34.6253
| 2 | 56.7 | 1: 42.4999; 1.1: 252.2199; 1.2: 0.33823; 1.3: 368.55; 1.4: 6.5384; 1.5: 252.2199; 1.6: 368.55; 1.7: 147.42; 1.8: 8.4594; 1.9: 1228.5; 2: 39.1242; 2.1: 95.0054; 2.2: 1588.5545; 2.3: 41.181; 2.4: -1336.3346; 2.5: -34.6426
| 2 | 56.75 | 1: 42.6207; 1.1: 253.1601; 1.2: 0.33949; 1.3: 368.875; 1.4: 6.557; 1.5: 253.1601; 1.6: 368.875; 1.7: 147.55; 1.8: 8.4594; 1.9: 1229.5833; 2: 39.1587; 2.1: 95.0065; 2.2: 1591.3393; 2.3: 41.2169; 2.4: -1338.1793; 2.5: -34.6599
| 2 | 56.8 | 1: 42.7418; 1.1: 254.1026; 1.2: 0.34076; 1.3: 369.2; 1.4: 6.5757; 1.5: 254.1026; 1.6: 369.2; 1.7: 147.68; 1.8: 8.4594; 1.9: 1230.6667; 2: 39.1932; 2.1: 95.0075; 2.2: 1594.1267; 2.3: 41.2527; 2.4: -1340.0241; 2.5: -34.6771
| 2 | 56.85 | 1: 42.8629; 1.1: 255.0473; 1.2: 0.34202; 1.3: 369.525; 1.4: 6.5943; 1.5: 255.0473; 1.6: 369.525; 1.7: 147.81; 1.8: 8.4594; 1.9: 1231.75; 2: 39.2277; 2.1: 95.0086; 2.2: 1596.9165; 2.3: 41.2886; 2.4: -1341.8692; 2.5: -34.6943
| 2 | 56.9 | 1: 42.9843; 1.1: 255.9944; 1.2: 0.34329; 1.3: 369.85; 1.4: 6.613; 1.5: 255.9944; 1.6: 369.85; 1.7: 147.94; 1.8: 8.4594; 1.9: 1232.8333; 2: 39.2622; 2.1: 95.0097; 2.2: 1599.7088; 2.3: 41.3244; 2.4: -1343.7144; 2.5: -34.7115
| 2 | 56.95 | 1: 43.1058; 1.1: 256.9438; 1.2: 0.34457; 1.3: 370.175; 1.4: 6.6317; 1.5: 256.9438; 1.6: 370.175; 1.7: 148.07; 1.8: 8.4594; 1.9: 1233.9167; 2: 39.2967; 2.1: 95.0107; 2.2: 1602.5036; 2.3: 41.3603; 2.4: -1345.5598; 2.5: -34.7286
| 2 | 57 | 1: 43.2275; 1.1: 257.8954; 1.2: 0.34584; 1.3: 370.5; 1.4: 6.6504; 1.5: 257.8954; 1.6: 370.5; 1.7: 148.2; 1.8: 8.4594; 1.9: 1235; 2: 39.3312; 2.1: 95.0118; 2.2: 1605.3008; 2.3: 41.3961; 2.4: -1347.4054; 2.5: -34.7457
| 2 | 57.05 | 1: 43.3494; 1.1: 258.8494; 1.2: 0.34712; 1.3: 370.825; 1.4: 6.6691; 1.5: 258.8494; 1.6: 370.825; 1.7: 148.33; 1.8: 8.4594; 1.9: 1236.0833; 2: 39.3657; 2.1: 95.0128; 2.2: 1608.1006; 2.3: 41.432; 2.4: -1349.2511; 2.5: -34.7629
| 2 | 57.1 | 1: 43.4714; 1.1: 259.8057; 1.2: 0.34841; 1.3: 371.15; 1.4: 6.6879; 1.5: 259.8057; 1.6: 371.15; 1.7: 148.46; 1.8: 8.4594; 1.9: 1237.1667; 2: 39.4002; 2.1: 95.0139; 2.2: 1610.9028; 2.3: 41.4678; 2.4: -1351.0971; 2.5: -34.7799
| 2 | 57.15 | 1: 43.5937; 1.1: 260.7642; 1.2: 0.34969; 1.3: 371.475; 1.4: 6.7067; 1.5: 260.7642; 1.6: 371.475; 1.7: 148.59; 1.8: 8.4594; 1.9: 1238.25; 2: 39.4347; 2.1: 95.0149; 2.2: 1613.7074; 2.3: 41.5037; 2.4: -1352.9432; 2.5: -34.797
| 2 | 57.2 | 1: 43.7161; 1.1: 261.7251; 1.2: 0.35098; 1.3: 371.8; 1.4: 6.7255; 1.5: 261.7251; 1.6: 371.8; 1.7: 148.72; 1.8: 8.4594; 1.9: 1239.3333; 2: 39.4692; 2.1: 95.016; 2.2: 1616.5146; 2.3: 41.5396; 2.4: -1354.7895; 2.5: -34.814
| 2 | 57.25 | 1: 43.8386; 1.1: 262.6883; 1.2: 0.35227; 1.3: 372.125; 1.4: 6.7444; 1.5: 262.6883; 1.6: 372.125; 1.7: 148.85; 1.8: 8.4594; 1.9: 1240.4167; 2: 39.5037; 2.1: 95.017; 2.2: 1619.3243; 2.3: 41.5754; 2.4: -1356.636; 2.5: -34.831
| 2 | 57.3 | 1: 43.9613; 1.1: 263.6538; 1.2: 0.35357; 1.3: 372.45; 1.4: 6.7633; 1.5: 263.6538; 1.6: 372.45; 1.7: 148.98; 1.8: 8.4594; 1.9: 1241.5; 2: 39.5382; 2.1: 95.018; 2.2: 1622.1364; 2.3: 41.6113; 2.4: -1358.4826; 2.5: -34.848
| 2 | 57.35 | 1: 44.0842; 1.1: 264.6216; 1.2: 0.35486; 1.3: 372.775; 1.4: 6.7822; 1.5: 264.6216; 1.6: 372.775; 1.7: 149.11; 1.8: 8.4594; 1.9: 1242.5833; 2: 39.5727; 2.1: 95.0191; 2.2: 1624.951; 2.3: 41.6471; 2.4: -1360.3294; 2.5: -34.8649
| 2 | 57.4 | 1: 44.2073; 1.1: 265.5917; 1.2: 0.35616; 1.3: 373.1; 1.4: 6.8011; 1.5: 265.5917; 1.6: 373.1; 1.7: 149.24; 1.8: 8.4594; 1.9: 1243.6667; 2: 39.6072; 2.1: 95.0201; 2.2: 1627.7681; 2.3: 41.683; 2.4: -1362.1764; 2.5: -34.8819
| 2 | 57.45 | 1: 44.3306; 1.1: 266.5641; 1.2: 0.35747; 1.3: 373.425; 1.4: 6.8201; 1.5: 266.5641; 1.6: 373.425; 1.7: 149.37; 1.8: 8.4594; 1.9: 1244.75; 2: 39.6417; 2.1: 95.0211; 2.2: 1630.5876; 2.3: 41.7189; 2.4: -1364.0235; 2.5: -34.8988
| 2 | 57.5 | 1: 44.454; 1.1: 267.5389; 1.2: 0.35878; 1.3: 373.75; 1.4: 6.8391; 1.5: 267.5389; 1.6: 373.75; 1.7: 149.5; 1.8: 8.4594; 1.9: 1245.8333; 2: 39.6762; 2.1: 95.0221; 2.2: 1633.4097; 2.3: 41.7547; 2.4: -1365.8708; 2.5: -34.9156
| 2 | 57.55 | 1: 44.5776; 1.1: 268.516; 1.2: 0.36009; 1.3: 374.075; 1.4: 6.8581; 1.5: 268.516; 1.6: 374.075; 1.7: 149.63; 1.8: 8.4594; 1.9: 1246.9167; 2: 39.7107; 2.1: 95.0231; 2.2: 1636.2342; 2.3: 41.7906; 2.4: -1367.7182; 2.5: -34.9325
| 2 | 57.6 | 1: 44.7013; 1.1: 269.4954; 1.2: 0.3614; 1.3: 374.4; 1.4: 6.8771; 1.5: 269.4954; 1.6: 374.4; 1.7: 149.76; 1.8: 8.4594; 1.9: 1248; 2: 39.7452; 2.1: 95.0241; 2.2: 1639.0612; 2.3: 41.8264; 2.4: -1369.5658; 2.5: -34.9493
| 2 | 57.65 | 1: 44.8253; 1.1: 270.4772; 1.2: 0.36272; 1.3: 374.725; 1.4: 6.8962; 1.5: 270.4772; 1.6: 374.725; 1.7: 149.89; 1.8: 8.4594; 1.9: 1249.0833; 2: 39.7797; 2.1: 95.0252; 2.2: 1641.8907; 2.3: 41.8623; 2.4: -1371.4136; 2.5: -34.9661
| 2 | 57.7 | 1: 44.9494; 1.1: 271.4613; 1.2: 0.36404; 1.3: 375.05; 1.4: 6.9153; 1.5: 271.4613; 1.6: 375.05; 1.7: 150.02; 1.8: 8.4594; 1.9: 1250.1667; 2: 39.8142; 2.1: 95.0262; 2.2: 1644.7227; 2.3: 41.8982; 2.4: -1373.2615; 2.5: -34.9829
| 2 | 57.75 | 1: 45.0736; 1.1: 272.4477; 1.2: 0.36536; 1.3: 375.375; 1.4: 6.9344; 1.5: 272.4477; 1.6: 375.375; 1.7: 150.15; 1.8: 8.4594; 1.9: 1251.25; 2: 39.8487; 2.1: 95.0271; 2.2: 1647.5572; 2.3: 41.934; 2.4: -1375.1095; 2.5: -34.9996
| 2 | 57.8 | 1: 45.1981; 1.1: 273.4364; 1.2: 0.36668; 1.3: 375.7; 1.4: 6.9536; 1.5: 273.4364; 1.6: 375.7; 1.7: 150.28; 1.8: 8.4594; 1.9: 1252.3333; 2: 39.8832; 2.1: 95.0281; 2.2: 1650.3941; 2.3: 41.9699; 2.4: -1376.9577; 2.5: -35.0164
| 2 | 57.85 | 1: 45.3227; 1.1: 274.4275; 1.2: 0.36801; 1.3: 376.025; 1.4: 6.9727; 1.5: 274.4275; 1.6: 376.025; 1.7: 150.41; 1.8: 8.4594; 1.9: 1253.4167; 2: 39.9177; 2.1: 95.0291; 2.2: 1653.2335; 2.3: 42.0058; 2.4: -1378.806; 2.5: -35.0331
| 2 | 57.9 | 1: 45.4475; 1.1: 275.421; 1.2: 0.36935; 1.3: 376.35; 1.4: 6.9919; 1.5: 275.421; 1.6: 376.35; 1.7: 150.54; 1.8: 8.4594; 1.9: 1254.5; 2: 39.9522; 2.1: 95.0301; 2.2: 1656.0755; 2.3: 42.0417; 2.4: -1380.6545; 2.5: -35.0497
| 2 | 57.95 | 1: 45.5725; 1.1: 276.4168; 1.2: 0.37068; 1.3: 376.675; 1.4: 7.0111; 1.5: 276.4168; 1.6: 376.675; 1.7: 150.67; 1.8: 8.4594; 1.9: 1255.5833; 2: 39.9867; 2.1: 95.0311; 2.2: 1658.9198; 2.3: 42.0775; 2.4: -1382.5031; 2.5: -35.0664
| 2 | 58 | 1: 45.6976; 1.1: 277.4149; 1.2: 0.37202; 1.3: 377; 1.4: 7.0304; 1.5: 277.4149; 1.6: 377; 1.7: 150.8; 1.8: 8.4594; 1.9: 1256.6667; 2: 40.0212; 2.1: 95.0321; 2.2: 1661.7667; 2.3: 42.1134; 2.4: -1384.3518; 2.5: -35.083
| 2 | 58.05 | 1: 45.8229; 1.1: 278.4154; 1.2: 0.37336; 1.3: 377.325; 1.4: 7.0497; 1.5: 278.4154; 1.6: 377.325; 1.7: 150.93; 1.8: 8.4594; 1.9: 1257.75; 2: 40.0557; 2.1: 95.033; 2.2: 1664.6161; 2.3: 42.1493; 2.4: -1386.2007; 2.5: -35.0996
| 2 | 58.1 | 1: 45.9484; 1.1: 279.4183; 1.2: 0.37471; 1.3: 377.65; 1.4: 7.069; 1.5: 279.4183; 1.6: 377.65; 1.7: 151.06; 1.8: 8.4594; 1.9: 1258.8333; 2: 40.0902; 2.1: 95.034; 2.2: 1667.4679; 2.3: 42.1852; 2.4: -1388.0497; 2.5: -35.1162
| 2 | 58.15 | 1: 46.074; 1.1: 280.4235; 1.2: 0.37605; 1.3: 377.975; 1.4: 7.0883; 1.5: 280.4235; 1.6: 377.975; 1.7: 151.19; 1.8: 8.4594; 1.9: 1259.9167; 2: 40.1247; 2.1: 95.035; 2.2: 1670.3223; 2.3: 42.221; 2.4: -1389.8988; 2.5: -35.1327
| 2 | 58.2 | 1: 46.1999; 1.1: 281.431; 1.2: 0.37741; 1.3: 378.3; 1.4: 7.1077; 1.5: 281.431; 1.6: 378.3; 1.7: 151.32; 1.8: 8.4594; 1.9: 1261; 2: 40.1592; 2.1: 95.0359; 2.2: 1673.1791; 2.3: 42.2569; 2.4: -1391.7481; 2.5: -35.1492
| 2 | 58.25 | 1: 46.3258; 1.1: 282.441; 1.2: 0.37876; 1.3: 378.625; 1.4: 7.1271; 1.5: 282.441; 1.6: 378.625; 1.7: 151.45; 1.8: 8.4594; 1.9: 1262.0833; 2: 40.1937; 2.1: 95.0369; 2.2: 1676.0384; 2.3: 42.2928; 2.4: -1393.5974; 2.5: -35.1657
| 2 | 58.3 | 1: 46.452; 1.1: 283.4532; 1.2: 0.38012; 1.3: 378.95; 1.4: 7.1465; 1.5: 283.4532; 1.6: 378.95; 1.7: 151.58; 1.8: 8.4594; 1.9: 1263.1667; 2: 40.2282; 2.1: 95.0378; 2.2: 1678.9002; 2.3: 42.3287; 2.4: -1395.4469; 2.5: -35.1822
| 2 | 58.35 | 1: 46.5783; 1.1: 284.4679; 1.2: 0.38148; 1.3: 379.275; 1.4: 7.1659; 1.5: 284.4679; 1.6: 379.275; 1.7: 151.71; 1.8: 8.4594; 1.9: 1264.25; 2: 40.2627; 2.1: 95.0388; 2.2: 1681.7645; 2.3: 42.3645; 2.4: -1397.2966; 2.5: -35.1986
| 2 | 58.4 | 1: 46.7048; 1.1: 285.4849; 1.2: 0.38284; 1.3: 379.6; 1.4: 7.1854; 1.5: 285.4849; 1.6: 379.6; 1.7: 151.84; 1.8: 8.4594; 1.9: 1265.3333; 2: 40.2972; 2.1: 95.0397; 2.2: 1684.6312; 2.3: 42.4004; 2.4: -1399.1463; 2.5: -35.2151
| 2 | 58.45 | 1: 46.8315; 1.1: 286.5044; 1.2: 0.38421; 1.3: 379.925; 1.4: 7.2049; 1.5: 286.5044; 1.6: 379.925; 1.7: 151.97; 1.8: 8.4594; 1.9: 1266.4167; 2: 40.3317; 2.1: 95.0406; 2.2: 1687.5005; 2.3: 42.4363; 2.4: -1400.9961; 2.5: -35.2315
| 2 | 58.5 | 1: 46.9584; 1.1: 287.5261; 1.2: 0.38558; 1.3: 380.25; 1.4: 7.2244; 1.5: 287.5261; 1.6: 380.25; 1.7: 152.1; 1.8: 8.4594; 1.9: 1267.5; 2: 40.3662; 2.1: 95.0416; 2.2: 1690.3722; 2.3: 42.4722; 2.4: -1402.8461; 2.5: -35.2478
| 2 | 58.55 | 1: 47.0854; 1.1: 288.5503; 1.2: 0.38695; 1.3: 380.575; 1.4: 7.2439; 1.5: 288.5503; 1.6: 380.575; 1.7: 152.23; 1.8: 8.4594; 1.9: 1268.5833; 2: 40.4007; 2.1: 95.0425; 2.2: 1693.2464; 2.3: 42.5081; 2.4: -1404.6961; 2.5: -35.2642
| 2 | 58.6 | 1: 47.2126; 1.1: 289.5768; 1.2: 0.38833; 1.3: 380.9; 1.4: 7.2635; 1.5: 289.5768; 1.6: 380.9; 1.7: 152.36; 1.8: 8.4594; 1.9: 1269.6667; 2: 40.4352; 2.1: 95.0434; 2.2: 1696.1232; 2.3: 42.544; 2.4: -1406.5463; 2.5: -35.2805
| 2 | 58.65 | 1: 47.34; 1.1: 290.6058; 1.2: 0.38971; 1.3: 381.225; 1.4: 7.2831; 1.5: 290.6058; 1.6: 381.225; 1.7: 152.49; 1.8: 8.4594; 1.9: 1270.75; 2: 40.4697; 2.1: 95.0443; 2.2: 1699.0024; 2.3: 42.5799; 2.4: -1408.3966; 2.5: -35.2968
| 2 | 58.7 | 1: 47.4675; 1.1: 291.6371; 1.2: 0.39109; 1.3: 381.55; 1.4: 7.3027; 1.5: 291.6371; 1.6: 381.55; 1.7: 152.62; 1.8: 8.4594; 1.9: 1271.8333; 2: 40.5042; 2.1: 95.0453; 2.2: 1701.8841; 2.3: 42.6157; 2.4: -1410.247; 2.5: -35.3131
| 2 | 58.75 | 1: 47.5952; 1.1: 292.6708; 1.2: 0.39248; 1.3: 381.875; 1.4: 7.3223; 1.5: 292.6708; 1.6: 381.875; 1.7: 152.75; 1.8: 8.4594; 1.9: 1272.9167; 2: 40.5387; 2.1: 95.0462; 2.2: 1704.7682; 2.3: 42.6516; 2.4: -1412.0974; 2.5: -35.3293
| 2 | 58.8 | 1: 47.7231; 1.1: 293.7069; 1.2: 0.39387; 1.3: 382.2; 1.4: 7.342; 1.5: 293.7069; 1.6: 382.2; 1.7: 152.88; 1.8: 8.4594; 1.9: 1274; 2: 40.5732; 2.1: 95.0471; 2.2: 1707.6549; 2.3: 42.6875; 2.4: -1413.948; 2.5: -35.3455
| 2 | 58.85 | 1: 47.8511; 1.1: 294.7454; 1.2: 0.39526; 1.3: 382.525; 1.4: 7.3617; 1.5: 294.7454; 1.6: 382.525; 1.7: 153.01; 1.8: 8.4594; 1.9: 1275.0833; 2: 40.6077; 2.1: 95.048; 2.2: 1710.5441; 2.3: 42.7234; 2.4: -1415.7987; 2.5: -35.3617
| 2 | 58.9 | 1: 47.9793; 1.1: 295.7863; 1.2: 0.39666; 1.3: 382.85; 1.4: 7.3814; 1.5: 295.7863; 1.6: 382.85; 1.7: 153.14; 1.8: 8.4594; 1.9: 1276.1667; 2: 40.6423; 2.1: 95.0489; 2.2: 1713.4357; 2.3: 42.7593; 2.4: -1417.6494; 2.5: -35.3779
| 2 | 58.95 | 1: 48.1077; 1.1: 296.8296; 1.2: 0.39806; 1.3: 383.175; 1.4: 7.4012; 1.5: 296.8296; 1.6: 383.175; 1.7: 153.27; 1.8: 8.4594; 1.9: 1277.25; 2: 40.6768; 2.1: 95.0498; 2.2: 1716.3299; 2.3: 42.7952; 2.4: -1419.5003; 2.5: -35.394
| 2 | 59 | 1: 48.2363; 1.1: 297.8753; 1.2: 0.39946; 1.3: 383.5; 1.4: 7.421; 1.5: 297.8753; 1.6: 383.5; 1.7: 153.4; 1.8: 8.4594; 1.9: 1278.3333; 2: 40.7113; 2.1: 95.0507; 2.2: 1719.2265; 2.3: 42.8311; 2.4: -1421.3512; 2.5: -35.4101
| 2 | 59.05 | 1: 48.365; 1.1: 298.9234; 1.2: 0.40086; 1.3: 383.825; 1.4: 7.4408; 1.5: 298.9234; 1.6: 383.825; 1.7: 153.53; 1.8: 8.4594; 1.9: 1279.4167; 2: 40.7458; 2.1: 95.0515; 2.2: 1722.1256; 2.3: 42.867; 2.4: -1423.2022; 2.5: -35.4262
| 2 | 59.1 | 1: 48.494; 1.1: 299.9739; 1.2: 0.40227; 1.3: 384.15; 1.4: 7.4606; 1.5: 299.9739; 1.6: 384.15; 1.7: 153.66; 1.8: 8.4594; 1.9: 1280.5; 2: 40.7803; 2.1: 95.0524; 2.2: 1725.0272; 2.3: 42.9029; 2.4: -1425.0533; 2.5: -35.4423
| 2 | 59.15 | 1: 48.623; 1.1: 301.0268; 1.2: 0.40368; 1.3: 384.475; 1.4: 7.4805; 1.5: 301.0268; 1.6: 384.475; 1.7: 153.79; 1.8: 8.4594; 1.9: 1281.5833; 2: 40.8148; 2.1: 95.0533; 2.2: 1727.9313; 2.3: 42.9388; 2.4: -1426.9045; 2.5: -35.4583
| 2 | 59.2 | 1: 48.7523; 1.1: 302.0822; 1.2: 0.4051; 1.3: 384.8; 1.4: 7.5004; 1.5: 302.0822; 1.6: 384.8; 1.7: 153.92; 1.8: 8.4594; 1.9: 1282.6667; 2: 40.8493; 2.1: 95.0542; 2.2: 1730.8379; 2.3: 42.9747; 2.4: -1428.7557; 2.5: -35.4744
| 2 | 59.25 | 1: 48.8817; 1.1: 303.1399; 1.2: 0.40652; 1.3: 385.125; 1.4: 7.5203; 1.5: 303.1399; 1.6: 385.125; 1.7: 154.05; 1.8: 8.4594; 1.9: 1283.75; 2: 40.8838; 2.1: 95.0551; 2.2: 1733.747; 2.3: 43.0106; 2.4: -1430.6071; 2.5: -35.4903
| 2 | 59.3 | 1: 49.0113; 1.1: 304.2001; 1.2: 0.40794; 1.3: 385.45; 1.4: 7.5402; 1.5: 304.2001; 1.6: 385.45; 1.7: 154.18; 1.8: 8.4594; 1.9: 1284.8333; 2: 40.9183; 2.1: 95.0559; 2.2: 1736.6586; 2.3: 43.0465; 2.4: -1432.4585; 2.5: -35.5063
| 2 | 59.35 | 1: 49.1411; 1.1: 305.2627; 1.2: 0.40936; 1.3: 385.775; 1.4: 7.5602; 1.5: 305.2627; 1.6: 385.775; 1.7: 154.31; 1.8: 8.4594; 1.9: 1285.9167; 2: 40.9528; 2.1: 95.0568; 2.2: 1739.5726; 2.3: 43.0824; 2.4: -1434.3099; 2.5: -35.5223
| 2 | 59.4 | 1: 49.271; 1.1: 306.3277; 1.2: 0.41079; 1.3: 386.1; 1.4: 7.5802; 1.5: 306.3277; 1.6: 386.1; 1.7: 154.44; 1.8: 8.4594; 1.9: 1287; 2: 40.9873; 2.1: 95.0576; 2.2: 1742.4892; 2.3: 43.1183; 2.4: -1436.1615; 2.5: -35.5382
| 2 | 59.45 | 1: 49.4011; 1.1: 307.3952; 1.2: 0.41222; 1.3: 386.425; 1.4: 7.6002; 1.5: 307.3952; 1.6: 386.425; 1.7: 154.57; 1.8: 8.4594; 1.9: 1288.0833; 2: 41.0218; 2.1: 95.0585; 2.2: 1745.4082; 2.3: 43.1542; 2.4: -1438.0131; 2.5: -35.5541
| 2 | 59.5 | 1: 49.5314; 1.1: 308.465; 1.2: 0.41366; 1.3: 386.75; 1.4: 7.6202; 1.5: 308.465; 1.6: 386.75; 1.7: 154.7; 1.8: 8.4594; 1.9: 1289.1667; 2: 41.0563; 2.1: 95.0593; 2.2: 1748.3298; 2.3: 43.1901; 2.4: -1439.8647; 2.5: -35.5699
| 2 | 59.55 | 1: 49.6619; 1.1: 309.5374; 1.2: 0.4151; 1.3: 387.075; 1.4: 7.6403; 1.5: 309.5374; 1.6: 387.075; 1.7: 154.83; 1.8: 8.4594; 1.9: 1290.25; 2: 41.0908; 2.1: 95.0602; 2.2: 1751.2538; 2.3: 43.2261; 2.4: -1441.7164; 2.5: -35.5858
| 2 | 59.6 | 1: 49.7925; 1.1: 310.6121; 1.2: 0.41654; 1.3: 387.4; 1.4: 7.6604; 1.5: 310.6121; 1.6: 387.4; 1.7: 154.96; 1.8: 8.4594; 1.9: 1291.3333; 2: 41.1253; 2.1: 95.061; 2.2: 1754.1803; 2.3: 43.262; 2.4: -1443.5682; 2.5: -35.6016
| 2 | 59.65 | 1: 49.9233; 1.1: 311.6893; 1.2: 0.41798; 1.3: 387.725; 1.4: 7.6805; 1.5: 311.6893; 1.6: 387.725; 1.7: 155.09; 1.8: 8.4594; 1.9: 1292.4167; 2: 41.1598; 2.1: 95.0619; 2.2: 1757.1093; 2.3: 43.2979; 2.4: -1445.42; 2.5: -35.6174
| 2 | 59.7 | 1: 50.0542; 1.1: 312.7689; 1.2: 0.41943; 1.3: 388.05; 1.4: 7.7007; 1.5: 312.7689; 1.6: 388.05; 1.7: 155.22; 1.8: 8.4594; 1.9: 1293.5; 2: 41.1943; 2.1: 95.0627; 2.2: 1760.0409; 2.3: 43.3338; 2.4: -1447.2719; 2.5: -35.6331
| 2 | 59.75 | 1: 50.1854; 1.1: 313.851; 1.2: 0.42088; 1.3: 388.375; 1.4: 7.7208; 1.5: 313.851; 1.6: 388.375; 1.7: 155.35; 1.8: 8.4594; 1.9: 1294.5833; 2: 41.2288; 2.1: 95.0635; 2.2: 1762.9749; 2.3: 43.3697; 2.4: -1449.1239; 2.5: -35.6489
| 2 | 59.8 | 1: 50.3167; 1.1: 314.9355; 1.2: 0.42234; 1.3: 388.7; 1.4: 7.741; 1.5: 314.9355; 1.6: 388.7; 1.7: 155.48; 1.8: 8.4594; 1.9: 1295.6667; 2: 41.2633; 2.1: 95.0643; 2.2: 1765.9114; 2.3: 43.4056; 2.4: -1450.9758; 2.5: -35.6646
| 2 | 59.85 | 1: 50.4482; 1.1: 316.0225; 1.2: 0.42379; 1.3: 389.025; 1.4: 7.7613; 1.5: 316.0225; 1.6: 389.025; 1.7: 155.61; 1.8: 8.4594; 1.9: 1296.75; 2: 41.2978; 2.1: 95.0652; 2.2: 1768.8503; 2.3: 43.4415; 2.4: -1452.8279; 2.5: -35.6803
| 2 | 59.9 | 1: 50.5798; 1.1: 317.1119; 1.2: 0.42525; 1.3: 389.35; 1.4: 7.7815; 1.5: 317.1119; 1.6: 389.35; 1.7: 155.74; 1.8: 8.4594; 1.9: 1297.8333; 2: 41.3323; 2.1: 95.066; 2.2: 1771.7918; 2.3: 43.4775; 2.4: -1454.6799; 2.5: -35.6959
| 2 | 59.95 | 1: 50.7117; 1.1: 318.2038; 1.2: 0.42672; 1.3: 389.675; 1.4: 7.8018; 1.5: 318.2038; 1.6: 389.675; 1.7: 155.87; 1.8: 8.4594; 1.9: 1298.9167; 2: 41.3668; 2.1: 95.0668; 2.2: 1774.7358; 2.3: 43.5134; 2.4: -1456.532; 2.5: -35.7116
| 2 | 60 | 1: 50.8436; 1.1: 319.2981; 1.2: 0.42819; 1.3: 390; 1.4: 7.8221; 1.5: 319.2981; 1.6: 390; 1.7: 156; 1.8: 8.4594; 1.9: 1300; 2: 41.4013; 2.1: 95.0676; 2.2: 1777.6823; 2.3: 43.5493; 2.4: -1458.3842; 2.5: -35.7272
| 2 | 60.05 | 1: 50.9758; 1.1: 320.3949; 1.2: 0.42966; 1.3: 390.325; 1.4: 7.8424; 1.5: 320.3949; 1.6: 390.325; 1.7: 156.13; 1.8: 8.4594; 1.9: 1301.0833; 2: 41.4358; 2.1: 95.0684; 2.2: 1780.6313; 2.3: 43.5852; 2.4: -1460.2363; 2.5: -35.7428
| 2 | 60.1 | 1: 51.1082; 1.1: 321.4942; 1.2: 0.43113; 1.3: 390.65; 1.4: 7.8628; 1.5: 321.4942; 1.6: 390.65; 1.7: 156.26; 1.8: 8.4594; 1.9: 1302.1667; 2: 41.4703; 2.1: 95.0692; 2.2: 1783.5827; 2.3: 43.6211; 2.4: -1462.0886; 2.5: -35.7583
| 2 | 60.15 | 1: 51.2407; 1.1: 322.5959; 1.2: 0.43261; 1.3: 390.975; 1.4: 7.8832; 1.5: 322.5959; 1.6: 390.975; 1.7: 156.39; 1.8: 8.4594; 1.9: 1303.25; 2: 41.5048; 2.1: 95.07; 2.2: 1786.5367; 2.3: 43.6571; 2.4: -1463.9408; 2.5: -35.7739
| 2 | 60.2 | 1: 51.3734; 1.1: 323.7001; 1.2: 0.43409; 1.3: 391.3; 1.4: 7.9036; 1.5: 323.7001; 1.6: 391.3; 1.7: 156.52; 1.8: 8.4594; 1.9: 1304.3333; 2: 41.5393; 2.1: 95.0708; 2.2: 1789.4931; 2.3: 43.693; 2.4: -1465.7931; 2.5: -35.7894
| 2 | 60.25 | 1: 51.5062; 1.1: 324.8067; 1.2: 0.43557; 1.3: 391.625; 1.4: 7.924; 1.5: 324.8067; 1.6: 391.625; 1.7: 156.65; 1.8: 8.4594; 1.9: 1305.4167; 2: 41.5738; 2.1: 95.0716; 2.2: 1792.4521; 2.3: 43.7289; 2.4: -1467.6453; 2.5: -35.8049
| 2 | 60.3 | 1: 51.6392; 1.1: 325.9159; 1.2: 0.43706; 1.3: 391.95; 1.4: 7.9445; 1.5: 325.9159; 1.6: 391.95; 1.7: 156.78; 1.8: 8.4594; 1.9: 1306.5; 2: 41.6083; 2.1: 95.0724; 2.2: 1795.4135; 2.3: 43.7648; 2.4: -1469.4976; 2.5: -35.8204
| 2 | 60.35 | 1: 51.7724; 1.1: 327.0275; 1.2: 0.43855; 1.3: 392.275; 1.4: 7.965; 1.5: 327.0275; 1.6: 392.275; 1.7: 156.91; 1.8: 8.4594; 1.9: 1307.5833; 2: 41.6428; 2.1: 95.0732; 2.2: 1798.3774; 2.3: 43.8008; 2.4: -1471.35; 2.5: -35.8358
| 2 | 60.4 | 1: 51.9058; 1.1: 328.1416; 1.2: 0.44005; 1.3: 392.6; 1.4: 7.9855; 1.5: 328.1416; 1.6: 392.6; 1.7: 157.04; 1.8: 8.4594; 1.9: 1308.6667; 2: 41.6773; 2.1: 95.0739; 2.2: 1801.3439; 2.3: 43.8367; 2.4: -1473.2023; 2.5: -35.8512
| 2 | 60.45 | 1: 52.0393; 1.1: 329.2581; 1.2: 0.44154; 1.3: 392.925; 1.4: 8.0061; 1.5: 329.2581; 1.6: 392.925; 1.7: 157.17; 1.8: 8.4594; 1.9: 1309.75; 2: 41.7118; 2.1: 95.0747; 2.2: 1804.3128; 2.3: 43.8726; 2.4: -1475.0547; 2.5: -35.8666
| 2 | 60.5 | 1: 52.1731; 1.1: 330.3772; 1.2: 0.44304; 1.3: 393.25; 1.4: 8.0266; 1.5: 330.3772; 1.6: 393.25; 1.7: 157.3; 1.8: 8.4594; 1.9: 1310.8333; 2: 41.7463; 2.1: 95.0755; 2.2: 1807.2842; 2.3: 43.9086; 2.4: -1476.907; 2.5: -35.8819
| 2 | 60.55 | 1: 52.3069; 1.1: 331.4987; 1.2: 0.44455; 1.3: 393.575; 1.4: 8.0472; 1.5: 331.4987; 1.6: 393.575; 1.7: 157.43; 1.8: 8.4594; 1.9: 1311.9167; 2: 41.7808; 2.1: 95.0762; 2.2: 1810.2581; 2.3: 43.9445; 2.4: -1478.7594; 2.5: -35.8973
| 2 | 60.6 | 1: 52.441; 1.1: 332.6228; 1.2: 0.44605; 1.3: 393.9; 1.4: 8.0678; 1.5: 332.6228; 1.6: 393.9; 1.7: 157.56; 1.8: 8.4594; 1.9: 1313; 2: 41.8153; 2.1: 95.077; 2.2: 1813.2346; 2.3: 43.9804; 2.4: -1480.6118; 2.5: -35.9126
| 2 | 60.65 | 1: 52.5752; 1.1: 333.7493; 1.2: 0.44757; 1.3: 394.225; 1.4: 8.0885; 1.5: 333.7493; 1.6: 394.225; 1.7: 157.69; 1.8: 8.4594; 1.9: 1314.0833; 2: 41.8498; 2.1: 95.0778; 2.2: 1816.2135; 2.3: 44.0164; 2.4: -1482.4642; 2.5: -35.9279
| 2 | 60.7 | 1: 52.7096; 1.1: 334.8783; 1.2: 0.44908; 1.3: 394.55; 1.4: 8.1092; 1.5: 334.8783; 1.6: 394.55; 1.7: 157.82; 1.8: 8.4594; 1.9: 1315.1667; 2: 41.8843; 2.1: 95.0785; 2.2: 1819.1949; 2.3: 44.0523; 2.4: -1484.3166; 2.5: -35.9431
| 2 | 60.75 | 1: 52.8442; 1.1: 336.0098; 1.2: 0.4506; 1.3: 394.875; 1.4: 8.1299; 1.5: 336.0098; 1.6: 394.875; 1.7: 157.95; 1.8: 8.4594; 1.9: 1316.25; 2: 41.9188; 2.1: 95.0793; 2.2: 1822.1788; 2.3: 44.0883; 2.4: -1486.1689; 2.5: -35.9584
| 2 | 60.8 | 1: 52.9789; 1.1: 337.1438; 1.2: 0.45212; 1.3: 395.2; 1.4: 8.1506; 1.5: 337.1438; 1.6: 395.2; 1.7: 158.08; 1.8: 8.4594; 1.9: 1317.3333; 2: 41.9533; 2.1: 95.08; 2.2: 1825.1652; 2.3: 44.1242; 2.4: -1488.0213; 2.5: -35.9736
| 2 | 60.85 | 1: 53.1139; 1.1: 338.2804; 1.2: 0.45364; 1.3: 395.525; 1.4: 8.1714; 1.5: 338.2804; 1.6: 395.525; 1.7: 158.21; 1.8: 8.4594; 1.9: 1318.4167; 2: 41.9878; 2.1: 95.0807; 2.2: 1828.1541; 2.3: 44.1601; 2.4: -1489.8737; 2.5: -35.9888
| 2 | 60.9 | 1: 53.2489; 1.1: 339.4194; 1.2: 0.45517; 1.3: 395.85; 1.4: 8.1921; 1.5: 339.4194; 1.6: 395.85; 1.7: 158.34; 1.8: 8.4594; 1.9: 1319.5; 2: 42.0223; 2.1: 95.0815; 2.2: 1831.1454; 2.3: 44.1961; 2.4: -1491.7261; 2.5: -36.0039
| 2 | 60.95 | 1: 53.3842; 1.1: 340.5609; 1.2: 0.4567; 1.3: 396.175; 1.4: 8.213; 1.5: 340.5609; 1.6: 396.175; 1.7: 158.47; 1.8: 8.4594; 1.9: 1320.5833; 2: 42.0568; 2.1: 95.0822; 2.2: 1834.1393; 2.3: 44.232; 2.4: -1493.5784; 2.5: -36.0191
| 2 | 61 | 1: 53.5196; 1.1: 341.705; 1.2: 0.45823; 1.3: 396.5; 1.4: 8.2338; 1.5: 341.705; 1.6: 396.5; 1.7: 158.6; 1.8: 8.4594; 1.9: 1321.6667; 2: 42.0913; 2.1: 95.0829; 2.2: 1837.1357; 2.3: 44.268; 2.4: -1495.4307; 2.5: -36.0342
| 2 | 61.05 | 1: 53.6552; 1.1: 342.8515; 1.2: 0.45977; 1.3: 396.825; 1.4: 8.2546; 1.5: 342.8515; 1.6: 396.825; 1.7: 158.73; 1.8: 8.4594; 1.9: 1322.75; 2: 42.1258; 2.1: 95.0837; 2.2: 1840.1346; 2.3: 44.3039; 2.4: -1497.2831; 2.5: -36.0493
| 2 | 61.1 | 1: 53.791; 1.1: 344.0006; 1.2: 0.46131; 1.3: 397.15; 1.4: 8.2755; 1.5: 344.0006; 1.6: 397.15; 1.7: 158.86; 1.8: 8.4594; 1.9: 1323.8333; 2: 42.1603; 2.1: 95.0844; 2.2: 1843.1359; 2.3: 44.3399; 2.4: -1499.1354; 2.5: -36.0643
| 2 | 61.15 | 1: 53.9269; 1.1: 345.1522; 1.2: 0.46286; 1.3: 397.475; 1.4: 8.2965; 1.5: 345.1522; 1.6: 397.475; 1.7: 158.99; 1.8: 8.4594; 1.9: 1324.9167; 2: 42.1948; 2.1: 95.0851; 2.2: 1846.1398; 2.3: 44.3758; 2.4: -1500.9876; 2.5: -36.0794
| 2 | 61.2 | 1: 54.0631; 1.1: 346.3063; 1.2: 0.4644; 1.3: 397.8; 1.4: 8.3174; 1.5: 346.3063; 1.6: 397.8; 1.7: 159.12; 1.8: 8.4594; 1.9: 1326; 2: 42.2293; 2.1: 95.0858; 2.2: 1849.1462; 2.3: 44.4118; 2.4: -1502.8399; 2.5: -36.0944
| 2 | 61.25 | 1: 54.1993; 1.1: 347.4629; 1.2: 0.46596; 1.3: 398.125; 1.4: 8.3384; 1.5: 347.4629; 1.6: 398.125; 1.7: 159.25; 1.8: 8.4594; 1.9: 1327.0833; 2: 42.2638; 2.1: 95.0865; 2.2: 1852.155; 2.3: 44.4477; 2.4: -1504.6921; 2.5: -36.1094
| 2 | 61.3 | 1: 54.3358; 1.1: 348.6221; 1.2: 0.46751; 1.3: 398.45; 1.4: 8.3594; 1.5: 348.6221; 1.6: 398.45; 1.7: 159.38; 1.8: 8.4594; 1.9: 1328.1667; 2: 42.2983; 2.1: 95.0873; 2.2: 1855.1664; 2.3: 44.4837; 2.4: -1506.5443; 2.5: -36.1243
| 2 | 61.35 | 1: 54.4724; 1.1: 349.7838; 1.2: 0.46907; 1.3: 398.775; 1.4: 8.3804; 1.5: 349.7838; 1.6: 398.775; 1.7: 159.51; 1.8: 8.4594; 1.9: 1329.25; 2: 42.3328; 2.1: 95.088; 2.2: 1858.1802; 2.3: 44.5196; 2.4: -1508.3964; 2.5: -36.1393
| 2 | 61.4 | 1: 54.6092; 1.1: 350.948; 1.2: 0.47063; 1.3: 399.1; 1.4: 8.4014; 1.5: 350.948; 1.6: 399.1; 1.7: 159.64; 1.8: 8.4594; 1.9: 1330.3333; 2: 42.3673; 2.1: 95.0887; 2.2: 1861.1966; 2.3: 44.5556; 2.4: -1510.2485; 2.5: -36.1542
| 2 | 61.45 | 1: 54.7462; 1.1: 352.1148; 1.2: 0.47219; 1.3: 399.425; 1.4: 8.4225; 1.5: 352.1148; 1.6: 399.425; 1.7: 159.77; 1.8: 8.4594; 1.9: 1331.4167; 2: 42.4018; 2.1: 95.0894; 2.2: 1864.2154; 2.3: 44.5915; 2.4: -1512.1006; 2.5: -36.169
| 2 | 61.5 | 1: 54.8833; 1.1: 353.2841; 1.2: 0.47376; 1.3: 399.75; 1.4: 8.4436; 1.5: 353.2841; 1.6: 399.75; 1.7: 159.9; 1.8: 8.4594; 1.9: 1332.5; 2: 42.4363; 2.1: 95.09; 2.2: 1867.2367; 2.3: 44.6275; 2.4: -1513.9526; 2.5: -36.1839
| 2 | 61.55 | 1: 55.0207; 1.1: 354.456; 1.2: 0.47533; 1.3: 400.075; 1.4: 8.4647; 1.5: 354.456; 1.6: 400.075; 1.7: 160.03; 1.8: 8.4594; 1.9: 1333.5833; 2: 42.4708; 2.1: 95.0907; 2.2: 1870.2606; 2.3: 44.6635; 2.4: -1515.8046; 2.5: -36.1987
| 2 | 61.6 | 1: 55.1582; 1.1: 355.6303; 1.2: 0.47691; 1.3: 400.4; 1.4: 8.4859; 1.5: 355.6303; 1.6: 400.4; 1.7: 160.16; 1.8: 8.4594; 1.9: 1334.6667; 2: 42.5053; 2.1: 95.0914; 2.2: 1873.2869; 2.3: 44.6994; 2.4: -1517.6566; 2.5: -36.2135
| 2 | 61.65 | 1: 55.2958; 1.1: 356.8073; 1.2: 0.47849; 1.3: 400.725; 1.4: 8.507; 1.5: 356.8073; 1.6: 400.725; 1.7: 160.29; 1.8: 8.4594; 1.9: 1335.75; 2: 42.5398; 2.1: 95.0921; 2.2: 1876.3157; 2.3: 44.7354; 2.4: -1519.5085; 2.5: -36.2283
| 2 | 61.7 | 1: 55.4336; 1.1: 357.9868; 1.2: 0.48007; 1.3: 401.05; 1.4: 8.5283; 1.5: 357.9868; 1.6: 401.05; 1.7: 160.42; 1.8: 8.4594; 1.9: 1336.8333; 2: 42.5743; 2.1: 95.0928; 2.2: 1879.3471; 2.3: 44.7713; 2.4: -1521.3603; 2.5: -36.2431
| 2 | 61.75 | 1: 55.5716; 1.1: 359.1688; 1.2: 0.48165; 1.3: 401.375; 1.4: 8.5495; 1.5: 359.1688; 1.6: 401.375; 1.7: 160.55; 1.8: 8.4594; 1.9: 1337.9167; 2: 42.6088; 2.1: 95.0935; 2.2: 1882.3809; 2.3: 44.8073; 2.4: -1523.2121; 2.5: -36.2578
| 2 | 61.8 | 1: 55.7098; 1.1: 360.3534; 1.2: 0.48324; 1.3: 401.7; 1.4: 8.5707; 1.5: 360.3534; 1.6: 401.7; 1.7: 160.68; 1.8: 8.4594; 1.9: 1339; 2: 42.6433; 2.1: 95.0941; 2.2: 1885.4172; 2.3: 44.8433; 2.4: -1525.0638; 2.5: -36.2725
| 2 | 61.85 | 1: 55.8482; 1.1: 361.5405; 1.2: 0.48483; 1.3: 402.025; 1.4: 8.592; 1.5: 361.5405; 1.6: 402.025; 1.7: 160.81; 1.8: 8.4594; 1.9: 1340.0833; 2: 42.6778; 2.1: 95.0948; 2.2: 1888.456; 2.3: 44.8792; 2.4: -1526.9154; 2.5: -36.2872
| 2 | 61.9 | 1: 55.9867; 1.1: 362.7302; 1.2: 0.48643; 1.3: 402.35; 1.4: 8.6133; 1.5: 362.7302; 1.6: 402.35; 1.7: 160.94; 1.8: 8.4594; 1.9: 1341.1667; 2: 42.7123; 2.1: 95.0955; 2.2: 1891.4973; 2.3: 44.9152; 2.4: -1528.767; 2.5: -36.3019
| 2 | 61.95 | 1: 56.1254; 1.1: 363.9225; 1.2: 0.48803; 1.3: 402.675; 1.4: 8.6347; 1.5: 363.9225; 1.6: 402.675; 1.7: 161.07; 1.8: 8.4594; 1.9: 1342.25; 2: 42.7468; 2.1: 95.0961; 2.2: 1894.5411; 2.3: 44.9512; 2.4: -1530.6186; 2.5: -36.3165
| 2 | 62 | 1: 56.2642; 1.1: 365.1174; 1.2: 0.48963; 1.3: 403; 1.4: 8.656; 1.5: 365.1174; 1.6: 403; 1.7: 161.2; 1.8: 8.4594; 1.9: 1343.3333; 2: 42.7813; 2.1: 95.0968; 2.2: 1897.5874; 2.3: 44.9871; 2.4: -1532.47; 2.5: -36.3311
| 2 | 62.05 | 1: 56.4033; 1.1: 366.3148; 1.2: 0.49124; 1.3: 403.325; 1.4: 8.6774; 1.5: 366.3148; 1.6: 403.325; 1.7: 161.33; 1.8: 8.4594; 1.9: 1344.4167; 2: 42.8158; 2.1: 95.0974; 2.2: 1900.6361; 2.3: 45.0231; 2.4: -1534.3214; 2.5: -36.3457
| 2 | 62.1 | 1: 56.5425; 1.1: 367.5147; 1.2: 0.49285; 1.3: 403.65; 1.4: 8.6988; 1.5: 367.5147; 1.6: 403.65; 1.7: 161.46; 1.8: 8.4594; 1.9: 1345.5; 2: 42.8503; 2.1: 95.0981; 2.2: 1903.6874; 2.3: 45.0591; 2.4: -1536.1727; 2.5: -36.3602
| 2 | 62.15 | 1: 56.6818; 1.1: 368.7173; 1.2: 0.49446; 1.3: 403.975; 1.4: 8.7203; 1.5: 368.7173; 1.6: 403.975; 1.7: 161.59; 1.8: 8.4594; 1.9: 1346.5833; 2: 42.8848; 2.1: 95.0987; 2.2: 1906.7412; 2.3: 45.095; 2.4: -1538.0239; 2.5: -36.3748
| 2 | 62.2 | 1: 56.8214; 1.1: 369.9224; 1.2: 0.49607; 1.3: 404.3; 1.4: 8.7418; 1.5: 369.9224; 1.6: 404.3; 1.7: 161.72; 1.8: 8.4594; 1.9: 1347.6667; 2: 42.9193; 2.1: 95.0994; 2.2: 1909.7975; 2.3: 45.131; 2.4: -1539.8751; 2.5: -36.3893
| 2 | 62.25 | 1: 56.9611; 1.1: 371.1301; 1.2: 0.49769; 1.3: 404.625; 1.4: 8.7632; 1.5: 371.1301; 1.6: 404.625; 1.7: 161.85; 1.8: 8.4594; 1.9: 1348.75; 2: 42.9538; 2.1: 95.1; 2.2: 1912.8562; 2.3: 45.167; 2.4: -1541.7261; 2.5: -36.4038
| 2 | 62.3 | 1: 57.101; 1.1: 372.3404; 1.2: 0.49932; 1.3: 404.95; 1.4: 8.7848; 1.5: 372.3404; 1.6: 404.95; 1.7: 161.98; 1.8: 8.4594; 1.9: 1349.8333; 2: 42.9883; 2.1: 95.1007; 2.2: 1915.9175; 2.3: 45.203; 2.4: -1543.5771; 2.5: -36.4182
| 2 | 62.35 | 1: 57.2411; 1.1: 373.5532; 1.2: 0.50094; 1.3: 405.275; 1.4: 8.8063; 1.5: 373.5532; 1.6: 405.275; 1.7: 162.11; 1.8: 8.4594; 1.9: 1350.9167; 2: 43.0228; 2.1: 95.1013; 2.2: 1918.9812; 2.3: 45.239; 2.4: -1545.428; 2.5: -36.4326
| 2 | 62.4 | 1: 57.3813; 1.1: 374.7687; 1.2: 0.50257; 1.3: 405.6; 1.4: 8.8279; 1.5: 374.7687; 1.6: 405.6; 1.7: 162.24; 1.8: 8.4594; 1.9: 1352; 2: 43.0573; 2.1: 95.1019; 2.2: 1922.0475; 2.3: 45.2749; 2.4: -1547.2788; 2.5: -36.447
| 2 | 62.45 | 1: 57.5217; 1.1: 375.9867; 1.2: 0.50421; 1.3: 405.925; 1.4: 8.8495; 1.5: 375.9867; 1.6: 405.925; 1.7: 162.37; 1.8: 8.4594; 1.9: 1353.0833; 2: 43.0918; 2.1: 95.1025; 2.2: 1925.1162; 2.3: 45.3109; 2.4: -1549.1295; 2.5: -36.4614
| 2 | 62.5 | 1: 57.6623; 1.1: 377.2074; 1.2: 0.50584; 1.3: 406.25; 1.4: 8.8711; 1.5: 377.2074; 1.6: 406.25; 1.7: 162.5; 1.8: 8.4594; 1.9: 1354.1667; 2: 43.1263; 2.1: 95.1032; 2.2: 1928.1874; 2.3: 45.3469; 2.4: -1550.9801; 2.5: -36.4758
| 2 | 62.55 | 1: 57.803; 1.1: 378.4306; 1.2: 0.50748; 1.3: 406.575; 1.4: 8.8928; 1.5: 378.4306; 1.6: 406.575; 1.7: 162.63; 1.8: 8.4594; 1.9: 1355.25; 2: 43.1608; 2.1: 95.1038; 2.2: 1931.2611; 2.3: 45.3829; 2.4: -1552.8306; 2.5: -36.4901
| 2 | 62.6 | 1: 57.9439; 1.1: 379.6564; 1.2: 0.50913; 1.3: 406.9; 1.4: 8.9145; 1.5: 379.6564; 1.6: 406.9; 1.7: 162.76; 1.8: 8.4594; 1.9: 1356.3333; 2: 43.1953; 2.1: 95.1044; 2.2: 1934.3374; 2.3: 45.4189; 2.4: -1554.6809; 2.5: -36.5044
| 2 | 62.65 | 1: 58.085; 1.1: 380.8848; 1.2: 0.51077; 1.3: 407.225; 1.4: 8.9362; 1.5: 380.8848; 1.6: 407.225; 1.7: 162.89; 1.8: 8.4594; 1.9: 1357.4167; 2: 43.2298; 2.1: 95.105; 2.2: 1937.4161; 2.3: 45.4548; 2.4: -1556.5312; 2.5: -36.5187
| 2 | 62.7 | 1: 58.2263; 1.1: 382.1159; 1.2: 0.51243; 1.3: 407.55; 1.4: 8.9579; 1.5: 382.1159; 1.6: 407.55; 1.7: 163.02; 1.8: 8.4594; 1.9: 1358.5; 2: 43.2643; 2.1: 95.1056; 2.2: 1940.4973; 2.3: 45.4908; 2.4: -1558.3814; 2.5: -36.5329
| 2 | 62.75 | 1: 58.3677; 1.1: 383.3495; 1.2: 0.51408; 1.3: 407.875; 1.4: 8.9797; 1.5: 383.3495; 1.6: 407.875; 1.7: 163.15; 1.8: 8.4594; 1.9: 1359.5833; 2: 43.2988; 2.1: 95.1062; 2.2: 1943.5809; 2.3: 45.5268; 2.4: -1560.2314; 2.5: -36.5472
| 2 | 62.8 | 1: 58.5093; 1.1: 384.5858; 1.2: 0.51574; 1.3: 408.2; 1.4: 9.0014; 1.5: 384.5858; 1.6: 408.2; 1.7: 163.28; 1.8: 8.4594; 1.9: 1360.6667; 2: 43.3333; 2.1: 95.1068; 2.2: 1946.6671; 2.3: 45.5628; 2.4: -1562.0814; 2.5: -36.5614
| 2 | 62.85 | 1: 58.6511; 1.1: 385.8246; 1.2: 0.5174; 1.3: 408.525; 1.4: 9.0232; 1.5: 385.8246; 1.6: 408.525; 1.7: 163.41; 1.8: 8.4594; 1.9: 1361.75; 2: 43.3678; 2.1: 95.1075; 2.2: 1949.7558; 2.3: 45.5988; 2.4: -1563.9312; 2.5: -36.5755
| 2 | 62.9 | 1: 58.7931; 1.1: 387.0661; 1.2: 0.51906; 1.3: 408.85; 1.4: 9.0451; 1.5: 387.0661; 1.6: 408.85; 1.7: 163.54; 1.8: 8.4594; 1.9: 1362.8333; 2: 43.4023; 2.1: 95.1081; 2.2: 1952.847; 2.3: 45.6348; 2.4: -1565.7809; 2.5: -36.5897
| 2 | 62.95 | 1: 58.9352; 1.1: 388.3102; 1.2: 0.52073; 1.3: 409.175; 1.4: 9.067; 1.5: 388.3102; 1.6: 409.175; 1.7: 163.67; 1.8: 8.4594; 1.9: 1363.9167; 2: 43.4368; 2.1: 95.1086; 2.2: 1955.9406; 2.3: 45.6708; 2.4: -1567.6305; 2.5: -36.6038
| 2 | 63 | 1: 59.0775; 1.1: 389.5569; 1.2: 0.5224; 1.3: 409.5; 1.4: 9.0888; 1.5: 389.5569; 1.6: 409.5; 1.7: 163.8; 1.8: 8.4594; 1.9: 1365; 2: 43.4713; 2.1: 95.1092; 2.2: 1959.0367; 2.3: 45.7067; 2.4: -1569.4799; 2.5: -36.6179
| 2 | 63.05 | 1: 59.2199; 1.1: 390.8062; 1.2: 0.52408; 1.3: 409.825; 1.4: 9.1108; 1.5: 390.8062; 1.6: 409.825; 1.7: 163.93; 1.8: 8.4594; 1.9: 1366.0833; 2: 43.5058; 2.1: 95.1098; 2.2: 1962.1354; 2.3: 45.7427; 2.4: -1571.3292; 2.5: -36.632
| 2 | 63.1 | 1: 59.3626; 1.1: 392.0581; 1.2: 0.52576; 1.3: 410.15; 1.4: 9.1327; 1.5: 392.0581; 1.6: 410.15; 1.7: 164.06; 1.8: 8.4594; 1.9: 1367.1667; 2: 43.5403; 2.1: 95.1104; 2.2: 1965.2365; 2.3: 45.7787; 2.4: -1573.1784; 2.5: -36.646
| 2 | 63.15 | 1: 59.5054; 1.1: 393.3127; 1.2: 0.52744; 1.3: 410.475; 1.4: 9.1547; 1.5: 393.3127; 1.6: 410.475; 1.7: 164.19; 1.8: 8.4594; 1.9: 1368.25; 2: 43.5748; 2.1: 95.111; 2.2: 1968.3401; 2.3: 45.8147; 2.4: -1575.0274; 2.5: -36.66
| 2 | 63.2 | 1: 59.6484; 1.1: 394.5699; 1.2: 0.52913; 1.3: 410.8; 1.4: 9.1767; 1.5: 394.5699; 1.6: 410.8; 1.7: 164.32; 1.8: 8.4594; 1.9: 1369.3333; 2: 43.6093; 2.1: 95.1116; 2.2: 1971.4462; 2.3: 45.8507; 2.4: -1576.8763; 2.5: -36.674
| 2 | 63.25 | 1: 59.7915; 1.1: 395.8297; 1.2: 0.53082; 1.3: 411.125; 1.4: 9.1987; 1.5: 395.8297; 1.6: 411.125; 1.7: 164.45; 1.8: 8.4594; 1.9: 1370.4167; 2: 43.6438; 2.1: 95.1122; 2.2: 1974.5548; 2.3: 45.8867; 2.4: -1578.725; 2.5: -36.688
| 2 | 63.3 | 1: 59.9348; 1.1: 397.0922; 1.2: 0.53251; 1.3: 411.45; 1.4: 9.2207; 1.5: 397.0922; 1.6: 411.45; 1.7: 164.58; 1.8: 8.4594; 1.9: 1371.5; 2: 43.6783; 2.1: 95.1127; 2.2: 1977.6659; 2.3: 45.9227; 2.4: -1580.5736; 2.5: -36.702
| 2 | 63.35 | 1: 60.0783; 1.1: 398.3573; 1.2: 0.53421; 1.3: 411.775; 1.4: 9.2428; 1.5: 398.3573; 1.6: 411.775; 1.7: 164.71; 1.8: 8.4594; 1.9: 1372.5833; 2: 43.7128; 2.1: 95.1133; 2.2: 1980.7794; 2.3: 45.9587; 2.4: -1582.4221; 2.5: -36.7159
| 2 | 63.4 | 1: 60.222; 1.1: 399.6251; 1.2: 0.53591; 1.3: 412.1; 1.4: 9.2649; 1.5: 399.6251; 1.6: 412.1; 1.7: 164.84; 1.8: 8.4594; 1.9: 1373.6667; 2: 43.7473; 2.1: 95.1139; 2.2: 1983.8955; 2.3: 45.9947; 2.4: -1584.2704; 2.5: -36.7298
| 2 | 63.45 | 1: 60.3658; 1.1: 400.8955; 1.2: 0.53761; 1.3: 412.425; 1.4: 9.287; 1.5: 400.8955; 1.6: 412.425; 1.7: 164.97; 1.8: 8.4594; 1.9: 1374.75; 2: 43.7818; 2.1: 95.1145; 2.2: 1987.014; 2.3: 46.0307; 2.4: -1586.1185; 2.5: -36.7436
| 2 | 63.5 | 1: 60.5098; 1.1: 402.1685; 1.2: 0.53932; 1.3: 412.75; 1.4: 9.3092; 1.5: 402.1685; 1.6: 412.75; 1.7: 165.1; 1.8: 8.4594; 1.9: 1375.8333; 2: 43.8163; 2.1: 95.115; 2.2: 1990.135; 2.3: 46.0667; 2.4: -1587.9665; 2.5: -36.7575
| 2 | 63.55 | 1: 60.654; 1.1: 403.4442; 1.2: 0.54103; 1.3: 413.075; 1.4: 9.3314; 1.5: 403.4442; 1.6: 413.075; 1.7: 165.23; 1.8: 8.4594; 1.9: 1376.9167; 2: 43.8508; 2.1: 95.1156; 2.2: 1993.2585; 2.3: 46.1027; 2.4: -1589.8143; 2.5: -36.7713
| 2 | 63.6 | 1: 60.7984; 1.1: 404.7225; 1.2: 0.54274; 1.3: 413.4; 1.4: 9.3536; 1.5: 404.7225; 1.6: 413.4; 1.7: 165.36; 1.8: 8.4594; 1.9: 1378; 2: 43.8854; 2.1: 95.1161; 2.2: 1996.3845; 2.3: 46.1387; 2.4: -1591.662; 2.5: -36.7851
| 2 | 63.65 | 1: 60.9429; 1.1: 406.0035; 1.2: 0.54446; 1.3: 413.725; 1.4: 9.3758; 1.5: 406.0035; 1.6: 413.725; 1.7: 165.49; 1.8: 8.4594; 1.9: 1379.0833; 2: 43.9199; 2.1: 95.1167; 2.2: 1999.513; 2.3: 46.1747; 2.4: -1593.5094; 2.5: -36.7989
| 2 | 63.7 | 1: 61.0876; 1.1: 407.2872; 1.2: 0.54618; 1.3: 414.05; 1.4: 9.3981; 1.5: 407.2872; 1.6: 414.05; 1.7: 165.62; 1.8: 8.4594; 1.9: 1380.1667; 2: 43.9544; 2.1: 95.1173; 2.2: 2002.6439; 2.3: 46.2107; 2.4: -1595.3567; 2.5: -36.8126
| 2 | 63.75 | 1: 61.2324; 1.1: 408.5735; 1.2: 0.54791; 1.3: 414.375; 1.4: 9.4204; 1.5: 408.5735; 1.6: 414.375; 1.7: 165.75; 1.8: 8.4594; 1.9: 1381.25; 2: 43.9889; 2.1: 95.1178; 2.2: 2005.7774; 2.3: 46.2467; 2.4: -1597.2039; 2.5: -36.8263
| 2 | 63.8 | 1: 61.3775; 1.1: 409.8625; 1.2: 0.54963; 1.3: 414.7; 1.4: 9.4427; 1.5: 409.8625; 1.6: 414.7; 1.7: 165.88; 1.8: 8.4594; 1.9: 1382.3333; 2: 44.0234; 2.1: 95.1184; 2.2: 2008.9133; 2.3: 46.2827; 2.4: -1599.0508; 2.5: -36.84
| 2 | 63.85 | 1: 61.5227; 1.1: 411.1541; 1.2: 0.55137; 1.3: 415.025; 1.4: 9.465; 1.5: 411.1541; 1.6: 415.025; 1.7: 166.01; 1.8: 8.4594; 1.9: 1383.4167; 2: 44.0579; 2.1: 95.1189; 2.2: 2012.0517; 2.3: 46.3187; 2.4: -1600.8976; 2.5: -36.8537
| 2 | 63.9 | 1: 61.6681; 1.1: 412.4484; 1.2: 0.5531; 1.3: 415.35; 1.4: 9.4874; 1.5: 412.4484; 1.6: 415.35; 1.7: 166.14; 1.8: 8.4594; 1.9: 1384.5; 2: 44.0924; 2.1: 95.1195; 2.2: 2015.1926; 2.3: 46.3547; 2.4: -1602.7442; 2.5: -36.8673
| 2 | 63.95 | 1: 61.8136; 1.1: 413.7454; 1.2: 0.55484; 1.3: 415.675; 1.4: 9.5098; 1.5: 413.7454; 1.6: 415.675; 1.7: 166.27; 1.8: 8.4594; 1.9: 1385.5833; 2: 44.1269; 2.1: 95.12; 2.2: 2018.3359; 2.3: 46.3907; 2.4: -1604.5906; 2.5: -36.8809
| 2 | 64 | 1: 61.9593; 1.1: 415.045; 1.2: 0.55658; 1.3: 416; 1.4: 9.5322; 1.5: 415.045; 1.6: 416; 1.7: 166.4; 1.8: 8.4594; 1.9: 1386.6667; 2: 44.1614; 2.1: 95.1205; 2.2: 2021.4818; 2.3: 46.4267; 2.4: -1606.4368; 2.5: -36.8945
| 2 | 64.05 | 1: 62.1052; 1.1: 416.3473; 1.2: 0.55833; 1.3: 416.325; 1.4: 9.5547; 1.5: 416.3473; 1.6: 416.325; 1.7: 166.53; 1.8: 8.4594; 1.9: 1387.75; 2: 44.1959; 2.1: 95.1211; 2.2: 2024.6301; 2.3: 46.4627; 2.4: -1608.2828; 2.5: -36.9081
| 2 | 64.1 | 1: 62.2513; 1.1: 417.6523; 1.2: 0.56008; 1.3: 416.65; 1.4: 9.5771; 1.5: 417.6523; 1.6: 416.65; 1.7: 166.66; 1.8: 8.4594; 1.9: 1388.8333; 2: 44.2304; 2.1: 95.1216; 2.2: 2027.7809; 2.3: 46.4987; 2.4: -1610.1286; 2.5: -36.9216
| 2 | 64.15 | 1: 62.3975; 1.1: 418.96; 1.2: 0.56183; 1.3: 416.975; 1.4: 9.5996; 1.5: 418.96; 1.6: 416.975; 1.7: 166.79; 1.8: 8.4594; 1.9: 1389.9167; 2: 44.2649; 2.1: 95.1222; 2.2: 2030.9342; 2.3: 46.5348; 2.4: -1611.9742; 2.5: -36.9351
| 2 | 64.2 | 1: 62.544; 1.1: 420.2704; 1.2: 0.56359; 1.3: 417.3; 1.4: 9.6221; 1.5: 420.2704; 1.6: 417.3; 1.7: 166.92; 1.8: 8.4594; 1.9: 1391; 2: 44.2994; 2.1: 95.1227; 2.2: 2034.0899; 2.3: 46.5708; 2.4: -1613.8196; 2.5: -36.9486
| 2 | 64.25 | 1: 62.6905; 1.1: 421.5834; 1.2: 0.56535; 1.3: 417.625; 1.4: 9.6447; 1.5: 421.5834; 1.6: 417.625; 1.7: 167.05; 1.8: 8.4594; 1.9: 1392.0833; 2: 44.3339; 2.1: 95.1232; 2.2: 2037.2482; 2.3: 46.6068; 2.4: -1615.6647; 2.5: -36.9621
| 2 | 64.3 | 1: 62.8373; 1.1: 422.8992; 1.2: 0.56712; 1.3: 417.95; 1.4: 9.6673; 1.5: 422.8992; 1.6: 417.95; 1.7: 167.18; 1.8: 8.4594; 1.9: 1393.1667; 2: 44.3684; 2.1: 95.1237; 2.2: 2040.4089; 2.3: 46.6428; 2.4: -1617.5097; 2.5: -36.9755
| 2 | 64.35 | 1: 62.9842; 1.1: 424.2176; 1.2: 0.56889; 1.3: 418.275; 1.4: 9.6899; 1.5: 424.2176; 1.6: 418.275; 1.7: 167.31; 1.8: 8.4594; 1.9: 1394.25; 2: 44.4029; 2.1: 95.1243; 2.2: 2043.5721; 2.3: 46.6788; 2.4: -1619.3545; 2.5: -36.9889
| 2 | 64.4 | 1: 63.1313; 1.1: 425.5387; 1.2: 0.57066; 1.3: 418.6; 1.4: 9.7125; 1.5: 425.5387; 1.6: 418.6; 1.7: 167.44; 1.8: 8.4594; 1.9: 1395.3333; 2: 44.4374; 2.1: 95.1248; 2.2: 2046.7378; 2.3: 46.7148; 2.4: -1621.199; 2.5: -37.0023
| 2 | 64.45 | 1: 63.2786; 1.1: 426.8626; 1.2: 0.57243; 1.3: 418.925; 1.4: 9.7352; 1.5: 426.8626; 1.6: 418.925; 1.7: 167.57; 1.8: 8.4594; 1.9: 1396.4167; 2: 44.4719; 2.1: 95.1253; 2.2: 2049.9059; 2.3: 46.7508; 2.4: -1623.0433; 2.5: -37.0157
| 2 | 64.5 | 1: 63.426; 1.1: 428.1891; 1.2: 0.57421; 1.3: 419.25; 1.4: 9.7578; 1.5: 428.1891; 1.6: 419.25; 1.7: 167.7; 1.8: 8.4594; 1.9: 1397.5; 2: 44.5064; 2.1: 95.1258; 2.2: 2053.0765; 2.3: 46.7868; 2.4: -1624.8874; 2.5: -37.029
| 2 | 64.55 | 1: 63.5736; 1.1: 429.5183; 1.2: 0.57599; 1.3: 419.575; 1.4: 9.7806; 1.5: 429.5183; 1.6: 419.575; 1.7: 167.83; 1.8: 8.4594; 1.9: 1398.5833; 2: 44.5409; 2.1: 95.1264; 2.2: 2056.2496; 2.3: 46.8228; 2.4: -1626.7313; 2.5: -37.0423
| 2 | 64.6 | 1: 63.7214; 1.1: 430.8502; 1.2: 0.57778; 1.3: 419.9; 1.4: 9.8033; 1.5: 430.8502; 1.6: 419.9; 1.7: 167.96; 1.8: 8.4594; 1.9: 1399.6667; 2: 44.5754; 2.1: 95.1269; 2.2: 2059.4251; 2.3: 46.8589; 2.4: -1628.5749; 2.5: -37.0556
| 2 | 64.65 | 1: 63.8694; 1.1: 432.1849; 1.2: 0.57957; 1.3: 420.225; 1.4: 9.8261; 1.5: 432.1849; 1.6: 420.225; 1.7: 168.09; 1.8: 8.4594; 1.9: 1400.75; 2: 44.6099; 2.1: 95.1274; 2.2: 2062.6032; 2.3: 46.8949; 2.4: -1630.4183; 2.5: -37.0688
| 2 | 64.7 | 1: 64.0175; 1.1: 433.5222; 1.2: 0.58136; 1.3: 420.55; 1.4: 9.8488; 1.5: 433.5222; 1.6: 420.55; 1.7: 168.22; 1.8: 8.4594; 1.9: 1401.8333; 2: 44.6444; 2.1: 95.1279; 2.2: 2065.7837; 2.3: 46.9309; 2.4: -1632.2614; 2.5: -37.082
| 2 | 64.75 | 1: 64.1658; 1.1: 434.8623; 1.2: 0.58316; 1.3: 420.875; 1.4: 9.8717; 1.5: 434.8623; 1.6: 420.875; 1.7: 168.35; 1.8: 8.4594; 1.9: 1402.9167; 2: 44.6789; 2.1: 95.1284; 2.2: 2068.9666; 2.3: 46.9669; 2.4: -1634.1043; 2.5: -37.0952
| 2 | 64.8 | 1: 64.3143; 1.1: 436.2051; 1.2: 0.58496; 1.3: 421.2; 1.4: 9.8945; 1.5: 436.2051; 1.6: 421.2; 1.7: 168.48; 1.8: 8.4594; 1.9: 1404; 2: 44.7134; 2.1: 95.1289; 2.2: 2072.1521; 2.3: 47.0029; 2.4: -1635.947; 2.5: -37.1084
| 2 | 64.85 | 1: 64.4629; 1.1: 437.5506; 1.2: 0.58676; 1.3: 421.525; 1.4: 9.9174; 1.5: 437.5506; 1.6: 421.525; 1.7: 168.61; 1.8: 8.4594; 1.9: 1405.0833; 2: 44.7479; 2.1: 95.1294; 2.2: 2075.34; 2.3: 47.0389; 2.4: -1637.7894; 2.5: -37.1216
| 2 | 64.9 | 1: 64.6117; 1.1: 438.8988; 1.2: 0.58857; 1.3: 421.85; 1.4: 9.9403; 1.5: 438.8988; 1.6: 421.85; 1.7: 168.74; 1.8: 8.4594; 1.9: 1406.1667; 2: 44.7824; 2.1: 95.1299; 2.2: 2078.5303; 2.3: 47.075; 2.4: -1639.6316; 2.5: -37.1347
| 2 | 64.95 | 1: 64.7607; 1.1: 440.2497; 1.2: 0.59038; 1.3: 422.175; 1.4: 9.9632; 1.5: 440.2497; 1.6: 422.175; 1.7: 168.87; 1.8: 8.4594; 1.9: 1407.25; 2: 44.8169; 2.1: 95.1304; 2.2: 2081.7232; 2.3: 47.111; 2.4: -1641.4735; 2.5: -37.1478
| 2 | 65 | 1: 64.9099; 1.1: 441.6034; 1.2: 0.5922; 1.3: 422.5; 1.4: 9.9861; 1.5: 441.6034; 1.6: 422.5; 1.7: 169; 1.8: 8.4594; 1.9: 1408.3333; 2: 44.8514; 2.1: 95.131; 2.2: 2084.9185; 2.3: 47.147; 2.4: -1643.3151; 2.5: -37.1609
| 2 | 65.05 | 1: 65.0592; 1.1: 442.9598; 1.2: 0.59402; 1.3: 422.825; 1.4: 10.0091; 1.5: 442.9598; 1.6: 422.825; 1.7: 169.13; 1.8: 8.4594; 1.9: 1409.4167; 2: 44.8859; 2.1: 95.1315; 2.2: 2088.1162; 2.3: 47.183; 2.4: -1645.1565; 2.5: -37.1739
| 2 | 65.1 | 1: 65.2087; 1.1: 444.3189; 1.2: 0.59584; 1.3: 423.15; 1.4: 10.0321; 1.5: 444.3189; 1.6: 423.15; 1.7: 169.26; 1.8: 8.4594; 1.9: 1410.5; 2: 44.9204; 2.1: 95.132; 2.2: 2091.3165; 2.3: 47.219; 2.4: -1646.9976; 2.5: -37.1869
| 2 | 65.15 | 1: 65.3584; 1.1: 445.6808; 1.2: 0.59767; 1.3: 423.475; 1.4: 10.0551; 1.5: 445.6808; 1.6: 423.475; 1.7: 169.39; 1.8: 8.4594; 1.9: 1411.5833; 2: 44.9549; 2.1: 95.1325; 2.2: 2094.5192; 2.3: 47.255; 2.4: -1648.8384; 2.5: -37.1999
| 2 | 65.2 | 1: 65.5082; 1.1: 447.0454; 1.2: 0.5995; 1.3: 423.8; 1.4: 10.0782; 1.5: 447.0454; 1.6: 423.8; 1.7: 169.52; 1.8: 8.4594; 1.9: 1412.6667; 2: 44.9894; 2.1: 95.133; 2.2: 2097.7243; 2.3: 47.2911; 2.4: -1650.6789; 2.5: -37.2129
| 2 | 65.25 | 1: 65.6582; 1.1: 448.4127; 1.2: 0.60133; 1.3: 424.125; 1.4: 10.1013; 1.5: 448.4127; 1.6: 424.125; 1.7: 169.65; 1.8: 8.4594; 1.9: 1413.75; 2: 45.0239; 2.1: 95.1335; 2.2: 2100.9319; 2.3: 47.3271; 2.4: -1652.5192; 2.5: -37.2258
| 2 | 65.3 | 1: 65.8084; 1.1: 449.7828; 1.2: 0.60317; 1.3: 424.45; 1.4: 10.1244; 1.5: 449.7828; 1.6: 424.45; 1.7: 169.78; 1.8: 8.4594; 1.9: 1414.8333; 2: 45.0584; 2.1: 95.1339; 2.2: 2104.142; 2.3: 47.3631; 2.4: -1654.3592; 2.5: -37.2387
| 2 | 65.35 | 1: 65.9588; 1.1: 451.1557; 1.2: 0.60501; 1.3: 424.775; 1.4: 10.1475; 1.5: 451.1557; 1.6: 424.775; 1.7: 169.91; 1.8: 8.4594; 1.9: 1415.9167; 2: 45.0929; 2.1: 95.1344; 2.2: 2107.3545; 2.3: 47.3991; 2.4: -1656.1989; 2.5: -37.2516
| 2 | 65.4 | 1: 66.1093; 1.1: 452.5312; 1.2: 0.60685; 1.3: 425.1; 1.4: 10.1707; 1.5: 452.5312; 1.6: 425.1; 1.7: 170.04; 1.8: 8.4594; 1.9: 1417; 2: 45.1274; 2.1: 95.1349; 2.2: 2110.5695; 2.3: 47.4351; 2.4: -1658.0383; 2.5: -37.2645
| 2 | 65.45 | 1: 66.26; 1.1: 453.9096; 1.2: 0.6087; 1.3: 425.425; 1.4: 10.1938; 1.5: 453.9096; 1.6: 425.425; 1.7: 170.17; 1.8: 8.4594; 1.9: 1418.0833; 2: 45.1619; 2.1: 95.1354; 2.2: 2113.787; 2.3: 47.4712; 2.4: -1659.8774; 2.5: -37.2773
| 2 | 65.5 | 1: 66.4108; 1.1: 455.2906; 1.2: 0.61055; 1.3: 425.75; 1.4: 10.2171; 1.5: 455.2906; 1.6: 425.75; 1.7: 170.3; 1.8: 8.4594; 1.9: 1419.1667; 2: 45.1964; 2.1: 95.1359; 2.2: 2117.0069; 2.3: 47.5072; 2.4: -1661.7162; 2.5: -37.2901
| 2 | 65.55 | 1: 66.5619; 1.1: 456.6745; 1.2: 0.61241; 1.3: 426.075; 1.4: 10.2403; 1.5: 456.6745; 1.6: 426.075; 1.7: 170.43; 1.8: 8.4594; 1.9: 1420.25; 2: 45.2309; 2.1: 95.1364; 2.2: 2120.2292; 2.3: 47.5432; 2.4: -1663.5547; 2.5: -37.3029
| 2 | 65.6 | 1: 66.7131; 1.1: 458.0611; 1.2: 0.61427; 1.3: 426.4; 1.4: 10.2636; 1.5: 458.0611; 1.6: 426.4; 1.7: 170.56; 1.8: 8.4594; 1.9: 1421.3333; 2: 45.2654; 2.1: 95.1369; 2.2: 2123.454; 2.3: 47.5792; 2.4: -1665.3929; 2.5: -37.3157
| 2 | 65.65 | 1: 66.8645; 1.1: 459.4504; 1.2: 0.61613; 1.3: 426.725; 1.4: 10.2868; 1.5: 459.4504; 1.6: 426.725; 1.7: 170.69; 1.8: 8.4594; 1.9: 1422.4167; 2: 45.2999; 2.1: 95.1374; 2.2: 2126.6813; 2.3: 47.6152; 2.4: -1667.2308; 2.5: -37.3284
| 2 | 65.7 | 1: 67.0161; 1.1: 460.8426; 1.2: 0.618; 1.3: 427.05; 1.4: 10.3102; 1.5: 460.8426; 1.6: 427.05; 1.7: 170.82; 1.8: 8.4594; 1.9: 1423.5; 2: 45.3344; 2.1: 95.1379; 2.2: 2129.911; 2.3: 47.6513; 2.4: -1669.0684; 2.5: -37.3411
| 2 | 65.75 | 1: 67.1678; 1.1: 462.2375; 1.2: 0.61987; 1.3: 427.375; 1.4: 10.3335; 1.5: 462.2375; 1.6: 427.375; 1.7: 170.95; 1.8: 8.4594; 1.9: 1424.5833; 2: 45.3689; 2.1: 95.1384; 2.2: 2133.1431; 2.3: 47.6873; 2.4: -1670.9057; 2.5: -37.3538
| 2 | 65.8 | 1: 67.3197; 1.1: 463.6351; 1.2: 0.62174; 1.3: 427.7; 1.4: 10.3569; 1.5: 463.6351; 1.6: 427.7; 1.7: 171.08; 1.8: 8.4594; 1.9: 1425.6667; 2: 45.4034; 2.1: 95.1389; 2.2: 2136.3777; 2.3: 47.7233; 2.4: -1672.7426; 2.5: -37.3664
| 2 | 65.85 | 1: 67.4718; 1.1: 465.0356; 1.2: 0.62362; 1.3: 428.025; 1.4: 10.3803; 1.5: 465.0356; 1.6: 428.025; 1.7: 171.21; 1.8: 8.4594; 1.9: 1426.75; 2: 45.4379; 2.1: 95.1393; 2.2: 2139.6148; 2.3: 47.7593; 2.4: -1674.5792; 2.5: -37.379
| 2 | 65.9 | 1: 67.624; 1.1: 466.4388; 1.2: 0.6255; 1.3: 428.35; 1.4: 10.4037; 1.5: 466.4388; 1.6: 428.35; 1.7: 171.34; 1.8: 8.4594; 1.9: 1427.8333; 2: 45.4724; 2.1: 95.1398; 2.2: 2142.8543; 2.3: 47.7953; 2.4: -1676.4155; 2.5: -37.3916
| 2 | 65.95 | 1: 67.7764; 1.1: 467.8448; 1.2: 0.62739; 1.3: 428.675; 1.4: 10.4271; 1.5: 467.8448; 1.6: 428.675; 1.7: 171.47; 1.8: 8.4594; 1.9: 1428.9167; 2: 45.5069; 2.1: 95.1403; 2.2: 2146.0962; 2.3: 47.8313; 2.4: -1678.2514; 2.5: -37.4042
| 2 | 66 | 1: 67.929; 1.1: 469.2535; 1.2: 0.62928; 1.3: 429; 1.4: 10.4506; 1.5: 469.2535; 1.6: 429; 1.7: 171.6; 1.8: 8.4594; 1.9: 1430; 2: 45.5414; 2.1: 95.1408; 2.2: 2149.3406; 2.3: 47.8674; 2.4: -1680.0871; 2.5: -37.4168
| 2 | 66.05 | 1: 68.0818; 1.1: 470.6651; 1.2: 0.63117; 1.3: 429.325; 1.4: 10.4741; 1.5: 470.6651; 1.6: 429.325; 1.7: 171.73; 1.8: 8.4594; 1.9: 1431.0833; 2: 45.5759; 2.1: 95.1413; 2.2: 2152.5874; 2.3: 47.9034; 2.4: -1681.9223; 2.5: -37.4293
| 2 | 66.1 | 1: 68.2347; 1.1: 472.0794; 1.2: 0.63307; 1.3: 429.65; 1.4: 10.4976; 1.5: 472.0794; 1.6: 429.65; 1.7: 171.86; 1.8: 8.4594; 1.9: 1432.1667; 2: 45.6104; 2.1: 95.1418; 2.2: 2155.8367; 2.3: 47.9394; 2.4: -1683.7572; 2.5: -37.4418
| 2 | 66.15 | 1: 68.3878; 1.1: 473.4965; 1.2: 0.63497; 1.3: 429.975; 1.4: 10.5212; 1.5: 473.4965; 1.6: 429.975; 1.7: 171.99; 1.8: 8.4594; 1.9: 1433.25; 2: 45.6449; 2.1: 95.1423; 2.2: 2159.0884; 2.3: 47.9754; 2.4: -1685.5918; 2.5: -37.4542
| 2 | 66.2 | 1: 68.5411; 1.1: 474.9165; 1.2: 0.63687; 1.3: 430.3; 1.4: 10.5448; 1.5: 474.9165; 1.6: 430.3; 1.7: 172.12; 1.8: 8.4594; 1.9: 1434.3333; 2: 45.6794; 2.1: 95.1427; 2.2: 2162.3425; 2.3: 48.0114; 2.4: -1687.426; 2.5: -37.4667
| 2 | 66.25 | 1: 68.6945; 1.1: 476.3392; 1.2: 0.63878; 1.3: 430.625; 1.4: 10.5684; 1.5: 476.3392; 1.6: 430.625; 1.7: 172.25; 1.8: 8.4594; 1.9: 1435.4167; 2: 45.7139; 2.1: 95.1432; 2.2: 2165.5991; 2.3: 48.0475; 2.4: -1689.2599; 2.5: -37.4791
| 2 | 66.3 | 1: 68.8481; 1.1: 477.7647; 1.2: 0.64069; 1.3: 430.95; 1.4: 10.592; 1.5: 477.7647; 1.6: 430.95; 1.7: 172.38; 1.8: 8.4594; 1.9: 1436.5; 2: 45.7484; 2.1: 95.1437; 2.2: 2168.8581; 2.3: 48.0835; 2.4: -1691.0934; 2.5: -37.4915
| 2 | 66.35 | 1: 69.0019; 1.1: 479.193; 1.2: 0.64261; 1.3: 431.275; 1.4: 10.6157; 1.5: 479.193; 1.6: 431.275; 1.7: 172.51; 1.8: 8.4594; 1.9: 1437.5833; 2: 45.7829; 2.1: 95.1442; 2.2: 2172.1195; 2.3: 48.1195; 2.4: -1692.9265; 2.5: -37.5038
| 2 | 66.4 | 1: 69.1559; 1.1: 480.6241; 1.2: 0.64453; 1.3: 431.6; 1.4: 10.6394; 1.5: 480.6241; 1.6: 431.6; 1.7: 172.64; 1.8: 8.4594; 1.9: 1438.6667; 2: 45.8174; 2.1: 95.1447; 2.2: 2175.3834; 2.3: 48.1555; 2.4: -1694.7593; 2.5: -37.5161
| 2 | 66.45 | 1: 69.31; 1.1: 482.058; 1.2: 0.64645; 1.3: 431.925; 1.4: 10.6631; 1.5: 482.058; 1.6: 431.925; 1.7: 172.77; 1.8: 8.4594; 1.9: 1439.75; 2: 45.8519; 2.1: 95.1452; 2.2: 2178.6497; 2.3: 48.1915; 2.4: -1696.5917; 2.5: -37.5284
| 2 | 66.5 | 1: 69.4643; 1.1: 483.4947; 1.2: 0.64838; 1.3: 432.25; 1.4: 10.6868; 1.5: 483.4947; 1.6: 432.25; 1.7: 172.9; 1.8: 8.4594; 1.9: 1440.8333; 2: 45.8864; 2.1: 95.1457; 2.2: 2181.9185; 2.3: 48.2275; 2.4: -1698.4237; 2.5: -37.5407
| 2 | 66.55 | 1: 69.6188; 1.1: 484.9343; 1.2: 0.65031; 1.3: 432.575; 1.4: 10.7106; 1.5: 484.9343; 1.6: 432.575; 1.7: 173.03; 1.8: 8.4594; 1.9: 1441.9167; 2: 45.9209; 2.1: 95.1461; 2.2: 2185.1896; 2.3: 48.2636; 2.4: -1700.2553; 2.5: -37.553
| 2 | 66.6 | 1: 69.7734; 1.1: 486.3766; 1.2: 0.65224; 1.3: 432.9; 1.4: 10.7344; 1.5: 486.3766; 1.6: 432.9; 1.7: 173.16; 1.8: 8.4594; 1.9: 1443; 2: 45.9554; 2.1: 95.1466; 2.2: 2188.4632; 2.3: 48.2996; 2.4: -1702.0866; 2.5: -37.5652
| 2 | 66.65 | 1: 69.9282; 1.1: 487.8218; 1.2: 0.65418; 1.3: 433.225; 1.4: 10.7582; 1.5: 487.8218; 1.6: 433.225; 1.7: 173.29; 1.8: 8.4594; 1.9: 1444.0833; 2: 45.9899; 2.1: 95.1471; 2.2: 2191.7392; 2.3: 48.3356; 2.4: -1703.9174; 2.5: -37.5774
| 2 | 66.7 | 1: 70.0832; 1.1: 489.2698; 1.2: 0.65612; 1.3: 433.55; 1.4: 10.782; 1.5: 489.2698; 1.6: 433.55; 1.7: 173.42; 1.8: 8.4594; 1.9: 1445.1667; 2: 46.0244; 2.1: 95.1476; 2.2: 2195.0176; 2.3: 48.3716; 2.4: -1705.7479; 2.5: -37.5896
| 2 | 66.75 | 1: 70.2384; 1.1: 490.7206; 1.2: 0.65807; 1.3: 433.875; 1.4: 10.8059; 1.5: 490.7206; 1.6: 433.875; 1.7: 173.55; 1.8: 8.4594; 1.9: 1446.25; 2: 46.0589; 2.1: 95.1481; 2.2: 2198.2985; 2.3: 48.4076; 2.4: -1707.5779; 2.5: -37.6017
| 2 | 66.8 | 1: 70.3937; 1.1: 492.1742; 1.2: 0.66002; 1.3: 434.2; 1.4: 10.8298; 1.5: 492.1742; 1.6: 434.2; 1.7: 173.68; 1.8: 8.4594; 1.9: 1447.3333; 2: 46.0934; 2.1: 95.1486; 2.2: 2201.5818; 2.3: 48.4436; 2.4: -1709.4076; 2.5: -37.6138
| 2 | 66.85 | 1: 70.5492; 1.1: 493.6306; 1.2: 0.66197; 1.3: 434.525; 1.4: 10.8537; 1.5: 493.6306; 1.6: 434.525; 1.7: 173.81; 1.8: 8.4594; 1.9: 1448.4167; 2: 46.1279; 2.1: 95.1491; 2.2: 2204.8675; 2.3: 48.4796; 2.4: -1711.2368; 2.5: -37.6259
| 2 | 66.9 | 1: 70.7049; 1.1: 495.0899; 1.2: 0.66393; 1.3: 434.85; 1.4: 10.8777; 1.5: 495.0899; 1.6: 434.85; 1.7: 173.94; 1.8: 8.4594; 1.9: 1449.5; 2: 46.1624; 2.1: 95.1496; 2.2: 2208.1556; 2.3: 48.5156; 2.4: -1713.0657; 2.5: -37.638
| 2 | 66.95 | 1: 70.8608; 1.1: 496.552; 1.2: 0.66589; 1.3: 435.175; 1.4: 10.9017; 1.5: 496.552; 1.6: 435.175; 1.7: 174.07; 1.8: 8.4594; 1.9: 1450.5833; 2: 46.1969; 2.1: 95.15; 2.2: 2211.4461; 2.3: 48.5517; 2.4: -1714.8941; 2.5: -37.65
| 2 | 67 | 1: 71.0168; 1.1: 498.017; 1.2: 0.66785; 1.3: 435.5; 1.4: 10.9257; 1.5: 498.017; 1.6: 435.5; 1.7: 174.2; 1.8: 8.4594; 1.9: 1451.6667; 2: 46.2314; 2.1: 95.1505; 2.2: 2214.739; 2.3: 48.5877; 2.4: -1716.722; 2.5: -37.662
| 2 | 67.05 | 1: 71.173; 1.1: 499.4848; 1.2: 0.66982; 1.3: 435.825; 1.4: 10.9497; 1.5: 499.4848; 1.6: 435.825; 1.7: 174.33; 1.8: 8.4594; 1.9: 1452.75; 2: 46.2659; 2.1: 95.151; 2.2: 2218.0344; 2.3: 48.6237; 2.4: -1718.5496; 2.5: -37.674
| 2 | 67.1 | 1: 71.3293; 1.1: 500.9554; 1.2: 0.67179; 1.3: 436.15; 1.4: 10.9737; 1.5: 500.9554; 1.6: 436.15; 1.7: 174.46; 1.8: 8.4594; 1.9: 1453.8333; 2: 46.3004; 2.1: 95.1515; 2.2: 2221.3321; 2.3: 48.6597; 2.4: -1720.3767; 2.5: -37.6859
| 2 | 67.15 | 1: 71.4859; 1.1: 502.4289; 1.2: 0.67377; 1.3: 436.475; 1.4: 10.9978; 1.5: 502.4289; 1.6: 436.475; 1.7: 174.59; 1.8: 8.4594; 1.9: 1454.9167; 2: 46.3349; 2.1: 95.152; 2.2: 2224.6323; 2.3: 48.6957; 2.4: -1722.2034; 2.5: -37.6979
| 2 | 67.2 | 1: 71.6426; 1.1: 503.9052; 1.2: 0.67575; 1.3: 436.8; 1.4: 11.0219; 1.5: 503.9052; 1.6: 436.8; 1.7: 174.72; 1.8: 8.4594; 1.9: 1456; 2: 46.3694; 2.1: 95.1525; 2.2: 2227.9349; 2.3: 48.7317; 2.4: -1724.0297; 2.5: -37.7098
| 2 | 67.25 | 1: 71.7994; 1.1: 505.3843; 1.2: 0.67773; 1.3: 437.125; 1.4: 11.0461; 1.5: 505.3843; 1.6: 437.125; 1.7: 174.85; 1.8: 8.4594; 1.9: 1457.0833; 2: 46.4039; 2.1: 95.153; 2.2: 2231.2398; 2.3: 48.7677; 2.4: -1725.8555; 2.5: -37.7216
| 2 | 67.3 | 1: 71.9565; 1.1: 506.8663; 1.2: 0.67972; 1.3: 437.45; 1.4: 11.0702; 1.5: 506.8663; 1.6: 437.45; 1.7: 174.98; 1.8: 8.4594; 1.9: 1458.1667; 2: 46.4384; 2.1: 95.1535; 2.2: 2234.5472; 2.3: 48.8037; 2.4: -1727.6809; 2.5: -37.7335
| 2 | 67.35 | 1: 72.1137; 1.1: 508.3512; 1.2: 0.68171; 1.3: 437.775; 1.4: 11.0944; 1.5: 508.3512; 1.6: 437.775; 1.7: 175.11; 1.8: 8.4594; 1.9: 1459.25; 2: 46.4729; 2.1: 95.154; 2.2: 2237.857; 2.3: 48.8397; 2.4: -1729.5058; 2.5: -37.7453
| 2 | 67.4 | 1: 72.2711; 1.1: 509.8389; 1.2: 0.68371; 1.3: 438.1; 1.4: 11.1186; 1.5: 509.8389; 1.6: 438.1; 1.7: 175.24; 1.8: 8.4594; 1.9: 1460.3333; 2: 46.5074; 2.1: 95.1545; 2.2: 2241.1691; 2.3: 48.8757; 2.4: -1731.3302; 2.5: -37.7571
| 2 | 67.45 | 1: 72.4287; 1.1: 511.3295; 1.2: 0.6857; 1.3: 438.425; 1.4: 11.1429; 1.5: 511.3295; 1.6: 438.425; 1.7: 175.37; 1.8: 8.4594; 1.9: 1461.4167; 2: 46.5419; 2.1: 95.155; 2.2: 2244.4837; 2.3: 48.9117; 2.4: -1733.1542; 2.5: -37.7688
| 2 | 67.5 | 1: 72.5864; 1.1: 512.8229; 1.2: 0.68771; 1.3: 438.75; 1.4: 11.1671; 1.5: 512.8229; 1.6: 438.75; 1.7: 175.5; 1.8: 8.4594; 1.9: 1462.5; 2: 46.5764; 2.1: 95.1555; 2.2: 2247.8007; 2.3: 48.9477; 2.4: -1734.9777; 2.5: -37.7806
| 2 | 67.55 | 1: 72.7443; 1.1: 514.3192; 1.2: 0.68971; 1.3: 439.075; 1.4: 11.1914; 1.5: 514.3192; 1.6: 439.075; 1.7: 175.63; 1.8: 8.4594; 1.9: 1463.5833; 2: 46.6109; 2.1: 95.156; 2.2: 2251.12; 2.3: 48.9837; 2.4: -1736.8008; 2.5: -37.7923
| 2 | 67.6 | 1: 72.9024; 1.1: 515.8184; 1.2: 0.69172; 1.3: 439.4; 1.4: 11.2158; 1.5: 515.8184; 1.6: 439.4; 1.7: 175.76; 1.8: 8.4594; 1.9: 1464.6667; 2: 46.6454; 2.1: 95.1565; 2.2: 2254.4418; 2.3: 49.0197; 2.4: -1738.6234; 2.5: -37.8039
| 2 | 67.65 | 1: 73.0606; 1.1: 517.3204; 1.2: 0.69374; 1.3: 439.725; 1.4: 11.2401; 1.5: 517.3204; 1.6: 439.725; 1.7: 175.89; 1.8: 8.4594; 1.9: 1465.75; 2: 46.6799; 2.1: 95.157; 2.2: 2257.7659; 2.3: 49.0557; 2.4: -1740.4454; 2.5: -37.8156
| 2 | 67.7 | 1: 73.2191; 1.1: 518.8254; 1.2: 0.69576; 1.3: 440.05; 1.4: 11.2645; 1.5: 518.8254; 1.6: 440.05; 1.7: 176.02; 1.8: 8.4594; 1.9: 1466.8333; 2: 46.7144; 2.1: 95.1575; 2.2: 2261.0924; 2.3: 49.0917; 2.4: -1742.267; 2.5: -37.8272
| 2 | 67.75 | 1: 73.3776; 1.1: 520.3331; 1.2: 0.69778; 1.3: 440.375; 1.4: 11.2889; 1.5: 520.3331; 1.6: 440.375; 1.7: 176.15; 1.8: 8.4594; 1.9: 1467.9167; 2: 46.7489; 2.1: 95.1581; 2.2: 2264.4213; 2.3: 49.1277; 2.4: -1744.0882; 2.5: -37.8388
| 2 | 67.8 | 1: 73.5364; 1.1: 521.8438; 1.2: 0.6998; 1.3: 440.7; 1.4: 11.3133; 1.5: 521.8438; 1.6: 440.7; 1.7: 176.28; 1.8: 8.4594; 1.9: 1469; 2: 46.7834; 2.1: 95.1586; 2.2: 2267.7526; 2.3: 49.1637; 2.4: -1745.9088; 2.5: -37.8504
| 2 | 67.85 | 1: 73.6954; 1.1: 523.3574; 1.2: 0.70183; 1.3: 441.025; 1.4: 11.3377; 1.5: 523.3574; 1.6: 441.025; 1.7: 176.41; 1.8: 8.4594; 1.9: 1470.0833; 2: 46.8179; 2.1: 95.1591; 2.2: 2271.0862; 2.3: 49.1997; 2.4: -1747.7289; 2.5: -37.8619
| 2 | 67.9 | 1: 73.8545; 1.1: 524.8738; 1.2: 0.70387; 1.3: 441.35; 1.4: 11.3622; 1.5: 524.8738; 1.6: 441.35; 1.7: 176.54; 1.8: 8.4594; 1.9: 1471.1667; 2: 46.8524; 2.1: 95.1596; 2.2: 2274.4223; 2.3: 49.2356; 2.4: -1749.5485; 2.5: -37.8734
| 2 | 67.95 | 1: 74.0137; 1.1: 526.3931; 1.2: 0.7059; 1.3: 441.675; 1.4: 11.3867; 1.5: 526.3931; 1.6: 441.675; 1.7: 176.67; 1.8: 8.4594; 1.9: 1472.25; 2: 46.8869; 2.1: 95.1601; 2.2: 2277.7607; 2.3: 49.2716; 2.4: -1751.3676; 2.5: -37.8849
| 2 | 68 | 1: 74.1732; 1.1: 527.9153; 1.2: 0.70795; 1.3: 442; 1.4: 11.4113; 1.5: 527.9153; 1.6: 442; 1.7: 176.8; 1.8: 8.4594; 1.9: 1473.3333; 2: 46.9214; 2.1: 95.1607; 2.2: 2281.1015; 2.3: 49.3076; 2.4: -1753.1862; 2.5: -37.8963
| 2 | 68.05 | 1: 74.3328; 1.1: 529.4404; 1.2: 0.70999; 1.3: 442.325; 1.4: 11.4358; 1.5: 529.4404; 1.6: 442.325; 1.7: 176.93; 1.8: 8.4594; 1.9: 1474.4167; 2: 46.9559; 2.1: 95.1612; 2.2: 2284.4446; 2.3: 49.3436; 2.4: -1755.0042; 2.5: -37.9078
| 2 | 68.1 | 1: 74.4926; 1.1: 530.9684; 1.2: 0.71204; 1.3: 442.65; 1.4: 11.4604; 1.5: 530.9684; 1.6: 442.65; 1.7: 177.06; 1.8: 8.4594; 1.9: 1475.5; 2: 46.9904; 2.1: 95.1617; 2.2: 2287.7902; 2.3: 49.3796; 2.4: -1756.8218; 2.5: -37.9192
| 2 | 68.15 | 1: 74.6526; 1.1: 532.4993; 1.2: 0.71409; 1.3: 442.975; 1.4: 11.485; 1.5: 532.4993; 1.6: 442.975; 1.7: 177.19; 1.8: 8.4594; 1.9: 1476.5833; 2: 47.0249; 2.1: 95.1622; 2.2: 2291.1381; 2.3: 49.4156; 2.4: -1758.6388; 2.5: -37.9305
| 2 | 68.2 | 1: 74.8127; 1.1: 534.033; 1.2: 0.71615; 1.3: 443.3; 1.4: 11.5096; 1.5: 534.033; 1.6: 443.3; 1.7: 177.32; 1.8: 8.4594; 1.9: 1477.6667; 2: 47.0594; 2.1: 95.1628; 2.2: 2294.4883; 2.3: 49.4515; 2.4: -1760.4553; 2.5: -37.9419
| 2 | 68.25 | 1: 74.973; 1.1: 535.5697; 1.2: 0.71821; 1.3: 443.625; 1.4: 11.5343; 1.5: 535.5697; 1.6: 443.625; 1.7: 177.45; 1.8: 8.4594; 1.9: 1478.75; 2: 47.0939; 2.1: 95.1633; 2.2: 2297.8409; 2.3: 49.4875; 2.4: -1762.2712; 2.5: -37.9532
| 2 | 68.3 | 1: 75.1335; 1.1: 537.1093; 1.2: 0.72028; 1.3: 443.95; 1.4: 11.559; 1.5: 537.1093; 1.6: 443.95; 1.7: 177.58; 1.8: 8.4594; 1.9: 1479.8333; 2: 47.1285; 2.1: 95.1639; 2.2: 2301.1959; 2.3: 49.5235; 2.4: -1764.0866; 2.5: -37.9645
| 2 | 68.35 | 1: 75.2941; 1.1: 538.6518; 1.2: 0.72234; 1.3: 444.275; 1.4: 11.5837; 1.5: 538.6518; 1.6: 444.275; 1.7: 177.71; 1.8: 8.4594; 1.9: 1480.9167; 2: 47.163; 2.1: 95.1644; 2.2: 2304.5532; 2.3: 49.5594; 2.4: -1765.9014; 2.5: -37.9757
| 2 | 68.4 | 1: 75.455; 1.1: 540.1972; 1.2: 0.72442; 1.3: 444.6; 1.4: 11.6085; 1.5: 540.1972; 1.6: 444.6; 1.7: 177.84; 1.8: 8.4594; 1.9: 1482; 2: 47.1975; 2.1: 95.1649; 2.2: 2307.9129; 2.3: 49.5954; 2.4: -1767.7157; 2.5: -37.987
| 2 | 68.45 | 1: 75.616; 1.1: 541.7455; 1.2: 0.72649; 1.3: 444.925; 1.4: 11.6332; 1.5: 541.7455; 1.6: 444.925; 1.7: 177.97; 1.8: 8.4594; 1.9: 1483.0833; 2: 47.232; 2.1: 95.1655; 2.2: 2311.2749; 2.3: 49.6314; 2.4: -1769.5294; 2.5: -37.9982
| 2 | 68.5 | 1: 75.7771; 1.1: 543.2968; 1.2: 0.72857; 1.3: 445.25; 1.4: 11.658; 1.5: 543.2968; 1.6: 445.25; 1.7: 178.1; 1.8: 8.4594; 1.9: 1484.1667; 2: 47.2665; 2.1: 95.166; 2.2: 2314.6393; 2.3: 49.6674; 2.4: -1771.3426; 2.5: -38.0093
| 2 | 68.55 | 1: 75.9385; 1.1: 544.8509; 1.2: 0.73066; 1.3: 445.575; 1.4: 11.6828; 1.5: 544.8509; 1.6: 445.575; 1.7: 178.23; 1.8: 8.4594; 1.9: 1485.25; 2: 47.301; 2.1: 95.1666; 2.2: 2318.0061; 2.3: 49.7033; 2.4: -1773.1551; 2.5: -38.0205
| 2 | 68.6 | 1: 76.1; 1.1: 546.408; 1.2: 0.73275; 1.3: 445.9; 1.4: 11.7077; 1.5: 546.408; 1.6: 445.9; 1.7: 178.36; 1.8: 8.4594; 1.9: 1486.3333; 2: 47.3355; 2.1: 95.1672; 2.2: 2321.3751; 2.3: 49.7393; 2.4: -1774.9671; 2.5: -38.0316
| 2 | 68.65 | 1: 76.2617; 1.1: 547.968; 1.2: 0.73484; 1.3: 446.225; 1.4: 11.7326; 1.5: 547.968; 1.6: 446.225; 1.7: 178.49; 1.8: 8.4594; 1.9: 1487.4167; 2: 47.37; 2.1: 95.1677; 2.2: 2324.7465; 2.3: 49.7752; 2.4: -1776.7786; 2.5: -38.0427
| 2 | 68.7 | 1: 76.4235; 1.1: 549.5309; 1.2: 0.73693; 1.3: 446.55; 1.4: 11.7575; 1.5: 549.5309; 1.6: 446.55; 1.7: 178.62; 1.8: 8.4594; 1.9: 1488.5; 2: 47.4045; 2.1: 95.1683; 2.2: 2328.1203; 2.3: 49.8112; 2.4: -1778.5894; 2.5: -38.0537
| 2 | 68.75 | 1: 76.5855; 1.1: 551.0968; 1.2: 0.73903; 1.3: 446.875; 1.4: 11.7824; 1.5: 551.0968; 1.6: 446.875; 1.7: 178.75; 1.8: 8.4594; 1.9: 1489.5833; 2: 47.439; 2.1: 95.1689; 2.2: 2331.4964; 2.3: 49.8471; 2.4: -1780.3996; 2.5: -38.0648
| 2 | 68.8 | 1: 76.7477; 1.1: 552.6655; 1.2: 0.74114; 1.3: 447.2; 1.4: 11.8073; 1.5: 552.6655; 1.6: 447.2; 1.7: 178.88; 1.8: 8.4594; 1.9: 1490.6667; 2: 47.4735; 2.1: 95.1694; 2.2: 2334.8748; 2.3: 49.8831; 2.4: -1782.2093; 2.5: -38.0758
| 2 | 68.85 | 1: 76.9101; 1.1: 554.2372; 1.2: 0.74324; 1.3: 447.525; 1.4: 11.8323; 1.5: 554.2372; 1.6: 447.525; 1.7: 179.01; 1.8: 8.4594; 1.9: 1491.75; 2: 47.508; 2.1: 95.17; 2.2: 2338.2556; 2.3: 49.919; 2.4: -1784.0183; 2.5: -38.0867
| 2 | 68.9 | 1: 77.0726; 1.1: 555.8119; 1.2: 0.74536; 1.3: 447.85; 1.4: 11.8573; 1.5: 555.8119; 1.6: 447.85; 1.7: 179.14; 1.8: 8.4594; 1.9: 1492.8333; 2: 47.5425; 2.1: 95.1706; 2.2: 2341.6386; 2.3: 49.955; 2.4: -1785.8267; 2.5: -38.0977
| 2 | 68.95 | 1: 77.2353; 1.1: 557.3895; 1.2: 0.74747; 1.3: 448.175; 1.4: 11.8824; 1.5: 557.3895; 1.6: 448.175; 1.7: 179.27; 1.8: 8.4594; 1.9: 1493.9167; 2: 47.577; 2.1: 95.1712; 2.2: 2345.024; 2.3: 49.9909; 2.4: -1787.6346; 2.5: -38.1086
| 2 | 69 | 1: 77.3982; 1.1: 558.97; 1.2: 0.74959; 1.3: 448.5; 1.4: 11.9074; 1.5: 558.97; 1.6: 448.5; 1.7: 179.4; 1.8: 8.4594; 1.9: 1495; 2: 47.6115; 2.1: 95.1718; 2.2: 2348.4118; 2.3: 50.0269; 2.4: -1789.4417; 2.5: -38.1195
| 2 | 69.05 | 1: 77.5613; 1.1: 560.5535; 1.2: 0.75171; 1.3: 448.825; 1.4: 11.9325; 1.5: 560.5535; 1.6: 448.825; 1.7: 179.53; 1.8: 8.4594; 1.9: 1496.0833; 2: 47.646; 2.1: 95.1724; 2.2: 2351.8018; 2.3: 50.0628; 2.4: -1791.2483; 2.5: -38.1303
| 2 | 69.1 | 1: 77.7245; 1.1: 562.1399; 1.2: 0.75384; 1.3: 449.15; 1.4: 11.9576; 1.5: 562.1399; 1.6: 449.15; 1.7: 179.66; 1.8: 8.4594; 1.9: 1497.1667; 2: 47.6805; 2.1: 95.173; 2.2: 2355.1942; 2.3: 50.0988; 2.4: -1793.0543; 2.5: -38.1411
| 2 | 69.15 | 1: 77.8879; 1.1: 563.7293; 1.2: 0.75597; 1.3: 449.475; 1.4: 11.9828; 1.5: 563.7293; 1.6: 449.475; 1.7: 179.79; 1.8: 8.4594; 1.9: 1498.25; 2: 47.715; 2.1: 95.1736; 2.2: 2358.5889; 2.3: 50.1347; 2.4: -1794.8596; 2.5: -38.1519
| 2 | 69.2 | 1: 78.0515; 1.1: 565.3216; 1.2: 0.75811; 1.3: 449.8; 1.4: 12.0079; 1.5: 565.3216; 1.6: 449.8; 1.7: 179.92; 1.8: 8.4594; 1.9: 1499.3333; 2: 47.7495; 2.1: 95.1742; 2.2: 2361.9858; 2.3: 50.1706; 2.4: -1796.6642; 2.5: -38.1627
| 2 | 69.25 | 1: 78.2152; 1.1: 566.9169; 1.2: 0.76025; 1.3: 450.125; 1.4: 12.0331; 1.5: 566.9169; 1.6: 450.125; 1.7: 180.05; 1.8: 8.4594; 1.9: 1500.4167; 2: 47.784; 2.1: 95.1748; 2.2: 2365.3851; 2.3: 50.2065; 2.4: -1798.4682; 2.5: -38.1734
| 2 | 69.3 | 1: 78.3791; 1.1: 568.5152; 1.2: 0.76239; 1.3: 450.45; 1.4: 12.0583; 1.5: 568.5152; 1.6: 450.45; 1.7: 180.18; 1.8: 8.4594; 1.9: 1501.5; 2: 47.8185; 2.1: 95.1754; 2.2: 2368.7867; 2.3: 50.2425; 2.4: -1800.2716; 2.5: -38.1841
| 2 | 69.35 | 1: 78.5432; 1.1: 570.1164; 1.2: 0.76454; 1.3: 450.775; 1.4: 12.0836; 1.5: 570.1164; 1.6: 450.775; 1.7: 180.31; 1.8: 8.4594; 1.9: 1502.5833; 2: 47.853; 2.1: 95.176; 2.2: 2372.1906; 2.3: 50.2784; 2.4: -1802.0743; 2.5: -38.1948
| 2 | 69.4 | 1: 78.7075; 1.1: 571.7205; 1.2: 0.76669; 1.3: 451.1; 1.4: 12.1088; 1.5: 571.7205; 1.6: 451.1; 1.7: 180.44; 1.8: 8.4594; 1.9: 1503.6667; 2: 47.8875; 2.1: 95.1766; 2.2: 2375.5968; 2.3: 50.3143; 2.4: -1803.8763; 2.5: -38.2055
| 2 | 69.45 | 1: 78.8719; 1.1: 573.3277; 1.2: 0.76885; 1.3: 451.425; 1.4: 12.1341; 1.5: 573.3277; 1.6: 451.425; 1.7: 180.57; 1.8: 8.4594; 1.9: 1504.75; 2: 47.922; 2.1: 95.1773; 2.2: 2379.0053; 2.3: 50.3502; 2.4: -1805.6777; 2.5: -38.2161
| 2 | 69.5 | 1: 79.0365; 1.1: 574.9378; 1.2: 0.771; 1.3: 451.75; 1.4: 12.1595; 1.5: 574.9378; 1.6: 451.75; 1.7: 180.7; 1.8: 8.4594; 1.9: 1505.8333; 2: 47.9565; 2.1: 95.1779; 2.2: 2382.4161; 2.3: 50.3861; 2.4: -1807.4783; 2.5: -38.2267
| 2 | 69.55 | 1: 79.2013; 1.1: 576.5509; 1.2: 0.77317; 1.3: 452.075; 1.4: 12.1848; 1.5: 576.5509; 1.6: 452.075; 1.7: 180.83; 1.8: 8.4594; 1.9: 1506.9167; 2: 47.991; 2.1: 95.1786; 2.2: 2385.8292; 2.3: 50.422; 2.4: -1809.2783; 2.5: -38.2372
| 2 | 69.6 | 1: 79.3662; 1.1: 578.1669; 1.2: 0.77533; 1.3: 452.4; 1.4: 12.2102; 1.5: 578.1669; 1.6: 452.4; 1.7: 180.96; 1.8: 8.4594; 1.9: 1508; 2: 48.0255; 2.1: 95.1792; 2.2: 2389.2446; 2.3: 50.458; 2.4: -1811.0776; 2.5: -38.2478
| 2 | 69.65 | 1: 79.5313; 1.1: 579.7859; 1.2: 0.77751; 1.3: 452.725; 1.4: 12.2356; 1.5: 579.7859; 1.6: 452.725; 1.7: 181.09; 1.8: 8.4594; 1.9: 1509.0833; 2: 48.06; 2.1: 95.1799; 2.2: 2392.6622; 2.3: 50.4939; 2.4: -1812.8763; 2.5: -38.2583
| 2 | 69.7 | 1: 79.6966; 1.1: 581.4079; 1.2: 0.77968; 1.3: 453.05; 1.4: 12.261; 1.5: 581.4079; 1.6: 453.05; 1.7: 181.22; 1.8: 8.4594; 1.9: 1510.1667; 2: 48.0945; 2.1: 95.1805; 2.2: 2396.0821; 2.3: 50.5298; 2.4: -1814.6742; 2.5: -38.2687
| 2 | 69.75 | 1: 79.8621; 1.1: 583.0329; 1.2: 0.78186; 1.3: 453.375; 1.4: 12.2865; 1.5: 583.0329; 1.6: 453.375; 1.7: 181.35; 1.8: 8.4594; 1.9: 1511.25; 2: 48.129; 2.1: 95.1812; 2.2: 2399.5043; 2.3: 50.5656; 2.4: -1816.4714; 2.5: -38.2792
| 2 | 69.8 | 1: 80.0277; 1.1: 584.6609; 1.2: 0.78404; 1.3: 453.7; 1.4: 12.312; 1.5: 584.6609; 1.6: 453.7; 1.7: 181.48; 1.8: 8.4594; 1.9: 1512.3333; 2: 48.1635; 2.1: 95.1819; 2.2: 2402.9288; 2.3: 50.6015; 2.4: -1818.2679; 2.5: -38.2896
| 2 | 69.85 | 1: 80.1935; 1.1: 586.2919; 1.2: 0.78623; 1.3: 454.025; 1.4: 12.3375; 1.5: 586.2919; 1.6: 454.025; 1.7: 181.61; 1.8: 8.4594; 1.9: 1513.4167; 2: 48.198; 2.1: 95.1825; 2.2: 2406.3555; 2.3: 50.6374; 2.4: -1820.0636; 2.5: -38.3
| 2 | 69.9 | 1: 80.3595; 1.1: 587.9258; 1.2: 0.78842; 1.3: 454.35; 1.4: 12.363; 1.5: 587.9258; 1.6: 454.35; 1.7: 181.74; 1.8: 8.4594; 1.9: 1514.5; 2: 48.2325; 2.1: 95.1832; 2.2: 2409.7845; 2.3: 50.6733; 2.4: -1821.8587; 2.5: -38.3103
| 2 | 69.95 | 1: 80.5256; 1.1: 589.5628; 1.2: 0.79062; 1.3: 454.675; 1.4: 12.3886; 1.5: 589.5628; 1.6: 454.675; 1.7: 181.87; 1.8: 8.4594; 1.9: 1515.5833; 2: 48.267; 2.1: 95.1839; 2.2: 2413.2158; 2.3: 50.7092; 2.4: -1823.653; 2.5: -38.3206
| 2 | 70 | 1: 80.6919; 1.1: 591.2027; 1.2: 0.79282; 1.3: 455; 1.4: 12.4141; 1.5: 591.2027; 1.6: 455; 1.7: 182; 1.8: 8.4594; 1.9: 1516.6667; 2: 48.3015; 2.1: 95.1846; 2.2: 2416.6493; 2.3: 50.7451; 2.4: -1825.4466; 2.5: -38.3309
| 2 | 70.05 | 1: 80.8584; 1.1: 592.8457; 1.2: 0.79502; 1.3: 455.325; 1.4: 12.4398; 1.5: 592.8457; 1.6: 455.325; 1.7: 182.13; 1.8: 8.4594; 1.9: 1517.75; 2: 48.336; 2.1: 95.1853; 2.2: 2420.0851; 2.3: 50.7809; 2.4: -1827.2394; 2.5: -38.3412
| 2 | 70.1 | 1: 81.0251; 1.1: 594.4916; 1.2: 0.79723; 1.3: 455.65; 1.4: 12.4654; 1.5: 594.4916; 1.6: 455.65; 1.7: 182.26; 1.8: 8.4594; 1.9: 1518.8333; 2: 48.3705; 2.1: 95.186; 2.2: 2423.5231; 2.3: 50.8168; 2.4: -1829.0315; 2.5: -38.3514
| 2 | 70.15 | 1: 81.1919; 1.1: 596.1406; 1.2: 0.79944; 1.3: 455.975; 1.4: 12.4911; 1.5: 596.1406; 1.6: 455.975; 1.7: 182.39; 1.8: 8.4594; 1.9: 1519.9167; 2: 48.405; 2.1: 95.1867; 2.2: 2426.9634; 2.3: 50.8527; 2.4: -1830.8228; 2.5: -38.3616
| 2 | 70.2 | 1: 81.3589; 1.1: 597.7925; 1.2: 0.80165; 1.3: 456.3; 1.4: 12.5168; 1.5: 597.7925; 1.6: 456.3; 1.7: 182.52; 1.8: 8.4594; 1.9: 1521; 2: 48.4395; 2.1: 95.1874; 2.2: 2430.4059; 2.3: 50.8885; 2.4: -1832.6134; 2.5: -38.3718
| 2 | 70.25 | 1: 81.5261; 1.1: 599.4475; 1.2: 0.80387; 1.3: 456.625; 1.4: 12.5425; 1.5: 599.4475; 1.6: 456.625; 1.7: 182.65; 1.8: 8.4594; 1.9: 1522.0833; 2: 48.474; 2.1: 95.1882; 2.2: 2433.8507; 2.3: 50.9244; 2.4: -1834.4032; 2.5: -38.3819
| 2 | 70.3 | 1: 81.6934; 1.1: 601.1055; 1.2: 0.8061; 1.3: 456.95; 1.4: 12.5682; 1.5: 601.1055; 1.6: 456.95; 1.7: 182.78; 1.8: 8.4594; 1.9: 1523.1667; 2: 48.5085; 2.1: 95.1889; 2.2: 2437.2977; 2.3: 50.9602; 2.4: -1836.1922; 2.5: -38.392
| 2 | 70.35 | 1: 81.8609; 1.1: 602.7664; 1.2: 0.80832; 1.3: 457.275; 1.4: 12.594; 1.5: 602.7664; 1.6: 457.275; 1.7: 182.91; 1.8: 8.4594; 1.9: 1524.25; 2: 48.543; 2.1: 95.1896; 2.2: 2440.7469; 2.3: 50.9961; 2.4: -1837.9805; 2.5: -38.4021
| 2 | 70.4 | 1: 82.0286; 1.1: 604.4305; 1.2: 0.81055; 1.3: 457.6; 1.4: 12.6198; 1.5: 604.4305; 1.6: 457.6; 1.7: 183.04; 1.8: 8.4594; 1.9: 1525.3333; 2: 48.5775; 2.1: 95.1904; 2.2: 2444.1984; 2.3: 51.0319; 2.4: -1839.7679; 2.5: -38.4122
| 2 | 70.45 | 1: 82.1965; 1.1: 606.0975; 1.2: 0.81279; 1.3: 457.925; 1.4: 12.6456; 1.5: 606.0975; 1.6: 457.925; 1.7: 183.17; 1.8: 8.4594; 1.9: 1526.4167; 2: 48.612; 2.1: 95.1911; 2.2: 2447.6521; 2.3: 51.0678; 2.4: -1841.5546; 2.5: -38.4222
| 2 | 70.5 | 1: 82.3645; 1.1: 607.7675; 1.2: 0.81503; 1.3: 458.25; 1.4: 12.6715; 1.5: 607.7675; 1.6: 458.25; 1.7: 183.3; 1.8: 8.4594; 1.9: 1527.5; 2: 48.6465; 2.1: 95.1919; 2.2: 2451.108; 2.3: 51.1036; 2.4: -1843.3405; 2.5: -38.4322
| 2 | 70.55 | 1: 82.5327; 1.1: 609.4406; 1.2: 0.81727; 1.3: 458.575; 1.4: 12.6973; 1.5: 609.4406; 1.6: 458.575; 1.7: 183.43; 1.8: 8.4594; 1.9: 1528.5833; 2: 48.681; 2.1: 95.1927; 2.2: 2454.5661; 2.3: 51.1394; 2.4: -1845.1255; 2.5: -38.4421
| 2 | 70.6 | 1: 82.7011; 1.1: 611.1167; 1.2: 0.81952; 1.3: 458.9; 1.4: 12.7232; 1.5: 611.1167; 1.6: 458.9; 1.7: 183.56; 1.8: 8.4594; 1.9: 1529.6667; 2: 48.7155; 2.1: 95.1934; 2.2: 2458.0265; 2.3: 51.1753; 2.4: -1846.9097; 2.5: -38.452
| 2 | 70.65 | 1: 82.8696; 1.1: 612.7959; 1.2: 0.82177; 1.3: 459.225; 1.4: 12.7492; 1.5: 612.7959; 1.6: 459.225; 1.7: 183.69; 1.8: 8.4594; 1.9: 1530.75; 2: 48.75; 2.1: 95.1942; 2.2: 2461.489; 2.3: 51.2111; 2.4: -1848.6932; 2.5: -38.4619
| 2 | 70.7 | 1: 83.0383; 1.1: 614.478; 1.2: 0.82403; 1.3: 459.55; 1.4: 12.7751; 1.5: 614.478; 1.6: 459.55; 1.7: 183.82; 1.8: 8.4594; 1.9: 1531.8333; 2: 48.7845; 2.1: 95.195; 2.2: 2464.9538; 2.3: 51.2469; 2.4: -1850.4757; 2.5: -38.4718
| 2 | 70.75 | 1: 83.2072; 1.1: 616.1632; 1.2: 0.82629; 1.3: 459.875; 1.4: 12.8011; 1.5: 616.1632; 1.6: 459.875; 1.7: 183.95; 1.8: 8.4594; 1.9: 1532.9167; 2: 48.819; 2.1: 95.1958; 2.2: 2468.4207; 2.3: 51.2827; 2.4: -1852.2575; 2.5: -38.4816
| 2 | 70.8 | 1: 83.3763; 1.1: 617.8515; 1.2: 0.82855; 1.3: 460.2; 1.4: 12.8271; 1.5: 617.8515; 1.6: 460.2; 1.7: 184.08; 1.8: 8.4594; 1.9: 1534; 2: 48.8535; 2.1: 95.1966; 2.2: 2471.8899; 2.3: 51.3185; 2.4: -1854.0384; 2.5: -38.4914
| 2 | 70.85 | 1: 83.5455; 1.1: 619.5428; 1.2: 0.83082; 1.3: 460.525; 1.4: 12.8532; 1.5: 619.5428; 1.6: 460.525; 1.7: 184.21; 1.8: 8.4594; 1.9: 1535.0833; 2: 48.888; 2.1: 95.1975; 2.2: 2475.3612; 2.3: 51.3543; 2.4: -1855.8185; 2.5: -38.5012
| 2 | 70.9 | 1: 83.7149; 1.1: 621.2371; 1.2: 0.83309; 1.3: 460.85; 1.4: 12.8792; 1.5: 621.2371; 1.6: 460.85; 1.7: 184.34; 1.8: 8.4594; 1.9: 1536.1667; 2: 48.9225; 2.1: 95.1983; 2.2: 2478.8348; 2.3: 51.3901; 2.4: -1857.5977; 2.5: -38.5109
| 2 | 70.95 | 1: 83.8845; 1.1: 622.9345; 1.2: 0.83537; 1.3: 461.175; 1.4: 12.9053; 1.5: 622.9345; 1.6: 461.175; 1.7: 184.47; 1.8: 8.4594; 1.9: 1537.25; 2: 48.957; 2.1: 95.1991; 2.2: 2482.3105; 2.3: 51.4259; 2.4: -1859.376; 2.5: -38.5206
| 2 | 71 | 1: 84.0542; 1.1: 624.6349; 1.2: 0.83765; 1.3: 461.5; 1.4: 12.9314; 1.5: 624.6349; 1.6: 461.5; 1.7: 184.6; 1.8: 8.4594; 1.9: 1538.3333; 2: 48.9915; 2.1: 95.2; 2.2: 2485.7884; 2.3: 51.4617; 2.4: -1861.1535; 2.5: -38.5303
| 2 | 71.05 | 1: 84.2241; 1.1: 626.3384; 1.2: 0.83993; 1.3: 461.825; 1.4: 12.9576; 1.5: 626.3384; 1.6: 461.825; 1.7: 184.73; 1.8: 8.4594; 1.9: 1539.4167; 2: 49.026; 2.1: 95.2008; 2.2: 2489.2685; 2.3: 51.4975; 2.4: -1862.9301; 2.5: -38.5399
| 2 | 71.1 | 1: 84.3942; 1.1: 628.045; 1.2: 0.84222; 1.3: 462.15; 1.4: 12.9837; 1.5: 628.045; 1.6: 462.15; 1.7: 184.86; 1.8: 8.4594; 1.9: 1540.5; 2: 49.0605; 2.1: 95.2017; 2.2: 2492.7508; 2.3: 51.5332; 2.4: -1864.7058; 2.5: -38.5495
| 2 | 71.15 | 1: 84.5645; 1.1: 629.7546; 1.2: 0.84451; 1.3: 462.475; 1.4: 13.0099; 1.5: 629.7546; 1.6: 462.475; 1.7: 184.99; 1.8: 8.4594; 1.9: 1541.5833; 2: 49.095; 2.1: 95.2025; 2.2: 2496.2352; 2.3: 51.569; 2.4: -1866.4806; 2.5: -38.5591
| 2 | 71.2 | 1: 84.7349; 1.1: 631.4672; 1.2: 0.84681; 1.3: 462.8; 1.4: 13.0361; 1.5: 631.4672; 1.6: 462.8; 1.7: 185.12; 1.8: 8.4594; 1.9: 1542.6667; 2: 49.1295; 2.1: 95.2034; 2.2: 2499.7218; 2.3: 51.6048; 2.4: -1868.2546; 2.5: -38.5686
| 2 | 71.25 | 1: 84.9055; 1.1: 633.1829; 1.2: 0.84911; 1.3: 463.125; 1.4: 13.0624; 1.5: 633.1829; 1.6: 463.125; 1.7: 185.25; 1.8: 8.4594; 1.9: 1543.75; 2: 49.164; 2.1: 95.2043; 2.2: 2503.2105; 2.3: 51.6405; 2.4: -1870.0276; 2.5: -38.5781
| 2 | 71.3 | 1: 85.0763; 1.1: 634.9017; 1.2: 0.85142; 1.3: 463.45; 1.4: 13.0887; 1.5: 634.9017; 1.6: 463.45; 1.7: 185.38; 1.8: 8.4594; 1.9: 1544.8333; 2: 49.1985; 2.1: 95.2052; 2.2: 2506.7014; 2.3: 51.6763; 2.4: -1871.7997; 2.5: -38.5876
| 2 | 71.35 | 1: 85.2472; 1.1: 636.6236; 1.2: 0.85373; 1.3: 463.775; 1.4: 13.115; 1.5: 636.6236; 1.6: 463.775; 1.7: 185.51; 1.8: 8.4594; 1.9: 1545.9167; 2: 49.233; 2.1: 95.2061; 2.2: 2510.1945; 2.3: 51.712; 2.4: -1873.5709; 2.5: -38.5971
| 2 | 71.4 | 1: 85.4184; 1.1: 638.3485; 1.2: 0.85604; 1.3: 464.1; 1.4: 13.1413; 1.5: 638.3485; 1.6: 464.1; 1.7: 185.64; 1.8: 8.4594; 1.9: 1547; 2: 49.2675; 2.1: 95.207; 2.2: 2513.6897; 2.3: 51.7478; 2.4: -1875.3412; 2.5: -38.6065
| 2 | 71.45 | 1: 85.5897; 1.1: 640.0765; 1.2: 0.85836; 1.3: 464.425; 1.4: 13.1676; 1.5: 640.0765; 1.6: 464.425; 1.7: 185.77; 1.8: 8.4594; 1.9: 1548.0833; 2: 49.302; 2.1: 95.2079; 2.2: 2517.187; 2.3: 51.7835; 2.4: -1877.1105; 2.5: -38.6159
| 2 | 71.5 | 1: 85.7611; 1.1: 641.8076; 1.2: 0.86068; 1.3: 464.75; 1.4: 13.194; 1.5: 641.8076; 1.6: 464.75; 1.7: 185.9; 1.8: 8.4594; 1.9: 1549.1667; 2: 49.3365; 2.1: 95.2089; 2.2: 2520.6865; 2.3: 51.8192; 2.4: -1878.8789; 2.5: -38.6252
| 2 | 71.55 | 1: 85.9327; 1.1: 643.5418; 1.2: 0.863; 1.3: 465.075; 1.4: 13.2204; 1.5: 643.5418; 1.6: 465.075; 1.7: 186.03; 1.8: 8.4594; 1.9: 1550.25; 2: 49.371; 2.1: 95.2098; 2.2: 2524.1881; 2.3: 51.855; 2.4: -1880.6463; 2.5: -38.6345
| 2 | 71.6 | 1: 86.1046; 1.1: 645.279; 1.2: 0.86533; 1.3: 465.4; 1.4: 13.2469; 1.5: 645.279; 1.6: 465.4; 1.7: 186.16; 1.8: 8.4594; 1.9: 1551.3333; 2: 49.4055; 2.1: 95.2108; 2.2: 2527.6918; 2.3: 51.8907; 2.4: -1882.4128; 2.5: -38.6438
| 2 | 71.65 | 1: 86.2765; 1.1: 647.0193; 1.2: 0.86767; 1.3: 465.725; 1.4: 13.2733; 1.5: 647.0193; 1.6: 465.725; 1.7: 186.29; 1.8: 8.4594; 1.9: 1552.4167; 2: 49.44; 2.1: 95.2117; 2.2: 2531.1977; 2.3: 51.9264; 2.4: -1884.1783; 2.5: -38.6531
| 2 | 71.7 | 1: 86.4487; 1.1: 648.7627; 1.2: 0.87001; 1.3: 466.05; 1.4: 13.2998; 1.5: 648.7627; 1.6: 466.05; 1.7: 186.42; 1.8: 8.4594; 1.9: 1553.5; 2: 49.4745; 2.1: 95.2127; 2.2: 2534.7056; 2.3: 51.9621; 2.4: -1885.9429; 2.5: -38.6623
| 2 | 71.75 | 1: 86.621; 1.1: 650.5092; 1.2: 0.87235; 1.3: 466.375; 1.4: 13.3263; 1.5: 650.5092; 1.6: 466.375; 1.7: 186.55; 1.8: 8.4594; 1.9: 1554.5833; 2: 49.509; 2.1: 95.2137; 2.2: 2538.2157; 2.3: 51.9978; 2.4: -1887.7065; 2.5: -38.6715
| 2 | 71.8 | 1: 86.7935; 1.1: 652.2588; 1.2: 0.87469; 1.3: 466.7; 1.4: 13.3528; 1.5: 652.2588; 1.6: 466.7; 1.7: 186.68; 1.8: 8.4594; 1.9: 1555.6667; 2: 49.5435; 2.1: 95.2147; 2.2: 2541.7279; 2.3: 52.0335; 2.4: -1889.4691; 2.5: -38.6806
| 2 | 71.85 | 1: 86.9661; 1.1: 654.0115; 1.2: 0.87704; 1.3: 467.025; 1.4: 13.3794; 1.5: 654.0115; 1.6: 467.025; 1.7: 186.81; 1.8: 8.4594; 1.9: 1556.75; 2: 49.578; 2.1: 95.2157; 2.2: 2545.2422; 2.3: 52.0692; 2.4: -1891.2307; 2.5: -38.6898
| 2 | 71.9 | 1: 87.139; 1.1: 655.7673; 1.2: 0.8794; 1.3: 467.35; 1.4: 13.406; 1.5: 655.7673; 1.6: 467.35; 1.7: 186.94; 1.8: 8.4594; 1.9: 1557.8333; 2: 49.6125; 2.1: 95.2167; 2.2: 2548.7586; 2.3: 52.1048; 2.4: -1892.9913; 2.5: -38.6988
| 2 | 71.95 | 1: 87.312; 1.1: 657.5262; 1.2: 0.88176; 1.3: 467.675; 1.4: 13.4326; 1.5: 657.5262; 1.6: 467.675; 1.7: 187.07; 1.8: 8.4594; 1.9: 1558.9167; 2: 49.647; 2.1: 95.2178; 2.2: 2552.2771; 2.3: 52.1405; 2.4: -1894.7509; 2.5: -38.7079
| 2 | 72 | 1: 87.4852; 1.1: 659.2882; 1.2: 0.88412; 1.3: 468; 1.4: 13.4593; 1.5: 659.2882; 1.6: 468; 1.7: 187.2; 1.8: 8.4594; 1.9: 1560; 2: 49.6815; 2.1: 95.2188; 2.2: 2555.7976; 2.3: 52.1762; 2.4: -1896.5094; 2.5: -38.7169
| 2 | 72.05 | 1: 87.6585; 1.1: 661.0533; 1.2: 0.88649; 1.3: 468.325; 1.4: 13.4859; 1.5: 661.0533; 1.6: 468.325; 1.7: 187.33; 1.8: 8.4594; 1.9: 1561.0833; 2: 49.716; 2.1: 95.2199; 2.2: 2559.3203; 2.3: 52.2118; 2.4: -1898.267; 2.5: -38.7259
| 2 | 72.1 | 1: 87.832; 1.1: 662.8215; 1.2: 0.88886; 1.3: 468.65; 1.4: 13.5126; 1.5: 662.8215; 1.6: 468.65; 1.7: 187.46; 1.8: 8.4594; 1.9: 1562.1667; 2: 49.7505; 2.1: 95.2209; 2.2: 2562.845; 2.3: 52.2475; 2.4: -1900.0235; 2.5: -38.7349
| 2 | 72.15 | 1: 88.0057; 1.1: 664.5929; 1.2: 0.89123; 1.3: 468.975; 1.4: 13.5393; 1.5: 664.5929; 1.6: 468.975; 1.7: 187.59; 1.8: 8.4594; 1.9: 1563.25; 2: 49.785; 2.1: 95.222; 2.2: 2566.3718; 2.3: 52.2831; 2.4: -1901.779; 2.5: -38.7438
| 2 | 72.2 | 1: 88.1796; 1.1: 666.3673; 1.2: 0.89361; 1.3: 469.3; 1.4: 13.5661; 1.5: 666.3673; 1.6: 469.3; 1.7: 187.72; 1.8: 8.4594; 1.9: 1564.3333; 2: 49.8195; 2.1: 95.2231; 2.2: 2569.9007; 2.3: 52.3188; 2.4: -1903.5334; 2.5: -38.7527
| 2 | 72.25 | 1: 88.3536; 1.1: 668.1449; 1.2: 0.896; 1.3: 469.625; 1.4: 13.5929; 1.5: 668.1449; 1.6: 469.625; 1.7: 187.85; 1.8: 8.4594; 1.9: 1565.4167; 2: 49.854; 2.1: 95.2242; 2.2: 2573.4316; 2.3: 52.3544; 2.4: -1905.2868; 2.5: -38.7615
| 2 | 72.3 | 1: 88.5278; 1.1: 669.9255; 1.2: 0.89838; 1.3: 469.95; 1.4: 13.6197; 1.5: 669.9255; 1.6: 469.95; 1.7: 187.98; 1.8: 8.4594; 1.9: 1566.5; 2: 49.8885; 2.1: 95.2253; 2.2: 2576.9646; 2.3: 52.39; 2.4: -1907.0391; 2.5: -38.7703
| 2 | 72.35 | 1: 88.7022; 1.1: 671.7093; 1.2: 0.90078; 1.3: 470.275; 1.4: 13.6465; 1.5: 671.7093; 1.6: 470.275; 1.7: 188.11; 1.8: 8.4594; 1.9: 1567.5833; 2: 49.923; 2.1: 95.2264; 2.2: 2580.4996; 2.3: 52.4256; 2.4: -1908.7903; 2.5: -38.7791
| 2 | 72.4 | 1: 88.8768; 1.1: 673.4963; 1.2: 0.90317; 1.3: 470.6; 1.4: 13.6733; 1.5: 673.4963; 1.6: 470.6; 1.7: 188.24; 1.8: 8.4594; 1.9: 1568.6667; 2: 49.9575; 2.1: 95.2276; 2.2: 2584.0367; 2.3: 52.4612; 2.4: -1910.5404; 2.5: -38.7879
| 2 | 72.45 | 1: 89.0515; 1.1: 675.2863; 1.2: 0.90557; 1.3: 470.925; 1.4: 13.7002; 1.5: 675.2863; 1.6: 470.925; 1.7: 188.37; 1.8: 8.4594; 1.9: 1569.75; 2: 49.992; 2.1: 95.2287; 2.2: 2587.5758; 2.3: 52.4968; 2.4: -1912.2895; 2.5: -38.7966
| 2 | 72.5 | 1: 89.2264; 1.1: 677.0795; 1.2: 0.90798; 1.3: 471.25; 1.4: 13.7271; 1.5: 677.0795; 1.6: 471.25; 1.7: 188.5; 1.8: 8.4594; 1.9: 1570.8333; 2: 50.0265; 2.1: 95.2299; 2.2: 2591.1169; 2.3: 52.5324; 2.4: -1914.0375; 2.5: -38.8053
| 2 | 72.55 | 1: 89.4014; 1.1: 678.8758; 1.2: 0.91039; 1.3: 471.575; 1.4: 13.7541; 1.5: 678.8758; 1.6: 471.575; 1.7: 188.63; 1.8: 8.4594; 1.9: 1571.9167; 2: 50.061; 2.1: 95.231; 2.2: 2594.6601; 2.3: 52.568; 2.4: -1915.7843; 2.5: -38.8139
| 2 | 72.6 | 1: 89.5767; 1.1: 680.6753; 1.2: 0.9128; 1.3: 471.9; 1.4: 13.781; 1.5: 680.6753; 1.6: 471.9; 1.7: 188.76; 1.8: 8.4594; 1.9: 1573; 2: 50.0955; 2.1: 95.2322; 2.2: 2598.2053; 2.3: 52.6036; 2.4: -1917.5301; 2.5: -38.8225
| 2 | 72.65 | 1: 89.7521; 1.1: 682.4779; 1.2: 0.91522; 1.3: 472.225; 1.4: 13.808; 1.5: 682.4779; 1.6: 472.225; 1.7: 188.89; 1.8: 8.4594; 1.9: 1574.0833; 2: 50.13; 2.1: 95.2334; 2.2: 2601.7525; 2.3: 52.6391; 2.4: -1919.2747; 2.5: -38.8311
| 2 | 72.7 | 1: 89.9277; 1.1: 684.2836; 1.2: 0.91764; 1.3: 472.55; 1.4: 13.835; 1.5: 684.2836; 1.6: 472.55; 1.7: 189.02; 1.8: 8.4594; 1.9: 1575.1667; 2: 50.1645; 2.1: 95.2347; 2.2: 2605.3018; 2.3: 52.6747; 2.4: -1921.0182; 2.5: -38.8397
| 2 | 72.75 | 1: 90.1034; 1.1: 686.0925; 1.2: 0.92007; 1.3: 472.875; 1.4: 13.8621; 1.5: 686.0925; 1.6: 472.875; 1.7: 189.15; 1.8: 8.4594; 1.9: 1576.25; 2: 50.199; 2.1: 95.2359; 2.2: 2608.853; 2.3: 52.7102; 2.4: -1922.7605; 2.5: -38.8482
| 2 | 72.8 | 1: 90.2793; 1.1: 687.9045; 1.2: 0.9225; 1.3: 473.2; 1.4: 13.8891; 1.5: 687.9045; 1.6: 473.2; 1.7: 189.28; 1.8: 8.4594; 1.9: 1577.3333; 2: 50.2335; 2.1: 95.2371; 2.2: 2612.4062; 2.3: 52.7458; 2.4: -1924.5017; 2.5: -38.8566
| 2 | 72.85 | 1: 90.4554; 1.1: 689.7197; 1.2: 0.92493; 1.3: 473.525; 1.4: 13.9162; 1.5: 689.7197; 1.6: 473.525; 1.7: 189.41; 1.8: 8.4594; 1.9: 1578.4167; 2: 50.268; 2.1: 95.2384; 2.2: 2615.9614; 2.3: 52.7813; 2.4: -1926.2418; 2.5: -38.8651
| 2 | 72.9 | 1: 90.6317; 1.1: 691.538; 1.2: 0.92737; 1.3: 473.85; 1.4: 13.9433; 1.5: 691.538; 1.6: 473.85; 1.7: 189.54; 1.8: 8.4594; 1.9: 1579.5; 2: 50.3025; 2.1: 95.2396; 2.2: 2619.5186; 2.3: 52.8168; 2.4: -1927.9806; 2.5: -38.8735
| 2 | 72.95 | 1: 90.8081; 1.1: 693.3595; 1.2: 0.92981; 1.3: 474.175; 1.4: 13.9705; 1.5: 693.3595; 1.6: 474.175; 1.7: 189.67; 1.8: 8.4594; 1.9: 1580.5833; 2: 50.337; 2.1: 95.2409; 2.2: 2623.0778; 2.3: 52.8523; 2.4: -1929.7183; 2.5: -38.8818
| 2 | 73 | 1: 90.9847; 1.1: 695.1841; 1.2: 0.93226; 1.3: 474.5; 1.4: 13.9977; 1.5: 695.1841; 1.6: 474.5; 1.7: 189.8; 1.8: 8.4594; 1.9: 1581.6667; 2: 50.3715; 2.1: 95.2422; 2.2: 2626.639; 2.3: 52.8878; 2.4: -1931.4549; 2.5: -38.8902
| 2 | 73.05 | 1: 91.1615; 1.1: 697.0119; 1.2: 0.93471; 1.3: 474.825; 1.4: 14.0249; 1.5: 697.0119; 1.6: 474.825; 1.7: 189.93; 1.8: 8.4594; 1.9: 1582.75; 2: 50.4061; 2.1: 95.2435; 2.2: 2630.2021; 2.3: 52.9233; 2.4: -1933.1902; 2.5: -38.8985
| 2 | 73.1 | 1: 91.3385; 1.1: 698.8429; 1.2: 0.93716; 1.3: 475.15; 1.4: 14.0521; 1.5: 698.8429; 1.6: 475.15; 1.7: 190.06; 1.8: 8.4594; 1.9: 1583.8333; 2: 50.4406; 2.1: 95.2449; 2.2: 2633.7672; 2.3: 52.9588; 2.4: -1934.9243; 2.5: -38.9067
| 2 | 73.15 | 1: 91.5156; 1.1: 700.677; 1.2: 0.93962; 1.3: 475.475; 1.4: 14.0793; 1.5: 700.677; 1.6: 475.475; 1.7: 190.19; 1.8: 8.4594; 1.9: 1584.9167; 2: 50.4751; 2.1: 95.2462; 2.2: 2637.3343; 2.3: 52.9943; 2.4: -1936.6573; 2.5: -38.915
| 2 | 73.2 | 1: 91.6929; 1.1: 702.5143; 1.2: 0.94209; 1.3: 475.8; 1.4: 14.1066; 1.5: 702.5143; 1.6: 475.8; 1.7: 190.32; 1.8: 8.4594; 1.9: 1586; 2: 50.5096; 2.1: 95.2476; 2.2: 2640.9033; 2.3: 53.0298; 2.4: -1938.389; 2.5: -38.9232
| 2 | 73.25 | 1: 91.8704; 1.1: 704.3548; 1.2: 0.94456; 1.3: 476.125; 1.4: 14.1339; 1.5: 704.3548; 1.6: 476.125; 1.7: 190.45; 1.8: 8.4594; 1.9: 1587.0833; 2: 50.5441; 2.1: 95.2489; 2.2: 2644.4742; 2.3: 53.0652; 2.4: -1940.1194; 2.5: -38.9313
| 2 | 73.3 | 1: 92.048; 1.1: 706.1984; 1.2: 0.94703; 1.3: 476.45; 1.4: 14.1612; 1.5: 706.1984; 1.6: 476.45; 1.7: 190.58; 1.8: 8.4594; 1.9: 1588.1667; 2: 50.5786; 2.1: 95.2503; 2.2: 2648.0471; 2.3: 53.1007; 2.4: -1941.8487; 2.5: -38.9394
| 2 | 73.35 | 1: 92.2258; 1.1: 708.0452; 1.2: 0.9495; 1.3: 476.775; 1.4: 14.1886; 1.5: 708.0452; 1.6: 476.775; 1.7: 190.71; 1.8: 8.4594; 1.9: 1589.25; 2: 50.6131; 2.1: 95.2517; 2.2: 2651.6219; 2.3: 53.1361; 2.4: -1943.5767; 2.5: -38.9475
| 2 | 73.4 | 1: 92.4038; 1.1: 709.8952; 1.2: 0.95199; 1.3: 477.1; 1.4: 14.216; 1.5: 709.8952; 1.6: 477.1; 1.7: 190.84; 1.8: 8.4594; 1.9: 1590.3333; 2: 50.6476; 2.1: 95.2531; 2.2: 2655.1986; 2.3: 53.1715; 2.4: -1945.3034; 2.5: -38.9556
| 2 | 73.45 | 1: 92.5819; 1.1: 711.7484; 1.2: 0.95447; 1.3: 477.425; 1.4: 14.2434; 1.5: 711.7484; 1.6: 477.425; 1.7: 190.97; 1.8: 8.4594; 1.9: 1591.4167; 2: 50.6821; 2.1: 95.2546; 2.2: 2658.7773; 2.3: 53.207; 2.4: -1947.0289; 2.5: -38.9636
| 2 | 73.5 | 1: 92.7603; 1.1: 713.6048; 1.2: 0.95696; 1.3: 477.75; 1.4: 14.2708; 1.5: 713.6048; 1.6: 477.75; 1.7: 191.1; 1.8: 8.4594; 1.9: 1592.5; 2: 50.7166; 2.1: 95.256; 2.2: 2662.3578; 2.3: 53.2424; 2.4: -1948.7531; 2.5: -38.9716
| 2 | 73.55 | 1: 92.9388; 1.1: 715.4643; 1.2: 0.95945; 1.3: 478.075; 1.4: 14.2983; 1.5: 715.4643; 1.6: 478.075; 1.7: 191.23; 1.8: 8.4594; 1.9: 1593.5833; 2: 50.7511; 2.1: 95.2575; 2.2: 2665.9403; 2.3: 53.2778; 2.4: -1950.476; 2.5: -38.9795
| 2 | 73.6 | 1: 93.1174; 1.1: 717.3271; 1.2: 0.96195; 1.3: 478.4; 1.4: 14.3258; 1.5: 717.3271; 1.6: 478.4; 1.7: 191.36; 1.8: 8.4594; 1.9: 1594.6667; 2: 50.7856; 2.1: 95.259; 2.2: 2669.5247; 2.3: 53.3132; 2.4: -1952.1976; 2.5: -38.9874
| 2 | 73.65 | 1: 93.2963; 1.1: 719.193; 1.2: 0.96445; 1.3: 478.725; 1.4: 14.3533; 1.5: 719.193; 1.6: 478.725; 1.7: 191.49; 1.8: 8.4594; 1.9: 1595.75; 2: 50.8201; 2.1: 95.2605; 2.2: 2673.1109; 2.3: 53.3485; 2.4: -1953.9179; 2.5: -38.9953
| 2 | 73.7 | 1: 93.4753; 1.1: 721.0621; 1.2: 0.96696; 1.3: 479.05; 1.4: 14.3808; 1.5: 721.0621; 1.6: 479.05; 1.7: 191.62; 1.8: 8.4594; 1.9: 1596.8333; 2: 50.8546; 2.1: 95.262; 2.2: 2676.6991; 2.3: 53.3839; 2.4: -1955.6369; 2.5: -39.0031
| 2 | 73.75 | 1: 93.6545; 1.1: 722.9345; 1.2: 0.96947; 1.3: 479.375; 1.4: 14.4084; 1.5: 722.9345; 1.6: 479.375; 1.7: 191.75; 1.8: 8.4594; 1.9: 1597.9167; 2: 50.8891; 2.1: 95.2635; 2.2: 2680.2891; 2.3: 53.4193; 2.4: -1957.3546; 2.5: -39.0109
| 2 | 73.8 | 1: 93.8338; 1.1: 724.81; 1.2: 0.97199; 1.3: 479.7; 1.4: 14.436; 1.5: 724.81; 1.6: 479.7; 1.7: 191.88; 1.8: 8.4594; 1.9: 1599; 2: 50.9236; 2.1: 95.2651; 2.2: 2683.881; 2.3: 53.4546; 2.4: -1959.071; 2.5: -39.0186
| 2 | 73.85 | 1: 94.0134; 1.1: 726.6887; 1.2: 0.97451; 1.3: 480.025; 1.4: 14.4636; 1.5: 726.6887; 1.6: 480.025; 1.7: 192.01; 1.8: 8.4594; 1.9: 1600.0833; 2: 50.9581; 2.1: 95.2666; 2.2: 2687.4748; 2.3: 53.4899; 2.4: -1960.786; 2.5: -39.0264
| 2 | 73.9 | 1: 94.193; 1.1: 728.5707; 1.2: 0.97703; 1.3: 480.35; 1.4: 14.4912; 1.5: 728.5707; 1.6: 480.35; 1.7: 192.14; 1.8: 8.4594; 1.9: 1601.1667; 2: 50.9926; 2.1: 95.2682; 2.2: 2691.0704; 2.3: 53.5253; 2.4: -1962.4997; 2.5: -39.034
| 2 | 73.95 | 1: 94.3729; 1.1: 730.4558; 1.2: 0.97956; 1.3: 480.675; 1.4: 14.5189; 1.5: 730.4558; 1.6: 480.675; 1.7: 192.27; 1.8: 8.4594; 1.9: 1602.25; 2: 51.0271; 2.1: 95.2698; 2.2: 2694.6678; 2.3: 53.5606; 2.4: -1964.212; 2.5: -39.0417
| 2 | 74 | 1: 94.553; 1.1: 732.3442; 1.2: 0.98209; 1.3: 481; 1.4: 14.5466; 1.5: 732.3442; 1.6: 481; 1.7: 192.4; 1.8: 8.4594; 1.9: 1603.3333; 2: 51.0616; 2.1: 95.2714; 2.2: 2698.2671; 2.3: 53.5959; 2.4: -1965.923; 2.5: -39.0493
| 2 | 74.05 | 1: 94.7332; 1.1: 734.2358; 1.2: 0.98463; 1.3: 481.325; 1.4: 14.5743; 1.5: 734.2358; 1.6: 481.325; 1.7: 192.53; 1.8: 8.4594; 1.9: 1604.4167; 2: 51.0961; 2.1: 95.2731; 2.2: 2701.8683; 2.3: 53.6312; 2.4: -1967.6325; 2.5: -39.0568
| 2 | 74.1 | 1: 94.9136; 1.1: 736.1305; 1.2: 0.98717; 1.3: 481.65; 1.4: 14.6021; 1.5: 736.1305; 1.6: 481.65; 1.7: 192.66; 1.8: 8.4594; 1.9: 1605.5; 2: 51.1306; 2.1: 95.2747; 2.2: 2705.4712; 2.3: 53.6665; 2.4: -1969.3407; 2.5: -39.0644
| 2 | 74.15 | 1: 95.0941; 1.1: 738.0286; 1.2: 0.98971; 1.3: 481.975; 1.4: 14.6299; 1.5: 738.0286; 1.6: 481.975; 1.7: 192.79; 1.8: 8.4594; 1.9: 1606.5833; 2: 51.1651; 2.1: 95.2764; 2.2: 2709.076; 2.3: 53.7017; 2.4: -1971.0475; 2.5: -39.0719
| 2 | 74.2 | 1: 95.2748; 1.1: 739.9298; 1.2: 0.99226; 1.3: 482.3; 1.4: 14.6577; 1.5: 739.9298; 1.6: 482.3; 1.7: 192.92; 1.8: 8.4594; 1.9: 1607.6667; 2: 51.1996; 2.1: 95.2781; 2.2: 2712.6826; 2.3: 53.737; 2.4: -1972.7528; 2.5: -39.0793
| 2 | 74.25 | 1: 95.4557; 1.1: 741.8343; 1.2: 0.99482; 1.3: 482.625; 1.4: 14.6855; 1.5: 741.8343; 1.6: 482.625; 1.7: 193.05; 1.8: 8.4594; 1.9: 1608.75; 2: 51.2341; 2.1: 95.2798; 2.2: 2716.291; 2.3: 53.7722; 2.4: -1974.4568; 2.5: -39.0867
| 2 | 74.3 | 1: 95.6368; 1.1: 743.7419; 1.2: 0.99737; 1.3: 482.95; 1.4: 14.7134; 1.5: 743.7419; 1.6: 482.95; 1.7: 193.18; 1.8: 8.4594; 1.9: 1609.8333; 2: 51.2686; 2.1: 95.2815; 2.2: 2719.9012; 2.3: 53.8075; 2.4: -1976.1593; 2.5: -39.0941
| 2 | 74.35 | 1: 95.818; 1.1: 745.6529; 1.2: 0.99994; 1.3: 483.275; 1.4: 14.7412; 1.5: 745.6529; 1.6: 483.275; 1.7: 193.31; 1.8: 8.4594; 1.9: 1610.9167; 2: 51.3031; 2.1: 95.2833; 2.2: 2723.5132; 2.3: 53.8427; 2.4: -1977.8604; 2.5: -39.1015
| 2 | 74.4 | 1: 95.9995; 1.1: 747.567; 1.2: 1.0025; 1.3: 483.6; 1.4: 14.7691; 1.5: 747.567; 1.6: 483.6; 1.7: 193.44; 1.8: 8.4594; 1.9: 1612; 2: 51.3376; 2.1: 95.285; 2.2: 2727.127; 2.3: 53.8779; 2.4: -1979.56; 2.5: -39.1088
| 2 | 74.45 | 1: 96.181; 1.1: 749.4844; 1.2: 1.0051; 1.3: 483.925; 1.4: 14.7971; 1.5: 749.4844; 1.6: 483.925; 1.7: 193.57; 1.8: 8.4594; 1.9: 1613.0833; 2: 51.3721; 2.1: 95.2868; 2.2: 2730.7426; 2.3: 53.9131; 2.4: -1981.2582; 2.5: -39.116
| 2 | 74.5 | 1: 96.3628; 1.1: 751.405; 1.2: 1.0077; 1.3: 484.25; 1.4: 14.825; 1.5: 751.405; 1.6: 484.25; 1.7: 193.7; 1.8: 8.4594; 1.9: 1614.1667; 2: 51.4066; 2.1: 95.2886; 2.2: 2734.3599; 2.3: 53.9483; 2.4: -1982.9549; 2.5: -39.1232
| 2 | 74.55 | 1: 96.5447; 1.1: 753.3289; 1.2: 1.0102; 1.3: 484.575; 1.4: 14.853; 1.5: 753.3289; 1.6: 484.575; 1.7: 193.83; 1.8: 8.4594; 1.9: 1615.25; 2: 51.4411; 2.1: 95.2905; 2.2: 2737.979; 2.3: 53.9835; 2.4: -1984.6501; 2.5: -39.1304
| 2 | 74.6 | 1: 96.7268; 1.1: 755.256; 1.2: 1.0128; 1.3: 484.9; 1.4: 14.8811; 1.5: 755.256; 1.6: 484.9; 1.7: 193.96; 1.8: 8.4594; 1.9: 1616.3333; 2: 51.4756; 2.1: 95.2923; 2.2: 2741.5998; 2.3: 54.0186; 2.4: -1986.3438; 2.5: -39.1376
| 2 | 74.65 | 1: 96.9091; 1.1: 757.1863; 1.2: 1.0154; 1.3: 485.225; 1.4: 14.9091; 1.5: 757.1863; 1.6: 485.225; 1.7: 194.09; 1.8: 8.4594; 1.9: 1617.4167; 2: 51.5101; 2.1: 95.2942; 2.2: 2745.2224; 2.3: 54.0538; 2.4: -1988.0361; 2.5: -39.1447
| 2 | 74.7 | 1: 97.0915; 1.1: 759.12; 1.2: 1.018; 1.3: 485.55; 1.4: 14.9372; 1.5: 759.12; 1.6: 485.55; 1.7: 194.22; 1.8: 8.4594; 1.9: 1618.5; 2: 51.5446; 2.1: 95.296; 2.2: 2748.8467; 2.3: 54.0889; 2.4: -1989.7268; 2.5: -39.1517
| 2 | 74.75 | 1: 97.2742; 1.1: 761.0568; 1.2: 1.0206; 1.3: 485.875; 1.4: 14.9653; 1.5: 761.0568; 1.6: 485.875; 1.7: 194.35; 1.8: 8.4594; 1.9: 1619.5833; 2: 51.5791; 2.1: 95.298; 2.2: 2752.4728; 2.3: 54.124; 2.4: -1991.416; 2.5: -39.1588
| 2 | 74.8 | 1: 97.4569; 1.1: 762.9969; 1.2: 1.0232; 1.3: 486.2; 1.4: 14.9934; 1.5: 762.9969; 1.6: 486.2; 1.7: 194.48; 1.8: 8.4594; 1.9: 1620.6667; 2: 51.6136; 2.1: 95.2999; 2.2: 2756.1005; 2.3: 54.1591; 2.4: -1993.1036; 2.5: -39.1658
| 2 | 74.85 | 1: 97.6399; 1.1: 764.9403; 1.2: 1.0258; 1.3: 486.525; 1.4: 15.0215; 1.5: 764.9403; 1.6: 486.525; 1.7: 194.61; 1.8: 8.4594; 1.9: 1621.75; 2: 51.6481; 2.1: 95.3018; 2.2: 2759.73; 2.3: 54.1942; 2.4: -1994.7897; 2.5: -39.1727
| 2 | 74.9 | 1: 97.823; 1.1: 766.8869; 1.2: 1.0284; 1.3: 486.85; 1.4: 15.0497; 1.5: 766.8869; 1.6: 486.85; 1.7: 194.74; 1.8: 8.4594; 1.9: 1622.8333; 2: 51.6826; 2.1: 95.3038; 2.2: 2763.3612; 2.3: 54.2293; 2.4: -1996.4743; 2.5: -39.1796
| 2 | 74.95 | 1: 98.0063; 1.1: 768.8368; 1.2: 1.031; 1.3: 487.175; 1.4: 15.0779; 1.5: 768.8368; 1.6: 487.175; 1.7: 194.87; 1.8: 8.4594; 1.9: 1623.9167; 2: 51.7171; 2.1: 95.3058; 2.2: 2766.9941; 2.3: 54.2644; 2.4: -1998.1572; 2.5: -39.1865
| 2 | 75 | 1: 98.1898; 1.1: 770.79; 1.2: 1.0336; 1.3: 487.5; 1.4: 15.1061; 1.5: 770.79; 1.6: 487.5; 1.7: 195; 1.8: 8.4594; 1.9: 1625; 2: 51.7516; 2.1: 95.3078; 2.2: 2770.6286; 2.3: 54.2994; 2.4: -1999.8387; 2.5: -39.1933
| 2 | 75.05 | 1: 98.3734; 1.1: 772.7464; 1.2: 1.0363; 1.3: 487.825; 1.4: 15.1344; 1.5: 772.7464; 1.6: 487.825; 1.7: 195.13; 1.8: 8.4594; 1.9: 1626.0833; 2: 51.7861; 2.1: 95.3098; 2.2: 2774.2649; 2.3: 54.3345; 2.4: -2001.5185; 2.5: -39.2001
| 2 | 75.1 | 1: 98.5573; 1.1: 774.7061; 1.2: 1.0389; 1.3: 488.15; 1.4: 15.1627; 1.5: 774.7061; 1.6: 488.15; 1.7: 195.26; 1.8: 8.4594; 1.9: 1627.1667; 2: 51.8206; 2.1: 95.3119; 2.2: 2777.9028; 2.3: 54.3695; 2.4: -2003.1967; 2.5: -39.2068
| 2 | 75.15 | 1: 98.7413; 1.1: 776.6691; 1.2: 1.0415; 1.3: 488.475; 1.4: 15.191; 1.5: 776.6691; 1.6: 488.475; 1.7: 195.39; 1.8: 8.4594; 1.9: 1628.25; 2: 51.8551; 2.1: 95.314; 2.2: 2781.5424; 2.3: 54.4045; 2.4: -2004.8733; 2.5: -39.2136
| 2 | 75.2 | 1: 98.9254; 1.1: 778.6353; 1.2: 1.0442; 1.3: 488.8; 1.4: 15.2193; 1.5: 778.6353; 1.6: 488.8; 1.7: 195.52; 1.8: 8.4594; 1.9: 1629.3333; 2: 51.8896; 2.1: 95.3161; 2.2: 2785.1836; 2.3: 54.4395; 2.4: -2006.5483; 2.5: -39.2202
| 2 | 75.25 | 1: 99.1097; 1.1: 780.6048; 1.2: 1.0468; 1.3: 489.125; 1.4: 15.2477; 1.5: 780.6048; 1.6: 489.125; 1.7: 195.65; 1.8: 8.4594; 1.9: 1630.4167; 2: 51.9241; 2.1: 95.3182; 2.2: 2788.8265; 2.3: 54.4745; 2.4: -2008.2216; 2.5: -39.2268
| 2 | 75.3 | 1: 99.2942; 1.1: 782.5776; 1.2: 1.0495; 1.3: 489.45; 1.4: 15.276; 1.5: 782.5776; 1.6: 489.45; 1.7: 195.78; 1.8: 8.4594; 1.9: 1631.5; 2: 51.9586; 2.1: 95.3203; 2.2: 2792.471; 2.3: 54.5095; 2.4: -2009.8933; 2.5: -39.2334
| 2 | 75.35 | 1: 99.4789; 1.1: 784.5537; 1.2: 1.0521; 1.3: 489.775; 1.4: 15.3044; 1.5: 784.5537; 1.6: 489.775; 1.7: 195.91; 1.8: 8.4594; 1.9: 1632.5833; 2: 51.9931; 2.1: 95.3225; 2.2: 2796.1171; 2.3: 54.5444; 2.4: -2011.5634; 2.5: -39.24
| 2 | 75.4 | 1: 99.6638; 1.1: 786.5331; 1.2: 1.0548; 1.3: 490.1; 1.4: 15.3329; 1.5: 786.5331; 1.6: 490.1; 1.7: 196.04; 1.8: 8.4594; 1.9: 1633.6667; 2: 52.0276; 2.1: 95.3247; 2.2: 2799.7649; 2.3: 54.5794; 2.4: -2013.2318; 2.5: -39.2465
| 2 | 75.45 | 1: 99.8488; 1.1: 788.5158; 1.2: 1.0574; 1.3: 490.425; 1.4: 15.3614; 1.5: 788.5158; 1.6: 490.425; 1.7: 196.17; 1.8: 8.4594; 1.9: 1634.75; 2: 52.0621; 2.1: 95.3269; 2.2: 2803.4142; 2.3: 54.6143; 2.4: -2014.8985; 2.5: -39.2529
| 2 | 75.5 | 1: 100.034; 1.1: 790.5017; 1.2: 1.0601; 1.3: 490.75; 1.4: 15.3898; 1.5: 790.5017; 1.6: 490.75; 1.7: 196.3; 1.8: 8.4594; 1.9: 1635.8333; 2: 52.0966; 2.1: 95.3291; 2.2: 2807.0652; 2.3: 54.6492; 2.4: -2016.5635; 2.5: -39.2594
| 2 | 75.55 | 1: 100.2193; 1.1: 792.491; 1.2: 1.0627; 1.3: 491.075; 1.4: 15.4184; 1.5: 792.491; 1.6: 491.075; 1.7: 196.43; 1.8: 8.4594; 1.9: 1636.9167; 2: 52.1311; 2.1: 95.3314; 2.2: 2810.7178; 2.3: 54.6841; 2.4: -2018.2268; 2.5: -39.2657
| 2 | 75.6 | 1: 100.4049; 1.1: 794.4836; 1.2: 1.0654; 1.3: 491.4; 1.4: 15.4469; 1.5: 794.4836; 1.6: 491.4; 1.7: 196.56; 1.8: 8.4594; 1.9: 1638; 2: 52.1656; 2.1: 95.3337; 2.2: 2814.3719; 2.3: 54.719; 2.4: -2019.8884; 2.5: -39.2721
| 2 | 75.65 | 1: 100.5906; 1.1: 796.4794; 1.2: 1.0681; 1.3: 491.725; 1.4: 15.4755; 1.5: 796.4794; 1.6: 491.725; 1.7: 196.69; 1.8: 8.4594; 1.9: 1639.0833; 2: 52.2001; 2.1: 95.336; 2.2: 2818.0276; 2.3: 54.7538; 2.4: -2021.5482; 2.5: -39.2784
| 2 | 75.7 | 1: 100.7764; 1.1: 798.4786; 1.2: 1.0708; 1.3: 492.05; 1.4: 15.5041; 1.5: 798.4786; 1.6: 492.05; 1.7: 196.82; 1.8: 8.4594; 1.9: 1640.1667; 2: 52.2346; 2.1: 95.3383; 2.2: 2821.6849; 2.3: 54.7887; 2.4: -2023.2064; 2.5: -39.2846
| 2 | 75.75 | 1: 100.9625; 1.1: 800.481; 1.2: 1.0735; 1.3: 492.375; 1.4: 15.5327; 1.5: 800.481; 1.6: 492.375; 1.7: 196.95; 1.8: 8.4594; 1.9: 1641.25; 2: 52.2691; 2.1: 95.3407; 2.2: 2825.3438; 2.3: 54.8235; 2.4: -2024.8627; 2.5: -39.2908
| 2 | 75.8 | 1: 101.1487; 1.1: 802.4868; 1.2: 1.0762; 1.3: 492.7; 1.4: 15.5613; 1.5: 802.4868; 1.6: 492.7; 1.7: 197.08; 1.8: 8.4594; 1.9: 1642.3333; 2: 52.3036; 2.1: 95.343; 2.2: 2829.0041; 2.3: 54.8583; 2.4: -2026.5173; 2.5: -39.297
| 2 | 75.85 | 1: 101.3351; 1.1: 804.4959; 1.2: 1.0788; 1.3: 493.025; 1.4: 15.59; 1.5: 804.4959; 1.6: 493.025; 1.7: 197.21; 1.8: 8.4594; 1.9: 1643.4167; 2: 52.3381; 2.1: 95.3455; 2.2: 2832.6661; 2.3: 54.8931; 2.4: -2028.1702; 2.5: -39.3031
| 2 | 75.9 | 1: 101.5216; 1.1: 806.5083; 1.2: 1.0815; 1.3: 493.35; 1.4: 15.6187; 1.5: 806.5083; 1.6: 493.35; 1.7: 197.34; 1.8: 8.4594; 1.9: 1644.5; 2: 52.3726; 2.1: 95.3479; 2.2: 2836.3295; 2.3: 54.9279; 2.4: -2029.8212; 2.5: -39.3092
| 2 | 75.95 | 1: 101.7084; 1.1: 808.524; 1.2: 1.0842; 1.3: 493.675; 1.4: 15.6474; 1.5: 808.524; 1.6: 493.675; 1.7: 197.47; 1.8: 8.4594; 1.9: 1645.5833; 2: 52.4071; 2.1: 95.3503; 2.2: 2839.9945; 2.3: 54.9627; 2.4: -2031.4705; 2.5: -39.3152
| 2 | 76 | 1: 101.8953; 1.1: 810.543; 1.2: 1.087; 1.3: 494; 1.4: 15.6762; 1.5: 810.543; 1.6: 494; 1.7: 197.6; 1.8: 8.4594; 1.9: 1646.6667; 2: 52.4416; 2.1: 95.3528; 2.2: 2843.6609; 2.3: 54.9974; 2.4: -2033.1179; 2.5: -39.3212
| 2 | 76.05 | 1: 102.0824; 1.1: 812.5654; 1.2: 1.0897; 1.3: 494.325; 1.4: 15.705; 1.5: 812.5654; 1.6: 494.325; 1.7: 197.73; 1.8: 8.4594; 1.9: 1647.75; 2: 52.4761; 2.1: 95.3553; 2.2: 2847.3289; 2.3: 55.0322; 2.4: -2034.7635; 2.5: -39.3272
| 2 | 76.1 | 1: 102.2696; 1.1: 814.5911; 1.2: 1.0924; 1.3: 494.65; 1.4: 15.7338; 1.5: 814.5911; 1.6: 494.65; 1.7: 197.86; 1.8: 8.4594; 1.9: 1648.8333; 2: 52.5106; 2.1: 95.3579; 2.2: 2850.9984; 2.3: 55.0669; 2.4: -2036.4073; 2.5: -39.3331
| 2 | 76.15 | 1: 102.457; 1.1: 816.6201; 1.2: 1.0951; 1.3: 494.975; 1.4: 15.7626; 1.5: 816.6201; 1.6: 494.975; 1.7: 197.99; 1.8: 8.4594; 1.9: 1649.9167; 2: 52.5451; 2.1: 95.3604; 2.2: 2854.6693; 2.3: 55.1016; 2.4: -2038.0492; 2.5: -39.339
| 2 | 76.2 | 1: 102.6446; 1.1: 818.6524; 1.2: 1.0978; 1.3: 495.3; 1.4: 15.7915; 1.5: 818.6524; 1.6: 495.3; 1.7: 198.12; 1.8: 8.4594; 1.9: 1651; 2: 52.5796; 2.1: 95.363; 2.2: 2858.3417; 2.3: 55.1363; 2.4: -2039.6893; 2.5: -39.3448
| 2 | 76.25 | 1: 102.8324; 1.1: 820.6881; 1.2: 1.1006; 1.3: 495.625; 1.4: 15.8204; 1.5: 820.6881; 1.6: 495.625; 1.7: 198.25; 1.8: 8.4594; 1.9: 1652.0833; 2: 52.6141; 2.1: 95.3656; 2.2: 2862.0156; 2.3: 55.1709; 2.4: -2041.3275; 2.5: -39.3506
| 2 | 76.3 | 1: 103.0203; 1.1: 822.7271; 1.2: 1.1033; 1.3: 495.95; 1.4: 15.8493; 1.5: 822.7271; 1.6: 495.95; 1.7: 198.38; 1.8: 8.4594; 1.9: 1653.1667; 2: 52.6486; 2.1: 95.3683; 2.2: 2865.6909; 2.3: 55.2056; 2.4: -2042.9638; 2.5: -39.3563
| 2 | 76.35 | 1: 103.2084; 1.1: 824.7694; 1.2: 1.106; 1.3: 496.275; 1.4: 15.8782; 1.5: 824.7694; 1.6: 496.275; 1.7: 198.51; 1.8: 8.4594; 1.9: 1654.25; 2: 52.6831; 2.1: 95.3709; 2.2: 2869.3677; 2.3: 55.2402; 2.4: -2044.5982; 2.5: -39.362
| 2 | 76.4 | 1: 103.3967; 1.1: 826.8151; 1.2: 1.1088; 1.3: 496.6; 1.4: 15.9072; 1.5: 826.8151; 1.6: 496.6; 1.7: 198.64; 1.8: 8.4594; 1.9: 1655.3333; 2: 52.7176; 2.1: 95.3736; 2.2: 2873.0458; 2.3: 55.2748; 2.4: -2046.2307; 2.5: -39.3676
| 2 | 76.45 | 1: 103.5851; 1.1: 828.8642; 1.2: 1.1115; 1.3: 496.925; 1.4: 15.9362; 1.5: 828.8642; 1.6: 496.925; 1.7: 198.77; 1.8: 8.4594; 1.9: 1656.4167; 2: 52.7521; 2.1: 95.3764; 2.2: 2876.7254; 2.3: 55.3094; 2.4: -2047.8613; 2.5: -39.3733
| 2 | 76.5 | 1: 103.7738; 1.1: 830.9165; 1.2: 1.1143; 1.3: 497.25; 1.4: 15.9652; 1.5: 830.9165; 1.6: 497.25; 1.7: 198.9; 1.8: 8.4594; 1.9: 1657.5; 2: 52.7866; 2.1: 95.3791; 2.2: 2880.4064; 2.3: 55.344; 2.4: -2049.4899; 2.5: -39.3788
| 2 | 76.55 | 1: 103.9626; 1.1: 832.9722; 1.2: 1.117; 1.3: 497.575; 1.4: 15.9942; 1.5: 832.9722; 1.6: 497.575; 1.7: 199.03; 1.8: 8.4594; 1.9: 1658.5833; 2: 52.8211; 2.1: 95.3819; 2.2: 2884.0888; 2.3: 55.3786; 2.4: -2051.1166; 2.5: -39.3843
| 2 | 76.6 | 1: 104.1515; 1.1: 835.0313; 1.2: 1.1198; 1.3: 497.9; 1.4: 16.0233; 1.5: 835.0313; 1.6: 497.9; 1.7: 199.16; 1.8: 8.4594; 1.9: 1659.6667; 2: 52.8556; 2.1: 95.3847; 2.2: 2887.7726; 2.3: 55.4131; 2.4: -2052.7413; 2.5: -39.3898
| 2 | 76.65 | 1: 104.3407; 1.1: 837.0938; 1.2: 1.1226; 1.3: 498.225; 1.4: 16.0524; 1.5: 837.0938; 1.6: 498.225; 1.7: 199.29; 1.8: 8.4594; 1.9: 1660.75; 2: 52.8901; 2.1: 95.3875; 2.2: 2891.4578; 2.3: 55.4476; 2.4: -2054.364; 2.5: -39.3952
| 2 | 76.7 | 1: 104.53; 1.1: 839.1595; 1.2: 1.1253; 1.3: 498.55; 1.4: 16.0815; 1.5: 839.1595; 1.6: 498.55; 1.7: 199.42; 1.8: 8.4594; 1.9: 1661.8333; 2: 52.9246; 2.1: 95.3904; 2.2: 2895.1443; 2.3: 55.4821; 2.4: -2055.9848; 2.5: -39.4006
| 2 | 76.75 | 1: 104.7194; 1.1: 841.2287; 1.2: 1.1281; 1.3: 498.875; 1.4: 16.1107; 1.5: 841.2287; 1.6: 498.875; 1.7: 199.55; 1.8: 8.4594; 1.9: 1662.9167; 2: 52.9591; 2.1: 95.3933; 2.2: 2898.8322; 2.3: 55.5166; 2.4: -2057.6035; 2.5: -39.4059
| 2 | 76.8 | 1: 104.9091; 1.1: 843.3012; 1.2: 1.1309; 1.3: 499.2; 1.4: 16.1399; 1.5: 843.3012; 1.6: 499.2; 1.7: 199.68; 1.8: 8.4594; 1.9: 1664; 2: 52.9936; 2.1: 95.3962; 2.2: 2902.5215; 2.3: 55.5511; 2.4: -2059.2203; 2.5: -39.4112
| 2 | 76.85 | 1: 105.0989; 1.1: 845.3771; 1.2: 1.1337; 1.3: 499.525; 1.4: 16.1691; 1.5: 845.3771; 1.6: 499.525; 1.7: 199.81; 1.8: 8.4594; 1.9: 1665.0833; 2: 53.0281; 2.1: 95.3992; 2.2: 2906.212; 2.3: 55.5855; 2.4: -2060.835; 2.5: -39.4165
| 2 | 76.9 | 1: 105.2889; 1.1: 847.4563; 1.2: 1.1365; 1.3: 499.85; 1.4: 16.1983; 1.5: 847.4563; 1.6: 499.85; 1.7: 199.94; 1.8: 8.4594; 1.9: 1666.1667; 2: 53.0626; 2.1: 95.4022; 2.2: 2909.9039; 2.3: 55.6199; 2.4: -2062.4476; 2.5: -39.4217
| 2 | 76.95 | 1: 105.4791; 1.1: 849.5389; 1.2: 1.1393; 1.3: 500.175; 1.4: 16.2275; 1.5: 849.5389; 1.6: 500.175; 1.7: 200.07; 1.8: 8.4594; 1.9: 1667.25; 2: 53.0971; 2.1: 95.4052; 2.2: 2913.5971; 2.3: 55.6544; 2.4: -2064.0582; 2.5: -39.4268
| 2 | 77 | 1: 105.6694; 1.1: 851.6249; 1.2: 1.142; 1.3: 500.5; 1.4: 16.2568; 1.5: 851.6249; 1.6: 500.5; 1.7: 200.2; 1.8: 8.4594; 1.9: 1668.3333; 2: 53.1316; 2.1: 95.4082; 2.2: 2917.2916; 2.3: 55.6887; 2.4: -2065.6667; 2.5: -39.4319
| 2 | 77.05 | 1: 105.8599; 1.1: 853.7143; 1.2: 1.1448; 1.3: 500.825; 1.4: 16.2861; 1.5: 853.7143; 1.6: 500.825; 1.7: 200.33; 1.8: 8.4594; 1.9: 1669.4167; 2: 53.1661; 2.1: 95.4113; 2.2: 2920.9874; 2.3: 55.7231; 2.4: -2067.2732; 2.5: -39.437
| 2 | 77.1 | 1: 106.0506; 1.1: 855.807; 1.2: 1.1477; 1.3: 501.15; 1.4: 16.3155; 1.5: 855.807; 1.6: 501.15; 1.7: 200.46; 1.8: 8.4594; 1.9: 1670.5; 2: 53.2006; 2.1: 95.4144; 2.2: 2924.6845; 2.3: 55.7574; 2.4: -2068.8775; 2.5: -39.442
| 2 | 77.15 | 1: 106.2414; 1.1: 857.9031; 1.2: 1.1505; 1.3: 501.475; 1.4: 16.3448; 1.5: 857.9031; 1.6: 501.475; 1.7: 200.59; 1.8: 8.4594; 1.9: 1671.5833; 2: 53.2351; 2.1: 95.4175; 2.2: 2928.3829; 2.3: 55.7918; 2.4: -2070.4797; 2.5: -39.4469
| 2 | 77.2 | 1: 106.4325; 1.1: 860.0026; 1.2: 1.1533; 1.3: 501.8; 1.4: 16.3742; 1.5: 860.0026; 1.6: 501.8; 1.7: 200.72; 1.8: 8.4594; 1.9: 1672.6667; 2: 53.2696; 2.1: 95.4207; 2.2: 2932.0825; 2.3: 55.8261; 2.4: -2072.0798; 2.5: -39.4519
| 2 | 77.25 | 1: 106.6237; 1.1: 862.1055; 1.2: 1.1561; 1.3: 502.125; 1.4: 16.4036; 1.5: 862.1055; 1.6: 502.125; 1.7: 200.85; 1.8: 8.4594; 1.9: 1673.75; 2: 53.3041; 2.1: 95.4239; 2.2: 2935.7833; 2.3: 55.8604; 2.4: -2073.6778; 2.5: -39.4567
| 2 | 77.3 | 1: 106.815; 1.1: 864.2118; 1.2: 1.1589; 1.3: 502.45; 1.4: 16.4331; 1.5: 864.2118; 1.6: 502.45; 1.7: 200.98; 1.8: 8.4594; 1.9: 1674.8333; 2: 53.3386; 2.1: 95.4271; 2.2: 2939.4854; 2.3: 55.8946; 2.4: -2075.2735; 2.5: -39.4615
| 2 | 77.35 | 1: 107.0066; 1.1: 866.3215; 1.2: 1.1618; 1.3: 502.775; 1.4: 16.4625; 1.5: 866.3215; 1.6: 502.775; 1.7: 201.11; 1.8: 8.4594; 1.9: 1675.9167; 2: 53.3731; 2.1: 95.4304; 2.2: 2943.1887; 2.3: 55.9289; 2.4: -2076.8672; 2.5: -39.4663
| 2 | 77.4 | 1: 107.1983; 1.1: 868.4346; 1.2: 1.1646; 1.3: 503.1; 1.4: 16.492; 1.5: 868.4346; 1.6: 503.1; 1.7: 201.24; 1.8: 8.4594; 1.9: 1677; 2: 53.4076; 2.1: 95.4337; 2.2: 2946.8932; 2.3: 55.9631; 2.4: -2078.4586; 2.5: -39.471
| 2 | 77.45 | 1: 107.3901; 1.1: 870.551; 1.2: 1.1674; 1.3: 503.425; 1.4: 16.5216; 1.5: 870.551; 1.6: 503.425; 1.7: 201.37; 1.8: 8.4594; 1.9: 1678.0833; 2: 53.4421; 2.1: 95.437; 2.2: 2950.5989; 2.3: 55.9973; 2.4: -2080.0479; 2.5: -39.4757
| 2 | 77.5 | 1: 107.5822; 1.1: 872.6709; 1.2: 1.1703; 1.3: 503.75; 1.4: 16.5511; 1.5: 872.6709; 1.6: 503.75; 1.7: 201.5; 1.8: 8.4594; 1.9: 1679.1667; 2: 53.4766; 2.1: 95.4404; 2.2: 2954.3058; 2.3: 56.0315; 2.4: -2081.6349; 2.5: -39.4804
| 2 | 77.55 | 1: 107.7744; 1.1: 874.7942; 1.2: 1.1731; 1.3: 504.075; 1.4: 16.5807; 1.5: 874.7942; 1.6: 504.075; 1.7: 201.63; 1.8: 8.4594; 1.9: 1680.25; 2: 53.5111; 2.1: 95.4438; 2.2: 2958.0139; 2.3: 56.0656; 2.4: -2083.2197; 2.5: -39.4849
| 2 | 77.6 | 1: 107.9668; 1.1: 876.9208; 1.2: 1.176; 1.3: 504.4; 1.4: 16.6103; 1.5: 876.9208; 1.6: 504.4; 1.7: 201.76; 1.8: 8.4594; 1.9: 1681.3333; 2: 53.5456; 2.1: 95.4472; 2.2: 2961.7231; 2.3: 56.0998; 2.4: -2084.8022; 2.5: -39.4895
| 2 | 77.65 | 1: 108.1594; 1.1: 879.0509; 1.2: 1.1788; 1.3: 504.725; 1.4: 16.6399; 1.5: 879.0509; 1.6: 504.725; 1.7: 201.89; 1.8: 8.4594; 1.9: 1682.4167; 2: 53.5801; 2.1: 95.4507; 2.2: 2965.4335; 2.3: 56.1339; 2.4: -2086.3825; 2.5: -39.494
| 2 | 77.7 | 1: 108.3521; 1.1: 881.1844; 1.2: 1.1817; 1.3: 505.05; 1.4: 16.6696; 1.5: 881.1844; 1.6: 505.05; 1.7: 202.02; 1.8: 8.4594; 1.9: 1683.5; 2: 53.6146; 2.1: 95.4542; 2.2: 2969.145; 2.3: 56.168; 2.4: -2087.9606; 2.5: -39.4984
| 2 | 77.75 | 1: 108.545; 1.1: 883.3213; 1.2: 1.1846; 1.3: 505.375; 1.4: 16.6992; 1.5: 883.3213; 1.6: 505.375; 1.7: 202.15; 1.8: 8.4594; 1.9: 1684.5833; 2: 53.6492; 2.1: 95.4577; 2.2: 2972.8576; 2.3: 56.202; 2.4: -2089.5363; 2.5: -39.5028
| 2 | 77.8 | 1: 108.7381; 1.1: 885.4617; 1.2: 1.1874; 1.3: 505.7; 1.4: 16.7289; 1.5: 885.4617; 1.6: 505.7; 1.7: 202.28; 1.8: 8.4594; 1.9: 1685.6667; 2: 53.6837; 2.1: 95.4612; 2.2: 2976.5714; 2.3: 56.2361; 2.4: -2091.1097; 2.5: -39.5071
| 2 | 77.85 | 1: 108.9314; 1.1: 887.6054; 1.2: 1.1903; 1.3: 506.025; 1.4: 16.7587; 1.5: 887.6054; 1.6: 506.025; 1.7: 202.41; 1.8: 8.4594; 1.9: 1686.75; 2: 53.7182; 2.1: 95.4648; 2.2: 2980.2863; 2.3: 56.2701; 2.4: -2092.6809; 2.5: -39.5114
| 2 | 77.9 | 1: 109.1248; 1.1: 889.7526; 1.2: 1.1932; 1.3: 506.35; 1.4: 16.7884; 1.5: 889.7526; 1.6: 506.35; 1.7: 202.54; 1.8: 8.4594; 1.9: 1687.8333; 2: 53.7527; 2.1: 95.4685; 2.2: 2984.0022; 2.3: 56.3041; 2.4: -2094.2497; 2.5: -39.5157
| 2 | 77.95 | 1: 109.3184; 1.1: 891.9032; 1.2: 1.1961; 1.3: 506.675; 1.4: 16.8182; 1.5: 891.9032; 1.6: 506.675; 1.7: 202.67; 1.8: 8.4594; 1.9: 1688.9167; 2: 53.7872; 2.1: 95.4721; 2.2: 2987.7193; 2.3: 56.3381; 2.4: -2095.8161; 2.5: -39.5199
| 2 | 78 | 1: 109.5121; 1.1: 894.0572; 1.2: 1.199; 1.3: 507; 1.4: 16.848; 1.5: 894.0572; 1.6: 507; 1.7: 202.8; 1.8: 8.4594; 1.9: 1690; 2: 53.8217; 2.1: 95.4758; 2.2: 2991.4374; 2.3: 56.372; 2.4: -2097.3802; 2.5: -39.524
| 2 | 78.05 | 1: 109.7061; 1.1: 896.2146; 1.2: 1.2018; 1.3: 507.325; 1.4: 16.8779; 1.5: 896.2146; 1.6: 507.325; 1.7: 202.93; 1.8: 8.4594; 1.9: 1691.0833; 2: 53.8562; 2.1: 95.4796; 2.2: 2995.1565; 2.3: 56.4059; 2.4: -2098.9419; 2.5: -39.5281
| 2 | 78.1 | 1: 109.9002; 1.1: 898.3755; 1.2: 1.2047; 1.3: 507.65; 1.4: 16.9077; 1.5: 898.3755; 1.6: 507.65; 1.7: 203.06; 1.8: 8.4594; 1.9: 1692.1667; 2: 53.8907; 2.1: 95.4834; 2.2: 2998.8767; 2.3: 56.4398; 2.4: -2100.5012; 2.5: -39.5321
| 2 | 78.15 | 1: 110.0945; 1.1: 900.5398; 1.2: 1.2076; 1.3: 507.975; 1.4: 16.9376; 1.5: 900.5398; 1.6: 507.975; 1.7: 203.19; 1.8: 8.4594; 1.9: 1693.25; 2: 53.9252; 2.1: 95.4872; 2.2: 3002.5979; 2.3: 56.4737; 2.4: -2102.0581; 2.5: -39.5361
| 2 | 78.2 | 1: 110.2889; 1.1: 902.7076; 1.2: 1.2106; 1.3: 508.3; 1.4: 16.9675; 1.5: 902.7076; 1.6: 508.3; 1.7: 203.32; 1.8: 8.4594; 1.9: 1694.3333; 2: 53.9597; 2.1: 95.491; 2.2: 3006.3202; 2.3: 56.5076; 2.4: -2103.6126; 2.5: -39.5401
| 2 | 78.25 | 1: 110.4836; 1.1: 904.8788; 1.2: 1.2135; 1.3: 508.625; 1.4: 16.9975; 1.5: 904.8788; 1.6: 508.625; 1.7: 203.45; 1.8: 8.4594; 1.9: 1695.4167; 2: 53.9942; 2.1: 95.4949; 2.2: 3010.0434; 2.3: 56.5414; 2.4: -2105.1646; 2.5: -39.5439
| 2 | 78.3 | 1: 110.6784; 1.1: 907.0534; 1.2: 1.2164; 1.3: 508.95; 1.4: 17.0274; 1.5: 907.0534; 1.6: 508.95; 1.7: 203.58; 1.8: 8.4594; 1.9: 1696.5; 2: 54.0287; 2.1: 95.4988; 2.2: 3013.7676; 2.3: 56.5752; 2.4: -2106.7142; 2.5: -39.5478
| 2 | 78.35 | 1: 110.8733; 1.1: 909.2315; 1.2: 1.2193; 1.3: 509.275; 1.4: 17.0574; 1.5: 909.2315; 1.6: 509.275; 1.7: 203.71; 1.8: 8.4594; 1.9: 1697.5833; 2: 54.0632; 2.1: 95.5028; 2.2: 3017.4928; 2.3: 56.609; 2.4: -2108.2613; 2.5: -39.5516
| 2 | 78.4 | 1: 111.0685; 1.1: 911.413; 1.2: 1.2222; 1.3: 509.6; 1.4: 17.0875; 1.5: 911.413; 1.6: 509.6; 1.7: 203.84; 1.8: 8.4594; 1.9: 1698.6667; 2: 54.0977; 2.1: 95.5068; 2.2: 3021.219; 2.3: 56.6428; 2.4: -2109.806; 2.5: -39.5553
| 2 | 78.45 | 1: 111.2638; 1.1: 913.598; 1.2: 1.2252; 1.3: 509.925; 1.4: 17.1175; 1.5: 913.598; 1.6: 509.925; 1.7: 203.97; 1.8: 8.4594; 1.9: 1699.75; 2: 54.1322; 2.1: 95.5108; 2.2: 3024.9461; 2.3: 56.6765; 2.4: -2111.3481; 2.5: -39.559
| 2 | 78.5 | 1: 111.4593; 1.1: 915.7864; 1.2: 1.2281; 1.3: 510.25; 1.4: 17.1476; 1.5: 915.7864; 1.6: 510.25; 1.7: 204.1; 1.8: 8.4594; 1.9: 1700.8333; 2: 54.1667; 2.1: 95.5149; 2.2: 3028.6741; 2.3: 56.7102; 2.4: -2112.8877; 2.5: -39.5626
| 2 | 78.55 | 1: 111.6549; 1.1: 917.9783; 1.2: 1.231; 1.3: 510.575; 1.4: 17.1777; 1.5: 917.9783; 1.6: 510.575; 1.7: 204.23; 1.8: 8.4594; 1.9: 1701.9167; 2: 54.2012; 2.1: 95.519; 2.2: 3032.4031; 2.3: 56.7439; 2.4: -2114.4248; 2.5: -39.5662
| 2 | 78.6 | 1: 111.8507; 1.1: 920.1737; 1.2: 1.234; 1.3: 510.9; 1.4: 17.2078; 1.5: 920.1737; 1.6: 510.9; 1.7: 204.36; 1.8: 8.4594; 1.9: 1703; 2: 54.2357; 2.1: 95.5231; 2.2: 3036.133; 2.3: 56.7775; 2.4: -2115.9593; 2.5: -39.5697
| 2 | 78.65 | 1: 112.0467; 1.1: 922.3725; 1.2: 1.2369; 1.3: 511.225; 1.4: 17.238; 1.5: 922.3725; 1.6: 511.225; 1.7: 204.49; 1.8: 8.4594; 1.9: 1704.0833; 2: 54.2702; 2.1: 95.5273; 2.2: 3039.8637; 2.3: 56.8112; 2.4: -2117.4912; 2.5: -39.5732
| 2 | 78.7 | 1: 112.2429; 1.1: 924.5748; 1.2: 1.2399; 1.3: 511.55; 1.4: 17.2681; 1.5: 924.5748; 1.6: 511.55; 1.7: 204.62; 1.8: 8.4594; 1.9: 1705.1667; 2: 54.3047; 2.1: 95.5315; 2.2: 3043.5954; 2.3: 56.8448; 2.4: -2119.0206; 2.5: -39.5766
| 2 | 78.75 | 1: 112.4392; 1.1: 926.7805; 1.2: 1.2428; 1.3: 511.875; 1.4: 17.2983; 1.5: 926.7805; 1.6: 511.875; 1.7: 204.75; 1.8: 8.4594; 1.9: 1706.25; 2: 54.3392; 2.1: 95.5358; 2.2: 3047.3279; 2.3: 56.8783; 2.4: -2120.5474; 2.5: -39.58
| 2 | 78.8 | 1: 112.6358; 1.1: 928.9897; 1.2: 1.2458; 1.3: 512.2; 1.4: 17.3286; 1.5: 928.9897; 1.6: 512.2; 1.7: 204.88; 1.8: 8.4594; 1.9: 1707.3333; 2: 54.3737; 2.1: 95.5401; 2.2: 3051.0612; 2.3: 56.9119; 2.4: -2122.0715; 2.5: -39.5833
| 2 | 78.85 | 1: 112.8324; 1.1: 931.2024; 1.2: 1.2488; 1.3: 512.525; 1.4: 17.3588; 1.5: 931.2024; 1.6: 512.525; 1.7: 205.01; 1.8: 8.4594; 1.9: 1708.4167; 2: 54.4082; 2.1: 95.5444; 2.2: 3054.7955; 2.3: 56.9454; 2.4: -2123.593; 2.5: -39.5866
| 2 | 78.9 | 1: 113.0293; 1.1: 933.4186; 1.2: 1.2517; 1.3: 512.85; 1.4: 17.3891; 1.5: 933.4186; 1.6: 512.85; 1.7: 205.14; 1.8: 8.4594; 1.9: 1709.5; 2: 54.4427; 2.1: 95.5488; 2.2: 3058.5305; 2.3: 56.9789; 2.4: -2125.1119; 2.5: -39.5898
| 2 | 78.95 | 1: 113.2263; 1.1: 935.6382; 1.2: 1.2547; 1.3: 513.175; 1.4: 17.4194; 1.5: 935.6382; 1.6: 513.175; 1.7: 205.27; 1.8: 8.4594; 1.9: 1710.5833; 2: 54.4772; 2.1: 95.5533; 2.2: 3062.2663; 2.3: 57.0124; 2.4: -2126.6281; 2.5: -39.5929
| 2 | 79 | 1: 113.4235; 1.1: 937.8614; 1.2: 1.2577; 1.3: 513.5; 1.4: 17.4498; 1.5: 937.8614; 1.6: 513.5; 1.7: 205.4; 1.8: 8.4594; 1.9: 1711.6667; 2: 54.5117; 2.1: 95.5577; 2.2: 3066.003; 2.3: 57.0458; 2.4: -2128.1416; 2.5: -39.596
| 2 | 79.05 | 1: 113.6209; 1.1: 940.088; 1.2: 1.2607; 1.3: 513.825; 1.4: 17.4801; 1.5: 940.088; 1.6: 513.825; 1.7: 205.53; 1.8: 8.4594; 1.9: 1712.75; 2: 54.5462; 2.1: 95.5622; 2.2: 3069.7404; 2.3: 57.0792; 2.4: -2129.6524; 2.5: -39.5991
| 2 | 79.1 | 1: 113.8184; 1.1: 942.3181; 1.2: 1.2637; 1.3: 514.15; 1.4: 17.5105; 1.5: 942.3181; 1.6: 514.15; 1.7: 205.66; 1.8: 8.4594; 1.9: 1713.8333; 2: 54.5807; 2.1: 95.5668; 2.2: 3073.4786; 2.3: 57.1126; 2.4: -2131.1605; 2.5: -39.6021
| 2 | 79.15 | 1: 114.0162; 1.1: 944.5516; 1.2: 1.2667; 1.3: 514.475; 1.4: 17.5409; 1.5: 944.5516; 1.6: 514.475; 1.7: 205.79; 1.8: 8.4594; 1.9: 1714.9167; 2: 54.6152; 2.1: 95.5714; 2.2: 3077.2175; 2.3: 57.146; 2.4: -2132.6659; 2.5: -39.605
| 2 | 79.2 | 1: 114.214; 1.1: 946.7887; 1.2: 1.2697; 1.3: 514.8; 1.4: 17.5714; 1.5: 946.7887; 1.6: 514.8; 1.7: 205.92; 1.8: 8.4594; 1.9: 1716; 2: 54.6497; 2.1: 95.576; 2.2: 3080.9572; 2.3: 57.1793; 2.4: -2134.1685; 2.5: -39.6079
| 2 | 79.25 | 1: 114.4121; 1.1: 949.0293; 1.2: 1.2727; 1.3: 515.125; 1.4: 17.6019; 1.5: 949.0293; 1.6: 515.125; 1.7: 206.05; 1.8: 8.4594; 1.9: 1717.0833; 2: 54.6842; 2.1: 95.5807; 2.2: 3084.6976; 2.3: 57.2126; 2.4: -2135.6683; 2.5: -39.6107
| 2 | 79.3 | 1: 114.6103; 1.1: 951.2734; 1.2: 1.2757; 1.3: 515.45; 1.4: 17.6324; 1.5: 951.2734; 1.6: 515.45; 1.7: 206.18; 1.8: 8.4594; 1.9: 1718.1667; 2: 54.7187; 2.1: 95.5854; 2.2: 3088.4387; 2.3: 57.2459; 2.4: -2137.1654; 2.5: -39.6135
| 2 | 79.35 | 1: 114.8087; 1.1: 953.5209; 1.2: 1.2787; 1.3: 515.775; 1.4: 17.6629; 1.5: 953.5209; 1.6: 515.775; 1.7: 206.31; 1.8: 8.4594; 1.9: 1719.25; 2: 54.7532; 2.1: 95.5902; 2.2: 3092.1806; 2.3: 57.2791; 2.4: -2138.6596; 2.5: -39.6162
| 2 | 79.4 | 1: 115.0073; 1.1: 955.772; 1.2: 1.2817; 1.3: 516.1; 1.4: 17.6934; 1.5: 955.772; 1.6: 516.1; 1.7: 206.44; 1.8: 8.4594; 1.9: 1720.3333; 2: 54.7877; 2.1: 95.595; 2.2: 3095.9231; 2.3: 57.3123; 2.4: -2140.1511; 2.5: -39.6189
| 2 | 79.45 | 1: 115.206; 1.1: 958.0266; 1.2: 1.2847; 1.3: 516.425; 1.4: 17.724; 1.5: 958.0266; 1.6: 516.425; 1.7: 206.57; 1.8: 8.4594; 1.9: 1721.4167; 2: 54.8222; 2.1: 95.5998; 2.2: 3099.6662; 2.3: 57.3455; 2.4: -2141.6396; 2.5: -39.6215
| 2 | 79.5 | 1: 115.405; 1.1: 960.2847; 1.2: 1.2878; 1.3: 516.75; 1.4: 17.7546; 1.5: 960.2847; 1.6: 516.75; 1.7: 206.7; 1.8: 8.4594; 1.9: 1722.5; 2: 54.8567; 2.1: 95.6047; 2.2: 3103.41; 2.3: 57.3786; 2.4: -2143.1254; 2.5: -39.624
| 2 | 79.55 | 1: 115.604; 1.1: 962.5463; 1.2: 1.2908; 1.3: 517.075; 1.4: 17.7852; 1.5: 962.5463; 1.6: 517.075; 1.7: 206.83; 1.8: 8.4594; 1.9: 1723.5833; 2: 54.8912; 2.1: 95.6096; 2.2: 3107.1545; 2.3: 57.4118; 2.4: -2144.6082; 2.5: -39.6265
| 2 | 79.6 | 1: 115.8033; 1.1: 964.8114; 1.2: 1.2938; 1.3: 517.4; 1.4: 17.8159; 1.5: 964.8114; 1.6: 517.4; 1.7: 206.96; 1.8: 8.4594; 1.9: 1724.6667; 2: 54.9257; 2.1: 95.6146; 2.2: 3110.8995; 2.3: 57.4449; 2.4: -2146.0882; 2.5: -39.629
| 2 | 79.65 | 1: 116.0027; 1.1: 967.08; 1.2: 1.2969; 1.3: 517.725; 1.4: 17.8466; 1.5: 967.08; 1.6: 517.725; 1.7: 207.09; 1.8: 8.4594; 1.9: 1725.75; 2: 54.9602; 2.1: 95.6197; 2.2: 3114.6452; 2.3: 57.4779; 2.4: -2147.5652; 2.5: -39.6313
| 2 | 79.7 | 1: 116.2023; 1.1: 969.3521; 1.2: 1.2999; 1.3: 518.05; 1.4: 17.8773; 1.5: 969.3521; 1.6: 518.05; 1.7: 207.22; 1.8: 8.4594; 1.9: 1726.8333; 2: 54.9947; 2.1: 95.6247; 2.2: 3118.3915; 2.3: 57.511; 2.4: -2149.0393; 2.5: -39.6337
| 2 | 79.75 | 1: 116.4021; 1.1: 971.6278; 1.2: 1.303; 1.3: 518.375; 1.4: 17.908; 1.5: 971.6278; 1.6: 518.375; 1.7: 207.35; 1.8: 8.4594; 1.9: 1727.9167; 2: 55.0292; 2.1: 95.6298; 2.2: 3122.1383; 2.3: 57.544; 2.4: -2150.5105; 2.5: -39.6359
| 2 | 79.8 | 1: 116.6021; 1.1: 973.907; 1.2: 1.306; 1.3: 518.7; 1.4: 17.9388; 1.5: 973.907; 1.6: 518.7; 1.7: 207.48; 1.8: 8.4594; 1.9: 1729; 2: 55.0637; 2.1: 95.635; 2.2: 3125.8857; 2.3: 57.5769; 2.4: -2151.9787; 2.5: -39.6381
| 2 | 79.85 | 1: 116.8022; 1.1: 976.1897; 1.2: 1.3091; 1.3: 519.025; 1.4: 17.9696; 1.5: 976.1897; 1.6: 519.025; 1.7: 207.61; 1.8: 8.4594; 1.9: 1730.0833; 2: 55.0982; 2.1: 95.6402; 2.2: 3129.6336; 2.3: 57.6099; 2.4: -2153.4439; 2.5: -39.6403
| 2 | 79.9 | 1: 117.0025; 1.1: 978.4759; 1.2: 1.3122; 1.3: 519.35; 1.4: 18.0004; 1.5: 978.4759; 1.6: 519.35; 1.7: 207.74; 1.8: 8.4594; 1.9: 1731.1667; 2: 55.1327; 2.1: 95.6455; 2.2: 3133.3821; 2.3: 57.6428; 2.4: -2154.9062; 2.5: -39.6424
| 2 | 79.95 | 1: 117.2029; 1.1: 980.7657; 1.2: 1.3152; 1.3: 519.675; 1.4: 18.0312; 1.5: 980.7657; 1.6: 519.675; 1.7: 207.87; 1.8: 8.4594; 1.9: 1732.25; 2: 55.1672; 2.1: 95.6508; 2.2: 3137.1311; 2.3: 57.6756; 2.4: -2156.3654; 2.5: -39.6444
| 2 | 80 | 1: 117.4035; 1.1: 983.059; 1.2: 1.3183; 1.3: 520; 1.4: 18.0621; 1.5: 983.059; 1.6: 520; 1.7: 208; 1.8: 8.4594; 1.9: 1733.3333; 2: 55.2017; 2.1: 95.6561; 2.2: 3140.8805; 2.3: 57.7085; 2.4: -2157.8215; 2.5: -39.6464
| 2 | 80.05 | 1: 117.6043; 1.1: 985.3559; 1.2: 1.3214; 1.3: 520.325; 1.4: 18.093; 1.5: 985.3559; 1.6: 520.325; 1.7: 208.13; 1.8: 8.4594; 1.9: 1734.4167; 2: 55.2362; 2.1: 95.6615; 2.2: 3144.6305; 2.3: 57.7413; 2.4: -2159.2746; 2.5: -39.6483
| 2 | 80.1 | 1: 117.8053; 1.1: 987.6563; 1.2: 1.3245; 1.3: 520.65; 1.4: 18.1239; 1.5: 987.6563; 1.6: 520.65; 1.7: 208.26; 1.8: 8.4594; 1.9: 1735.5; 2: 55.2707; 2.1: 95.667; 2.2: 3148.3809; 2.3: 57.7741; 2.4: -2160.7246; 2.5: -39.6502
| 2 | 80.15 | 1: 118.0065; 1.1: 989.9602; 1.2: 1.3276; 1.3: 520.975; 1.4: 18.1548; 1.5: 989.9602; 1.6: 520.975; 1.7: 208.39; 1.8: 8.4594; 1.9: 1736.5833; 2: 55.3052; 2.1: 95.6725; 2.2: 3152.1317; 2.3: 57.8068; 2.4: -2162.1715; 2.5: -39.652
| 2 | 80.2 | 1: 118.2078; 1.1: 992.2677; 1.2: 1.3307; 1.3: 521.3; 1.4: 18.1858; 1.5: 992.2677; 1.6: 521.3; 1.7: 208.52; 1.8: 8.4594; 1.9: 1737.6667; 2: 55.3397; 2.1: 95.678; 2.2: 3155.883; 2.3: 57.8395; 2.4: -2163.6154; 2.5: -39.6537
| 2 | 80.25 | 1: 118.4093; 1.1: 994.5787; 1.2: 1.3338; 1.3: 521.625; 1.4: 18.2168; 1.5: 994.5787; 1.6: 521.625; 1.7: 208.65; 1.8: 8.4594; 1.9: 1738.75; 2: 55.3742; 2.1: 95.6836; 2.2: 3159.6347; 2.3: 57.8722; 2.4: -2165.056; 2.5: -39.6554
| 2 | 80.3 | 1: 118.6109; 1.1: 996.8933; 1.2: 1.3369; 1.3: 521.95; 1.4: 18.2478; 1.5: 996.8933; 1.6: 521.95; 1.7: 208.78; 1.8: 8.4594; 1.9: 1739.8333; 2: 55.4087; 2.1: 95.6892; 2.2: 3163.3868; 2.3: 57.9049; 2.4: -2166.4935; 2.5: -39.657
| 2 | 80.35 | 1: 118.8128; 1.1: 999.2114; 1.2: 1.34; 1.3: 522.275; 1.4: 18.2789; 1.5: 999.2114; 1.6: 522.275; 1.7: 208.91; 1.8: 8.4594; 1.9: 1740.9167; 2: 55.4432; 2.1: 95.6949; 2.2: 3167.1393; 2.3: 57.9375; 2.4: -2167.9279; 2.5: -39.6586
| 2 | 80.4 | 1: 119.0148; 1.1: 1001.5331; 1.2: 1.3431; 1.3: 522.6; 1.4: 18.31; 1.5: 1001.5331; 1.6: 522.6; 1.7: 209.04; 1.8: 8.4594; 1.9: 1742; 2: 55.4777; 2.1: 95.7006; 2.2: 3170.8921; 2.3: 57.97; 2.4: -2169.3591; 2.5: -39.6601
| 2 | 80.45 | 1: 119.2169; 1.1: 1003.8583; 1.2: 1.3462; 1.3: 522.925; 1.4: 18.3411; 1.5: 1003.8583; 1.6: 522.925; 1.7: 209.17; 1.8: 8.4594; 1.9: 1743.0833; 2: 55.5122; 2.1: 95.7064; 2.2: 3174.6453; 2.3: 58.0026; 2.4: -2170.787; 2.5: -39.6615
| 2 | 80.5 | 1: 119.4193; 1.1: 1006.1871; 1.2: 1.3493; 1.3: 523.25; 1.4: 18.3722; 1.5: 1006.1871; 1.6: 523.25; 1.7: 209.3; 1.8: 8.4594; 1.9: 1744.1667; 2: 55.5467; 2.1: 95.7123; 2.2: 3178.3988; 2.3: 58.0351; 2.4: -2172.2117; 2.5: -39.6629
| 2 | 80.55 | 1: 119.6218; 1.1: 1008.5195; 1.2: 1.3524; 1.3: 523.575; 1.4: 18.4034; 1.5: 1008.5195; 1.6: 523.575; 1.7: 209.43; 1.8: 8.4594; 1.9: 1745.25; 2: 55.5812; 2.1: 95.7181; 2.2: 3182.1527; 2.3: 58.0676; 2.4: -2173.6332; 2.5: -39.6642
| 2 | 80.6 | 1: 119.8245; 1.1: 1010.8555; 1.2: 1.3556; 1.3: 523.9; 1.4: 18.4345; 1.5: 1010.8555; 1.6: 523.9; 1.7: 209.56; 1.8: 8.4594; 1.9: 1746.3333; 2: 55.6157; 2.1: 95.7241; 2.2: 3185.9068; 2.3: 58.1; 2.4: -2175.0514; 2.5: -39.6655
| 2 | 80.65 | 1: 120.0274; 1.1: 1013.195; 1.2: 1.3587; 1.3: 524.225; 1.4: 18.4657; 1.5: 1013.195; 1.6: 524.225; 1.7: 209.69; 1.8: 8.4594; 1.9: 1747.4167; 2: 55.6502; 2.1: 95.7301; 2.2: 3189.6612; 2.3: 58.1324; 2.4: -2176.4663; 2.5: -39.6667
| 2 | 80.7 | 1: 120.2304; 1.1: 1015.538; 1.2: 1.3619; 1.3: 524.55; 1.4: 18.497; 1.5: 1015.538; 1.6: 524.55; 1.7: 209.82; 1.8: 8.4594; 1.9: 1748.5; 2: 55.6847; 2.1: 95.7361; 2.2: 3193.4159; 2.3: 58.1648; 2.4: -2177.8778; 2.5: -39.6678
| 2 | 80.75 | 1: 120.4336; 1.1: 1017.8847; 1.2: 1.365; 1.3: 524.875; 1.4: 18.5282; 1.5: 1017.8847; 1.6: 524.875; 1.7: 209.95; 1.8: 8.4594; 1.9: 1749.5833; 2: 55.7192; 2.1: 95.7422; 2.2: 3197.1708; 2.3: 58.1971; 2.4: -2179.2861; 2.5: -39.6689
| 2 | 80.8 | 1: 120.637; 1.1: 1020.2349; 1.2: 1.3682; 1.3: 525.2; 1.4: 18.5595; 1.5: 1020.2349; 1.6: 525.2; 1.7: 210.08; 1.8: 8.4594; 1.9: 1750.6667; 2: 55.7537; 2.1: 95.7484; 2.2: 3200.9259; 2.3: 58.2294; 2.4: -2180.691; 2.5: -39.6699
| 2 | 80.85 | 1: 120.8405; 1.1: 1022.5887; 1.2: 1.3713; 1.3: 525.525; 1.4: 18.5908; 1.5: 1022.5887; 1.6: 525.525; 1.7: 210.21; 1.8: 8.4594; 1.9: 1751.75; 2: 55.7882; 2.1: 95.7545; 2.2: 3204.6813; 2.3: 58.2617; 2.4: -2182.0925; 2.5: -39.6708
| 2 | 80.9 | 1: 121.0442; 1.1: 1024.9461; 1.2: 1.3745; 1.3: 525.85; 1.4: 18.6222; 1.5: 1024.9461; 1.6: 525.85; 1.7: 210.34; 1.8: 8.4594; 1.9: 1752.8333; 2: 55.8227; 2.1: 95.7608; 2.2: 3208.4368; 2.3: 58.2939; 2.4: -2183.4907; 2.5: -39.6717
| 2 | 80.95 | 1: 121.2481; 1.1: 1027.3071; 1.2: 1.3776; 1.3: 526.175; 1.4: 18.6536; 1.5: 1027.3071; 1.6: 526.175; 1.7: 210.47; 1.8: 8.4594; 1.9: 1753.9167; 2: 55.8572; 2.1: 95.7671; 2.2: 3212.1925; 2.3: 58.3261; 2.4: -2184.8854; 2.5: -39.6725
| 2 | 81 | 1: 121.4522; 1.1: 1029.6717; 1.2: 1.3808; 1.3: 526.5; 1.4: 18.685; 1.5: 1029.6717; 1.6: 526.5; 1.7: 210.6; 1.8: 8.4594; 1.9: 1755; 2: 55.8917; 2.1: 95.7735; 2.2: 3215.9484; 2.3: 58.3583; 2.4: -2186.2767; 2.5: -39.6733
| 2 | 81.05 | 1: 121.6564; 1.1: 1032.0399; 1.2: 1.384; 1.3: 526.825; 1.4: 18.7164; 1.5: 1032.0399; 1.6: 526.825; 1.7: 210.73; 1.8: 8.4594; 1.9: 1756.0833; 2: 55.9262; 2.1: 95.7799; 2.2: 3219.7044; 2.3: 58.3904; 2.4: -2187.6646; 2.5: -39.674
| 2 | 81.1 | 1: 121.8608; 1.1: 1034.4116; 1.2: 1.3872; 1.3: 527.15; 1.4: 18.7478; 1.5: 1034.4116; 1.6: 527.15; 1.7: 210.86; 1.8: 8.4594; 1.9: 1757.1667; 2: 55.9607; 2.1: 95.7863; 2.2: 3223.4606; 2.3: 58.4224; 2.4: -2189.0489; 2.5: -39.6746
| 2 | 81.15 | 1: 122.0654; 1.1: 1036.787; 1.2: 1.3904; 1.3: 527.475; 1.4: 18.7793; 1.5: 1036.787; 1.6: 527.475; 1.7: 210.99; 1.8: 8.4594; 1.9: 1758.25; 2: 55.9952; 2.1: 95.7929; 2.2: 3227.2168; 2.3: 58.4545; 2.4: -2190.4298; 2.5: -39.6752
| 2 | 81.2 | 1: 122.2702; 1.1: 1039.1659; 1.2: 1.3935; 1.3: 527.8; 1.4: 18.8108; 1.5: 1039.1659; 1.6: 527.8; 1.7: 211.12; 1.8: 8.4594; 1.9: 1759.3333; 2: 56.0297; 2.1: 95.7994; 2.2: 3230.9731; 2.3: 58.4865; 2.4: -2191.8072; 2.5: -39.6757
| 2 | 81.25 | 1: 122.4751; 1.1: 1041.5485; 1.2: 1.3967; 1.3: 528.125; 1.4: 18.8423; 1.5: 1041.5485; 1.6: 528.125; 1.7: 211.25; 1.8: 8.4594; 1.9: 1760.4167; 2: 56.0642; 2.1: 95.8061; 2.2: 3234.7295; 2.3: 58.5185; 2.4: -2193.181; 2.5: -39.6761
| 2 | 81.3 | 1: 122.6802; 1.1: 1043.9347; 1.2: 1.3999; 1.3: 528.45; 1.4: 18.8739; 1.5: 1043.9347; 1.6: 528.45; 1.7: 211.38; 1.8: 8.4594; 1.9: 1761.5; 2: 56.0987; 2.1: 95.8127; 2.2: 3238.4859; 2.3: 58.5504; 2.4: -2194.5513; 2.5: -39.6765
| 2 | 81.35 | 1: 122.8854; 1.1: 1046.3244; 1.2: 1.4031; 1.3: 528.775; 1.4: 18.9055; 1.5: 1046.3244; 1.6: 528.775; 1.7: 211.51; 1.8: 8.4594; 1.9: 1762.5833; 2: 56.1332; 2.1: 95.8195; 2.2: 3242.2424; 2.3: 58.5823; 2.4: -2195.918; 2.5: -39.6768
| 2 | 81.4 | 1: 123.0909; 1.1: 1048.7178; 1.2: 1.4064; 1.3: 529.1; 1.4: 18.9371; 1.5: 1048.7178; 1.6: 529.1; 1.7: 211.64; 1.8: 8.4594; 1.9: 1763.6667; 2: 56.1677; 2.1: 95.8263; 2.2: 3245.9989; 2.3: 58.6141; 2.4: -2197.2811; 2.5: -39.6771
| 2 | 81.45 | 1: 123.2965; 1.1: 1051.1148; 1.2: 1.4096; 1.3: 529.425; 1.4: 18.9687; 1.5: 1051.1148; 1.6: 529.425; 1.7: 211.77; 1.8: 8.4594; 1.9: 1764.75; 2: 56.2022; 2.1: 95.8331; 2.2: 3249.7553; 2.3: 58.6459; 2.4: -2198.6405; 2.5: -39.6772
| 2 | 81.5 | 1: 123.5023; 1.1: 1053.5154; 1.2: 1.4128; 1.3: 529.75; 1.4: 19.0003; 1.5: 1053.5154; 1.6: 529.75; 1.7: 211.9; 1.8: 8.4594; 1.9: 1765.8333; 2: 56.2367; 2.1: 95.8401; 2.2: 3253.5118; 2.3: 58.6777; 2.4: -2199.9964; 2.5: -39.6773
| 2 | 81.55 | 1: 123.7082; 1.1: 1055.9196; 1.2: 1.416; 1.3: 530.075; 1.4: 19.032; 1.5: 1055.9196; 1.6: 530.075; 1.7: 212.03; 1.8: 8.4594; 1.9: 1766.9167; 2: 56.2712; 2.1: 95.847; 2.2: 3257.2682; 2.3: 58.7094; 2.4: -2201.3485; 2.5: -39.6774
| 2 | 81.6 | 1: 123.9143; 1.1: 1058.3275; 1.2: 1.4192; 1.3: 530.4; 1.4: 19.0637; 1.5: 1058.3275; 1.6: 530.4; 1.7: 212.16; 1.8: 8.4594; 1.9: 1768; 2: 56.3057; 2.1: 95.854; 2.2: 3261.0245; 2.3: 58.7411; 2.4: -2202.697; 2.5: -39.6774
| 2 | 81.65 | 1: 124.1206; 1.1: 1060.739; 1.2: 1.4225; 1.3: 530.725; 1.4: 19.0955; 1.5: 1060.739; 1.6: 530.725; 1.7: 212.29; 1.8: 8.4594; 1.9: 1769.0833; 2: 56.3402; 2.1: 95.8611; 2.2: 3264.7807; 2.3: 58.7728; 2.4: -2204.0418; 2.5: -39.6773
| 2 | 81.7 | 1: 124.3271; 1.1: 1063.1541; 1.2: 1.4257; 1.3: 531.05; 1.4: 19.1272; 1.5: 1063.1541; 1.6: 531.05; 1.7: 212.42; 1.8: 8.4594; 1.9: 1770.1667; 2: 56.3747; 2.1: 95.8683; 2.2: 3268.5369; 2.3: 58.8044; 2.4: -2205.3828; 2.5: -39.6771
| 2 | 81.75 | 1: 124.5337; 1.1: 1065.5728; 1.2: 1.429; 1.3: 531.375; 1.4: 19.159; 1.5: 1065.5728; 1.6: 531.375; 1.7: 212.55; 1.8: 8.4594; 1.9: 1771.25; 2: 56.4092; 2.1: 95.8755; 2.2: 3272.2929; 2.3: 58.8359; 2.4: -2206.7201; 2.5: -39.6769
| 2 | 81.8 | 1: 124.7405; 1.1: 1067.9952; 1.2: 1.4322; 1.3: 531.7; 1.4: 19.1909; 1.5: 1067.9952; 1.6: 531.7; 1.7: 212.68; 1.8: 8.4594; 1.9: 1772.3333; 2: 56.4437; 2.1: 95.8827; 2.2: 3276.0488; 2.3: 58.8675; 2.4: -2208.0536; 2.5: -39.6766
| 2 | 81.85 | 1: 124.9475; 1.1: 1070.4212; 1.2: 1.4355; 1.3: 532.025; 1.4: 19.2227; 1.5: 1070.4212; 1.6: 532.025; 1.7: 212.81; 1.8: 8.4594; 1.9: 1773.4167; 2: 56.4782; 2.1: 95.8901; 2.2: 3279.8045; 2.3: 58.8989; 2.4: -2209.3833; 2.5: -39.6763
| 2 | 81.9 | 1: 125.1547; 1.1: 1072.8508; 1.2: 1.4387; 1.3: 532.35; 1.4: 19.2546; 1.5: 1072.8508; 1.6: 532.35; 1.7: 212.94; 1.8: 8.4594; 1.9: 1774.5; 2: 56.5127; 2.1: 95.8974; 2.2: 3283.56; 2.3: 58.9304; 2.4: -2210.7092; 2.5: -39.6758
| 2 | 81.95 | 1: 125.362; 1.1: 1075.2841; 1.2: 1.442; 1.3: 532.675; 1.4: 19.2865; 1.5: 1075.2841; 1.6: 532.675; 1.7: 213.07; 1.8: 8.4594; 1.9: 1775.5833; 2: 56.5472; 2.1: 95.9049; 2.2: 3287.3154; 2.3: 58.9618; 2.4: -2212.0313; 2.5: -39.6753
| 2 | 82 | 1: 125.5695; 1.1: 1077.721; 1.2: 1.4452; 1.3: 533; 1.4: 19.3184; 1.5: 1077.721; 1.6: 533; 1.7: 213.2; 1.8: 8.4594; 1.9: 1776.6667; 2: 56.5817; 2.1: 95.9124; 2.2: 3291.0705; 2.3: 58.9931; 2.4: -2213.3495; 2.5: -39.6748
| 2 | 82.05 | 1: 125.7771; 1.1: 1080.1615; 1.2: 1.4485; 1.3: 533.325; 1.4: 19.3503; 1.5: 1080.1615; 1.6: 533.325; 1.7: 213.33; 1.8: 8.4594; 1.9: 1777.75; 2: 56.6162; 2.1: 95.92; 2.2: 3294.8253; 2.3: 59.0245; 2.4: -2214.6638; 2.5: -39.6741
| 2 | 82.1 | 1: 125.985; 1.1: 1082.6057; 1.2: 1.4518; 1.3: 533.65; 1.4: 19.3823; 1.5: 1082.6057; 1.6: 533.65; 1.7: 213.46; 1.8: 8.4594; 1.9: 1778.8333; 2: 56.6507; 2.1: 95.9276; 2.2: 3298.5799; 2.3: 59.0557; 2.4: -2215.9742; 2.5: -39.6734
| 2 | 82.15 | 1: 126.193; 1.1: 1085.0536; 1.2: 1.4551; 1.3: 533.975; 1.4: 19.4143; 1.5: 1085.0536; 1.6: 533.975; 1.7: 213.59; 1.8: 8.4594; 1.9: 1779.9167; 2: 56.6852; 2.1: 95.9353; 2.2: 3302.3343; 2.3: 59.087; 2.4: -2217.2807; 2.5: -39.6727
| 2 | 82.2 | 1: 126.4012; 1.1: 1087.5051; 1.2: 1.4584; 1.3: 534.3; 1.4: 19.4463; 1.5: 1087.5051; 1.6: 534.3; 1.7: 213.72; 1.8: 8.4594; 1.9: 1781; 2: 56.7197; 2.1: 95.943; 2.2: 3306.0883; 2.3: 59.1182; 2.4: -2218.5832; 2.5: -39.6718
| 2 | 82.25 | 1: 126.6095; 1.1: 1089.9603; 1.2: 1.4617; 1.3: 534.625; 1.4: 19.4784; 1.5: 1089.9603; 1.6: 534.625; 1.7: 213.85; 1.8: 8.4594; 1.9: 1782.0833; 2: 56.7542; 2.1: 95.9508; 2.2: 3309.842; 2.3: 59.1493; 2.4: -2219.8817; 2.5: -39.6709
| 2 | 82.3 | 1: 126.818; 1.1: 1092.4191; 1.2: 1.465; 1.3: 534.95; 1.4: 19.5105; 1.5: 1092.4191; 1.6: 534.95; 1.7: 213.98; 1.8: 8.4594; 1.9: 1783.1667; 2: 56.7887; 2.1: 95.9587; 2.2: 3313.5954; 2.3: 59.1804; 2.4: -2221.1763; 2.5: -39.6699
| 2 | 82.35 | 1: 127.0267; 1.1: 1094.8816; 1.2: 1.4683; 1.3: 535.275; 1.4: 19.5426; 1.5: 1094.8816; 1.6: 535.275; 1.7: 214.11; 1.8: 8.4594; 1.9: 1784.25; 2: 56.8232; 2.1: 95.9666; 2.2: 3317.3484; 2.3: 59.2115; 2.4: -2222.4668; 2.5: -39.6689
| 2 | 82.4 | 1: 127.2356; 1.1: 1097.3477; 1.2: 1.4716; 1.3: 535.6; 1.4: 19.5747; 1.5: 1097.3477; 1.6: 535.6; 1.7: 214.24; 1.8: 8.4594; 1.9: 1785.3333; 2: 56.8577; 2.1: 95.9747; 2.2: 3321.101; 2.3: 59.2425; 2.4: -2223.7533; 2.5: -39.6678
| 2 | 82.45 | 1: 127.4446; 1.1: 1099.8176; 1.2: 1.4749; 1.3: 535.925; 1.4: 19.6069; 1.5: 1099.8176; 1.6: 535.925; 1.7: 214.37; 1.8: 8.4594; 1.9: 1786.4167; 2: 56.8923; 2.1: 95.9827; 2.2: 3324.8532; 2.3: 59.2734; 2.4: -2225.0357; 2.5: -39.6666
| 2 | 82.5 | 1: 127.6539; 1.1: 1102.2911; 1.2: 1.4782; 1.3: 536.25; 1.4: 19.6391; 1.5: 1102.2911; 1.6: 536.25; 1.7: 214.5; 1.8: 8.4594; 1.9: 1787.5; 2: 56.9268; 2.1: 95.9908; 2.2: 3328.605; 2.3: 59.3044; 2.4: -2226.314; 2.5: -39.6653
| 2 | 82.55 | 1: 127.8632; 1.1: 1104.7682; 1.2: 1.4815; 1.3: 536.575; 1.4: 19.6713; 1.5: 1104.7682; 1.6: 536.575; 1.7: 214.63; 1.8: 8.4594; 1.9: 1788.5833; 2: 56.9613; 2.1: 95.999; 2.2: 3332.3564; 2.3: 59.3352; 2.4: -2227.5882; 2.5: -39.664
| 2 | 82.6 | 1: 128.0728; 1.1: 1107.2491; 1.2: 1.4848; 1.3: 536.9; 1.4: 19.7035; 1.5: 1107.2491; 1.6: 536.9; 1.7: 214.76; 1.8: 8.4594; 1.9: 1789.6667; 2: 56.9958; 2.1: 96.0073; 2.2: 3336.1073; 2.3: 59.3661; 2.4: -2228.8582; 2.5: -39.6626
| 2 | 82.65 | 1: 128.2825; 1.1: 1109.7336; 1.2: 1.4882; 1.3: 537.225; 1.4: 19.7358; 1.5: 1109.7336; 1.6: 537.225; 1.7: 214.89; 1.8: 8.4594; 1.9: 1790.75; 2: 57.0303; 2.1: 96.0156; 2.2: 3339.8577; 2.3: 59.3968; 2.4: -2230.1241; 2.5: -39.6611
| 2 | 82.7 | 1: 128.4924; 1.1: 1112.2218; 1.2: 1.4915; 1.3: 537.55; 1.4: 19.7681; 1.5: 1112.2218; 1.6: 537.55; 1.7: 215.02; 1.8: 8.4594; 1.9: 1791.8333; 2: 57.0648; 2.1: 96.024; 2.2: 3343.6076; 2.3: 59.4276; 2.4: -2231.3858; 2.5: -39.6595
| 2 | 82.75 | 1: 128.7025; 1.1: 1114.7136; 1.2: 1.4949; 1.3: 537.875; 1.4: 19.8004; 1.5: 1114.7136; 1.6: 537.875; 1.7: 215.15; 1.8: 8.4594; 1.9: 1792.9167; 2: 57.0993; 2.1: 96.0325; 2.2: 3347.3569; 2.3: 59.4583; 2.4: -2232.6433; 2.5: -39.6579
| 2 | 82.8 | 1: 128.9127; 1.1: 1117.2092; 1.2: 1.4982; 1.3: 538.2; 1.4: 19.8327; 1.5: 1117.2092; 1.6: 538.2; 1.7: 215.28; 1.8: 8.4594; 1.9: 1794; 2: 57.1338; 2.1: 96.041; 2.2: 3351.1058; 2.3: 59.4889; 2.4: -2233.8965; 2.5: -39.6562
| 2 | 82.85 | 1: 129.1231; 1.1: 1119.7085; 1.2: 1.5016; 1.3: 538.525; 1.4: 19.8651; 1.5: 1119.7085; 1.6: 538.525; 1.7: 215.41; 1.8: 8.4594; 1.9: 1795.0833; 2: 57.1683; 2.1: 96.0496; 2.2: 3354.854; 2.3: 59.5195; 2.4: -2235.1455; 2.5: -39.6544
| 2 | 82.9 | 1: 129.3337; 1.1: 1122.2114; 1.2: 1.5049; 1.3: 538.85; 1.4: 19.8975; 1.5: 1122.2114; 1.6: 538.85; 1.7: 215.54; 1.8: 8.4594; 1.9: 1796.1667; 2: 57.2028; 2.1: 96.0583; 2.2: 3358.6016; 2.3: 59.5501; 2.4: -2236.3902; 2.5: -39.6526
| 2 | 82.95 | 1: 129.5445; 1.1: 1124.718; 1.2: 1.5083; 1.3: 539.175; 1.4: 19.9299; 1.5: 1124.718; 1.6: 539.175; 1.7: 215.67; 1.8: 8.4594; 1.9: 1797.25; 2: 57.2373; 2.1: 96.067; 2.2: 3362.3487; 2.3: 59.5806; 2.4: -2237.6306; 2.5: -39.6506
| 2 | 83 | 1: 129.7554; 1.1: 1127.2284; 1.2: 1.5116; 1.3: 539.5; 1.4: 19.9624; 1.5: 1127.2284; 1.6: 539.5; 1.7: 215.8; 1.8: 8.4594; 1.9: 1798.3333; 2: 57.2718; 2.1: 96.0758; 2.2: 3366.0951; 2.3: 59.611; 2.4: -2238.8667; 2.5: -39.6486
| 2 | 83.05 | 1: 129.9665; 1.1: 1129.7424; 1.2: 1.515; 1.3: 539.825; 1.4: 19.9948; 1.5: 1129.7424; 1.6: 539.825; 1.7: 215.93; 1.8: 8.4594; 1.9: 1799.4167; 2: 57.3063; 2.1: 96.0847; 2.2: 3369.8408; 2.3: 59.6414; 2.4: -2240.0984; 2.5: -39.6466
| 2 | 83.1 | 1: 130.1778; 1.1: 1132.2601; 1.2: 1.5184; 1.3: 540.15; 1.4: 20.0273; 1.5: 1132.2601; 1.6: 540.15; 1.7: 216.06; 1.8: 8.4594; 1.9: 1800.5; 2: 57.3408; 2.1: 96.0936; 2.2: 3373.5859; 2.3: 59.6718; 2.4: -2241.3257; 2.5: -39.6444
| 2 | 83.15 | 1: 130.3892; 1.1: 1134.7816; 1.2: 1.5218; 1.3: 540.475; 1.4: 20.0599; 1.5: 1134.7816; 1.6: 540.475; 1.7: 216.19; 1.8: 8.4594; 1.9: 1801.5833; 2: 57.3753; 2.1: 96.1026; 2.2: 3377.3302; 2.3: 59.7021; 2.4: -2242.5486; 2.5: -39.6422
| 2 | 83.2 | 1: 130.6008; 1.1: 1137.3067; 1.2: 1.5252; 1.3: 540.8; 1.4: 20.0924; 1.5: 1137.3067; 1.6: 540.8; 1.7: 216.32; 1.8: 8.4594; 1.9: 1802.6667; 2: 57.4098; 2.1: 96.1117; 2.2: 3381.0738; 2.3: 59.7323; 2.4: -2243.7671; 2.5: -39.6399
| 2 | 83.25 | 1: 130.8126; 1.1: 1139.8356; 1.2: 1.5285; 1.3: 541.125; 1.4: 20.125; 1.5: 1139.8356; 1.6: 541.125; 1.7: 216.45; 1.8: 8.4594; 1.9: 1803.75; 2: 57.4443; 2.1: 96.1208; 2.2: 3384.8167; 2.3: 59.7626; 2.4: -2244.9811; 2.5: -39.6375
| 2 | 83.3 | 1: 131.0246; 1.1: 1142.3681; 1.2: 1.5319; 1.3: 541.45; 1.4: 20.1576; 1.5: 1142.3681; 1.6: 541.45; 1.7: 216.58; 1.8: 8.4594; 1.9: 1804.8333; 2: 57.4788; 2.1: 96.1301; 2.2: 3388.5588; 2.3: 59.7927; 2.4: -2246.1907; 2.5: -39.6351
| 2 | 83.35 | 1: 131.2367; 1.1: 1144.9044; 1.2: 1.5353; 1.3: 541.775; 1.4: 20.1903; 1.5: 1144.9044; 1.6: 541.775; 1.7: 216.71; 1.8: 8.4594; 1.9: 1805.9167; 2: 57.5133; 2.1: 96.1393; 2.2: 3392.3001; 2.3: 59.8228; 2.4: -2247.3957; 2.5: -39.6326
| 2 | 83.4 | 1: 131.449; 1.1: 1147.4444; 1.2: 1.5387; 1.3: 542.1; 1.4: 20.2229; 1.5: 1147.4444; 1.6: 542.1; 1.7: 216.84; 1.8: 8.4594; 1.9: 1807; 2: 57.5478; 2.1: 96.1487; 2.2: 3396.0406; 2.3: 59.8529; 2.4: -2248.5962; 2.5: -39.63
| 2 | 83.45 | 1: 131.6614; 1.1: 1149.9882; 1.2: 1.5422; 1.3: 542.425; 1.4: 20.2556; 1.5: 1149.9882; 1.6: 542.425; 1.7: 216.97; 1.8: 8.4594; 1.9: 1808.0833; 2: 57.5823; 2.1: 96.1581; 2.2: 3399.7803; 2.3: 59.8829; 2.4: -2249.7921; 2.5: -39.6273
| 2 | 83.5 | 1: 131.8741; 1.1: 1152.5356; 1.2: 1.5456; 1.3: 542.75; 1.4: 20.2883; 1.5: 1152.5356; 1.6: 542.75; 1.7: 217.1; 1.8: 8.4594; 1.9: 1809.1667; 2: 57.6168; 2.1: 96.1676; 2.2: 3403.5191; 2.3: 59.9128; 2.4: -2250.9835; 2.5: -39.6245
| 2 | 83.55 | 1: 132.0869; 1.1: 1155.0868; 1.2: 1.549; 1.3: 543.075; 1.4: 20.3211; 1.5: 1155.0868; 1.6: 543.075; 1.7: 217.23; 1.8: 8.4594; 1.9: 1810.25; 2: 57.6513; 2.1: 96.1772; 2.2: 3407.257; 2.3: 59.9428; 2.4: -2252.1702; 2.5: -39.6217
| 2 | 83.6 | 1: 132.2999; 1.1: 1157.6417; 1.2: 1.5524; 1.3: 543.4; 1.4: 20.3538; 1.5: 1157.6417; 1.6: 543.4; 1.7: 217.36; 1.8: 8.4594; 1.9: 1811.3333; 2: 57.6858; 2.1: 96.1869; 2.2: 3410.994; 2.3: 59.9726; 2.4: -2253.3523; 2.5: -39.6188
| 2 | 83.65 | 1: 132.513; 1.1: 1160.2003; 1.2: 1.5559; 1.3: 543.725; 1.4: 20.3866; 1.5: 1160.2003; 1.6: 543.725; 1.7: 217.49; 1.8: 8.4594; 1.9: 1812.4167; 2: 57.7203; 2.1: 96.1966; 2.2: 3414.73; 2.3: 60.0024; 2.4: -2254.5297; 2.5: -39.6158
| 2 | 83.7 | 1: 132.7264; 1.1: 1162.7627; 1.2: 1.5593; 1.3: 544.05; 1.4: 20.4194; 1.5: 1162.7627; 1.6: 544.05; 1.7: 217.62; 1.8: 8.4594; 1.9: 1813.5; 2: 57.7548; 2.1: 96.2064; 2.2: 3418.4652; 2.3: 60.0322; 2.4: -2255.7025; 2.5: -39.6127
| 2 | 83.75 | 1: 132.9399; 1.1: 1165.3288; 1.2: 1.5627; 1.3: 544.375; 1.4: 20.4523; 1.5: 1165.3288; 1.6: 544.375; 1.7: 217.75; 1.8: 8.4594; 1.9: 1814.5833; 2: 57.7893; 2.1: 96.2163; 2.2: 3422.1993; 2.3: 60.0619; 2.4: -2256.8705; 2.5: -39.6096
| 2 | 83.8 | 1: 133.1535; 1.1: 1167.8986; 1.2: 1.5662; 1.3: 544.7; 1.4: 20.4852; 1.5: 1167.8986; 1.6: 544.7; 1.7: 217.88; 1.8: 8.4594; 1.9: 1815.6667; 2: 57.8238; 2.1: 96.2262; 2.2: 3425.9324; 2.3: 60.0915; 2.4: -2258.0338; 2.5: -39.6063
| 2 | 83.85 | 1: 133.3674; 1.1: 1170.4722; 1.2: 1.5696; 1.3: 545.025; 1.4: 20.5181; 1.5: 1170.4722; 1.6: 545.025; 1.7: 218.01; 1.8: 8.4594; 1.9: 1816.75; 2: 57.8583; 2.1: 96.2363; 2.2: 3429.6645; 2.3: 60.1211; 2.4: -2259.1923; 2.5: -39.603
| 2 | 83.9 | 1: 133.5814; 1.1: 1173.0495; 1.2: 1.5731; 1.3: 545.35; 1.4: 20.551; 1.5: 1173.0495; 1.6: 545.35; 1.7: 218.14; 1.8: 8.4594; 1.9: 1817.8333; 2: 57.8928; 2.1: 96.2464; 2.2: 3433.3956; 2.3: 60.1506; 2.4: -2260.3461; 2.5: -39.5996
| 2 | 83.95 | 1: 133.7956; 1.1: 1175.6306; 1.2: 1.5765; 1.3: 545.675; 1.4: 20.5839; 1.5: 1175.6306; 1.6: 545.675; 1.7: 218.27; 1.8: 8.4594; 1.9: 1818.9167; 2: 57.9273; 2.1: 96.2565; 2.2: 3437.1256; 2.3: 60.1801; 2.4: -2261.495; 2.5: -39.5962
| 2 | 84 | 1: 134.0099; 1.1: 1178.2154; 1.2: 1.58; 1.3: 546; 1.4: 20.6169; 1.5: 1178.2154; 1.6: 546; 1.7: 218.4; 1.8: 8.4594; 1.9: 1820; 2: 57.9618; 2.1: 96.2668; 2.2: 3440.8545; 2.3: 60.2095; 2.4: -2262.6391; 2.5: -39.5926
| 2 | 84.05 | 1: 134.2245; 1.1: 1180.804; 1.2: 1.5835; 1.3: 546.325; 1.4: 20.6499; 1.5: 1180.804; 1.6: 546.325; 1.7: 218.53; 1.8: 8.4594; 1.9: 1821.0833; 2: 57.9963; 2.1: 96.2771; 2.2: 3444.5823; 2.3: 60.2389; 2.4: -2263.7782; 2.5: -39.589
| 2 | 84.1 | 1: 134.4392; 1.1: 1183.3964; 1.2: 1.587; 1.3: 546.65; 1.4: 20.683; 1.5: 1183.3964; 1.6: 546.65; 1.7: 218.66; 1.8: 8.4594; 1.9: 1822.1667; 2: 58.0308; 2.1: 96.2875; 2.2: 3448.3089; 2.3: 60.2682; 2.4: -2264.9125; 2.5: -39.5853
| 2 | 84.15 | 1: 134.654; 1.1: 1185.9925; 1.2: 1.5904; 1.3: 546.975; 1.4: 20.716; 1.5: 1185.9925; 1.6: 546.975; 1.7: 218.79; 1.8: 8.4594; 1.9: 1823.25; 2: 58.0653; 2.1: 96.298; 2.2: 3452.0344; 2.3: 60.2975; 2.4: -2266.0419; 2.5: -39.5815
| 2 | 84.2 | 1: 134.8691; 1.1: 1188.5923; 1.2: 1.5939; 1.3: 547.3; 1.4: 20.7491; 1.5: 1188.5923; 1.6: 547.3; 1.7: 218.92; 1.8: 8.4594; 1.9: 1824.3333; 2: 58.0998; 2.1: 96.3086; 2.2: 3455.7586; 2.3: 60.3267; 2.4: -2267.1663; 2.5: -39.5776
| 2 | 84.25 | 1: 135.0843; 1.1: 1191.1959; 1.2: 1.5974; 1.3: 547.625; 1.4: 20.7822; 1.5: 1191.1959; 1.6: 547.625; 1.7: 219.05; 1.8: 8.4594; 1.9: 1825.4167; 2: 58.1343; 2.1: 96.3192; 2.2: 3459.4817; 2.3: 60.3559; 2.4: -2268.2857; 2.5: -39.5736
| 2 | 84.3 | 1: 135.2997; 1.1: 1193.8033; 1.2: 1.6009; 1.3: 547.95; 1.4: 20.8153; 1.5: 1193.8033; 1.6: 547.95; 1.7: 219.18; 1.8: 8.4594; 1.9: 1826.5; 2: 58.1688; 2.1: 96.33; 2.2: 3463.2035; 2.3: 60.3849; 2.4: -2269.4002; 2.5: -39.5696
| 2 | 84.35 | 1: 135.5153; 1.1: 1196.4145; 1.2: 1.6044; 1.3: 548.275; 1.4: 20.8485; 1.5: 1196.4145; 1.6: 548.275; 1.7: 219.31; 1.8: 8.4594; 1.9: 1827.5833; 2: 58.2033; 2.1: 96.3408; 2.2: 3466.924; 2.3: 60.414; 2.4: -2270.5095; 2.5: -39.5655
| 2 | 84.4 | 1: 135.731; 1.1: 1199.0294; 1.2: 1.6079; 1.3: 548.6; 1.4: 20.8817; 1.5: 1199.0294; 1.6: 548.6; 1.7: 219.44; 1.8: 8.4594; 1.9: 1828.6667; 2: 58.2378; 2.1: 96.3516; 2.2: 3470.6433; 2.3: 60.443; 2.4: -2271.6139; 2.5: -39.5613
| 2 | 84.45 | 1: 135.9469; 1.1: 1201.6481; 1.2: 1.6114; 1.3: 548.925; 1.4: 20.9149; 1.5: 1201.6481; 1.6: 548.925; 1.7: 219.57; 1.8: 8.4594; 1.9: 1829.75; 2: 58.2723; 2.1: 96.3626; 2.2: 3474.3612; 2.3: 60.4719; 2.4: -2272.7131; 2.5: -39.557
| 2 | 84.5 | 1: 136.163; 1.1: 1204.2706; 1.2: 1.615; 1.3: 549.25; 1.4: 20.9481; 1.5: 1204.2706; 1.6: 549.25; 1.7: 219.7; 1.8: 8.4594; 1.9: 1830.8333; 2: 58.3068; 2.1: 96.3737; 2.2: 3478.0778; 2.3: 60.5008; 2.4: -2273.8072; 2.5: -39.5526
| 2 | 84.55 | 1: 136.3792; 1.1: 1206.8969; 1.2: 1.6185; 1.3: 549.575; 1.4: 20.9814; 1.5: 1206.8969; 1.6: 549.575; 1.7: 219.83; 1.8: 8.4594; 1.9: 1831.9167; 2: 58.3413; 2.1: 96.3848; 2.2: 3481.793; 2.3: 60.5296; 2.4: -2274.8962; 2.5: -39.5482
| 2 | 84.6 | 1: 136.5956; 1.1: 1209.5269; 1.2: 1.622; 1.3: 549.9; 1.4: 21.0147; 1.5: 1209.5269; 1.6: 549.9; 1.7: 219.96; 1.8: 8.4594; 1.9: 1833; 2: 58.3758; 2.1: 96.396; 2.2: 3485.5068; 2.3: 60.5583; 2.4: -2275.98; 2.5: -39.5436
| 2 | 84.65 | 1: 136.8122; 1.1: 1212.1607; 1.2: 1.6255; 1.3: 550.225; 1.4: 21.048; 1.5: 1212.1607; 1.6: 550.225; 1.7: 220.09; 1.8: 8.4594; 1.9: 1834.0833; 2: 58.4103; 2.1: 96.4073; 2.2: 3489.2193; 2.3: 60.587; 2.4: -2277.0585; 2.5: -39.539
| 2 | 84.7 | 1: 137.029; 1.1: 1214.7983; 1.2: 1.6291; 1.3: 550.55; 1.4: 21.0814; 1.5: 1214.7983; 1.6: 550.55; 1.7: 220.22; 1.8: 8.4594; 1.9: 1835.1667; 2: 58.4448; 2.1: 96.4187; 2.2: 3492.9302; 2.3: 60.6156; 2.4: -2278.1319; 2.5: -39.5343
| 2 | 84.75 | 1: 137.2459; 1.1: 1217.4398; 1.2: 1.6326; 1.3: 550.875; 1.4: 21.1148; 1.5: 1217.4398; 1.6: 550.875; 1.7: 220.35; 1.8: 8.4594; 1.9: 1836.25; 2: 58.4793; 2.1: 96.4301; 2.2: 3496.6397; 2.3: 60.6442; 2.4: -2279.2; 2.5: -39.5295
| 2 | 84.8 | 1: 137.463; 1.1: 1220.085; 1.2: 1.6362; 1.3: 551.2; 1.4: 21.1482; 1.5: 1220.085; 1.6: 551.2; 1.7: 220.48; 1.8: 8.4594; 1.9: 1837.3333; 2: 58.5138; 2.1: 96.4417; 2.2: 3500.3477; 2.3: 60.6727; 2.4: -2280.2628; 2.5: -39.5246
| 2 | 84.85 | 1: 137.6803; 1.1: 1222.7339; 1.2: 1.6397; 1.3: 551.525; 1.4: 21.1816; 1.5: 1222.7339; 1.6: 551.525; 1.7: 220.61; 1.8: 8.4594; 1.9: 1838.4167; 2: 58.5483; 2.1: 96.4533; 2.2: 3504.0542; 2.3: 60.7012; 2.4: -2281.3203; 2.5: -39.5196
| 2 | 84.9 | 1: 137.8977; 1.1: 1225.3867; 1.2: 1.6433; 1.3: 551.85; 1.4: 21.215; 1.5: 1225.3867; 1.6: 551.85; 1.7: 220.74; 1.8: 8.4594; 1.9: 1839.5; 2: 58.5828; 2.1: 96.465; 2.2: 3507.7592; 2.3: 60.7296; 2.4: -2282.3724; 2.5: -39.5146
| 2 | 84.95 | 1: 138.1153; 1.1: 1228.0433; 1.2: 1.6468; 1.3: 552.175; 1.4: 21.2485; 1.5: 1228.0433; 1.6: 552.175; 1.7: 220.87; 1.8: 8.4594; 1.9: 1840.5833; 2: 58.6173; 2.1: 96.4768; 2.2: 3511.4625; 2.3: 60.7579; 2.4: -2283.4192; 2.5: -39.5094
| 2 | 85 | 1: 138.3331; 1.1: 1230.7037; 1.2: 1.6504; 1.3: 552.5; 1.4: 21.282; 1.5: 1230.7037; 1.6: 552.5; 1.7: 221; 1.8: 8.4594; 1.9: 1841.6667; 2: 58.6518; 2.1: 96.4887; 2.2: 3515.1643; 2.3: 60.7862; 2.4: -2284.4605; 2.5: -39.5042
| 2 | 85.05 | 1: 138.5511; 1.1: 1233.368; 1.2: 1.654; 1.3: 552.825; 1.4: 21.3156; 1.5: 1233.368; 1.6: 552.825; 1.7: 221.13; 1.8: 8.4594; 1.9: 1842.75; 2: 58.6863; 2.1: 96.5007; 2.2: 3518.8644; 2.3: 60.8144; 2.4: -2285.4965; 2.5: -39.4989
| 2 | 85.1 | 1: 138.7692; 1.1: 1236.036; 1.2: 1.6576; 1.3: 553.15; 1.4: 21.3491; 1.5: 1236.036; 1.6: 553.15; 1.7: 221.26; 1.8: 8.4594; 1.9: 1843.8333; 2: 58.7208; 2.1: 96.5127; 2.2: 3522.5629; 2.3: 60.8426; 2.4: -2286.527; 2.5: -39.4934
| 2 | 85.15 | 1: 138.9875; 1.1: 1238.7078; 1.2: 1.6611; 1.3: 553.475; 1.4: 21.3827; 1.5: 1238.7078; 1.6: 553.475; 1.7: 221.39; 1.8: 8.4594; 1.9: 1844.9167; 2: 58.7553; 2.1: 96.5249; 2.2: 3526.2597; 2.3: 60.8706; 2.4: -2287.5519; 2.5: -39.4879
| 2 | 85.2 | 1: 139.206; 1.1: 1241.3835; 1.2: 1.6647; 1.3: 553.8; 1.4: 21.4163; 1.5: 1241.3835; 1.6: 553.8; 1.7: 221.52; 1.8: 8.4594; 1.9: 1846; 2: 58.7898; 2.1: 96.5371; 2.2: 3529.9549; 2.3: 60.8987; 2.4: -2288.5714; 2.5: -39.4824
| 2 | 85.25 | 1: 139.4246; 1.1: 1244.0629; 1.2: 1.6683; 1.3: 554.125; 1.4: 21.4499; 1.5: 1244.0629; 1.6: 554.125; 1.7: 221.65; 1.8: 8.4594; 1.9: 1847.0833; 2: 58.8243; 2.1: 96.5494; 2.2: 3533.6482; 2.3: 60.9266; 2.4: -2289.5853; 2.5: -39.4767
| 2 | 85.3 | 1: 139.6435; 1.1: 1246.7462; 1.2: 1.6719; 1.3: 554.45; 1.4: 21.4836; 1.5: 1246.7462; 1.6: 554.45; 1.7: 221.78; 1.8: 8.4594; 1.9: 1848.1667; 2: 58.8588; 2.1: 96.5618; 2.2: 3537.3399; 2.3: 60.9545; 2.4: -2290.5937; 2.5: -39.4709
| 2 | 85.35 | 1: 139.8625; 1.1: 1249.4333; 1.2: 1.6755; 1.3: 554.775; 1.4: 21.5173; 1.5: 1249.4333; 1.6: 554.775; 1.7: 221.91; 1.8: 8.4594; 1.9: 1849.25; 2: 58.8933; 2.1: 96.5743; 2.2: 3541.0297; 2.3: 60.9824; 2.4: -2291.5964; 2.5: -39.4651
| 2 | 85.4 | 1: 140.0816; 1.1: 1252.1242; 1.2: 1.6791; 1.3: 555.1; 1.4: 21.551; 1.5: 1252.1242; 1.6: 555.1; 1.7: 222.04; 1.8: 8.4594; 1.9: 1850.3333; 2: 58.9278; 2.1: 96.5869; 2.2: 3544.7177; 2.3: 61.0101; 2.4: -2292.5935; 2.5: -39.4591
| 2 | 85.45 | 1: 140.301; 1.1: 1254.819; 1.2: 1.6827; 1.3: 555.425; 1.4: 21.5848; 1.5: 1254.819; 1.6: 555.425; 1.7: 222.17; 1.8: 8.4594; 1.9: 1851.4167; 2: 58.9623; 2.1: 96.5996; 2.2: 3548.4039; 2.3: 61.0379; 2.4: -2293.5849; 2.5: -39.4531
| 2 | 85.5 | 1: 140.5205; 1.1: 1257.5176; 1.2: 1.6864; 1.3: 555.75; 1.4: 21.6185; 1.5: 1257.5176; 1.6: 555.75; 1.7: 222.3; 1.8: 8.4594; 1.9: 1852.5; 2: 58.9968; 2.1: 96.6124; 2.2: 3552.0882; 2.3: 61.0655; 2.4: -2294.5706; 2.5: -39.447
| 2 | 85.55 | 1: 140.7401; 1.1: 1260.22; 1.2: 1.69; 1.3: 556.075; 1.4: 21.6523; 1.5: 1260.22; 1.6: 556.075; 1.7: 222.43; 1.8: 8.4594; 1.9: 1853.5833; 2: 59.0313; 2.1: 96.6252; 2.2: 3555.7707; 2.3: 61.0931; 2.4: -2295.5506; 2.5: -39.4407
| 2 | 85.6 | 1: 140.96; 1.1: 1262.9263; 1.2: 1.6936; 1.3: 556.4; 1.4: 21.6862; 1.5: 1262.9263; 1.6: 556.4; 1.7: 222.56; 1.8: 8.4594; 1.9: 1854.6667; 2: 59.0658; 2.1: 96.6382; 2.2: 3559.4512; 2.3: 61.1206; 2.4: -2296.5249; 2.5: -39.4344
| 2 | 85.65 | 1: 141.18; 1.1: 1265.6364; 1.2: 1.6972; 1.3: 556.725; 1.4: 21.72; 1.5: 1265.6364; 1.6: 556.725; 1.7: 222.69; 1.8: 8.4594; 1.9: 1855.75; 2: 59.1003; 2.1: 96.6512; 2.2: 3563.1297; 2.3: 61.148; 2.4: -2297.4933; 2.5: -39.428
| 2 | 85.7 | 1: 141.4002; 1.1: 1268.3503; 1.2: 1.7009; 1.3: 557.05; 1.4: 21.7539; 1.5: 1268.3503; 1.6: 557.05; 1.7: 222.82; 1.8: 8.4594; 1.9: 1856.8333; 2: 59.1348; 2.1: 96.6643; 2.2: 3566.8063; 2.3: 61.1754; 2.4: -2298.456; 2.5: -39.4215
| 2 | 85.75 | 1: 141.6206; 1.1: 1271.0681; 1.2: 1.7045; 1.3: 557.375; 1.4: 21.7878; 1.5: 1271.0681; 1.6: 557.375; 1.7: 222.95; 1.8: 8.4594; 1.9: 1857.9167; 2: 59.1693; 2.1: 96.6776; 2.2: 3570.4809; 2.3: 61.2027; 2.4: -2299.4128; 2.5: -39.415
| 2 | 85.8 | 1: 141.8411; 1.1: 1273.7898; 1.2: 1.7082; 1.3: 557.7; 1.4: 21.8217; 1.5: 1273.7898; 1.6: 557.7; 1.7: 223.08; 1.8: 8.4594; 1.9: 1859; 2: 59.2038; 2.1: 96.6909; 2.2: 3574.1535; 2.3: 61.23; 2.4: -2300.3637; 2.5: -39.4083
| 2 | 85.85 | 1: 142.0618; 1.1: 1276.5152; 1.2: 1.7118; 1.3: 558.025; 1.4: 21.8557; 1.5: 1276.5152; 1.6: 558.025; 1.7: 223.21; 1.8: 8.4594; 1.9: 1860.0833; 2: 59.2383; 2.1: 96.7043; 2.2: 3577.8239; 2.3: 61.2572; 2.4: -2301.3087; 2.5: -39.4015
| 2 | 85.9 | 1: 142.2827; 1.1: 1279.2446; 1.2: 1.7155; 1.3: 558.35; 1.4: 21.8896; 1.5: 1279.2446; 1.6: 558.35; 1.7: 223.34; 1.8: 8.4594; 1.9: 1861.1667; 2: 59.2728; 2.1: 96.7178; 2.2: 3581.4923; 2.3: 61.2843; 2.4: -2302.2478; 2.5: -39.3946
| 2 | 85.95 | 1: 142.5037; 1.1: 1281.9778; 1.2: 1.7192; 1.3: 558.675; 1.4: 21.9237; 1.5: 1281.9778; 1.6: 558.675; 1.7: 223.47; 1.8: 8.4594; 1.9: 1862.25; 2: 59.3073; 2.1: 96.7314; 2.2: 3585.1586; 2.3: 61.3113; 2.4: -2303.1809; 2.5: -39.3877
| 2 | 86 | 1: 142.7249; 1.1: 1284.7148; 1.2: 1.7228; 1.3: 559; 1.4: 21.9577; 1.5: 1284.7148; 1.6: 559; 1.7: 223.6; 1.8: 8.4594; 1.9: 1863.3333; 2: 59.3418; 2.1: 96.7451; 2.2: 3588.8228; 2.3: 61.3383; 2.4: -2304.1079; 2.5: -39.3806
| 2 | 86.05 | 1: 142.9463; 1.1: 1287.4557; 1.2: 1.7265; 1.3: 559.325; 1.4: 21.9917; 1.5: 1287.4557; 1.6: 559.325; 1.7: 223.73; 1.8: 8.4594; 1.9: 1864.4167; 2: 59.3763; 2.1: 96.7589; 2.2: 3592.4848; 2.3: 61.3652; 2.4: -2305.029; 2.5: -39.3735
| 2 | 86.1 | 1: 143.1679; 1.1: 1290.2005; 1.2: 1.7302; 1.3: 559.65; 1.4: 22.0258; 1.5: 1290.2005; 1.6: 559.65; 1.7: 223.86; 1.8: 8.4594; 1.9: 1865.5; 2: 59.4108; 2.1: 96.7728; 2.2: 3596.1445; 2.3: 61.3921; 2.4: -2305.944; 2.5: -39.3662
| 2 | 86.15 | 1: 143.3896; 1.1: 1292.9492; 1.2: 1.7339; 1.3: 559.975; 1.4: 22.0599; 1.5: 1292.9492; 1.6: 559.975; 1.7: 223.99; 1.8: 8.4594; 1.9: 1866.5833; 2: 59.4453; 2.1: 96.7868; 2.2: 3599.8021; 2.3: 61.4188; 2.4: -2306.8529; 2.5: -39.3589
| 2 | 86.2 | 1: 143.6115; 1.1: 1295.7017; 1.2: 1.7376; 1.3: 560.3; 1.4: 22.0941; 1.5: 1295.7017; 1.6: 560.3; 1.7: 224.12; 1.8: 8.4594; 1.9: 1867.6667; 2: 59.4798; 2.1: 96.8009; 2.2: 3603.4573; 2.3: 61.4455; 2.4: -2307.7557; 2.5: -39.3515
| 2 | 86.25 | 1: 143.8336; 1.1: 1298.4581; 1.2: 1.7413; 1.3: 560.625; 1.4: 22.1283; 1.5: 1298.4581; 1.6: 560.625; 1.7: 224.25; 1.8: 8.4594; 1.9: 1868.75; 2: 59.5143; 2.1: 96.8151; 2.2: 3607.1103; 2.3: 61.4722; 2.4: -2308.6523; 2.5: -39.3439
| 2 | 86.3 | 1: 144.0559; 1.1: 1301.2183; 1.2: 1.745; 1.3: 560.95; 1.4: 22.1624; 1.5: 1301.2183; 1.6: 560.95; 1.7: 224.38; 1.8: 8.4594; 1.9: 1869.8333; 2: 59.5488; 2.1: 96.8294; 2.2: 3610.761; 2.3: 61.4987; 2.4: -2309.5427; 2.5: -39.3363
| 2 | 86.35 | 1: 144.2783; 1.1: 1303.9825; 1.2: 1.7487; 1.3: 561.275; 1.4: 22.1967; 1.5: 1303.9825; 1.6: 561.275; 1.7: 224.51; 1.8: 8.4594; 1.9: 1870.9167; 2: 59.5833; 2.1: 96.8437; 2.2: 3614.4094; 2.3: 61.5252; 2.4: -2310.4269; 2.5: -39.3286
| 2 | 86.4 | 1: 144.5009; 1.1: 1306.7505; 1.2: 1.7524; 1.3: 561.6; 1.4: 22.2309; 1.5: 1306.7505; 1.6: 561.6; 1.7: 224.64; 1.8: 8.4594; 1.9: 1872; 2: 59.6178; 2.1: 96.8582; 2.2: 3618.0553; 2.3: 61.5517; 2.4: -2311.3048; 2.5: -39.3207
| 2 | 86.45 | 1: 144.7237; 1.1: 1309.5224; 1.2: 1.7561; 1.3: 561.925; 1.4: 22.2652; 1.5: 1309.5224; 1.6: 561.925; 1.7: 224.77; 1.8: 8.4594; 1.9: 1873.0833; 2: 59.6523; 2.1: 96.8728; 2.2: 3621.6989; 2.3: 61.578; 2.4: -2312.1765; 2.5: -39.3128
| 2 | 86.5 | 1: 144.9466; 1.1: 1312.2982; 1.2: 1.7598; 1.3: 562.25; 1.4: 22.2995; 1.5: 1312.2982; 1.6: 562.25; 1.7: 224.9; 1.8: 8.4594; 1.9: 1874.1667; 2: 59.6868; 2.1: 96.8875; 2.2: 3625.34; 2.3: 61.6043; 2.4: -2313.0418; 2.5: -39.3048
| 2 | 86.55 | 1: 145.1697; 1.1: 1315.0778; 1.2: 1.7635; 1.3: 562.575; 1.4: 22.3338; 1.5: 1315.0778; 1.6: 562.575; 1.7: 225.03; 1.8: 8.4594; 1.9: 1875.25; 2: 59.7213; 2.1: 96.9023; 2.2: 3628.9786; 2.3: 61.6305; 2.4: -2313.9008; 2.5: -39.2967
| 2 | 86.6 | 1: 145.393; 1.1: 1317.8614; 1.2: 1.7673; 1.3: 562.9; 1.4: 22.3682; 1.5: 1317.8614; 1.6: 562.9; 1.7: 225.16; 1.8: 8.4594; 1.9: 1876.3333; 2: 59.7558; 2.1: 96.9172; 2.2: 3632.6148; 2.3: 61.6566; 2.4: -2314.7534; 2.5: -39.2885
| 2 | 86.65 | 1: 145.6164; 1.1: 1320.6488; 1.2: 1.771; 1.3: 563.225; 1.4: 22.4025; 1.5: 1320.6488; 1.6: 563.225; 1.7: 225.29; 1.8: 8.4594; 1.9: 1877.4167; 2: 59.7903; 2.1: 96.9321; 2.2: 3636.2485; 2.3: 61.6827; 2.4: -2315.5996; 2.5: -39.2802
| 2 | 86.7 | 1: 145.8401; 1.1: 1323.4402; 1.2: 1.7748; 1.3: 563.55; 1.4: 22.4369; 1.5: 1323.4402; 1.6: 563.55; 1.7: 225.42; 1.8: 8.4594; 1.9: 1878.5; 2: 59.8248; 2.1: 96.9472; 2.2: 3639.8795; 2.3: 61.7087; 2.4: -2316.4394; 2.5: -39.2717
| 2 | 86.75 | 1: 146.0639; 1.1: 1326.2354; 1.2: 1.7785; 1.3: 563.875; 1.4: 22.4714; 1.5: 1326.2354; 1.6: 563.875; 1.7: 225.55; 1.8: 8.4594; 1.9: 1879.5833; 2: 59.8593; 2.1: 96.9624; 2.2: 3643.5081; 2.3: 61.7346; 2.4: -2317.2726; 2.5: -39.2632
| 2 | 86.8 | 1: 146.2878; 1.1: 1329.0346; 1.2: 1.7823; 1.3: 564.2; 1.4: 22.5058; 1.5: 1329.0346; 1.6: 564.2; 1.7: 225.68; 1.8: 8.4594; 1.9: 1880.6667; 2: 59.8938; 2.1: 96.9777; 2.2: 3647.134; 2.3: 61.7604; 2.4: -2318.0994; 2.5: -39.2546
| 2 | 86.85 | 1: 146.512; 1.1: 1331.8376; 1.2: 1.786; 1.3: 564.525; 1.4: 22.5403; 1.5: 1331.8376; 1.6: 564.525; 1.7: 225.81; 1.8: 8.4594; 1.9: 1881.75; 2: 59.9283; 2.1: 96.9931; 2.2: 3650.7572; 2.3: 61.7862; 2.4: -2318.9196; 2.5: -39.2459
| 2 | 86.9 | 1: 146.7363; 1.1: 1334.6446; 1.2: 1.7898; 1.3: 564.85; 1.4: 22.5748; 1.5: 1334.6446; 1.6: 564.85; 1.7: 225.94; 1.8: 8.4594; 1.9: 1882.8333; 2: 59.9628; 2.1: 97.0086; 2.2: 3654.3778; 2.3: 61.8119; 2.4: -2319.7332; 2.5: -39.2371
| 2 | 86.95 | 1: 146.9607; 1.1: 1337.4555; 1.2: 1.7936; 1.3: 565.175; 1.4: 22.6093; 1.5: 1337.4555; 1.6: 565.175; 1.7: 226.07; 1.8: 8.4594; 1.9: 1883.9167; 2: 59.9973; 2.1: 97.0242; 2.2: 3657.9957; 2.3: 61.8375; 2.4: -2320.5402; 2.5: -39.2281
| 2 | 87 | 1: 147.1854; 1.1: 1340.2703; 1.2: 1.7973; 1.3: 565.5; 1.4: 22.6439; 1.5: 1340.2703; 1.6: 565.5; 1.7: 226.2; 1.8: 8.4594; 1.9: 1885; 2: 60.0318; 2.1: 97.0399; 2.2: 3661.6108; 2.3: 61.863; 2.4: -2321.3406; 2.5: -39.2191
| 2 | 87.05 | 1: 147.4102; 1.1: 1343.0889; 1.2: 1.8011; 1.3: 565.825; 1.4: 22.6785; 1.5: 1343.0889; 1.6: 565.825; 1.7: 226.33; 1.8: 8.4594; 1.9: 1886.0833; 2: 60.0663; 2.1: 97.0558; 2.2: 3665.2232; 2.3: 61.8885; 2.4: -2322.1343; 2.5: -39.21
| 2 | 87.1 | 1: 147.6352; 1.1: 1345.9116; 1.2: 1.8049; 1.3: 566.15; 1.4: 22.7131; 1.5: 1345.9116; 1.6: 566.15; 1.7: 226.46; 1.8: 8.4594; 1.9: 1887.1667; 2: 60.1008; 2.1: 97.0717; 2.2: 3668.8328; 2.3: 61.9139; 2.4: -2322.9212; 2.5: -39.2008
| 2 | 87.15 | 1: 147.8604; 1.1: 1348.7381; 1.2: 1.8087; 1.3: 566.475; 1.4: 22.7478; 1.5: 1348.7381; 1.6: 566.475; 1.7: 226.59; 1.8: 8.4594; 1.9: 1888.25; 2: 60.1354; 2.1: 97.0877; 2.2: 3672.4396; 2.3: 61.9392; 2.4: -2323.7015; 2.5: -39.1914
| 2 | 87.2 | 1: 148.0857; 1.1: 1351.5686; 1.2: 1.8125; 1.3: 566.8; 1.4: 22.7824; 1.5: 1351.5686; 1.6: 566.8; 1.7: 226.72; 1.8: 8.4594; 1.9: 1889.3333; 2: 60.1699; 2.1: 97.1039; 2.2: 3676.0435; 2.3: 61.9644; 2.4: -2324.4749; 2.5: -39.182
| 2 | 87.25 | 1: 148.3112; 1.1: 1354.4029; 1.2: 1.8163; 1.3: 567.125; 1.4: 22.8171; 1.5: 1354.4029; 1.6: 567.125; 1.7: 226.85; 1.8: 8.4594; 1.9: 1890.4167; 2: 60.2044; 2.1: 97.1201; 2.2: 3679.6445; 2.3: 61.9896; 2.4: -2325.2415; 2.5: -39.1725
| 2 | 87.3 | 1: 148.5369; 1.1: 1357.2412; 1.2: 1.8201; 1.3: 567.45; 1.4: 22.8518; 1.5: 1357.2412; 1.6: 567.45; 1.7: 226.98; 1.8: 8.4594; 1.9: 1891.5; 2: 60.2389; 2.1: 97.1365; 2.2: 3683.2426; 2.3: 62.0147; 2.4: -2326.0013; 2.5: -39.1628
| 2 | 87.35 | 1: 148.7628; 1.1: 1360.0835; 1.2: 1.8239; 1.3: 567.775; 1.4: 22.8866; 1.5: 1360.0835; 1.6: 567.775; 1.7: 227.11; 1.8: 8.4594; 1.9: 1892.5833; 2: 60.2734; 2.1: 97.153; 2.2: 3686.8377; 2.3: 62.0397; 2.4: -2326.7542; 2.5: -39.1531
| 2 | 87.4 | 1: 148.9888; 1.1: 1362.9297; 1.2: 1.8277; 1.3: 568.1; 1.4: 22.9214; 1.5: 1362.9297; 1.6: 568.1; 1.7: 227.24; 1.8: 8.4594; 1.9: 1893.6667; 2: 60.3079; 2.1: 97.1695; 2.2: 3690.4299; 2.3: 62.0646; 2.4: -2327.5002; 2.5: -39.1432
| 2 | 87.45 | 1: 149.215; 1.1: 1365.7798; 1.2: 1.8315; 1.3: 568.425; 1.4: 22.9562; 1.5: 1365.7798; 1.6: 568.425; 1.7: 227.37; 1.8: 8.4594; 1.9: 1894.75; 2: 60.3424; 2.1: 97.1862; 2.2: 3694.019; 2.3: 62.0894; 2.4: -2328.2393; 2.5: -39.1333
| 2 | 87.5 | 1: 149.4414; 1.1: 1368.6338; 1.2: 1.8354; 1.3: 568.75; 1.4: 22.991; 1.5: 1368.6338; 1.6: 568.75; 1.7: 227.5; 1.8: 8.4594; 1.9: 1895.8333; 2: 60.3769; 2.1: 97.203; 2.2: 3697.6051; 2.3: 62.1142; 2.4: -2328.9713; 2.5: -39.1232
| 2 | 87.55 | 1: 149.6679; 1.1: 1371.4918; 1.2: 1.8392; 1.3: 569.075; 1.4: 23.0258; 1.5: 1371.4918; 1.6: 569.075; 1.7: 227.63; 1.8: 8.4594; 1.9: 1896.9167; 2: 60.4114; 2.1: 97.2199; 2.2: 3701.1882; 2.3: 62.1389; 2.4: -2329.6964; 2.5: -39.113
| 2 | 87.6 | 1: 149.8946; 1.1: 1374.3537; 1.2: 1.843; 1.3: 569.4; 1.4: 23.0607; 1.5: 1374.3537; 1.6: 569.4; 1.7: 227.76; 1.8: 8.4594; 1.9: 1898; 2: 60.4459; 2.1: 97.237; 2.2: 3704.7681; 2.3: 62.1635; 2.4: -2330.4144; 2.5: -39.1027
| 2 | 87.65 | 1: 150.1215; 1.1: 1377.2196; 1.2: 1.8469; 1.3: 569.725; 1.4: 23.0956; 1.5: 1377.2196; 1.6: 569.725; 1.7: 227.89; 1.8: 8.4594; 1.9: 1899.0833; 2: 60.4804; 2.1: 97.2541; 2.2: 3708.3449; 2.3: 62.188; 2.4: -2331.1253; 2.5: -39.0924
| 2 | 87.7 | 1: 150.3486; 1.1: 1380.0895; 1.2: 1.8507; 1.3: 570.05; 1.4: 23.1305; 1.5: 1380.0895; 1.6: 570.05; 1.7: 228.02; 1.8: 8.4594; 1.9: 1900.1667; 2: 60.5149; 2.1: 97.2714; 2.2: 3711.9185; 2.3: 62.2124; 2.4: -2331.829; 2.5: -39.0819
| 2 | 87.75 | 1: 150.5758; 1.1: 1382.9633; 1.2: 1.8546; 1.3: 570.375; 1.4: 23.1655; 1.5: 1382.9633; 1.6: 570.375; 1.7: 228.15; 1.8: 8.4594; 1.9: 1901.25; 2: 60.5494; 2.1: 97.2887; 2.2: 3715.4889; 2.3: 62.2368; 2.4: -2332.5257; 2.5: -39.0713
| 2 | 87.8 | 1: 150.8032; 1.1: 1385.841; 1.2: 1.8584; 1.3: 570.7; 1.4: 23.2005; 1.5: 1385.841; 1.6: 570.7; 1.7: 228.28; 1.8: 8.4594; 1.9: 1902.3333; 2: 60.5839; 2.1: 97.3062; 2.2: 3719.0561; 2.3: 62.2611; 2.4: -2333.2151; 2.5: -39.0606
| 2 | 87.85 | 1: 151.0307; 1.1: 1388.7227; 1.2: 1.8623; 1.3: 571.025; 1.4: 23.2355; 1.5: 1388.7227; 1.6: 571.025; 1.7: 228.41; 1.8: 8.4594; 1.9: 1903.4167; 2: 60.6184; 2.1: 97.3238; 2.2: 3722.62; 2.3: 62.2852; 2.4: -2333.8973; 2.5: -39.0497
| 2 | 87.9 | 1: 151.2585; 1.1: 1391.6083; 1.2: 1.8662; 1.3: 571.35; 1.4: 23.2705; 1.5: 1391.6083; 1.6: 571.35; 1.7: 228.54; 1.8: 8.4594; 1.9: 1904.5; 2: 60.6529; 2.1: 97.3415; 2.2: 3726.1806; 2.3: 62.3094; 2.4: -2334.5722; 2.5: -39.0388
| 2 | 87.95 | 1: 151.4864; 1.1: 1394.498; 1.2: 1.8701; 1.3: 571.675; 1.4: 23.3056; 1.5: 1394.498; 1.6: 571.675; 1.7: 228.67; 1.8: 8.4594; 1.9: 1905.5833; 2: 60.6874; 2.1: 97.3593; 2.2: 3729.7379; 2.3: 62.3334; 2.4: -2335.2399; 2.5: -39.0278
| 2 | 88 | 1: 151.7145; 1.1: 1397.3916; 1.2: 1.8739; 1.3: 572; 1.4: 23.3407; 1.5: 1397.3916; 1.6: 572; 1.7: 228.8; 1.8: 8.4594; 1.9: 1906.6667; 2: 60.7219; 2.1: 97.3773; 2.2: 3733.2918; 2.3: 62.3573; 2.4: -2335.9002; 2.5: -39.0166
| 2 | 88.05 | 1: 151.9427; 1.1: 1400.2891; 1.2: 1.8778; 1.3: 572.325; 1.4: 23.3758; 1.5: 1400.2891; 1.6: 572.325; 1.7: 228.93; 1.8: 8.4594; 1.9: 1907.75; 2: 60.7564; 2.1: 97.3953; 2.2: 3736.8423; 2.3: 62.3812; 2.4: -2336.5532; 2.5: -39.0054
| 2 | 88.1 | 1: 152.1712; 1.1: 1403.1906; 1.2: 1.8817; 1.3: 572.65; 1.4: 23.4109; 1.5: 1403.1906; 1.6: 572.65; 1.7: 229.06; 1.8: 8.4594; 1.9: 1908.8333; 2: 60.7909; 2.1: 97.4135; 2.2: 3740.3893; 2.3: 62.405; 2.4: -2337.1987; 2.5: -38.994
| 2 | 88.15 | 1: 152.3998; 1.1: 1406.0961; 1.2: 1.8856; 1.3: 572.975; 1.4: 23.4461; 1.5: 1406.0961; 1.6: 572.975; 1.7: 229.19; 1.8: 8.4594; 1.9: 1909.9167; 2: 60.8254; 2.1: 97.4318; 2.2: 3743.933; 2.3: 62.4287; 2.4: -2337.8368; 2.5: -38.9825
| 2 | 88.2 | 1: 152.6285; 1.1: 1409.0056; 1.2: 1.8895; 1.3: 573.3; 1.4: 23.4813; 1.5: 1409.0056; 1.6: 573.3; 1.7: 229.32; 1.8: 8.4594; 1.9: 1911; 2: 60.8599; 2.1: 97.4502; 2.2: 3747.4731; 2.3: 62.4523; 2.4: -2338.4674; 2.5: -38.971
| 2 | 88.25 | 1: 152.8575; 1.1: 1411.9191; 1.2: 1.8934; 1.3: 573.625; 1.4: 23.5165; 1.5: 1411.9191; 1.6: 573.625; 1.7: 229.45; 1.8: 8.4594; 1.9: 1912.0833; 2: 60.8944; 2.1: 97.4688; 2.2: 3751.0096; 2.3: 62.4758; 2.4: -2339.0906; 2.5: -38.9592
| 2 | 88.3 | 1: 153.0866; 1.1: 1414.8365; 1.2: 1.8973; 1.3: 573.95; 1.4: 23.5518; 1.5: 1414.8365; 1.6: 573.95; 1.7: 229.58; 1.8: 8.4594; 1.9: 1913.1667; 2: 60.9289; 2.1: 97.4874; 2.2: 3754.5427; 2.3: 62.4992; 2.4: -2339.7061; 2.5: -38.9474
| 2 | 88.35 | 1: 153.3159; 1.1: 1417.7579; 1.2: 1.9012; 1.3: 574.275; 1.4: 23.5871; 1.5: 1417.7579; 1.6: 574.275; 1.7: 229.71; 1.8: 8.4594; 1.9: 1914.25; 2: 60.9634; 2.1: 97.5062; 2.2: 3758.0721; 2.3: 62.5226; 2.4: -2340.3141; 2.5: -38.9355
| 2 | 88.4 | 1: 153.5453; 1.1: 1420.6834; 1.2: 1.9052; 1.3: 574.6; 1.4: 23.6224; 1.5: 1420.6834; 1.6: 574.6; 1.7: 229.84; 1.8: 8.4594; 1.9: 1915.3333; 2: 60.9979; 2.1: 97.5251; 2.2: 3761.5979; 2.3: 62.5458; 2.4: -2340.9145; 2.5: -38.9235
| 2 | 88.45 | 1: 153.775; 1.1: 1423.6128; 1.2: 1.9091; 1.3: 574.925; 1.4: 23.6577; 1.5: 1423.6128; 1.6: 574.925; 1.7: 229.97; 1.8: 8.4594; 1.9: 1916.4167; 2: 61.0324; 2.1: 97.5441; 2.2: 3765.12; 2.3: 62.569; 2.4: -2341.5072; 2.5: -38.9113
| 2 | 88.5 | 1: 154.0048; 1.1: 1426.5461; 1.2: 1.913; 1.3: 575.25; 1.4: 23.693; 1.5: 1426.5461; 1.6: 575.25; 1.7: 230.1; 1.8: 8.4594; 1.9: 1917.5; 2: 61.0669; 2.1: 97.5633; 2.2: 3768.6384; 2.3: 62.5921; 2.4: -2342.0923; 2.5: -38.899
| 2 | 88.55 | 1: 154.2347; 1.1: 1429.4835; 1.2: 1.917; 1.3: 575.575; 1.4: 23.7284; 1.5: 1429.4835; 1.6: 575.575; 1.7: 230.23; 1.8: 8.4594; 1.9: 1918.5833; 2: 61.1014; 2.1: 97.5825; 2.2: 3772.1531; 2.3: 62.6151; 2.4: -2342.6696; 2.5: -38.8867
| 2 | 88.6 | 1: 154.4649; 1.1: 1432.4249; 1.2: 1.9209; 1.3: 575.9; 1.4: 23.7638; 1.5: 1432.4249; 1.6: 575.9; 1.7: 230.36; 1.8: 8.4594; 1.9: 1919.6667; 2: 61.1359; 2.1: 97.6019; 2.2: 3775.664; 2.3: 62.638; 2.4: -2343.2391; 2.5: -38.8742
| 2 | 88.65 | 1: 154.6952; 1.1: 1435.3703; 1.2: 1.9249; 1.3: 576.225; 1.4: 23.7993; 1.5: 1435.3703; 1.6: 576.225; 1.7: 230.49; 1.8: 8.4594; 1.9: 1920.75; 2: 61.1704; 2.1: 97.6214; 2.2: 3779.1711; 2.3: 62.6608; 2.4: -2343.8008; 2.5: -38.8616
| 2 | 88.7 | 1: 154.9257; 1.1: 1438.3197; 1.2: 1.9288; 1.3: 576.55; 1.4: 23.8347; 1.5: 1438.3197; 1.6: 576.55; 1.7: 230.62; 1.8: 8.4594; 1.9: 1921.8333; 2: 61.2049; 2.1: 97.6411; 2.2: 3782.6744; 2.3: 62.6836; 2.4: -2344.3547; 2.5: -38.8488
| 2 | 88.75 | 1: 155.1563; 1.1: 1441.2731; 1.2: 1.9328; 1.3: 576.875; 1.4: 23.8702; 1.5: 1441.2731; 1.6: 576.875; 1.7: 230.75; 1.8: 8.4594; 1.9: 1922.9167; 2: 61.2394; 2.1: 97.6608; 2.2: 3786.1739; 2.3: 62.7062; 2.4: -2344.9007; 2.5: -38.836
| 2 | 88.8 | 1: 155.3872; 1.1: 1444.2305; 1.2: 1.9367; 1.3: 577.2; 1.4: 23.9057; 1.5: 1444.2305; 1.6: 577.2; 1.7: 230.88; 1.8: 8.4594; 1.9: 1924; 2: 61.2739; 2.1: 97.6807; 2.2: 3789.6694; 2.3: 62.7287; 2.4: -2345.4389; 2.5: -38.823
| 2 | 88.85 | 1: 155.6182; 1.1: 1447.1919; 1.2: 1.9407; 1.3: 577.525; 1.4: 23.9413; 1.5: 1447.1919; 1.6: 577.525; 1.7: 231.01; 1.8: 8.4594; 1.9: 1925.0833; 2: 61.3084; 2.1: 97.7007; 2.2: 3793.161; 2.3: 62.7512; 2.4: -2345.969; 2.5: -38.81
| 2 | 88.9 | 1: 155.8493; 1.1: 1450.1574; 1.2: 1.9447; 1.3: 577.85; 1.4: 23.9768; 1.5: 1450.1574; 1.6: 577.85; 1.7: 231.14; 1.8: 8.4594; 1.9: 1926.1667; 2: 61.3429; 2.1: 97.7209; 2.2: 3796.6486; 2.3: 62.7736; 2.4: -2346.4912; 2.5: -38.7968
| 2 | 88.95 | 1: 156.0807; 1.1: 1453.1268; 1.2: 1.9487; 1.3: 578.175; 1.4: 24.0124; 1.5: 1453.1268; 1.6: 578.175; 1.7: 231.27; 1.8: 8.4594; 1.9: 1927.25; 2: 61.3774; 2.1: 97.7411; 2.2: 3800.1322; 2.3: 62.7959; 2.4: -2347.0054; 2.5: -38.7834
| 2 | 89 | 1: 156.3122; 1.1: 1456.1003; 1.2: 1.9527; 1.3: 578.5; 1.4: 24.048; 1.5: 1456.1003; 1.6: 578.5; 1.7: 231.4; 1.8: 8.4594; 1.9: 1928.3333; 2: 61.4119; 2.1: 97.7615; 2.2: 3803.6117; 2.3: 62.818; 2.4: -2347.5114; 2.5: -38.77
| 2 | 89.05 | 1: 156.5439; 1.1: 1459.0778; 1.2: 1.9567; 1.3: 578.825; 1.4: 24.0837; 1.5: 1459.0778; 1.6: 578.825; 1.7: 231.53; 1.8: 8.4594; 1.9: 1929.4167; 2: 61.4464; 2.1: 97.7821; 2.2: 3807.0872; 2.3: 62.8401; 2.4: -2348.0094; 2.5: -38.7565
| 2 | 89.1 | 1: 156.7758; 1.1: 1462.0593; 1.2: 1.9607; 1.3: 579.15; 1.4: 24.1193; 1.5: 1462.0593; 1.6: 579.15; 1.7: 231.66; 1.8: 8.4594; 1.9: 1930.5; 2: 61.4809; 2.1: 97.8027; 2.2: 3810.5586; 2.3: 62.8621; 2.4: -2348.4993; 2.5: -38.7428
| 2 | 89.15 | 1: 157.0078; 1.1: 1465.0449; 1.2: 1.9647; 1.3: 579.475; 1.4: 24.155; 1.5: 1465.0449; 1.6: 579.475; 1.7: 231.79; 1.8: 8.4594; 1.9: 1931.5833; 2: 61.5154; 2.1: 97.8235; 2.2: 3814.0258; 2.3: 62.8841; 2.4: -2348.981; 2.5: -38.729
| 2 | 89.2 | 1: 157.24; 1.1: 1468.0344; 1.2: 1.9687; 1.3: 579.8; 1.4: 24.1908; 1.5: 1468.0344; 1.6: 579.8; 1.7: 231.92; 1.8: 8.4594; 1.9: 1932.6667; 2: 61.5499; 2.1: 97.8444; 2.2: 3817.4889; 2.3: 62.9059; 2.4: -2349.4545; 2.5: -38.7151
| 2 | 89.25 | 1: 157.4724; 1.1: 1471.028; 1.2: 1.9727; 1.3: 580.125; 1.4: 24.2265; 1.5: 1471.028; 1.6: 580.125; 1.7: 232.05; 1.8: 8.4594; 1.9: 1933.75; 2: 61.5844; 2.1: 97.8655; 2.2: 3820.9477; 2.3: 62.9276; 2.4: -2349.9197; 2.5: -38.7011
| 2 | 89.3 | 1: 157.7049; 1.1: 1474.0257; 1.2: 1.9767; 1.3: 580.45; 1.4: 24.2623; 1.5: 1474.0257; 1.6: 580.45; 1.7: 232.18; 1.8: 8.4594; 1.9: 1934.8333; 2: 61.6189; 2.1: 97.8867; 2.2: 3824.4023; 2.3: 62.9492; 2.4: -2350.3766; 2.5: -38.6869
| 2 | 89.35 | 1: 157.9376; 1.1: 1477.0274; 1.2: 1.9807; 1.3: 580.775; 1.4: 24.2981; 1.5: 1477.0274; 1.6: 580.775; 1.7: 232.31; 1.8: 8.4594; 1.9: 1935.9167; 2: 61.6534; 2.1: 97.908; 2.2: 3827.8526; 2.3: 62.9708; 2.4: -2350.8252; 2.5: -38.6727
| 2 | 89.4 | 1: 158.1705; 1.1: 1480.0331; 1.2: 1.9848; 1.3: 581.1; 1.4: 24.3339; 1.5: 1480.0331; 1.6: 581.1; 1.7: 232.44; 1.8: 8.4594; 1.9: 1937; 2: 61.6879; 2.1: 97.9294; 2.2: 3831.2986; 2.3: 62.9922; 2.4: -2351.2655; 2.5: -38.6583
| 2 | 89.45 | 1: 158.4036; 1.1: 1483.0429; 1.2: 1.9888; 1.3: 581.425; 1.4: 24.3698; 1.5: 1483.0429; 1.6: 581.425; 1.7: 232.57; 1.8: 8.4594; 1.9: 1938.0833; 2: 61.7224; 2.1: 97.951; 2.2: 3834.7402; 2.3: 63.0135; 2.4: -2351.6973; 2.5: -38.6438
| 2 | 89.5 | 1: 158.6368; 1.1: 1486.0567; 1.2: 1.9928; 1.3: 581.75; 1.4: 24.4057; 1.5: 1486.0567; 1.6: 581.75; 1.7: 232.7; 1.8: 8.4594; 1.9: 1939.1667; 2: 61.7569; 2.1: 97.9727; 2.2: 3838.1774; 2.3: 63.0348; 2.4: -2352.1207; 2.5: -38.6291
| 2 | 89.55 | 1: 158.8702; 1.1: 1489.0746; 1.2: 1.9969; 1.3: 582.075; 1.4: 24.4416; 1.5: 1489.0746; 1.6: 582.075; 1.7: 232.83; 1.8: 8.4594; 1.9: 1940.25; 2: 61.7914; 2.1: 97.9946; 2.2: 3841.6102; 2.3: 63.0559; 2.4: -2352.5357; 2.5: -38.6144
| 2 | 89.6 | 1: 159.1038; 1.1: 1492.0965; 1.2: 2.0009; 1.3: 582.4; 1.4: 24.4775; 1.5: 1492.0965; 1.6: 582.4; 1.7: 232.96; 1.8: 8.4594; 1.9: 1941.3333; 2: 61.8259; 2.1: 98.0166; 2.2: 3845.0386; 2.3: 63.077; 2.4: -2352.9421; 2.5: -38.5995
| 2 | 89.65 | 1: 159.3375; 1.1: 1495.1224; 1.2: 2.005; 1.3: 582.725; 1.4: 24.5135; 1.5: 1495.1224; 1.6: 582.725; 1.7: 233.09; 1.8: 8.4594; 1.9: 1942.4167; 2: 61.8604; 2.1: 98.0387; 2.2: 3848.4624; 2.3: 63.0979; 2.4: -2353.3399; 2.5: -38.5845
| 2 | 89.7 | 1: 159.5714; 1.1: 1498.1525; 1.2: 2.0091; 1.3: 583.05; 1.4: 24.5495; 1.5: 1498.1525; 1.6: 583.05; 1.7: 233.22; 1.8: 8.4594; 1.9: 1943.5; 2: 61.8949; 2.1: 98.061; 2.2: 3851.8817; 2.3: 63.1188; 2.4: -2353.7292; 2.5: -38.5693
| 2 | 89.75 | 1: 159.8055; 1.1: 1501.1866; 1.2: 2.0131; 1.3: 583.375; 1.4: 24.5855; 1.5: 1501.1866; 1.6: 583.375; 1.7: 233.35; 1.8: 8.4594; 1.9: 1944.5833; 2: 61.9294; 2.1: 98.0834; 2.2: 3855.2964; 2.3: 63.1396; 2.4: -2354.1098; 2.5: -38.5541
| 2 | 89.8 | 1: 160.0398; 1.1: 1504.2247; 1.2: 2.0172; 1.3: 583.7; 1.4: 24.6215; 1.5: 1504.2247; 1.6: 583.7; 1.7: 233.48; 1.8: 8.4594; 1.9: 1945.6667; 2: 61.9639; 2.1: 98.1059; 2.2: 3858.7065; 2.3: 63.1602; 2.4: -2354.4818; 2.5: -38.5387
| 2 | 89.85 | 1: 160.2742; 1.1: 1507.2669; 1.2: 2.0213; 1.3: 584.025; 1.4: 24.6576; 1.5: 1507.2669; 1.6: 584.025; 1.7: 233.61; 1.8: 8.4594; 1.9: 1946.75; 2: 61.9984; 2.1: 98.1286; 2.2: 3862.112; 2.3: 63.1808; 2.4: -2354.845; 2.5: -38.5232
| 2 | 89.9 | 1: 160.5088; 1.1: 1510.3132; 1.2: 2.0254; 1.3: 584.35; 1.4: 24.6937; 1.5: 1510.3132; 1.6: 584.35; 1.7: 233.74; 1.8: 8.4594; 1.9: 1947.8333; 2: 62.0329; 2.1: 98.1514; 2.2: 3865.5128; 2.3: 63.2013; 2.4: -2355.1995; 2.5: -38.5076
| 2 | 89.95 | 1: 160.7436; 1.1: 1513.3636; 1.2: 2.0295; 1.3: 584.675; 1.4: 24.7298; 1.5: 1513.3636; 1.6: 584.675; 1.7: 233.87; 1.8: 8.4594; 1.9: 1948.9167; 2: 62.0674; 2.1: 98.1744; 2.2: 3868.9088; 2.3: 63.2216; 2.4: -2355.5452; 2.5: -38.4918
| 2 | 90 | 1: 160.9786; 1.1: 1516.418; 1.2: 2.0336; 1.3: 585; 1.4: 24.7659; 1.5: 1516.418; 1.6: 585; 1.7: 234; 1.8: 8.4594; 1.9: 1950; 2: 62.1019; 2.1: 98.1975; 2.2: 3872.3001; 2.3: 63.2419; 2.4: -2355.8821; 2.5: -38.4759
| 2 | 90.05 | 1: 161.2137; 1.1: 1519.4765; 1.2: 2.0377; 1.3: 585.325; 1.4: 24.8021; 1.5: 1519.4765; 1.6: 585.325; 1.7: 234.13; 1.8: 8.4594; 1.9: 1951.0833; 2: 62.1364; 2.1: 98.2207; 2.2: 3875.6867; 2.3: 63.262; 2.4: -2356.2101; 2.5: -38.4599
| 2 | 90.1 | 1: 161.449; 1.1: 1522.5391; 1.2: 2.0418; 1.3: 585.65; 1.4: 24.8383; 1.5: 1522.5391; 1.6: 585.65; 1.7: 234.26; 1.8: 8.4594; 1.9: 1952.1667; 2: 62.1709; 2.1: 98.2441; 2.2: 3879.0684; 2.3: 63.2821; 2.4: -2356.5292; 2.5: -38.4438
| 2 | 90.15 | 1: 161.6844; 1.1: 1525.6058; 1.2: 2.0459; 1.3: 585.975; 1.4: 24.8745; 1.5: 1525.6058; 1.6: 585.975; 1.7: 234.39; 1.8: 8.4594; 1.9: 1953.25; 2: 62.2054; 2.1: 98.2676; 2.2: 3882.4452; 2.3: 63.3021; 2.4: -2356.8394; 2.5: -38.4275
| 2 | 90.2 | 1: 161.9201; 1.1: 1528.6765; 1.2: 2.05; 1.3: 586.3; 1.4: 24.9108; 1.5: 1528.6765; 1.6: 586.3; 1.7: 234.52; 1.8: 8.4594; 1.9: 1954.3333; 2: 62.2399; 2.1: 98.2913; 2.2: 3885.8171; 2.3: 63.3219; 2.4: -2357.1406; 2.5: -38.4111
| 2 | 90.25 | 1: 162.1559; 1.1: 1531.7514; 1.2: 2.0541; 1.3: 586.625; 1.4: 24.9471; 1.5: 1531.7514; 1.6: 586.625; 1.7: 234.65; 1.8: 8.4594; 1.9: 1955.4167; 2: 62.2744; 2.1: 98.3151; 2.2: 3889.1841; 2.3: 63.3417; 2.4: -2357.4327; 2.5: -38.3946
| 2 | 90.3 | 1: 162.3918; 1.1: 1534.8303; 1.2: 2.0582; 1.3: 586.95; 1.4: 24.9834; 1.5: 1534.8303; 1.6: 586.95; 1.7: 234.78; 1.8: 8.4594; 1.9: 1956.5; 2: 62.3089; 2.1: 98.339; 2.2: 3892.5461; 2.3: 63.3613; 2.4: -2357.7158; 2.5: -38.378
| 2 | 90.35 | 1: 162.628; 1.1: 1537.9133; 1.2: 2.0624; 1.3: 587.275; 1.4: 25.0197; 1.5: 1537.9133; 1.6: 587.275; 1.7: 234.91; 1.8: 8.4594; 1.9: 1957.5833; 2: 62.3434; 2.1: 98.3631; 2.2: 3895.9031; 2.3: 63.3809; 2.4: -2357.9898; 2.5: -38.3612
| 2 | 90.4 | 1: 162.8643; 1.1: 1541.0005; 1.2: 2.0665; 1.3: 587.6; 1.4: 25.056; 1.5: 1541.0005; 1.6: 587.6; 1.7: 235.04; 1.8: 8.4594; 1.9: 1958.6667; 2: 62.3779; 2.1: 98.3874; 2.2: 3899.255; 2.3: 63.4003; 2.4: -2358.2546; 2.5: -38.3443
| 2 | 90.45 | 1: 163.1008; 1.1: 1544.0917; 1.2: 2.0707; 1.3: 587.925; 1.4: 25.0924; 1.5: 1544.0917; 1.6: 587.925; 1.7: 235.17; 1.8: 8.4594; 1.9: 1959.75; 2: 62.4124; 2.1: 98.4118; 2.2: 3902.6019; 2.3: 63.4197; 2.4: -2358.5102; 2.5: -38.3272
| 2 | 90.5 | 1: 163.3375; 1.1: 1547.187; 1.2: 2.0748; 1.3: 588.25; 1.4: 25.1288; 1.5: 1547.187; 1.6: 588.25; 1.7: 235.3; 1.8: 8.4594; 1.9: 1960.8333; 2: 62.4469; 2.1: 98.4363; 2.2: 3905.9436; 2.3: 63.4389; 2.4: -2358.7566; 2.5: -38.3101
| 2 | 90.55 | 1: 163.5743; 1.1: 1550.2864; 1.2: 2.079; 1.3: 588.575; 1.4: 25.1653; 1.5: 1550.2864; 1.6: 588.575; 1.7: 235.43; 1.8: 8.4594; 1.9: 1961.9167; 2: 62.4814; 2.1: 98.461; 2.2: 3909.2802; 2.3: 63.458; 2.4: -2358.9938; 2.5: -38.2928
| 2 | 90.6 | 1: 163.8113; 1.1: 1553.3899; 1.2: 2.0831; 1.3: 588.9; 1.4: 25.2017; 1.5: 1553.3899; 1.6: 588.9; 1.7: 235.56; 1.8: 8.4594; 1.9: 1963; 2: 62.5159; 2.1: 98.4859; 2.2: 3912.6115; 2.3: 63.4771; 2.4: -2359.2216; 2.5: -38.2753
| 2 | 90.65 | 1: 164.0485; 1.1: 1556.4976; 1.2: 2.0873; 1.3: 589.225; 1.4: 25.2382; 1.5: 1556.4976; 1.6: 589.225; 1.7: 235.69; 1.8: 8.4594; 1.9: 1964.0833; 2: 62.5504; 2.1: 98.5108; 2.2: 3915.9377; 2.3: 63.496; 2.4: -2359.4401; 2.5: -38.2577
| 2 | 90.7 | 1: 164.2858; 1.1: 1559.6093; 1.2: 2.0915; 1.3: 589.55; 1.4: 25.2747; 1.5: 1559.6093; 1.6: 589.55; 1.7: 235.82; 1.8: 8.4594; 1.9: 1965.1667; 2: 62.5849; 2.1: 98.536; 2.2: 3919.2585; 2.3: 63.5148; 2.4: -2359.6492; 2.5: -38.24
| 2 | 90.75 | 1: 164.5234; 1.1: 1562.7252; 1.2: 2.0956; 1.3: 589.875; 1.4: 25.3113; 1.5: 1562.7252; 1.6: 589.875; 1.7: 235.95; 1.8: 8.4594; 1.9: 1966.25; 2: 62.6194; 2.1: 98.5613; 2.2: 3922.574; 2.3: 63.5335; 2.4: -2359.8489; 2.5: -38.2222
| 2 | 90.8 | 1: 164.7611; 1.1: 1565.8452; 1.2: 2.0998; 1.3: 590.2; 1.4: 25.3479; 1.5: 1565.8452; 1.6: 590.2; 1.7: 236.08; 1.8: 8.4594; 1.9: 1967.3333; 2: 62.6539; 2.1: 98.5867; 2.2: 3925.8842; 2.3: 63.5521; 2.4: -2360.0391; 2.5: -38.2042
| 2 | 90.85 | 1: 164.9989; 1.1: 1568.9692; 1.2: 2.104; 1.3: 590.525; 1.4: 25.3844; 1.5: 1568.9692; 1.6: 590.525; 1.7: 236.21; 1.8: 8.4594; 1.9: 1968.4167; 2: 62.6884; 2.1: 98.6123; 2.2: 3929.189; 2.3: 63.5706; 2.4: -2360.2198; 2.5: -38.1861
| 2 | 90.9 | 1: 165.237; 1.1: 1572.0975; 1.2: 2.1082; 1.3: 590.85; 1.4: 25.4211; 1.5: 1572.0975; 1.6: 590.85; 1.7: 236.34; 1.8: 8.4594; 1.9: 1969.5; 2: 62.7229; 2.1: 98.6381; 2.2: 3932.4884; 2.3: 63.589; 2.4: -2360.3909; 2.5: -38.1679
| 2 | 90.95 | 1: 165.4752; 1.1: 1575.2298; 1.2: 2.1124; 1.3: 591.175; 1.4: 25.4577; 1.5: 1575.2298; 1.6: 591.175; 1.7: 236.47; 1.8: 8.4594; 1.9: 1970.5833; 2: 62.7574; 2.1: 98.664; 2.2: 3935.7823; 2.3: 63.6072; 2.4: -2360.5524; 2.5: -38.1495
| 2 | 91 | 1: 165.7135; 1.1: 1578.3663; 1.2: 2.1166; 1.3: 591.5; 1.4: 25.4944; 1.5: 1578.3663; 1.6: 591.5; 1.7: 236.6; 1.8: 8.4594; 1.9: 1971.6667; 2: 62.7919; 2.1: 98.69; 2.2: 3939.0706; 2.3: 63.6254; 2.4: -2360.7044; 2.5: -38.131
| 2 | 91.05 | 1: 165.9521; 1.1: 1581.5069; 1.2: 2.1208; 1.3: 591.825; 1.4: 25.5311; 1.5: 1581.5069; 1.6: 591.825; 1.7: 236.73; 1.8: 8.4594; 1.9: 1972.75; 2: 62.8264; 2.1: 98.7162; 2.2: 3942.3535; 2.3: 63.6435; 2.4: -2360.8466; 2.5: -38.1124
| 2 | 91.1 | 1: 166.1908; 1.1: 1584.6516; 1.2: 2.1251; 1.3: 592.15; 1.4: 25.5678; 1.5: 1584.6516; 1.6: 592.15; 1.7: 236.86; 1.8: 8.4594; 1.9: 1973.8333; 2: 62.8609; 2.1: 98.7426; 2.2: 3945.6307; 2.3: 63.6614; 2.4: -2360.9791; 2.5: -38.0936
| 2 | 91.15 | 1: 166.4297; 1.1: 1587.8005; 1.2: 2.1293; 1.3: 592.475; 1.4: 25.6046; 1.5: 1587.8005; 1.6: 592.475; 1.7: 236.99; 1.8: 8.4594; 1.9: 1974.9167; 2: 62.8954; 2.1: 98.7691; 2.2: 3948.9024; 2.3: 63.6793; 2.4: -2361.1019; 2.5: -38.0747
| 2 | 91.2 | 1: 166.6688; 1.1: 1590.9535; 1.2: 2.1335; 1.3: 592.8; 1.4: 25.6414; 1.5: 1590.9535; 1.6: 592.8; 1.7: 237.12; 1.8: 8.4594; 1.9: 1976; 2: 62.9299; 2.1: 98.7958; 2.2: 3952.1684; 2.3: 63.697; 2.4: -2361.2149; 2.5: -38.0556
| 2 | 91.25 | 1: 166.908; 1.1: 1594.1106; 1.2: 2.1377; 1.3: 593.125; 1.4: 25.6782; 1.5: 1594.1106; 1.6: 593.125; 1.7: 237.25; 1.8: 8.4594; 1.9: 1977.0833; 2: 62.9644; 2.1: 98.8226; 2.2: 3955.4286; 2.3: 63.7146; 2.4: -2361.318; 2.5: -38.0364
| 2 | 91.3 | 1: 167.1474; 1.1: 1597.2719; 1.2: 2.142; 1.3: 593.45; 1.4: 25.715; 1.5: 1597.2719; 1.6: 593.45; 1.7: 237.38; 1.8: 8.4594; 1.9: 1978.1667; 2: 62.9989; 2.1: 98.8496; 2.2: 3958.6832; 2.3: 63.7321; 2.4: -2361.4112; 2.5: -38.0171
| 2 | 91.35 | 1: 167.387; 1.1: 1600.4374; 1.2: 2.1462; 1.3: 593.775; 1.4: 25.7518; 1.5: 1600.4374; 1.6: 593.775; 1.7: 237.51; 1.8: 8.4594; 1.9: 1979.25; 2: 63.0334; 2.1: 98.8768; 2.2: 3961.9319; 2.3: 63.7495; 2.4: -2361.4946; 2.5: -37.9976
| 2 | 91.4 | 1: 167.6268; 1.1: 1603.607; 1.2: 2.1505; 1.3: 594.1; 1.4: 25.7887; 1.5: 1603.607; 1.6: 594.1; 1.7: 237.64; 1.8: 8.4594; 1.9: 1980.3333; 2: 63.0679; 2.1: 98.9041; 2.2: 3965.1749; 2.3: 63.7668; 2.4: -2361.5679; 2.5: -37.978
| 2 | 91.45 | 1: 167.8667; 1.1: 1606.7807; 1.2: 2.1547; 1.3: 594.425; 1.4: 25.8256; 1.5: 1606.7807; 1.6: 594.425; 1.7: 237.77; 1.8: 8.4594; 1.9: 1981.4167; 2: 63.1024; 2.1: 98.9316; 2.2: 3968.412; 2.3: 63.7839; 2.4: -2361.6313; 2.5: -37.9583
| 2 | 91.5 | 1: 168.1068; 1.1: 1609.9586; 1.2: 2.159; 1.3: 594.75; 1.4: 25.8626; 1.5: 1609.9586; 1.6: 594.75; 1.7: 237.9; 1.8: 8.4594; 1.9: 1982.5; 2: 63.1369; 2.1: 98.9592; 2.2: 3971.6432; 2.3: 63.801; 2.4: -2361.6846; 2.5: -37.9384
| 2 | 91.55 | 1: 168.347; 1.1: 1613.1407; 1.2: 2.1633; 1.3: 595.075; 1.4: 25.8995; 1.5: 1613.1407; 1.6: 595.075; 1.7: 238.03; 1.8: 8.4594; 1.9: 1983.5833; 2: 63.1714; 2.1: 98.987; 2.2: 3974.8685; 2.3: 63.8179; 2.4: -2361.7278; 2.5: -37.9184
| 2 | 91.6 | 1: 168.5875; 1.1: 1616.3269; 1.2: 2.1675; 1.3: 595.4; 1.4: 25.9365; 1.5: 1616.3269; 1.6: 595.4; 1.7: 238.16; 1.8: 8.4594; 1.9: 1984.6667; 2: 63.2059; 2.1: 99.015; 2.2: 3978.0878; 2.3: 63.8347; 2.4: -2361.7609; 2.5: -37.8982
| 2 | 91.65 | 1: 168.8281; 1.1: 1619.5172; 1.2: 2.1718; 1.3: 595.725; 1.4: 25.9736; 1.5: 1619.5172; 1.6: 595.725; 1.7: 238.29; 1.8: 8.4594; 1.9: 1985.75; 2: 63.2404; 2.1: 99.0431; 2.2: 3981.301; 2.3: 63.8515; 2.4: -2361.7838; 2.5: -37.8779
| 2 | 91.7 | 1: 169.0689; 1.1: 1622.7118; 1.2: 2.1761; 1.3: 596.05; 1.4: 26.0106; 1.5: 1622.7118; 1.6: 596.05; 1.7: 238.42; 1.8: 8.4594; 1.9: 1986.8333; 2: 63.2749; 2.1: 99.0714; 2.2: 3984.5083; 2.3: 63.868; 2.4: -2361.7965; 2.5: -37.8575
| 2 | 91.75 | 1: 169.3098; 1.1: 1625.9105; 1.2: 2.1804; 1.3: 596.375; 1.4: 26.0477; 1.5: 1625.9105; 1.6: 596.375; 1.7: 238.55; 1.8: 8.4594; 1.9: 1987.9167; 2: 63.3094; 2.1: 99.0998; 2.2: 3987.7094; 2.3: 63.8845; 2.4: -2361.7989; 2.5: -37.8369
| 2 | 91.8 | 1: 169.551; 1.1: 1629.1134; 1.2: 2.1847; 1.3: 596.7; 1.4: 26.0848; 1.5: 1629.1134; 1.6: 596.7; 1.7: 238.68; 1.8: 8.4594; 1.9: 1989; 2: 63.3439; 2.1: 99.1284; 2.2: 3990.9044; 2.3: 63.9009; 2.4: -2361.7911; 2.5: -37.8161
| 2 | 91.85 | 1: 169.7922; 1.1: 1632.3204; 1.2: 2.189; 1.3: 597.025; 1.4: 26.1219; 1.5: 1632.3204; 1.6: 597.025; 1.7: 238.81; 1.8: 8.4594; 1.9: 1990.0833; 2: 63.3785; 2.1: 99.1572; 2.2: 3994.0933; 2.3: 63.9171; 2.4: -2361.7729; 2.5: -37.7952
| 2 | 91.9 | 1: 170.0337; 1.1: 1635.5316; 1.2: 2.1933; 1.3: 597.35; 1.4: 26.159; 1.5: 1635.5316; 1.6: 597.35; 1.7: 238.94; 1.8: 8.4594; 1.9: 1991.1667; 2: 63.413; 2.1: 99.1862; 2.2: 3997.2759; 2.3: 63.9333; 2.4: -2361.7443; 2.5: -37.7742
| 2 | 91.95 | 1: 170.2754; 1.1: 1638.747; 1.2: 2.1976; 1.3: 597.675; 1.4: 26.1962; 1.5: 1638.747; 1.6: 597.675; 1.7: 239.07; 1.8: 8.4594; 1.9: 1992.25; 2: 63.4475; 2.1: 99.2153; 2.2: 4000.4523; 2.3: 63.9493; 2.4: -2361.7053; 2.5: -37.7531
| 2 | 92 | 1: 170.5172; 1.1: 1641.9666; 1.2: 2.2019; 1.3: 598; 1.4: 26.2334; 1.5: 1641.9666; 1.6: 598; 1.7: 239.2; 1.8: 8.4594; 1.9: 1993.3333; 2: 63.482; 2.1: 99.2446; 2.2: 4003.6224; 2.3: 63.9652; 2.4: -2361.6558; 2.5: -37.7318
| 2 | 92.05 | 1: 170.7591; 1.1: 1645.1904; 1.2: 2.2062; 1.3: 598.325; 1.4: 26.2706; 1.5: 1645.1904; 1.6: 598.325; 1.7: 239.33; 1.8: 8.4594; 1.9: 1994.4167; 2: 63.5165; 2.1: 99.274; 2.2: 4006.7862; 2.3: 63.9809; 2.4: -2361.5958; 2.5: -37.7103
| 2 | 92.1 | 1: 171.0013; 1.1: 1648.4184; 1.2: 2.2106; 1.3: 598.65; 1.4: 26.3079; 1.5: 1648.4184; 1.6: 598.65; 1.7: 239.46; 1.8: 8.4594; 1.9: 1995.5; 2: 63.551; 2.1: 99.3036; 2.2: 4009.9436; 2.3: 63.9966; 2.4: -2361.5252; 2.5: -37.6887
| 2 | 92.15 | 1: 171.2436; 1.1: 1651.6505; 1.2: 2.2149; 1.3: 598.975; 1.4: 26.3452; 1.5: 1651.6505; 1.6: 598.975; 1.7: 239.59; 1.8: 8.4594; 1.9: 1996.5833; 2: 63.5855; 2.1: 99.3334; 2.2: 4013.0946; 2.3: 64.0121; 2.4: -2361.4441; 2.5: -37.667
| 2 | 92.2 | 1: 171.4861; 1.1: 1654.8868; 1.2: 2.2192; 1.3: 599.3; 1.4: 26.3825; 1.5: 1654.8868; 1.6: 599.3; 1.7: 239.72; 1.8: 8.4594; 1.9: 1997.6667; 2: 63.62; 2.1: 99.3634; 2.2: 4016.2392; 2.3: 64.0276; 2.4: -2361.3523; 2.5: -37.6451
| 2 | 92.25 | 1: 171.7288; 1.1: 1658.1274; 1.2: 2.2236; 1.3: 599.625; 1.4: 26.4198; 1.5: 1658.1274; 1.6: 599.625; 1.7: 239.85; 1.8: 8.4594; 1.9: 1998.75; 2: 63.6545; 2.1: 99.3935; 2.2: 4019.3772; 2.3: 64.0428; 2.4: -2361.2498; 2.5: -37.623
| 2 | 92.3 | 1: 171.9716; 1.1: 1661.3721; 1.2: 2.2279; 1.3: 599.95; 1.4: 26.4572; 1.5: 1661.3721; 1.6: 599.95; 1.7: 239.98; 1.8: 8.4594; 1.9: 1999.8333; 2: 63.689; 2.1: 99.4239; 2.2: 4022.5087; 2.3: 64.058; 2.4: -2361.1366; 2.5: -37.6009
| 2 | 92.35 | 1: 172.2146; 1.1: 1664.621; 1.2: 2.2323; 1.3: 600.275; 1.4: 26.4946; 1.5: 1664.621; 1.6: 600.275; 1.7: 240.11; 1.8: 8.4594; 1.9: 2000.9167; 2: 63.7235; 2.1: 99.4543; 2.2: 4025.6337; 2.3: 64.0731; 2.4: -2361.0127; 2.5: -37.5785
| 2 | 92.4 | 1: 172.4578; 1.1: 1667.8742; 1.2: 2.2367; 1.3: 600.6; 1.4: 26.532; 1.5: 1667.8742; 1.6: 600.6; 1.7: 240.24; 1.8: 8.4594; 1.9: 2002; 2: 63.758; 2.1: 99.485; 2.2: 4028.7521; 2.3: 64.088; 2.4: -2360.8779; 2.5: -37.556
| 2 | 92.45 | 1: 172.7012; 1.1: 1671.1315; 1.2: 2.241; 1.3: 600.925; 1.4: 26.5694; 1.5: 1671.1315; 1.6: 600.925; 1.7: 240.37; 1.8: 8.4594; 1.9: 2003.0833; 2: 63.7925; 2.1: 99.5158; 2.2: 4031.8638; 2.3: 64.1028; 2.4: -2360.7322; 2.5: -37.5334
| 2 | 92.5 | 1: 172.9447; 1.1: 1674.3931; 1.2: 2.2454; 1.3: 601.25; 1.4: 26.6069; 1.5: 1674.3931; 1.6: 601.25; 1.7: 240.5; 1.8: 8.4594; 1.9: 2004.1667; 2: 63.827; 2.1: 99.5468; 2.2: 4034.9688; 2.3: 64.1175; 2.4: -2360.5757; 2.5: -37.5106
| 2 | 92.55 | 1: 173.1884; 1.1: 1677.6588; 1.2: 2.2498; 1.3: 601.575; 1.4: 26.6444; 1.5: 1677.6588; 1.6: 601.575; 1.7: 240.63; 1.8: 8.4594; 1.9: 2005.25; 2: 63.8615; 2.1: 99.578; 2.2: 4038.0671; 2.3: 64.1321; 2.4: -2360.4082; 2.5: -37.4877
| 2 | 92.6 | 1: 173.4323; 1.1: 1680.9288; 1.2: 2.2542; 1.3: 601.9; 1.4: 26.6819; 1.5: 1680.9288; 1.6: 601.9; 1.7: 240.76; 1.8: 8.4594; 1.9: 2006.3333; 2: 63.896; 2.1: 99.6094; 2.2: 4041.1586; 2.3: 64.1465; 2.4: -2360.2298; 2.5: -37.4646
| 2 | 92.65 | 1: 173.6763; 1.1: 1684.203; 1.2: 2.2586; 1.3: 602.225; 1.4: 26.7194; 1.5: 1684.203; 1.6: 602.225; 1.7: 240.89; 1.8: 8.4594; 1.9: 2007.4167; 2: 63.9305; 2.1: 99.6409; 2.2: 4044.2433; 2.3: 64.1608; 2.4: -2360.0403; 2.5: -37.4414
| 2 | 92.7 | 1: 173.9205; 1.1: 1687.4814; 1.2: 2.2629; 1.3: 602.55; 1.4: 26.757; 1.5: 1687.4814; 1.6: 602.55; 1.7: 241.02; 1.8: 8.4594; 1.9: 2008.5; 2: 63.965; 2.1: 99.6727; 2.2: 4047.3211; 2.3: 64.175; 2.4: -2359.8397; 2.5: -37.418
| 2 | 92.75 | 1: 174.1649; 1.1: 1690.764; 1.2: 2.2674; 1.3: 602.875; 1.4: 26.7946; 1.5: 1690.764; 1.6: 602.875; 1.7: 241.15; 1.8: 8.4594; 1.9: 2009.5833; 2: 63.9995; 2.1: 99.7045; 2.2: 4050.3921; 2.3: 64.1891; 2.4: -2359.628; 2.5: -37.3945
| 2 | 92.8 | 1: 174.4095; 1.1: 1694.0509; 1.2: 2.2718; 1.3: 603.2; 1.4: 26.8322; 1.5: 1694.0509; 1.6: 603.2; 1.7: 241.28; 1.8: 8.4594; 1.9: 2010.6667; 2: 64.034; 2.1: 99.7366; 2.2: 4053.4561; 2.3: 64.2031; 2.4: -2359.4052; 2.5: -37.3708
| 2 | 92.85 | 1: 174.6542; 1.1: 1697.342; 1.2: 2.2762; 1.3: 603.525; 1.4: 26.8699; 1.5: 1697.342; 1.6: 603.525; 1.7: 241.41; 1.8: 8.4594; 1.9: 2011.75; 2: 64.0685; 2.1: 99.7689; 2.2: 4056.5131; 2.3: 64.2169; 2.4: -2359.1712; 2.5: -37.347
| 2 | 92.9 | 1: 174.8991; 1.1: 1700.6373; 1.2: 2.2806; 1.3: 603.85; 1.4: 26.9076; 1.5: 1700.6373; 1.6: 603.85; 1.7: 241.54; 1.8: 8.4594; 1.9: 2012.8333; 2: 64.103; 2.1: 99.8013; 2.2: 4059.5632; 2.3: 64.2306; 2.4: -2358.9259; 2.5: -37.323
| 2 | 92.95 | 1: 175.1442; 1.1: 1703.9368; 1.2: 2.285; 1.3: 604.175; 1.4: 26.9453; 1.5: 1703.9368; 1.6: 604.175; 1.7: 241.67; 1.8: 8.4594; 1.9: 2013.9167; 2: 64.1375; 2.1: 99.834; 2.2: 4062.6061; 2.3: 64.2441; 2.4: -2358.6693; 2.5: -37.2989
| 2 | 93 | 1: 175.3894; 1.1: 1707.2406; 1.2: 2.2894; 1.3: 604.5; 1.4: 26.983; 1.5: 1707.2406; 1.6: 604.5; 1.7: 241.8; 1.8: 8.4594; 1.9: 2015; 2: 64.172; 2.1: 99.8668; 2.2: 4065.642; 2.3: 64.2576; 2.4: -2358.4014; 2.5: -37.2746
| 2 | 93.05 | 1: 175.6348; 1.1: 1710.5486; 1.2: 2.2939; 1.3: 604.825; 1.4: 27.0207; 1.5: 1710.5486; 1.6: 604.825; 1.7: 241.93; 1.8: 8.4594; 1.9: 2016.0833; 2: 64.2065; 2.1: 99.8998; 2.2: 4068.6708; 2.3: 64.2709; 2.4: -2358.1221; 2.5: -37.2502
| 2 | 93.1 | 1: 175.8804; 1.1: 1713.8609; 1.2: 2.2983; 1.3: 605.15; 1.4: 27.0585; 1.5: 1713.8609; 1.6: 605.15; 1.7: 242.06; 1.8: 8.4594; 1.9: 2017.1667; 2: 64.241; 2.1: 99.9329; 2.2: 4071.6923; 2.3: 64.2841; 2.4: -2357.8314; 2.5: -37.2256
| 2 | 93.15 | 1: 176.1262; 1.1: 1717.1774; 1.2: 2.3028; 1.3: 605.475; 1.4: 27.0963; 1.5: 1717.1774; 1.6: 605.475; 1.7: 242.19; 1.8: 8.4594; 1.9: 2018.25; 2: 64.2755; 2.1: 99.9663; 2.2: 4074.7066; 2.3: 64.2972; 2.4: -2357.5292; 2.5: -37.2008
| 2 | 93.2 | 1: 176.3721; 1.1: 1720.4982; 1.2: 2.3072; 1.3: 605.8; 1.4: 27.1342; 1.5: 1720.4982; 1.6: 605.8; 1.7: 242.32; 1.8: 8.4594; 1.9: 2019.3333; 2: 64.31; 2.1: 99.9998; 2.2: 4077.7137; 2.3: 64.3101; 2.4: -2357.2156; 2.5: -37.1759
| 2 | 93.25 | 1: 176.6182; 1.1: 1723.8232; 1.2: 2.3117; 1.3: 606.125; 1.4: 27.172; 1.5: 1723.8232; 1.6: 606.125; 1.7: 242.45; 1.8: 8.4594; 1.9: 2020.4167; 2: 64.3445; 2.1: 100.0336; 2.2: 4080.7135; 2.3: 64.3229; 2.4: -2356.8903; 2.5: -37.1509
| 2 | 93.3 | 1: 176.8645; 1.1: 1727.1524; 1.2: 2.3161; 1.3: 606.45; 1.4: 27.2099; 1.5: 1727.1524; 1.6: 606.45; 1.7: 242.58; 1.8: 8.4594; 1.9: 2021.5; 2: 64.379; 2.1: 100.0675; 2.2: 4083.7059; 2.3: 64.3356; 2.4: -2356.5535; 2.5: -37.1256
| 2 | 93.35 | 1: 177.1109; 1.1: 1730.4859; 1.2: 2.3206; 1.3: 606.775; 1.4: 27.2478; 1.5: 1730.4859; 1.6: 606.775; 1.7: 242.71; 1.8: 8.4594; 1.9: 2022.5833; 2: 64.4135; 2.1: 100.1016; 2.2: 4086.6909; 2.3: 64.3481; 2.4: -2356.205; 2.5: -37.1003
| 2 | 93.4 | 1: 177.3575; 1.1: 1733.8237; 1.2: 2.3251; 1.3: 607.1; 1.4: 27.2858; 1.5: 1733.8237; 1.6: 607.1; 1.7: 242.84; 1.8: 8.4594; 1.9: 2023.6667; 2: 64.448; 2.1: 100.1359; 2.2: 4089.6686; 2.3: 64.3605; 2.4: -2355.8449; 2.5: -37.0747
| 2 | 93.45 | 1: 177.6043; 1.1: 1737.1657; 1.2: 2.3296; 1.3: 607.425; 1.4: 27.3237; 1.5: 1737.1657; 1.6: 607.425; 1.7: 242.97; 1.8: 8.4594; 1.9: 2024.75; 2: 64.4825; 2.1: 100.1704; 2.2: 4092.6387; 2.3: 64.3728; 2.4: -2355.473; 2.5: -37.0491
| 2 | 93.5 | 1: 177.8513; 1.1: 1740.512; 1.2: 2.3341; 1.3: 607.75; 1.4: 27.3617; 1.5: 1740.512; 1.6: 607.75; 1.7: 243.1; 1.8: 8.4594; 1.9: 2025.8333; 2: 64.517; 2.1: 100.2051; 2.2: 4095.6013; 2.3: 64.3849; 2.4: -2355.0894; 2.5: -37.0232
| 2 | 93.55 | 1: 178.0984; 1.1: 1743.8625; 1.2: 2.3386; 1.3: 608.075; 1.4: 27.3998; 1.5: 1743.8625; 1.6: 608.075; 1.7: 243.23; 1.8: 8.4594; 1.9: 2026.9167; 2: 64.5515; 2.1: 100.24; 2.2: 4098.5564; 2.3: 64.397; 2.4: -2354.6939; 2.5: -36.9972
| 2 | 93.6 | 1: 178.3457; 1.1: 1747.2173; 1.2: 2.3431; 1.3: 608.4; 1.4: 27.4378; 1.5: 1747.2173; 1.6: 608.4; 1.7: 243.36; 1.8: 8.4594; 1.9: 2028; 2: 64.586; 2.1: 100.275; 2.2: 4101.5039; 2.3: 64.4088; 2.4: -2354.2866; 2.5: -36.971
| 2 | 93.65 | 1: 178.5932; 1.1: 1750.5764; 1.2: 2.3476; 1.3: 608.725; 1.4: 27.4759; 1.5: 1750.5764; 1.6: 608.725; 1.7: 243.49; 1.8: 8.4594; 1.9: 2029.0833; 2: 64.6205; 2.1: 100.3103; 2.2: 4104.4438; 2.3: 64.4206; 2.4: -2353.8673; 2.5: -36.9447
| 2 | 93.7 | 1: 178.8408; 1.1: 1753.9398; 1.2: 2.3521; 1.3: 609.05; 1.4: 27.514; 1.5: 1753.9398; 1.6: 609.05; 1.7: 243.62; 1.8: 8.4594; 1.9: 2030.1667; 2: 64.655; 2.1: 100.3457; 2.2: 4107.3759; 2.3: 64.4322; 2.4: -2353.4362; 2.5: -36.9182
| 2 | 93.75 | 1: 179.0887; 1.1: 1757.3074; 1.2: 2.3566; 1.3: 609.375; 1.4: 27.5521; 1.5: 1757.3074; 1.6: 609.375; 1.7: 243.75; 1.8: 8.4594; 1.9: 2031.25; 2: 64.6895; 2.1: 100.3814; 2.2: 4110.3004; 2.3: 64.4437; 2.4: -2352.993; 2.5: -36.8916
| 2 | 93.8 | 1: 179.3366; 1.1: 1760.6793; 1.2: 2.3611; 1.3: 609.7; 1.4: 27.5903; 1.5: 1760.6793; 1.6: 609.7; 1.7: 243.88; 1.8: 8.4594; 1.9: 2032.3333; 2: 64.724; 2.1: 100.4172; 2.2: 4113.2171; 2.3: 64.4551; 2.4: -2352.5378; 2.5: -36.8648
| 2 | 93.85 | 1: 179.5848; 1.1: 1764.0555; 1.2: 2.3656; 1.3: 610.025; 1.4: 27.6284; 1.5: 1764.0555; 1.6: 610.025; 1.7: 244.01; 1.8: 8.4594; 1.9: 2033.4167; 2: 64.7585; 2.1: 100.4533; 2.2: 4116.126; 2.3: 64.4663; 2.4: -2352.0705; 2.5: -36.8379
| 2 | 93.9 | 1: 179.8331; 1.1: 1767.436; 1.2: 2.3702; 1.3: 610.35; 1.4: 27.6666; 1.5: 1767.436; 1.6: 610.35; 1.7: 244.14; 1.8: 8.4594; 1.9: 2034.5; 2: 64.793; 2.1: 100.4895; 2.2: 4119.027; 2.3: 64.4774; 2.4: -2351.591; 2.5: -36.8107
| 2 | 93.95 | 1: 180.0816; 1.1: 1770.8207; 1.2: 2.3747; 1.3: 610.675; 1.4: 27.7049; 1.5: 1770.8207; 1.6: 610.675; 1.7: 244.27; 1.8: 8.4594; 1.9: 2035.5833; 2: 64.8275; 2.1: 100.526; 2.2: 4121.9202; 2.3: 64.4883; 2.4: -2351.0994; 2.5: -36.7835
| 2 | 94 | 1: 180.3303; 1.1: 1774.2098; 1.2: 2.3793; 1.3: 611; 1.4: 27.7431; 1.5: 1774.2098; 1.6: 611; 1.7: 244.4; 1.8: 8.4594; 1.9: 2036.6667; 2: 64.862; 2.1: 100.5626; 2.2: 4124.8054; 2.3: 64.4991; 2.4: -2350.5956; 2.5: -36.756
| 2 | 94.05 | 1: 180.5792; 1.1: 1777.6031; 1.2: 2.3838; 1.3: 611.325; 1.4: 27.7814; 1.5: 1777.6031; 1.6: 611.325; 1.7: 244.53; 1.8: 8.4594; 1.9: 2037.75; 2: 64.8965; 2.1: 100.5994; 2.2: 4127.6827; 2.3: 64.5098; 2.4: -2350.0796; 2.5: -36.7284
| 2 | 94.1 | 1: 180.8282; 1.1: 1781.0008; 1.2: 2.3884; 1.3: 611.65; 1.4: 27.8197; 1.5: 1781.0008; 1.6: 611.65; 1.7: 244.66; 1.8: 8.4594; 1.9: 2038.8333; 2: 64.931; 2.1: 100.6365; 2.2: 4130.552; 2.3: 64.5204; 2.4: -2349.5512; 2.5: -36.7006
| 2 | 94.15 | 1: 181.0774; 1.1: 1784.4027; 1.2: 2.3929; 1.3: 611.975; 1.4: 27.8581; 1.5: 1784.4027; 1.6: 611.975; 1.7: 244.79; 1.8: 8.4594; 1.9: 2039.9167; 2: 64.9655; 2.1: 100.6737; 2.2: 4133.4132; 2.3: 64.5308; 2.4: -2349.0105; 2.5: -36.6727
| 2 | 94.2 | 1: 181.3267; 1.1: 1787.809; 1.2: 2.3975; 1.3: 612.3; 1.4: 27.8964; 1.5: 1787.809; 1.6: 612.3; 1.7: 244.92; 1.8: 8.4594; 1.9: 2041; 2: 65; 2.1: 100.7111; 2.2: 4136.2663; 2.3: 64.541; 2.4: -2348.4573; 2.5: -36.6446
| 2 | 94.25 | 1: 181.5763; 1.1: 1791.2195; 1.2: 2.4021; 1.3: 612.625; 1.4: 27.9348; 1.5: 1791.2195; 1.6: 612.625; 1.7: 245.05; 1.8: 8.4594; 1.9: 2042.0833; 2: 65.0345; 2.1: 100.7488; 2.2: 4139.1113; 2.3: 64.5512; 2.4: -2347.8918; 2.5: -36.6163
| 2 | 94.3 | 1: 181.826; 1.1: 1794.6343; 1.2: 2.4066; 1.3: 612.95; 1.4: 27.9732; 1.5: 1794.6343; 1.6: 612.95; 1.7: 245.18; 1.8: 8.4594; 1.9: 2043.1667; 2: 65.069; 2.1: 100.7866; 2.2: 4141.9481; 2.3: 64.5611; 2.4: -2347.3137; 2.5: -36.5879
| 2 | 94.35 | 1: 182.0758; 1.1: 1798.0535; 1.2: 2.4112; 1.3: 613.275; 1.4: 28.0117; 1.5: 1798.0535; 1.6: 613.275; 1.7: 245.31; 1.8: 8.4594; 1.9: 2044.25; 2: 65.1035; 2.1: 100.8247; 2.2: 4144.7766; 2.3: 64.571; 2.4: -2346.7231; 2.5: -36.5593
| 2 | 94.4 | 1: 182.3259; 1.1: 1801.477; 1.2: 2.4158; 1.3: 613.6; 1.4: 28.0501; 1.5: 1801.477; 1.6: 613.6; 1.7: 245.44; 1.8: 8.4594; 1.9: 2045.3333; 2: 65.138; 2.1: 100.8629; 2.2: 4147.597; 2.3: 64.5807; 2.4: -2346.12; 2.5: -36.5306
| 2 | 94.45 | 1: 182.5761; 1.1: 1804.9047; 1.2: 2.4204; 1.3: 613.925; 1.4: 28.0886; 1.5: 1804.9047; 1.6: 613.925; 1.7: 245.57; 1.8: 8.4594; 1.9: 2046.4167; 2: 65.1725; 2.1: 100.9014; 2.2: 4150.409; 2.3: 64.5903; 2.4: -2345.5042; 2.5: -36.5017
| 2 | 94.5 | 1: 182.8265; 1.1: 1808.3368; 1.2: 2.425; 1.3: 614.25; 1.4: 28.1272; 1.5: 1808.3368; 1.6: 614.25; 1.7: 245.7; 1.8: 8.4594; 1.9: 2047.5; 2: 65.207; 2.1: 100.9401; 2.2: 4153.2126; 2.3: 64.5997; 2.4: -2344.8758; 2.5: -36.4726
| 2 | 94.55 | 1: 183.0771; 1.1: 1811.7732; 1.2: 2.4296; 1.3: 614.575; 1.4: 28.1657; 1.5: 1811.7732; 1.6: 614.575; 1.7: 245.83; 1.8: 8.4594; 1.9: 2048.5833; 2: 65.2415; 2.1: 100.979; 2.2: 4156.0079; 2.3: 64.609; 2.4: -2344.2347; 2.5: -36.4433
| 2 | 94.6 | 1: 183.3278; 1.1: 1815.214; 1.2: 2.4342; 1.3: 614.9; 1.4: 28.2043; 1.5: 1815.214; 1.6: 614.9; 1.7: 245.96; 1.8: 8.4594; 1.9: 2049.6667; 2: 65.276; 2.1: 101.0181; 2.2: 4158.7947; 2.3: 64.6182; 2.4: -2343.5808; 2.5: -36.4139
| 2 | 94.65 | 1: 183.5787; 1.1: 1818.659; 1.2: 2.4389; 1.3: 615.225; 1.4: 28.2429; 1.5: 1818.659; 1.6: 615.225; 1.7: 246.09; 1.8: 8.4594; 1.9: 2050.75; 2: 65.3105; 2.1: 101.0574; 2.2: 4161.5731; 2.3: 64.6272; 2.4: -2342.9141; 2.5: -36.3843
| 2 | 94.7 | 1: 183.8298; 1.1: 1822.1084; 1.2: 2.4435; 1.3: 615.55; 1.4: 28.2815; 1.5: 1822.1084; 1.6: 615.55; 1.7: 246.22; 1.8: 8.4594; 1.9: 2051.8333; 2: 65.345; 2.1: 101.0969; 2.2: 4164.343; 2.3: 64.636; 2.4: -2342.2346; 2.5: -36.3545
| 2 | 94.75 | 1: 184.081; 1.1: 1825.5621; 1.2: 2.4481; 1.3: 615.875; 1.4: 28.3202; 1.5: 1825.5621; 1.6: 615.875; 1.7: 246.35; 1.8: 8.4594; 1.9: 2052.9167; 2: 65.3795; 2.1: 101.1366; 2.2: 4167.1043; 2.3: 64.6448; 2.4: -2341.5421; 2.5: -36.3246
| 2 | 94.8 | 1: 184.3324; 1.1: 1829.0202; 1.2: 2.4528; 1.3: 616.2; 1.4: 28.3588; 1.5: 1829.0202; 1.6: 616.2; 1.7: 246.48; 1.8: 8.4594; 1.9: 2054; 2: 65.414; 2.1: 101.1765; 2.2: 4169.857; 2.3: 64.6534; 2.4: -2340.8368; 2.5: -36.2945
| 2 | 94.85 | 1: 184.584; 1.1: 1832.4825; 1.2: 2.4574; 1.3: 616.525; 1.4: 28.3975; 1.5: 1832.4825; 1.6: 616.525; 1.7: 246.61; 1.8: 8.4594; 1.9: 2055.0833; 2: 65.4485; 2.1: 101.2167; 2.2: 4172.601; 2.3: 64.6618; 2.4: -2340.1185; 2.5: -36.2643
| 2 | 94.9 | 1: 184.8358; 1.1: 1835.9493; 1.2: 2.462; 1.3: 616.85; 1.4: 28.4363; 1.5: 1835.9493; 1.6: 616.85; 1.7: 246.74; 1.8: 8.4594; 1.9: 2056.1667; 2: 65.483; 2.1: 101.257; 2.2: 4175.3364; 2.3: 64.6701; 2.4: -2339.3871; 2.5: -36.2338
| 2 | 94.95 | 1: 185.0877; 1.1: 1839.4203; 1.2: 2.4667; 1.3: 617.175; 1.4: 28.475; 1.5: 1839.4203; 1.6: 617.175; 1.7: 246.87; 1.8: 8.4594; 1.9: 2057.25; 2: 65.5175; 2.1: 101.2976; 2.2: 4178.063; 2.3: 64.6783; 2.4: -2338.6427; 2.5: -36.2032
| 2 | 95 | 1: 185.3398; 1.1: 1842.8957; 1.2: 2.4714; 1.3: 617.5; 1.4: 28.5138; 1.5: 1842.8957; 1.6: 617.5; 1.7: 247; 1.8: 8.4594; 1.9: 2058.3333; 2: 65.552; 2.1: 101.3384; 2.2: 4180.7809; 2.3: 64.6863; 2.4: -2337.8852; 2.5: -36.1724
| 2 | 95.05 | 1: 185.5921; 1.1: 1846.3755; 1.2: 2.476; 1.3: 617.825; 1.4: 28.5526; 1.5: 1846.3755; 1.6: 617.825; 1.7: 247.13; 1.8: 8.4594; 1.9: 2059.4167; 2: 65.5865; 2.1: 101.3794; 2.2: 4183.49; 2.3: 64.6941; 2.4: -2337.1145; 2.5: -36.1415
| 2 | 95.1 | 1: 185.8446; 1.1: 1849.8596; 1.2: 2.4807; 1.3: 618.15; 1.4: 28.5915; 1.5: 1849.8596; 1.6: 618.15; 1.7: 247.26; 1.8: 8.4594; 1.9: 2060.5; 2: 65.621; 2.1: 101.4206; 2.2: 4186.1902; 2.3: 64.7018; 2.4: -2336.3306; 2.5: -36.1104
| 2 | 95.15 | 1: 186.0972; 1.1: 1853.348; 1.2: 2.4854; 1.3: 618.475; 1.4: 28.6303; 1.5: 1853.348; 1.6: 618.475; 1.7: 247.39; 1.8: 8.4594; 1.9: 2061.5833; 2: 65.6555; 2.1: 101.4621; 2.2: 4188.8815; 2.3: 64.7094; 2.4: -2335.5335; 2.5: -36.0791
| 2 | 95.2 | 1: 186.35; 1.1: 1856.8408; 1.2: 2.4901; 1.3: 618.8; 1.4: 28.6692; 1.5: 1856.8408; 1.6: 618.8; 1.7: 247.52; 1.8: 8.4594; 1.9: 2062.6667; 2: 65.69; 2.1: 101.5037; 2.2: 4191.5639; 2.3: 64.7169; 2.4: -2334.7231; 2.5: -36.0476
| 2 | 95.25 | 1: 186.6029; 1.1: 1860.338; 1.2: 2.4948; 1.3: 619.125; 1.4: 28.7081; 1.5: 1860.338; 1.6: 619.125; 1.7: 247.65; 1.8: 8.4594; 1.9: 2063.75; 2: 65.7245; 2.1: 101.5456; 2.2: 4194.2373; 2.3: 64.7241; 2.4: -2333.8993; 2.5: -36.016
| 2 | 95.3 | 1: 186.8561; 1.1: 1863.8395; 1.2: 2.4994; 1.3: 619.45; 1.4: 28.7471; 1.5: 1863.8395; 1.6: 619.45; 1.7: 247.78; 1.8: 8.4594; 1.9: 2064.8333; 2: 65.759; 2.1: 101.5877; 2.2: 4196.9017; 2.3: 64.7313; 2.4: -2333.0622; 2.5: -35.9842
| 2 | 95.35 | 1: 187.1094; 1.1: 1867.3454; 1.2: 2.5042; 1.3: 619.775; 1.4: 28.7861; 1.5: 1867.3454; 1.6: 619.775; 1.7: 247.91; 1.8: 8.4594; 1.9: 2065.9167; 2: 65.7935; 2.1: 101.63; 2.2: 4199.557; 2.3: 64.7383; 2.4: -2332.2116; 2.5: -35.9522
| 2 | 95.4 | 1: 187.3629; 1.1: 1870.8556; 1.2: 2.5089; 1.3: 620.1; 1.4: 28.8251; 1.5: 1870.8556; 1.6: 620.1; 1.7: 248.04; 1.8: 8.4594; 1.9: 2067; 2: 65.828; 2.1: 101.6726; 2.2: 4202.2032; 2.3: 64.7451; 2.4: -2331.3476; 2.5: -35.92
| 2 | 95.45 | 1: 187.6165; 1.1: 1874.3702; 1.2: 2.5136; 1.3: 620.425; 1.4: 28.8641; 1.5: 1874.3702; 1.6: 620.425; 1.7: 248.17; 1.8: 8.4594; 1.9: 2068.0833; 2: 65.8625; 2.1: 101.7154; 2.2: 4204.8403; 2.3: 64.7518; 2.4: -2330.4701; 2.5: -35.8877
| 2 | 95.5 | 1: 187.8703; 1.1: 1877.8892; 1.2: 2.5183; 1.3: 620.75; 1.4: 28.9031; 1.5: 1877.8892; 1.6: 620.75; 1.7: 248.3; 1.8: 8.4594; 1.9: 2069.1667; 2: 65.897; 2.1: 101.7584; 2.2: 4207.4681; 2.3: 64.7583; 2.4: -2329.5789; 2.5: -35.8552
| 2 | 95.55 | 1: 188.1243; 1.1: 1881.4125; 1.2: 2.523; 1.3: 621.075; 1.4: 28.9422; 1.5: 1881.4125; 1.6: 621.075; 1.7: 248.43; 1.8: 8.4594; 1.9: 2070.25; 2: 65.9315; 2.1: 101.8016; 2.2: 4210.0868; 2.3: 64.7647; 2.4: -2328.6742; 2.5: -35.8225
| 2 | 95.6 | 1: 188.3785; 1.1: 1884.9403; 1.2: 2.5277; 1.3: 621.4; 1.4: 28.9813; 1.5: 1884.9403; 1.6: 621.4; 1.7: 248.56; 1.8: 8.4594; 1.9: 2071.3333; 2: 65.966; 2.1: 101.845; 2.2: 4212.6961; 2.3: 64.771; 2.4: -2327.7559; 2.5: -35.7897
| 2 | 95.65 | 1: 188.6328; 1.1: 1888.4724; 1.2: 2.5325; 1.3: 621.725; 1.4: 29.0204; 1.5: 1888.4724; 1.6: 621.725; 1.7: 248.69; 1.8: 8.4594; 1.9: 2072.4167; 2: 66.0005; 2.1: 101.8887; 2.2: 4215.2962; 2.3: 64.7771; 2.4: -2326.8238; 2.5: -35.7566
| 2 | 95.7 | 1: 188.8873; 1.1: 1892.0089; 1.2: 2.5372; 1.3: 622.05; 1.4: 29.0596; 1.5: 1892.0089; 1.6: 622.05; 1.7: 248.82; 1.8: 8.4594; 1.9: 2073.5; 2: 66.035; 2.1: 101.9326; 2.2: 4217.8869; 2.3: 64.783; 2.4: -2325.878; 2.5: -35.7234
| 2 | 95.75 | 1: 189.142; 1.1: 1895.5497; 1.2: 2.542; 1.3: 622.375; 1.4: 29.0988; 1.5: 1895.5497; 1.6: 622.375; 1.7: 248.95; 1.8: 8.4594; 1.9: 2074.5833; 2: 66.0695; 2.1: 101.9767; 2.2: 4220.4681; 2.3: 64.7888; 2.4: -2324.9184; 2.5: -35.6901
| 2 | 95.8 | 1: 189.3969; 1.1: 1899.095; 1.2: 2.5467; 1.3: 622.7; 1.4: 29.138; 1.5: 1899.095; 1.6: 622.7; 1.7: 249.08; 1.8: 8.4594; 1.9: 2075.6667; 2: 66.104; 2.1: 102.0211; 2.2: 4223.04; 2.3: 64.7945; 2.4: -2323.945; 2.5: -35.6565
| 2 | 95.85 | 1: 189.6519; 1.1: 1902.6446; 1.2: 2.5515; 1.3: 623.025; 1.4: 29.1772; 1.5: 1902.6446; 1.6: 623.025; 1.7: 249.21; 1.8: 8.4594; 1.9: 2076.75; 2: 66.1385; 2.1: 102.0657; 2.2: 4225.6023; 2.3: 64.8; 2.4: -2322.9577; 2.5: -35.6227
| 2 | 95.9 | 1: 189.9071; 1.1: 1906.1987; 1.2: 2.5563; 1.3: 623.35; 1.4: 29.2165; 1.5: 1906.1987; 1.6: 623.35; 1.7: 249.34; 1.8: 8.4594; 1.9: 2077.8333; 2: 66.173; 2.1: 102.1105; 2.2: 4228.1552; 2.3: 64.8053; 2.4: -2321.9565; 2.5: -35.5888
| 2 | 95.95 | 1: 190.1624; 1.1: 1909.7571; 1.2: 2.561; 1.3: 623.675; 1.4: 29.2558; 1.5: 1909.7571; 1.6: 623.675; 1.7: 249.47; 1.8: 8.4594; 1.9: 2078.9167; 2: 66.2075; 2.1: 102.1556; 2.2: 4230.6984; 2.3: 64.8105; 2.4: -2320.9413; 2.5: -35.5547
| 2 | 96 | 1: 190.418; 1.1: 1913.3199; 1.2: 2.5658; 1.3: 624; 1.4: 29.2951; 1.5: 1913.3199; 1.6: 624; 1.7: 249.6; 1.8: 8.4594; 1.9: 2080; 2: 66.242; 2.1: 102.2009; 2.2: 4233.232; 2.3: 64.8155; 2.4: -2319.9121; 2.5: -35.5205
| 2 | 96.05 | 1: 190.6737; 1.1: 1916.8872; 1.2: 2.5706; 1.3: 624.325; 1.4: 29.3344; 1.5: 1916.8872; 1.6: 624.325; 1.7: 249.73; 1.8: 8.4594; 1.9: 2081.0833; 2: 66.2765; 2.1: 102.2464; 2.2: 4235.756; 2.3: 64.8204; 2.4: -2318.8689; 2.5: -35.486
| 2 | 96.1 | 1: 190.9296; 1.1: 1920.4588; 1.2: 2.5754; 1.3: 624.65; 1.4: 29.3738; 1.5: 1920.4588; 1.6: 624.65; 1.7: 249.86; 1.8: 8.4594; 1.9: 2082.1667; 2: 66.311; 2.1: 102.2922; 2.2: 4238.2703; 2.3: 64.8251; 2.4: -2317.8115; 2.5: -35.4514
| 2 | 96.15 | 1: 191.1856; 1.1: 1924.0348; 1.2: 2.5802; 1.3: 624.975; 1.4: 29.4132; 1.5: 1924.0348; 1.6: 624.975; 1.7: 249.99; 1.8: 8.4594; 1.9: 2083.25; 2: 66.3455; 2.1: 102.3382; 2.2: 4240.7749; 2.3: 64.8297; 2.4: -2316.74; 2.5: -35.4166
| 2 | 96.2 | 1: 191.4419; 1.1: 1927.6153; 1.2: 2.585; 1.3: 625.3; 1.4: 29.4526; 1.5: 1927.6153; 1.6: 625.3; 1.7: 250.12; 1.8: 8.4594; 1.9: 2084.3333; 2: 66.38; 2.1: 102.3844; 2.2: 4243.2696; 2.3: 64.8341; 2.4: -2315.6544; 2.5: -35.3816
| 2 | 96.25 | 1: 191.6982; 1.1: 1931.2001; 1.2: 2.5898; 1.3: 625.625; 1.4: 29.492; 1.5: 1931.2001; 1.6: 625.625; 1.7: 250.25; 1.8: 8.4594; 1.9: 2085.4167; 2: 66.4145; 2.1: 102.4309; 2.2: 4245.7546; 2.3: 64.8384; 2.4: -2314.5545; 2.5: -35.3464
| 2 | 96.3 | 1: 191.9548; 1.1: 1934.7894; 1.2: 2.5946; 1.3: 625.95; 1.4: 29.5315; 1.5: 1934.7894; 1.6: 625.95; 1.7: 250.38; 1.8: 8.4594; 1.9: 2086.5; 2: 66.449; 2.1: 102.4776; 2.2: 4248.2297; 2.3: 64.8425; 2.4: -2313.4403; 2.5: -35.311
| 2 | 96.35 | 1: 192.2116; 1.1: 1938.3831; 1.2: 2.5994; 1.3: 626.275; 1.4: 29.571; 1.5: 1938.3831; 1.6: 626.275; 1.7: 250.51; 1.8: 8.4594; 1.9: 2087.5833; 2: 66.4835; 2.1: 102.5245; 2.2: 4250.6948; 2.3: 64.8465; 2.4: -2312.3118; 2.5: -35.2755
| 2 | 96.4 | 1: 192.4685; 1.1: 1941.9812; 1.2: 2.6042; 1.3: 626.6; 1.4: 29.6105; 1.5: 1941.9812; 1.6: 626.6; 1.7: 250.64; 1.8: 8.4594; 1.9: 2088.6667; 2: 66.518; 2.1: 102.5717; 2.2: 4253.15; 2.3: 64.8503; 2.4: -2311.1689; 2.5: -35.2398
| 2 | 96.45 | 1: 192.7255; 1.1: 1945.5837; 1.2: 2.6091; 1.3: 626.925; 1.4: 29.6501; 1.5: 1945.5837; 1.6: 626.925; 1.7: 250.77; 1.8: 8.4594; 1.9: 2089.75; 2: 66.5525; 2.1: 102.6191; 2.2: 4255.5953; 2.3: 64.8539; 2.4: -2310.0116; 2.5: -35.2039
| 2 | 96.5 | 1: 192.9828; 1.1: 1949.1906; 1.2: 2.6139; 1.3: 627.25; 1.4: 29.6897; 1.5: 1949.1906; 1.6: 627.25; 1.7: 250.9; 1.8: 8.4594; 1.9: 2090.8333; 2: 66.587; 2.1: 102.6668; 2.2: 4258.0305; 2.3: 64.8574; 2.4: -2308.8398; 2.5: -35.1678
| 2 | 96.55 | 1: 193.2402; 1.1: 1952.802; 1.2: 2.6188; 1.3: 627.575; 1.4: 29.7293; 1.5: 1952.802; 1.6: 627.575; 1.7: 251.03; 1.8: 8.4594; 1.9: 2091.9167; 2: 66.6215; 2.1: 102.7147; 2.2: 4260.4556; 2.3: 64.8608; 2.4: -2307.6536; 2.5: -35.1315
| 2 | 96.6 | 1: 193.4978; 1.1: 1956.4178; 1.2: 2.6236; 1.3: 627.9; 1.4: 29.7689; 1.5: 1956.4178; 1.6: 627.9; 1.7: 251.16; 1.8: 8.4594; 1.9: 2093; 2: 66.6561; 2.1: 102.7629; 2.2: 4262.8706; 2.3: 64.8639; 2.4: -2306.4528; 2.5: -35.095
| 2 | 96.65 | 1: 193.7556; 1.1: 1960.038; 1.2: 2.6285; 1.3: 628.225; 1.4: 29.8086; 1.5: 1960.038; 1.6: 628.225; 1.7: 251.29; 1.8: 8.4594; 1.9: 2094.0833; 2: 66.6906; 2.1: 102.8113; 2.2: 4265.2754; 2.3: 64.8669; 2.4: -2305.2374; 2.5: -35.0584
| 2 | 96.7 | 1: 194.0135; 1.1: 1963.6627; 1.2: 2.6333; 1.3: 628.55; 1.4: 29.8482; 1.5: 1963.6627; 1.6: 628.55; 1.7: 251.42; 1.8: 8.4594; 1.9: 2095.1667; 2: 66.7251; 2.1: 102.86; 2.2: 4267.6701; 2.3: 64.8698; 2.4: -2304.0074; 2.5: -35.0216
| 2 | 96.75 | 1: 194.2716; 1.1: 1967.2918; 1.2: 2.6382; 1.3: 628.875; 1.4: 29.8879; 1.5: 1967.2918; 1.6: 628.875; 1.7: 251.55; 1.8: 8.4594; 1.9: 2096.25; 2: 66.7596; 2.1: 102.9089; 2.2: 4270.0545; 2.3: 64.8725; 2.4: -2302.7627; 2.5: -34.9846
| 2 | 96.8 | 1: 194.5299; 1.1: 1970.9254; 1.2: 2.6431; 1.3: 629.2; 1.4: 29.9277; 1.5: 1970.9254; 1.6: 629.2; 1.7: 251.68; 1.8: 8.4594; 1.9: 2097.3333; 2: 66.7941; 2.1: 102.958; 2.2: 4272.4286; 2.3: 64.8751; 2.4: -2301.5033; 2.5: -34.9474
| 2 | 96.85 | 1: 194.7884; 1.1: 1974.5633; 1.2: 2.6479; 1.3: 629.525; 1.4: 29.9674; 1.5: 1974.5633; 1.6: 629.525; 1.7: 251.81; 1.8: 8.4594; 1.9: 2098.4167; 2: 66.8286; 2.1: 103.0074; 2.2: 4274.7924; 2.3: 64.8774; 2.4: -2300.2291; 2.5: -34.91
| 2 | 96.9 | 1: 195.047; 1.1: 1978.2058; 1.2: 2.6528; 1.3: 629.85; 1.4: 30.0072; 1.5: 1978.2058; 1.6: 629.85; 1.7: 251.94; 1.8: 8.4594; 1.9: 2099.5; 2: 66.8631; 2.1: 103.057; 2.2: 4277.1458; 2.3: 64.8797; 2.4: -2298.9401; 2.5: -34.8724
| 2 | 96.95 | 1: 195.3058; 1.1: 1981.8527; 1.2: 2.6577; 1.3: 630.175; 1.4: 30.047; 1.5: 1981.8527; 1.6: 630.175; 1.7: 252.07; 1.8: 8.4594; 1.9: 2100.5833; 2: 66.8976; 2.1: 103.1069; 2.2: 4279.4888; 2.3: 64.8817; 2.4: -2297.6362; 2.5: -34.8347
| 2 | 97 | 1: 195.5648; 1.1: 1985.504; 1.2: 2.6626; 1.3: 630.5; 1.4: 30.0869; 1.5: 1985.504; 1.6: 630.5; 1.7: 252.2; 1.8: 8.4594; 1.9: 2101.6667; 2: 66.9321; 2.1: 103.1571; 2.2: 4281.8214; 2.3: 64.8836; 2.4: -2296.3174; 2.5: -34.7967
| 2 | 97.05 | 1: 195.8239; 1.1: 1989.1598; 1.2: 2.6675; 1.3: 630.825; 1.4: 30.1268; 1.5: 1989.1598; 1.6: 630.825; 1.7: 252.33; 1.8: 8.4594; 1.9: 2102.75; 2: 66.9666; 2.1: 103.2075; 2.2: 4284.1435; 2.3: 64.8854; 2.4: -2294.9837; 2.5: -34.7586
| 2 | 97.1 | 1: 196.0832; 1.1: 1992.82; 1.2: 2.6724; 1.3: 631.15; 1.4: 30.1667; 1.5: 1992.82; 1.6: 631.15; 1.7: 252.46; 1.8: 8.4594; 1.9: 2103.8333; 2: 67.0011; 2.1: 103.2582; 2.2: 4286.455; 2.3: 64.8869; 2.4: -2293.635; 2.5: -34.7203
| 2 | 97.15 | 1: 196.3427; 1.1: 1996.4847; 1.2: 2.6773; 1.3: 631.475; 1.4: 30.2066; 1.5: 1996.4847; 1.6: 631.475; 1.7: 252.59; 1.8: 8.4594; 1.9: 2104.9167; 2: 67.0356; 2.1: 103.3091; 2.2: 4288.756; 2.3: 64.8884; 2.4: -2292.2713; 2.5: -34.6818
| 2 | 97.2 | 1: 196.6024; 1.1: 2000.1539; 1.2: 2.6823; 1.3: 631.8; 1.4: 30.2465; 1.5: 2000.1539; 1.6: 631.8; 1.7: 252.72; 1.8: 8.4594; 1.9: 2106; 2: 67.0701; 2.1: 103.3602; 2.2: 4291.0463; 2.3: 64.8896; 2.4: -2290.8925; 2.5: -34.6431
| 2 | 97.25 | 1: 196.8622; 1.1: 2003.8275; 1.2: 2.6872; 1.3: 632.125; 1.4: 30.2865; 1.5: 2003.8275; 1.6: 632.125; 1.7: 252.85; 1.8: 8.4594; 1.9: 2107.0833; 2: 67.1046; 2.1: 103.4117; 2.2: 4293.326; 2.3: 64.8907; 2.4: -2289.4985; 2.5: -34.6042
| 2 | 97.3 | 1: 197.1222; 1.1: 2007.5056; 1.2: 2.6921; 1.3: 632.45; 1.4: 30.3265; 1.5: 2007.5056; 1.6: 632.45; 1.7: 252.98; 1.8: 8.4594; 1.9: 2108.1667; 2: 67.1391; 2.1: 103.4634; 2.2: 4295.595; 2.3: 64.8916; 2.4: -2288.0894; 2.5: -34.5651
| 2 | 97.35 | 1: 197.3824; 1.1: 2011.1882; 1.2: 2.697; 1.3: 632.775; 1.4: 30.3665; 1.5: 2011.1882; 1.6: 632.775; 1.7: 253.11; 1.8: 8.4594; 1.9: 2109.25; 2: 67.1736; 2.1: 103.5153; 2.2: 4297.8533; 2.3: 64.8924; 2.4: -2286.6651; 2.5: -34.5259
| 2 | 97.4 | 1: 197.6427; 1.1: 2014.8752; 1.2: 2.702; 1.3: 633.1; 1.4: 30.4066; 1.5: 2014.8752; 1.6: 633.1; 1.7: 253.24; 1.8: 8.4594; 1.9: 2110.3333; 2: 67.2081; 2.1: 103.5675; 2.2: 4300.1008; 2.3: 64.893; 2.4: -2285.2256; 2.5: -34.4864
| 2 | 97.45 | 1: 197.9032; 1.1: 2018.5667; 1.2: 2.7069; 1.3: 633.425; 1.4: 30.4466; 1.5: 2018.5667; 1.6: 633.425; 1.7: 253.37; 1.8: 8.4594; 1.9: 2111.4167; 2: 67.2426; 2.1: 103.62; 2.2: 4302.3374; 2.3: 64.8935; 2.4: -2283.7707; 2.5: -34.4468
| 2 | 97.5 | 1: 198.1639; 1.1: 2022.2627; 1.2: 2.7119; 1.3: 633.75; 1.4: 30.4868; 1.5: 2022.2627; 1.6: 633.75; 1.7: 253.5; 1.8: 8.4594; 1.9: 2112.5; 2: 67.2771; 2.1: 103.6727; 2.2: 4304.5632; 2.3: 64.8937; 2.4: -2282.3005; 2.5: -34.407
| 2 | 97.55 | 1: 198.4248; 1.1: 2025.9632; 1.2: 2.7169; 1.3: 634.075; 1.4: 30.5269; 1.5: 2025.9632; 1.6: 634.075; 1.7: 253.63; 1.8: 8.4594; 1.9: 2113.5833; 2: 67.3116; 2.1: 103.7257; 2.2: 4306.7781; 2.3: 64.8938; 2.4: -2280.8149; 2.5: -34.367
| 2 | 97.6 | 1: 198.6858; 1.1: 2029.6681; 1.2: 2.7218; 1.3: 634.4; 1.4: 30.567; 1.5: 2029.6681; 1.6: 634.4; 1.7: 253.76; 1.8: 8.4594; 1.9: 2114.6667; 2: 67.3461; 2.1: 103.7789; 2.2: 4308.982; 2.3: 64.8938; 2.4: -2279.3139; 2.5: -34.3267
| 2 | 97.65 | 1: 198.947; 1.1: 2033.3775; 1.2: 2.7268; 1.3: 634.725; 1.4: 30.6072; 1.5: 2033.3775; 1.6: 634.725; 1.7: 253.89; 1.8: 8.4594; 1.9: 2115.75; 2: 67.3806; 2.1: 103.8324; 2.2: 4311.175; 2.3: 64.8936; 2.4: -2277.7974; 2.5: -34.2863
| 2 | 97.7 | 1: 199.2084; 1.1: 2037.0915; 1.2: 2.7318; 1.3: 635.05; 1.4: 30.6474; 1.5: 2037.0915; 1.6: 635.05; 1.7: 254.02; 1.8: 8.4594; 1.9: 2116.8333; 2: 67.4151; 2.1: 103.8862; 2.2: 4313.3569; 2.3: 64.8932; 2.4: -2276.2654; 2.5: -34.2457
| 2 | 97.75 | 1: 199.4699; 1.1: 2040.8099; 1.2: 2.7368; 1.3: 635.375; 1.4: 30.6877; 1.5: 2040.8099; 1.6: 635.375; 1.7: 254.15; 1.8: 8.4594; 1.9: 2117.9167; 2: 67.4496; 2.1: 103.9403; 2.2: 4315.5278; 2.3: 64.8926; 2.4: -2274.7179; 2.5: -34.205
| 2 | 97.8 | 1: 199.7316; 1.1: 2044.5328; 1.2: 2.7418; 1.3: 635.7; 1.4: 30.7279; 1.5: 2044.5328; 1.6: 635.7; 1.7: 254.28; 1.8: 8.4594; 1.9: 2119; 2: 67.4841; 2.1: 103.9946; 2.2: 4317.6875; 2.3: 64.8919; 2.4: -2273.1547; 2.5: -34.164
| 2 | 97.85 | 1: 199.9935; 1.1: 2048.2602; 1.2: 2.7468; 1.3: 636.025; 1.4: 30.7682; 1.5: 2048.2602; 1.6: 636.025; 1.7: 254.41; 1.8: 8.4594; 1.9: 2120.0833; 2: 67.5186; 2.1: 104.0492; 2.2: 4319.8361; 2.3: 64.891; 2.4: -2271.5759; 2.5: -34.1228
| 2 | 97.9 | 1: 200.2556; 1.1: 2051.9921; 1.2: 2.7518; 1.3: 636.35; 1.4: 30.8085; 1.5: 2051.9921; 1.6: 636.35; 1.7: 254.54; 1.8: 8.4594; 1.9: 2121.1667; 2: 67.5531; 2.1: 104.104; 2.2: 4321.9735; 2.3: 64.89; 2.4: -2269.9814; 2.5: -34.0814
| 2 | 97.95 | 1: 200.5178; 1.1: 2055.7285; 1.2: 2.7568; 1.3: 636.675; 1.4: 30.8489; 1.5: 2055.7285; 1.6: 636.675; 1.7: 254.67; 1.8: 8.4594; 1.9: 2122.25; 2: 67.5876; 2.1: 104.1591; 2.2: 4324.0997; 2.3: 64.8888; 2.4: -2268.3712; 2.5: -34.0399
| 2 | 98 | 1: 200.7802; 1.1: 2059.4694; 1.2: 2.7618; 1.3: 637; 1.4: 30.8893; 1.5: 2059.4694; 1.6: 637; 1.7: 254.8; 1.8: 8.4594; 1.9: 2123.3333; 2: 67.6221; 2.1: 104.2145; 2.2: 4326.2146; 2.3: 64.8874; 2.4: -2266.7452; 2.5: -33.9981
| 2 | 98.05 | 1: 201.0428; 1.1: 2063.2149; 1.2: 2.7668; 1.3: 637.325; 1.4: 30.9297; 1.5: 2063.2149; 1.6: 637.325; 1.7: 254.93; 1.8: 8.4594; 1.9: 2124.4167; 2: 67.6566; 2.1: 104.2702; 2.2: 4328.3182; 2.3: 64.8858; 2.4: -2265.1034; 2.5: -33.9562
| 2 | 98.1 | 1: 201.3055; 1.1: 2066.9648; 1.2: 2.7718; 1.3: 637.65; 1.4: 30.9701; 1.5: 2066.9648; 1.6: 637.65; 1.7: 255.06; 1.8: 8.4594; 1.9: 2125.5; 2: 67.6911; 2.1: 104.3261; 2.2: 4330.4105; 2.3: 64.8841; 2.4: -2263.4457; 2.5: -33.914
| 2 | 98.15 | 1: 201.5684; 1.1: 2070.7192; 1.2: 2.7769; 1.3: 637.975; 1.4: 31.0105; 1.5: 2070.7192; 1.6: 637.975; 1.7: 255.19; 1.8: 8.4594; 1.9: 2126.5833; 2: 67.7256; 2.1: 104.3824; 2.2: 4332.4913; 2.3: 64.8822; 2.4: -2261.7721; 2.5: -33.8717
| 2 | 98.2 | 1: 201.8315; 1.1: 2074.4782; 1.2: 2.7819; 1.3: 638.3; 1.4: 31.051; 1.5: 2074.4782; 1.6: 638.3; 1.7: 255.32; 1.8: 8.4594; 1.9: 2127.6667; 2: 67.7601; 2.1: 104.4389; 2.2: 4334.5608; 2.3: 64.8802; 2.4: -2260.0826; 2.5: -33.8291
| 2 | 98.25 | 1: 202.0948; 1.1: 2078.2417; 1.2: 2.787; 1.3: 638.625; 1.4: 31.0915; 1.5: 2078.2417; 1.6: 638.625; 1.7: 255.45; 1.8: 8.4594; 1.9: 2128.75; 2: 67.7946; 2.1: 104.4956; 2.2: 4336.6187; 2.3: 64.8779; 2.4: -2258.3771; 2.5: -33.7864
| 2 | 98.3 | 1: 202.3582; 1.1: 2082.0097; 1.2: 2.792; 1.3: 638.95; 1.4: 31.132; 1.5: 2082.0097; 1.6: 638.95; 1.7: 255.58; 1.8: 8.4594; 1.9: 2129.8333; 2: 67.8291; 2.1: 104.5527; 2.2: 4338.6652; 2.3: 64.8755; 2.4: -2256.6555; 2.5: -33.7435
| 2 | 98.35 | 1: 202.6218; 1.1: 2085.7822; 1.2: 2.7971; 1.3: 639.275; 1.4: 31.1726; 1.5: 2085.7822; 1.6: 639.275; 1.7: 255.71; 1.8: 8.4594; 1.9: 2130.9167; 2: 67.8636; 2.1: 104.61; 2.2: 4340.7001; 2.3: 64.873; 2.4: -2254.9179; 2.5: -33.7004
| 2 | 98.4 | 1: 202.8856; 1.1: 2089.5592; 1.2: 2.8021; 1.3: 639.6; 1.4: 31.2132; 1.5: 2089.5592; 1.6: 639.6; 1.7: 255.84; 1.8: 8.4594; 1.9: 2132; 2: 67.8981; 2.1: 104.6676; 2.2: 4342.7234; 2.3: 64.8702; 2.4: -2253.1642; 2.5: -33.657
| 2 | 98.45 | 1: 203.1495; 1.1: 2093.3408; 1.2: 2.8072; 1.3: 639.925; 1.4: 31.2538; 1.5: 2093.3408; 1.6: 639.925; 1.7: 255.97; 1.8: 8.4594; 1.9: 2133.0833; 2: 67.9326; 2.1: 104.7255; 2.2: 4344.7351; 2.3: 64.8673; 2.4: -2251.3943; 2.5: -33.6135
| 2 | 98.5 | 1: 203.4136; 1.1: 2097.1269; 1.2: 2.8123; 1.3: 640.25; 1.4: 31.2944; 1.5: 2097.1269; 1.6: 640.25; 1.7: 256.1; 1.8: 8.4594; 1.9: 2134.1667; 2: 67.9671; 2.1: 104.7836; 2.2: 4346.7351; 2.3: 64.8642; 2.4: -2249.6082; 2.5: -33.5698
| 2 | 98.55 | 1: 203.6779; 1.1: 2100.9176; 1.2: 2.8174; 1.3: 640.575; 1.4: 31.3351; 1.5: 2100.9176; 1.6: 640.575; 1.7: 256.23; 1.8: 8.4594; 1.9: 2135.25; 2: 68.0016; 2.1: 104.8421; 2.2: 4348.7234; 2.3: 64.861; 2.4: -2247.8058; 2.5: -33.5259
| 2 | 98.6 | 1: 203.9424; 1.1: 2104.7127; 1.2: 2.8225; 1.3: 640.9; 1.4: 31.3758; 1.5: 2104.7127; 1.6: 640.9; 1.7: 256.36; 1.8: 8.4594; 1.9: 2136.3333; 2: 68.0361; 2.1: 104.9008; 2.2: 4350.6999; 2.3: 64.8575; 2.4: -2245.9872; 2.5: -33.4818
| 2 | 98.65 | 1: 204.207; 1.1: 2108.5125; 1.2: 2.8276; 1.3: 641.225; 1.4: 31.4165; 1.5: 2108.5125; 1.6: 641.225; 1.7: 256.49; 1.8: 8.4594; 1.9: 2137.4167; 2: 68.0706; 2.1: 104.9598; 2.2: 4352.6647; 2.3: 64.8539; 2.4: -2244.1522; 2.5: -33.4375
| 2 | 98.7 | 1: 204.4718; 1.1: 2112.3167; 1.2: 2.8327; 1.3: 641.55; 1.4: 31.4572; 1.5: 2112.3167; 1.6: 641.55; 1.7: 256.62; 1.8: 8.4594; 1.9: 2138.5; 2: 68.1051; 2.1: 105.0191; 2.2: 4354.6176; 2.3: 64.8502; 2.4: -2242.3009; 2.5: -33.393
| 2 | 98.75 | 1: 204.7368; 1.1: 2116.1255; 1.2: 2.8378; 1.3: 641.875; 1.4: 31.498; 1.5: 2116.1255; 1.6: 641.875; 1.7: 256.75; 1.8: 8.4594; 1.9: 2139.5833; 2: 68.1396; 2.1: 105.0787; 2.2: 4356.5587; 2.3: 64.8462; 2.4: -2240.4332; 2.5: -33.3483
| 2 | 98.8 | 1: 205.002; 1.1: 2119.9389; 1.2: 2.8429; 1.3: 642.2; 1.4: 31.5388; 1.5: 2119.9389; 1.6: 642.2; 1.7: 256.88; 1.8: 8.4594; 1.9: 2140.6667; 2: 68.1741; 2.1: 105.1386; 2.2: 4358.4879; 2.3: 64.8421; 2.4: -2238.549; 2.5: -33.3033
| 2 | 98.85 | 1: 205.2673; 1.1: 2123.7568; 1.2: 2.848; 1.3: 642.525; 1.4: 31.5796; 1.5: 2123.7568; 1.6: 642.525; 1.7: 257.01; 1.8: 8.4594; 1.9: 2141.75; 2: 68.2086; 2.1: 105.1988; 2.2: 4360.4051; 2.3: 64.8378; 2.4: -2236.6483; 2.5: -33.2582
| 2 | 98.9 | 1: 205.5328; 1.1: 2127.5792; 1.2: 2.8531; 1.3: 642.85; 1.4: 31.6204; 1.5: 2127.5792; 1.6: 642.85; 1.7: 257.14; 1.8: 8.4594; 1.9: 2142.8333; 2: 68.2431; 2.1: 105.2592; 2.2: 4362.3104; 2.3: 64.8334; 2.4: -2234.7311; 2.5: -33.2129
| 2 | 98.95 | 1: 205.7984; 1.1: 2131.4063; 1.2: 2.8583; 1.3: 643.175; 1.4: 31.6613; 1.5: 2131.4063; 1.6: 643.175; 1.7: 257.27; 1.8: 8.4594; 1.9: 2143.9167; 2: 68.2776; 2.1: 105.32; 2.2: 4364.2036; 2.3: 64.8287; 2.4: -2232.7973; 2.5: -33.1674
| 2 | 99 | 1: 206.0643; 1.1: 2135.2378; 1.2: 2.8634; 1.3: 643.5; 1.4: 31.7022; 1.5: 2135.2378; 1.6: 643.5; 1.7: 257.4; 1.8: 8.4594; 1.9: 2145; 2: 68.3121; 2.1: 105.381; 2.2: 4366.0848; 2.3: 64.8239; 2.4: -2230.8469; 2.5: -33.1217
| 2 | 99.05 | 1: 206.3303; 1.1: 2139.074; 1.2: 2.8685; 1.3: 643.825; 1.4: 31.7431; 1.5: 2139.074; 1.6: 643.825; 1.7: 257.53; 1.8: 8.4594; 1.9: 2146.0833; 2: 68.3466; 2.1: 105.4424; 2.2: 4367.9538; 2.3: 64.8189; 2.4: -2228.8799; 2.5: -33.0758
| 2 | 99.1 | 1: 206.5964; 1.1: 2142.9147; 1.2: 2.8737; 1.3: 644.15; 1.4: 31.7841; 1.5: 2142.9147; 1.6: 644.15; 1.7: 257.66; 1.8: 8.4594; 1.9: 2147.1667; 2: 68.3811; 2.1: 105.504; 2.2: 4369.8108; 2.3: 64.8138; 2.4: -2226.8961; 2.5: -33.0297
| 2 | 99.15 | 1: 206.8628; 1.1: 2146.7599; 1.2: 2.8789; 1.3: 644.475; 1.4: 31.825; 1.5: 2146.7599; 1.6: 644.475; 1.7: 257.79; 1.8: 8.4594; 1.9: 2148.25; 2: 68.4156; 2.1: 105.5659; 2.2: 4371.6555; 2.3: 64.8084; 2.4: -2224.8956; 2.5: -32.9834
| 2 | 99.2 | 1: 207.1293; 1.1: 2150.6098; 1.2: 2.884; 1.3: 644.8; 1.4: 31.866; 1.5: 2150.6098; 1.6: 644.8; 1.7: 257.92; 1.8: 8.4594; 1.9: 2149.3333; 2: 68.4501; 2.1: 105.6281; 2.2: 4373.4881; 2.3: 64.8029; 2.4: -2222.8783; 2.5: -32.9369
| 2 | 99.25 | 1: 207.396; 1.1: 2154.4642; 1.2: 2.8892; 1.3: 645.125; 1.4: 31.9071; 1.5: 2154.4642; 1.6: 645.125; 1.7: 258.05; 1.8: 8.4594; 1.9: 2150.4167; 2: 68.4846; 2.1: 105.6907; 2.2: 4375.3084; 2.3: 64.7972; 2.4: -2220.8442; 2.5: -32.8901
| 2 | 99.3 | 1: 207.6629; 1.1: 2158.3231; 1.2: 2.8944; 1.3: 645.45; 1.4: 31.9481; 1.5: 2158.3231; 1.6: 645.45; 1.7: 258.18; 1.8: 8.4594; 1.9: 2151.5; 2: 68.5191; 2.1: 105.7535; 2.2: 4377.1164; 2.3: 64.7914; 2.4: -2218.7932; 2.5: -32.8432
| 2 | 99.35 | 1: 207.9299; 1.1: 2162.1867; 1.2: 2.8995; 1.3: 645.775; 1.4: 31.9892; 1.5: 2162.1867; 1.6: 645.775; 1.7: 258.31; 1.8: 8.4594; 1.9: 2152.5833; 2: 68.5536; 2.1: 105.8166; 2.2: 4378.912; 2.3: 64.7853; 2.4: -2216.7253; 2.5: -32.7961
| 2 | 99.4 | 1: 208.1971; 1.1: 2166.0548; 1.2: 2.9047; 1.3: 646.1; 1.4: 32.0303; 1.5: 2166.0548; 1.6: 646.1; 1.7: 258.44; 1.8: 8.4594; 1.9: 2153.6667; 2: 68.5881; 2.1: 105.88; 2.2: 4380.6954; 2.3: 64.7791; 2.4: -2214.6405; 2.5: -32.7488
| 2 | 99.45 | 1: 208.4645; 1.1: 2169.9276; 1.2: 2.9099; 1.3: 646.425; 1.4: 32.0715; 1.5: 2169.9276; 1.6: 646.425; 1.7: 258.57; 1.8: 8.4594; 1.9: 2154.75; 2: 68.6226; 2.1: 105.9437; 2.2: 4382.4663; 2.3: 64.7727; 2.4: -2212.5387; 2.5: -32.7012
| 2 | 99.5 | 1: 208.732; 1.1: 2173.8049; 1.2: 2.9151; 1.3: 646.75; 1.4: 32.1126; 1.5: 2173.8049; 1.6: 646.75; 1.7: 258.7; 1.8: 8.4594; 1.9: 2155.8333; 2: 68.6571; 2.1: 106.0077; 2.2: 4384.2247; 2.3: 64.7661; 2.4: -2210.4199; 2.5: -32.6535
| 2 | 99.55 | 1: 208.9997; 1.1: 2177.6868; 1.2: 2.9203; 1.3: 647.075; 1.4: 32.1538; 1.5: 2177.6868; 1.6: 647.075; 1.7: 258.83; 1.8: 8.4594; 1.9: 2156.9167; 2: 68.6916; 2.1: 106.0721; 2.2: 4385.9707; 2.3: 64.7594; 2.4: -2208.284; 2.5: -32.6056
| 2 | 99.6 | 1: 209.2676; 1.1: 2181.5732; 1.2: 2.9255; 1.3: 647.4; 1.4: 32.195; 1.5: 2181.5732; 1.6: 647.4; 1.7: 258.96; 1.8: 8.4594; 1.9: 2158; 2: 68.7261; 2.1: 106.1367; 2.2: 4387.7042; 2.3: 64.7525; 2.4: -2206.131; 2.5: -32.5574
| 2 | 99.65 | 1: 209.5357; 1.1: 2185.4643; 1.2: 2.9308; 1.3: 647.725; 1.4: 32.2363; 1.5: 2185.4643; 1.6: 647.725; 1.7: 259.09; 1.8: 8.4594; 1.9: 2159.0833; 2: 68.7606; 2.1: 106.2016; 2.2: 4389.4252; 2.3: 64.7454; 2.4: -2203.9608; 2.5: -32.5091
| 2 | 99.7 | 1: 209.8039; 1.1: 2189.36; 1.2: 2.936; 1.3: 648.05; 1.4: 32.2775; 1.5: 2189.36; 1.6: 648.05; 1.7: 259.22; 1.8: 8.4594; 1.9: 2160.1667; 2: 68.7951; 2.1: 106.2669; 2.2: 4391.1335; 2.3: 64.7381; 2.4: -2201.7735; 2.5: -32.4605
| 2 | 99.75 | 1: 210.0723; 1.1: 2193.2603; 1.2: 2.9412; 1.3: 648.375; 1.4: 32.3188; 1.5: 2193.2603; 1.6: 648.375; 1.7: 259.35; 1.8: 8.4594; 1.9: 2161.25; 2: 68.8296; 2.1: 106.3324; 2.2: 4392.8292; 2.3: 64.7306; 2.4: -2199.5689; 2.5: -32.4118
| 2 | 99.8 | 1: 210.3409; 1.1: 2197.1652; 1.2: 2.9464; 1.3: 648.7; 1.4: 32.3601; 1.5: 2197.1652; 1.6: 648.7; 1.7: 259.48; 1.8: 8.4594; 1.9: 2162.3333; 2: 68.8641; 2.1: 106.3983; 2.2: 4394.5123; 2.3: 64.723; 2.4: -2197.3471; 2.5: -32.3628
| 2 | 99.85 | 1: 210.6097; 1.1: 2201.0746; 1.2: 2.9517; 1.3: 649.025; 1.4: 32.4015; 1.5: 2201.0746; 1.6: 649.025; 1.7: 259.61; 1.8: 8.4594; 1.9: 2163.4167; 2: 68.8986; 2.1: 106.4645; 2.2: 4396.1826; 2.3: 64.7151; 2.4: -2195.108; 2.5: -32.3137
| 2 | 99.9 | 1: 210.8786; 1.1: 2204.9887; 1.2: 2.9569; 1.3: 649.35; 1.4: 32.4429; 1.5: 2204.9887; 1.6: 649.35; 1.7: 259.74; 1.8: 8.4594; 1.9: 2164.5; 2: 68.9331; 2.1: 106.5309; 2.2: 4397.8403; 2.3: 64.7071; 2.4: -2192.8516; 2.5: -32.2643
| 2 | 99.95 | 1: 211.1477; 1.1: 2208.9074; 1.2: 2.9622; 1.3: 649.675; 1.4: 32.4843; 1.5: 2208.9074; 1.6: 649.675; 1.7: 259.87; 1.8: 8.4594; 1.9: 2165.5833; 2: 68.9676; 2.1: 106.5977; 2.2: 4399.4851; 2.3: 64.699; 2.4: -2190.5777; 2.5: -32.2147
| #REF! | 100 | 1: 211.4169; 1.1: 2212.8307; 1.2: 2.9675; 1.3: 650; 1.4: 32.5257; 1.5: 2212.8307; 1.6: 650; 1.7: 260; 1.8: 8.4594; 1.9: 2166.6667; 2: 69.0021; 2.1: 106.6648; 2.2: 4401.1172; 2.3: 64.6906; 2.4: -2188.2865; 2.5: -32.1649
|  |  | y = 0,03447229437229440000x2 - 2,22782294372295000000x + 36,02000000000000000000 | [10 empty] | y = 0,00000000000000235429x6 - 0,00000000000039203973x5 - 0,00000000358194903294x4 + 0,00000343364257756904x3 - 0,00135193806691619000x2 + 0,25803271245940800000x + 74,50366578911580000000
WIND SPEED m/s
| 3 |  | 1: συναρτηση με; 1.3: "Power shaft"; 1.4: "Power shaft"; 1.5: "Power shaft"; 1.9: Electric; 2: συναρτηση; 2.2: Power; 2.3: Torque
|  |  | βαση τις στροφές |  |  | rotation speed | torque | power |  |  |  | energy | Torque |  | supply | supply
|  | Turbine | 1: Turbine; 1.1: Turbine; 1.2: Turbine; 1.3: after; 1.4: after; 1.5: after; 1.6: Generators; 1.7: Generators; 1.8: Generators; 1.9: from; 2: output from; 2.1: συνάρτηση; 2.2: to; 2.3: to; 2.4: Rest of; 2.5: Rest of
|  | speed | 1: torque; 1.1: power; 1.2: power; 1.3: transmission; 1.4: transmission; 1.5: transmission; 1.6: speed; 1.7: voltage; 1.8: current; 1.9: generator; 2: generator; 2.1: Efficiency; 2.2: generator; 2.3: generator; 2.4: power; 2.5: torque
|  | rpm | 1: Nm; 1.1: watt; 1.2: Hp; 1.3: rpm; 1.4: Nm; 1.5: watt; 1.6: rpm; 1.7: acv; 1.8: ampere; 1.9: watt/hour; 2: Nm; 2.1: %; 2.2: watt; 2.3: Nm; 2.4: watt; 2.5: Nm
| 1 | 2 | 1: 3; 1.1: 4; 1.2: 5; 1.3: 6; 1.4: 7; 1.5: 8; 1.6: 9; 1.7: 10; 1.8: 11; 1.9: 12; 2: 13; 2.1: 14; 2.2: 15; 2.3: 16
4100 to 6100 | 1 | 0 | 1: 36.02; 1.1: 0; 1.2: 0; 1.3: 0; 1.4: 5.5415; 1.5: 0; 1.6: 0; 1.7: 0; 1.8: 0; 1.9: 0; 2: 0; 2.1: 74.5037; 2.2: 0; 2.3: 0; 2.4: 0; 2.5: 5.5415
| 1 | 0.05 | 1: 35.9087; 1.1: 0.18792; 1.2: 0.00025201; 1.3: 0.325; 1.4: 5.5244; 1.5: 0.18792; 1.6: 0.325; 1.7: 0.13; 1.8: 8.4594; 1.9: 1.0833; 2: 0.034501; 2.1: 74.5874; 2.2: 0.0015735; 2.3: 0.046256; 2.4: 0.18635; 2.5: 5.4782
| 1 | 0.1 | 1: 35.7976; 1.1: 0.37468; 1.2: 0.00050246; 1.3: 0.65; 1.4: 5.5073; 1.5: 0.37468; 1.6: 0.65; 1.7: 0.26; 1.8: 8.4594; 1.9: 2.1667; 2: 0.069002; 2.1: 74.6708; 2.2: 0.0062869; 2.3: 0.092408; 2.4: 0.36839; 2.5: 5.4149
| 1 | 0.15 | 1: 35.6866; 1.1: 0.56028; 1.2: 0.00075135; 1.3: 0.975; 1.4: 5.4902; 1.5: 0.56028; 1.6: 0.975; 1.7: 0.39; 1.8: 8.4594; 1.9: 3.25; 2: 0.1035; 2.1: 74.754; 2.2: 0.01413; 2.3: 0.13846; 2.4: 0.54615; 2.5: 5.3518
| 1 | 0.2 | 1: 35.5758; 1.1: 0.74472; 1.2: 0.00099869; 1.3: 1.3; 1.4: 5.4732; 1.5: 0.74472; 1.6: 1.3; 1.7: 0.52; 1.8: 8.4594; 1.9: 4.3333; 2: 0.138; 2.1: 74.8368; 2.2: 0.025092; 2.3: 0.18441; 2.4: 0.71963; 2.5: 5.2888
| 1 | 0.25 | 1: 35.4652; 1.1: 0.92801; 1.2: 0.0012445; 1.3: 1.625; 1.4: 5.4562; 1.5: 0.92801; 1.6: 1.625; 1.7: 0.65; 1.8: 8.4594; 1.9: 5.4167; 2: 0.17251; 2.1: 74.9194; 2.2: 0.039162; 2.3: 0.23025; 2.4: 0.88884; 2.5: 5.2259
| 1 | 0.3 | 1: 35.3548; 1.1: 1.1101; 1.2: 0.0014887; 1.3: 1.95; 1.4: 5.4392; 1.5: 1.1101; 1.6: 1.95; 1.7: 0.78; 1.8: 8.4594; 1.9: 6.5; 2: 0.20701; 2.1: 75.0017; 2.2: 0.056332; 2.3: 0.276; 2.4: 1.0538; 2.5: 5.1632
| 1 | 0.35 | 1: 35.2445; 1.1: 1.2911; 1.2: 0.0017314; 1.3: 2.275; 1.4: 5.4222; 1.5: 1.2911; 1.6: 2.275; 1.7: 0.91; 1.8: 8.4594; 1.9: 7.5833; 2: 0.24151; 2.1: 75.0837; 2.2: 0.07659; 2.3: 0.32165; 2.4: 1.2145; 2.5: 5.1006
| 1 | 0.4 | 1: 35.1344; 1.1: 1.471; 1.2: 0.0019726; 1.3: 2.6; 1.4: 5.4053; 1.5: 1.471; 1.6: 2.6; 1.7: 1.04; 1.8: 8.4594; 1.9: 8.6667; 2: 0.27601; 2.1: 75.1655; 2.2: 0.099928; 2.3: 0.3672; 2.4: 1.371; 2.5: 5.0381
| 1 | 0.45 | 1: 35.0245; 1.1: 1.6497; 1.2: 0.0022122; 1.3: 2.925; 1.4: 5.3884; 1.5: 1.6497; 1.6: 2.925; 1.7: 1.17; 1.8: 8.4594; 1.9: 9.75; 2: 0.31051; 2.1: 75.2469; 2.2: 0.12633; 2.3: 0.41265; 2.4: 1.5233; 2.5: 4.9757
| 1 | 0.5 | 1: 34.9147; 1.1: 1.8272; 1.2: 0.0024503; 1.3: 3.25; 1.4: 5.3715; 1.5: 1.8272; 1.6: 3.25; 1.7: 1.3; 1.8: 8.4594; 1.9: 10.8333; 2: 0.34501; 2.1: 75.3281; 2.2: 0.1558; 2.3: 0.45801; 2.4: 1.6714; 2.5: 4.9135
| 1 | 0.55 | 1: 34.8051; 1.1: 2.0036; 1.2: 0.0026869; 1.3: 3.575; 1.4: 5.3546; 1.5: 2.0036; 1.6: 3.575; 1.7: 1.43; 1.8: 8.4594; 1.9: 11.9167; 2: 0.37951; 2.1: 75.409; 2.2: 0.18832; 2.3: 0.50327; 2.4: 1.8153; 2.5: 4.8514
| 1 | 0.6 | 1: 34.6957; 1.1: 2.1789; 1.2: 0.0029219; 1.3: 3.9; 1.4: 5.3378; 1.5: 2.1789; 1.6: 3.9; 1.7: 1.56; 1.8: 8.4594; 1.9: 13; 2: 0.41401; 2.1: 75.4896; 2.2: 0.22387; 2.3: 0.54844; 2.4: 1.955; 2.5: 4.7894
| 1 | 0.65 | 1: 34.5865; 1.1: 2.353; 1.2: 0.0031555; 1.3: 4.225; 1.4: 5.321; 1.5: 2.353; 1.6: 4.225; 1.7: 1.69; 1.8: 8.4594; 1.9: 14.0833; 2: 0.44851; 2.1: 75.57; 2.2: 0.26246; 2.3: 0.59351; 2.4: 2.0906; 2.5: 4.7275
| 1 | 0.7 | 1: 34.4774; 1.1: 2.526; 1.2: 0.0033875; 1.3: 4.55; 1.4: 5.3042; 1.5: 2.526; 1.6: 4.55; 1.7: 1.82; 1.8: 8.4594; 1.9: 15.1667; 2: 0.48301; 2.1: 75.65; 2.2: 0.30407; 2.3: 0.63849; 2.4: 2.222; 2.5: 4.6657
| 1 | 0.75 | 1: 34.3685; 1.1: 2.6979; 1.2: 0.003618; 1.3: 4.875; 1.4: 5.2875; 1.5: 2.6979; 1.6: 4.875; 1.7: 1.95; 1.8: 8.4594; 1.9: 16.25; 2: 0.51752; 2.1: 75.7298; 2.2: 0.34869; 2.3: 0.68337; 2.4: 2.3492; 2.5: 4.6041
| 1 | 0.8 | 1: 34.2598; 1.1: 2.8687; 1.2: 0.003847; 1.3: 5.2; 1.4: 5.2707; 1.5: 2.8687; 1.6: 5.2; 1.7: 2.08; 1.8: 8.4594; 1.9: 17.3333; 2: 0.55202; 2.1: 75.8094; 2.2: 0.39632; 2.3: 0.72816; 2.4: 2.4724; 2.5: 4.5426
| 1 | 0.85 | 1: 34.1513; 1.1: 3.0383; 1.2: 0.0040745; 1.3: 5.525; 1.4: 5.254; 1.5: 3.0383; 1.6: 5.525; 1.7: 2.21; 1.8: 8.4594; 1.9: 18.4167; 2: 0.58652; 2.1: 75.8886; 2.2: 0.44694; 2.3: 0.77287; 2.4: 2.5914; 2.5: 4.4812
| 1 | 0.9 | 1: 34.0429; 1.1: 3.2068; 1.2: 0.0043004; 1.3: 5.85; 1.4: 5.2374; 1.5: 3.2068; 1.6: 5.85; 1.7: 2.34; 1.8: 8.4594; 1.9: 19.5; 2: 0.62102; 2.1: 75.9676; 2.2: 0.50054; 2.3: 0.81748; 2.4: 2.7063; 2.5: 4.4199
| 1 | 0.95 | 1: 33.9347; 1.1: 3.3742; 1.2: 0.0045249; 1.3: 6.175; 1.4: 5.2207; 1.5: 3.3742; 1.6: 6.175; 1.7: 2.47; 1.8: 8.4594; 1.9: 20.5833; 2: 0.65552; 2.1: 76.0463; 2.2: 0.55713; 2.3: 0.862; 2.4: 2.8171; 2.5: 4.3587
| 1 | 1 | 1: 33.8266; 1.1: 3.5405; 1.2: 0.0047479; 1.3: 6.5; 1.4: 5.2041; 1.5: 3.5405; 1.6: 6.5; 1.7: 2.6; 1.8: 8.4594; 1.9: 21.6667; 2: 0.69002; 2.1: 76.1247; 2.2: 0.61668; 2.3: 0.90644; 2.4: 2.9238; 2.5: 4.2977
| 1 | 1.05 | 1: 33.7188; 1.1: 3.7057; 1.2: 0.0049694; 1.3: 6.825; 1.4: 5.1875; 1.5: 3.7057; 1.6: 6.825; 1.7: 2.73; 1.8: 8.4594; 1.9: 22.75; 2: 0.72452; 2.1: 76.2028; 2.2: 0.67919; 2.3: 0.95078; 2.4: 3.0265; 2.5: 4.2367
| 1 | 1.1 | 1: 33.6111; 1.1: 3.8698; 1.2: 0.0051894; 1.3: 7.15; 1.4: 5.1709; 1.5: 3.8698; 1.6: 7.15; 1.7: 2.86; 1.8: 8.4594; 1.9: 23.8333; 2: 0.75902; 2.1: 76.2807; 2.2: 0.74465; 2.3: 0.99504; 2.4: 3.1251; 2.5: 4.1759
| 1 | 1.15 | 1: 33.5036; 1.1: 4.0327; 1.2: 0.005408; 1.3: 7.475; 1.4: 5.1544; 1.5: 4.0327; 1.6: 7.475; 1.7: 2.99; 1.8: 8.4594; 1.9: 24.9167; 2: 0.79352; 2.1: 76.3583; 2.2: 0.81306; 2.3: 1.0392; 2.4: 3.2197; 2.5: 4.1152
| 1 | 1.2 | 1: 33.3963; 1.1: 4.1946; 1.2: 0.005625; 1.3: 7.8; 1.4: 5.1379; 1.5: 4.1946; 1.6: 7.8; 1.7: 3.12; 1.8: 8.4594; 1.9: 26; 2: 0.82803; 2.1: 76.4357; 2.2: 0.8844; 2.3: 1.0833; 2.4: 3.3102; 2.5: 4.0546
| 1 | 1.25 | 1: 33.2891; 1.1: 4.3553; 1.2: 0.0058406; 1.3: 8.125; 1.4: 5.1214; 1.5: 4.3553; 1.6: 8.125; 1.7: 3.25; 1.8: 8.4594; 1.9: 27.0833; 2: 0.86253; 2.1: 76.5128; 2.2: 0.95867; 2.3: 1.1273; 2.4: 3.3966; 2.5: 3.9941
| 1 | 1.3 | 1: 33.1821; 1.1: 4.515; 1.2: 0.0060547; 1.3: 8.45; 1.4: 5.1049; 1.5: 4.515; 1.6: 8.45; 1.7: 3.38; 1.8: 8.4594; 1.9: 28.1667; 2: 0.89703; 2.1: 76.5896; 2.2: 1.0359; 2.3: 1.1712; 2.4: 3.4791; 2.5: 3.9337
| 1 | 1.35 | 1: 33.0753; 1.1: 4.6735; 1.2: 0.0062673; 1.3: 8.775; 1.4: 5.0885; 1.5: 4.6735; 1.6: 8.775; 1.7: 3.51; 1.8: 8.4594; 1.9: 29.25; 2: 0.93153; 2.1: 76.6661; 2.2: 1.116; 2.3: 1.215; 2.4: 3.5576; 2.5: 3.8735
| 1 | 1.4 | 1: 32.9686; 1.1: 4.831; 1.2: 0.0064785; 1.3: 9.1; 1.4: 5.0721; 1.5: 4.831; 1.6: 9.1; 1.7: 3.64; 1.8: 8.4594; 1.9: 30.3333; 2: 0.96603; 2.1: 76.7424; 2.2: 1.199; 2.3: 1.2588; 2.4: 3.632; 2.5: 3.8133
| 1 | 1.45 | 1: 32.8621; 1.1: 4.9874; 1.2: 0.0066882; 1.3: 9.425; 1.4: 5.0557; 1.5: 4.9874; 1.6: 9.425; 1.7: 3.77; 1.8: 8.4594; 1.9: 31.4167; 2: 1.0005; 2.1: 76.8184; 2.2: 1.2849; 2.3: 1.3025; 2.4: 3.7025; 2.5: 3.7533
| 1 | 1.5 | 1: 32.7558; 1.1: 5.1427; 1.2: 0.0068964; 1.3: 9.75; 1.4: 5.0394; 1.5: 5.1427; 1.6: 9.75; 1.7: 3.9; 1.8: 8.4594; 1.9: 32.5; 2: 1.035; 2.1: 76.8941; 2.2: 1.3736; 2.3: 1.346; 2.4: 3.769; 2.5: 3.6933
| 1 | 1.55 | 1: 32.6497; 1.1: 5.2969; 1.2: 0.0071032; 1.3: 10.075; 1.4: 5.023; 1.5: 5.2969; 1.6: 10.075; 1.7: 4.03; 1.8: 8.4594; 1.9: 33.5833; 2: 1.0695; 2.1: 76.9696; 2.2: 1.4653; 2.3: 1.3896; 2.4: 3.8316; 2.5: 3.6335
| 1 | 1.6 | 1: 32.5437; 1.1: 5.45; 1.2: 0.0073086; 1.3: 10.4; 1.4: 5.0067; 1.5: 5.45; 1.6: 10.4; 1.7: 4.16; 1.8: 8.4594; 1.9: 34.6667; 2: 1.104; 2.1: 77.0448; 2.2: 1.5598; 2.3: 1.433; 2.4: 3.8901; 2.5: 3.5738
| 1 | 1.65 | 1: 32.4379; 1.1: 5.602; 1.2: 0.0075124; 1.3: 10.725; 1.4: 4.9905; 1.5: 5.602; 1.6: 10.725; 1.7: 4.29; 1.8: 8.4594; 1.9: 35.75; 2: 1.1385; 2.1: 77.1197; 2.2: 1.6572; 2.3: 1.4763; 2.4: 3.9448; 2.5: 3.5141
| 1 | 1.7 | 1: 32.3323; 1.1: 5.753; 1.2: 0.0077149; 1.3: 11.05; 1.4: 4.9742; 1.5: 5.753; 1.6: 11.05; 1.7: 4.42; 1.8: 8.4594; 1.9: 36.8333; 2: 1.173; 2.1: 77.1944; 2.2: 1.7575; 2.3: 1.5196; 2.4: 3.9955; 2.5: 3.4546
| 1 | 1.75 | 1: 32.2269; 1.1: 5.9029; 1.2: 0.0079159; 1.3: 11.375; 1.4: 4.958; 1.5: 5.9029; 1.6: 11.375; 1.7: 4.55; 1.8: 8.4594; 1.9: 37.9167; 2: 1.2075; 2.1: 77.2689; 2.2: 1.8606; 2.3: 1.5628; 2.4: 4.0423; 2.5: 3.3952
| 1 | 1.8 | 1: 32.1216; 1.1: 6.0517; 1.2: 0.0081155; 1.3: 11.7; 1.4: 4.9418; 1.5: 6.0517; 1.6: 11.7; 1.7: 4.68; 1.8: 8.4594; 1.9: 39; 2: 1.242; 2.1: 77.343; 2.2: 1.9666; 2.3: 1.6059; 2.4: 4.0851; 2.5: 3.3359
| 1 | 1.85 | 1: 32.0165; 1.1: 6.1995; 1.2: 0.0083136; 1.3: 12.025; 1.4: 4.9256; 1.5: 6.1995; 1.6: 12.025; 1.7: 4.81; 1.8: 8.4594; 1.9: 40.0833; 2: 1.2765; 2.1: 77.4169; 2.2: 2.0754; 2.3: 1.6489; 2.4: 4.1241; 2.5: 3.2767
| 1 | 1.9 | 1: 31.9116; 1.1: 6.3461; 1.2: 0.0085103; 1.3: 12.35; 1.4: 4.9095; 1.5: 6.3461; 1.6: 12.35; 1.7: 4.94; 1.8: 8.4594; 1.9: 41.1667; 2: 1.311; 2.1: 77.4906; 2.2: 2.187; 2.3: 1.6919; 2.4: 4.1592; 2.5: 3.2176
| 1 | 1.95 | 1: 31.8068; 1.1: 6.4918; 1.2: 0.0087056; 1.3: 12.675; 1.4: 4.8934; 1.5: 6.4918; 1.6: 12.675; 1.7: 5.07; 1.8: 8.4594; 1.9: 42.25; 2: 1.3455; 2.1: 77.5639; 2.2: 2.3014; 2.3: 1.7348; 2.4: 4.1904; 2.5: 3.1586
| 1 | 2 | 1: 31.7022; 1.1: 6.6363; 1.2: 0.0088995; 1.3: 13; 1.4: 4.8773; 1.5: 6.6363; 1.6: 13; 1.7: 5.2; 1.8: 8.4594; 1.9: 43.3333; 2: 1.38; 2.1: 77.6371; 2.2: 2.4187; 2.3: 1.7776; 2.4: 4.2177; 2.5: 3.0997
| 1 | 2.05 | 1: 31.5978; 1.1: 6.7798; 1.2: 0.0090919; 1.3: 13.325; 1.4: 4.8612; 1.5: 6.7798; 1.6: 13.325; 1.7: 5.33; 1.8: 8.4594; 1.9: 44.4167; 2: 1.4145; 2.1: 77.7099; 2.2: 2.5387; 2.3: 1.8203; 2.4: 4.2411; 2.5: 3.0409
| 1 | 2.1 | 1: 31.4936; 1.1: 6.9223; 1.2: 0.0092829; 1.3: 13.65; 1.4: 4.8452; 1.5: 6.9223; 1.6: 13.65; 1.7: 5.46; 1.8: 8.4594; 1.9: 45.5; 2: 1.449; 2.1: 77.7825; 2.2: 2.6616; 2.3: 1.8629; 2.4: 4.2607; 2.5: 2.9822
| 1 | 2.15 | 1: 31.3895; 1.1: 7.0637; 1.2: 0.0094726; 1.3: 13.975; 1.4: 4.8292; 1.5: 7.0637; 1.6: 13.975; 1.7: 5.59; 1.8: 8.4594; 1.9: 46.5833; 2: 1.4835; 2.1: 77.8549; 2.2: 2.7872; 2.3: 1.9055; 2.4: 4.2764; 2.5: 2.9236
| 1 | 2.2 | 1: 31.2856; 1.1: 7.204; 1.2: 0.0096608; 1.3: 14.3; 1.4: 4.8132; 1.5: 7.204; 1.6: 14.3; 1.7: 5.72; 1.8: 8.4594; 1.9: 47.6667; 2: 1.518; 2.1: 77.927; 2.2: 2.9157; 2.3: 1.948; 2.4: 4.2883; 2.5: 2.8651
| 1 | 2.25 | 1: 31.1819; 1.1: 7.3433; 1.2: 0.0098476; 1.3: 14.625; 1.4: 4.7972; 1.5: 7.3433; 1.6: 14.625; 1.7: 5.85; 1.8: 8.4594; 1.9: 48.75; 2: 1.5525; 2.1: 77.9988; 2.2: 3.0469; 2.3: 1.9905; 2.4: 4.2964; 2.5: 2.8067
| 1 | 2.3 | 1: 31.0784; 1.1: 7.4816; 1.2: 0.010033; 1.3: 14.95; 1.4: 4.7813; 1.5: 7.4816; 1.6: 14.95; 1.7: 5.98; 1.8: 8.4594; 1.9: 49.8333; 2: 1.587; 2.1: 78.0704; 2.2: 3.1809; 2.3: 2.0328; 2.4: 4.3007; 2.5: 2.7484
| 1 | 2.35 | 1: 30.975; 1.1: 7.6188; 1.2: 0.010217; 1.3: 15.275; 1.4: 4.7654; 1.5: 7.6188; 1.6: 15.275; 1.7: 6.11; 1.8: 8.4594; 1.9: 50.9167; 2: 1.6215; 2.1: 78.1417; 2.2: 3.3177; 2.3: 2.0751; 2.4: 4.3011; 2.5: 2.6902
| 1 | 2.4 | 1: 30.8718; 1.1: 7.755; 1.2: 0.0104; 1.3: 15.6; 1.4: 4.7495; 1.5: 7.755; 1.6: 15.6; 1.7: 6.24; 1.8: 8.4594; 1.9: 52; 2: 1.6561; 2.1: 78.2128; 2.2: 3.4572; 2.3: 2.1174; 2.4: 4.2978; 2.5: 2.6321
| 1 | 2.45 | 1: 30.7688; 1.1: 7.8901; 1.2: 0.010581; 1.3: 15.925; 1.4: 4.7337; 1.5: 7.8901; 1.6: 15.925; 1.7: 6.37; 1.8: 8.4594; 1.9: 53.0833; 2: 1.6906; 2.1: 78.2836; 2.2: 3.5995; 2.3: 2.1595; 2.4: 4.2906; 2.5: 2.5741
| 1 | 2.5 | 1: 30.6659; 1.1: 8.0242; 1.2: 0.010761; 1.3: 16.25; 1.4: 4.7178; 1.5: 8.0242; 1.6: 16.25; 1.7: 6.5; 1.8: 8.4594; 1.9: 54.1667; 2: 1.7251; 2.1: 78.3542; 2.2: 3.7446; 2.3: 2.2016; 2.4: 4.2797; 2.5: 2.5162
| 1 | 2.55 | 1: 30.5632; 1.1: 8.1573; 1.2: 0.010939; 1.3: 16.575; 1.4: 4.702; 1.5: 8.1573; 1.6: 16.575; 1.7: 6.63; 1.8: 8.4594; 1.9: 55.25; 2: 1.7596; 2.1: 78.4245; 2.2: 3.8924; 2.3: 2.2436; 2.4: 4.265; 2.5: 2.4584
| 1 | 2.6 | 1: 30.4607; 1.1: 8.2894; 1.2: 0.011116; 1.3: 16.9; 1.4: 4.6863; 1.5: 8.2894; 1.6: 16.9; 1.7: 6.76; 1.8: 8.4594; 1.9: 56.3333; 2: 1.7941; 2.1: 78.4946; 2.2: 4.0429; 2.3: 2.2856; 2.4: 4.2465; 2.5: 2.4007
| 1 | 2.65 | 1: 30.3584; 1.1: 8.4204; 1.2: 0.011292; 1.3: 17.225; 1.4: 4.6705; 1.5: 8.4204; 1.6: 17.225; 1.7: 6.89; 1.8: 8.4594; 1.9: 57.4167; 2: 1.8286; 2.1: 78.5644; 2.2: 4.1961; 2.3: 2.3275; 2.4: 4.2243; 2.5: 2.3431
| 1 | 2.7 | 1: 30.2562; 1.1: 8.5504; 1.2: 0.011466; 1.3: 17.55; 1.4: 4.6548; 1.5: 8.5504; 1.6: 17.55; 1.7: 7.02; 1.8: 8.4594; 1.9: 58.5; 2: 1.8631; 2.1: 78.634; 2.2: 4.3521; 2.3: 2.3693; 2.4: 4.1983; 2.5: 2.2855
| 1 | 2.75 | 1: 30.1542; 1.1: 8.6794; 1.2: 0.011639; 1.3: 17.875; 1.4: 4.6391; 1.5: 8.6794; 1.6: 17.875; 1.7: 7.15; 1.8: 8.4594; 1.9: 59.5833; 2: 1.8976; 2.1: 78.7033; 2.2: 4.5108; 2.3: 2.411; 2.4: 4.1685; 2.5: 2.2281
| 1 | 2.8 | 1: 30.0524; 1.1: 8.8073; 1.2: 0.011811; 1.3: 18.2; 1.4: 4.6234; 1.5: 8.8073; 1.6: 18.2; 1.7: 7.28; 1.8: 8.4594; 1.9: 60.6667; 2: 1.9321; 2.1: 78.7724; 2.2: 4.6723; 2.3: 2.4527; 2.4: 4.1351; 2.5: 2.1707
| 1 | 2.85 | 1: 29.9507; 1.1: 8.9343; 1.2: 0.011981; 1.3: 18.525; 1.4: 4.6078; 1.5: 8.9343; 1.6: 18.525; 1.7: 7.41; 1.8: 8.4594; 1.9: 61.75; 2: 1.9666; 2.1: 78.8412; 2.2: 4.8364; 2.3: 2.4943; 2.4: 4.0979; 2.5: 2.1135
| 1 | 2.9 | 1: 29.8492; 1.1: 9.0602; 1.2: 0.01215; 1.3: 18.85; 1.4: 4.5922; 1.5: 9.0602; 1.6: 18.85; 1.7: 7.54; 1.8: 8.4594; 1.9: 62.8333; 2: 2.0011; 2.1: 78.9098; 2.2: 5.0032; 2.3: 2.5359; 2.4: 4.057; 2.5: 2.0563
| 1 | 2.95 | 1: 29.7479; 1.1: 9.1852; 1.2: 0.012318; 1.3: 19.175; 1.4: 4.5766; 1.5: 9.1852; 1.6: 19.175; 1.7: 7.67; 1.8: 8.4594; 1.9: 63.9167; 2: 2.0356; 2.1: 78.9781; 2.2: 5.1728; 2.3: 2.5774; 2.4: 4.0124; 2.5: 1.9992
| 1 | 3 | 1: 29.6468; 1.1: 9.3091; 1.2: 0.012484; 1.3: 19.5; 1.4: 4.561; 1.5: 9.3091; 1.6: 19.5; 1.7: 7.8; 1.8: 8.4594; 1.9: 65; 2: 2.0701; 2.1: 79.0462; 2.2: 5.345; 2.3: 2.6188; 2.4: 3.9641; 2.5: 1.9422
| 1 | 3.05 | 1: 29.5458; 1.1: 9.432; 1.2: 0.012649; 1.3: 19.825; 1.4: 4.5455; 1.5: 9.432; 1.6: 19.825; 1.7: 7.93; 1.8: 8.4594; 1.9: 66.0833; 2: 2.1046; 2.1: 79.114; 2.2: 5.5199; 2.3: 2.6602; 2.4: 3.9121; 2.5: 1.8853
| 1 | 3.1 | 1: 29.445; 1.1: 9.5539; 1.2: 0.012812; 1.3: 20.15; 1.4: 4.53; 1.5: 9.5539; 1.6: 20.15; 1.7: 8.06; 1.8: 8.4594; 1.9: 67.1667; 2: 2.1391; 2.1: 79.1816; 2.2: 5.6975; 2.3: 2.7015; 2.4: 3.8564; 2.5: 1.8285
| 1 | 3.15 | 1: 29.3444; 1.1: 9.6749; 1.2: 0.012974; 1.3: 20.475; 1.4: 4.5145; 1.5: 9.6749; 1.6: 20.475; 1.7: 8.19; 1.8: 8.4594; 1.9: 68.25; 2: 2.1736; 2.1: 79.249; 2.2: 5.8778; 2.3: 2.7427; 2.4: 3.7971; 2.5: 1.7718
| 1 | 3.2 | 1: 29.244; 1.1: 9.7948; 1.2: 0.013135; 1.3: 20.8; 1.4: 4.4991; 1.5: 9.7948; 1.6: 20.8; 1.7: 8.32; 1.8: 8.4594; 1.9: 69.3333; 2: 2.2081; 2.1: 79.3161; 2.2: 6.0607; 2.3: 2.7839; 2.4: 3.7341; 2.5: 1.7152
| 1 | 3.25 | 1: 29.1437; 1.1: 9.9137; 1.2: 0.013295; 1.3: 21.125; 1.4: 4.4836; 1.5: 9.9137; 1.6: 21.125; 1.7: 8.45; 1.8: 8.4594; 1.9: 70.4167; 2: 2.2426; 2.1: 79.3829; 2.2: 6.2463; 2.3: 2.825; 2.4: 3.6674; 2.5: 1.6586
| 1 | 3.3 | 1: 29.0436; 1.1: 10.0317; 1.2: 0.013453; 1.3: 21.45; 1.4: 4.4682; 1.5: 10.0317; 1.6: 21.45; 1.7: 8.58; 1.8: 8.4594; 1.9: 71.5; 2: 2.2771; 2.1: 79.4496; 2.2: 6.4346; 2.3: 2.8661; 2.4: 3.5971; 2.5: 1.6022
| 1 | 3.35 | 1: 28.9437; 1.1: 10.1486; 1.2: 0.01361; 1.3: 21.775; 1.4: 4.4529; 1.5: 10.1486; 1.6: 21.775; 1.7: 8.71; 1.8: 8.4594; 1.9: 72.5833; 2: 2.3116; 2.1: 79.5159; 2.2: 6.6255; 2.3: 2.9071; 2.4: 3.5231; 2.5: 1.5458
| 1 | 3.4 | 1: 28.8439; 1.1: 10.2646; 1.2: 0.013765; 1.3: 22.1; 1.4: 4.4375; 1.5: 10.2646; 1.6: 22.1; 1.7: 8.84; 1.8: 8.4594; 1.9: 73.6667; 2: 2.3461; 2.1: 79.5821; 2.2: 6.8191; 2.3: 2.948; 2.4: 3.4455; 2.5: 1.4895
| 1 | 3.45 | 1: 28.7443; 1.1: 10.3796; 1.2: 0.013919; 1.3: 22.425; 1.4: 4.4222; 1.5: 10.3796; 1.6: 22.425; 1.7: 8.97; 1.8: 8.4594; 1.9: 74.75; 2: 2.3806; 2.1: 79.648; 2.2: 7.0153; 2.3: 2.9889; 2.4: 3.3643; 2.5: 1.4333
| 1 | 3.5 | 1: 28.6449; 1.1: 10.4936; 1.2: 0.014072; 1.3: 22.75; 1.4: 4.4069; 1.5: 10.4936; 1.6: 22.75; 1.7: 9.1; 1.8: 8.4594; 1.9: 75.8333; 2: 2.4151; 2.1: 79.7137; 2.2: 7.2142; 2.3: 3.0297; 2.4: 3.2794; 2.5: 1.3772
| 1 | 3.55 | 1: 28.5457; 1.1: 10.6066; 1.2: 0.014224; 1.3: 23.075; 1.4: 4.3916; 1.5: 10.6066; 1.6: 23.075; 1.7: 9.23; 1.8: 8.4594; 1.9: 76.9167; 2: 2.4496; 2.1: 79.7791; 2.2: 7.4157; 2.3: 3.0704; 2.4: 3.1909; 2.5: 1.3212
| 1 | 3.6 | 1: 28.4466; 1.1: 10.7187; 1.2: 0.014374; 1.3: 23.4; 1.4: 4.3764; 1.5: 10.7187; 1.6: 23.4; 1.7: 9.36; 1.8: 8.4594; 1.9: 78; 2: 2.4841; 2.1: 79.8443; 2.2: 7.6198; 2.3: 3.1112; 2.4: 3.0988; 2.5: 1.2652
| 1 | 3.65 | 1: 28.3477; 1.1: 10.8298; 1.2: 0.014523; 1.3: 23.725; 1.4: 4.3612; 1.5: 10.8298; 1.6: 23.725; 1.7: 9.49; 1.8: 8.4594; 1.9: 79.0833; 2: 2.5186; 2.1: 79.9092; 2.2: 7.8266; 2.3: 3.1518; 2.4: 3.0032; 2.5: 1.2094
| 1 | 3.7 | 1: 28.249; 1.1: 10.9399; 1.2: 0.014671; 1.3: 24.05; 1.4: 4.346; 1.5: 10.9399; 1.6: 24.05; 1.7: 9.62; 1.8: 8.4594; 1.9: 80.1667; 2: 2.5531; 2.1: 79.974; 2.2: 8.036; 2.3: 3.1924; 2.4: 2.9039; 2.5: 1.1536
| 1 | 3.75 | 1: 28.1504; 1.1: 11.049; 1.2: 0.014817; 1.3: 24.375; 1.4: 4.3308; 1.5: 11.049; 1.6: 24.375; 1.7: 9.75; 1.8: 8.4594; 1.9: 81.25; 2: 2.5876; 2.1: 80.0384; 2.2: 8.248; 2.3: 3.2329; 2.4: 2.8011; 2.5: 1.0979
| 1 | 3.8 | 1: 28.0521; 1.1: 11.1572; 1.2: 0.014962; 1.3: 24.7; 1.4: 4.3157; 1.5: 11.1572; 1.6: 24.7; 1.7: 9.88; 1.8: 8.4594; 1.9: 82.3333; 2: 2.6221; 2.1: 80.1027; 2.2: 8.4626; 2.3: 3.2734; 2.4: 2.6946; 2.5: 1.0423
| 1 | 3.85 | 1: 27.9538; 1.1: 11.2645; 1.2: 0.015106; 1.3: 25.025; 1.4: 4.3006; 1.5: 11.2645; 1.6: 25.025; 1.7: 10.01; 1.8: 8.4594; 1.9: 83.4167; 2: 2.6566; 2.1: 80.1667; 2.2: 8.6798; 2.3: 3.3138; 2.4: 2.5846; 2.5: 0.98677
| 1 | 3.9 | 1: 27.8558; 1.1: 11.3707; 1.2: 0.015248; 1.3: 25.35; 1.4: 4.2855; 1.5: 11.3707; 1.6: 25.35; 1.7: 10.14; 1.8: 8.4594; 1.9: 84.5; 2: 2.6911; 2.1: 80.2305; 2.2: 8.8997; 2.3: 3.3542; 2.4: 2.4711; 2.5: 0.93132
| 1 | 3.95 | 1: 27.758; 1.1: 11.4761; 1.2: 0.01539; 1.3: 25.675; 1.4: 4.2705; 1.5: 11.4761; 1.6: 25.675; 1.7: 10.27; 1.8: 8.4594; 1.9: 85.5833; 2: 2.7256; 2.1: 80.294; 2.2: 9.1221; 2.3: 3.3945; 2.4: 2.354; 2.5: 0.87595
| 1 | 4 | 1: 27.6603; 1.1: 11.5804; 1.2: 0.01553; 1.3: 26; 1.4: 4.2554; 1.5: 11.5804; 1.6: 26; 1.7: 10.4; 1.8: 8.4594; 1.9: 86.6667; 2: 2.7601; 2.1: 80.3573; 2.2: 9.3471; 2.3: 3.4348; 2.4: 2.2333; 2.5: 0.82066
| 1 | 4.05 | 1: 27.5627; 1.1: 11.6838; 1.2: 0.015668; 1.3: 26.325; 1.4: 4.2404; 1.5: 11.6838; 1.6: 26.325; 1.7: 10.53; 1.8: 8.4594; 1.9: 87.75; 2: 2.7946; 2.1: 80.4204; 2.2: 9.5748; 2.3: 3.475; 2.4: 2.1091; 2.5: 0.76545
| 1 | 4.1 | 1: 27.4654; 1.1: 11.7863; 1.2: 0.015806; 1.3: 26.65; 1.4: 4.2254; 1.5: 11.7863; 1.6: 26.65; 1.7: 10.66; 1.8: 8.4594; 1.9: 88.8333; 2: 2.8291; 2.1: 80.4832; 2.2: 9.805; 2.3: 3.5151; 2.4: 1.9813; 2.5: 0.71032
| 1 | 4.15 | 1: 27.3682; 1.1: 11.8878; 1.2: 0.015942; 1.3: 26.975; 1.4: 4.2105; 1.5: 11.8878; 1.6: 26.975; 1.7: 10.79; 1.8: 8.4594; 1.9: 89.9167; 2: 2.8636; 2.1: 80.5459; 2.2: 10.0378; 2.3: 3.5552; 2.4: 1.8501; 2.5: 0.65527
| 1 | 4.2 | 1: 27.2712; 1.1: 11.9884; 1.2: 0.016077; 1.3: 27.3; 1.4: 4.1956; 1.5: 11.9884; 1.6: 27.3; 1.7: 10.92; 1.8: 8.4594; 1.9: 91; 2: 2.8981; 2.1: 80.6082; 2.2: 10.2731; 2.3: 3.5953; 2.4: 1.7153; 2.5: 0.6003
| 1 | 4.25 | 1: 27.1744; 1.1: 12.0881; 1.2: 0.01621; 1.3: 27.625; 1.4: 4.1807; 1.5: 12.0881; 1.6: 27.625; 1.7: 11.05; 1.8: 8.4594; 1.9: 92.0833; 2: 2.9326; 2.1: 80.6704; 2.2: 10.5111; 2.3: 3.6353; 2.4: 1.577; 2.5: 0.5454
| 1 | 4.3 | 1: 27.0778; 1.1: 12.1868; 1.2: 0.016343; 1.3: 27.95; 1.4: 4.1658; 1.5: 12.1868; 1.6: 27.95; 1.7: 11.18; 1.8: 8.4594; 1.9: 93.1667; 2: 2.9671; 2.1: 80.7323; 2.2: 10.7516; 2.3: 3.6752; 2.4: 1.4352; 2.5: 0.49059
| 1 | 4.35 | 1: 26.9813; 1.1: 12.2846; 1.2: 0.016474; 1.3: 28.275; 1.4: 4.151; 1.5: 12.2846; 1.6: 28.275; 1.7: 11.31; 1.8: 8.4594; 1.9: 94.25; 2: 3.0016; 2.1: 80.794; 2.2: 10.9947; 2.3: 3.7151; 2.4: 1.2899; 2.5: 0.43585
| 1 | 4.4 | 1: 26.885; 1.1: 12.3814; 1.2: 0.016604; 1.3: 28.6; 1.4: 4.1361; 1.5: 12.3814; 1.6: 28.6; 1.7: 11.44; 1.8: 8.4594; 1.9: 95.3333; 2: 3.0361; 2.1: 80.8555; 2.2: 11.2404; 2.3: 3.755; 2.4: 1.1411; 2.5: 0.38119
| 1 | 4.45 | 1: 26.7888; 1.1: 12.4773; 1.2: 0.016732; 1.3: 28.925; 1.4: 4.1214; 1.5: 12.4773; 1.6: 28.925; 1.7: 11.57; 1.8: 8.4594; 1.9: 96.4167; 2: 3.0706; 2.1: 80.9167; 2.2: 11.4886; 2.3: 3.7948; 2.4: 0.98877; 2.5: 0.3266
| 1 | 4.5 | 1: 26.6929; 1.1: 12.5723; 1.2: 0.01686; 1.3: 29.25; 1.4: 4.1066; 1.5: 12.5723; 1.6: 29.25; 1.7: 11.7; 1.8: 8.4594; 1.9: 97.5; 2: 3.1051; 2.1: 80.9778; 2.2: 11.7393; 2.3: 3.8345; 2.4: 0.833; 2.5: 0.27209
| 1 | 4.55 | 1: 26.5971; 1.1: 12.6664; 1.2: 0.016986; 1.3: 29.575; 1.4: 4.0919; 1.5: 12.6664; 1.6: 29.575; 1.7: 11.83; 1.8: 8.4594; 1.9: 98.5833; 2: 3.1396; 2.1: 81.0385; 2.2: 11.9927; 2.3: 3.8742; 2.4: 0.67375; 2.5: 0.21766
| 1 | 4.6 | 1: 26.5014; 1.1: 12.7596; 1.2: 0.017111; 1.3: 29.9; 1.4: 4.0771; 1.5: 12.7596; 1.6: 29.9; 1.7: 11.96; 1.8: 8.4594; 1.9: 99.6667; 2: 3.1741; 2.1: 81.0991; 2.2: 12.2485; 2.3: 3.9139; 2.4: 0.51104; 2.5: 0.1633
| 1 | 4.65 | 1: 26.406; 1.1: 12.8518; 1.2: 0.017235; 1.3: 30.225; 1.4: 4.0625; 1.5: 12.8518; 1.6: 30.225; 1.7: 12.09; 1.8: 8.4594; 1.9: 100.75; 2: 3.2086; 2.1: 81.1595; 2.2: 12.5069; 2.3: 3.9535; 2.4: 0.34486; 2.5: 0.10901
| 1 | 4.7 | 1: 26.3107; 1.1: 12.9431; 1.2: 0.017357; 1.3: 30.55; 1.4: 4.0478; 1.5: 12.9431; 1.6: 30.55; 1.7: 12.22; 1.8: 8.4594; 1.9: 101.8333; 2: 3.2431; 2.1: 81.2196; 2.2: 12.7679; 2.3: 3.993; 2.4: 0.17523; 2.5: 0.054801
| 2 | 4.75 | 1: 26.2156; 1.1: 13.0335; 1.2: 0.017478; 1.3: 30.875; 1.4: 4.0332; 1.5: 13.0335; 1.6: 30.875; 1.7: 12.35; 1.8: 8.4594; 1.9: 102.9167; 2: 3.2776; 2.1: 81.2795; 2.2: 13.0314; 2.3: 4.0325; 2.4: 0.0021482; 2.5: 0.00066474
| 2 | 4.8 | 1: 26.1207; 1.1: 13.123; 1.2: 0.017598; 1.3: 31.2; 1.4: 4.0186; 1.5: 13.123; 1.6: 31.2; 1.7: 12.48; 1.8: 8.4594; 1.9: 104; 2: 3.3121; 2.1: 81.3391; 2.2: 13.2974; 2.3: 4.072; 2.4: -0.17438; 2.5: -0.053398
| 2 | 4.85 | 1: 26.0259; 1.1: 13.2116; 1.2: 0.017717; 1.3: 31.525; 1.4: 4.004; 1.5: 13.2116; 1.6: 31.525; 1.7: 12.61; 1.8: 8.4594; 1.9: 105.0833; 2: 3.3466; 2.1: 81.3986; 2.2: 13.566; 2.3: 4.1114; 2.4: -0.35434; 2.5: -0.10739
| 2 | 4.9 | 1: 25.9313; 1.1: 13.2993; 1.2: 0.017835; 1.3: 31.85; 1.4: 3.9894; 1.5: 13.2993; 1.6: 31.85; 1.7: 12.74; 1.8: 8.4594; 1.9: 106.1667; 2: 3.3811; 2.1: 81.4578; 2.2: 13.8371; 2.3: 4.1507; 2.4: -0.53773; 2.5: -0.1613
| 2 | 4.95 | 1: 25.8369; 1.1: 13.3861; 1.2: 0.017951; 1.3: 32.175; 1.4: 3.9749; 1.5: 13.3861; 1.6: 32.175; 1.7: 12.87; 1.8: 8.4594; 1.9: 107.25; 2: 3.4156; 2.1: 81.5168; 2.2: 14.1107; 2.3: 4.1901; 2.4: -0.72455; 2.5: -0.21515
| 2 | 5 | 1: 25.7427; 1.1: 13.472; 1.2: 0.018066; 1.3: 32.5; 1.4: 3.9604; 1.5: 13.472; 1.6: 32.5; 1.7: 13; 1.8: 8.4594; 1.9: 108.3333; 2: 3.4501; 2.1: 81.5756; 2.2: 14.3868; 2.3: 4.2293; 2.4: -0.91478; 2.5: -0.26892
| 2 | 5.05 | 1: 25.6486; 1.1: 13.557; 1.2: 0.01818; 1.3: 32.825; 1.4: 3.9459; 1.5: 13.557; 1.6: 32.825; 1.7: 13.13; 1.8: 8.4594; 1.9: 109.4167; 2: 3.4846; 2.1: 81.6342; 2.2: 14.6654; 2.3: 4.2686; 2.4: -1.1084; 2.5: -0.32262
| 2 | 5.1 | 1: 25.5547; 1.1: 13.6411; 1.2: 0.018293; 1.3: 33.15; 1.4: 3.9315; 1.5: 13.6411; 1.6: 33.15; 1.7: 13.26; 1.8: 8.4594; 1.9: 110.5; 2: 3.5191; 2.1: 81.6925; 2.2: 14.9466; 2.3: 4.3077; 2.4: -1.3055; 2.5: -0.37625
| 2 | 5.15 | 1: 25.461; 1.1: 13.7243; 1.2: 0.018405; 1.3: 33.475; 1.4: 3.9171; 1.5: 13.7243; 1.6: 33.475; 1.7: 13.39; 1.8: 8.4594; 1.9: 111.5833; 2: 3.5536; 2.1: 81.7507; 2.2: 15.2303; 2.3: 4.3469; 2.4: -1.5059; 2.5: -0.42981
| 2 | 5.2 | 1: 25.3675; 1.1: 13.8067; 1.2: 0.018515; 1.3: 33.8; 1.4: 3.9027; 1.5: 13.8067; 1.6: 33.8; 1.7: 13.52; 1.8: 8.4594; 1.9: 112.6667; 2: 3.5881; 2.1: 81.8086; 2.2: 15.5164; 2.3: 4.386; 2.4: -1.7098; 2.5: -0.4833
| 2 | 5.25 | 1: 25.2741; 1.1: 13.8881; 1.2: 0.018624; 1.3: 34.125; 1.4: 3.8883; 1.5: 13.8881; 1.6: 34.125; 1.7: 13.65; 1.8: 8.4594; 1.9: 113.75; 2: 3.6226; 2.1: 81.8663; 2.2: 15.8051; 2.3: 4.425; 2.4: -1.917; 2.5: -0.53672
| 2 | 5.3 | 1: 25.1809; 1.1: 13.9687; 1.2: 0.018732; 1.3: 34.45; 1.4: 3.874; 1.5: 13.9687; 1.6: 34.45; 1.7: 13.78; 1.8: 8.4594; 1.9: 114.8333; 2: 3.6571; 2.1: 81.9237; 2.2: 16.0963; 2.3: 4.464; 2.4: -2.1276; 2.5: -0.59007
| 2 | 5.35 | 1: 25.0878; 1.1: 14.0483; 1.2: 0.018839; 1.3: 34.775; 1.4: 3.8597; 1.5: 14.0483; 1.6: 34.775; 1.7: 13.91; 1.8: 8.4594; 1.9: 115.9167; 2: 3.6916; 2.1: 81.981; 2.2: 16.39; 2.3: 4.503; 2.4: -2.3416; 2.5: -0.64335
| 2 | 5.4 | 1: 24.995; 1.1: 14.1272; 1.2: 0.018945; 1.3: 35.1; 1.4: 3.8454; 1.5: 14.1272; 1.6: 35.1; 1.7: 14.04; 1.8: 8.4594; 1.9: 117; 2: 3.7261; 2.1: 82.038; 2.2: 16.6862; 2.3: 4.5419; 2.4: -2.559; 2.5: -0.69656
| 2 | 5.45 | 1: 24.9023; 1.1: 14.2051; 1.2: 0.019049; 1.3: 35.425; 1.4: 3.8311; 1.5: 14.2051; 1.6: 35.425; 1.7: 14.17; 1.8: 8.4594; 1.9: 118.0833; 2: 3.7606; 2.1: 82.0949; 2.2: 16.9848; 2.3: 4.5808; 2.4: -2.7797; 2.5: -0.7497
| 2 | 5.5 | 1: 24.8098; 1.1: 14.2822; 1.2: 0.019153; 1.3: 35.75; 1.4: 3.8169; 1.5: 14.2822; 1.6: 35.75; 1.7: 14.3; 1.8: 8.4594; 1.9: 119.1667; 2: 3.7951; 2.1: 82.1515; 2.2: 17.286; 2.3: 4.6197; 2.4: -3.0038; 2.5: -0.80277
| 2 | 5.55 | 1: 24.7174; 1.1: 14.3583; 1.2: 0.019255; 1.3: 36.075; 1.4: 3.8027; 1.5: 14.3583; 1.6: 36.075; 1.7: 14.43; 1.8: 8.4594; 1.9: 120.25; 2: 3.8296; 2.1: 82.2079; 2.2: 17.5896; 2.3: 4.6585; 2.4: -3.2313; 2.5: -0.85578
| 2 | 5.6 | 1: 24.6252; 1.1: 14.4337; 1.2: 0.019356; 1.3: 36.4; 1.4: 3.7885; 1.5: 14.4337; 1.6: 36.4; 1.7: 14.56; 1.8: 8.4594; 1.9: 121.3333; 2: 3.8641; 2.1: 82.2641; 2.2: 17.8958; 2.3: 4.6972; 2.4: -3.4621; 2.5: -0.90871
| 2 | 5.65 | 1: 24.5332; 1.1: 14.5081; 1.2: 0.019456; 1.3: 36.725; 1.4: 3.7743; 1.5: 14.5081; 1.6: 36.725; 1.7: 14.69; 1.8: 8.4594; 1.9: 122.4167; 2: 3.8986; 2.1: 82.3201; 2.2: 18.2044; 2.3: 4.7359; 2.4: -3.6962; 2.5: -0.96158
| 2 | 5.7 | 1: 24.4414; 1.1: 14.5817; 1.2: 0.019554; 1.3: 37.05; 1.4: 3.7602; 1.5: 14.5817; 1.6: 37.05; 1.7: 14.82; 1.8: 8.4594; 1.9: 123.5; 2: 3.9331; 2.1: 82.3758; 2.2: 18.5154; 2.3: 4.7746; 2.4: -3.9337; 2.5: -1.0144
| 2 | 5.75 | 1: 24.3498; 1.1: 14.6545; 1.2: 0.019652; 1.3: 37.375; 1.4: 3.7461; 1.5: 14.6545; 1.6: 37.375; 1.7: 14.95; 1.8: 8.4594; 1.9: 124.5833; 2: 3.9676; 2.1: 82.4314; 2.2: 18.829; 2.3: 4.8132; 2.4: -4.1745; 2.5: -1.0671
| 2 | 5.8 | 1: 24.2583; 1.1: 14.7264; 1.2: 0.019748; 1.3: 37.7; 1.4: 3.732; 1.5: 14.7264; 1.6: 37.7; 1.7: 15.08; 1.8: 8.4594; 1.9: 125.6667; 2: 4.0021; 2.1: 82.4867; 2.2: 19.145; 2.3: 4.8518; 2.4: -4.4186; 2.5: -1.1198
| 2 | 5.85 | 1: 24.167; 1.1: 14.7974; 1.2: 0.019844; 1.3: 38.025; 1.4: 3.718; 1.5: 14.7974; 1.6: 38.025; 1.7: 15.21; 1.8: 8.4594; 1.9: 126.75; 2: 4.0366; 2.1: 82.5419; 2.2: 19.4635; 2.3: 4.8904; 2.4: -4.6661; 2.5: -1.1724
| 2 | 5.9 | 1: 24.0758; 1.1: 14.8676; 1.2: 0.019938; 1.3: 38.35; 1.4: 3.704; 1.5: 14.8676; 1.6: 38.35; 1.7: 15.34; 1.8: 8.4594; 1.9: 127.8333; 2: 4.0711; 2.1: 82.5968; 2.2: 19.7845; 2.3: 4.9289; 2.4: -4.9169; 2.5: -1.2249
| 2 | 5.95 | 1: 23.9849; 1.1: 14.937; 1.2: 0.020031; 1.3: 38.675; 1.4: 3.69; 1.5: 14.937; 1.6: 38.675; 1.7: 15.47; 1.8: 8.4594; 1.9: 128.9167; 2: 4.1056; 2.1: 82.6515; 2.2: 20.1079; 2.3: 4.9674; 2.4: -5.171; 2.5: -1.2774
| 2 | 6 | 1: 23.8941; 1.1: 15.0055; 1.2: 0.020123; 1.3: 39; 1.4: 3.676; 1.5: 15.0055; 1.6: 39; 1.7: 15.6; 1.8: 8.4594; 1.9: 130; 2: 4.1401; 2.1: 82.706; 2.2: 20.4338; 2.3: 5.0058; 2.4: -5.4284; 2.5: -1.3298
| 2 | 6.05 | 1: 23.8034; 1.1: 15.0731; 1.2: 0.020213; 1.3: 39.325; 1.4: 3.6621; 1.5: 15.0731; 1.6: 39.325; 1.7: 15.73; 1.8: 8.4594; 1.9: 131.0833; 2: 4.1746; 2.1: 82.7603; 2.2: 20.7622; 2.3: 5.0442; 2.4: -5.689; 2.5: -1.3822
| 2 | 6.1 | 1: 23.713; 1.1: 15.14; 1.2: 0.020303; 1.3: 39.65; 1.4: 3.6482; 1.5: 15.14; 1.6: 39.65; 1.7: 15.86; 1.8: 8.4594; 1.9: 132.1667; 2: 4.2091; 2.1: 82.8144; 2.2: 21.093; 2.3: 5.0826; 2.4: -5.953; 2.5: -1.4345
| 2 | 6.15 | 1: 23.6227; 1.1: 15.2059; 1.2: 0.020392; 1.3: 39.975; 1.4: 3.6343; 1.5: 15.2059; 1.6: 39.975; 1.7: 15.99; 1.8: 8.4594; 1.9: 133.25; 2: 4.2436; 2.1: 82.8683; 2.2: 21.4262; 2.3: 5.1209; 2.4: -6.2203; 2.5: -1.4867
| 2 | 6.2 | 1: 23.5326; 1.1: 15.2711; 1.2: 0.020479; 1.3: 40.3; 1.4: 3.6204; 1.5: 15.2711; 1.6: 40.3; 1.7: 16.12; 1.8: 8.4594; 1.9: 134.3333; 2: 4.2781; 2.1: 82.922; 2.2: 21.762; 2.3: 5.1592; 2.4: -6.4909; 2.5: -1.5388
| 2 | 6.25 | 1: 23.4427; 1.1: 15.3354; 1.2: 0.020565; 1.3: 40.625; 1.4: 3.6066; 1.5: 15.3354; 1.6: 40.625; 1.7: 16.25; 1.8: 8.4594; 1.9: 135.4167; 2: 4.3126; 2.1: 82.9754; 2.2: 22.1001; 2.3: 5.1975; 2.4: -6.7647; 2.5: -1.5909
| 2 | 6.3 | 1: 23.3529; 1.1: 15.3989; 1.2: 0.02065; 1.3: 40.95; 1.4: 3.5928; 1.5: 15.3989; 1.6: 40.95; 1.7: 16.38; 1.8: 8.4594; 1.9: 136.5; 2: 4.3471; 2.1: 83.0287; 2.2: 22.4407; 2.3: 5.2357; 2.4: -7.0418; 2.5: -1.6429
| 2 | 6.35 | 1: 23.2633; 1.1: 15.4616; 1.2: 0.020734; 1.3: 41.275; 1.4: 3.579; 1.5: 15.4616; 1.6: 41.275; 1.7: 16.51; 1.8: 8.4594; 1.9: 137.5833; 2: 4.3816; 2.1: 83.0818; 2.2: 22.7838; 2.3: 5.2739; 2.4: -7.3222; 2.5: -1.6949
| 2 | 6.4 | 1: 23.1739; 1.1: 15.5234; 1.2: 0.020817; 1.3: 41.6; 1.4: 3.5652; 1.5: 15.5234; 1.6: 41.6; 1.7: 16.64; 1.8: 8.4594; 1.9: 138.6667; 2: 4.4161; 2.1: 83.1346; 2.2: 23.1293; 2.3: 5.312; 2.4: -7.6058; 2.5: -1.7468
| 2 | 6.45 | 1: 23.0847; 1.1: 15.5845; 1.2: 0.020899; 1.3: 41.925; 1.4: 3.5515; 1.5: 15.5845; 1.6: 41.925; 1.7: 16.77; 1.8: 8.4594; 1.9: 139.75; 2: 4.4506; 2.1: 83.1873; 2.2: 23.4772; 2.3: 5.3501; 2.4: -7.8928; 2.5: -1.7987
| 2 | 6.5 | 1: 22.9956; 1.1: 15.6447; 1.2: 0.02098; 1.3: 42.25; 1.4: 3.5378; 1.5: 15.6447; 1.6: 42.25; 1.7: 16.9; 1.8: 8.4594; 1.9: 140.8333; 2: 4.4851; 2.1: 83.2398; 2.2: 23.8276; 2.3: 5.3882; 2.4: -8.1829; 2.5: -1.8504
| 2 | 6.55 | 1: 22.9067; 1.1: 15.7041; 1.2: 0.02106; 1.3: 42.575; 1.4: 3.5241; 1.5: 15.7041; 1.6: 42.575; 1.7: 17.03; 1.8: 8.4594; 1.9: 141.9167; 2: 4.5196; 2.1: 83.292; 2.2: 24.1804; 2.3: 5.4263; 2.4: -8.4763; 2.5: -1.9021
| 2 | 6.6 | 1: 22.818; 1.1: 15.7627; 1.2: 0.021138; 1.3: 42.9; 1.4: 3.5105; 1.5: 15.7627; 1.6: 42.9; 1.7: 17.16; 1.8: 8.4594; 1.9: 143; 2: 4.5541; 2.1: 83.3441; 2.2: 24.5356; 2.3: 5.4643; 2.4: -8.773; 2.5: -1.9538
| 2 | 6.65 | 1: 22.7294; 1.1: 15.8204; 1.2: 0.021216; 1.3: 43.225; 1.4: 3.4968; 1.5: 15.8204; 1.6: 43.225; 1.7: 17.29; 1.8: 8.4594; 1.9: 144.0833; 2: 4.5886; 2.1: 83.3959; 2.2: 24.8933; 2.3: 5.5022; 2.4: -9.0729; 2.5: -2.0054
| 2 | 6.7 | 1: 22.641; 1.1: 15.8774; 1.2: 0.021292; 1.3: 43.55; 1.4: 3.4832; 1.5: 15.8774; 1.6: 43.55; 1.7: 17.42; 1.8: 8.4594; 1.9: 145.1667; 2: 4.6231; 2.1: 83.4476; 2.2: 25.2534; 2.3: 5.5402; 2.4: -9.376; 2.5: -2.0569
| 2 | 6.75 | 1: 22.5528; 1.1: 15.9336; 1.2: 0.021367; 1.3: 43.875; 1.4: 3.4697; 1.5: 15.9336; 1.6: 43.875; 1.7: 17.55; 1.8: 8.4594; 1.9: 146.25; 2: 4.6576; 2.1: 83.499; 2.2: 25.6159; 2.3: 5.5781; 2.4: -9.6824; 2.5: -2.1084
| 2 | 6.8 | 1: 22.4648; 1.1: 15.9889; 1.2: 0.021442; 1.3: 44.2; 1.4: 3.4561; 1.5: 15.9889; 1.6: 44.2; 1.7: 17.68; 1.8: 8.4594; 1.9: 147.3333; 2: 4.6921; 2.1: 83.5503; 2.2: 25.9809; 2.3: 5.616; 2.4: -9.9919; 2.5: -2.1598
| 2 | 6.85 | 1: 22.3769; 1.1: 16.0435; 1.2: 0.021515; 1.3: 44.525; 1.4: 3.4426; 1.5: 16.0435; 1.6: 44.525; 1.7: 17.81; 1.8: 8.4594; 1.9: 148.4167; 2: 4.7266; 2.1: 83.6013; 2.2: 26.3483; 2.3: 5.6538; 2.4: -10.3047; 2.5: -2.2112
| 2 | 6.9 | 1: 22.2892; 1.1: 16.0973; 1.2: 0.021587; 1.3: 44.85; 1.4: 3.4291; 1.5: 16.0973; 1.6: 44.85; 1.7: 17.94; 1.8: 8.4594; 1.9: 149.5; 2: 4.7611; 2.1: 83.6522; 2.2: 26.7181; 2.3: 5.6916; 2.4: -10.6208; 2.5: -2.2625
| 2 | 6.95 | 1: 22.2017; 1.1: 16.1503; 1.2: 0.021658; 1.3: 45.175; 1.4: 3.4157; 1.5: 16.1503; 1.6: 45.175; 1.7: 18.07; 1.8: 8.4594; 1.9: 150.5833; 2: 4.7956; 2.1: 83.7029; 2.2: 27.0903; 2.3: 5.7294; 2.4: -10.94; 2.5: -2.3137
| 2 | 7 | 1: 22.1144; 1.1: 16.2025; 1.2: 0.021728; 1.3: 45.5; 1.4: 3.4022; 1.5: 16.2025; 1.6: 45.5; 1.7: 18.2; 1.8: 8.4594; 1.9: 151.6667; 2: 4.8301; 2.1: 83.7533; 2.2: 27.4649; 2.3: 5.7671; 2.4: -11.2624; 2.5: -2.3649
| 2 | 7.05 | 1: 22.0272; 1.1: 16.2539; 1.2: 0.021797; 1.3: 45.825; 1.4: 3.3888; 1.5: 16.2539; 1.6: 45.825; 1.7: 18.33; 1.8: 8.4594; 1.9: 152.75; 2: 4.8646; 2.1: 83.8036; 2.2: 27.842; 2.3: 5.8048; 2.4: -11.5881; 2.5: -2.416
| 2 | 7.1 | 1: 21.9402; 1.1: 16.3045; 1.2: 0.021865; 1.3: 46.15; 1.4: 3.3754; 1.5: 16.3045; 1.6: 46.15; 1.7: 18.46; 1.8: 8.4594; 1.9: 153.8333; 2: 4.8992; 2.1: 83.8537; 2.2: 28.2214; 2.3: 5.8425; 2.4: -11.9169; 2.5: -2.4671
| 2 | 7.15 | 1: 21.8534; 1.1: 16.3543; 1.2: 0.021932; 1.3: 46.475; 1.4: 3.3621; 1.5: 16.3543; 1.6: 46.475; 1.7: 18.59; 1.8: 8.4594; 1.9: 154.9167; 2: 4.9337; 2.1: 83.9036; 2.2: 28.6033; 2.3: 5.8801; 2.4: -12.2489; 2.5: -2.5181
| 2 | 7.2 | 1: 21.7667; 1.1: 16.4034; 1.2: 0.021997; 1.3: 46.8; 1.4: 3.3487; 1.5: 16.4034; 1.6: 46.8; 1.7: 18.72; 1.8: 8.4594; 1.9: 156; 2: 4.9682; 2.1: 83.9532; 2.2: 28.9876; 2.3: 5.9178; 2.4: -12.5842; 2.5: -2.569
| 2 | 7.25 | 1: 21.6802; 1.1: 16.4517; 1.2: 0.022062; 1.3: 47.125; 1.4: 3.3354; 1.5: 16.4517; 1.6: 47.125; 1.7: 18.85; 1.8: 8.4594; 1.9: 157.0833; 2: 5.0027; 2.1: 84.0027; 2.2: 29.3743; 2.3: 5.9553; 2.4: -12.9226; 2.5: -2.6199
| 2 | 7.3 | 1: 21.5939; 1.1: 16.4992; 1.2: 0.022126; 1.3: 47.45; 1.4: 3.3221; 1.5: 16.4992; 1.6: 47.45; 1.7: 18.98; 1.8: 8.4594; 1.9: 158.1667; 2: 5.0372; 2.1: 84.052; 2.2: 29.7633; 2.3: 5.9929; 2.4: -13.2641; 2.5: -2.6708
| 2 | 7.35 | 1: 21.5078; 1.1: 16.5459; 1.2: 0.022188; 1.3: 47.775; 1.4: 3.3089; 1.5: 16.5459; 1.6: 47.775; 1.7: 19.11; 1.8: 8.4594; 1.9: 159.25; 2: 5.0717; 2.1: 84.1011; 2.2: 30.1548; 2.3: 6.0304; 2.4: -13.6089; 2.5: -2.7215
| 2 | 7.4 | 1: 21.4218; 1.1: 16.5919; 1.2: 0.02225; 1.3: 48.1; 1.4: 3.2957; 1.5: 16.5919; 1.6: 48.1; 1.7: 19.24; 1.8: 8.4594; 1.9: 160.3333; 2: 5.1062; 2.1: 84.15; 2.2: 30.5487; 2.3: 6.0679; 2.4: -13.9568; 2.5: -2.7723
| 2 | 7.45 | 1: 21.336; 1.1: 16.6371; 1.2: 0.022311; 1.3: 48.425; 1.4: 3.2825; 1.5: 16.6371; 1.6: 48.425; 1.7: 19.37; 1.8: 8.4594; 1.9: 161.4167; 2: 5.1407; 2.1: 84.1988; 2.2: 30.945; 2.3: 6.1054; 2.4: -14.3079; 2.5: -2.8229
| 2 | 7.5 | 1: 21.2504; 1.1: 16.6816; 1.2: 0.02237; 1.3: 48.75; 1.4: 3.2693; 1.5: 16.6816; 1.6: 48.75; 1.7: 19.5; 1.8: 8.4594; 1.9: 162.5; 2: 5.1752; 2.1: 84.2473; 2.2: 31.3437; 2.3: 6.1428; 2.4: -14.6622; 2.5: -2.8735
| 2 | 7.55 | 1: 21.1649; 1.1: 16.7252; 1.2: 0.022429; 1.3: 49.075; 1.4: 3.2561; 1.5: 16.7252; 1.6: 49.075; 1.7: 19.63; 1.8: 8.4594; 1.9: 163.5833; 2: 5.2097; 2.1: 84.2956; 2.2: 31.7448; 2.3: 6.1802; 2.4: -15.0196; 2.5: -2.9241
| 2 | 7.6 | 1: 21.0797; 1.1: 16.7682; 1.2: 0.022486; 1.3: 49.4; 1.4: 3.243; 1.5: 16.7682; 1.6: 49.4; 1.7: 19.76; 1.8: 8.4594; 1.9: 164.6667; 2: 5.2442; 2.1: 84.3438; 2.2: 32.1483; 2.3: 6.2176; 2.4: -15.3801; 2.5: -2.9746
| 2 | 7.65 | 1: 20.9946; 1.1: 16.8103; 1.2: 0.022543; 1.3: 49.725; 1.4: 3.2299; 1.5: 16.8103; 1.6: 49.725; 1.7: 19.89; 1.8: 8.4594; 1.9: 165.75; 2: 5.2787; 2.1: 84.3918; 2.2: 32.5542; 2.3: 6.255; 2.4: -15.7439; 2.5: -3.025
| 2 | 7.7 | 1: 20.9096; 1.1: 16.8518; 1.2: 0.022599; 1.3: 50.05; 1.4: 3.2169; 1.5: 16.8518; 1.6: 50.05; 1.7: 20.02; 1.8: 8.4594; 1.9: 166.8333; 2: 5.3132; 2.1: 84.4395; 2.2: 32.9625; 2.3: 6.2923; 2.4: -16.1107; 2.5: -3.0754
| 2 | 7.75 | 1: 20.8249; 1.1: 16.8924; 1.2: 0.022653; 1.3: 50.375; 1.4: 3.2038; 1.5: 16.8924; 1.6: 50.375; 1.7: 20.15; 1.8: 8.4594; 1.9: 167.9167; 2: 5.3477; 2.1: 84.4871; 2.2: 33.3731; 2.3: 6.3296; 2.4: -16.4807; 2.5: -3.1257
| 2 | 7.8 | 1: 20.7403; 1.1: 16.9324; 1.2: 0.022707; 1.3: 50.7; 1.4: 3.1908; 1.5: 16.9324; 1.6: 50.7; 1.7: 20.28; 1.8: 8.4594; 1.9: 169; 2: 5.3822; 2.1: 84.5345; 2.2: 33.7862; 2.3: 6.3668; 2.4: -16.8538; 2.5: -3.176
| 2 | 7.85 | 1: 20.6559; 1.1: 16.9715; 1.2: 0.022759; 1.3: 51.025; 1.4: 3.1778; 1.5: 16.9715; 1.6: 51.025; 1.7: 20.41; 1.8: 8.4594; 1.9: 170.0833; 2: 5.4167; 2.1: 84.5817; 2.2: 34.2016; 2.3: 6.4041; 2.4: -17.2301; 2.5: -3.2262
| 2 | 7.9 | 1: 20.5716; 1.1: 17.01; 1.2: 0.022811; 1.3: 51.35; 1.4: 3.1649; 1.5: 17.01; 1.6: 51.35; 1.7: 20.54; 1.8: 8.4594; 1.9: 171.1667; 2: 5.4512; 2.1: 84.6287; 2.2: 34.6195; 2.3: 6.4413; 2.4: -17.6095; 2.5: -3.2764
| 2 | 7.95 | 1: 20.4875; 1.1: 17.0477; 1.2: 0.022861; 1.3: 51.675; 1.4: 3.1519; 1.5: 17.0477; 1.6: 51.675; 1.7: 20.67; 1.8: 8.4594; 1.9: 172.25; 2: 5.4857; 2.1: 84.6756; 2.2: 35.0397; 2.3: 6.4785; 2.4: -17.992; 2.5: -3.3265
| 2 | 8 | 1: 20.4036; 1.1: 17.0847; 1.2: 0.022911; 1.3: 52; 1.4: 3.139; 1.5: 17.0847; 1.6: 52; 1.7: 20.8; 1.8: 8.4594; 1.9: 173.3333; 2: 5.5202; 2.1: 84.7222; 2.2: 35.4623; 2.3: 6.5156; 2.4: -18.3776; 2.5: -3.3766
| 2 | 8.05 | 1: 20.3199; 1.1: 17.1209; 1.2: 0.022959; 1.3: 52.325; 1.4: 3.1261; 1.5: 17.1209; 1.6: 52.325; 1.7: 20.93; 1.8: 8.4594; 1.9: 174.4167; 2: 5.5547; 2.1: 84.7687; 2.2: 35.8873; 2.3: 6.5527; 2.4: -18.7664; 2.5: -3.4266
| 2 | 8.1 | 1: 20.2364; 1.1: 17.1564; 1.2: 0.023007; 1.3: 52.65; 1.4: 3.1133; 1.5: 17.1564; 1.6: 52.65; 1.7: 21.06; 1.8: 8.4594; 1.9: 175.5; 2: 5.5892; 2.1: 84.815; 2.2: 36.3146; 2.3: 6.5898; 2.4: -19.1582; 2.5: -3.4766
| 2 | 8.15 | 1: 20.153; 1.1: 17.1912; 1.2: 0.023054; 1.3: 52.975; 1.4: 3.1005; 1.5: 17.1912; 1.6: 52.975; 1.7: 21.19; 1.8: 8.4594; 1.9: 176.5833; 2: 5.6237; 2.1: 84.8611; 2.2: 36.7444; 2.3: 6.6269; 2.4: -19.5532; 2.5: -3.5265
| 2 | 8.2 | 1: 20.0698; 1.1: 17.2252; 1.2: 0.023099; 1.3: 53.3; 1.4: 3.0877; 1.5: 17.2252; 1.6: 53.3; 1.7: 21.32; 1.8: 8.4594; 1.9: 177.6667; 2: 5.6582; 2.1: 84.907; 2.2: 37.1765; 2.3: 6.664; 2.4: -19.9513; 2.5: -3.5763
| 2 | 8.25 | 1: 19.9867; 1.1: 17.2585; 1.2: 0.023144; 1.3: 53.625; 1.4: 3.0749; 1.5: 17.2585; 1.6: 53.625; 1.7: 21.45; 1.8: 8.4594; 1.9: 178.75; 2: 5.6927; 2.1: 84.9527; 2.2: 37.611; 2.3: 6.701; 2.4: -20.3524; 2.5: -3.6261
| 2 | 8.3 | 1: 19.9039; 1.1: 17.2912; 1.2: 0.023188; 1.3: 53.95; 1.4: 3.0621; 1.5: 17.2912; 1.6: 53.95; 1.7: 21.58; 1.8: 8.4594; 1.9: 179.8333; 2: 5.7272; 2.1: 84.9983; 2.2: 38.0479; 2.3: 6.738; 2.4: -20.7567; 2.5: -3.6759
| 2 | 8.35 | 1: 19.8212; 1.1: 17.323; 1.2: 0.023231; 1.3: 54.275; 1.4: 3.0494; 1.5: 17.323; 1.6: 54.275; 1.7: 21.71; 1.8: 8.4594; 1.9: 180.9167; 2: 5.7617; 2.1: 85.0437; 2.2: 38.4871; 2.3: 6.775; 2.4: -21.1641; 2.5: -3.7256
| 2 | 8.4 | 1: 19.7387; 1.1: 17.3542; 1.2: 0.023272; 1.3: 54.6; 1.4: 3.0367; 1.5: 17.3542; 1.6: 54.6; 1.7: 21.84; 1.8: 8.4594; 1.9: 182; 2: 5.7962; 2.1: 85.0888; 2.2: 38.9287; 2.3: 6.8119; 2.4: -21.5745; 2.5: -3.7752
| 2 | 8.45 | 1: 19.6563; 1.1: 17.3847; 1.2: 0.023313; 1.3: 54.925; 1.4: 3.024; 1.5: 17.3847; 1.6: 54.925; 1.7: 21.97; 1.8: 8.4594; 1.9: 183.0833; 2: 5.8307; 2.1: 85.1339; 2.2: 39.3727; 2.3: 6.8488; 2.4: -21.988; 2.5: -3.8248
| 2 | 8.5 | 1: 19.5741; 1.1: 17.4144; 1.2: 0.023353; 1.3: 55.25; 1.4: 3.0114; 1.5: 17.4144; 1.6: 55.25; 1.7: 22.1; 1.8: 8.4594; 1.9: 184.1667; 2: 5.8652; 2.1: 85.1787; 2.2: 39.8191; 2.3: 6.8857; 2.4: -22.4046; 2.5: -3.8743
| 2 | 8.55 | 1: 19.4921; 1.1: 17.4435; 1.2: 0.023392; 1.3: 55.575; 1.4: 2.9988; 1.5: 17.4435; 1.6: 55.575; 1.7: 22.23; 1.8: 8.4594; 1.9: 185.25; 2: 5.8997; 2.1: 85.2233; 2.2: 40.2678; 2.3: 6.9226; 2.4: -22.8243; 2.5: -3.9238
| 2 | 8.6 | 1: 19.4103; 1.1: 17.4719; 1.2: 0.02343; 1.3: 55.9; 1.4: 2.9862; 1.5: 17.4719; 1.6: 55.9; 1.7: 22.36; 1.8: 8.4594; 1.9: 186.3333; 2: 5.9342; 2.1: 85.2678; 2.2: 40.7189; 2.3: 6.9595; 2.4: -23.247; 2.5: -3.9733
| 2 | 8.65 | 1: 19.3286; 1.1: 17.4995; 1.2: 0.023467; 1.3: 56.225; 1.4: 2.9736; 1.5: 17.4995; 1.6: 56.225; 1.7: 22.49; 1.8: 8.4594; 1.9: 187.4167; 2: 5.9687; 2.1: 85.3121; 2.2: 41.1724; 2.3: 6.9963; 2.4: -23.6729; 2.5: -4.0227
| 2 | 8.7 | 1: 19.2471; 1.1: 17.5265; 1.2: 0.023503; 1.3: 56.55; 1.4: 2.9611; 1.5: 17.5265; 1.6: 56.55; 1.7: 22.62; 1.8: 8.4594; 1.9: 188.5; 2: 6.0032; 2.1: 85.3562; 2.2: 41.6282; 2.3: 7.0331; 2.4: -24.1017; 2.5: -4.072
| 2 | 8.75 | 1: 19.1658; 1.1: 17.5527; 1.2: 0.023539; 1.3: 56.875; 1.4: 2.9486; 1.5: 17.5527; 1.6: 56.875; 1.7: 22.75; 1.8: 8.4594; 1.9: 189.5833; 2: 6.0377; 2.1: 85.4002; 2.2: 42.0864; 2.3: 7.0699; 2.4: -24.5337; 2.5: -4.1213
| 2 | 8.8 | 1: 19.0847; 1.1: 17.5783; 1.2: 0.023573; 1.3: 57.2; 1.4: 2.9361; 1.5: 17.5783; 1.6: 57.2; 1.7: 22.88; 1.8: 8.4594; 1.9: 190.6667; 2: 6.0722; 2.1: 85.4439; 2.2: 42.5469; 2.3: 7.1066; 2.4: -24.9687; 2.5: -4.1705
| 2 | 8.85 | 1: 19.0037; 1.1: 17.6031; 1.2: 0.023606; 1.3: 57.525; 1.4: 2.9236; 1.5: 17.6031; 1.6: 57.525; 1.7: 23.01; 1.8: 8.4594; 1.9: 191.75; 2: 6.1067; 2.1: 85.4875; 2.2: 43.0099; 2.3: 7.1434; 2.4: -25.4067; 2.5: -4.2197
| 2 | 8.9 | 1: 18.9229; 1.1: 17.6273; 1.2: 0.023639; 1.3: 57.85; 1.4: 2.9112; 1.5: 17.6273; 1.6: 57.85; 1.7: 23.14; 1.8: 8.4594; 1.9: 192.8333; 2: 6.1412; 2.1: 85.5309; 2.2: 43.4752; 2.3: 7.1801; 2.4: -25.8478; 2.5: -4.2689
| 2 | 8.95 | 1: 18.8423; 1.1: 17.6508; 1.2: 0.02367; 1.3: 58.175; 1.4: 2.8988; 1.5: 17.6508; 1.6: 58.175; 1.7: 23.27; 1.8: 8.4594; 1.9: 193.9167; 2: 6.1757; 2.1: 85.5741; 2.2: 43.9428; 2.3: 7.2168; 2.4: -26.292; 2.5: -4.318
| 2 | 9 | 1: 18.7618; 1.1: 17.6737; 1.2: 0.023701; 1.3: 58.5; 1.4: 2.8864; 1.5: 17.6737; 1.6: 58.5; 1.7: 23.4; 1.8: 8.4594; 1.9: 195; 2: 6.2102; 2.1: 85.6172; 2.2: 44.4128; 2.3: 7.2534; 2.4: -26.7391; 2.5: -4.367
| 2 | 9.05 | 1: 18.6816; 1.1: 17.6958; 1.2: 0.02373; 1.3: 58.825; 1.4: 2.8741; 1.5: 17.6958; 1.6: 58.825; 1.7: 23.53; 1.8: 8.4594; 1.9: 196.0833; 2: 6.2447; 2.1: 85.6601; 2.2: 44.8852; 2.3: 7.2901; 2.4: -27.1894; 2.5: -4.416
| 2 | 9.1 | 1: 18.6015; 1.1: 17.7173; 1.2: 0.023759; 1.3: 59.15; 1.4: 2.8618; 1.5: 17.7173; 1.6: 59.15; 1.7: 23.66; 1.8: 8.4594; 1.9: 197.1667; 2: 6.2792; 2.1: 85.7028; 2.2: 45.3599; 2.3: 7.3267; 2.4: -27.6426; 2.5: -4.4649
| 2 | 9.15 | 1: 18.5215; 1.1: 17.7381; 1.2: 0.023787; 1.3: 59.475; 1.4: 2.8495; 1.5: 17.7381; 1.6: 59.475; 1.7: 23.79; 1.8: 8.4594; 1.9: 198.25; 2: 6.3137; 2.1: 85.7453; 2.2: 45.837; 2.3: 7.3633; 2.4: -28.0989; 2.5: -4.5138
| 2 | 9.2 | 1: 18.4418; 1.1: 17.7582; 1.2: 0.023814; 1.3: 59.8; 1.4: 2.8372; 1.5: 17.7582; 1.6: 59.8; 1.7: 23.92; 1.8: 8.4594; 1.9: 199.3333; 2: 6.3482; 2.1: 85.7877; 2.2: 46.3164; 2.3: 7.3999; 2.4: -28.5582; 2.5: -4.5627
| 2 | 9.25 | 1: 18.3622; 1.1: 17.7776; 1.2: 0.02384; 1.3: 60.125; 1.4: 2.8249; 1.5: 17.7776; 1.6: 60.125; 1.7: 24.05; 1.8: 8.4594; 1.9: 200.4167; 2: 6.3827; 2.1: 85.8299; 2.2: 46.7982; 2.3: 7.4364; 2.4: -29.0205; 2.5: -4.6115
| 2 | 9.3 | 1: 18.2828; 1.1: 17.7964; 1.2: 0.023865; 1.3: 60.45; 1.4: 2.8127; 1.5: 17.7964; 1.6: 60.45; 1.7: 24.18; 1.8: 8.4594; 1.9: 201.5; 2: 6.4172; 2.1: 85.8719; 2.2: 47.2823; 2.3: 7.473; 2.4: -29.4859; 2.5: -4.6603
| 2 | 9.35 | 1: 18.2035; 1.1: 17.8146; 1.2: 0.02389; 1.3: 60.775; 1.4: 2.8005; 1.5: 17.8146; 1.6: 60.775; 1.7: 24.31; 1.8: 8.4594; 1.9: 202.5833; 2: 6.4517; 2.1: 85.9138; 2.2: 47.7688; 2.3: 7.5095; 2.4: -29.9543; 2.5: -4.709
| 2 | 9.4 | 1: 18.1244; 1.1: 17.832; 1.2: 0.023913; 1.3: 61.1; 1.4: 2.7884; 1.5: 17.832; 1.6: 61.1; 1.7: 24.44; 1.8: 8.4594; 1.9: 203.6667; 2: 6.4862; 2.1: 85.9555; 2.2: 48.2577; 2.3: 7.546; 2.4: -30.4256; 2.5: -4.7576
| 2 | 9.45 | 1: 18.0455; 1.1: 17.8488; 1.2: 0.023936; 1.3: 61.425; 1.4: 2.7762; 1.5: 17.8488; 1.6: 61.425; 1.7: 24.57; 1.8: 8.4594; 1.9: 204.75; 2: 6.5207; 2.1: 85.997; 2.2: 48.7489; 2.3: 7.5825; 2.4: -30.9; 2.5: -4.8062
| 2 | 9.5 | 1: 17.9668; 1.1: 17.865; 1.2: 0.023957; 1.3: 61.75; 1.4: 2.7641; 1.5: 17.865; 1.6: 61.75; 1.7: 24.7; 1.8: 8.4594; 1.9: 205.8333; 2: 6.5552; 2.1: 86.0383; 2.2: 49.2424; 2.3: 7.6189; 2.4: -31.3774; 2.5: -4.8548
| 2 | 9.55 | 1: 17.8883; 1.1: 17.8805; 1.2: 0.023978; 1.3: 62.075; 1.4: 2.752; 1.5: 17.8805; 1.6: 62.075; 1.7: 24.83; 1.8: 8.4594; 1.9: 206.9167; 2: 6.5897; 2.1: 86.0795; 2.2: 49.7383; 2.3: 7.6554; 2.4: -31.8578; 2.5: -4.9033
| 2 | 9.6 | 1: 17.8099; 1.1: 17.8954; 1.2: 0.023998; 1.3: 62.4; 1.4: 2.74; 1.5: 17.8954; 1.6: 62.4; 1.7: 24.96; 1.8: 8.4594; 1.9: 208; 2: 6.6242; 2.1: 86.1205; 2.2: 50.2366; 2.3: 7.6918; 2.4: -32.3412; 2.5: -4.9518
| 2 | 9.65 | 1: 17.7317; 1.1: 17.9096; 1.2: 0.024017; 1.3: 62.725; 1.4: 2.7279; 1.5: 17.9096; 1.6: 62.725; 1.7: 25.09; 1.8: 8.4594; 1.9: 209.0833; 2: 6.6587; 2.1: 86.1614; 2.2: 50.7372; 2.3: 7.7282; 2.4: -32.8276; 2.5: -5.0002
| 2 | 9.7 | 1: 17.6536; 1.1: 17.9231; 1.2: 0.024035; 1.3: 63.05; 1.4: 2.7159; 1.5: 17.9231; 1.6: 63.05; 1.7: 25.22; 1.8: 8.4594; 1.9: 210.1667; 2: 6.6932; 2.1: 86.202; 2.2: 51.2401; 2.3: 7.7646; 2.4: -33.317; 2.5: -5.0486
| 2 | 9.75 | 1: 17.5757; 1.1: 17.9361; 1.2: 0.024053; 1.3: 63.375; 1.4: 2.704; 1.5: 17.9361; 1.6: 63.375; 1.7: 25.35; 1.8: 8.4594; 1.9: 211.25; 2: 6.7277; 2.1: 86.2425; 2.2: 51.7454; 2.3: 7.8009; 2.4: -33.8094; 2.5: -5.097
| 2 | 9.8 | 1: 17.4981; 1.1: 17.9483; 1.2: 0.024069; 1.3: 63.7; 1.4: 2.692; 1.5: 17.9483; 1.6: 63.7; 1.7: 25.48; 1.8: 8.4594; 1.9: 212.3333; 2: 6.7622; 2.1: 86.2829; 2.2: 52.2531; 2.3: 7.8373; 2.4: -34.3047; 2.5: -5.1452
| 2 | 9.85 | 1: 17.4205; 1.1: 17.96; 1.2: 0.024085; 1.3: 64.025; 1.4: 2.6801; 1.5: 17.96; 1.6: 64.025; 1.7: 25.61; 1.8: 8.4594; 1.9: 213.4167; 2: 6.7967; 2.1: 86.3231; 2.2: 52.763; 2.3: 7.8736; 2.4: -34.8031; 2.5: -5.1935
| 2 | 9.9 | 1: 17.3432; 1.1: 17.971; 1.2: 0.0241; 1.3: 64.35; 1.4: 2.6682; 1.5: 17.971; 1.6: 64.35; 1.7: 25.74; 1.8: 8.4594; 1.9: 214.5; 2: 6.8312; 2.1: 86.3631; 2.2: 53.2754; 2.3: 7.9099; 2.4: -35.3044; 2.5: -5.2417
| 2 | 9.95 | 1: 17.266; 1.1: 17.9814; 1.2: 0.024113; 1.3: 64.675; 1.4: 2.6563; 1.5: 17.9814; 1.6: 64.675; 1.7: 25.87; 1.8: 8.4594; 1.9: 215.5833; 2: 6.8657; 2.1: 86.4029; 2.2: 53.7901; 2.3: 7.9462; 2.4: -35.8087; 2.5: -5.2898
| 2 | 10 | 1: 17.189; 1.1: 17.9912; 1.2: 0.024127; 1.3: 65; 1.4: 2.6445; 1.5: 17.9912; 1.6: 65; 1.7: 26; 1.8: 8.4594; 1.9: 216.6667; 2: 6.9002; 2.1: 86.4426; 2.2: 54.3071; 2.3: 7.9824; 2.4: -36.3159; 2.5: -5.338
| 2 | 10.05 | 1: 17.1122; 1.1: 18.0003; 1.2: 0.024139; 1.3: 65.325; 1.4: 2.6326; 1.5: 18.0003; 1.6: 65.325; 1.7: 26.13; 1.8: 8.4594; 1.9: 217.75; 2: 6.9347; 2.1: 86.4821; 2.2: 54.8264; 2.3: 8.0187; 2.4: -36.8261; 2.5: -5.386
| 2 | 10.1 | 1: 17.0355; 1.1: 18.0088; 1.2: 0.02415; 1.3: 65.65; 1.4: 2.6208; 1.5: 18.0088; 1.6: 65.65; 1.7: 26.26; 1.8: 8.4594; 1.9: 218.8333; 2: 6.9692; 2.1: 86.5215; 2.2: 55.3481; 2.3: 8.0549; 2.4: -37.3393; 2.5: -5.434
| 2 | 10.15 | 1: 16.959; 1.1: 18.0167; 1.2: 0.024161; 1.3: 65.975; 1.4: 2.6091; 1.5: 18.0167; 1.6: 65.975; 1.7: 26.39; 1.8: 8.4594; 1.9: 219.9167; 2: 7.0037; 2.1: 86.5607; 2.2: 55.8722; 2.3: 8.0911; 2.4: -37.8555; 2.5: -5.482
| 2 | 10.2 | 1: 16.8827; 1.1: 18.024; 1.2: 0.024171; 1.3: 66.3; 1.4: 2.5973; 1.5: 18.024; 1.6: 66.3; 1.7: 26.52; 1.8: 8.4594; 1.9: 221; 2: 7.0382; 2.1: 86.5997; 2.2: 56.3986; 2.3: 8.1273; 2.4: -38.3746; 2.5: -5.53
| 2 | 10.25 | 1: 16.8066; 1.1: 18.0306; 1.2: 0.024179; 1.3: 66.625; 1.4: 2.5856; 1.5: 18.0306; 1.6: 66.625; 1.7: 26.65; 1.8: 8.4594; 1.9: 222.0833; 2: 7.0727; 2.1: 86.6386; 2.2: 56.9273; 2.3: 8.1635; 2.4: -38.8967; 2.5: -5.5778
| 2 | 10.3 | 1: 16.7306; 1.1: 18.0367; 1.2: 0.024188; 1.3: 66.95; 1.4: 2.5739; 1.5: 18.0367; 1.6: 66.95; 1.7: 26.78; 1.8: 8.4594; 1.9: 223.1667; 2: 7.1072; 2.1: 86.6773; 2.2: 57.4584; 2.3: 8.1996; 2.4: -39.4217; 2.5: -5.6257
| 2 | 10.35 | 1: 16.6548; 1.1: 18.0421; 1.2: 0.024195; 1.3: 67.275; 1.4: 2.5623; 1.5: 18.0421; 1.6: 67.275; 1.7: 26.91; 1.8: 8.4594; 1.9: 224.25; 2: 7.1417; 2.1: 86.7158; 2.2: 57.9918; 2.3: 8.2358; 2.4: -39.9497; 2.5: -5.6735
| 2 | 10.4 | 1: 16.5792; 1.1: 18.047; 1.2: 0.024201; 1.3: 67.6; 1.4: 2.5506; 1.5: 18.047; 1.6: 67.6; 1.7: 27.04; 1.8: 8.4594; 1.9: 225.3333; 2: 7.1762; 2.1: 86.7542; 2.2: 58.5275; 2.3: 8.2719; 2.4: -40.4806; 2.5: -5.7213
| 2 | 10.45 | 1: 16.5037; 1.1: 18.0512; 1.2: 0.024207; 1.3: 67.925; 1.4: 2.539; 1.5: 18.0512; 1.6: 67.925; 1.7: 27.17; 1.8: 8.4594; 1.9: 226.4167; 2: 7.2107; 2.1: 86.7925; 2.2: 59.0656; 2.3: 8.308; 2.4: -41.0144; 2.5: -5.769
| 2 | 10.5 | 1: 16.4284; 1.1: 18.0548; 1.2: 0.024212; 1.3: 68.25; 1.4: 2.5275; 1.5: 18.0548; 1.6: 68.25; 1.7: 27.3; 1.8: 8.4594; 1.9: 227.5; 2: 7.2452; 2.1: 86.8305; 2.2: 59.6061; 2.3: 8.3441; 2.4: -41.5512; 2.5: -5.8166
| 2 | 10.55 | 1: 16.3533; 1.1: 18.0579; 1.2: 0.024216; 1.3: 68.575; 1.4: 2.5159; 1.5: 18.0579; 1.6: 68.575; 1.7: 27.43; 1.8: 8.4594; 1.9: 228.5833; 2: 7.2797; 2.1: 86.8684; 2.2: 60.1488; 2.3: 8.3802; 2.4: -42.0909; 2.5: -5.8643
| 2 | 10.6 | 1: 16.2784; 1.1: 18.0603; 1.2: 0.024219; 1.3: 68.9; 1.4: 2.5044; 1.5: 18.0603; 1.6: 68.9; 1.7: 27.56; 1.8: 8.4594; 1.9: 229.6667; 2: 7.3142; 2.1: 86.9062; 2.2: 60.6939; 2.3: 8.4162; 2.4: -42.6336; 2.5: -5.9119
| 2 | 10.65 | 1: 16.2036; 1.1: 18.0622; 1.2: 0.024222; 1.3: 69.225; 1.4: 2.4929; 1.5: 18.0622; 1.6: 69.225; 1.7: 27.69; 1.8: 8.4594; 1.9: 230.75; 2: 7.3487; 2.1: 86.9438; 2.2: 61.2414; 2.3: 8.4523; 2.4: -43.1792; 2.5: -5.9594
| 2 | 10.7 | 1: 16.129; 1.1: 18.0634; 1.2: 0.024223; 1.3: 69.55; 1.4: 2.4814; 1.5: 18.0634; 1.6: 69.55; 1.7: 27.82; 1.8: 8.4594; 1.9: 231.8333; 2: 7.3832; 2.1: 86.9812; 2.2: 61.7911; 2.3: 8.4883; 2.4: -43.7277; 2.5: -6.0069
| 2 | 10.75 | 1: 16.0546; 1.1: 18.0641; 1.2: 0.024224; 1.3: 69.875; 1.4: 2.4699; 1.5: 18.0641; 1.6: 69.875; 1.7: 27.95; 1.8: 8.4594; 1.9: 232.9167; 2: 7.4177; 2.1: 87.0185; 2.2: 62.3433; 2.3: 8.5243; 2.4: -44.2791; 2.5: -6.0544
| 2 | 10.8 | 1: 15.9804; 1.1: 18.0642; 1.2: 0.024224; 1.3: 70.2; 1.4: 2.4585; 1.5: 18.0642; 1.6: 70.2; 1.7: 28.08; 1.8: 8.4594; 1.9: 234; 2: 7.4522; 2.1: 87.0556; 2.2: 62.8977; 2.3: 8.5603; 2.4: -44.8335; 2.5: -6.1018
| 2 | 10.85 | 1: 15.9063; 1.1: 18.0637; 1.2: 0.024224; 1.3: 70.525; 1.4: 2.4471; 1.5: 18.0637; 1.6: 70.525; 1.7: 28.21; 1.8: 8.4594; 1.9: 235.0833; 2: 7.4867; 2.1: 87.0926; 2.2: 63.4545; 2.3: 8.5963; 2.4: -45.3908; 2.5: -6.1492
| 2 | 10.9 | 1: 15.8324; 1.1: 18.0626; 1.2: 0.024222; 1.3: 70.85; 1.4: 2.4358; 1.5: 18.0626; 1.6: 70.85; 1.7: 28.34; 1.8: 8.4594; 1.9: 236.1667; 2: 7.5212; 2.1: 87.1294; 2.2: 64.0136; 2.3: 8.6323; 2.4: -45.951; 2.5: -6.1965
| 2 | 10.95 | 1: 15.7587; 1.1: 18.061; 1.2: 0.02422; 1.3: 71.175; 1.4: 2.4244; 1.5: 18.061; 1.6: 71.175; 1.7: 28.47; 1.8: 8.4594; 1.9: 237.25; 2: 7.5557; 2.1: 87.1661; 2.2: 64.5751; 2.3: 8.6682; 2.4: -46.5141; 2.5: -6.2438
| 2 | 11 | 1: 15.6851; 1.1: 18.0588; 1.2: 0.024217; 1.3: 71.5; 1.4: 2.4131; 1.5: 18.0588; 1.6: 71.5; 1.7: 28.6; 1.8: 8.4594; 1.9: 238.3333; 2: 7.5902; 2.1: 87.2026; 2.2: 65.1388; 2.3: 8.7041; 2.4: -47.0801; 2.5: -6.291
| 2 | 11.05 | 1: 15.6117; 1.1: 18.056; 1.2: 0.024213; 1.3: 71.825; 1.4: 2.4018; 1.5: 18.056; 1.6: 71.825; 1.7: 28.73; 1.8: 8.4594; 1.9: 239.4167; 2: 7.6247; 2.1: 87.239; 2.2: 65.705; 2.3: 8.7401; 2.4: -47.649; 2.5: -6.3383
| 2 | 11.1 | 1: 15.5385; 1.1: 18.0526; 1.2: 0.024209; 1.3: 72.15; 1.4: 2.3905; 1.5: 18.0526; 1.6: 72.15; 1.7: 28.86; 1.8: 8.4594; 1.9: 240.5; 2: 7.6592; 2.1: 87.2752; 2.2: 66.2734; 2.3: 8.776; 2.4: -48.2208; 2.5: -6.3854
| 2 | 11.15 | 1: 15.4655; 1.1: 18.0487; 1.2: 0.024204; 1.3: 72.475; 1.4: 2.3793; 1.5: 18.0487; 1.6: 72.475; 1.7: 28.99; 1.8: 8.4594; 1.9: 241.5833; 2: 7.6937; 2.1: 87.3112; 2.2: 66.8442; 2.3: 8.8119; 2.4: -48.7955; 2.5: -6.4326
| 2 | 11.2 | 1: 15.3926; 1.1: 18.0442; 1.2: 0.024198; 1.3: 72.8; 1.4: 2.3681; 1.5: 18.0442; 1.6: 72.8; 1.7: 29.12; 1.8: 8.4594; 1.9: 242.6667; 2: 7.7282; 2.1: 87.3471; 2.2: 67.4173; 2.3: 8.8477; 2.4: -49.3731; 2.5: -6.4796
| 2 | 11.25 | 1: 15.3199; 1.1: 18.0392; 1.2: 0.024191; 1.3: 73.125; 1.4: 2.3569; 1.5: 18.0392; 1.6: 73.125; 1.7: 29.25; 1.8: 8.4594; 1.9: 243.75; 2: 7.7627; 2.1: 87.3829; 2.2: 67.9928; 2.3: 8.8836; 2.4: -49.9536; 2.5: -6.5267
| 2 | 11.3 | 1: 15.2474; 1.1: 18.0336; 1.2: 0.024183; 1.3: 73.45; 1.4: 2.3457; 1.5: 18.0336; 1.6: 73.45; 1.7: 29.38; 1.8: 8.4594; 1.9: 244.8333; 2: 7.7972; 2.1: 87.4185; 2.2: 68.5706; 2.3: 8.9194; 2.4: -50.537; 2.5: -6.5737
| 2 | 11.35 | 1: 15.175; 1.1: 18.0274; 1.2: 0.024175; 1.3: 73.775; 1.4: 2.3346; 1.5: 18.0274; 1.6: 73.775; 1.7: 29.51; 1.8: 8.4594; 1.9: 245.9167; 2: 7.8317; 2.1: 87.4539; 2.2: 69.1507; 2.3: 8.9553; 2.4: -51.1233; 2.5: -6.6207
| 2 | 11.4 | 1: 15.1028; 1.1: 18.0207; 1.2: 0.024166; 1.3: 74.1; 1.4: 2.3235; 1.5: 18.0207; 1.6: 74.1; 1.7: 29.64; 1.8: 8.4594; 1.9: 247; 2: 7.8662; 2.1: 87.4892; 2.2: 69.7332; 2.3: 8.9911; 2.4: -51.7125; 2.5: -6.6676
| 2 | 11.45 | 1: 15.0308; 1.1: 18.0134; 1.2: 0.024156; 1.3: 74.425; 1.4: 2.3124; 1.5: 18.0134; 1.6: 74.425; 1.7: 29.77; 1.8: 8.4594; 1.9: 248.0833; 2: 7.9007; 2.1: 87.5244; 2.2: 70.3179; 2.3: 9.0269; 2.4: -52.3045; 2.5: -6.7145
| 2 | 11.5 | 1: 14.959; 1.1: 18.0056; 1.2: 0.024146; 1.3: 74.75; 1.4: 2.3014; 1.5: 18.0056; 1.6: 74.75; 1.7: 29.9; 1.8: 8.4594; 1.9: 249.1667; 2: 7.9352; 2.1: 87.5594; 2.2: 70.9051; 2.3: 9.0627; 2.4: -52.8994; 2.5: -6.7613
| 2 | 11.55 | 1: 14.8873; 1.1: 17.9973; 1.2: 0.024135; 1.3: 75.075; 1.4: 2.2904; 1.5: 17.9973; 1.6: 75.075; 1.7: 30.03; 1.8: 8.4594; 1.9: 250.25; 2: 7.9697; 2.1: 87.5942; 2.2: 71.4945; 2.3: 9.0985; 2.4: -53.4972; 2.5: -6.8081
| 2 | 11.6 | 1: 14.8158; 1.1: 17.9884; 1.2: 0.024123; 1.3: 75.4; 1.4: 2.2794; 1.5: 17.9884; 1.6: 75.4; 1.7: 30.16; 1.8: 8.4594; 1.9: 251.3333; 2: 8.0042; 2.1: 87.6289; 2.2: 72.0863; 2.3: 9.1343; 2.4: -54.0979; 2.5: -6.8549
| 2 | 11.65 | 1: 14.7445; 1.1: 17.979; 1.2: 0.02411; 1.3: 75.725; 1.4: 2.2684; 1.5: 17.979; 1.6: 75.725; 1.7: 30.29; 1.8: 8.4594; 1.9: 252.4167; 2: 8.0387; 2.1: 87.6635; 2.2: 72.6804; 2.3: 9.17; 2.4: -54.7014; 2.5: -6.9016
| 2 | 11.7 | 1: 14.6734; 1.1: 17.969; 1.2: 0.024097; 1.3: 76.05; 1.4: 2.2574; 1.5: 17.969; 1.6: 76.05; 1.7: 30.42; 1.8: 8.4594; 1.9: 253.5; 2: 8.0732; 2.1: 87.6979; 2.2: 73.2769; 2.3: 9.2058; 2.4: -55.3078; 2.5: -6.9483
| 2 | 11.75 | 1: 14.6024; 1.1: 17.9585; 1.2: 0.024083; 1.3: 76.375; 1.4: 2.2465; 1.5: 17.9585; 1.6: 76.375; 1.7: 30.55; 1.8: 8.4594; 1.9: 254.5833; 2: 8.1077; 2.1: 87.7321; 2.2: 73.8756; 2.3: 9.2415; 2.4: -55.9171; 2.5: -6.995
| 2 | 11.8 | 1: 14.5316; 1.1: 17.9475; 1.2: 0.024068; 1.3: 76.7; 1.4: 2.2356; 1.5: 17.9475; 1.6: 76.7; 1.7: 30.68; 1.8: 8.4594; 1.9: 255.6667; 2: 8.1423; 2.1: 87.7663; 2.2: 74.4767; 2.3: 9.2772; 2.4: -56.5292; 2.5: -7.0416
| 2 | 11.85 | 1: 14.461; 1.1: 17.936; 1.2: 0.024053; 1.3: 77.025; 1.4: 2.2248; 1.5: 17.936; 1.6: 77.025; 1.7: 30.81; 1.8: 8.4594; 1.9: 256.75; 2: 8.1768; 2.1: 87.8002; 2.2: 75.0802; 2.3: 9.3129; 2.4: -57.1442; 2.5: -7.0881
| 2 | 11.9 | 1: 14.3905; 1.1: 17.9239; 1.2: 0.024036; 1.3: 77.35; 1.4: 2.2139; 1.5: 17.9239; 1.6: 77.35; 1.7: 30.94; 1.8: 8.4594; 1.9: 257.8333; 2: 8.2113; 2.1: 87.8341; 2.2: 75.6859; 2.3: 9.3486; 2.4: -57.762; 2.5: -7.1347
| 2 | 11.95 | 1: 14.3202; 1.1: 17.9113; 1.2: 0.024019; 1.3: 77.675; 1.4: 2.2031; 1.5: 17.9113; 1.6: 77.675; 1.7: 31.07; 1.8: 8.4594; 1.9: 258.9167; 2: 8.2458; 2.1: 87.8677; 2.2: 76.294; 2.3: 9.3843; 2.4: -58.3827; 2.5: -7.1812
| 2 | 12 | 1: 14.2501; 1.1: 17.8982; 1.2: 0.024002; 1.3: 78; 1.4: 2.1923; 1.5: 17.8982; 1.6: 78; 1.7: 31.2; 1.8: 8.4594; 1.9: 260; 2: 8.2803; 2.1: 87.9013; 2.2: 76.9045; 2.3: 9.4199; 2.4: -59.0063; 2.5: -7.2276
| 2 | 12.05 | 1: 14.1802; 1.1: 17.8845; 1.2: 0.023984; 1.3: 78.325; 1.4: 2.1816; 1.5: 17.8845; 1.6: 78.325; 1.7: 31.33; 1.8: 8.4594; 1.9: 261.0833; 2: 8.3148; 2.1: 87.9347; 2.2: 77.5172; 2.3: 9.4556; 2.4: -59.6327; 2.5: -7.274
| 2 | 12.1 | 1: 14.1104; 1.1: 17.8704; 1.2: 0.023965; 1.3: 78.65; 1.4: 2.1708; 1.5: 17.8704; 1.6: 78.65; 1.7: 31.46; 1.8: 8.4594; 1.9: 262.1667; 2: 8.3493; 2.1: 87.9679; 2.2: 78.1323; 2.3: 9.4913; 2.4: -60.2619; 2.5: -7.3204
| 2 | 12.15 | 1: 14.0408; 1.1: 17.8557; 1.2: 0.023945; 1.3: 78.975; 1.4: 2.1601; 1.5: 17.8557; 1.6: 78.975; 1.7: 31.59; 1.8: 8.4594; 1.9: 263.25; 2: 8.3838; 2.1: 88.001; 2.2: 78.7497; 2.3: 9.5269; 2.4: -60.894; 2.5: -7.3668
| 2 | 12.2 | 1: 13.9714; 1.1: 17.8406; 1.2: 0.023925; 1.3: 79.3; 1.4: 2.1494; 1.5: 17.8406; 1.6: 79.3; 1.7: 31.72; 1.8: 8.4594; 1.9: 264.3333; 2: 8.4183; 2.1: 88.034; 2.2: 79.3695; 2.3: 9.5625; 2.4: -61.5289; 2.5: -7.4131
| 2 | 12.25 | 1: 13.9022; 1.1: 17.8249; 1.2: 0.023904; 1.3: 79.625; 1.4: 2.1388; 1.5: 17.8249; 1.6: 79.625; 1.7: 31.85; 1.8: 8.4594; 1.9: 265.4167; 2: 8.4528; 2.1: 88.0668; 2.2: 79.9915; 2.3: 9.5981; 2.4: -62.1666; 2.5: -7.4593
| 2 | 12.3 | 1: 13.8331; 1.1: 17.8087; 1.2: 0.023882; 1.3: 79.95; 1.4: 2.1282; 1.5: 17.8087; 1.6: 79.95; 1.7: 31.98; 1.8: 8.4594; 1.9: 266.5; 2: 8.4873; 2.1: 88.0995; 2.2: 80.6159; 2.3: 9.6337; 2.4: -62.8072; 2.5: -7.5056
| 2 | 12.35 | 1: 13.7642; 1.1: 17.792; 1.2: 0.02386; 1.3: 80.275; 1.4: 2.1176; 1.5: 17.792; 1.6: 80.275; 1.7: 32.11; 1.8: 8.4594; 1.9: 267.5833; 2: 8.5218; 2.1: 88.132; 2.2: 81.2427; 2.3: 9.6693; 2.4: -63.4506; 2.5: -7.5517
| 2 | 12.4 | 1: 13.6955; 1.1: 17.7749; 1.2: 0.023837; 1.3: 80.6; 1.4: 2.107; 1.5: 17.7749; 1.6: 80.6; 1.7: 32.24; 1.8: 8.4594; 1.9: 268.6667; 2: 8.5563; 2.1: 88.1644; 2.2: 81.8718; 2.3: 9.7049; 2.4: -64.0969; 2.5: -7.5979
| 2 | 12.45 | 1: 13.6269; 1.1: 17.7572; 1.2: 0.023813; 1.3: 80.925; 1.4: 2.0964; 1.5: 17.7572; 1.6: 80.925; 1.7: 32.37; 1.8: 8.4594; 1.9: 269.75; 2: 8.5908; 2.1: 88.1967; 2.2: 82.5031; 2.3: 9.7405; 2.4: -64.7459; 2.5: -7.644
| 2 | 12.5 | 1: 13.5585; 1.1: 17.739; 1.2: 0.023788; 1.3: 81.25; 1.4: 2.0859; 1.5: 17.739; 1.6: 81.25; 1.7: 32.5; 1.8: 8.4594; 1.9: 270.8333; 2: 8.6253; 2.1: 88.2288; 2.2: 83.1369; 2.3: 9.776; 2.4: -65.3978; 2.5: -7.6901
| 2 | 12.55 | 1: 13.4903; 1.1: 17.7204; 1.2: 0.023763; 1.3: 81.575; 1.4: 2.0754; 1.5: 17.7204; 1.6: 81.575; 1.7: 32.63; 1.8: 8.4594; 1.9: 271.9167; 2: 8.6598; 2.1: 88.2608; 2.2: 83.7729; 2.3: 9.8116; 2.4: -66.0525; 2.5: -7.7361
| 2 | 12.6 | 1: 13.4223; 1.1: 17.7013; 1.2: 0.023738; 1.3: 81.9; 1.4: 2.065; 1.5: 17.7013; 1.6: 81.9; 1.7: 32.76; 1.8: 8.4594; 1.9: 273; 2: 8.6943; 2.1: 88.2927; 2.2: 84.4113; 2.3: 9.8471; 2.4: -66.7101; 2.5: -7.7821
| 2 | 12.65 | 1: 13.3544; 1.1: 17.6816; 1.2: 0.023711; 1.3: 82.225; 1.4: 2.0545; 1.5: 17.6816; 1.6: 82.225; 1.7: 32.89; 1.8: 8.4594; 1.9: 274.0833; 2: 8.7288; 2.1: 88.3244; 2.2: 85.052; 2.3: 9.8826; 2.4: -67.3704; 2.5: -7.8281
| 2 | 12.7 | 1: 13.2867; 1.1: 17.6615; 1.2: 0.023685; 1.3: 82.55; 1.4: 2.0441; 1.5: 17.6615; 1.6: 82.55; 1.7: 33.02; 1.8: 8.4594; 1.9: 275.1667; 2: 8.7633; 2.1: 88.3559; 2.2: 85.6951; 2.3: 9.9181; 2.4: -68.0335; 2.5: -7.874
| 2 | 12.75 | 1: 13.2192; 1.1: 17.641; 1.2: 0.023657; 1.3: 82.875; 1.4: 2.0337; 1.5: 17.641; 1.6: 82.875; 1.7: 33.15; 1.8: 8.4594; 1.9: 276.25; 2: 8.7978; 2.1: 88.3874; 2.2: 86.3405; 2.3: 9.9537; 2.4: -68.6995; 2.5: -7.9199
| 2 | 12.8 | 1: 13.1518; 1.1: 17.6199; 1.2: 0.023629; 1.3: 83.2; 1.4: 2.0234; 1.5: 17.6199; 1.6: 83.2; 1.7: 33.28; 1.8: 8.4594; 1.9: 277.3333; 2: 8.8323; 2.1: 88.4187; 2.2: 86.9882; 2.3: 9.9891; 2.4: -69.3683; 2.5: -7.9658
| 2 | 12.85 | 1: 13.0846; 1.1: 17.5984; 1.2: 0.0236; 1.3: 83.525; 1.4: 2.013; 1.5: 17.5984; 1.6: 83.525; 1.7: 33.41; 1.8: 8.4594; 1.9: 278.4167; 2: 8.8668; 2.1: 88.4498; 2.2: 87.6382; 2.3: 10.0246; 2.4: -70.0398; 2.5: -8.0116
| 2 | 12.9 | 1: 13.0176; 1.1: 17.5764; 1.2: 0.02357; 1.3: 83.85; 1.4: 2.0027; 1.5: 17.5764; 1.6: 83.85; 1.7: 33.54; 1.8: 8.4594; 1.9: 279.5; 2: 8.9013; 2.1: 88.4809; 2.2: 88.2906; 2.3: 10.0601; 2.4: -70.7142; 2.5: -8.0574
| 2 | 12.95 | 1: 12.9508; 1.1: 17.5539; 1.2: 0.02354; 1.3: 84.175; 1.4: 1.9924; 1.5: 17.5539; 1.6: 84.175; 1.7: 33.67; 1.8: 8.4594; 1.9: 280.5833; 2: 8.9358; 2.1: 88.5117; 2.2: 88.9453; 2.3: 10.0956; 2.4: -71.3913; 2.5: -8.1032
| 2 | 13 | 1: 12.8841; 1.1: 17.531; 1.2: 0.023509; 1.3: 84.5; 1.4: 1.9822; 1.5: 17.531; 1.6: 84.5; 1.7: 33.8; 1.8: 8.4594; 1.9: 281.6667; 2: 8.9703; 2.1: 88.5425; 2.2: 89.6023; 2.3: 10.131; 2.4: -72.0713; 2.5: -8.1489
| 2 | 13.05 | 1: 12.8176; 1.1: 17.5076; 1.2: 0.023478; 1.3: 84.825; 1.4: 1.9719; 1.5: 17.5076; 1.6: 84.825; 1.7: 33.93; 1.8: 8.4594; 1.9: 282.75; 2: 9.0048; 2.1: 88.5731; 2.2: 90.2617; 2.3: 10.1665; 2.4: -72.7541; 2.5: -8.1945
| 2 | 13.1 | 1: 12.7513; 1.1: 17.4837; 1.2: 0.023446; 1.3: 85.15; 1.4: 1.9617; 1.5: 17.4837; 1.6: 85.15; 1.7: 34.06; 1.8: 8.4594; 1.9: 283.8333; 2: 9.0393; 2.1: 88.6036; 2.2: 90.9233; 2.3: 10.2019; 2.4: -73.4396; 2.5: -8.2402
| 2 | 13.15 | 1: 12.6852; 1.1: 17.4594; 1.2: 0.023413; 1.3: 85.475; 1.4: 1.9516; 1.5: 17.4594; 1.6: 85.475; 1.7: 34.19; 1.8: 8.4594; 1.9: 284.9167; 2: 9.0738; 2.1: 88.634; 2.2: 91.5874; 2.3: 10.2374; 2.4: -74.1279; 2.5: -8.2858
| 2 | 13.2 | 1: 12.6192; 1.1: 17.4347; 1.2: 0.02338; 1.3: 85.8; 1.4: 1.9414; 1.5: 17.4347; 1.6: 85.8; 1.7: 34.32; 1.8: 8.4594; 1.9: 286; 2: 9.1083; 2.1: 88.6642; 2.2: 92.2537; 2.3: 10.2728; 2.4: -74.819; 2.5: -8.3314
| 2 | 13.25 | 1: 12.5534; 1.1: 17.4095; 1.2: 0.023346; 1.3: 86.125; 1.4: 1.9313; 1.5: 17.4095; 1.6: 86.125; 1.7: 34.45; 1.8: 8.4594; 1.9: 287.0833; 2: 9.1428; 2.1: 88.6943; 2.2: 92.9224; 2.3: 10.3082; 2.4: -75.5129; 2.5: -8.3769
| 2 | 13.3 | 1: 12.4878; 1.1: 17.3838; 1.2: 0.023312; 1.3: 86.45; 1.4: 1.9212; 1.5: 17.3838; 1.6: 86.45; 1.7: 34.58; 1.8: 8.4594; 1.9: 288.1667; 2: 9.1773; 2.1: 88.7242; 2.2: 93.5934; 2.3: 10.3436; 2.4: -76.2096; 2.5: -8.4224
| 2 | 13.35 | 1: 12.4223; 1.1: 17.3577; 1.2: 0.023277; 1.3: 86.775; 1.4: 1.9111; 1.5: 17.3577; 1.6: 86.775; 1.7: 34.71; 1.8: 8.4594; 1.9: 289.25; 2: 9.2118; 2.1: 88.754; 2.2: 94.2668; 2.3: 10.379; 2.4: -76.9091; 2.5: -8.4679
| 2 | 13.4 | 1: 12.357; 1.1: 17.3311; 1.2: 0.023241; 1.3: 87.1; 1.4: 1.9011; 1.5: 17.3311; 1.6: 87.1; 1.7: 34.84; 1.8: 8.4594; 1.9: 290.3333; 2: 9.2463; 2.1: 88.7837; 2.2: 94.9424; 2.3: 10.4144; 2.4: -77.6113; 2.5: -8.5133
| 2 | 13.45 | 1: 12.2919; 1.1: 17.3041; 1.2: 0.023205; 1.3: 87.425; 1.4: 1.8911; 1.5: 17.3041; 1.6: 87.425; 1.7: 34.97; 1.8: 8.4594; 1.9: 291.4167; 2: 9.2808; 2.1: 88.8133; 2.2: 95.6204; 2.3: 10.4498; 2.4: -78.3163; 2.5: -8.5587
| 2 | 13.5 | 1: 12.227; 1.1: 17.2767; 1.2: 0.023168; 1.3: 87.75; 1.4: 1.8811; 1.5: 17.2767; 1.6: 87.75; 1.7: 35.1; 1.8: 8.4594; 1.9: 292.5; 2: 9.3153; 2.1: 88.8427; 2.2: 96.3008; 2.3: 10.4851; 2.4: -79.0241; 2.5: -8.6041
| 2 | 13.55 | 1: 12.1622; 1.1: 17.2488; 1.2: 0.023131; 1.3: 88.075; 1.4: 1.8711; 1.5: 17.2488; 1.6: 88.075; 1.7: 35.23; 1.8: 8.4594; 1.9: 293.5833; 2: 9.3498; 2.1: 88.872; 2.2: 96.9835; 2.3: 10.5205; 2.4: -79.7346; 2.5: -8.6494
| 2 | 13.6 | 1: 12.0976; 1.1: 17.2205; 1.2: 0.023093; 1.3: 88.4; 1.4: 1.8612; 1.5: 17.2205; 1.6: 88.4; 1.7: 35.36; 1.8: 8.4594; 1.9: 294.6667; 2: 9.3843; 2.1: 88.9012; 2.2: 97.6685; 2.3: 10.5559; 2.4: -80.4479; 2.5: -8.6947
| 2 | 13.65 | 1: 12.0332; 1.1: 17.1918; 1.2: 0.023055; 1.3: 88.725; 1.4: 1.8513; 1.5: 17.1918; 1.6: 88.725; 1.7: 35.49; 1.8: 8.4594; 1.9: 295.75; 2: 9.4188; 2.1: 88.9303; 2.2: 98.3558; 2.3: 10.5912; 2.4: -81.164; 2.5: -8.74
| 2 | 13.7 | 1: 11.9689; 1.1: 17.1626; 1.2: 0.023015; 1.3: 89.05; 1.4: 1.8414; 1.5: 17.1626; 1.6: 89.05; 1.7: 35.62; 1.8: 8.4594; 1.9: 296.8333; 2: 9.4533; 2.1: 88.9592; 2.2: 99.0455; 2.3: 10.6266; 2.4: -81.8828; 2.5: -8.7852
| 2 | 13.75 | 1: 11.9049; 1.1: 17.1331; 1.2: 0.022976; 1.3: 89.375; 1.4: 1.8315; 1.5: 17.1331; 1.6: 89.375; 1.7: 35.75; 1.8: 8.4594; 1.9: 297.9167; 2: 9.4878; 2.1: 88.988; 2.2: 99.7375; 2.3: 10.6619; 2.4: -82.6044; 2.5: -8.8304
| 2 | 13.8 | 1: 11.8409; 1.1: 17.1031; 1.2: 0.022936; 1.3: 89.7; 1.4: 1.8217; 1.5: 17.1031; 1.6: 89.7; 1.7: 35.88; 1.8: 8.4594; 1.9: 299; 2: 9.5223; 2.1: 89.0166; 2.2: 100.4318; 2.3: 10.6972; 2.4: -83.3287; 2.5: -8.8755
| 2 | 13.85 | 1: 11.7772; 1.1: 17.0726; 1.2: 0.022895; 1.3: 90.025; 1.4: 1.8119; 1.5: 17.0726; 1.6: 90.025; 1.7: 36.01; 1.8: 8.4594; 1.9: 300.0833; 2: 9.5568; 2.1: 89.0452; 2.2: 101.1285; 2.3: 10.7325; 2.4: -84.0558; 2.5: -8.9206
| 2 | 13.9 | 1: 11.7137; 1.1: 17.0418; 1.2: 0.022853; 1.3: 90.35; 1.4: 1.8021; 1.5: 17.0418; 1.6: 90.35; 1.7: 36.14; 1.8: 8.4594; 1.9: 301.1667; 2: 9.5913; 2.1: 89.0736; 2.2: 101.8275; 2.3: 10.7678; 2.4: -84.7857; 2.5: -8.9657
| 2 | 13.95 | 1: 11.6503; 1.1: 17.0106; 1.2: 0.022812; 1.3: 90.675; 1.4: 1.7923; 1.5: 17.0106; 1.6: 90.675; 1.7: 36.27; 1.8: 8.4594; 1.9: 302.25; 2: 9.6258; 2.1: 89.1018; 2.2: 102.5288; 2.3: 10.8031; 2.4: -85.5183; 2.5: -9.0108
| 2 | 14 | 1: 11.587; 1.1: 16.9789; 1.2: 0.022769; 1.3: 91; 1.4: 1.7826; 1.5: 16.9789; 1.6: 91; 1.7: 36.4; 1.8: 8.4594; 1.9: 303.3333; 2: 9.6603; 2.1: 89.13; 2.2: 103.2325; 2.3: 10.8384; 2.4: -86.2536; 2.5: -9.0558
| 2 | 14.05 | 1: 11.524; 1.1: 16.9468; 1.2: 0.022726; 1.3: 91.325; 1.4: 1.7729; 1.5: 16.9468; 1.6: 91.325; 1.7: 36.53; 1.8: 8.4594; 1.9: 304.4167; 2: 9.6948; 2.1: 89.158; 2.2: 103.9385; 2.3: 10.8737; 2.4: -86.9917; 2.5: -9.1008
| 2 | 14.1 | 1: 11.4611; 1.1: 16.9143; 1.2: 0.022683; 1.3: 91.65; 1.4: 1.7633; 1.5: 16.9143; 1.6: 91.65; 1.7: 36.66; 1.8: 8.4594; 1.9: 305.5; 2: 9.7293; 2.1: 89.1859; 2.2: 104.6468; 2.3: 10.909; 2.4: -87.7325; 2.5: -9.1458
| 2 | 14.15 | 1: 11.3984; 1.1: 16.8815; 1.2: 0.022638; 1.3: 91.975; 1.4: 1.7536; 1.5: 16.8815; 1.6: 91.975; 1.7: 36.79; 1.8: 8.4594; 1.9: 306.5833; 2: 9.7638; 2.1: 89.2137; 2.2: 105.3575; 2.3: 10.9443; 2.4: -88.476; 2.5: -9.1907
| 2 | 14.2 | 1: 11.3359; 1.1: 16.8482; 1.2: 0.022594; 1.3: 92.3; 1.4: 1.744; 1.5: 16.8482; 1.6: 92.3; 1.7: 36.92; 1.8: 8.4594; 1.9: 307.6667; 2: 9.7983; 2.1: 89.2414; 2.2: 106.0705; 2.3: 10.9796; 2.4: -89.2223; 2.5: -9.2356
| 2 | 14.25 | 1: 11.2736; 1.1: 16.8145; 1.2: 0.022549; 1.3: 92.625; 1.4: 1.7344; 1.5: 16.8145; 1.6: 92.625; 1.7: 37.05; 1.8: 8.4594; 1.9: 308.75; 2: 9.8328; 2.1: 89.2689; 2.2: 106.7859; 2.3: 11.0148; 2.4: -89.9714; 2.5: -9.2804
| 2 | 14.3 | 1: 11.2114; 1.1: 16.7804; 1.2: 0.022503; 1.3: 92.95; 1.4: 1.7248; 1.5: 16.7804; 1.6: 92.95; 1.7: 37.18; 1.8: 8.4594; 1.9: 309.8333; 2: 9.8673; 2.1: 89.2963; 2.2: 107.5035; 2.3: 11.0501; 2.4: -90.7231; 2.5: -9.3252
| 2 | 14.35 | 1: 11.1494; 1.1: 16.746; 1.2: 0.022457; 1.3: 93.275; 1.4: 1.7153; 1.5: 16.746; 1.6: 93.275; 1.7: 37.31; 1.8: 8.4594; 1.9: 310.9167; 2: 9.9018; 2.1: 89.3236; 2.2: 108.2236; 2.3: 11.0853; 2.4: -91.4776; 2.5: -9.37
| 2 | 14.4 | 1: 11.0875; 1.1: 16.7111; 1.2: 0.02241; 1.3: 93.6; 1.4: 1.7058; 1.5: 16.7111; 1.6: 93.6; 1.7: 37.44; 1.8: 8.4594; 1.9: 312; 2: 9.9363; 2.1: 89.3508; 2.2: 108.9459; 2.3: 11.1206; 2.4: -92.2348; 2.5: -9.4148
| 2 | 14.45 | 1: 11.0259; 1.1: 16.6759; 1.2: 0.022363; 1.3: 93.925; 1.4: 1.6963; 1.5: 16.6759; 1.6: 93.925; 1.7: 37.57; 1.8: 8.4594; 1.9: 313.0833; 2: 9.9708; 2.1: 89.3778; 2.2: 109.6706; 2.3: 11.1558; 2.4: -92.9947; 2.5: -9.4595
| 2 | 14.5 | 1: 10.9644; 1.1: 16.6403; 1.2: 0.022315; 1.3: 94.25; 1.4: 1.6868; 1.5: 16.6403; 1.6: 94.25; 1.7: 37.7; 1.8: 8.4594; 1.9: 314.1667; 2: 10.0053; 2.1: 89.4047; 2.2: 110.3976; 2.3: 11.191; 2.4: -93.7574; 2.5: -9.5042
| 2 | 14.55 | 1: 10.903; 1.1: 16.6043; 1.2: 0.022267; 1.3: 94.575; 1.4: 1.6774; 1.5: 16.6043; 1.6: 94.575; 1.7: 37.83; 1.8: 8.4594; 1.9: 315.25; 2: 10.0398; 2.1: 89.4315; 2.2: 111.127; 2.3: 11.2263; 2.4: -94.5227; 2.5: -9.5489
| 2 | 14.6 | 1: 10.8419; 1.1: 16.5679; 1.2: 0.022218; 1.3: 94.9; 1.4: 1.668; 1.5: 16.5679; 1.6: 94.9; 1.7: 37.96; 1.8: 8.4594; 1.9: 316.3333; 2: 10.0743; 2.1: 89.4582; 2.2: 111.8587; 2.3: 11.2615; 2.4: -95.2908; 2.5: -9.5935
| 2 | 14.65 | 1: 10.7809; 1.1: 16.5311; 1.2: 0.022169; 1.3: 95.225; 1.4: 1.6586; 1.5: 16.5311; 1.6: 95.225; 1.7: 38.09; 1.8: 8.4594; 1.9: 317.4167; 2: 10.1088; 2.1: 89.4848; 2.2: 112.5927; 2.3: 11.2967; 2.4: -96.0616; 2.5: -9.6381
| 2 | 14.7 | 1: 10.7201; 1.1: 16.494; 1.2: 0.022119; 1.3: 95.55; 1.4: 1.6492; 1.5: 16.494; 1.6: 95.55; 1.7: 38.22; 1.8: 8.4594; 1.9: 318.5; 2: 10.1433; 2.1: 89.5112; 2.2: 113.3291; 2.3: 11.3319; 2.4: -96.8351; 2.5: -9.6826
| 2 | 14.75 | 1: 10.6595; 1.1: 16.4565; 1.2: 0.022068; 1.3: 95.875; 1.4: 1.6399; 1.5: 16.4565; 1.6: 95.875; 1.7: 38.35; 1.8: 8.4594; 1.9: 319.5833; 2: 10.1778; 2.1: 89.5375; 2.2: 114.0678; 2.3: 11.3671; 2.4: -97.6113; 2.5: -9.7272
| 2 | 14.8 | 1: 10.599; 1.1: 16.4186; 1.2: 0.022018; 1.3: 96.2; 1.4: 1.6306; 1.5: 16.4186; 1.6: 96.2; 1.7: 38.48; 1.8: 8.4594; 1.9: 320.6667; 2: 10.2123; 2.1: 89.5637; 2.2: 114.8089; 2.3: 11.4023; 2.4: -98.3903; 2.5: -9.7717
| 2 | 14.85 | 1: 10.5387; 1.1: 16.3804; 1.2: 0.021966; 1.3: 96.525; 1.4: 1.6213; 1.5: 16.3804; 1.6: 96.525; 1.7: 38.61; 1.8: 8.4594; 1.9: 321.75; 2: 10.2468; 2.1: 89.5898; 2.2: 115.5523; 2.3: 11.4375; 2.4: -99.1719; 2.5: -9.8161
| 2 | 14.9 | 1: 10.4786; 1.1: 16.3418; 1.2: 0.021915; 1.3: 96.85; 1.4: 1.6121; 1.5: 16.3418; 1.6: 96.85; 1.7: 38.74; 1.8: 8.4594; 1.9: 322.8333; 2: 10.2813; 2.1: 89.6158; 2.2: 116.298; 2.3: 11.4727; 2.4: -99.9562; 2.5: -9.8606
| 2 | 14.95 | 1: 10.4187; 1.1: 16.3028; 1.2: 0.021862; 1.3: 97.175; 1.4: 1.6029; 1.5: 16.3028; 1.6: 97.175; 1.7: 38.87; 1.8: 8.4594; 1.9: 323.9167; 2: 10.3158; 2.1: 89.6416; 2.2: 117.0461; 2.3: 11.5078; 2.4: -100.7432; 2.5: -9.905
| 2 | 15 | 1: 10.3589; 1.1: 16.2635; 1.2: 0.02181; 1.3: 97.5; 1.4: 1.5937; 1.5: 16.2635; 1.6: 97.5; 1.7: 39; 1.8: 8.4594; 1.9: 325; 2: 10.3503; 2.1: 89.6674; 2.2: 117.7965; 2.3: 11.543; 2.4: -101.533; 2.5: -9.9493
| 2 | 15.05 | 1: 10.2993; 1.1: 16.2238; 1.2: 0.021757; 1.3: 97.825; 1.4: 1.5845; 1.5: 16.2238; 1.6: 97.825; 1.7: 39.13; 1.8: 8.4594; 1.9: 326.0833; 2: 10.3848; 2.1: 89.693; 2.2: 118.5492; 2.3: 11.5782; 2.4: -102.3254; 2.5: -9.9937
| 2 | 15.1 | 1: 10.2399; 1.1: 16.1838; 1.2: 0.021703; 1.3: 98.15; 1.4: 1.5754; 1.5: 16.1838; 1.6: 98.15; 1.7: 39.26; 1.8: 8.4594; 1.9: 327.1667; 2: 10.4193; 2.1: 89.7185; 2.2: 119.3043; 2.3: 11.6133; 2.4: -103.1205; 2.5: -10.038
| 2 | 15.15 | 1: 10.1806; 1.1: 16.1435; 1.2: 0.021649; 1.3: 98.475; 1.4: 1.5663; 1.5: 16.1435; 1.6: 98.475; 1.7: 39.39; 1.8: 8.4594; 1.9: 328.25; 2: 10.4538; 2.1: 89.7439; 2.2: 120.0618; 2.3: 11.6485; 2.4: -103.9183; 2.5: -10.0823
| 2 | 15.2 | 1: 10.1216; 1.1: 16.1027; 1.2: 0.021594; 1.3: 98.8; 1.4: 1.5572; 1.5: 16.1027; 1.6: 98.8; 1.7: 39.52; 1.8: 8.4594; 1.9: 329.3333; 2: 10.4883; 2.1: 89.7691; 2.2: 120.8215; 2.3: 11.6837; 2.4: -104.7188; 2.5: -10.1265
| 2 | 15.25 | 1: 10.0627; 1.1: 16.0617; 1.2: 0.021539; 1.3: 99.125; 1.4: 1.5481; 1.5: 16.0617; 1.6: 99.125; 1.7: 39.65; 1.8: 8.4594; 1.9: 330.4167; 2: 10.5228; 2.1: 89.7943; 2.2: 121.5837; 2.3: 11.7188; 2.4: -105.522; 2.5: -10.1707
| 2 | 15.3 | 1: 10.0039; 1.1: 16.0203; 1.2: 0.021484; 1.3: 99.45; 1.4: 1.5391; 1.5: 16.0203; 1.6: 99.45; 1.7: 39.78; 1.8: 8.4594; 1.9: 331.5; 2: 10.5573; 2.1: 89.8193; 2.2: 122.3481; 2.3: 11.754; 2.4: -106.3278; 2.5: -10.2149
| 2 | 15.35 | 1: 9.9454; 1.1: 15.9786; 1.2: 0.021428; 1.3: 99.775; 1.4: 1.5301; 1.5: 15.9786; 1.6: 99.775; 1.7: 39.91; 1.8: 8.4594; 1.9: 332.5833; 2: 10.5918; 2.1: 89.8442; 2.2: 123.1149; 2.3: 11.7891; 2.4: -107.1364; 2.5: -10.259
| 2 | 15.4 | 1: 9.887; 1.1: 15.9365; 1.2: 0.021371; 1.3: 100.1; 1.4: 1.5211; 1.5: 15.9365; 1.6: 100.1; 1.7: 40.04; 1.8: 8.4594; 1.9: 333.6667; 2: 10.6263; 2.1: 89.8691; 2.2: 123.8841; 2.3: 11.8242; 2.4: -107.9476; 2.5: -10.3032
| 2 | 15.45 | 1: 9.8288; 1.1: 15.8941; 1.2: 0.021314; 1.3: 100.425; 1.4: 1.5121; 1.5: 15.8941; 1.6: 100.425; 1.7: 40.17; 1.8: 8.4594; 1.9: 334.75; 2: 10.6608; 2.1: 89.8938; 2.2: 124.6556; 2.3: 11.8594; 2.4: -108.7615; 2.5: -10.3472
| 2 | 15.5 | 1: 9.7707; 1.1: 15.8514; 1.2: 0.021257; 1.3: 100.75; 1.4: 1.5032; 1.5: 15.8514; 1.6: 100.75; 1.7: 40.3; 1.8: 8.4594; 1.9: 335.8333; 2: 10.6953; 2.1: 89.9183; 2.2: 125.4294; 2.3: 11.8945; 2.4: -109.578; 2.5: -10.3913
| 2 | 15.55 | 1: 9.7128; 1.1: 15.8083; 1.2: 0.021199; 1.3: 101.075; 1.4: 1.4943; 1.5: 15.8083; 1.6: 101.075; 1.7: 40.43; 1.8: 8.4594; 1.9: 336.9167; 2: 10.7298; 2.1: 89.9428; 2.2: 126.2056; 2.3: 11.9296; 2.4: -110.3973; 2.5: -10.4353
| 2 | 15.6 | 1: 9.6551; 1.1: 15.7649; 1.2: 0.021141; 1.3: 101.4; 1.4: 1.4854; 1.5: 15.7649; 1.6: 101.4; 1.7: 40.56; 1.8: 8.4594; 1.9: 338; 2: 10.7643; 2.1: 89.9672; 2.2: 126.9841; 2.3: 11.9647; 2.4: -111.2192; 2.5: -10.4793
| 2 | 15.65 | 1: 9.5976; 1.1: 15.7212; 1.2: 0.021082; 1.3: 101.725; 1.4: 1.4766; 1.5: 15.7212; 1.6: 101.725; 1.7: 40.69; 1.8: 8.4594; 1.9: 339.0833; 2: 10.7988; 2.1: 89.9914; 2.2: 127.765; 2.3: 11.9998; 2.4: -112.0438; 2.5: -10.5233
| 2 | 15.7 | 1: 9.5403; 1.1: 15.6772; 1.2: 0.021023; 1.3: 102.05; 1.4: 1.4677; 1.5: 15.6772; 1.6: 102.05; 1.7: 40.82; 1.8: 8.4594; 1.9: 340.1667; 2: 10.8333; 2.1: 90.0156; 2.2: 128.5482; 2.3: 12.035; 2.4: -112.871; 2.5: -10.5672
| 2 | 15.75 | 1: 9.4831; 1.1: 15.6328; 1.2: 0.020964; 1.3: 102.375; 1.4: 1.4589; 1.5: 15.6328; 1.6: 102.375; 1.7: 40.95; 1.8: 8.4594; 1.9: 341.25; 2: 10.8678; 2.1: 90.0396; 2.2: 129.3337; 2.3: 12.0701; 2.4: -113.7009; 2.5: -10.6111
| 2 | 15.8 | 1: 9.4261; 1.1: 15.5882; 1.2: 0.020904; 1.3: 102.7; 1.4: 1.4502; 1.5: 15.5882; 1.6: 102.7; 1.7: 41.08; 1.8: 8.4594; 1.9: 342.3333; 2: 10.9023; 2.1: 90.0635; 2.2: 130.1217; 2.3: 12.1052; 2.4: -114.5335; 2.5: -10.655
| 2 | 15.85 | 1: 9.3692; 1.1: 15.5432; 1.2: 0.020844; 1.3: 103.025; 1.4: 1.4414; 1.5: 15.5432; 1.6: 103.025; 1.7: 41.21; 1.8: 8.4594; 1.9: 343.4167; 2: 10.9368; 2.1: 90.0873; 2.2: 130.9119; 2.3: 12.1403; 2.4: -115.3687; 2.5: -10.6988
| 2 | 15.9 | 1: 9.3126; 1.1: 15.498; 1.2: 0.020783; 1.3: 103.35; 1.4: 1.4327; 1.5: 15.498; 1.6: 103.35; 1.7: 41.34; 1.8: 8.4594; 1.9: 344.5; 2: 10.9713; 2.1: 90.111; 2.2: 131.7045; 2.3: 12.1754; 2.4: -116.2066; 2.5: -10.7427
| 2 | 15.95 | 1: 9.2561; 1.1: 15.4524; 1.2: 0.020722; 1.3: 103.675; 1.4: 1.424; 1.5: 15.4524; 1.6: 103.675; 1.7: 41.47; 1.8: 8.4594; 1.9: 345.5833; 2: 11.0058; 2.1: 90.1346; 2.2: 132.4995; 2.3: 12.2105; 2.4: -117.0471; 2.5: -10.7864
| 2 | 16 | 1: 9.1997; 1.1: 15.4065; 1.2: 0.02066; 1.3: 104; 1.4: 1.4153; 1.5: 15.4065; 1.6: 104; 1.7: 41.6; 1.8: 8.4594; 1.9: 346.6667; 2: 11.0403; 2.1: 90.1581; 2.2: 133.2968; 2.3: 12.2455; 2.4: -117.8903; 2.5: -10.8302
| 2 | 16.05 | 1: 9.1436; 1.1: 15.3603; 1.2: 0.020599; 1.3: 104.325; 1.4: 1.4067; 1.5: 15.3603; 1.6: 104.325; 1.7: 41.73; 1.8: 8.4594; 1.9: 347.75; 2: 11.0748; 2.1: 90.1814; 2.2: 134.0964; 2.3: 12.2806; 2.4: -118.7361; 2.5: -10.8739
| 2 | 16.1 | 1: 9.0876; 1.1: 15.3138; 1.2: 0.020536; 1.3: 104.65; 1.4: 1.3981; 1.5: 15.3138; 1.6: 104.65; 1.7: 41.86; 1.8: 8.4594; 1.9: 348.8333; 2: 11.1093; 2.1: 90.2047; 2.2: 134.8984; 2.3: 12.3157; 2.4: -119.5846; 2.5: -10.9176
| 2 | 16.15 | 1: 9.0318; 1.1: 15.2671; 1.2: 0.020473; 1.3: 104.975; 1.4: 1.3895; 1.5: 15.2671; 1.6: 104.975; 1.7: 41.99; 1.8: 8.4594; 1.9: 349.9167; 2: 11.1438; 2.1: 90.2278; 2.2: 135.7028; 2.3: 12.3508; 2.4: -120.4357; 2.5: -10.9613
| 2 | 16.2 | 1: 8.9762; 1.1: 15.22; 1.2: 0.02041; 1.3: 105.3; 1.4: 1.381; 1.5: 15.22; 1.6: 105.3; 1.7: 42.12; 1.8: 8.4594; 1.9: 351; 2: 11.1783; 2.1: 90.2509; 2.2: 136.5095; 2.3: 12.3859; 2.4: -121.2895; 2.5: -11.0049
| 2 | 16.25 | 1: 8.9207; 1.1: 15.1727; 1.2: 0.020347; 1.3: 105.625; 1.4: 1.3724; 1.5: 15.1727; 1.6: 105.625; 1.7: 42.25; 1.8: 8.4594; 1.9: 352.0833; 2: 11.2128; 2.1: 90.2738; 2.2: 137.3185; 2.3: 12.4209; 2.4: -122.1459; 2.5: -11.0485
| 2 | 16.3 | 1: 8.8654; 1.1: 15.125; 1.2: 0.020283; 1.3: 105.95; 1.4: 1.3639; 1.5: 15.125; 1.6: 105.95; 1.7: 42.38; 1.8: 8.4594; 1.9: 353.1667; 2: 11.2473; 2.1: 90.2967; 2.2: 138.1299; 2.3: 12.456; 2.4: -123.0049; 2.5: -11.0921
| 2 | 16.35 | 1: 8.8103; 1.1: 15.0771; 1.2: 0.020219; 1.3: 106.275; 1.4: 1.3554; 1.5: 15.0771; 1.6: 106.275; 1.7: 42.51; 1.8: 8.4594; 1.9: 354.25; 2: 11.2818; 2.1: 90.3194; 2.2: 138.9437; 2.3: 12.4911; 2.4: -123.8666; 2.5: -11.1356
| 2 | 16.4 | 1: 8.7554; 1.1: 15.0289; 1.2: 0.020154; 1.3: 106.6; 1.4: 1.347; 1.5: 15.0289; 1.6: 106.6; 1.7: 42.64; 1.8: 8.4594; 1.9: 355.3333; 2: 11.3163; 2.1: 90.342; 2.2: 139.7598; 2.3: 12.5261; 2.4: -124.7309; 2.5: -11.1791
| 2 | 16.45 | 1: 8.7006; 1.1: 14.9804; 1.2: 0.020089; 1.3: 106.925; 1.4: 1.3386; 1.5: 14.9804; 1.6: 106.925; 1.7: 42.77; 1.8: 8.4594; 1.9: 356.4167; 2: 11.3508; 2.1: 90.3645; 2.2: 140.5782; 2.3: 12.5612; 2.4: -125.5978; 2.5: -11.2226
| 2 | 16.5 | 1: 8.646; 1.1: 14.9316; 1.2: 0.020024; 1.3: 107.25; 1.4: 1.3302; 1.5: 14.9316; 1.6: 107.25; 1.7: 42.9; 1.8: 8.4594; 1.9: 357.5; 2: 11.3854; 2.1: 90.3869; 2.2: 141.399; 2.3: 12.5962; 2.4: -126.4674; 2.5: -11.2661
| 2 | 16.55 | 1: 8.5916; 1.1: 14.8826; 1.2: 0.019958; 1.3: 107.575; 1.4: 1.3218; 1.5: 14.8826; 1.6: 107.575; 1.7: 43.03; 1.8: 8.4594; 1.9: 358.5833; 2: 11.4199; 2.1: 90.4092; 2.2: 142.2222; 2.3: 12.6313; 2.4: -127.3396; 2.5: -11.3095
| 2 | 16.6 | 1: 8.5373; 1.1: 14.8333; 1.2: 0.019892; 1.3: 107.9; 1.4: 1.3134; 1.5: 14.8333; 1.6: 107.9; 1.7: 43.16; 1.8: 8.4594; 1.9: 359.6667; 2: 11.4544; 2.1: 90.4314; 2.2: 143.0477; 2.3: 12.6663; 2.4: -128.2144; 2.5: -11.3529
| 2 | 16.65 | 1: 8.4832; 1.1: 14.7837; 1.2: 0.019825; 1.3: 108.225; 1.4: 1.3051; 1.5: 14.7837; 1.6: 108.225; 1.7: 43.29; 1.8: 8.4594; 1.9: 360.75; 2: 11.4889; 2.1: 90.4535; 2.2: 143.8756; 2.3: 12.7014; 2.4: -129.0918; 2.5: -11.3963
| 2 | 16.7 | 1: 8.4293; 1.1: 14.7339; 1.2: 0.019759; 1.3: 108.55; 1.4: 1.2968; 1.5: 14.7339; 1.6: 108.55; 1.7: 43.42; 1.8: 8.4594; 1.9: 361.8333; 2: 11.5234; 2.1: 90.4755; 2.2: 144.7058; 2.3: 12.7364; 2.4: -129.9719; 2.5: -11.4396
| 2 | 16.75 | 1: 8.3756; 1.1: 14.6838; 1.2: 0.019691; 1.3: 108.875; 1.4: 1.2886; 1.5: 14.6838; 1.6: 108.875; 1.7: 43.55; 1.8: 8.4594; 1.9: 362.9167; 2: 11.5579; 2.1: 90.4974; 2.2: 145.5384; 2.3: 12.7715; 2.4: -130.8546; 2.5: -11.4829
| 2 | 16.8 | 1: 8.322; 1.1: 14.6335; 1.2: 0.019624; 1.3: 109.2; 1.4: 1.2803; 1.5: 14.6335; 1.6: 109.2; 1.7: 43.68; 1.8: 8.4594; 1.9: 364; 2: 11.5924; 2.1: 90.5192; 2.2: 146.3733; 2.3: 12.8065; 2.4: -131.7399; 2.5: -11.5262
| 2 | 16.85 | 1: 8.2686; 1.1: 14.5829; 1.2: 0.019556; 1.3: 109.525; 1.4: 1.2721; 1.5: 14.5829; 1.6: 109.525; 1.7: 43.81; 1.8: 8.4594; 1.9: 365.0833; 2: 11.6269; 2.1: 90.5409; 2.2: 147.2106; 2.3: 12.8416; 2.4: -132.6278; 2.5: -11.5695
| 2 | 16.9 | 1: 8.2154; 1.1: 14.532; 1.2: 0.019488; 1.3: 109.85; 1.4: 1.2639; 1.5: 14.532; 1.6: 109.85; 1.7: 43.94; 1.8: 8.4594; 1.9: 366.1667; 2: 11.6614; 2.1: 90.5625; 2.2: 148.0503; 2.3: 12.8766; 2.4: -133.5183; 2.5: -11.6127
| 2 | 16.95 | 1: 8.1624; 1.1: 14.4809; 1.2: 0.019419; 1.3: 110.175; 1.4: 1.2558; 1.5: 14.4809; 1.6: 110.175; 1.7: 44.07; 1.8: 8.4594; 1.9: 367.25; 2: 11.6959; 2.1: 90.584; 2.2: 148.8923; 2.3: 12.9116; 2.4: -134.4114; 2.5: -11.6559
| 2 | 17 | 1: 8.1095; 1.1: 14.4295; 1.2: 0.01935; 1.3: 110.5; 1.4: 1.2476; 1.5: 14.4295; 1.6: 110.5; 1.7: 44.2; 1.8: 8.4594; 1.9: 368.3333; 2: 11.7304; 2.1: 90.6054; 2.2: 149.7367; 2.3: 12.9467; 2.4: -135.3072; 2.5: -11.699
| 2 | 17.05 | 1: 8.0568; 1.1: 14.3779; 1.2: 0.019281; 1.3: 110.825; 1.4: 1.2395; 1.5: 14.3779; 1.6: 110.825; 1.7: 44.33; 1.8: 8.4594; 1.9: 369.4167; 2: 11.7649; 2.1: 90.6266; 2.2: 150.5834; 2.3: 12.9817; 2.4: -136.2055; 2.5: -11.7422
| 2 | 17.1 | 1: 8.0043; 1.1: 14.326; 1.2: 0.019212; 1.3: 111.15; 1.4: 1.2314; 1.5: 14.326; 1.6: 111.15; 1.7: 44.46; 1.8: 8.4594; 1.9: 370.5; 2: 11.7994; 2.1: 90.6478; 2.2: 151.4325; 2.3: 13.0167; 2.4: -137.1064; 2.5: -11.7853
| 2 | 17.15 | 1: 7.9519; 1.1: 14.274; 1.2: 0.019142; 1.3: 111.475; 1.4: 1.2234; 1.5: 14.274; 1.6: 111.475; 1.7: 44.59; 1.8: 8.4594; 1.9: 371.5833; 2: 11.8339; 2.1: 90.6689; 2.2: 152.2839; 2.3: 13.0517; 2.4: -138.01; 2.5: -11.8284
| 2 | 17.2 | 1: 7.8997; 1.1: 14.2216; 1.2: 0.019072; 1.3: 111.8; 1.4: 1.2153; 1.5: 14.2216; 1.6: 111.8; 1.7: 44.72; 1.8: 8.4594; 1.9: 372.6667; 2: 11.8684; 2.1: 90.6899; 2.2: 153.1377; 2.3: 13.0868; 2.4: -138.9161; 2.5: -11.8714
| 2 | 17.25 | 1: 7.8477; 1.1: 14.1691; 1.2: 0.019001; 1.3: 112.125; 1.4: 1.2073; 1.5: 14.1691; 1.6: 112.125; 1.7: 44.85; 1.8: 8.4594; 1.9: 373.75; 2: 11.9029; 2.1: 90.7108; 2.2: 153.9939; 2.3: 13.1218; 2.4: -139.8249; 2.5: -11.9144
| 2 | 17.3 | 1: 7.7959; 1.1: 14.1163; 1.2: 0.01893; 1.3: 112.45; 1.4: 1.1994; 1.5: 14.1163; 1.6: 112.45; 1.7: 44.98; 1.8: 8.4594; 1.9: 374.8333; 2: 11.9374; 2.1: 90.7316; 2.2: 154.8524; 2.3: 13.1568; 2.4: -140.7362; 2.5: -11.9574
| 2 | 17.35 | 1: 7.7442; 1.1: 14.0632; 1.2: 0.018859; 1.3: 112.775; 1.4: 1.1914; 1.5: 14.0632; 1.6: 112.775; 1.7: 45.11; 1.8: 8.4594; 1.9: 375.9167; 2: 11.9719; 2.1: 90.7522; 2.2: 155.7133; 2.3: 13.1918; 2.4: -141.6501; 2.5: -12.0004
| 2 | 17.4 | 1: 7.6927; 1.1: 14.01; 1.2: 0.018788; 1.3: 113.1; 1.4: 1.1835; 1.5: 14.01; 1.6: 113.1; 1.7: 45.24; 1.8: 8.4594; 1.9: 377; 2: 12.0064; 2.1: 90.7728; 2.2: 156.5766; 2.3: 13.2268; 2.4: -142.5666; 2.5: -12.0433
| 2 | 17.45 | 1: 7.6414; 1.1: 13.9565; 1.2: 0.018716; 1.3: 113.425; 1.4: 1.1756; 1.5: 13.9565; 1.6: 113.425; 1.7: 45.37; 1.8: 8.4594; 1.9: 378.0833; 2: 12.0409; 2.1: 90.7933; 2.2: 157.4422; 2.3: 13.2618; 2.4: -143.4857; 2.5: -12.0862
| 2 | 17.5 | 1: 7.5902; 1.1: 13.9028; 1.2: 0.018644; 1.3: 113.75; 1.4: 1.1677; 1.5: 13.9028; 1.6: 113.75; 1.7: 45.5; 1.8: 8.4594; 1.9: 379.1667; 2: 12.0754; 2.1: 90.8137; 2.2: 158.3102; 2.3: 13.2969; 2.4: -144.4074; 2.5: -12.1291
| 2 | 17.55 | 1: 7.5393; 1.1: 13.8489; 1.2: 0.018572; 1.3: 114.075; 1.4: 1.1599; 1.5: 13.8489; 1.6: 114.075; 1.7: 45.63; 1.8: 8.4594; 1.9: 380.25; 2: 12.1099; 2.1: 90.834; 2.2: 159.1805; 2.3: 13.3319; 2.4: -145.3317; 2.5: -12.172
| 2 | 17.6 | 1: 7.4885; 1.1: 13.7947; 1.2: 0.018499; 1.3: 114.4; 1.4: 1.1521; 1.5: 13.7947; 1.6: 114.4; 1.7: 45.76; 1.8: 8.4594; 1.9: 381.3333; 2: 12.1444; 2.1: 90.8542; 2.2: 160.0532; 2.3: 13.3669; 2.4: -146.2585; 2.5: -12.2148
| 2 | 17.65 | 1: 7.4378; 1.1: 13.7404; 1.2: 0.018426; 1.3: 114.725; 1.4: 1.1443; 1.5: 13.7404; 1.6: 114.725; 1.7: 45.89; 1.8: 8.4594; 1.9: 382.4167; 2: 12.1789; 2.1: 90.8743; 2.2: 160.9283; 2.3: 13.4019; 2.4: -147.1879; 2.5: -12.2576
| 2 | 17.7 | 1: 7.3874; 1.1: 13.6858; 1.2: 0.018353; 1.3: 115.05; 1.4: 1.1365; 1.5: 13.6858; 1.6: 115.05; 1.7: 46.02; 1.8: 8.4594; 1.9: 383.5; 2: 12.2134; 2.1: 90.8943; 2.2: 161.8057; 2.3: 13.4369; 2.4: -148.1199; 2.5: -12.3004
| 2 | 17.75 | 1: 7.3371; 1.1: 13.6311; 1.2: 0.01828; 1.3: 115.375; 1.4: 1.1288; 1.5: 13.6311; 1.6: 115.375; 1.7: 46.15; 1.8: 8.4594; 1.9: 384.5833; 2: 12.2479; 2.1: 90.9142; 2.2: 162.6855; 2.3: 13.4719; 2.4: -149.0545; 2.5: -12.3431
| 2 | 17.8 | 1: 7.287; 1.1: 13.5761; 1.2: 0.018206; 1.3: 115.7; 1.4: 1.1211; 1.5: 13.5761; 1.6: 115.7; 1.7: 46.28; 1.8: 8.4594; 1.9: 385.6667; 2: 12.2824; 2.1: 90.9341; 2.2: 163.5677; 2.3: 13.5069; 2.4: -149.9916; 2.5: -12.3858
| 2 | 17.85 | 1: 7.237; 1.1: 13.5209; 1.2: 0.018132; 1.3: 116.025; 1.4: 1.1134; 1.5: 13.5209; 1.6: 116.025; 1.7: 46.41; 1.8: 8.4594; 1.9: 386.75; 2: 12.3169; 2.1: 90.9538; 2.2: 164.4523; 2.3: 13.5419; 2.4: -150.9313; 2.5: -12.4285
| 2 | 17.9 | 1: 7.1872; 1.1: 13.4655; 1.2: 0.018058; 1.3: 116.35; 1.4: 1.1057; 1.5: 13.4655; 1.6: 116.35; 1.7: 46.54; 1.8: 8.4594; 1.9: 387.8333; 2: 12.3514; 2.1: 90.9734; 2.2: 165.3392; 2.3: 13.5769; 2.4: -151.8736; 2.5: -12.4712
| 2 | 17.95 | 1: 7.1376; 1.1: 13.41; 1.2: 0.017983; 1.3: 116.675; 1.4: 1.0981; 1.5: 13.41; 1.6: 116.675; 1.7: 46.67; 1.8: 8.4594; 1.9: 388.9167; 2: 12.3859; 2.1: 90.993; 2.2: 166.2284; 2.3: 13.6119; 2.4: -152.8185; 2.5: -12.5138
| 2 | 18 | 1: 7.0882; 1.1: 13.3542; 1.2: 0.017908; 1.3: 117; 1.4: 1.0905; 1.5: 13.3542; 1.6: 117; 1.7: 46.8; 1.8: 8.4594; 1.9: 390; 2: 12.4204; 2.1: 91.0124; 2.2: 167.1201; 2.3: 13.6469; 2.4: -153.7659; 2.5: -12.5564
| 2 | 18.05 | 1: 7.039; 1.1: 13.2982; 1.2: 0.017833; 1.3: 117.325; 1.4: 1.0829; 1.5: 13.2982; 1.6: 117.325; 1.7: 46.93; 1.8: 8.4594; 1.9: 391.0833; 2: 12.4549; 2.1: 91.0318; 2.2: 168.0141; 2.3: 13.6819; 2.4: -154.7159; 2.5: -12.599
| 2 | 18.1 | 1: 6.9899; 1.1: 13.2421; 1.2: 0.017758; 1.3: 117.65; 1.4: 1.0754; 1.5: 13.2421; 1.6: 117.65; 1.7: 47.06; 1.8: 8.4594; 1.9: 392.1667; 2: 12.4894; 2.1: 91.051; 2.2: 168.9105; 2.3: 13.7169; 2.4: -155.6684; 2.5: -12.6415
| 2 | 18.15 | 1: 6.941; 1.1: 13.1857; 1.2: 0.017682; 1.3: 117.975; 1.4: 1.0678; 1.5: 13.1857; 1.6: 117.975; 1.7: 47.19; 1.8: 8.4594; 1.9: 393.25; 2: 12.5239; 2.1: 91.0702; 2.2: 169.8092; 2.3: 13.7519; 2.4: -156.6235; 2.5: -12.6841
| 2 | 18.2 | 1: 6.8922; 1.1: 13.1292; 1.2: 0.017607; 1.3: 118.3; 1.4: 1.0603; 1.5: 13.1292; 1.6: 118.3; 1.7: 47.32; 1.8: 8.4594; 1.9: 394.3333; 2: 12.5584; 2.1: 91.0893; 2.2: 170.7103; 2.3: 13.7869; 2.4: -157.5811; 2.5: -12.7266
| 2 | 18.25 | 1: 6.8437; 1.1: 13.0725; 1.2: 0.017531; 1.3: 118.625; 1.4: 1.0529; 1.5: 13.0725; 1.6: 118.625; 1.7: 47.45; 1.8: 8.4594; 1.9: 395.4167; 2: 12.5929; 2.1: 91.1082; 2.2: 171.6138; 2.3: 13.8219; 2.4: -158.5413; 2.5: -12.769
| 2 | 18.3 | 1: 6.7953; 1.1: 13.0157; 1.2: 0.017454; 1.3: 118.95; 1.4: 1.0454; 1.5: 13.0157; 1.6: 118.95; 1.7: 47.58; 1.8: 8.4594; 1.9: 396.5; 2: 12.6274; 2.1: 91.1271; 2.2: 172.5197; 2.3: 13.8569; 2.4: -159.5041; 2.5: -12.8115
| 2 | 18.35 | 1: 6.747; 1.1: 12.9586; 1.2: 0.017378; 1.3: 119.275; 1.4: 1.038; 1.5: 12.9586; 1.6: 119.275; 1.7: 47.71; 1.8: 8.4594; 1.9: 397.5833; 2: 12.6619; 2.1: 91.1459; 2.2: 173.4279; 2.3: 13.8919; 2.4: -160.4693; 2.5: -12.8539
| 2 | 18.4 | 1: 6.699; 1.1: 12.9014; 1.2: 0.017301; 1.3: 119.6; 1.4: 1.0306; 1.5: 12.9014; 1.6: 119.6; 1.7: 47.84; 1.8: 8.4594; 1.9: 398.6667; 2: 12.6964; 2.1: 91.1646; 2.2: 174.3386; 2.3: 13.9269; 2.4: -161.4372; 2.5: -12.8963
| 2 | 18.45 | 1: 6.6511; 1.1: 12.844; 1.2: 0.017224; 1.3: 119.925; 1.4: 1.0232; 1.5: 12.844; 1.6: 119.925; 1.7: 47.97; 1.8: 8.4594; 1.9: 399.75; 2: 12.7309; 2.1: 91.1833; 2.2: 175.2515; 2.3: 13.9619; 2.4: -162.4076; 2.5: -12.9386
| 2 | 18.5 | 1: 6.6034; 1.1: 12.7864; 1.2: 0.017147; 1.3: 120.25; 1.4: 1.0159; 1.5: 12.7864; 1.6: 120.25; 1.7: 48.1; 1.8: 8.4594; 1.9: 400.8333; 2: 12.7654; 2.1: 91.2018; 2.2: 176.1669; 2.3: 13.9969; 2.4: -163.3805; 2.5: -12.981
| 2 | 18.55 | 1: 6.5559; 1.1: 12.7287; 1.2: 0.017069; 1.3: 120.575; 1.4: 1.0086; 1.5: 12.7287; 1.6: 120.575; 1.7: 48.23; 1.8: 8.4594; 1.9: 401.9167; 2: 12.7999; 2.1: 91.2202; 2.2: 177.0846; 2.3: 14.0319; 2.4: -164.3559; 2.5: -13.0233
| 2 | 18.6 | 1: 6.5085; 1.1: 12.6708; 1.2: 0.016992; 1.3: 120.9; 1.4: 1.0013; 1.5: 12.6708; 1.6: 120.9; 1.7: 48.36; 1.8: 8.4594; 1.9: 403; 2: 12.8344; 2.1: 91.2386; 2.2: 178.0048; 2.3: 14.0669; 2.4: -165.3339; 2.5: -13.0655
| 2 | 18.65 | 1: 6.4613; 1.1: 12.6128; 1.2: 0.016914; 1.3: 121.225; 1.4: 0.99405; 1.5: 12.6128; 1.6: 121.225; 1.7: 48.49; 1.8: 8.4594; 1.9: 404.0833; 2: 12.8689; 2.1: 91.2568; 2.2: 178.9272; 2.3: 14.1018; 2.4: -166.3145; 2.5: -13.1078
| 2 | 18.7 | 1: 6.4143; 1.1: 12.5545; 1.2: 0.016836; 1.3: 121.55; 1.4: 0.98682; 1.5: 12.5545; 1.6: 121.55; 1.7: 48.62; 1.8: 8.4594; 1.9: 405.1667; 2: 12.9034; 2.1: 91.275; 2.2: 179.8521; 2.3: 14.1368; 2.4: -167.2976; 2.5: -13.15
| 2 | 18.75 | 1: 6.3675; 1.1: 12.4962; 1.2: 0.016758; 1.3: 121.875; 1.4: 0.97961; 1.5: 12.4962; 1.6: 121.875; 1.7: 48.75; 1.8: 8.4594; 1.9: 406.25; 2: 12.9379; 2.1: 91.2931; 2.2: 180.7793; 2.3: 14.1718; 2.4: -168.2832; 2.5: -13.1922
| 2 | 18.8 | 1: 6.3208; 1.1: 12.4377; 1.2: 0.016679; 1.3: 122.2; 1.4: 0.97243; 1.5: 12.4377; 1.6: 122.2; 1.7: 48.88; 1.8: 8.4594; 1.9: 407.3333; 2: 12.9724; 2.1: 91.3111; 2.2: 181.709; 2.3: 14.2068; 2.4: -169.2713; 2.5: -13.2344
| 2 | 18.85 | 1: 6.2743; 1.1: 12.379; 1.2: 0.016601; 1.3: 122.525; 1.4: 0.96528; 1.5: 12.379; 1.6: 122.525; 1.7: 49.01; 1.8: 8.4594; 1.9: 408.4167; 2: 13.0069; 2.1: 91.329; 2.2: 182.641; 2.3: 14.2418; 2.4: -170.2619; 2.5: -13.2765
| 2 | 18.9 | 1: 6.228; 1.1: 12.3202; 1.2: 0.016522; 1.3: 122.85; 1.4: 0.95815; 1.5: 12.3202; 1.6: 122.85; 1.7: 49.14; 1.8: 8.4594; 1.9: 409.5; 2: 13.0414; 2.1: 91.3468; 2.2: 183.5753; 2.3: 14.2768; 2.4: -171.2551; 2.5: -13.3186
| 2 | 18.95 | 1: 6.1818; 1.1: 12.2613; 1.2: 0.016443; 1.3: 123.175; 1.4: 0.95105; 1.5: 12.2613; 1.6: 123.175; 1.7: 49.27; 1.8: 8.4594; 1.9: 410.5833; 2: 13.0759; 2.1: 91.3646; 2.2: 184.5121; 2.3: 14.3118; 2.4: -172.2508; 2.5: -13.3607
| 2 | 19 | 1: 6.1359; 1.1: 12.2022; 1.2: 0.016363; 1.3: 123.5; 1.4: 0.94398; 1.5: 12.2022; 1.6: 123.5; 1.7: 49.4; 1.8: 8.4594; 1.9: 411.6667; 2: 13.1104; 2.1: 91.3822; 2.2: 185.4512; 2.3: 14.3468; 2.4: -173.249; 2.5: -13.4028
| 2 | 19.05 | 1: 6.0901; 1.1: 12.143; 1.2: 0.016284; 1.3: 123.825; 1.4: 0.93693; 1.5: 12.143; 1.6: 123.825; 1.7: 49.53; 1.8: 8.4594; 1.9: 412.75; 2: 13.1449; 2.1: 91.3998; 2.2: 186.3927; 2.3: 14.3818; 2.4: -174.2498; 2.5: -13.4448
| 2 | 19.1 | 1: 6.0444; 1.1: 12.0836; 1.2: 0.016204; 1.3: 124.15; 1.4: 0.92991; 1.5: 12.0836; 1.6: 124.15; 1.7: 49.66; 1.8: 8.4594; 1.9: 413.8333; 2: 13.1794; 2.1: 91.4173; 2.2: 187.3366; 2.3: 14.4168; 2.4: -175.253; 2.5: -13.4868
| 2 | 19.15 | 1: 5.999; 1.1: 12.0241; 1.2: 0.016125; 1.3: 124.475; 1.4: 0.92292; 1.5: 12.0241; 1.6: 124.475; 1.7: 49.79; 1.8: 8.4594; 1.9: 414.9167; 2: 13.2139; 2.1: 91.4347; 2.2: 188.2829; 2.3: 14.4517; 2.4: -176.2588; 2.5: -13.5288
| 2 | 19.2 | 1: 5.9537; 1.1: 11.9645; 1.2: 0.016045; 1.3: 124.8; 1.4: 0.91595; 1.5: 11.9645; 1.6: 124.8; 1.7: 49.92; 1.8: 8.4594; 1.9: 416; 2: 13.2484; 2.1: 91.452; 2.2: 189.2316; 2.3: 14.4867; 2.4: -177.2671; 2.5: -13.5708
| 2 | 19.25 | 1: 5.9085; 1.1: 11.9047; 1.2: 0.015965; 1.3: 125.125; 1.4: 0.90901; 1.5: 11.9047; 1.6: 125.125; 1.7: 50.05; 1.8: 8.4594; 1.9: 417.0833; 2: 13.2829; 2.1: 91.4692; 2.2: 190.1826; 2.3: 14.5217; 2.4: -178.2779; 2.5: -13.6127
| 2 | 19.3 | 1: 5.8636; 1.1: 11.8449; 1.2: 0.015884; 1.3: 125.45; 1.4: 0.90209; 1.5: 11.8449; 1.6: 125.45; 1.7: 50.18; 1.8: 8.4594; 1.9: 418.1667; 2: 13.3174; 2.1: 91.4863; 2.2: 191.1361; 2.3: 14.5567; 2.4: -179.2912; 2.5: -13.6546
| 2 | 19.35 | 1: 5.8188; 1.1: 11.7849; 1.2: 0.015804; 1.3: 125.775; 1.4: 0.8952; 1.5: 11.7849; 1.6: 125.775; 1.7: 50.31; 1.8: 8.4594; 1.9: 419.25; 2: 13.3519; 2.1: 91.5034; 2.2: 192.0919; 2.3: 14.5917; 2.4: -180.307; 2.5: -13.6965
| 2 | 19.4 | 1: 5.7742; 1.1: 11.7248; 1.2: 0.015723; 1.3: 126.1; 1.4: 0.88834; 1.5: 11.7248; 1.6: 126.1; 1.7: 50.44; 1.8: 8.4594; 1.9: 420.3333; 2: 13.3864; 2.1: 91.5204; 2.2: 193.0501; 2.3: 14.6267; 2.4: -181.3253; 2.5: -13.7384
| 2 | 19.45 | 1: 5.7298; 1.1: 11.6645; 1.2: 0.015642; 1.3: 126.425; 1.4: 0.88151; 1.5: 11.6645; 1.6: 126.425; 1.7: 50.57; 1.8: 8.4594; 1.9: 421.4167; 2: 13.4209; 2.1: 91.5372; 2.2: 194.0106; 2.3: 14.6617; 2.4: -182.3461; 2.5: -13.7802
| 2 | 19.5 | 1: 5.6855; 1.1: 11.6042; 1.2: 0.015561; 1.3: 126.75; 1.4: 0.8747; 1.5: 11.6042; 1.6: 126.75; 1.7: 50.7; 1.8: 8.4594; 1.9: 422.5; 2: 13.4554; 2.1: 91.5541; 2.2: 194.9736; 2.3: 14.6967; 2.4: -183.3694; 2.5: -13.822
| 2 | 19.55 | 1: 5.6415; 1.1: 11.5437; 1.2: 0.01548; 1.3: 127.075; 1.4: 0.86792; 1.5: 11.5437; 1.6: 127.075; 1.7: 50.83; 1.8: 8.4594; 1.9: 423.5833; 2: 13.4899; 2.1: 91.5708; 2.2: 195.939; 2.3: 14.7317; 2.4: -184.3952; 2.5: -13.8638
| 2 | 19.6 | 1: 5.5975; 1.1: 11.4832; 1.2: 0.015399; 1.3: 127.4; 1.4: 0.86116; 1.5: 11.4832; 1.6: 127.4; 1.7: 50.96; 1.8: 8.4594; 1.9: 424.6667; 2: 13.5244; 2.1: 91.5874; 2.2: 196.9067; 2.3: 14.7667; 2.4: -185.4235; 2.5: -13.9055
| 2 | 19.65 | 1: 5.5538; 1.1: 11.4225; 1.2: 0.015318; 1.3: 127.725; 1.4: 0.85443; 1.5: 11.4225; 1.6: 127.725; 1.7: 51.09; 1.8: 8.4594; 1.9: 425.75; 2: 13.5589; 2.1: 91.604; 2.2: 197.8768; 2.3: 14.8017; 2.4: -186.4543; 2.5: -13.9472
| 2 | 19.7 | 1: 5.5102; 1.1: 11.3617; 1.2: 0.015236; 1.3: 128.05; 1.4: 0.84773; 1.5: 11.3617; 1.6: 128.05; 1.7: 51.22; 1.8: 8.4594; 1.9: 426.8333; 2: 13.5934; 2.1: 91.6205; 2.2: 198.8494; 2.3: 14.8367; 2.4: -187.4876; 2.5: -13.9889
| 2 | 19.75 | 1: 5.4668; 1.1: 11.3009; 1.2: 0.015155; 1.3: 128.375; 1.4: 0.84105; 1.5: 11.3009; 1.6: 128.375; 1.7: 51.35; 1.8: 8.4594; 1.9: 427.9167; 2: 13.6279; 2.1: 91.6369; 2.2: 199.8243; 2.3: 14.8717; 2.4: -188.5234; 2.5: -14.0306
| 2 | 19.8 | 1: 5.4236; 1.1: 11.2399; 1.2: 0.015073; 1.3: 128.7; 1.4: 0.8344; 1.5: 11.2399; 1.6: 128.7; 1.7: 51.48; 1.8: 8.4594; 1.9: 429; 2: 13.6624; 2.1: 91.6532; 2.2: 200.8015; 2.3: 14.9067; 2.4: -189.5616; 2.5: -14.0722
| 2 | 19.85 | 1: 5.3806; 1.1: 11.1789; 1.2: 0.014991; 1.3: 129.025; 1.4: 0.82778; 1.5: 11.1789; 1.6: 129.025; 1.7: 51.61; 1.8: 8.4594; 1.9: 430.0833; 2: 13.6969; 2.1: 91.6694; 2.2: 201.7812; 2.3: 14.9416; 2.4: -190.6024; 2.5: -14.1139
| 2 | 19.9 | 1: 5.3377; 1.1: 11.1177; 1.2: 0.014909; 1.3: 129.35; 1.4: 0.82118; 1.5: 11.1177; 1.6: 129.35; 1.7: 51.74; 1.8: 8.4594; 1.9: 431.1667; 2: 13.7314; 2.1: 91.6856; 2.2: 202.7633; 2.3: 14.9766; 2.4: -191.6456; 2.5: -14.1555
| 2 | 19.95 | 1: 5.295; 1.1: 11.0565; 1.2: 0.014827; 1.3: 129.675; 1.4: 0.81461; 1.5: 11.0565; 1.6: 129.675; 1.7: 51.87; 1.8: 8.4594; 1.9: 432.25; 2: 13.7659; 2.1: 91.7016; 2.2: 203.7478; 2.3: 15.0116; 2.4: -192.6913; 2.5: -14.197
| 2 | 20 | 1: 5.2525; 1.1: 10.9951; 1.2: 0.014745; 1.3: 130; 1.4: 0.80807; 1.5: 10.9951; 1.6: 130; 1.7: 52; 1.8: 8.4594; 1.9: 433.3333; 2: 13.8004; 2.1: 91.7176; 2.2: 204.7346; 2.3: 15.0466; 2.4: -193.7395; 2.5: -14.2386
| 2 | 20.05 | 1: 5.2101; 1.1: 10.9337; 1.2: 0.014662; 1.3: 130.325; 1.4: 0.80155; 1.5: 10.9337; 1.6: 130.325; 1.7: 52.13; 1.8: 8.4594; 1.9: 434.4167; 2: 13.8349; 2.1: 91.7336; 2.2: 205.7239; 2.3: 15.0816; 2.4: -194.7901; 2.5: -14.2801
| 2 | 20.1 | 1: 5.1679; 1.1: 10.8723; 1.2: 0.01458; 1.3: 130.65; 1.4: 0.79506; 1.5: 10.8723; 1.6: 130.65; 1.7: 52.26; 1.8: 8.4594; 1.9: 435.5; 2: 13.8694; 2.1: 91.7494; 2.2: 206.7155; 2.3: 15.1166; 2.4: -195.8433; 2.5: -14.3216
| 2 | 20.15 | 1: 5.1259; 1.1: 10.8107; 1.2: 0.014497; 1.3: 130.975; 1.4: 0.7886; 1.5: 10.8107; 1.6: 130.975; 1.7: 52.39; 1.8: 8.4594; 1.9: 436.5833; 2: 13.9039; 2.1: 91.7652; 2.2: 207.7095; 2.3: 15.1516; 2.4: -196.8989; 2.5: -14.363
| 2 | 20.2 | 1: 5.0841; 1.1: 10.749; 1.2: 0.014415; 1.3: 131.3; 1.4: 0.78216; 1.5: 10.749; 1.6: 131.3; 1.7: 52.52; 1.8: 8.4594; 1.9: 437.6667; 2: 13.9384; 2.1: 91.7808; 2.2: 208.706; 2.3: 15.1866; 2.4: -197.9569; 2.5: -14.4045
| 2 | 20.25 | 1: 5.0424; 1.1: 10.6873; 1.2: 0.014332; 1.3: 131.625; 1.4: 0.77575; 1.5: 10.6873; 1.6: 131.625; 1.7: 52.65; 1.8: 8.4594; 1.9: 438.75; 2: 13.9729; 2.1: 91.7965; 2.2: 209.7048; 2.3: 15.2216; 2.4: -199.0175; 2.5: -14.4459
| 2 | 20.3 | 1: 5.0009; 1.1: 10.6255; 1.2: 0.014249; 1.3: 131.95; 1.4: 0.76937; 1.5: 10.6255; 1.6: 131.95; 1.7: 52.78; 1.8: 8.4594; 1.9: 439.8333; 2: 14.0074; 2.1: 91.812; 2.2: 210.706; 2.3: 15.2566; 2.4: -200.0805; 2.5: -14.4873
| 2 | 20.35 | 1: 4.9596; 1.1: 10.5637; 1.2: 0.014166; 1.3: 132.275; 1.4: 0.76301; 1.5: 10.5637; 1.6: 132.275; 1.7: 52.91; 1.8: 8.4594; 1.9: 440.9167; 2: 14.0419; 2.1: 91.8274; 2.2: 211.7096; 2.3: 15.2917; 2.4: -201.1459; 2.5: -14.5286
| 2 | 20.4 | 1: 4.9184; 1.1: 10.5018; 1.2: 0.014083; 1.3: 132.6; 1.4: 0.75668; 1.5: 10.5018; 1.6: 132.6; 1.7: 53.04; 1.8: 8.4594; 1.9: 442; 2: 14.0764; 2.1: 91.8428; 2.2: 212.7156; 2.3: 15.3267; 2.4: -202.2139; 2.5: -14.57
| 2 | 20.45 | 1: 4.8774; 1.1: 10.4398; 1.2: 0.014; 1.3: 132.925; 1.4: 0.75037; 1.5: 10.4398; 1.6: 132.925; 1.7: 53.17; 1.8: 8.4594; 1.9: 443.0833; 2: 14.1109; 2.1: 91.8581; 2.2: 213.724; 2.3: 15.3617; 2.4: -203.2842; 2.5: -14.6113
| 2 | 20.5 | 1: 4.8366; 1.1: 10.3778; 1.2: 0.013917; 1.3: 133.25; 1.4: 0.74409; 1.5: 10.3778; 1.6: 133.25; 1.7: 53.3; 1.8: 8.4594; 1.9: 444.1667; 2: 14.1454; 2.1: 91.8733; 2.2: 214.7348; 2.3: 15.3967; 2.4: -204.3571; 2.5: -14.6526
| 2 | 20.55 | 1: 4.796; 1.1: 10.3157; 1.2: 0.013834; 1.3: 133.575; 1.4: 0.73784; 1.5: 10.3157; 1.6: 133.575; 1.7: 53.43; 1.8: 8.4594; 1.9: 445.25; 2: 14.1799; 2.1: 91.8885; 2.2: 215.748; 2.3: 15.4317; 2.4: -205.4324; 2.5: -14.6938
| 2 | 20.6 | 1: 4.7555; 1.1: 10.2535; 1.2: 0.01375; 1.3: 133.9; 1.4: 0.73162; 1.5: 10.2535; 1.6: 133.9; 1.7: 53.56; 1.8: 8.4594; 1.9: 446.3333; 2: 14.2144; 2.1: 91.9035; 2.2: 216.7636; 2.3: 15.4667; 2.4: -206.5101; 2.5: -14.7351
| 2 | 20.65 | 1: 4.7152; 1.1: 10.1913; 1.2: 0.013667; 1.3: 134.225; 1.4: 0.72542; 1.5: 10.1913; 1.6: 134.225; 1.7: 53.69; 1.8: 8.4594; 1.9: 447.4167; 2: 14.2489; 2.1: 91.9185; 2.2: 217.7816; 2.3: 15.5017; 2.4: -207.5903; 2.5: -14.7763
| 2 | 20.7 | 1: 4.6751; 1.1: 10.1291; 1.2: 0.013583; 1.3: 134.55; 1.4: 0.71925; 1.5: 10.1291; 1.6: 134.55; 1.7: 53.82; 1.8: 8.4594; 1.9: 448.5; 2: 14.2834; 2.1: 91.9335; 2.2: 218.802; 2.3: 15.5367; 2.4: -208.673; 2.5: -14.8175
| 2 | 20.75 | 1: 4.6352; 1.1: 10.0668; 1.2: 0.0135; 1.3: 134.875; 1.4: 0.7131; 1.5: 10.0668; 1.6: 134.875; 1.7: 53.95; 1.8: 8.4594; 1.9: 449.5833; 2: 14.3179; 2.1: 91.9483; 2.2: 219.8248; 2.3: 15.5717; 2.4: -209.758; 2.5: -14.8586
| 2 | 20.8 | 1: 4.5954; 1.1: 10.0044; 1.2: 0.013416; 1.3: 135.2; 1.4: 0.70698; 1.5: 10.0044; 1.6: 135.2; 1.7: 54.08; 1.8: 8.4594; 1.9: 450.6667; 2: 14.3524; 2.1: 91.9631; 2.2: 220.85; 2.3: 15.6067; 2.4: -210.8456; 2.5: -14.8998
| 2 | 20.85 | 1: 4.5558; 1.1: 9.9421; 1.2: 0.013333; 1.3: 135.525; 1.4: 0.70089; 1.5: 9.9421; 1.6: 135.525; 1.7: 54.21; 1.8: 8.4594; 1.9: 451.75; 2: 14.3869; 2.1: 91.9778; 2.2: 221.8776; 2.3: 15.6418; 2.4: -211.9355; 2.5: -14.9409
| 2 | 20.9 | 1: 4.5163; 1.1: 9.8797; 1.2: 0.013249; 1.3: 135.85; 1.4: 0.69482; 1.5: 9.8797; 1.6: 135.85; 1.7: 54.34; 1.8: 8.4594; 1.9: 452.8333; 2: 14.4214; 2.1: 91.9924; 2.2: 222.9076; 2.3: 15.6768; 2.4: -213.028; 2.5: -14.982
| 2 | 20.95 | 1: 4.4771; 1.1: 9.8172; 1.2: 0.013165; 1.3: 136.175; 1.4: 0.68878; 1.5: 9.8172; 1.6: 136.175; 1.7: 54.47; 1.8: 8.4594; 1.9: 453.9167; 2: 14.4559; 2.1: 92.0069; 2.2: 223.94; 2.3: 15.7118; 2.4: -214.1228; 2.5: -15.023
| 2 | 21 | 1: 4.438; 1.1: 9.7547; 1.2: 0.013081; 1.3: 136.5; 1.4: 0.68277; 1.5: 9.7547; 1.6: 136.5; 1.7: 54.6; 1.8: 8.4594; 1.9: 455; 2: 14.4904; 2.1: 92.0214; 2.2: 224.9748; 2.3: 15.7468; 2.4: -215.2201; 2.5: -15.0641
| 2 | 21.05 | 1: 4.3991; 1.1: 9.6922; 1.2: 0.012997; 1.3: 136.825; 1.4: 0.67678; 1.5: 9.6922; 1.6: 136.825; 1.7: 54.73; 1.8: 8.4594; 1.9: 456.0833; 2: 14.5249; 2.1: 92.0358; 2.2: 226.012; 2.3: 15.7818; 2.4: -216.3198; 2.5: -15.1051
| 2 | 21.1 | 1: 4.3603; 1.1: 9.6297; 1.2: 0.012914; 1.3: 137.15; 1.4: 0.67082; 1.5: 9.6297; 1.6: 137.15; 1.7: 54.86; 1.8: 8.4594; 1.9: 457.1667; 2: 14.5594; 2.1: 92.0501; 2.2: 227.0516; 2.3: 15.8169; 2.4: -217.422; 2.5: -15.146
| 2 | 21.15 | 1: 4.3218; 1.1: 9.5671; 1.2: 0.01283; 1.3: 137.475; 1.4: 0.66489; 1.5: 9.5671; 1.6: 137.475; 1.7: 54.99; 1.8: 8.4594; 1.9: 458.25; 2: 14.5939; 2.1: 92.0644; 2.2: 228.0936; 2.3: 15.8519; 2.4: -218.5265; 2.5: -15.187
| 2 | 21.2 | 1: 4.2834; 1.1: 9.5045; 1.2: 0.012746; 1.3: 137.8; 1.4: 0.65898; 1.5: 9.5045; 1.6: 137.8; 1.7: 55.12; 1.8: 8.4594; 1.9: 459.3333; 2: 14.6285; 2.1: 92.0786; 2.2: 229.1381; 2.3: 15.8869; 2.4: -219.6335; 2.5: -15.2279
| 2 | 21.25 | 1: 4.2452; 1.1: 9.4419; 1.2: 0.012662; 1.3: 138.125; 1.4: 0.6531; 1.5: 9.4419; 1.6: 138.125; 1.7: 55.25; 1.8: 8.4594; 1.9: 460.4167; 2: 14.663; 2.1: 92.0927; 2.2: 230.1849; 2.3: 15.9219; 2.4: -220.7429; 2.5: -15.2688
| 2 | 21.3 | 1: 4.2071; 1.1: 9.3793; 1.2: 0.012578; 1.3: 138.45; 1.4: 0.64725; 1.5: 9.3793; 1.6: 138.45; 1.7: 55.38; 1.8: 8.4594; 1.9: 461.5; 2: 14.6975; 2.1: 92.1068; 2.2: 231.2341; 2.3: 15.957; 2.4: -221.8548; 2.5: -15.3097
| 2 | 21.35 | 1: 4.1692; 1.1: 9.3167; 1.2: 0.012494; 1.3: 138.775; 1.4: 0.64142; 1.5: 9.3167; 1.6: 138.775; 1.7: 55.51; 1.8: 8.4594; 1.9: 462.5833; 2: 14.732; 2.1: 92.1207; 2.2: 232.2858; 2.3: 15.992; 2.4: -222.9691; 2.5: -15.3506
| 2 | 21.4 | 1: 4.1315; 1.1: 9.2541; 1.2: 0.01241; 1.3: 139.1; 1.4: 0.63562; 1.5: 9.2541; 1.6: 139.1; 1.7: 55.64; 1.8: 8.4594; 1.9: 463.6667; 2: 14.7665; 2.1: 92.1346; 2.2: 233.3398; 2.3: 16.027; 2.4: -224.0857; 2.5: -15.3914
| 2 | 21.45 | 1: 4.094; 1.1: 9.1914; 1.2: 0.012326; 1.3: 139.425; 1.4: 0.62984; 1.5: 9.1914; 1.6: 139.425; 1.7: 55.77; 1.8: 8.4594; 1.9: 464.75; 2: 14.801; 2.1: 92.1485; 2.2: 234.3963; 2.3: 16.0621; 2.4: -225.2048; 2.5: -15.4322
| 2 | 21.5 | 1: 4.0566; 1.1: 9.1288; 1.2: 0.012242; 1.3: 139.75; 1.4: 0.6241; 1.5: 9.1288; 1.6: 139.75; 1.7: 55.9; 1.8: 8.4594; 1.9: 465.8333; 2: 14.8355; 2.1: 92.1622; 2.2: 235.4551; 2.3: 16.0971; 2.4: -226.3264; 2.5: -15.473
| 2 | 21.55 | 1: 4.0194; 1.1: 9.0661; 1.2: 0.012158; 1.3: 140.075; 1.4: 0.61837; 1.5: 9.0661; 1.6: 140.075; 1.7: 56.03; 1.8: 8.4594; 1.9: 466.9167; 2: 14.87; 2.1: 92.1759; 2.2: 236.5164; 2.3: 16.1321; 2.4: -227.4503; 2.5: -15.5138
| 2 | 21.6 | 1: 3.9824; 1.1: 9.0035; 1.2: 0.012074; 1.3: 140.4; 1.4: 0.61268; 1.5: 9.0035; 1.6: 140.4; 1.7: 56.16; 1.8: 8.4594; 1.9: 468; 2: 14.9045; 2.1: 92.1896; 2.2: 237.5801; 2.3: 16.1672; 2.4: -228.5766; 2.5: -15.5545
| 2 | 21.65 | 1: 3.9456; 1.1: 8.9408; 1.2: 0.01199; 1.3: 140.725; 1.4: 0.60701; 1.5: 8.9408; 1.6: 140.725; 1.7: 56.29; 1.8: 8.4594; 1.9: 469.0833; 2: 14.939; 2.1: 92.2031; 2.2: 238.6461; 2.3: 16.2022; 2.4: -229.7053; 2.5: -15.5952
| 2 | 21.7 | 1: 3.9089; 1.1: 8.8782; 1.2: 0.011906; 1.3: 141.05; 1.4: 0.60137; 1.5: 8.8782; 1.6: 141.05; 1.7: 56.42; 1.8: 8.4594; 1.9: 470.1667; 2: 14.9735; 2.1: 92.2166; 2.2: 239.7146; 2.3: 16.2373; 2.4: -230.8365; 2.5: -15.6359
| 2 | 21.75 | 1: 3.8724; 1.1: 8.8155; 1.2: 0.011822; 1.3: 141.375; 1.4: 0.59575; 1.5: 8.8155; 1.6: 141.375; 1.7: 56.55; 1.8: 8.4594; 1.9: 471.25; 2: 15.008; 2.1: 92.23; 2.2: 240.7856; 2.3: 16.2723; 2.4: -231.97; 2.5: -15.6766
| 2 | 21.8 | 1: 3.8361; 1.1: 8.7529; 1.2: 0.011738; 1.3: 141.7; 1.4: 0.59017; 1.5: 8.7529; 1.6: 141.7; 1.7: 56.68; 1.8: 8.4594; 1.9: 472.3333; 2: 15.0425; 2.1: 92.2434; 2.2: 241.8589; 2.3: 16.3074; 2.4: -233.106; 2.5: -15.7172
| 2 | 21.85 | 1: 3.7999; 1.1: 8.6903; 1.2: 0.011654; 1.3: 142.025; 1.4: 0.5846; 1.5: 8.6903; 1.6: 142.025; 1.7: 56.81; 1.8: 8.4594; 1.9: 473.4167; 2: 15.077; 2.1: 92.2567; 2.2: 242.9346; 2.3: 16.3424; 2.4: -234.2443; 2.5: -15.7578
| 2 | 21.9 | 1: 3.7639; 1.1: 8.6277; 1.2: 0.01157; 1.3: 142.35; 1.4: 0.57907; 1.5: 8.6277; 1.6: 142.35; 1.7: 56.94; 1.8: 8.4594; 1.9: 474.5; 2: 15.1115; 2.1: 92.2699; 2.2: 244.0128; 2.3: 16.3775; 2.4: -235.3851; 2.5: -15.7984
| 2 | 21.95 | 1: 3.7281; 1.1: 8.5651; 1.2: 0.011486; 1.3: 142.675; 1.4: 0.57356; 1.5: 8.5651; 1.6: 142.675; 1.7: 57.07; 1.8: 8.4594; 1.9: 475.5833; 2: 15.146; 2.1: 92.283; 2.2: 245.0933; 2.3: 16.4125; 2.4: -236.5282; 2.5: -15.839
| 2 | 22 | 1: 3.6925; 1.1: 8.5026; 1.2: 0.011402; 1.3: 143; 1.4: 0.56807; 1.5: 8.5026; 1.6: 143; 1.7: 57.2; 1.8: 8.4594; 1.9: 476.6667; 2: 15.1805; 2.1: 92.2961; 2.2: 246.1763; 2.3: 16.4476; 2.4: -237.6737; 2.5: -15.8795
| 2 | 22.05 | 1: 3.657; 1.1: 8.44; 1.2: 0.011318; 1.3: 143.325; 1.4: 0.56262; 1.5: 8.44; 1.6: 143.325; 1.7: 57.33; 1.8: 8.4594; 1.9: 477.75; 2: 15.215; 2.1: 92.3091; 2.2: 247.2617; 2.3: 16.4826; 2.4: -238.8216; 2.5: -15.92
| 2 | 22.1 | 1: 3.6217; 1.1: 8.3775; 1.2: 0.011234; 1.3: 143.65; 1.4: 0.55719; 1.5: 8.3775; 1.6: 143.65; 1.7: 57.46; 1.8: 8.4594; 1.9: 478.8333; 2: 15.2495; 2.1: 92.3221; 2.2: 248.3495; 2.3: 16.5177; 2.4: -239.9719; 2.5: -15.9605
| 2 | 22.15 | 1: 3.5866; 1.1: 8.3151; 1.2: 0.011151; 1.3: 143.975; 1.4: 0.55179; 1.5: 8.3151; 1.6: 143.975; 1.7: 57.59; 1.8: 8.4594; 1.9: 479.9167; 2: 15.284; 2.1: 92.3349; 2.2: 249.4397; 2.3: 16.5527; 2.4: -241.1246; 2.5: -16.001
| 2 | 22.2 | 1: 3.5517; 1.1: 8.2526; 1.2: 0.011067; 1.3: 144.3; 1.4: 0.54641; 1.5: 8.2526; 1.6: 144.3; 1.7: 57.72; 1.8: 8.4594; 1.9: 481; 2: 15.3185; 2.1: 92.3478; 2.2: 250.5323; 2.3: 16.5878; 2.4: -242.2797; 2.5: -16.0414
| 2 | 22.25 | 1: 3.5169; 1.1: 8.1902; 1.2: 0.010983; 1.3: 144.625; 1.4: 0.54106; 1.5: 8.1902; 1.6: 144.625; 1.7: 57.85; 1.8: 8.4594; 1.9: 482.0833; 2: 15.353; 2.1: 92.3605; 2.2: 251.6274; 2.3: 16.6229; 2.4: -243.4371; 2.5: -16.0818
| 2 | 22.3 | 1: 3.4823; 1.1: 8.1279; 1.2: 0.0109; 1.3: 144.95; 1.4: 0.53573; 1.5: 8.1279; 1.6: 144.95; 1.7: 57.98; 1.8: 8.4594; 1.9: 483.1667; 2: 15.3875; 2.1: 92.3732; 2.2: 252.7248; 2.3: 16.6579; 2.4: -244.597; 2.5: -16.1222
| 2 | 22.35 | 1: 3.4478; 1.1: 8.0655; 1.2: 0.010816; 1.3: 145.275; 1.4: 0.53044; 1.5: 8.0655; 1.6: 145.275; 1.7: 58.11; 1.8: 8.4594; 1.9: 484.25; 2: 15.422; 2.1: 92.3858; 2.2: 253.8247; 2.3: 16.693; 2.4: -245.7592; 2.5: -16.1626
| 2 | 22.4 | 1: 3.4136; 1.1: 8.0033; 1.2: 0.010733; 1.3: 145.6; 1.4: 0.52517; 1.5: 8.0033; 1.6: 145.6; 1.7: 58.24; 1.8: 8.4594; 1.9: 485.3333; 2: 15.4565; 2.1: 92.3984; 2.2: 254.927; 2.3: 16.7281; 2.4: -246.9238; 2.5: -16.2029
| 2 | 22.45 | 1: 3.3795; 1.1: 7.941; 1.2: 0.010649; 1.3: 145.925; 1.4: 0.51992; 1.5: 7.941; 1.6: 145.925; 1.7: 58.37; 1.8: 8.4594; 1.9: 486.4167; 2: 15.491; 2.1: 92.4109; 2.2: 256.0317; 2.3: 16.7632; 2.4: -248.0907; 2.5: -16.2432
| 2 | 22.5 | 1: 3.3456; 1.1: 7.8788; 1.2: 0.010566; 1.3: 146.25; 1.4: 0.51471; 1.5: 7.8788; 1.6: 146.25; 1.7: 58.5; 1.8: 8.4594; 1.9: 487.5; 2: 15.5255; 2.1: 92.4233; 2.2: 257.1389; 2.3: 16.7982; 2.4: -249.26; 2.5: -16.2835
| 2 | 22.55 | 1: 3.3118; 1.1: 7.8167; 1.2: 0.010482; 1.3: 146.575; 1.4: 0.50951; 1.5: 7.8167; 1.6: 146.575; 1.7: 58.63; 1.8: 8.4594; 1.9: 488.5833; 2: 15.56; 2.1: 92.4357; 2.2: 258.2484; 2.3: 16.8333; 2.4: -250.4317; 2.5: -16.3238
| 2 | 22.6 | 1: 3.2783; 1.1: 7.7546; 1.2: 0.010399; 1.3: 146.9; 1.4: 0.50435; 1.5: 7.7546; 1.6: 146.9; 1.7: 58.76; 1.8: 8.4594; 1.9: 489.6667; 2: 15.5945; 2.1: 92.448; 2.2: 259.3604; 2.3: 16.8684; 2.4: -251.6058; 2.5: -16.364
| 2 | 22.65 | 1: 3.2449; 1.1: 7.6926; 1.2: 0.010316; 1.3: 147.225; 1.4: 0.49921; 1.5: 7.6926; 1.6: 147.225; 1.7: 58.89; 1.8: 8.4594; 1.9: 490.75; 2: 15.629; 2.1: 92.4602; 2.2: 260.4748; 2.3: 16.9035; 2.4: -252.7822; 2.5: -16.4043
| 2 | 22.7 | 1: 3.2116; 1.1: 7.6307; 1.2: 0.010233; 1.3: 147.55; 1.4: 0.4941; 1.5: 7.6307; 1.6: 147.55; 1.7: 59.02; 1.8: 8.4594; 1.9: 491.8333; 2: 15.6635; 2.1: 92.4724; 2.2: 261.5916; 2.3: 16.9385; 2.4: -253.961; 2.5: -16.4445
| 2 | 22.75 | 1: 3.1786; 1.1: 7.5688; 1.2: 0.01015; 1.3: 147.875; 1.4: 0.48901; 1.5: 7.5688; 1.6: 147.875; 1.7: 59.15; 1.8: 8.4594; 1.9: 492.9167; 2: 15.698; 2.1: 92.4845; 2.2: 262.7109; 2.3: 16.9736; 2.4: -255.1421; 2.5: -16.4846
| 2 | 22.8 | 1: 3.1457; 1.1: 7.5069; 1.2: 0.010067; 1.3: 148.2; 1.4: 0.48396; 1.5: 7.5069; 1.6: 148.2; 1.7: 59.28; 1.8: 8.4594; 1.9: 494; 2: 15.7325; 2.1: 92.4966; 2.2: 263.8325; 2.3: 17.0087; 2.4: -256.3256; 2.5: -16.5248
| 2 | 22.85 | 1: 3.113; 1.1: 7.4452; 1.2: 0.0099841; 1.3: 148.525; 1.4: 0.47892; 1.5: 7.4452; 1.6: 148.525; 1.7: 59.41; 1.8: 8.4594; 1.9: 495.0833; 2: 15.767; 2.1: 92.5085; 2.2: 264.9566; 2.3: 17.0438; 2.4: -257.5114; 2.5: -16.5649
| 2 | 22.9 | 1: 3.0805; 1.1: 7.3835; 1.2: 0.0099014; 1.3: 148.85; 1.4: 0.47392; 1.5: 7.3835; 1.6: 148.85; 1.7: 59.54; 1.8: 8.4594; 1.9: 496.1667; 2: 15.8015; 2.1: 92.5205; 2.2: 266.0831; 2.3: 17.0789; 2.4: -258.6996; 2.5: -16.605
| 2 | 22.95 | 1: 3.0481; 1.1: 7.3219; 1.2: 0.0098188; 1.3: 149.175; 1.4: 0.46894; 1.5: 7.3219; 1.6: 149.175; 1.7: 59.67; 1.8: 8.4594; 1.9: 497.25; 2: 15.836; 2.1: 92.5323; 2.2: 267.212; 2.3: 17.114; 2.4: -259.8902; 2.5: -16.6451
| 2 | 23 | 1: 3.0159; 1.1: 7.2603; 1.2: 0.0097362; 1.3: 149.5; 1.4: 0.46399; 1.5: 7.2603; 1.6: 149.5; 1.7: 59.8; 1.8: 8.4594; 1.9: 498.3333; 2: 15.8705; 2.1: 92.5441; 2.2: 268.3434; 2.3: 17.1491; 2.4: -261.0831; 2.5: -16.6851
| 2 | 23.05 | 1: 2.9839; 1.1: 7.1989; 1.2: 0.0096538; 1.3: 149.825; 1.4: 0.45906; 1.5: 7.1989; 1.6: 149.825; 1.7: 59.93; 1.8: 8.4594; 1.9: 499.4167; 2: 15.905; 2.1: 92.5559; 2.2: 269.4772; 2.3: 17.1842; 2.4: -262.2783; 2.5: -16.7251
| 2 | 23.1 | 1: 2.9521; 1.1: 7.1375; 1.2: 0.0095715; 1.3: 150.15; 1.4: 0.45416; 1.5: 7.1375; 1.6: 150.15; 1.7: 60.06; 1.8: 8.4594; 1.9: 500.5; 2: 15.9395; 2.1: 92.5676; 2.2: 270.6134; 2.3: 17.2193; 2.4: -263.4759; 2.5: -16.7651
| 2 | 23.15 | 1: 2.9204; 1.1: 7.0762; 1.2: 0.0094893; 1.3: 150.475; 1.4: 0.44929; 1.5: 7.0762; 1.6: 150.475; 1.7: 60.19; 1.8: 8.4594; 1.9: 501.5833; 2: 15.974; 2.1: 92.5792; 2.2: 271.752; 2.3: 17.2544; 2.4: -264.6758; 2.5: -16.8051
| 2 | 23.2 | 1: 2.8889; 1.1: 7.015; 1.2: 0.0094072; 1.3: 150.8; 1.4: 0.44444; 1.5: 7.015; 1.6: 150.8; 1.7: 60.32; 1.8: 8.4594; 1.9: 502.6667; 2: 16.0085; 2.1: 92.5908; 2.2: 272.8931; 2.3: 17.2895; 2.4: -265.8781; 2.5: -16.8451
| 2 | 23.25 | 1: 2.8575; 1.1: 6.9538; 1.2: 0.0093253; 1.3: 151.125; 1.4: 0.43962; 1.5: 6.9538; 1.6: 151.125; 1.7: 60.45; 1.8: 8.4594; 1.9: 503.75; 2: 16.043; 2.1: 92.6023; 2.2: 274.0365; 2.3: 17.3246; 2.4: -267.0827; 2.5: -16.885
| 2 | 23.3 | 1: 2.8264; 1.1: 6.8928; 1.2: 0.0092434; 1.3: 151.45; 1.4: 0.43483; 1.5: 6.8928; 1.6: 151.45; 1.7: 60.58; 1.8: 8.4594; 1.9: 504.8333; 2: 16.0775; 2.1: 92.6137; 2.2: 275.1824; 2.3: 17.3597; 2.4: -268.2896; 2.5: -16.9249
| 2 | 23.35 | 1: 2.7954; 1.1: 6.8319; 1.2: 0.0091617; 1.3: 151.775; 1.4: 0.43006; 1.5: 6.8319; 1.6: 151.775; 1.7: 60.71; 1.8: 8.4594; 1.9: 505.9167; 2: 16.112; 2.1: 92.6251; 2.2: 276.3308; 2.3: 17.3948; 2.4: -269.4989; 2.5: -16.9648
| 2 | 23.4 | 1: 2.7646; 1.1: 6.771; 1.2: 0.0090801; 1.3: 152.1; 1.4: 0.42532; 1.5: 6.771; 1.6: 152.1; 1.7: 60.84; 1.8: 8.4594; 1.9: 507; 2: 16.1465; 2.1: 92.6364; 2.2: 277.4815; 2.3: 17.43; 2.4: -270.7105; 2.5: -17.0046
| 2 | 23.45 | 1: 2.734; 1.1: 6.7103; 1.2: 0.0089987; 1.3: 152.425; 1.4: 0.42061; 1.5: 6.7103; 1.6: 152.425; 1.7: 60.97; 1.8: 8.4594; 1.9: 508.0833; 2: 16.181; 2.1: 92.6477; 2.2: 278.6347; 2.3: 17.4651; 2.4: -271.9244; 2.5: -17.0445
| 2 | 23.5 | 1: 2.7035; 1.1: 6.6497; 1.2: 0.0089174; 1.3: 152.75; 1.4: 0.41592; 1.5: 6.6497; 1.6: 152.75; 1.7: 61.1; 1.8: 8.4594; 1.9: 509.1667; 2: 16.2155; 2.1: 92.6589; 2.2: 279.7903; 2.3: 17.5002; 2.4: -273.1407; 2.5: -17.0843
| 2 | 23.55 | 1: 2.6732; 1.1: 6.5891; 1.2: 0.0088362; 1.3: 153.075; 1.4: 0.41126; 1.5: 6.5891; 1.6: 153.075; 1.7: 61.23; 1.8: 8.4594; 1.9: 510.25; 2: 16.25; 2.1: 92.6701; 2.2: 280.9484; 2.3: 17.5353; 2.4: -274.3592; 2.5: -17.1241
| 2 | 23.6 | 1: 2.6431; 1.1: 6.5287; 1.2: 0.0087552; 1.3: 153.4; 1.4: 0.40663; 1.5: 6.5287; 1.6: 153.4; 1.7: 61.36; 1.8: 8.4594; 1.9: 511.3333; 2: 16.2845; 2.1: 92.6812; 2.2: 282.1089; 2.3: 17.5705; 2.4: -275.5801; 2.5: -17.1638
| 2 | 23.65 | 1: 2.6131; 1.1: 6.4684; 1.2: 0.0086743; 1.3: 153.725; 1.4: 0.40202; 1.5: 6.4684; 1.6: 153.725; 1.7: 61.49; 1.8: 8.4594; 1.9: 512.4167; 2: 16.319; 2.1: 92.6922; 2.2: 283.2718; 2.3: 17.6056; 2.4: -276.8034; 2.5: -17.2036
| 2 | 23.7 | 1: 2.5833; 1.1: 6.4082; 1.2: 0.0085936; 1.3: 154.05; 1.4: 0.39744; 1.5: 6.4082; 1.6: 154.05; 1.7: 61.62; 1.8: 8.4594; 1.9: 513.5; 2: 16.3535; 2.1: 92.7032; 2.2: 284.4371; 2.3: 17.6407; 2.4: -278.0289; 2.5: -17.2433
| 2 | 23.75 | 1: 2.5537; 1.1: 6.3482; 1.2: 0.008513; 1.3: 154.375; 1.4: 0.39288; 1.5: 6.3482; 1.6: 154.375; 1.7: 61.75; 1.8: 8.4594; 1.9: 514.5833; 2: 16.388; 2.1: 92.7141; 2.2: 285.6049; 2.3: 17.6758; 2.4: -279.2567; 2.5: -17.283
| 2 | 23.8 | 1: 2.5243; 1.1: 6.2882; 1.2: 0.0084326; 1.3: 154.7; 1.4: 0.38835; 1.5: 6.2882; 1.6: 154.7; 1.7: 61.88; 1.8: 8.4594; 1.9: 515.6667; 2: 16.4225; 2.1: 92.725; 2.2: 286.7751; 2.3: 17.711; 2.4: -280.4869; 2.5: -17.3226
| 2 | 23.85 | 1: 2.495; 1.1: 6.2284; 1.2: 0.0083524; 1.3: 155.025; 1.4: 0.38385; 1.5: 6.2284; 1.6: 155.025; 1.7: 62.01; 1.8: 8.4594; 1.9: 516.75; 2: 16.457; 2.1: 92.7358; 2.2: 287.9477; 2.3: 17.7461; 2.4: -281.7194; 2.5: -17.3623
| 2 | 23.9 | 1: 2.466; 1.1: 6.1687; 1.2: 0.0082723; 1.3: 155.35; 1.4: 0.37938; 1.5: 6.1687; 1.6: 155.35; 1.7: 62.14; 1.8: 8.4594; 1.9: 517.8333; 2: 16.4915; 2.1: 92.7465; 2.2: 289.1228; 2.3: 17.7813; 2.4: -282.9541; 2.5: -17.4019
| 2 | 23.95 | 1: 2.437; 1.1: 6.1091; 1.2: 0.0081924; 1.3: 155.675; 1.4: 0.37493; 1.5: 6.1091; 1.6: 155.675; 1.7: 62.27; 1.8: 8.4594; 1.9: 518.9167; 2: 16.526; 2.1: 92.7572; 2.2: 290.3003; 2.3: 17.8164; 2.4: -284.1912; 2.5: -17.4415
| 2 | 24 | 1: 2.4083; 1.1: 6.0496; 1.2: 0.0081127; 1.3: 156; 1.4: 0.37051; 1.5: 6.0496; 1.6: 156; 1.7: 62.4; 1.8: 8.4594; 1.9: 520; 2: 16.5605; 2.1: 92.7679; 2.2: 291.4802; 2.3: 17.8516; 2.4: -285.4306; 2.5: -17.4811
| 2 | 24.05 | 1: 2.3797; 1.1: 5.9903; 1.2: 0.0080331; 1.3: 156.325; 1.4: 0.36611; 1.5: 5.9903; 1.6: 156.325; 1.7: 62.53; 1.8: 8.4594; 1.9: 521.0833; 2: 16.595; 2.1: 92.7785; 2.2: 292.6626; 2.3: 17.8867; 2.4: -286.6723; 2.5: -17.5206
| 2 | 24.1 | 1: 2.3513; 1.1: 5.9311; 1.2: 0.0079538; 1.3: 156.65; 1.4: 0.36174; 1.5: 5.9311; 1.6: 156.65; 1.7: 62.66; 1.8: 8.4594; 1.9: 522.1667; 2: 16.6295; 2.1: 92.789; 2.2: 293.8474; 2.3: 17.9219; 2.4: -287.9163; 2.5: -17.5601
| 2 | 24.15 | 1: 2.3231; 1.1: 5.8721; 1.2: 0.0078746; 1.3: 156.975; 1.4: 0.3574; 1.5: 5.8721; 1.6: 156.975; 1.7: 62.79; 1.8: 8.4594; 1.9: 523.25; 2: 16.664; 2.1: 92.7995; 2.2: 295.0346; 2.3: 17.957; 2.4: -289.1625; 2.5: -17.5996
| 2 | 24.2 | 1: 2.295; 1.1: 5.8132; 1.2: 0.0077956; 1.3: 157.3; 1.4: 0.35308; 1.5: 5.8132; 1.6: 157.3; 1.7: 62.92; 1.8: 8.4594; 1.9: 524.3333; 2: 16.6985; 2.1: 92.8099; 2.2: 296.2243; 2.3: 17.9922; 2.4: -290.4111; 2.5: -17.6391
| 2 | 24.25 | 1: 2.2672; 1.1: 5.7544; 1.2: 0.0077168; 1.3: 157.625; 1.4: 0.34879; 1.5: 5.7544; 1.6: 157.625; 1.7: 63.05; 1.8: 8.4594; 1.9: 525.4167; 2: 16.733; 2.1: 92.8203; 2.2: 297.4164; 2.3: 18.0273; 2.4: -291.662; 2.5: -17.6785
| 2 | 24.3 | 1: 2.2394; 1.1: 5.6958; 1.2: 0.0076382; 1.3: 157.95; 1.4: 0.34453; 1.5: 5.6958; 1.6: 157.95; 1.7: 63.18; 1.8: 8.4594; 1.9: 526.5; 2: 16.7675; 2.1: 92.8306; 2.2: 298.6109; 2.3: 18.0625; 2.4: -292.9151; 2.5: -17.718
| 2 | 24.35 | 1: 2.2119; 1.1: 5.6373; 1.2: 0.0075598; 1.3: 158.275; 1.4: 0.34029; 1.5: 5.6373; 1.6: 158.275; 1.7: 63.31; 1.8: 8.4594; 1.9: 527.5833; 2: 16.802; 2.1: 92.8408; 2.2: 299.8079; 2.3: 18.0977; 2.4: -294.1706; 2.5: -17.7574
| 2 | 24.4 | 1: 2.1845; 1.1: 5.579; 1.2: 0.0074816; 1.3: 158.6; 1.4: 0.33608; 1.5: 5.579; 1.6: 158.6; 1.7: 63.44; 1.8: 8.4594; 1.9: 528.6667; 2: 16.8365; 2.1: 92.851; 2.2: 301.0073; 2.3: 18.1328; 2.4: -295.4283; 2.5: -17.7967
| 2 | 24.45 | 1: 2.1574; 1.1: 5.5209; 1.2: 0.0074036; 1.3: 158.925; 1.4: 0.3319; 1.5: 5.5209; 1.6: 158.925; 1.7: 63.57; 1.8: 8.4594; 1.9: 529.75; 2: 16.871; 2.1: 92.8612; 2.2: 302.2092; 2.3: 18.168; 2.4: -296.6883; 2.5: -17.8361
| 2 | 24.5 | 1: 2.1303; 1.1: 5.4629; 1.2: 0.0073258; 1.3: 159.25; 1.4: 0.32774; 1.5: 5.4629; 1.6: 159.25; 1.7: 63.7; 1.8: 8.4594; 1.9: 530.8333; 2: 16.9055; 2.1: 92.8713; 2.2: 303.4135; 2.3: 18.2032; 2.4: -297.9506; 2.5: -17.8754
| 2 | 24.55 | 1: 2.1035; 1.1: 5.405; 1.2: 0.0072483; 1.3: 159.575; 1.4: 0.32361; 1.5: 5.405; 1.6: 159.575; 1.7: 63.83; 1.8: 8.4594; 1.9: 531.9167; 2: 16.94; 2.1: 92.8813; 2.2: 304.6202; 2.3: 18.2383; 2.4: -299.2151; 2.5: -17.9147
| 2 | 24.6 | 1: 2.0768; 1.1: 5.3474; 1.2: 0.0071709; 1.3: 159.9; 1.4: 0.31951; 1.5: 5.3474; 1.6: 159.9; 1.7: 63.96; 1.8: 8.4594; 1.9: 533; 2: 16.9745; 2.1: 92.8913; 2.2: 305.8294; 2.3: 18.2735; 2.4: -300.482; 2.5: -17.954
| 2 | 24.65 | 1: 2.0503; 1.1: 5.2899; 1.2: 0.0070938; 1.3: 160.225; 1.4: 0.31543; 1.5: 5.2899; 1.6: 160.225; 1.7: 64.09; 1.8: 8.4594; 1.9: 534.0833; 2: 17.009; 2.1: 92.9013; 2.2: 307.041; 2.3: 18.3087; 2.4: -301.7511; 2.5: -17.9933
| 2 | 24.7 | 1: 2.024; 1.1: 5.2325; 1.2: 0.0070169; 1.3: 160.55; 1.4: 0.31138; 1.5: 5.2325; 1.6: 160.55; 1.7: 64.22; 1.8: 8.4594; 1.9: 535.1667; 2: 17.0435; 2.1: 92.9112; 2.2: 308.255; 2.3: 18.3439; 2.4: -303.0225; 2.5: -18.0325
| 2 | 24.75 | 1: 1.9978; 1.1: 5.1753; 1.2: 0.0069403; 1.3: 160.875; 1.4: 0.30736; 1.5: 5.1753; 1.6: 160.875; 1.7: 64.35; 1.8: 8.4594; 1.9: 536.25; 2: 17.078; 2.1: 92.921; 2.2: 309.4715; 2.3: 18.3791; 2.4: -304.2961; 2.5: -18.0717
| 2 | 24.8 | 1: 1.9718; 1.1: 5.1183; 1.2: 0.0068638; 1.3: 161.2; 1.4: 0.30336; 1.5: 5.1183; 1.6: 161.2; 1.7: 64.48; 1.8: 8.4594; 1.9: 537.3333; 2: 17.1125; 2.1: 92.9308; 2.2: 310.6904; 2.3: 18.4143; 2.4: -305.5721; 2.5: -18.1109
| 2 | 24.85 | 1: 1.946; 1.1: 5.0615; 1.2: 0.0067876; 1.3: 161.525; 1.4: 0.29939; 1.5: 5.0615; 1.6: 161.525; 1.7: 64.61; 1.8: 8.4594; 1.9: 538.4167; 2: 17.147; 2.1: 92.9405; 2.2: 311.9118; 2.3: 18.4495; 2.4: -306.8503; 2.5: -18.1501
| 2 | 24.9 | 1: 1.9204; 1.1: 5.0049; 1.2: 0.0067117; 1.3: 161.85; 1.4: 0.29544; 1.5: 5.0049; 1.6: 161.85; 1.7: 64.74; 1.8: 8.4594; 1.9: 539.5; 2: 17.1815; 2.1: 92.9502; 2.2: 313.1356; 2.3: 18.4847; 2.4: -308.1307; 2.5: -18.1892
| 2 | 24.95 | 1: 1.8949; 1.1: 4.9484; 1.2: 0.0066359; 1.3: 162.175; 1.4: 0.29152; 1.5: 4.9484; 1.6: 162.175; 1.7: 64.87; 1.8: 8.4594; 1.9: 540.5833; 2: 17.216; 2.1: 92.9599; 2.2: 314.3618; 2.3: 18.5199; 2.4: -309.4134; 2.5: -18.2283
| 2 | 25 | 1: 1.8696; 1.1: 4.8921; 1.2: 0.0065605; 1.3: 162.5; 1.4: 0.28763; 1.5: 4.8921; 1.6: 162.5; 1.7: 65; 1.8: 8.4594; 1.9: 541.6667; 2: 17.2505; 2.1: 92.9695; 2.2: 315.5905; 2.3: 18.5551; 2.4: -310.6984; 2.5: -18.2674
| 2 | 25.05 | 1: 1.8445; 1.1: 4.8361; 1.2: 0.0064853; 1.3: 162.825; 1.4: 0.28377; 1.5: 4.8361; 1.6: 162.825; 1.7: 65.13; 1.8: 8.4594; 1.9: 542.75; 2: 17.285; 2.1: 92.979; 2.2: 316.8217; 2.3: 18.5903; 2.4: -311.9856; 2.5: -18.3065
| 2 | 25.1 | 1: 1.8195; 1.1: 4.7802; 1.2: 0.0064103; 1.3: 163.15; 1.4: 0.27993; 1.5: 4.7802; 1.6: 163.15; 1.7: 65.26; 1.8: 8.4594; 1.9: 543.8333; 2: 17.3195; 2.1: 92.9885; 2.2: 318.0552; 2.3: 18.6255; 2.4: -313.2751; 2.5: -18.3455
| 2 | 25.15 | 1: 1.7948; 1.1: 4.7245; 1.2: 0.0063356; 1.3: 163.475; 1.4: 0.27612; 1.5: 4.7245; 1.6: 163.475; 1.7: 65.39; 1.8: 8.4594; 1.9: 544.9167; 2: 17.354; 2.1: 92.9979; 2.2: 319.2912; 2.3: 18.6607; 2.4: -314.5668; 2.5: -18.3846
| 2 | 25.2 | 1: 1.7701; 1.1: 4.6689; 1.2: 0.0062612; 1.3: 163.8; 1.4: 0.27233; 1.5: 4.6689; 1.6: 163.8; 1.7: 65.52; 1.8: 8.4594; 1.9: 546; 2: 17.3885; 2.1: 93.0073; 2.2: 320.5297; 2.3: 18.6959; 2.4: -315.8608; 2.5: -18.4236
| 2 | 25.25 | 1: 1.7457; 1.1: 4.6136; 1.2: 0.006187; 1.3: 164.125; 1.4: 0.26857; 1.5: 4.6136; 1.6: 164.125; 1.7: 65.65; 1.8: 8.4594; 1.9: 547.0833; 2: 17.423; 2.1: 93.0166; 2.2: 321.7706; 2.3: 18.7311; 2.4: -317.157; 2.5: -18.4625
| 2 | 25.3 | 1: 1.7215; 1.1: 4.5585; 1.2: 0.0061131; 1.3: 164.45; 1.4: 0.26484; 1.5: 4.5585; 1.6: 164.45; 1.7: 65.78; 1.8: 8.4594; 1.9: 548.1667; 2: 17.4575; 2.1: 93.0259; 2.2: 323.014; 2.3: 18.7663; 2.4: -318.4554; 2.5: -18.5015
| 2 | 25.35 | 1: 1.6974; 1.1: 4.5036; 1.2: 0.0060394; 1.3: 164.775; 1.4: 0.26113; 1.5: 4.5036; 1.6: 164.775; 1.7: 65.91; 1.8: 8.4594; 1.9: 549.25; 2: 17.492; 2.1: 93.0352; 2.2: 324.2598; 2.3: 18.8015; 2.4: -319.7562; 2.5: -18.5404
| 2 | 25.4 | 1: 1.6734; 1.1: 4.4489; 1.2: 0.0059661; 1.3: 165.1; 1.4: 0.25745; 1.5: 4.4489; 1.6: 165.1; 1.7: 66.04; 1.8: 8.4594; 1.9: 550.3333; 2: 17.5265; 2.1: 93.0443; 2.2: 325.508; 2.3: 18.8368; 2.4: -321.0591; 2.5: -18.5793
| 2 | 25.45 | 1: 1.6497; 1.1: 4.3944; 1.2: 0.005893; 1.3: 165.425; 1.4: 0.2538; 1.5: 4.3944; 1.6: 165.425; 1.7: 66.17; 1.8: 8.4594; 1.9: 551.4167; 2: 17.561; 2.1: 93.0535; 2.2: 326.7587; 2.3: 18.872; 2.4: -322.3643; 2.5: -18.6182
| 2 | 25.5 | 1: 1.6261; 1.1: 4.3401; 1.2: 0.0058202; 1.3: 165.75; 1.4: 0.25017; 1.5: 4.3401; 1.6: 165.75; 1.7: 66.3; 1.8: 8.4594; 1.9: 552.5; 2: 17.5955; 2.1: 93.0626; 2.2: 328.0118; 2.3: 18.9072; 2.4: -323.6717; 2.5: -18.657
| 2 | 25.55 | 1: 1.6027; 1.1: 4.2861; 1.2: 0.0057477; 1.3: 166.075; 1.4: 0.24657; 1.5: 4.2861; 1.6: 166.075; 1.7: 66.43; 1.8: 8.4594; 1.9: 553.5833; 2: 17.63; 2.1: 93.0716; 2.2: 329.2674; 2.3: 18.9424; 2.4: -324.9813; 2.5: -18.6959
| 2 | 25.6 | 1: 1.5795; 1.1: 4.2322; 1.2: 0.0056755; 1.3: 166.4; 1.4: 0.243; 1.5: 4.2322; 1.6: 166.4; 1.7: 66.56; 1.8: 8.4594; 1.9: 554.6667; 2: 17.6645; 2.1: 93.0806; 2.2: 330.5254; 2.3: 18.9777; 2.4: -326.2932; 2.5: -18.7347
| 2 | 25.65 | 1: 1.5564; 1.1: 4.1786; 1.2: 0.0056036; 1.3: 166.725; 1.4: 0.23945; 1.5: 4.1786; 1.6: 166.725; 1.7: 66.69; 1.8: 8.4594; 1.9: 555.75; 2: 17.699; 2.1: 93.0896; 2.2: 331.7859; 2.3: 19.0129; 2.4: -327.6073; 2.5: -18.7735
| 2 | 25.7 | 1: 1.5336; 1.1: 4.1252; 1.2: 0.0055319; 1.3: 167.05; 1.4: 0.23593; 1.5: 4.1252; 1.6: 167.05; 1.7: 66.82; 1.8: 8.4594; 1.9: 556.8333; 2: 17.7335; 2.1: 93.0985; 2.2: 333.0488; 2.3: 19.0482; 2.4: -328.9236; 2.5: -18.8122
| 2 | 25.75 | 1: 1.5108; 1.1: 4.072; 1.2: 0.0054606; 1.3: 167.375; 1.4: 0.23244; 1.5: 4.072; 1.6: 167.375; 1.7: 66.95; 1.8: 8.4594; 1.9: 557.9167; 2: 17.768; 2.1: 93.1073; 2.2: 334.3142; 2.3: 19.0834; 2.4: -330.2422; 2.5: -18.851
| 2 | 25.8 | 1: 1.4883; 1.1: 4.019; 1.2: 0.0053896; 1.3: 167.7; 1.4: 0.22897; 1.5: 4.019; 1.6: 167.7; 1.7: 67.08; 1.8: 8.4594; 1.9: 559; 2: 17.8025; 2.1: 93.1161; 2.2: 335.582; 2.3: 19.1186; 2.4: -331.563; 2.5: -18.8897
| 2 | 25.85 | 1: 1.4659; 1.1: 3.9663; 1.2: 0.0053189; 1.3: 168.025; 1.4: 0.22553; 1.5: 3.9663; 1.6: 168.025; 1.7: 67.21; 1.8: 8.4594; 1.9: 560.0833; 2: 17.837; 2.1: 93.1249; 2.2: 336.8522; 2.3: 19.1539; 2.4: -332.8859; 2.5: -18.9284
| 2 | 25.9 | 1: 1.4437; 1.1: 3.9138; 1.2: 0.0052485; 1.3: 168.35; 1.4: 0.22211; 1.5: 3.9138; 1.6: 168.35; 1.7: 67.34; 1.8: 8.4594; 1.9: 561.1667; 2: 17.8715; 2.1: 93.1336; 2.2: 338.1249; 2.3: 19.1891; 2.4: -334.2111; 2.5: -18.967
| 2 | 25.95 | 1: 1.4217; 1.1: 3.8615; 1.2: 0.0051784; 1.3: 168.675; 1.4: 0.21873; 1.5: 3.8615; 1.6: 168.675; 1.7: 67.47; 1.8: 8.4594; 1.9: 562.25; 2: 17.9061; 2.1: 93.1423; 2.2: 339.4001; 2.3: 19.2244; 2.4: -335.5386; 2.5: -19.0057
| 2 | 26 | 1: 1.3999; 1.1: 3.8095; 1.2: 0.0051087; 1.3: 169; 1.4: 0.21537; 1.5: 3.8095; 1.6: 169; 1.7: 67.6; 1.8: 8.4594; 1.9: 563.3333; 2: 17.9406; 2.1: 93.1509; 2.2: 340.6777; 2.3: 19.2597; 2.4: -336.8682; 2.5: -19.0443
| 2 | 26.05 | 1: 1.3782; 1.1: 3.7577; 1.2: 0.0050392; 1.3: 169.325; 1.4: 0.21203; 1.5: 3.7577; 1.6: 169.325; 1.7: 67.73; 1.8: 8.4594; 1.9: 564.4167; 2: 17.9751; 2.1: 93.1595; 2.2: 341.9578; 2.3: 19.2949; 2.4: -338.2; 2.5: -19.0829
| 2 | 26.1 | 1: 1.3567; 1.1: 3.7062; 1.2: 0.0049701; 1.3: 169.65; 1.4: 0.20872; 1.5: 3.7062; 1.6: 169.65; 1.7: 67.86; 1.8: 8.4594; 1.9: 565.5; 2: 18.0096; 2.1: 93.168; 2.2: 343.2403; 2.3: 19.3302; 2.4: -339.5341; 2.5: -19.1215
| 2 | 26.15 | 1: 1.3354; 1.1: 3.6549; 1.2: 0.0049013; 1.3: 169.975; 1.4: 0.20544; 1.5: 3.6549; 1.6: 169.975; 1.7: 67.99; 1.8: 8.4594; 1.9: 566.5833; 2: 18.0441; 2.1: 93.1765; 2.2: 344.5252; 2.3: 19.3654; 2.4: -340.8703; 2.5: -19.16
| 2 | 26.2 | 1: 1.3142; 1.1: 3.6039; 1.2: 0.0048329; 1.3: 170.3; 1.4: 0.20218; 1.5: 3.6039; 1.6: 170.3; 1.7: 68.12; 1.8: 8.4594; 1.9: 567.6667; 2: 18.0786; 2.1: 93.185; 2.2: 345.8126; 2.3: 19.4007; 2.4: -342.2088; 2.5: -19.1985
| 2 | 26.25 | 1: 1.2932; 1.1: 3.5531; 1.2: 0.0047648; 1.3: 170.625; 1.4: 0.19896; 1.5: 3.5531; 1.6: 170.625; 1.7: 68.25; 1.8: 8.4594; 1.9: 568.75; 2: 18.1131; 2.1: 93.1934; 2.2: 347.1025; 2.3: 19.436; 2.4: -343.5494; 2.5: -19.237
| 2 | 26.3 | 1: 1.2724; 1.1: 3.5026; 1.2: 0.004697; 1.3: 170.95; 1.4: 0.19575; 1.5: 3.5026; 1.6: 170.95; 1.7: 68.38; 1.8: 8.4594; 1.9: 569.8333; 2: 18.1476; 2.1: 93.2017; 2.2: 348.3948; 2.3: 19.4713; 2.4: -344.8922; 2.5: -19.2755
| 2 | 26.35 | 1: 1.2518; 1.1: 3.4523; 1.2: 0.0046296; 1.3: 171.275; 1.4: 0.19258; 1.5: 3.4523; 1.6: 171.275; 1.7: 68.51; 1.8: 8.4594; 1.9: 570.9167; 2: 18.1821; 2.1: 93.2101; 2.2: 349.6896; 2.3: 19.5065; 2.4: -346.2373; 2.5: -19.314
| 2 | 26.4 | 1: 1.2313; 1.1: 3.4023; 1.2: 0.0045625; 1.3: 171.6; 1.4: 0.18943; 1.5: 3.4023; 1.6: 171.6; 1.7: 68.64; 1.8: 8.4594; 1.9: 572; 2: 18.2166; 2.1: 93.2183; 2.2: 350.9868; 2.3: 19.5418; 2.4: -347.5845; 2.5: -19.3524
| 2 | 26.45 | 1: 1.211; 1.1: 3.3525; 1.2: 0.0044958; 1.3: 171.925; 1.4: 0.18631; 1.5: 3.3525; 1.6: 171.925; 1.7: 68.77; 1.8: 8.4594; 1.9: 573.0833; 2: 18.2511; 2.1: 93.2265; 2.2: 352.2865; 2.3: 19.5771; 2.4: -348.9339; 2.5: -19.3908
| 2 | 26.5 | 1: 1.1909; 1.1: 3.3031; 1.2: 0.0044295; 1.3: 172.25; 1.4: 0.18321; 1.5: 3.3031; 1.6: 172.25; 1.7: 68.9; 1.8: 8.4594; 1.9: 574.1667; 2: 18.2856; 2.1: 93.2347; 2.2: 353.5886; 2.3: 19.6124; 2.4: -350.2855; 2.5: -19.4292
| 2 | 26.55 | 1: 1.1709; 1.1: 3.2538; 1.2: 0.0043635; 1.3: 172.575; 1.4: 0.18014; 1.5: 3.2538; 1.6: 172.575; 1.7: 69.03; 1.8: 8.4594; 1.9: 575.25; 2: 18.3201; 2.1: 93.2429; 2.2: 354.8931; 2.3: 19.6477; 2.4: -351.6393; 2.5: -19.4675
| 2 | 26.6 | 1: 1.1511; 1.1: 3.2049; 1.2: 0.0042978; 1.3: 172.9; 1.4: 0.1771; 1.5: 3.2049; 1.6: 172.9; 1.7: 69.16; 1.8: 8.4594; 1.9: 576.3333; 2: 18.3546; 2.1: 93.251; 2.2: 356.2002; 2.3: 19.683; 2.4: -352.9953; 2.5: -19.5059
| 2 | 26.65 | 1: 1.1315; 1.1: 3.1562; 1.2: 0.0042326; 1.3: 173.225; 1.4: 0.17408; 1.5: 3.1562; 1.6: 173.225; 1.7: 69.29; 1.8: 8.4594; 1.9: 577.4167; 2: 18.3891; 2.1: 93.259; 2.2: 357.5097; 2.3: 19.7183; 2.4: -354.3534; 2.5: -19.5442
| 2 | 26.7 | 1: 1.1121; 1.1: 3.1078; 1.2: 0.0041677; 1.3: 173.55; 1.4: 0.17109; 1.5: 3.1078; 1.6: 173.55; 1.7: 69.42; 1.8: 8.4594; 1.9: 578.5; 2: 18.4236; 2.1: 93.267; 2.2: 358.8216; 2.3: 19.7536; 2.4: -355.7138; 2.5: -19.5825
| 2 | 26.75 | 1: 1.0928; 1.1: 3.0597; 1.2: 0.0041031; 1.3: 173.875; 1.4: 0.16813; 1.5: 3.0597; 1.6: 173.875; 1.7: 69.55; 1.8: 8.4594; 1.9: 579.5833; 2: 18.4581; 2.1: 93.275; 2.2: 360.136; 2.3: 19.7889; 2.4: -357.0763; 2.5: -19.6207
| 2 | 26.8 | 1: 1.0737; 1.1: 3.0119; 1.2: 0.004039; 1.3: 174.2; 1.4: 0.16519; 1.5: 3.0119; 1.6: 174.2; 1.7: 69.68; 1.8: 8.4594; 1.9: 580.6667; 2: 18.4926; 2.1: 93.2829; 2.2: 361.4528; 2.3: 19.8242; 2.4: -358.4409; 2.5: -19.659
| 2 | 26.85 | 1: 1.0548; 1.1: 2.9643; 1.2: 0.0039752; 1.3: 174.525; 1.4: 0.16228; 1.5: 2.9643; 1.6: 174.525; 1.7: 69.81; 1.8: 8.4594; 1.9: 581.75; 2: 18.5271; 2.1: 93.2908; 2.2: 362.7721; 2.3: 19.8595; 2.4: -359.8078; 2.5: -19.6972
| 2 | 26.9 | 1: 1.0361; 1.1: 2.9171; 1.2: 0.0039118; 1.3: 174.85; 1.4: 0.15939; 1.5: 2.9171; 1.6: 174.85; 1.7: 69.94; 1.8: 8.4594; 1.9: 582.8333; 2: 18.5616; 2.1: 93.2987; 2.2: 364.0939; 2.3: 19.8948; 2.4: -361.1768; 2.5: -19.7354
| 2 | 26.95 | 1: 1.0175; 1.1: 2.8701; 1.2: 0.0038489; 1.3: 175.175; 1.4: 0.15654; 1.5: 2.8701; 1.6: 175.175; 1.7: 70.07; 1.8: 8.4594; 1.9: 583.9167; 2: 18.5961; 2.1: 93.3065; 2.2: 365.4181; 2.3: 19.9301; 2.4: -362.548; 2.5: -19.7736
| 2 | 27 | 1: 0.99908; 1.1: 2.8234; 1.2: 0.0037863; 1.3: 175.5; 1.4: 0.15371; 1.5: 2.8234; 1.6: 175.5; 1.7: 70.2; 1.8: 8.4594; 1.9: 585; 2: 18.6306; 2.1: 93.3142; 2.2: 366.7447; 2.3: 19.9654; 2.4: -363.9213; 2.5: -19.8117
| 2 | 27.05 | 1: 0.98085; 1.1: 2.777; 1.2: 0.0037241; 1.3: 175.825; 1.4: 0.1509; 1.5: 2.777; 1.6: 175.825; 1.7: 70.33; 1.8: 8.4594; 1.9: 586.0833; 2: 18.6651; 2.1: 93.3219; 2.2: 368.0739; 2.3: 20.0007; 2.4: -365.2968; 2.5: -19.8498
| 2 | 27.1 | 1: 0.9628; 1.1: 2.7309; 1.2: 0.0036622; 1.3: 176.15; 1.4: 0.14812; 1.5: 2.7309; 1.6: 176.15; 1.7: 70.46; 1.8: 8.4594; 1.9: 587.1667; 2: 18.6996; 2.1: 93.3296; 2.2: 369.4054; 2.3: 20.0361; 2.4: -366.6745; 2.5: -19.8879
| 2 | 27.15 | 1: 0.94491; 1.1: 2.6852; 1.2: 0.0036008; 1.3: 176.475; 1.4: 0.14537; 1.5: 2.6852; 1.6: 176.475; 1.7: 70.59; 1.8: 8.4594; 1.9: 588.25; 2: 18.7341; 2.1: 93.3373; 2.2: 370.7395; 2.3: 20.0714; 2.4: -368.0543; 2.5: -19.926
| 2 | 27.2 | 1: 0.9272; 1.1: 2.6397; 1.2: 0.0035399; 1.3: 176.8; 1.4: 0.14265; 1.5: 2.6397; 1.6: 176.8; 1.7: 70.72; 1.8: 8.4594; 1.9: 589.3333; 2: 18.7686; 2.1: 93.3449; 2.2: 372.076; 2.3: 20.1067; 2.4: -369.4363; 2.5: -19.9641
| 2 | 27.25 | 1: 0.90966; 1.1: 2.5945; 1.2: 0.0034793; 1.3: 177.125; 1.4: 0.13995; 1.5: 2.5945; 1.6: 177.125; 1.7: 70.85; 1.8: 8.4594; 1.9: 590.4167; 2: 18.8031; 2.1: 93.3524; 2.2: 373.4149; 2.3: 20.142; 2.4: -370.8204; 2.5: -20.0021
| 2 | 27.3 | 1: 0.89229; 1.1: 2.5496; 1.2: 0.0034191; 1.3: 177.45; 1.4: 0.13728; 1.5: 2.5496; 1.6: 177.45; 1.7: 70.98; 1.8: 8.4594; 1.9: 591.5; 2: 18.8376; 2.1: 93.3599; 2.2: 374.7563; 2.3: 20.1774; 2.4: -372.2067; 2.5: -20.0401
| 2 | 27.35 | 1: 0.87509; 1.1: 2.5051; 1.2: 0.0033594; 1.3: 177.775; 1.4: 0.13463; 1.5: 2.5051; 1.6: 177.775; 1.7: 71.11; 1.8: 8.4594; 1.9: 592.5833; 2: 18.8721; 2.1: 93.3674; 2.2: 376.1002; 2.3: 20.2127; 2.4: -373.5951; 2.5: -20.0781
| 2 | 27.4 | 1: 0.85807; 1.1: 2.4608; 1.2: 0.0033; 1.3: 178.1; 1.4: 0.13201; 1.5: 2.4608; 1.6: 178.1; 1.7: 71.24; 1.8: 8.4594; 1.9: 593.6667; 2: 18.9066; 2.1: 93.3749; 2.2: 377.4465; 2.3: 20.248; 2.4: -374.9856; 2.5: -20.116
| 2 | 27.45 | 1: 0.84122; 1.1: 2.4169; 1.2: 0.0032411; 1.3: 178.425; 1.4: 0.12942; 1.5: 2.4169; 1.6: 178.425; 1.7: 71.37; 1.8: 8.4594; 1.9: 594.75; 2: 18.9411; 2.1: 93.3823; 2.2: 378.7953; 2.3: 20.2834; 2.4: -376.3783; 2.5: -20.154
| 2 | 27.5 | 1: 0.82454; 1.1: 2.3733; 1.2: 0.0031827; 1.3: 178.75; 1.4: 0.12685; 1.5: 2.3733; 1.6: 178.75; 1.7: 71.5; 1.8: 8.4594; 1.9: 595.8333; 2: 18.9756; 2.1: 93.3896; 2.2: 380.1465; 2.3: 20.3187; 2.4: -377.7732; 2.5: -20.1919
| 2 | 27.55 | 1: 0.80804; 1.1: 2.33; 1.2: 0.0031246; 1.3: 179.075; 1.4: 0.12431; 1.5: 2.33; 1.6: 179.075; 1.7: 71.63; 1.8: 8.4594; 1.9: 596.9167; 2: 19.0101; 2.1: 93.3969; 2.2: 381.5002; 2.3: 20.3541; 2.4: -379.1702; 2.5: -20.2298
| 2 | 27.6 | 1: 0.7917; 1.1: 2.2871; 1.2: 0.003067; 1.3: 179.4; 1.4: 0.1218; 1.5: 2.2871; 1.6: 179.4; 1.7: 71.76; 1.8: 8.4594; 1.9: 598; 2: 19.0446; 2.1: 93.4042; 2.2: 382.8563; 2.3: 20.3894; 2.4: -380.5693; 2.5: -20.2676
| 2 | 27.65 | 1: 0.77554; 1.1: 2.2444; 1.2: 0.0030098; 1.3: 179.725; 1.4: 0.11931; 1.5: 2.2444; 1.6: 179.725; 1.7: 71.89; 1.8: 8.4594; 1.9: 599.0833; 2: 19.0791; 2.1: 93.4115; 2.2: 384.2149; 2.3: 20.4248; 2.4: -381.9705; 2.5: -20.3055
| 2 | 27.7 | 1: 0.75955; 1.1: 2.2021; 1.2: 0.0029531; 1.3: 180.05; 1.4: 0.11685; 1.5: 2.2021; 1.6: 180.05; 1.7: 72.02; 1.8: 8.4594; 1.9: 600.1667; 2: 19.1136; 2.1: 93.4187; 2.2: 385.576; 2.3: 20.4601; 2.4: -383.3739; 2.5: -20.3433
| 2 | 27.75 | 1: 0.74373; 1.1: 2.1602; 1.2: 0.0028968; 1.3: 180.375; 1.4: 0.11442; 1.5: 2.1602; 1.6: 180.375; 1.7: 72.15; 1.8: 8.4594; 1.9: 601.25; 2: 19.1481; 2.1: 93.4258; 2.2: 386.9396; 2.3: 20.4955; 2.4: -384.7794; 2.5: -20.3811
| 2 | 27.8 | 1: 0.72809; 1.1: 2.1185; 1.2: 0.002841; 1.3: 180.7; 1.4: 0.11201; 1.5: 2.1185; 1.6: 180.7; 1.7: 72.28; 1.8: 8.4594; 1.9: 602.3333; 2: 19.1826; 2.1: 93.433; 2.2: 388.3055; 2.3: 20.5309; 2.4: -386.187; 2.5: -20.4188
| 2 | 27.85 | 1: 0.71262; 1.1: 2.0773; 1.2: 0.0027856; 1.3: 181.025; 1.4: 0.10963; 1.5: 2.0773; 1.6: 181.025; 1.7: 72.41; 1.8: 8.4594; 1.9: 603.4167; 2: 19.2171; 2.1: 93.4401; 2.2: 389.674; 2.3: 20.5662; 2.4: -387.5967; 2.5: -20.4566
| 2 | 27.9 | 1: 0.69732; 1.1: 2.0363; 1.2: 0.0027307; 1.3: 181.35; 1.4: 0.10728; 1.5: 2.0363; 1.6: 181.35; 1.7: 72.54; 1.8: 8.4594; 1.9: 604.5; 2: 19.2516; 2.1: 93.4471; 2.2: 391.0449; 2.3: 20.6016; 2.4: -389.0086; 2.5: -20.4943
| 2 | 27.95 | 1: 0.68219; 1.1: 1.9957; 1.2: 0.0026763; 1.3: 181.675; 1.4: 0.10495; 1.5: 1.9957; 1.6: 181.675; 1.7: 72.67; 1.8: 8.4594; 1.9: 605.5833; 2: 19.2861; 2.1: 93.4542; 2.2: 392.4183; 2.3: 20.637; 2.4: -390.4226; 2.5: -20.532
| 2 | 28 | 1: 0.66724; 1.1: 1.9554; 1.2: 0.0026223; 1.3: 182; 1.4: 0.10265; 1.5: 1.9554; 1.6: 182; 1.7: 72.8; 1.8: 8.4594; 1.9: 606.6667; 2: 19.3206; 2.1: 93.4611; 2.2: 393.7941; 2.3: 20.6723; 2.4: -391.8387; 2.5: -20.5697
| 2 | 28.05 | 1: 0.65245; 1.1: 1.9155; 1.2: 0.0025688; 1.3: 182.325; 1.4: 0.10038; 1.5: 1.9155; 1.6: 182.325; 1.7: 72.93; 1.8: 8.4594; 1.9: 607.75; 2: 19.3551; 2.1: 93.4681; 2.2: 395.1724; 2.3: 20.7077; 2.4: -393.2569; 2.5: -20.6073
| 2 | 28.1 | 1: 0.63784; 1.1: 1.876; 1.2: 0.0025157; 1.3: 182.65; 1.4: 0.09813; 1.5: 1.876; 1.6: 182.65; 1.7: 73.06; 1.8: 8.4594; 1.9: 608.8333; 2: 19.3896; 2.1: 93.475; 2.2: 396.5532; 2.3: 20.7431; 2.4: -394.6772; 2.5: -20.645
| 2 | 28.15 | 1: 0.62341; 1.1: 1.8368; 1.2: 0.0024632; 1.3: 182.975; 1.4: 0.095909; 1.5: 1.8368; 1.6: 182.975; 1.7: 73.19; 1.8: 8.4594; 1.9: 609.9167; 2: 19.4241; 2.1: 93.4819; 2.2: 397.9364; 2.3: 20.7785; 2.4: -396.0996; 2.5: -20.6826
| 2 | 28.2 | 1: 0.60914; 1.1: 1.7979; 1.2: 0.0024111; 1.3: 183.3; 1.4: 0.093714; 1.5: 1.7979; 1.6: 183.3; 1.7: 73.32; 1.8: 8.4594; 1.9: 611; 2: 19.4586; 2.1: 93.4887; 2.2: 399.3221; 2.3: 20.8139; 2.4: -397.5241; 2.5: -20.7201
| 2 | 28.25 | 1: 0.59505; 1.1: 1.7595; 1.2: 0.0023595; 1.3: 183.625; 1.4: 0.091546; 1.5: 1.7595; 1.6: 183.625; 1.7: 73.45; 1.8: 8.4594; 1.9: 612.0833; 2: 19.4931; 2.1: 93.4955; 2.2: 400.7102; 2.3: 20.8492; 2.4: -398.9507; 2.5: -20.7577
| 2 | 28.3 | 1: 0.58113; 1.1: 1.7213; 1.2: 0.0023083; 1.3: 183.95; 1.4: 0.089404; 1.5: 1.7213; 1.6: 183.95; 1.7: 73.58; 1.8: 8.4594; 1.9: 613.1667; 2: 19.5276; 2.1: 93.5023; 2.2: 402.1008; 2.3: 20.8846; 2.4: -400.3795; 2.5: -20.7952
| 2 | 28.35 | 1: 0.56738; 1.1: 1.6836; 1.2: 0.0022577; 1.3: 184.275; 1.4: 0.087289; 1.5: 1.6836; 1.6: 184.275; 1.7: 73.71; 1.8: 8.4594; 1.9: 614.25; 2: 19.5621; 2.1: 93.509; 2.2: 403.4939; 2.3: 20.92; 2.4: -401.8103; 2.5: -20.8327
| 2 | 28.4 | 1: 0.5538; 1.1: 1.6462; 1.2: 0.0022076; 1.3: 184.6; 1.4: 0.0852; 1.5: 1.6462; 1.6: 184.6; 1.7: 73.84; 1.8: 8.4594; 1.9: 615.3333; 2: 19.5966; 2.1: 93.5157; 2.2: 404.8894; 2.3: 20.9554; 2.4: -403.2432; 2.5: -20.8702
| 2 | 28.45 | 1: 0.5404; 1.1: 1.6092; 1.2: 0.0021579; 1.3: 184.925; 1.4: 0.083138; 1.5: 1.6092; 1.6: 184.925; 1.7: 73.97; 1.8: 8.4594; 1.9: 616.4167; 2: 19.6311; 2.1: 93.5224; 2.2: 406.2874; 2.3: 20.9908; 2.4: -404.6782; 2.5: -20.9077
| 2 | 28.5 | 1: 0.52717; 1.1: 1.5725; 1.2: 0.0021088; 1.3: 185.25; 1.4: 0.081103; 1.5: 1.5725; 1.6: 185.25; 1.7: 74.1; 1.8: 8.4594; 1.9: 617.5; 2: 19.6656; 2.1: 93.529; 2.2: 407.6878; 2.3: 21.0262; 2.4: -406.1153; 2.5: -20.9451
| 2 | 28.55 | 1: 0.51411; 1.1: 1.5363; 1.2: 0.0020602; 1.3: 185.575; 1.4: 0.079094; 1.5: 1.5363; 1.6: 185.575; 1.7: 74.23; 1.8: 8.4594; 1.9: 618.5833; 2: 19.7001; 2.1: 93.5356; 2.2: 409.0907; 2.3: 21.0616; 2.4: -407.5545; 2.5: -20.9825
| 2 | 28.6 | 1: 0.50122; 1.1: 1.5004; 1.2: 0.0020121; 1.3: 185.9; 1.4: 0.077111; 1.5: 1.5004; 1.6: 185.9; 1.7: 74.36; 1.8: 8.4594; 1.9: 619.6667; 2: 19.7346; 2.1: 93.5421; 2.2: 410.4961; 2.3: 21.097; 2.4: -408.9957; 2.5: -21.0199
| 2 | 28.65 | 1: 0.48851; 1.1: 1.4649; 1.2: 0.0019644; 1.3: 186.225; 1.4: 0.075155; 1.5: 1.4649; 1.6: 186.225; 1.7: 74.49; 1.8: 8.4594; 1.9: 620.75; 2: 19.7691; 2.1: 93.5486; 2.2: 411.904; 2.3: 21.1324; 2.4: -410.4391; 2.5: -21.0573
| 2 | 28.7 | 1: 0.47597; 1.1: 1.4298; 1.2: 0.0019174; 1.3: 186.55; 1.4: 0.073225; 1.5: 1.4298; 1.6: 186.55; 1.7: 74.62; 1.8: 8.4594; 1.9: 621.8333; 2: 19.8036; 2.1: 93.5551; 2.2: 413.3143; 2.3: 21.1679; 2.4: -411.8845; 2.5: -21.0946
| 2 | 28.75 | 1: 0.4636; 1.1: 1.395; 1.2: 0.0018708; 1.3: 186.875; 1.4: 0.071322; 1.5: 1.395; 1.6: 186.875; 1.7: 74.75; 1.8: 8.4594; 1.9: 622.9167; 2: 19.8381; 2.1: 93.5616; 2.2: 414.727; 2.3: 21.2033; 2.4: -413.332; 2.5: -21.1319
| 2 | 28.8 | 1: 0.4514; 1.1: 1.3607; 1.2: 0.0018247; 1.3: 187.2; 1.4: 0.069446; 1.5: 1.3607; 1.6: 187.2; 1.7: 74.88; 1.8: 8.4594; 1.9: 624; 2: 19.8726; 2.1: 93.568; 2.2: 416.1423; 2.3: 21.2387; 2.4: -414.7816; 2.5: -21.1692
| 2 | 28.85 | 1: 0.43937; 1.1: 1.3267; 1.2: 0.0017792; 1.3: 187.525; 1.4: 0.067596; 1.5: 1.3267; 1.6: 187.525; 1.7: 75.01; 1.8: 8.4594; 1.9: 625.0833; 2: 19.9071; 2.1: 93.5744; 2.2: 417.56; 2.3: 21.2741; 2.4: -416.2332; 2.5: -21.2065
| 2 | 28.9 | 1: 0.42752; 1.1: 1.2932; 1.2: 0.0017342; 1.3: 187.85; 1.4: 0.065773; 1.5: 1.2932; 1.6: 187.85; 1.7: 75.14; 1.8: 8.4594; 1.9: 626.1667; 2: 19.9416; 2.1: 93.5807; 2.2: 418.9801; 2.3: 21.3095; 2.4: -417.6869; 2.5: -21.2438
| 2 | 28.95 | 1: 0.41584; 1.1: 1.26; 1.2: 0.0016897; 1.3: 188.175; 1.4: 0.063976; 1.5: 1.26; 1.6: 188.175; 1.7: 75.27; 1.8: 8.4594; 1.9: 627.25; 2: 19.9761; 2.1: 93.5871; 2.2: 420.4028; 2.3: 21.345; 2.4: -419.1427; 2.5: -21.281
| 2 | 29 | 1: 0.40433; 1.1: 1.2273; 1.2: 0.0016458; 1.3: 188.5; 1.4: 0.062205; 1.5: 1.2273; 1.6: 188.5; 1.7: 75.4; 1.8: 8.4594; 1.9: 628.3333; 2: 20.0106; 2.1: 93.5933; 2.2: 421.8279; 2.3: 21.3804; 2.4: -420.6006; 2.5: -21.3182
| 2 | 29.05 | 1: 0.393; 1.1: 1.1949; 1.2: 0.0016024; 1.3: 188.825; 1.4: 0.060461; 1.5: 1.1949; 1.6: 188.825; 1.7: 75.53; 1.8: 8.4594; 1.9: 629.4167; 2: 20.0451; 2.1: 93.5996; 2.2: 423.2554; 2.3: 21.4158; 2.4: -422.0605; 2.5: -21.3554
| 2 | 29.1 | 1: 0.38184; 1.1: 1.163; 1.2: 0.0015596; 1.3: 189.15; 1.4: 0.058744; 1.5: 1.163; 1.6: 189.15; 1.7: 75.66; 1.8: 8.4594; 1.9: 630.5; 2: 20.0796; 2.1: 93.6058; 2.2: 424.6854; 2.3: 21.4513; 2.4: -423.5224; 2.5: -21.3925
| 2 | 29.15 | 1: 0.37085; 1.1: 1.1315; 1.2: 0.0015173; 1.3: 189.475; 1.4: 0.057053; 1.5: 1.1315; 1.6: 189.475; 1.7: 75.79; 1.8: 8.4594; 1.9: 631.5833; 2: 20.1141; 2.1: 93.612; 2.2: 426.1179; 2.3: 21.4867; 2.4: -424.9865; 2.5: -21.4296
| 2 | 29.2 | 1: 0.36003; 1.1: 1.1003; 1.2: 0.0014756; 1.3: 189.8; 1.4: 0.055389; 1.5: 1.1003; 1.6: 189.8; 1.7: 75.92; 1.8: 8.4594; 1.9: 632.6667; 2: 20.1486; 2.1: 93.6182; 2.2: 427.5529; 2.3: 21.5221; 2.4: -426.4525; 2.5: -21.4667
| 2 | 29.25 | 1: 0.34938; 1.1: 1.0696; 1.2: 0.0014344; 1.3: 190.125; 1.4: 0.053751; 1.5: 1.0696; 1.6: 190.125; 1.7: 76.05; 1.8: 8.4594; 1.9: 633.75; 2: 20.1831; 2.1: 93.6243; 2.2: 428.9903; 2.3: 21.5576; 2.4: -427.9207; 2.5: -21.5038
| 2 | 29.3 | 1: 0.33891; 1.1: 1.0393; 1.2: 0.0013938; 1.3: 190.45; 1.4: 0.05214; 1.5: 1.0393; 1.6: 190.45; 1.7: 76.18; 1.8: 8.4594; 1.9: 634.8333; 2: 20.2176; 2.1: 93.6304; 2.2: 430.4302; 2.3: 21.593; 2.4: -429.3908; 2.5: -21.5409
| 2 | 29.35 | 1: 0.32861; 1.1: 1.0095; 1.2: 0.0013537; 1.3: 190.775; 1.4: 0.050555; 1.5: 1.0095; 1.6: 190.775; 1.7: 76.31; 1.8: 8.4594; 1.9: 635.9167; 2: 20.2521; 2.1: 93.6364; 2.2: 431.8725; 2.3: 21.6285; 2.4: -430.8631; 2.5: -21.5779
| 2 | 29.4 | 1: 0.31848; 1.1: 0.98002; 1.2: 0.0013142; 1.3: 191.1; 1.4: 0.048997; 1.5: 0.98002; 1.6: 191.1; 1.7: 76.44; 1.8: 8.4594; 1.9: 637; 2: 20.2866; 2.1: 93.6425; 2.2: 433.3173; 2.3: 21.6639; 2.4: -432.3373; 2.5: -21.6149
| 2 | 29.45 | 1: 0.30852; 1.1: 0.951; 1.2: 0.0012753; 1.3: 191.425; 1.4: 0.047465; 1.5: 0.951; 1.6: 191.425; 1.7: 76.57; 1.8: 8.4594; 1.9: 638.0833; 2: 20.3211; 2.1: 93.6485; 2.2: 434.7646; 2.3: 21.6994; 2.4: -433.8136; 2.5: -21.6519
| 2 | 29.5 | 1: 0.29874; 1.1: 0.9224; 1.2: 0.001237; 1.3: 191.75; 1.4: 0.04596; 1.5: 0.9224; 1.6: 191.75; 1.7: 76.7; 1.8: 8.4594; 1.9: 639.1667; 2: 20.3556; 2.1: 93.6544; 2.2: 436.2144; 2.3: 21.7348; 2.4: -435.292; 2.5: -21.6889
| 2 | 29.55 | 1: 0.28913; 1.1: 0.89424; 1.2: 0.0011992; 1.3: 192.075; 1.4: 0.044481; 1.5: 0.89424; 1.6: 192.075; 1.7: 76.83; 1.8: 8.4594; 1.9: 640.25; 2: 20.3901; 2.1: 93.6604; 2.2: 437.6666; 2.3: 21.7703; 2.4: -436.7724; 2.5: -21.7258
| 2 | 29.6 | 1: 0.27969; 1.1: 0.86651; 1.2: 0.001162; 1.3: 192.4; 1.4: 0.043029; 1.5: 0.86651; 1.6: 192.4; 1.7: 76.96; 1.8: 8.4594; 1.9: 641.3333; 2: 20.4246; 2.1: 93.6663; 2.2: 439.1213; 2.3: 21.8057; 2.4: -438.2548; 2.5: -21.7627
| 2 | 29.65 | 1: 0.27042; 1.1: 0.83921; 1.2: 0.0011254; 1.3: 192.725; 1.4: 0.041603; 1.5: 0.83921; 1.6: 192.725; 1.7: 77.09; 1.8: 8.4594; 1.9: 642.4167; 2: 20.4591; 2.1: 93.6721; 2.2: 440.5784; 2.3: 21.8412; 2.4: -439.7392; 2.5: -21.7996
| 2 | 29.7 | 1: 0.26132; 1.1: 0.81235; 1.2: 0.0010894; 1.3: 193.05; 1.4: 0.040204; 1.5: 0.81235; 1.6: 193.05; 1.7: 77.22; 1.8: 8.4594; 1.9: 643.5; 2: 20.4936; 2.1: 93.678; 2.2: 442.038; 2.3: 21.8767; 2.4: -441.2257; 2.5: -21.8365
| 2 | 29.75 | 1: 0.2524; 1.1: 0.78594; 1.2: 0.001054; 1.3: 193.375; 1.4: 0.038831; 1.5: 0.78594; 1.6: 193.375; 1.7: 77.35; 1.8: 8.4594; 1.9: 644.5833; 2: 20.5281; 2.1: 93.6838; 2.2: 443.5001; 2.3: 21.9122; 2.4: -442.7142; 2.5: -21.8733
| 2 | 29.8 | 1: 0.24365; 1.1: 0.75997; 1.2: 0.0010191; 1.3: 193.7; 1.4: 0.037485; 1.5: 0.75997; 1.6: 193.7; 1.7: 77.48; 1.8: 8.4594; 1.9: 645.6667; 2: 20.5626; 2.1: 93.6896; 2.2: 444.9647; 2.3: 21.9476; 2.4: -444.2047; 2.5: -21.9101
| 2 | 29.85 | 1: 0.23508; 1.1: 0.73444; 1.2: 0.00098491; 1.3: 194.025; 1.4: 0.036165; 1.5: 0.73444; 1.6: 194.025; 1.7: 77.61; 1.8: 8.4594; 1.9: 646.75; 2: 20.5971; 2.1: 93.6953; 2.2: 446.4317; 2.3: 21.9831; 2.4: -445.6972; 2.5: -21.9469
| 2 | 29.9 | 1: 0.22667; 1.1: 0.70937; 1.2: 0.00095128; 1.3: 194.35; 1.4: 0.034872; 1.5: 0.70937; 1.6: 194.35; 1.7: 77.74; 1.8: 8.4594; 1.9: 647.8333; 2: 20.6316; 2.1: 93.701; 2.2: 447.9012; 2.3: 22.0186; 2.4: -447.1918; 2.5: -21.9837
| 2 | 29.95 | 1: 0.21844; 1.1: 0.68475; 1.2: 0.00091826; 1.3: 194.675; 1.4: 0.033606; 1.5: 0.68475; 1.6: 194.675; 1.7: 77.87; 1.8: 8.4594; 1.9: 648.9167; 2: 20.6661; 2.1: 93.7067; 2.2: 449.3731; 2.3: 22.0541; 2.4: -448.6884; 2.5: -22.0205
| 2 | 30 | 1: 0.21038; 1.1: 0.66058; 1.2: 0.00088586; 1.3: 195; 1.4: 0.032366; 1.5: 0.66058; 1.6: 195; 1.7: 78; 1.8: 8.4594; 1.9: 650; 2: 20.7006; 2.1: 93.7124; 2.2: 450.8475; 2.3: 22.0895; 2.4: -450.1869; 2.5: -22.0572
| 2 | 30.05 | 1: 0.20249; 1.1: 0.63687; 1.2: 0.00085406; 1.3: 195.325; 1.4: 0.031152; 1.5: 0.63687; 1.6: 195.325; 1.7: 78.13; 1.8: 8.4594; 1.9: 651.0833; 2: 20.7351; 2.1: 93.718; 2.2: 452.3244; 2.3: 22.125; 2.4: -451.6875; 2.5: -22.0939
| 2 | 30.1 | 1: 0.19477; 1.1: 0.61363; 1.2: 0.00082289; 1.3: 195.65; 1.4: 0.029965; 1.5: 0.61363; 1.6: 195.65; 1.7: 78.26; 1.8: 8.4594; 1.9: 652.1667; 2: 20.7696; 2.1: 93.7236; 2.2: 453.8038; 2.3: 22.1605; 2.4: -453.1901; 2.5: -22.1305
| 2 | 30.15 | 1: 0.18723; 1.1: 0.59084; 1.2: 0.00079233; 1.3: 195.975; 1.4: 0.028805; 1.5: 0.59084; 1.6: 195.975; 1.7: 78.39; 1.8: 8.4594; 1.9: 653.25; 2: 20.8041; 2.1: 93.7292; 2.2: 455.2856; 2.3: 22.196; 2.4: -454.6947; 2.5: -22.1672
| 2 | 30.2 | 1: 0.17986; 1.1: 0.56852; 1.2: 0.0007624; 1.3: 196.3; 1.4: 0.027671; 1.5: 0.56852; 1.6: 196.3; 1.7: 78.52; 1.8: 8.4594; 1.9: 654.3333; 2: 20.8386; 2.1: 93.7348; 2.2: 456.7699; 2.3: 22.2315; 2.4: -456.2014; 2.5: -22.2038
| 2 | 30.25 | 1: 0.17266; 1.1: 0.54667; 1.2: 0.0007331; 1.3: 196.625; 1.4: 0.026563; 1.5: 0.54667; 1.6: 196.625; 1.7: 78.65; 1.8: 8.4594; 1.9: 655.4167; 2: 20.8731; 2.1: 93.7403; 2.2: 458.2566; 2.3: 22.267; 2.4: -457.71; 2.5: -22.2404
| 2 | 30.3 | 1: 0.16563; 1.1: 0.52529; 1.2: 0.00070443; 1.3: 196.95; 1.4: 0.025482; 1.5: 0.52529; 1.6: 196.95; 1.7: 78.78; 1.8: 8.4594; 1.9: 656.5; 2: 20.9076; 2.1: 93.7458; 2.2: 459.7459; 2.3: 22.3025; 2.4: -459.2206; 2.5: -22.277
| 2 | 30.35 | 1: 0.15878; 1.1: 0.50438; 1.2: 0.00067639; 1.3: 197.275; 1.4: 0.024428; 1.5: 0.50438; 1.6: 197.275; 1.7: 78.91; 1.8: 8.4594; 1.9: 657.5833; 2: 20.9421; 2.1: 93.7512; 2.2: 461.2375; 2.3: 22.338; 2.4: -460.7332; 2.5: -22.3136
| 2 | 30.4 | 1: 0.1521; 1.1: 0.48396; 1.2: 0.000649; 1.3: 197.6; 1.4: 0.0234; 1.5: 0.48396; 1.6: 197.6; 1.7: 79.04; 1.8: 8.4594; 1.9: 658.6667; 2: 20.9766; 2.1: 93.7567; 2.2: 462.7317; 2.3: 22.3735; 2.4: -462.2478; 2.5: -22.3501
| 2 | 30.45 | 1: 0.14559; 1.1: 0.46401; 1.2: 0.00062224; 1.3: 197.925; 1.4: 0.022398; 1.5: 0.46401; 1.6: 197.925; 1.7: 79.17; 1.8: 8.4594; 1.9: 659.75; 2: 21.0111; 2.1: 93.7621; 2.2: 464.2283; 2.3: 22.409; 2.4: -463.7643; 2.5: -22.3866
| 2 | 30.5 | 1: 0.13925; 1.1: 0.44454; 1.2: 0.00059614; 1.3: 198.25; 1.4: 0.021423; 1.5: 0.44454; 1.6: 198.25; 1.7: 79.3; 1.8: 8.4594; 1.9: 660.8333; 2: 21.0456; 2.1: 93.7674; 2.2: 465.7274; 2.3: 22.4445; 2.4: -465.2829; 2.5: -22.4231
| 2 | 30.55 | 1: 0.13309; 1.1: 0.42556; 1.2: 0.00057068; 1.3: 198.575; 1.4: 0.020475; 1.5: 0.42556; 1.6: 198.575; 1.7: 79.43; 1.8: 8.4594; 1.9: 661.9167; 2: 21.0801; 2.1: 93.7728; 2.2: 467.229; 2.3: 22.48; 2.4: -466.8034; 2.5: -22.4596
| 2 | 30.6 | 1: 0.1271; 1.1: 0.40706; 1.2: 0.00054588; 1.3: 198.9; 1.4: 0.019553; 1.5: 0.40706; 1.6: 198.9; 1.7: 79.56; 1.8: 8.4594; 1.9: 663; 2: 21.1146; 2.1: 93.7781; 2.2: 468.733; 2.3: 22.5155; 2.4: -468.326; 2.5: -22.496
| 2 | 30.65 | 1: 0.12128; 1.1: 0.38906; 1.2: 0.00052173; 1.3: 199.225; 1.4: 0.018658; 1.5: 0.38906; 1.6: 199.225; 1.7: 79.69; 1.8: 8.4594; 1.9: 664.0833; 2: 21.1492; 2.1: 93.7834; 2.2: 470.2395; 2.3: 22.5511; 2.4: -469.8505; 2.5: -22.5324
| 2 | 30.7 | 1: 0.11563; 1.1: 0.37154; 1.2: 0.00049825; 1.3: 199.55; 1.4: 0.017789; 1.5: 0.37154; 1.6: 199.55; 1.7: 79.82; 1.8: 8.4594; 1.9: 665.1667; 2: 21.1837; 2.1: 93.7887; 2.2: 471.7485; 2.3: 22.5866; 2.4: -471.377; 2.5: -22.5688
| 2 | 30.75 | 1: 0.11015; 1.1: 0.35453; 1.2: 0.00047543; 1.3: 199.875; 1.4: 0.016947; 1.5: 0.35453; 1.6: 199.875; 1.7: 79.95; 1.8: 8.4594; 1.9: 666.25; 2: 21.2182; 2.1: 93.7939; 2.2: 473.26; 2.3: 22.6221; 2.4: -472.9054; 2.5: -22.6052
| 2 | 30.8 | 1: 0.10485; 1.1: 0.33801; 1.2: 0.00045328; 1.3: 200.2; 1.4: 0.016131; 1.5: 0.33801; 1.6: 200.2; 1.7: 80.08; 1.8: 8.4594; 1.9: 667.3333; 2: 21.2527; 2.1: 93.7991; 2.2: 474.7739; 2.3: 22.6576; 2.4: -474.4358; 2.5: -22.6415
| 2 | 30.85 | 1: 0.09972; 1.1: 0.32199; 1.2: 0.0004318; 1.3: 200.525; 1.4: 0.015342; 1.5: 0.32199; 1.6: 200.525; 1.7: 80.21; 1.8: 8.4594; 1.9: 668.4167; 2: 21.2872; 2.1: 93.8043; 2.2: 476.2902; 2.3: 22.6931; 2.4: -475.9682; 2.5: -22.6778
| 2 | 30.9 | 1: 0.094762; 1.1: 0.30648; 1.2: 0.000411; 1.3: 200.85; 1.4: 0.014579; 1.5: 0.30648; 1.6: 200.85; 1.7: 80.34; 1.8: 8.4594; 1.9: 669.5; 2: 21.3217; 2.1: 93.8095; 2.2: 477.8091; 2.3: 22.7287; 2.4: -477.5026; 2.5: -22.7141
| 2 | 30.95 | 1: 0.089977; 1.1: 0.29147; 1.2: 0.00039087; 1.3: 201.175; 1.4: 0.013843; 1.5: 0.29147; 1.6: 201.175; 1.7: 80.47; 1.8: 8.4594; 1.9: 670.5833; 2: 21.3562; 2.1: 93.8146; 2.2: 479.3304; 2.3: 22.7642; 2.4: -479.0389; 2.5: -22.7504
| 2 | 31 | 1: 0.085364; 1.1: 0.27698; 1.2: 0.00037143; 1.3: 201.5; 1.4: 0.013133; 1.5: 0.27698; 1.6: 201.5; 1.7: 80.6; 1.8: 8.4594; 1.9: 671.6667; 2: 21.3907; 2.1: 93.8197; 2.2: 480.8542; 2.3: 22.7997; 2.4: -480.5772; 2.5: -22.7866
| 2 | 31.05 | 1: 0.080923; 1.1: 0.26299; 1.2: 0.00035268; 1.3: 201.825; 1.4: 0.01245; 1.5: 0.26299; 1.6: 201.825; 1.7: 80.73; 1.8: 8.4594; 1.9: 672.75; 2: 21.4252; 2.1: 93.8248; 2.2: 482.3804; 2.3: 22.8353; 2.4: -482.1175; 2.5: -22.8228
| 2 | 31.1 | 1: 0.076654; 1.1: 0.24952; 1.2: 0.00033461; 1.3: 202.15; 1.4: 0.011793; 1.5: 0.24952; 1.6: 202.15; 1.7: 80.86; 1.8: 8.4594; 1.9: 673.8333; 2: 21.4597; 2.1: 93.8299; 2.2: 483.9092; 2.3: 22.8708; 2.4: -483.6596; 2.5: -22.859
| 2 | 31.15 | 1: 0.072558; 1.1: 0.23657; 1.2: 0.00031724; 1.3: 202.475; 1.4: 0.011163; 1.5: 0.23657; 1.6: 202.475; 1.7: 80.99; 1.8: 8.4594; 1.9: 674.9167; 2: 21.4942; 2.1: 93.8349; 2.2: 485.4404; 2.3: 22.9064; 2.4: -485.2038; 2.5: -22.8952
| 2 | 31.2 | 1: 0.068634; 1.1: 0.22413; 1.2: 0.00030057; 1.3: 202.8; 1.4: 0.010559; 1.5: 0.22413; 1.6: 202.8; 1.7: 81.12; 1.8: 8.4594; 1.9: 676; 2: 21.5287; 2.1: 93.8399; 2.2: 486.974; 2.3: 22.9419; 2.4: -486.7499; 2.5: -22.9313
| 2 | 31.25 | 1: 0.064883; 1.1: 0.21222; 1.2: 0.00028459; 1.3: 203.125; 1.4: 0.009982; 1.5: 0.21222; 1.6: 203.125; 1.7: 81.25; 1.8: 8.4594; 1.9: 677.0833; 2: 21.5632; 2.1: 93.8449; 2.2: 488.5101; 2.3: 22.9774; 2.4: -488.2979; 2.5: -22.9675
| 2 | 31.3 | 1: 0.061304; 1.1: 0.20084; 1.2: 0.00026933; 1.3: 203.45; 1.4: 0.0094314; 1.5: 0.20084; 1.6: 203.45; 1.7: 81.38; 1.8: 8.4594; 1.9: 678.1667; 2: 21.5977; 2.1: 93.8499; 2.2: 490.0487; 2.3: 23.013; 2.4: -489.8479; 2.5: -23.0036
| 2 | 31.35 | 1: 0.057897; 1.1: 0.18998; 1.2: 0.00025477; 1.3: 203.775; 1.4: 0.0089073; 1.5: 0.18998; 1.6: 203.775; 1.7: 81.51; 1.8: 8.4594; 1.9: 679.25; 2: 21.6322; 2.1: 93.8548; 2.2: 491.5898; 2.3: 23.0485; 2.4: -491.3998; 2.5: -23.0396
| 2 | 31.4 | 1: 0.054663; 1.1: 0.17965; 1.2: 0.00024092; 1.3: 204.1; 1.4: 0.0084097; 1.5: 0.17965; 1.6: 204.1; 1.7: 81.64; 1.8: 8.4594; 1.9: 680.3333; 2: 21.6667; 2.1: 93.8597; 2.2: 493.1334; 2.3: 23.0841; 2.4: -492.9537; 2.5: -23.0757
| 2 | 31.45 | 1: 0.051601; 1.1: 0.16986; 1.2: 0.00022778; 1.3: 204.425; 1.4: 0.0079386; 1.5: 0.16986; 1.6: 204.425; 1.7: 81.77; 1.8: 8.4594; 1.9: 681.4167; 2: 21.7012; 2.1: 93.8646; 2.2: 494.6794; 2.3: 23.1197; 2.4: -494.5095; 2.5: -23.1117
| 2 | 31.5 | 1: 0.048711; 1.1: 0.1606; 1.2: 0.00021537; 1.3: 204.75; 1.4: 0.0074941; 1.5: 0.1606; 1.6: 204.75; 1.7: 81.9; 1.8: 8.4594; 1.9: 682.5; 2: 21.7357; 2.1: 93.8694; 2.2: 496.2278; 2.3: 23.1552; 2.4: -496.0672; 2.5: -23.1477
| 2 | 31.55 | 1: 0.045994; 1.1: 0.15188; 1.2: 0.00020368; 1.3: 205.075; 1.4: 0.007076; 1.5: 0.15188; 1.6: 205.075; 1.7: 82.03; 1.8: 8.4594; 1.9: 683.5833; 2: 21.7702; 2.1: 93.8743; 2.2: 497.7788; 2.3: 23.1908; 2.4: -497.6269; 2.5: -23.1837
| 2 | 31.6 | 1: 0.043449; 1.1: 0.14371; 1.2: 0.00019271; 1.3: 205.4; 1.4: 0.0066845; 1.5: 0.14371; 1.6: 205.4; 1.7: 82.16; 1.8: 8.4594; 1.9: 684.6667; 2: 21.8047; 2.1: 93.8791; 2.2: 499.3322; 2.3: 23.2263; 2.4: -499.1885; 2.5: -23.2197
| 2 | 31.65 | 1: 0.041077; 1.1: 0.13607; 1.2: 0.00018248; 1.3: 205.725; 1.4: 0.0063195; 1.5: 0.13607; 1.6: 205.725; 1.7: 82.29; 1.8: 8.4594; 1.9: 685.75; 2: 21.8392; 2.1: 93.8839; 2.2: 500.8881; 2.3: 23.2619; 2.4: -500.752; 2.5: -23.2556
| 2 | 31.7 | 1: 0.038877; 1.1: 0.12899; 1.2: 0.00017298; 1.3: 206.05; 1.4: 0.005981; 1.5: 0.12899; 1.6: 206.05; 1.7: 82.42; 1.8: 8.4594; 1.9: 686.8333; 2: 21.8737; 2.1: 93.8886; 2.2: 502.4464; 2.3: 23.2975; 2.4: -502.3175; 2.5: -23.2915
| 2 | 31.75 | 1: 0.036849; 1.1: 0.12245; 1.2: 0.00016421; 1.3: 206.375; 1.4: 0.005669; 1.5: 0.12245; 1.6: 206.375; 1.7: 82.55; 1.8: 8.4594; 1.9: 687.9167; 2: 21.9082; 2.1: 93.8934; 2.2: 504.0073; 2.3: 23.333; 2.4: -503.8848; 2.5: -23.3274
| 2 | 31.8 | 1: 0.034993; 1.1: 0.11647; 1.2: 0.00015619; 1.3: 206.7; 1.4: 0.0053836; 1.5: 0.11647; 1.6: 206.7; 1.7: 82.68; 1.8: 8.4594; 1.9: 689; 2: 21.9427; 2.1: 93.8981; 2.2: 505.5706; 2.3: 23.3686; 2.4: -505.4541; 2.5: -23.3632
| 2 | 31.85 | 1: 0.03331; 1.1: 0.11104; 1.2: 0.00014891; 1.3: 207.025; 1.4: 0.0051247; 1.5: 0.11104; 1.6: 207.025; 1.7: 82.81; 1.8: 8.4594; 1.9: 690.0833; 2: 21.9772; 2.1: 93.9028; 2.2: 507.1363; 2.3: 23.4042; 2.4: -507.0253; 2.5: -23.3991
| 2 | 31.9 | 1: 0.0318; 1.1: 0.10617; 1.2: 0.00014238; 1.3: 207.35; 1.4: 0.0048922; 1.5: 0.10617; 1.6: 207.35; 1.7: 82.94; 1.8: 8.4594; 1.9: 691.1667; 2: 22.0117; 2.1: 93.9074; 2.2: 508.7046; 2.3: 23.4398; 2.4: -508.5984; 2.5: -23.4349
| 2 | 31.95 | 1: 0.030461; 1.1: 0.10187; 1.2: 0.0001366; 1.3: 207.675; 1.4: 0.0046863; 1.5: 0.10187; 1.6: 207.675; 1.7: 83.07; 1.8: 8.4594; 1.9: 692.25; 2: 22.0462; 2.1: 93.9121; 2.2: 510.2753; 2.3: 23.4753; 2.4: -510.1734; 2.5: -23.4707
| 2 | 32 | 1: 0.029295; 1.1: 0.09812; 1.2: 0.00013158; 1.3: 208; 1.4: 0.004507; 1.5: 0.09812; 1.6: 208; 1.7: 83.2; 1.8: 8.4594; 1.9: 693.3333; 2: 22.0807; 2.1: 93.9167; 2.2: 511.8484; 2.3: 23.5109; 2.4: -511.7503; 2.5: -23.5064
| 2 | 32.05 | 1: 0.028302; 1.1: 0.09494; 1.2: 0.00012732; 1.3: 208.325; 1.4: 0.0043541; 1.5: 0.09494; 1.6: 208.325; 1.7: 83.33; 1.8: 8.4594; 1.9: 694.4167; 2: 22.1152; 2.1: 93.9213; 2.2: 513.4241; 2.3: 23.5465; 2.4: -513.3291; 2.5: -23.5422
| 2 | 32.1 | 1: 0.02748; 1.1: 0.092328; 1.2: 0.00012381; 1.3: 208.65; 1.4: 0.0042277; 1.5: 0.092328; 1.6: 208.65; 1.7: 83.46; 1.8: 8.4594; 1.9: 695.5; 2: 22.1497; 2.1: 93.9259; 2.2: 515.0022; 2.3: 23.5821; 2.4: -514.9099; 2.5: -23.5779
| 2 | 32.15 | 1: 0.026831; 1.1: 0.090289; 1.2: 0.00012108; 1.3: 208.975; 1.4: 0.0041279; 1.5: 0.090289; 1.6: 208.975; 1.7: 83.59; 1.8: 8.4594; 1.9: 696.5833; 2: 22.1842; 2.1: 93.9304; 2.2: 516.5828; 2.3: 23.6177; 2.4: -516.4925; 2.5: -23.6135
| 2 | 32.2 | 1: 0.026355; 1.1: 0.088823; 1.2: 0.00011911; 1.3: 209.3; 1.4: 0.0040546; 1.5: 0.088823; 1.6: 209.3; 1.7: 83.72; 1.8: 8.4594; 1.9: 697.6667; 2: 22.2187; 2.1: 93.9349; 2.2: 518.1658; 2.3: 23.6533; 2.4: -518.077; 2.5: -23.6492
| 2 | 32.25 | 1: 0.026051; 1.1: 0.087934; 1.2: 0.00011792; 1.3: 209.625; 1.4: 0.0040078; 1.5: 0.087934; 1.6: 209.625; 1.7: 83.85; 1.8: 8.4594; 1.9: 698.75; 2: 22.2532; 2.1: 93.9395; 2.2: 519.7513; 2.3: 23.6889; 2.4: -519.6634; 2.5: -23.6849
| 2 | 32.3 | 1: 0.025919; 1.1: 0.087625; 1.2: 0.00011751; 1.3: 209.95; 1.4: 0.0039875; 1.5: 0.087625; 1.6: 209.95; 1.7: 83.98; 1.8: 8.4594; 1.9: 699.8333; 2: 22.2877; 2.1: 93.9439; 2.2: 521.3393; 2.3: 23.7245; 2.4: -521.2517; 2.5: -23.7205
| 2 | 32.35 | 1: 0.025959; 1.1: 0.087898; 1.2: 0.00011787; 1.3: 210.275; 1.4: 0.0039938; 1.5: 0.087898; 1.6: 210.275; 1.7: 84.11; 1.8: 8.4594; 1.9: 700.9167; 2: 22.3222; 2.1: 93.9484; 2.2: 522.9298; 2.3: 23.76; 2.4: -522.8419; 2.5: -23.7561
| 2 | 32.4 | 1: 0.026172; 1.1: 0.088756; 1.2: 0.00011902; 1.3: 210.6; 1.4: 0.0040265; 1.5: 0.088756; 1.6: 210.6; 1.7: 84.24; 1.8: 8.4594; 1.9: 702; 2: 22.3567; 2.1: 93.9528; 2.2: 524.5227; 2.3: 23.7956; 2.4: -524.434; 2.5: -23.7916
| 2 | 32.45 | 1: 0.026558; 1.1: 0.090201; 1.2: 0.00012096; 1.3: 210.925; 1.4: 0.0040858; 1.5: 0.090201; 1.6: 210.925; 1.7: 84.37; 1.8: 8.4594; 1.9: 703.0833; 2: 22.3912; 2.1: 93.9573; 2.2: 526.1181; 2.3: 23.8312; 2.4: -526.0279; 2.5: -23.8272
| 2 | 32.5 | 1: 0.027115; 1.1: 0.092237; 1.2: 0.00012369; 1.3: 211.25; 1.4: 0.0041716; 1.5: 0.092237; 1.6: 211.25; 1.7: 84.5; 1.8: 8.4594; 1.9: 704.1667; 2: 22.4257; 2.1: 93.9617; 2.2: 527.716; 2.3: 23.8669; 2.4: -527.6237; 2.5: -23.8627
| 2 | 32.55 | 1: 0.027845; 1.1: 0.094866; 1.2: 0.00012722; 1.3: 211.575; 1.4: 0.0042839; 1.5: 0.094866; 1.6: 211.575; 1.7: 84.63; 1.8: 8.4594; 1.9: 705.25; 2: 22.4602; 2.1: 93.966; 2.2: 529.3163; 2.3: 23.9025; 2.4: -529.2214; 2.5: -23.8982
| 2 | 32.6 | 1: 0.028748; 1.1: 0.098091; 1.2: 0.00013154; 1.3: 211.9; 1.4: 0.0044227; 1.5: 0.098091; 1.6: 211.9; 1.7: 84.76; 1.8: 8.4594; 1.9: 706.3333; 2: 22.4947; 2.1: 93.9704; 2.2: 530.9191; 2.3: 23.9381; 2.4: -530.821; 2.5: -23.9336
| 2 | 32.65 | 1: 0.029822; 1.1: 0.10191; 1.2: 0.00013667; 1.3: 212.225; 1.4: 0.004588; 1.5: 0.10191; 1.6: 212.225; 1.7: 84.89; 1.8: 8.4594; 1.9: 707.4167; 2: 22.5292; 2.1: 93.9747; 2.2: 532.5244; 2.3: 23.9737; 2.4: -532.4225; 2.5: -23.9691
| 2 | 32.7 | 1: 0.031069; 1.1: 0.10634; 1.2: 0.0001426; 1.3: 212.55; 1.4: 0.0047799; 1.5: 0.10634; 1.6: 212.55; 1.7: 85.02; 1.8: 8.4594; 1.9: 708.5; 2: 22.5637; 2.1: 93.979; 2.2: 534.1321; 2.3: 24.0093; 2.4: -534.0258; 2.5: -24.0045
| 2 | 32.75 | 1: 0.032489; 1.1: 0.11137; 1.2: 0.00014934; 1.3: 212.875; 1.4: 0.0049983; 1.5: 0.11137; 1.6: 212.875; 1.7: 85.15; 1.8: 8.4594; 1.9: 709.5833; 2: 22.5982; 2.1: 93.9833; 2.2: 535.7423; 2.3: 24.0449; 2.4: -535.631; 2.5: -24.0399
| 2 | 32.8 | 1: 0.034081; 1.1: 0.117; 1.2: 0.0001569; 1.3: 213.2; 1.4: 0.0052432; 1.5: 0.117; 1.6: 213.2; 1.7: 85.28; 1.8: 8.4594; 1.9: 710.6667; 2: 22.6327; 2.1: 93.9876; 2.2: 537.355; 2.3: 24.0805; 2.4: -537.238; 2.5: -24.0753
| 2 | 32.85 | 1: 0.035845; 1.1: 0.12325; 1.2: 0.00016527; 1.3: 213.525; 1.4: 0.0055146; 1.5: 0.12325; 1.6: 213.525; 1.7: 85.41; 1.8: 8.4594; 1.9: 711.75; 2: 22.6672; 2.1: 93.9919; 2.2: 538.9702; 2.3: 24.1161; 2.4: -538.8469; 2.5: -24.1106
| 2 | 32.9 | 1: 0.037781; 1.1: 0.1301; 1.2: 0.00017447; 1.3: 213.85; 1.4: 0.0058125; 1.5: 0.1301; 1.6: 213.85; 1.7: 85.54; 1.8: 8.4594; 1.9: 712.8333; 2: 22.7017; 2.1: 93.9961; 2.2: 540.5878; 2.3: 24.1517; 2.4: -540.4577; 2.5: -24.1459
| 2 | 32.95 | 1: 0.03989; 1.1: 0.13757; 1.2: 0.00018449; 1.3: 214.175; 1.4: 0.006137; 1.5: 0.13757; 1.6: 214.175; 1.7: 85.67; 1.8: 8.4594; 1.9: 713.9167; 2: 22.7362; 2.1: 94.0003; 2.2: 542.2079; 2.3: 24.1874; 2.4: -542.0703; 2.5: -24.1812
| 2 | 33 | 1: 0.042171; 1.1: 0.14566; 1.2: 0.00019533; 1.3: 214.5; 1.4: 0.0064879; 1.5: 0.14566; 1.6: 214.5; 1.7: 85.8; 1.8: 8.4594; 1.9: 715; 2: 22.7707; 2.1: 94.0045; 2.2: 543.8304; 2.3: 24.223; 2.4: -543.6848; 2.5: -24.2165
| 2 | 33.05 | 1: 0.044625; 1.1: 0.15437; 1.2: 0.00020701; 1.3: 214.825; 1.4: 0.0068654; 1.5: 0.15437; 1.6: 214.825; 1.7: 85.93; 1.8: 8.4594; 1.9: 716.0833; 2: 22.8052; 2.1: 94.0087; 2.2: 545.4555; 2.3: 24.2586; 2.4: -545.3011; 2.5: -24.2518
| 2 | 33.1 | 1: 0.047251; 1.1: 0.1637; 1.2: 0.00021952; 1.3: 215.15; 1.4: 0.0072694; 1.5: 0.1637; 1.6: 215.15; 1.7: 86.06; 1.8: 8.4594; 1.9: 717.1667; 2: 22.8397; 2.1: 94.0128; 2.2: 547.083; 2.3: 24.2942; 2.4: -546.9193; 2.5: -24.287
| 2 | 33.15 | 1: 0.050049; 1.1: 0.17366; 1.2: 0.00023288; 1.3: 215.475; 1.4: 0.0076999; 1.5: 0.17366; 1.6: 215.475; 1.7: 86.19; 1.8: 8.4594; 1.9: 718.25; 2: 22.8742; 2.1: 94.0169; 2.2: 548.7129; 2.3: 24.3299; 2.4: -548.5393; 2.5: -24.3222
| 2 | 33.2 | 1: 0.05302; 1.1: 0.18424; 1.2: 0.00024707; 1.3: 215.8; 1.4: 0.0081569; 1.5: 0.18424; 1.6: 215.8; 1.7: 86.32; 1.8: 8.4594; 1.9: 719.3333; 2: 22.9087; 2.1: 94.021; 2.2: 550.3454; 2.3: 24.3655; 2.4: -550.1611; 2.5: -24.3574
| 2 | 33.25 | 1: 0.056163; 1.1: 0.19546; 1.2: 0.00026211; 1.3: 216.125; 1.4: 0.0086405; 1.5: 0.19546; 1.6: 216.125; 1.7: 86.45; 1.8: 8.4594; 1.9: 720.4167; 2: 22.9432; 2.1: 94.0251; 2.2: 551.9803; 2.3: 24.4011; 2.4: -551.7848; 2.5: -24.3925
| 2 | 33.3 | 1: 0.059478; 1.1: 0.20731; 1.2: 0.000278; 1.3: 216.45; 1.4: 0.0091505; 1.5: 0.20731; 1.6: 216.45; 1.7: 86.58; 1.8: 8.4594; 1.9: 721.5; 2: 22.9777; 2.1: 94.0292; 2.2: 553.6176; 2.3: 24.4368; 2.4: -553.4103; 2.5: -24.4276
| 2 | 33.35 | 1: 0.062966; 1.1: 0.21979; 1.2: 0.00029475; 1.3: 216.775; 1.4: 0.0096871; 1.5: 0.21979; 1.6: 216.775; 1.7: 86.71; 1.8: 8.4594; 1.9: 722.5833; 2: 23.0122; 2.1: 94.0333; 2.2: 555.2575; 2.3: 24.4724; 2.4: -555.0377; 2.5: -24.4627
| 2 | 33.4 | 1: 0.066626; 1.1: 0.23292; 1.2: 0.00031235; 1.3: 217.1; 1.4: 0.01025; 1.5: 0.23292; 1.6: 217.1; 1.7: 86.84; 1.8: 8.4594; 1.9: 723.6667; 2: 23.0467; 2.1: 94.0373; 2.2: 556.8998; 2.3: 24.5081; 2.4: -556.6669; 2.5: -24.4978
| 2 | 33.45 | 1: 0.070459; 1.1: 0.24668; 1.2: 0.00033081; 1.3: 217.425; 1.4: 0.01084; 1.5: 0.24668; 1.6: 217.425; 1.7: 86.97; 1.8: 8.4594; 1.9: 724.75; 2: 23.0812; 2.1: 94.0413; 2.2: 558.5445; 2.3: 24.5437; 2.4: -558.2979; 2.5: -24.5329
| 2 | 33.5 | 1: 0.074464; 1.1: 0.26109; 1.2: 0.00035013; 1.3: 217.75; 1.4: 0.011456; 1.5: 0.26109; 1.6: 217.75; 1.7: 87.1; 1.8: 8.4594; 1.9: 725.8333; 2: 23.1157; 2.1: 94.0453; 2.2: 560.1918; 2.3: 24.5793; 2.4: -559.9307; 2.5: -24.5679
| 2 | 33.55 | 1: 0.078641; 1.1: 0.27615; 1.2: 0.00037033; 1.3: 218.075; 1.4: 0.012099; 1.5: 0.27615; 1.6: 218.075; 1.7: 87.23; 1.8: 8.4594; 1.9: 726.9167; 2: 23.1502; 2.1: 94.0493; 2.2: 561.8415; 2.3: 24.615; 2.4: -561.5653; 2.5: -24.6029
| 2 | 33.6 | 1: 0.082991; 1.1: 0.29186; 1.2: 0.00039139; 1.3: 218.4; 1.4: 0.012768; 1.5: 0.29186; 1.6: 218.4; 1.7: 87.36; 1.8: 8.4594; 1.9: 728; 2: 23.1847; 2.1: 94.0532; 2.2: 563.4937; 2.3: 24.6506; 2.4: -563.2018; 2.5: -24.6379
| 2 | 33.65 | 1: 0.087512; 1.1: 0.30822; 1.2: 0.00041333; 1.3: 218.725; 1.4: 0.013463; 1.5: 0.30822; 1.6: 218.725; 1.7: 87.49; 1.8: 8.4594; 1.9: 729.0833; 2: 23.2192; 2.1: 94.0572; 2.2: 565.1483; 2.3: 24.6863; 2.4: -564.8401; 2.5: -24.6728
| 2 | 33.7 | 1: 0.092207; 1.1: 0.32524; 1.2: 0.00043615; 1.3: 219.05; 1.4: 0.014186; 1.5: 0.32524; 1.6: 219.05; 1.7: 87.62; 1.8: 8.4594; 1.9: 730.1667; 2: 23.2537; 2.1: 94.0611; 2.2: 566.8054; 2.3: 24.7219; 2.4: -566.4802; 2.5: -24.7077
| 2 | 33.75 | 1: 0.097073; 1.1: 0.34291; 1.2: 0.00045985; 1.3: 219.375; 1.4: 0.014934; 1.5: 0.34291; 1.6: 219.375; 1.7: 87.75; 1.8: 8.4594; 1.9: 731.25; 2: 23.2882; 2.1: 94.065; 2.2: 568.465; 2.3: 24.7576; 2.4: -568.1221; 2.5: -24.7426
| 2 | 33.8 | 1: 0.10211; 1.1: 0.36125; 1.2: 0.00048444; 1.3: 219.7; 1.4: 0.01571; 1.5: 0.36125; 1.6: 219.7; 1.7: 87.88; 1.8: 8.4594; 1.9: 732.3333; 2: 23.3227; 2.1: 94.0689; 2.2: 570.1271; 2.3: 24.7932; 2.4: -569.7658; 2.5: -24.7775
| 2 | 33.85 | 1: 0.10732; 1.1: 0.38024; 1.2: 0.00050992; 1.3: 220.025; 1.4: 0.016511; 1.5: 0.38024; 1.6: 220.025; 1.7: 88.01; 1.8: 8.4594; 1.9: 733.4167; 2: 23.3572; 2.1: 94.0727; 2.2: 571.7916; 2.3: 24.8289; 2.4: -571.4113; 2.5: -24.8124
| 2 | 33.9 | 1: 0.11271; 1.1: 0.39991; 1.2: 0.00053629; 1.3: 220.35; 1.4: 0.01734; 1.5: 0.39991; 1.6: 220.35; 1.7: 88.14; 1.8: 8.4594; 1.9: 734.5; 2: 23.3917; 2.1: 94.0766; 2.2: 573.4586; 2.3: 24.8645; 2.4: -573.0587; 2.5: -24.8472
| 2 | 33.95 | 1: 0.11826; 1.1: 0.42024; 1.2: 0.00056355; 1.3: 220.675; 1.4: 0.018194; 1.5: 0.42024; 1.6: 220.675; 1.7: 88.27; 1.8: 8.4594; 1.9: 735.5833; 2: 23.4262; 2.1: 94.0804; 2.2: 575.128; 2.3: 24.9002; 2.4: -574.7078; 2.5: -24.882
| 2 | 34 | 1: 0.12399; 1.1: 0.44125; 1.2: 0.00059172; 1.3: 221; 1.4: 0.019076; 1.5: 0.44125; 1.6: 221; 1.7: 88.4; 1.8: 8.4594; 1.9: 736.6667; 2: 23.4607; 2.1: 94.0842; 2.2: 576.7999; 2.3: 24.9359; 2.4: -576.3587; 2.5: -24.9168
| 2 | 34.05 | 1: 0.12989; 1.1: 0.46293; 1.2: 0.00062079; 1.3: 221.325; 1.4: 0.019984; 1.5: 0.46293; 1.6: 221.325; 1.7: 88.53; 1.8: 8.4594; 1.9: 737.75; 2: 23.4952; 2.1: 94.088; 2.2: 578.4743; 2.3: 24.9715; 2.4: -578.0114; 2.5: -24.9516
| 2 | 34.1 | 1: 0.13597; 1.1: 0.48528; 1.2: 0.00065077; 1.3: 221.65; 1.4: 0.020918; 1.5: 0.48528; 1.6: 221.65; 1.7: 88.66; 1.8: 8.4594; 1.9: 738.8333; 2: 23.5297; 2.1: 94.0918; 2.2: 580.1512; 2.3: 25.0072; 2.4: -579.6659; 2.5: -24.9863
| 2 | 34.15 | 1: 0.14221; 1.1: 0.50832; 1.2: 0.00068166; 1.3: 221.975; 1.4: 0.021879; 1.5: 0.50832; 1.6: 221.975; 1.7: 88.79; 1.8: 8.4594; 1.9: 739.9167; 2: 23.5642; 2.1: 94.0956; 2.2: 581.8305; 2.3: 25.0429; 2.4: -581.3222; 2.5: -25.021
| 2 | 34.2 | 1: 0.14863; 1.1: 0.53203; 1.2: 0.00071347; 1.3: 222.3; 1.4: 0.022866; 1.5: 0.53203; 1.6: 222.3; 1.7: 88.92; 1.8: 8.4594; 1.9: 741; 2: 23.5987; 2.1: 94.0993; 2.2: 583.5123; 2.3: 25.0785; 2.4: -582.9803; 2.5: -25.0557
| 2 | 34.25 | 1: 0.15522; 1.1: 0.55644; 1.2: 0.0007462; 1.3: 222.625; 1.4: 0.02388; 1.5: 0.55644; 1.6: 222.625; 1.7: 89.05; 1.8: 8.4594; 1.9: 742.0833; 2: 23.6332; 2.1: 94.103; 2.2: 585.1966; 2.3: 25.1142; 2.4: -584.6401; 2.5: -25.0903
| 2 | 34.3 | 1: 0.16198; 1.1: 0.58153; 1.2: 0.00077984; 1.3: 222.95; 1.4: 0.02492; 1.5: 0.58153; 1.6: 222.95; 1.7: 89.18; 1.8: 8.4594; 1.9: 743.1667; 2: 23.6677; 2.1: 94.1067; 2.2: 586.8833; 2.3: 25.1499; 2.4: -586.3017; 2.5: -25.125
| 2 | 34.35 | 1: 0.16892; 1.1: 0.60731; 1.2: 0.00081442; 1.3: 223.275; 1.4: 0.025987; 1.5: 0.60731; 1.6: 223.275; 1.7: 89.31; 1.8: 8.4594; 1.9: 744.25; 2: 23.7022; 2.1: 94.1104; 2.2: 588.5725; 2.3: 25.1856; 2.4: -587.9652; 2.5: -25.1596
| 2 | 34.4 | 1: 0.17603; 1.1: 0.63378; 1.2: 0.00084992; 1.3: 223.6; 1.4: 0.027081; 1.5: 0.63378; 1.6: 223.6; 1.7: 89.44; 1.8: 8.4594; 1.9: 745.3333; 2: 23.7367; 2.1: 94.1141; 2.2: 590.2641; 2.3: 25.2212; 2.4: -589.6303; 2.5: -25.1941
| 2 | 34.45 | 1: 0.1833; 1.1: 0.66095; 1.2: 0.00088635; 1.3: 223.925; 1.4: 0.028201; 1.5: 0.66095; 1.6: 223.925; 1.7: 89.57; 1.8: 8.4594; 1.9: 746.4167; 2: 23.7712; 2.1: 94.1178; 2.2: 591.9582; 2.3: 25.2569; 2.4: -591.2973; 2.5: -25.2287
| 2 | 34.5 | 1: 0.19076; 1.1: 0.68882; 1.2: 0.00092373; 1.3: 224.25; 1.4: 0.029347; 1.5: 0.68882; 1.6: 224.25; 1.7: 89.7; 1.8: 8.4594; 1.9: 747.5; 2: 23.8057; 2.1: 94.1214; 2.2: 593.6548; 2.3: 25.2926; 2.4: -592.966; 2.5: -25.2632
| 2 | 34.55 | 1: 0.19838; 1.1: 0.71739; 1.2: 0.00096204; 1.3: 224.575; 1.4: 0.03052; 1.5: 0.71739; 1.6: 224.575; 1.7: 89.83; 1.8: 8.4594; 1.9: 748.5833; 2: 23.8402; 2.1: 94.125; 2.2: 595.3539; 2.3: 25.3283; 2.4: -594.6365; 2.5: -25.2977
| 2 | 34.6 | 1: 0.20618; 1.1: 0.74667; 1.2: 0.0010013; 1.3: 224.9; 1.4: 0.03172; 1.5: 0.74667; 1.6: 224.9; 1.7: 89.96; 1.8: 8.4594; 1.9: 749.6667; 2: 23.8747; 2.1: 94.1286; 2.2: 597.0554; 2.3: 25.3639; 2.4: -596.3087; 2.5: -25.3322
| 2 | 34.65 | 1: 0.21415; 1.1: 0.77665; 1.2: 0.0010415; 1.3: 225.225; 1.4: 0.032946; 1.5: 0.77665; 1.6: 225.225; 1.7: 90.09; 1.8: 8.4594; 1.9: 750.75; 2: 23.9092; 2.1: 94.1322; 2.2: 598.7594; 2.3: 25.3996; 2.4: -597.9827; 2.5: -25.3667
| 2 | 34.7 | 1: 0.22229; 1.1: 0.80734; 1.2: 0.0010827; 1.3: 225.55; 1.4: 0.034198; 1.5: 0.80734; 1.6: 225.55; 1.7: 90.22; 1.8: 8.4594; 1.9: 751.8333; 2: 23.9437; 2.1: 94.1358; 2.2: 600.4658; 2.3: 25.4353; 2.4: -599.6585; 2.5: -25.4011
| 2 | 34.75 | 1: 0.2306; 1.1: 0.83874; 1.2: 0.0011248; 1.3: 225.875; 1.4: 0.035477; 1.5: 0.83874; 1.6: 225.875; 1.7: 90.35; 1.8: 8.4594; 1.9: 752.9167; 2: 23.9782; 2.1: 94.1394; 2.2: 602.1748; 2.3: 25.471; 2.4: -601.336; 2.5: -25.4355
| 2 | 34.8 | 1: 0.23909; 1.1: 0.87086; 1.2: 0.0011678; 1.3: 226.2; 1.4: 0.036783; 1.5: 0.87086; 1.6: 226.2; 1.7: 90.48; 1.8: 8.4594; 1.9: 754; 2: 24.0127; 2.1: 94.1429; 2.2: 603.8861; 2.3: 25.5067; 2.4: -603.0153; 2.5: -25.4699
| 2 | 34.85 | 1: 0.24775; 1.1: 0.90369; 1.2: 0.0012119; 1.3: 226.525; 1.4: 0.038115; 1.5: 0.90369; 1.6: 226.525; 1.7: 90.61; 1.8: 8.4594; 1.9: 755.0833; 2: 24.0472; 2.1: 94.1464; 2.2: 605.6; 2.3: 25.5424; 2.4: -604.6963; 2.5: -25.5043
| 2 | 34.9 | 1: 0.25658; 1.1: 0.93725; 1.2: 0.0012569; 1.3: 226.85; 1.4: 0.039474; 1.5: 0.93725; 1.6: 226.85; 1.7: 90.74; 1.8: 8.4594; 1.9: 756.1667; 2: 24.0817; 2.1: 94.15; 2.2: 607.3163; 2.3: 25.5781; 2.4: -606.3791; 2.5: -25.5386
| 2 | 34.95 | 1: 0.26558; 1.1: 0.97153; 1.2: 0.0013028; 1.3: 227.175; 1.4: 0.040859; 1.5: 0.97153; 1.6: 227.175; 1.7: 90.87; 1.8: 8.4594; 1.9: 757.25; 2: 24.1162; 2.1: 94.1535; 2.2: 609.0351; 2.3: 25.6138; 2.4: -608.0636; 2.5: -25.5729
| 2 | 35 | 1: 0.27476; 1.1: 1.0065; 1.2: 0.0013498; 1.3: 227.5; 1.4: 0.04227; 1.5: 1.0065; 1.6: 227.5; 1.7: 91; 1.8: 8.4594; 1.9: 758.3333; 2: 24.1507; 2.1: 94.1569; 2.2: 610.7563; 2.3: 25.6495; 2.4: -609.7498; 2.5: -25.6072
| 2 | 35.05 | 1: 0.28411; 1.1: 1.0423; 1.2: 0.0013977; 1.3: 227.825; 1.4: 0.043709; 1.5: 1.0423; 1.6: 227.825; 1.7: 91.13; 1.8: 8.4594; 1.9: 759.4167; 2: 24.1852; 2.1: 94.1604; 2.2: 612.48; 2.3: 25.6852; 2.4: -611.4378; 2.5: -25.6414
| 2 | 35.1 | 1: 0.29363; 1.1: 1.0787; 1.2: 0.0014466; 1.3: 228.15; 1.4: 0.045173; 1.5: 1.0787; 1.6: 228.15; 1.7: 91.26; 1.8: 8.4594; 1.9: 760.5; 2: 24.2197; 2.1: 94.1639; 2.2: 614.2062; 2.3: 25.7209; 2.4: -613.1275; 2.5: -25.6757
| 2 | 35.15 | 1: 0.30332; 1.1: 1.1159; 1.2: 0.0014965; 1.3: 228.475; 1.4: 0.046664; 1.5: 1.1159; 1.6: 228.475; 1.7: 91.39; 1.8: 8.4594; 1.9: 761.5833; 2: 24.2542; 2.1: 94.1673; 2.2: 615.9349; 2.3: 25.7566; 2.4: -614.8189; 2.5: -25.7099
| 2 | 35.2 | 1: 0.31318; 1.1: 1.1539; 1.2: 0.0015473; 1.3: 228.8; 1.4: 0.048182; 1.5: 1.1539; 1.6: 228.8; 1.7: 91.52; 1.8: 8.4594; 1.9: 762.6667; 2: 24.2887; 2.1: 94.1707; 2.2: 617.666; 2.3: 25.7923; 2.4: -616.5121; 2.5: -25.7441
| 2 | 35.25 | 1: 0.32322; 1.1: 1.1925; 1.2: 0.0015992; 1.3: 229.125; 1.4: 0.049726; 1.5: 1.1925; 1.6: 229.125; 1.7: 91.65; 1.8: 8.4594; 1.9: 763.75; 2: 24.3232; 2.1: 94.1741; 2.2: 619.3995; 2.3: 25.828; 2.4: -618.207; 2.5: -25.7782
| 2 | 35.3 | 1: 0.33343; 1.1: 1.2319; 1.2: 0.0016521; 1.3: 229.45; 1.4: 0.051297; 1.5: 1.2319; 1.6: 229.45; 1.7: 91.78; 1.8: 8.4594; 1.9: 764.8333; 2: 24.3577; 2.1: 94.1775; 2.2: 621.1356; 2.3: 25.8637; 2.4: -619.9036; 2.5: -25.8124
| 2 | 35.35 | 1: 0.34381; 1.1: 1.2721; 1.2: 0.0017059; 1.3: 229.775; 1.4: 0.052894; 1.5: 1.2721; 1.6: 229.775; 1.7: 91.91; 1.8: 8.4594; 1.9: 765.9167; 2: 24.3923; 2.1: 94.1809; 2.2: 622.8741; 2.3: 25.8994; 2.4: -621.602; 2.5: -25.8465
| 2 | 35.4 | 1: 0.35437; 1.1: 1.313; 1.2: 0.0017608; 1.3: 230.1; 1.4: 0.054518; 1.5: 1.313; 1.6: 230.1; 1.7: 92.04; 1.8: 8.4594; 1.9: 767; 2: 24.4268; 2.1: 94.1843; 2.2: 624.615; 2.3: 25.9351; 2.4: -623.302; 2.5: -25.8806
| 2 | 35.45 | 1: 0.3651; 1.1: 1.3547; 1.2: 0.0018166; 1.3: 230.425; 1.4: 0.056168; 1.5: 1.3547; 1.6: 230.425; 1.7: 92.17; 1.8: 8.4594; 1.9: 768.0833; 2: 24.4613; 2.1: 94.1876; 2.2: 626.3584; 2.3: 25.9708; 2.4: -625.0038; 2.5: -25.9146
| 2 | 35.5 | 1: 0.37599; 1.1: 1.3971; 1.2: 0.0018735; 1.3: 230.75; 1.4: 0.057845; 1.5: 1.3971; 1.6: 230.75; 1.7: 92.3; 1.8: 8.4594; 1.9: 769.1667; 2: 24.4958; 2.1: 94.1909; 2.2: 628.1043; 2.3: 26.0065; 2.4: -626.7073; 2.5: -25.9486
| 2 | 35.55 | 1: 0.38707; 1.1: 1.4402; 1.2: 0.0019314; 1.3: 231.075; 1.4: 0.059549; 1.5: 1.4402; 1.6: 231.075; 1.7: 92.43; 1.8: 8.4594; 1.9: 770.25; 2: 24.5303; 2.1: 94.1943; 2.2: 629.8527; 2.3: 26.0422; 2.4: -628.4124; 2.5: -25.9826
| 2 | 35.6 | 1: 0.39831; 1.1: 1.4842; 1.2: 0.0019903; 1.3: 231.4; 1.4: 0.061278; 1.5: 1.4842; 1.6: 231.4; 1.7: 92.56; 1.8: 8.4594; 1.9: 771.3333; 2: 24.5648; 2.1: 94.1976; 2.2: 631.6035; 2.3: 26.0779; 2.4: -630.1193; 2.5: -26.0166
| 2 | 35.65 | 1: 0.40973; 1.1: 1.5288; 1.2: 0.0020502; 1.3: 231.725; 1.4: 0.063035; 1.5: 1.5288; 1.6: 231.725; 1.7: 92.69; 1.8: 8.4594; 1.9: 772.4167; 2: 24.5993; 2.1: 94.2009; 2.2: 633.3568; 2.3: 26.1136; 2.4: -631.8279; 2.5: -26.0506
| 2 | 35.7 | 1: 0.42132; 1.1: 1.5743; 1.2: 0.0021112; 1.3: 232.05; 1.4: 0.064818; 1.5: 1.5743; 1.6: 232.05; 1.7: 92.82; 1.8: 8.4594; 1.9: 773.5; 2: 24.6338; 2.1: 94.2041; 2.2: 635.1125; 2.3: 26.1493; 2.4: -633.5382; 2.5: -26.0845
| 2 | 35.75 | 1: 0.43308; 1.1: 1.6205; 1.2: 0.0021731; 1.3: 232.375; 1.4: 0.066627; 1.5: 1.6205; 1.6: 232.375; 1.7: 92.95; 1.8: 8.4594; 1.9: 774.5833; 2: 24.6683; 2.1: 94.2074; 2.2: 636.8707; 2.3: 26.1851; 2.4: -635.2502; 2.5: -26.1184
| 2 | 35.8 | 1: 0.44501; 1.1: 1.6675; 1.2: 0.0022361; 1.3: 232.7; 1.4: 0.068463; 1.5: 1.6675; 1.6: 232.7; 1.7: 93.08; 1.8: 8.4594; 1.9: 775.6667; 2: 24.7028; 2.1: 94.2107; 2.2: 638.6314; 2.3: 26.2208; 2.4: -636.9639; 2.5: -26.1523
| 2 | 35.85 | 1: 0.45712; 1.1: 1.7152; 1.2: 0.0023002; 1.3: 233.025; 1.4: 0.070326; 1.5: 1.7152; 1.6: 233.025; 1.7: 93.21; 1.8: 8.4594; 1.9: 776.75; 2: 24.7373; 2.1: 94.2139; 2.2: 640.3945; 2.3: 26.2565; 2.4: -638.6793; 2.5: -26.1862
| 2 | 35.9 | 1: 0.46939; 1.1: 1.7638; 1.2: 0.0023652; 1.3: 233.35; 1.4: 0.072214; 1.5: 1.7638; 1.6: 233.35; 1.7: 93.34; 1.8: 8.4594; 1.9: 777.8333; 2: 24.7718; 2.1: 94.2171; 2.2: 642.1601; 2.3: 26.2922; 2.4: -640.3963; 2.5: -26.22
| 2 | 35.95 | 1: 0.48184; 1.1: 1.8131; 1.2: 0.0024314; 1.3: 233.675; 1.4: 0.07413; 1.5: 1.8131; 1.6: 233.675; 1.7: 93.47; 1.8: 8.4594; 1.9: 778.9167; 2: 24.8063; 2.1: 94.2203; 2.2: 643.9281; 2.3: 26.3279; 2.4: -642.1151; 2.5: -26.2538
| 2 | 36 | 1: 0.49447; 1.1: 1.8632; 1.2: 0.0024985; 1.3: 234; 1.4: 0.076072; 1.5: 1.8632; 1.6: 234; 1.7: 93.6; 1.8: 8.4594; 1.9: 780; 2: 24.8408; 2.1: 94.2235; 2.2: 645.6987; 2.3: 26.3637; 2.4: -643.8355; 2.5: -26.2876
| 2 | 36.05 | 1: 0.50726; 1.1: 1.914; 1.2: 0.0025667; 1.3: 234.325; 1.4: 0.07804; 1.5: 1.914; 1.6: 234.325; 1.7: 93.73; 1.8: 8.4594; 1.9: 781.0833; 2: 24.8753; 2.1: 94.2267; 2.2: 647.4716; 2.3: 26.3994; 2.4: -645.5576; 2.5: -26.3213
| 2 | 36.1 | 1: 0.52023; 1.1: 1.9657; 1.2: 0.002636; 1.3: 234.65; 1.4: 0.080035; 1.5: 1.9657; 1.6: 234.65; 1.7: 93.86; 1.8: 8.4594; 1.9: 782.1667; 2: 24.9098; 2.1: 94.2299; 2.2: 649.2471; 2.3: 26.4351; 2.4: -647.2814; 2.5: -26.3551
| 2 | 36.15 | 1: 0.53337; 1.1: 2.0181; 1.2: 0.0027063; 1.3: 234.975; 1.4: 0.082057; 1.5: 2.0181; 1.6: 234.975; 1.7: 93.99; 1.8: 8.4594; 1.9: 783.25; 2: 24.9443; 2.1: 94.233; 2.2: 651.025; 2.3: 26.4708; 2.4: -649.0069; 2.5: -26.3888
| 2 | 36.2 | 1: 0.54668; 1.1: 2.0713; 1.2: 0.0027777; 1.3: 235.3; 1.4: 0.084105; 1.5: 2.0713; 1.6: 235.3; 1.7: 94.12; 1.8: 8.4594; 1.9: 784.3333; 2: 24.9788; 2.1: 94.2362; 2.2: 652.8053; 2.3: 26.5066; 2.4: -650.734; 2.5: -26.4225
| 2 | 36.25 | 1: 0.56017; 1.1: 2.1254; 1.2: 0.0028502; 1.3: 235.625; 1.4: 0.08618; 1.5: 2.1254; 1.6: 235.625; 1.7: 94.25; 1.8: 8.4594; 1.9: 785.4167; 2: 25.0133; 2.1: 94.2393; 2.2: 654.5882; 2.3: 26.5423; 2.4: -652.4628; 2.5: -26.4561
| 2 | 36.3 | 1: 0.57382; 1.1: 2.1802; 1.2: 0.0029237; 1.3: 235.95; 1.4: 0.088281; 1.5: 2.1802; 1.6: 235.95; 1.7: 94.38; 1.8: 8.4594; 1.9: 786.5; 2: 25.0478; 2.1: 94.2424; 2.2: 656.3734; 2.3: 26.578; 2.4: -654.1933; 2.5: -26.4897
| 2 | 36.35 | 1: 0.58765; 1.1: 2.2358; 1.2: 0.0029983; 1.3: 236.275; 1.4: 0.090408; 1.5: 2.2358; 1.6: 236.275; 1.7: 94.51; 1.8: 8.4594; 1.9: 787.5833; 2: 25.0823; 2.1: 94.2455; 2.2: 658.1612; 2.3: 26.6138; 2.4: -655.9254; 2.5: -26.5233
| 2 | 36.4 | 1: 0.60166; 1.1: 2.2922; 1.2: 0.0030739; 1.3: 236.6; 1.4: 0.092562; 1.5: 2.2922; 1.6: 236.6; 1.7: 94.64; 1.8: 8.4594; 1.9: 788.6667; 2: 25.1168; 2.1: 94.2486; 2.2: 659.9514; 2.3: 26.6495; 2.4: -657.6592; 2.5: -26.5569
| 2 | 36.45 | 1: 0.61583; 1.1: 2.3495; 1.2: 0.0031507; 1.3: 236.925; 1.4: 0.094743; 1.5: 2.3495; 1.6: 236.925; 1.7: 94.77; 1.8: 8.4594; 1.9: 789.75; 2: 25.1513; 2.1: 94.2517; 2.2: 661.7441; 2.3: 26.6852; 2.4: -659.3946; 2.5: -26.5905
| 2 | 36.5 | 1: 0.63018; 1.1: 2.4075; 1.2: 0.0032285; 1.3: 237.25; 1.4: 0.09695; 1.5: 2.4075; 1.6: 237.25; 1.7: 94.9; 1.8: 8.4594; 1.9: 790.8333; 2: 25.1858; 2.1: 94.2548; 2.2: 663.5392; 2.3: 26.721; 2.4: -661.1317; 2.5: -26.624
| 2 | 36.55 | 1: 0.6447; 1.1: 2.4663; 1.2: 0.0033074; 1.3: 237.575; 1.4: 0.099184; 1.5: 2.4663; 1.6: 237.575; 1.7: 95.03; 1.8: 8.4594; 1.9: 791.9167; 2: 25.2203; 2.1: 94.2578; 2.2: 665.3368; 2.3: 26.7567; 2.4: -662.8704; 2.5: -26.6575
| 2 | 36.6 | 1: 0.65939; 1.1: 2.526; 1.2: 0.0033874; 1.3: 237.9; 1.4: 0.10144; 1.5: 2.526; 1.6: 237.9; 1.7: 95.16; 1.8: 8.4594; 1.9: 793; 2: 25.2548; 2.1: 94.2609; 2.2: 667.1368; 2.3: 26.7924; 2.4: -664.6108; 2.5: -26.691
| 2 | 36.65 | 1: 0.67425; 1.1: 2.5864; 1.2: 0.0034685; 1.3: 238.225; 1.4: 0.10373; 1.5: 2.5864; 1.6: 238.225; 1.7: 95.29; 1.8: 8.4594; 1.9: 794.0833; 2: 25.2893; 2.1: 94.2639; 2.2: 668.9393; 2.3: 26.8282; 2.4: -666.3529; 2.5: -26.7244
| 2 | 36.7 | 1: 0.68929; 1.1: 2.6477; 1.2: 0.0035507; 1.3: 238.55; 1.4: 0.10604; 1.5: 2.6477; 1.6: 238.55; 1.7: 95.42; 1.8: 8.4594; 1.9: 795.1667; 2: 25.3238; 2.1: 94.2669; 2.2: 670.7443; 2.3: 26.8639; 2.4: -668.0966; 2.5: -26.7579
| 2 | 36.75 | 1: 0.70449; 1.1: 2.7098; 1.2: 0.003634; 1.3: 238.875; 1.4: 0.10838; 1.5: 2.7098; 1.6: 238.875; 1.7: 95.55; 1.8: 8.4594; 1.9: 796.25; 2: 25.3583; 2.1: 94.2699; 2.2: 672.5517; 2.3: 26.8996; 2.4: -669.8419; 2.5: -26.7913
| 2 | 36.8 | 1: 0.71988; 1.1: 2.7728; 1.2: 0.0037183; 1.3: 239.2; 1.4: 0.11075; 1.5: 2.7728; 1.6: 239.2; 1.7: 95.68; 1.8: 8.4594; 1.9: 797.3333; 2: 25.3928; 2.1: 94.2729; 2.2: 674.3616; 2.3: 26.9354; 2.4: -671.5888; 2.5: -26.8246
| 2 | 36.85 | 1: 0.73543; 1.1: 2.8365; 1.2: 0.0038038; 1.3: 239.525; 1.4: 0.11314; 1.5: 2.8365; 1.6: 239.525; 1.7: 95.81; 1.8: 8.4594; 1.9: 798.4167; 2: 25.4273; 2.1: 94.2759; 2.2: 676.1739; 2.3: 26.9711; 2.4: -673.3374; 2.5: -26.858
| 2 | 36.9 | 1: 0.75115; 1.1: 2.9011; 1.2: 0.0038904; 1.3: 239.85; 1.4: 0.11556; 1.5: 2.9011; 1.6: 239.85; 1.7: 95.94; 1.8: 8.4594; 1.9: 799.5; 2: 25.4618; 2.1: 94.2789; 2.2: 677.9887; 2.3: 27.0069; 2.4: -675.0876; 2.5: -26.8913
| 2 | 36.95 | 1: 0.76705; 1.1: 2.9665; 1.2: 0.0039782; 1.3: 240.175; 1.4: 0.11801; 1.5: 2.9665; 1.6: 240.175; 1.7: 96.07; 1.8: 8.4594; 1.9: 800.5833; 2: 25.4963; 2.1: 94.2819; 2.2: 679.806; 2.3: 27.0426; 2.4: -676.8395; 2.5: -26.9246
| 2 | 37 | 1: 0.78312; 1.1: 3.0328; 1.2: 0.004067; 1.3: 240.5; 1.4: 0.12048; 1.5: 3.0328; 1.6: 240.5; 1.7: 96.2; 1.8: 8.4594; 1.9: 801.6667; 2: 25.5308; 2.1: 94.2848; 2.2: 681.6257; 2.3: 27.0784; 2.4: -678.5929; 2.5: -26.9579
| 2 | 37.05 | 1: 0.79936; 1.1: 3.0999; 1.2: 0.004157; 1.3: 240.825; 1.4: 0.12298; 1.5: 3.0999; 1.6: 240.825; 1.7: 96.33; 1.8: 8.4594; 1.9: 802.75; 2: 25.5653; 2.1: 94.2877; 2.2: 683.4479; 2.3: 27.1141; 2.4: -680.348; 2.5: -26.9911
| 2 | 37.1 | 1: 0.81578; 1.1: 3.1678; 1.2: 0.0042481; 1.3: 241.15; 1.4: 0.1255; 1.5: 3.1678; 1.6: 241.15; 1.7: 96.46; 1.8: 8.4594; 1.9: 803.8333; 2: 25.5998; 2.1: 94.2907; 2.2: 685.2725; 2.3: 27.1499; 2.4: -682.1048; 2.5: -27.0244
| 2 | 37.15 | 1: 0.83237; 1.1: 3.2365; 1.2: 0.0043403; 1.3: 241.475; 1.4: 0.12806; 1.5: 3.2365; 1.6: 241.475; 1.7: 96.59; 1.8: 8.4594; 1.9: 804.9167; 2: 25.6343; 2.1: 94.2936; 2.2: 687.0996; 2.3: 27.1856; 2.4: -683.8631; 2.5: -27.0576
| 2 | 37.2 | 1: 0.84913; 1.1: 3.3062; 1.2: 0.0044336; 1.3: 241.8; 1.4: 0.13063; 1.5: 3.3062; 1.6: 241.8; 1.7: 96.72; 1.8: 8.4594; 1.9: 806; 2: 25.6688; 2.1: 94.2965; 2.2: 688.9292; 2.3: 27.2214; 2.4: -685.623; 2.5: -27.0907
| 2 | 37.25 | 1: 0.86606; 1.1: 3.3766; 1.2: 0.0045281; 1.3: 242.125; 1.4: 0.13324; 1.5: 3.3766; 1.6: 242.125; 1.7: 96.85; 1.8: 8.4594; 1.9: 807.0833; 2: 25.7033; 2.1: 94.2994; 2.2: 690.7612; 2.3: 27.2571; 2.4: -687.3846; 2.5: -27.1239
| 2 | 37.3 | 1: 0.88316; 1.1: 3.4479; 1.2: 0.0046237; 1.3: 242.45; 1.4: 0.13587; 1.5: 3.4479; 1.6: 242.45; 1.7: 96.98; 1.8: 8.4594; 1.9: 808.1667; 2: 25.7378; 2.1: 94.3023; 2.2: 692.5957; 2.3: 27.2929; 2.4: -689.1477; 2.5: -27.157
| 2 | 37.35 | 1: 0.90044; 1.1: 3.5201; 1.2: 0.0047205; 1.3: 242.775; 1.4: 0.13853; 1.5: 3.5201; 1.6: 242.775; 1.7: 97.11; 1.8: 8.4594; 1.9: 809.25; 2: 25.7723; 2.1: 94.3051; 2.2: 694.4326; 2.3: 27.3286; 2.4: -690.9125; 2.5: -27.1901
| 2 | 37.4 | 1: 0.91789; 1.1: 3.5931; 1.2: 0.0048184; 1.3: 243.1; 1.4: 0.14121; 1.5: 3.5931; 1.6: 243.1; 1.7: 97.24; 1.8: 8.4594; 1.9: 810.3333; 2: 25.8068; 2.1: 94.308; 2.2: 696.272; 2.3: 27.3644; 2.4: -692.6788; 2.5: -27.2232
| 2 | 37.45 | 1: 0.93551; 1.1: 3.667; 1.2: 0.0049175; 1.3: 243.425; 1.4: 0.14392; 1.5: 3.667; 1.6: 243.425; 1.7: 97.37; 1.8: 8.4594; 1.9: 811.4167; 2: 25.8413; 2.1: 94.3108; 2.2: 698.1138; 2.3: 27.4001; 2.4: -694.4468; 2.5: -27.2562
| 2 | 37.5 | 1: 0.9533; 1.1: 3.7417; 1.2: 0.0050177; 1.3: 243.75; 1.4: 0.14666; 1.5: 3.7417; 1.6: 243.75; 1.7: 97.5; 1.8: 8.4594; 1.9: 812.5; 2: 25.8758; 2.1: 94.3137; 2.2: 699.9581; 2.3: 27.4359; 2.4: -696.2164; 2.5: -27.2892
| 2 | 37.55 | 1: 0.97127; 1.1: 3.8173; 1.2: 0.0051191; 1.3: 244.075; 1.4: 0.14943; 1.5: 3.8173; 1.6: 244.075; 1.7: 97.63; 1.8: 8.4594; 1.9: 813.5833; 2: 25.9103; 2.1: 94.3165; 2.2: 701.8048; 2.3: 27.4716; 2.4: -697.9875; 2.5: -27.3222
| 2 | 37.6 | 1: 0.98941; 1.1: 3.8938; 1.2: 0.0052216; 1.3: 244.4; 1.4: 0.15222; 1.5: 3.8938; 1.6: 244.4; 1.7: 97.76; 1.8: 8.4594; 1.9: 814.6667; 2: 25.9448; 2.1: 94.3193; 2.2: 703.654; 2.3: 27.5074; 2.4: -699.7603; 2.5: -27.3552
| 2 | 37.65 | 1: 1.0077; 1.1: 3.9711; 1.2: 0.0053254; 1.3: 244.725; 1.4: 0.15503; 1.5: 3.9711; 1.6: 244.725; 1.7: 97.89; 1.8: 8.4594; 1.9: 815.75; 2: 25.9793; 2.1: 94.3221; 2.2: 705.5057; 2.3: 27.5432; 2.4: -701.5346; 2.5: -27.3881
| 2 | 37.7 | 1: 1.0262; 1.1: 4.0493; 1.2: 0.0054302; 1.3: 245.05; 1.4: 0.15788; 1.5: 4.0493; 1.6: 245.05; 1.7: 98.02; 1.8: 8.4594; 1.9: 816.8333; 2: 26.0138; 2.1: 94.3249; 2.2: 707.3598; 2.3: 27.5789; 2.4: -703.3105; 2.5: -27.421
| 2 | 37.75 | 1: 1.0449; 1.1: 4.1284; 1.2: 0.0055363; 1.3: 245.375; 1.4: 0.16075; 1.5: 4.1284; 1.6: 245.375; 1.7: 98.15; 1.8: 8.4594; 1.9: 817.9167; 2: 26.0483; 2.1: 94.3277; 2.2: 709.2164; 2.3: 27.6147; 2.4: -705.088; 2.5: -27.4539
| 2 | 37.8 | 1: 1.0637; 1.1: 4.2084; 1.2: 0.0056435; 1.3: 245.7; 1.4: 0.16364; 1.5: 4.2084; 1.6: 245.7; 1.7: 98.28; 1.8: 8.4594; 1.9: 819; 2: 26.0828; 2.1: 94.3305; 2.2: 711.0754; 2.3: 27.6504; 2.4: -706.8671; 2.5: -27.4868
| 2 | 37.85 | 1: 1.0827; 1.1: 4.2892; 1.2: 0.0057519; 1.3: 246.025; 1.4: 0.16657; 1.5: 4.2892; 1.6: 246.025; 1.7: 98.41; 1.8: 8.4594; 1.9: 820.0833; 2: 26.1173; 2.1: 94.3333; 2.2: 712.9369; 2.3: 27.6862; 2.4: -708.6477; 2.5: -27.5196
| 2 | 37.9 | 1: 1.1019; 1.1: 4.3709; 1.2: 0.0058615; 1.3: 246.35; 1.4: 0.16952; 1.5: 4.3709; 1.6: 246.35; 1.7: 98.54; 1.8: 8.4594; 1.9: 821.1667; 2: 26.1518; 2.1: 94.336; 2.2: 714.8008; 2.3: 27.722; 2.4: -710.4299; 2.5: -27.5525
| 2 | 37.95 | 1: 1.1212; 1.1: 4.4535; 1.2: 0.0059723; 1.3: 246.675; 1.4: 0.17249; 1.5: 4.4535; 1.6: 246.675; 1.7: 98.67; 1.8: 8.4594; 1.9: 822.25; 2: 26.1863; 2.1: 94.3388; 2.2: 716.6672; 2.3: 27.7577; 2.4: -712.2137; 2.5: -27.5852
| 2 | 38 | 1: 1.1407; 1.1: 4.537; 1.2: 0.0060843; 1.3: 247; 1.4: 0.1755; 1.5: 4.537; 1.6: 247; 1.7: 98.8; 1.8: 8.4594; 1.9: 823.3333; 2: 26.2208; 2.1: 94.3415; 2.2: 718.5361; 2.3: 27.7935; 2.4: -713.9991; 2.5: -27.618
| 2 | 38.05 | 1: 1.1604; 1.1: 4.6214; 1.2: 0.0061974; 1.3: 247.325; 1.4: 0.17852; 1.5: 4.6214; 1.6: 247.325; 1.7: 98.93; 1.8: 8.4594; 1.9: 824.4167; 2: 26.2553; 2.1: 94.3442; 2.2: 720.4074; 2.3: 27.8293; 2.4: -715.786; 2.5: -27.6507
| 2 | 38.1 | 1: 1.1803; 1.1: 4.7067; 1.2: 0.0063118; 1.3: 247.65; 1.4: 0.18158; 1.5: 4.7067; 1.6: 247.65; 1.7: 99.06; 1.8: 8.4594; 1.9: 825.5; 2: 26.2898; 2.1: 94.347; 2.2: 722.2812; 2.3: 27.865; 2.4: -717.5745; 2.5: -27.6835
| 2 | 38.15 | 1: 1.2003; 1.1: 4.7929; 1.2: 0.0064273; 1.3: 247.975; 1.4: 0.18466; 1.5: 4.7929; 1.6: 247.975; 1.7: 99.19; 1.8: 8.4594; 1.9: 826.5833; 2: 26.3243; 2.1: 94.3497; 2.2: 724.1574; 2.3: 27.9008; 2.4: -719.3645; 2.5: -27.7161
| 2 | 38.2 | 1: 1.2205; 1.1: 4.8799; 1.2: 0.0065441; 1.3: 248.3; 1.4: 0.18777; 1.5: 4.8799; 1.6: 248.3; 1.7: 99.32; 1.8: 8.4594; 1.9: 827.6667; 2: 26.3588; 2.1: 94.3524; 2.2: 726.036; 2.3: 27.9366; 2.4: -721.1561; 2.5: -27.7488
| 2 | 38.25 | 1: 1.2409; 1.1: 4.9679; 1.2: 0.0066621; 1.3: 248.625; 1.4: 0.19091; 1.5: 4.9679; 1.6: 248.625; 1.7: 99.45; 1.8: 8.4594; 1.9: 828.75; 2: 26.3933; 2.1: 94.355; 2.2: 727.9171; 2.3: 27.9723; 2.4: -722.9492; 2.5: -27.7814
| 2 | 38.3 | 1: 1.2614; 1.1: 5.0568; 1.2: 0.0067813; 1.3: 248.95; 1.4: 0.19407; 1.5: 5.0568; 1.6: 248.95; 1.7: 99.58; 1.8: 8.4594; 1.9: 829.8333; 2: 26.4278; 2.1: 94.3577; 2.2: 729.8007; 2.3: 28.0081; 2.4: -724.7439; 2.5: -27.814
| 2 | 38.35 | 1: 1.2822; 1.1: 5.1466; 1.2: 0.0069017; 1.3: 249.275; 1.4: 0.19726; 1.5: 5.1466; 1.6: 249.275; 1.7: 99.71; 1.8: 8.4594; 1.9: 830.9167; 2: 26.4623; 2.1: 94.3604; 2.2: 731.6867; 2.3: 28.0439; 2.4: -726.5402; 2.5: -27.8466
| 2 | 38.4 | 1: 1.3031; 1.1: 5.2373; 1.2: 0.0070233; 1.3: 249.6; 1.4: 0.20047; 1.5: 5.2373; 1.6: 249.6; 1.7: 99.84; 1.8: 8.4594; 1.9: 832; 2: 26.4968; 2.1: 94.3631; 2.2: 733.5752; 2.3: 28.0796; 2.4: -728.3379; 2.5: -27.8792
| 2 | 38.45 | 1: 1.3241; 1.1: 5.3289; 1.2: 0.0071462; 1.3: 249.925; 1.4: 0.20371; 1.5: 5.3289; 1.6: 249.925; 1.7: 99.97; 1.8: 8.4594; 1.9: 833.0833; 2: 26.5313; 2.1: 94.3657; 2.2: 735.4662; 2.3: 28.1154; 2.4: -730.1373; 2.5: -27.9117
| 2 | 38.5 | 1: 1.3454; 1.1: 5.4214; 1.2: 0.0072702; 1.3: 250.25; 1.4: 0.20698; 1.5: 5.4214; 1.6: 250.25; 1.7: 100.1; 1.8: 8.4594; 1.9: 834.1667; 2: 26.5658; 2.1: 94.3683; 2.2: 737.3595; 2.3: 28.1512; 2.4: -731.9381; 2.5: -27.9442
| 2 | 38.55 | 1: 1.3668; 1.1: 5.5149; 1.2: 0.0073955; 1.3: 250.575; 1.4: 0.21028; 1.5: 5.5149; 1.6: 250.575; 1.7: 100.23; 1.8: 8.4594; 1.9: 835.25; 2: 26.6003; 2.1: 94.371; 2.2: 739.2554; 2.3: 28.187; 2.4: -733.7405; 2.5: -27.9767
| 2 | 38.6 | 1: 1.3884; 1.1: 5.6092; 1.2: 0.0075221; 1.3: 250.9; 1.4: 0.2136; 1.5: 5.6092; 1.6: 250.9; 1.7: 100.36; 1.8: 8.4594; 1.9: 836.3333; 2: 26.6348; 2.1: 94.3736; 2.2: 741.1537; 2.3: 28.2227; 2.4: -735.5444; 2.5: -28.0091
| 2 | 38.65 | 1: 1.4101; 1.1: 5.7045; 1.2: 0.0076499; 1.3: 251.225; 1.4: 0.21694; 1.5: 5.7045; 1.6: 251.225; 1.7: 100.49; 1.8: 8.4594; 1.9: 837.4167; 2: 26.6693; 2.1: 94.3762; 2.2: 743.0544; 2.3: 28.2585; 2.4: -737.3499; 2.5: -28.0416
| 2 | 38.7 | 1: 1.4321; 1.1: 5.8007; 1.2: 0.0077789; 1.3: 251.55; 1.4: 0.22032; 1.5: 5.8007; 1.6: 251.55; 1.7: 100.62; 1.8: 8.4594; 1.9: 838.5; 2: 26.7038; 2.1: 94.3788; 2.2: 744.9576; 2.3: 28.2943; 2.4: -739.1569; 2.5: -28.074
| 2 | 38.75 | 1: 1.4542; 1.1: 5.8979; 1.2: 0.0079092; 1.3: 251.875; 1.4: 0.22372; 1.5: 5.8979; 1.6: 251.875; 1.7: 100.75; 1.8: 8.4594; 1.9: 839.5833; 2: 26.7383; 2.1: 94.3814; 2.2: 746.8632; 2.3: 28.3301; 2.4: -740.9654; 2.5: -28.1064
| 2 | 38.8 | 1: 1.4764; 1.1: 5.9959; 1.2: 0.0080407; 1.3: 252.2; 1.4: 0.22714; 1.5: 5.9959; 1.6: 252.2; 1.7: 100.88; 1.8: 8.4594; 1.9: 840.6667; 2: 26.7728; 2.1: 94.384; 2.2: 748.7713; 2.3: 28.3658; 2.4: -742.7754; 2.5: -28.1387
| 2 | 38.85 | 1: 1.4989; 1.1: 6.0949; 1.2: 0.0081734; 1.3: 252.525; 1.4: 0.2306; 1.5: 6.0949; 1.6: 252.525; 1.7: 101.01; 1.8: 8.4594; 1.9: 841.75; 2: 26.8073; 2.1: 94.3866; 2.2: 750.6819; 2.3: 28.4016; 2.4: -744.5869; 2.5: -28.171
| 2 | 38.9 | 1: 1.5215; 1.1: 6.1949; 1.2: 0.0083075; 1.3: 252.85; 1.4: 0.23408; 1.5: 6.1949; 1.6: 252.85; 1.7: 101.14; 1.8: 8.4594; 1.9: 842.8333; 2: 26.8418; 2.1: 94.3892; 2.2: 752.5949; 2.3: 28.4374; 2.4: -746.4; 2.5: -28.2033
| 2 | 38.95 | 1: 1.5443; 1.1: 6.2958; 1.2: 0.0084427; 1.3: 253.175; 1.4: 0.23758; 1.5: 6.2958; 1.6: 253.175; 1.7: 101.27; 1.8: 8.4594; 1.9: 843.9167; 2: 26.8763; 2.1: 94.3917; 2.2: 754.5103; 2.3: 28.4732; 2.4: -748.2146; 2.5: -28.2356
| 2 | 39 | 1: 1.5673; 1.1: 6.3976; 1.2: 0.0085793; 1.3: 253.5; 1.4: 0.24112; 1.5: 6.3976; 1.6: 253.5; 1.7: 101.4; 1.8: 8.4594; 1.9: 845; 2: 26.9108; 2.1: 94.3943; 2.2: 756.4282; 2.3: 28.509; 2.4: -750.0306; 2.5: -28.2678
| 2 | 39.05 | 1: 1.5904; 1.1: 6.5003; 1.2: 0.0087171; 1.3: 253.825; 1.4: 0.24468; 1.5: 6.5003; 1.6: 253.825; 1.7: 101.53; 1.8: 8.4594; 1.9: 846.0833; 2: 26.9453; 2.1: 94.3968; 2.2: 758.3486; 2.3: 28.5447; 2.4: -751.8482; 2.5: -28.3001
| 2 | 39.1 | 1: 1.6137; 1.1: 6.6041; 1.2: 0.0088562; 1.3: 254.15; 1.4: 0.24826; 1.5: 6.6041; 1.6: 254.15; 1.7: 101.66; 1.8: 8.4594; 1.9: 847.1667; 2: 26.9798; 2.1: 94.3994; 2.2: 760.2714; 2.3: 28.5805; 2.4: -753.6673; 2.5: -28.3323
| 2 | 39.15 | 1: 1.6372; 1.1: 6.7087; 1.2: 0.0089965; 1.3: 254.475; 1.4: 0.25188; 1.5: 6.7087; 1.6: 254.475; 1.7: 101.79; 1.8: 8.4594; 1.9: 848.25; 2: 27.0143; 2.1: 94.4019; 2.2: 762.1966; 2.3: 28.6163; 2.4: -755.4879; 2.5: -28.3644
| 2 | 39.2 | 1: 1.6608; 1.1: 6.8143; 1.2: 0.0091382; 1.3: 254.8; 1.4: 0.25551; 1.5: 6.8143; 1.6: 254.8; 1.7: 101.92; 1.8: 8.4594; 1.9: 849.3333; 2: 27.0488; 2.1: 94.4044; 2.2: 764.1243; 2.3: 28.6521; 2.4: -757.31; 2.5: -28.3966
| 2 | 39.25 | 1: 1.6847; 1.1: 6.9209; 1.2: 0.0092811; 1.3: 255.125; 1.4: 0.25918; 1.5: 6.9209; 1.6: 255.125; 1.7: 102.05; 1.8: 8.4594; 1.9: 850.4167; 2: 27.0833; 2.1: 94.4069; 2.2: 766.0545; 2.3: 28.6879; 2.4: -759.1335; 2.5: -28.4287
| 2 | 39.3 | 1: 1.7087; 1.1: 7.0285; 1.2: 0.0094253; 1.3: 255.45; 1.4: 0.26287; 1.5: 7.0285; 1.6: 255.45; 1.7: 102.18; 1.8: 8.4594; 1.9: 851.5; 2: 27.1178; 2.1: 94.4094; 2.2: 767.9871; 2.3: 28.7236; 2.4: -760.9586; 2.5: -28.4608
| 2 | 39.35 | 1: 1.7328; 1.1: 7.1369; 1.2: 0.0095708; 1.3: 255.775; 1.4: 0.26659; 1.5: 7.1369; 1.6: 255.775; 1.7: 102.31; 1.8: 8.4594; 1.9: 852.5833; 2: 27.1523; 2.1: 94.4119; 2.2: 769.9221; 2.3: 28.7594; 2.4: -762.7852; 2.5: -28.4928
| 2 | 39.4 | 1: 1.7572; 1.1: 7.2464; 1.2: 0.0097176; 1.3: 256.1; 1.4: 0.27034; 1.5: 7.2464; 1.6: 256.1; 1.7: 102.44; 1.8: 8.4594; 1.9: 853.6667; 2: 27.1868; 2.1: 94.4144; 2.2: 771.8596; 2.3: 28.7952; 2.4: -764.6132; 2.5: -28.5249
| 2 | 39.45 | 1: 1.7817; 1.1: 7.3568; 1.2: 0.0098657; 1.3: 256.425; 1.4: 0.27411; 1.5: 7.3568; 1.6: 256.425; 1.7: 102.57; 1.8: 8.4594; 1.9: 854.75; 2: 27.2213; 2.1: 94.4169; 2.2: 773.7995; 2.3: 28.831; 2.4: -766.4427; 2.5: -28.5569
| 2 | 39.5 | 1: 1.8064; 1.1: 7.4682; 1.2: 0.010015; 1.3: 256.75; 1.4: 0.27791; 1.5: 7.4682; 1.6: 256.75; 1.7: 102.7; 1.8: 8.4594; 1.9: 855.8333; 2: 27.2558; 2.1: 94.4194; 2.2: 775.7419; 2.3: 28.8668; 2.4: -768.2737; 2.5: -28.5889
| 2 | 39.55 | 1: 1.8313; 1.1: 7.5806; 1.2: 0.010166; 1.3: 257.075; 1.4: 0.28173; 1.5: 7.5806; 1.6: 257.075; 1.7: 102.83; 1.8: 8.4594; 1.9: 856.9167; 2: 27.2903; 2.1: 94.4218; 2.2: 777.6868; 2.3: 28.9026; 2.4: -770.1062; 2.5: -28.6208
| 2 | 39.6 | 1: 1.8563; 1.1: 7.6939; 1.2: 0.010318; 1.3: 257.4; 1.4: 0.28558; 1.5: 7.6939; 1.6: 257.4; 1.7: 102.96; 1.8: 8.4594; 1.9: 858; 2: 27.3248; 2.1: 94.4243; 2.2: 779.6341; 2.3: 28.9384; 2.4: -771.9401; 2.5: -28.6528
| 2 | 39.65 | 1: 1.8815; 1.1: 7.8082; 1.2: 0.010471; 1.3: 257.725; 1.4: 0.28946; 1.5: 7.8082; 1.6: 257.725; 1.7: 103.09; 1.8: 8.4594; 1.9: 859.0833; 2: 27.3593; 2.1: 94.4268; 2.2: 781.5838; 2.3: 28.9741; 2.4: -773.7755; 2.5: -28.6847
| 2 | 39.7 | 1: 1.9069; 1.1: 7.9235; 1.2: 0.010626; 1.3: 258.05; 1.4: 0.29336; 1.5: 7.9235; 1.6: 258.05; 1.7: 103.22; 1.8: 8.4594; 1.9: 860.1667; 2: 27.3938; 2.1: 94.4292; 2.2: 783.536; 2.3: 29.0099; 2.4: -775.6124; 2.5: -28.7166
| 2 | 39.75 | 1: 1.9324; 1.1: 8.0398; 1.2: 0.010782; 1.3: 258.375; 1.4: 0.2973; 1.5: 8.0398; 1.6: 258.375; 1.7: 103.35; 1.8: 8.4594; 1.9: 861.25; 2: 27.4283; 2.1: 94.4316; 2.2: 785.4906; 2.3: 29.0457; 2.4: -777.4508; 2.5: -28.7484
| 2 | 39.8 | 1: 1.9581; 1.1: 8.1571; 1.2: 0.010939; 1.3: 258.7; 1.4: 0.30125; 1.5: 8.1571; 1.6: 258.7; 1.7: 103.48; 1.8: 8.4594; 1.9: 862.3333; 2: 27.4628; 2.1: 94.4341; 2.2: 787.4477; 2.3: 29.0815; 2.4: -779.2906; 2.5: -28.7803
| 2 | 39.85 | 1: 1.984; 1.1: 8.2753; 1.2: 0.011097; 1.3: 259.025; 1.4: 0.30524; 1.5: 8.2753; 1.6: 259.025; 1.7: 103.61; 1.8: 8.4594; 1.9: 863.4167; 2: 27.4973; 2.1: 94.4365; 2.2: 789.4072; 2.3: 29.1173; 2.4: -781.1319; 2.5: -28.8121
| 2 | 39.9 | 1: 2.0101; 1.1: 8.3946; 1.2: 0.011257; 1.3: 259.35; 1.4: 0.30925; 1.5: 8.3946; 1.6: 259.35; 1.7: 103.74; 1.8: 8.4594; 1.9: 864.5; 2: 27.5318; 2.1: 94.4389; 2.2: 791.3692; 2.3: 29.1531; 2.4: -782.9746; 2.5: -28.8438
| 2 | 39.95 | 1: 2.0363; 1.1: 8.5148; 1.2: 0.011419; 1.3: 259.675; 1.4: 0.31328; 1.5: 8.5148; 1.6: 259.675; 1.7: 103.87; 1.8: 8.4594; 1.9: 865.5833; 2: 27.5663; 2.1: 94.4413; 2.2: 793.3336; 2.3: 29.1889; 2.4: -784.8188; 2.5: -28.8756
| 2 | 40 | 1: 2.0628; 1.1: 8.6361; 1.2: 0.011581; 1.3: 260; 1.4: 0.31735; 1.5: 8.6361; 1.6: 260; 1.7: 104; 1.8: 8.4594; 1.9: 866.6667; 2: 27.6008; 2.1: 94.4437; 2.2: 795.3005; 2.3: 29.2247; 2.4: -786.6644; 2.5: -28.9073
| 2 | 40.05 | 1: 2.0893; 1.1: 8.7583; 1.2: 0.011745; 1.3: 260.325; 1.4: 0.32144; 1.5: 8.7583; 1.6: 260.325; 1.7: 104.13; 1.8: 8.4594; 1.9: 867.75; 2: 27.6354; 2.1: 94.4461; 2.2: 797.2698; 2.3: 29.2605; 2.4: -788.5115; 2.5: -28.939
| 2 | 40.1 | 1: 2.1161; 1.1: 8.8815; 1.2: 0.01191; 1.3: 260.65; 1.4: 0.32555; 1.5: 8.8815; 1.6: 260.65; 1.7: 104.26; 1.8: 8.4594; 1.9: 868.8333; 2: 27.6699; 2.1: 94.4485; 2.2: 799.2415; 2.3: 29.2962; 2.4: -790.36; 2.5: -28.9707
| 2 | 40.15 | 1: 2.143; 1.1: 9.0058; 1.2: 0.012077; 1.3: 260.975; 1.4: 0.3297; 1.5: 9.0058; 1.6: 260.975; 1.7: 104.39; 1.8: 8.4594; 1.9: 869.9167; 2: 27.7044; 2.1: 94.4508; 2.2: 801.2157; 2.3: 29.332; 2.4: -792.2099; 2.5: -29.0023
| 2 | 40.2 | 1: 2.1701; 1.1: 9.131; 1.2: 0.012245; 1.3: 261.3; 1.4: 0.33387; 1.5: 9.131; 1.6: 261.3; 1.7: 104.52; 1.8: 8.4594; 1.9: 871; 2: 27.7389; 2.1: 94.4532; 2.2: 803.1924; 2.3: 29.3678; 2.4: -794.0613; 2.5: -29.034
| 2 | 40.25 | 1: 2.1974; 1.1: 9.2573; 1.2: 0.012414; 1.3: 261.625; 1.4: 0.33806; 1.5: 9.2573; 1.6: 261.625; 1.7: 104.65; 1.8: 8.4594; 1.9: 872.0833; 2: 27.7734; 2.1: 94.4556; 2.2: 805.1715; 2.3: 29.4036; 2.4: -795.9142; 2.5: -29.0656
| 2 | 40.3 | 1: 2.2248; 1.1: 9.3845; 1.2: 0.012585; 1.3: 261.95; 1.4: 0.34228; 1.5: 9.3845; 1.6: 261.95; 1.7: 104.78; 1.8: 8.4594; 1.9: 873.1667; 2: 27.8079; 2.1: 94.4579; 2.2: 807.153; 2.3: 29.4394; 2.4: -797.7685; 2.5: -29.0971
| 2 | 40.35 | 1: 2.2525; 1.1: 9.5128; 1.2: 0.012757; 1.3: 262.275; 1.4: 0.34653; 1.5: 9.5128; 1.6: 262.275; 1.7: 104.91; 1.8: 8.4594; 1.9: 874.25; 2: 27.8424; 2.1: 94.4603; 2.2: 809.137; 2.3: 29.4752; 2.4: -799.6241; 2.5: -29.1287
| 2 | 40.4 | 1: 2.2803; 1.1: 9.6421; 1.2: 0.01293; 1.3: 262.6; 1.4: 0.35081; 1.5: 9.6421; 1.6: 262.6; 1.7: 105.04; 1.8: 8.4594; 1.9: 875.3333; 2: 27.8769; 2.1: 94.4626; 2.2: 811.1234; 2.3: 29.511; 2.4: -801.4813; 2.5: -29.1602
| 2 | 40.45 | 1: 2.3082; 1.1: 9.7724; 1.2: 0.013105; 1.3: 262.925; 1.4: 0.35511; 1.5: 9.7724; 1.6: 262.925; 1.7: 105.17; 1.8: 8.4594; 1.9: 876.4167; 2: 27.9114; 2.1: 94.465; 2.2: 813.1123; 2.3: 29.5468; 2.4: -803.3398; 2.5: -29.1917
| 2 | 40.5 | 1: 2.3364; 1.1: 9.9038; 1.2: 0.013281; 1.3: 263.25; 1.4: 0.35944; 1.5: 9.9038; 1.6: 263.25; 1.7: 105.3; 1.8: 8.4594; 1.9: 877.5; 2: 27.9459; 2.1: 94.4673; 2.2: 815.1036; 2.3: 29.5826; 2.4: -805.1998; 2.5: -29.2231
| 2 | 40.55 | 1: 2.3647; 1.1: 10.0362; 1.2: 0.013459; 1.3: 263.575; 1.4: 0.36379; 1.5: 10.0362; 1.6: 263.575; 1.7: 105.43; 1.8: 8.4594; 1.9: 878.5833; 2: 27.9804; 2.1: 94.4696; 2.2: 817.0973; 2.3: 29.6184; 2.4: -807.0612; 2.5: -29.2546
| 2 | 40.6 | 1: 2.3931; 1.1: 10.1696; 1.2: 0.013638; 1.3: 263.9; 1.4: 0.36818; 1.5: 10.1696; 1.6: 263.9; 1.7: 105.56; 1.8: 8.4594; 1.9: 879.6667; 2: 28.0149; 2.1: 94.4719; 2.2: 819.0935; 2.3: 29.6542; 2.4: -808.924; 2.5: -29.286
| 2 | 40.65 | 1: 2.4218; 1.1: 10.304; 1.2: 0.013818; 1.3: 264.225; 1.4: 0.37258; 1.5: 10.304; 1.6: 264.225; 1.7: 105.69; 1.8: 8.4594; 1.9: 880.75; 2: 28.0494; 2.1: 94.4742; 2.2: 821.0922; 2.3: 29.69; 2.4: -810.7882; 2.5: -29.3174
| 2 | 40.7 | 1: 2.4506; 1.1: 10.4395; 1.2: 0.014; 1.3: 264.55; 1.4: 0.37702; 1.5: 10.4395; 1.6: 264.55; 1.7: 105.82; 1.8: 8.4594; 1.9: 881.8333; 2: 28.0839; 2.1: 94.4765; 2.2: 823.0933; 2.3: 29.7258; 2.4: -812.6538; 2.5: -29.3487
| 2 | 40.75 | 1: 2.4796; 1.1: 10.576; 1.2: 0.014183; 1.3: 264.875; 1.4: 0.38148; 1.5: 10.576; 1.6: 264.875; 1.7: 105.95; 1.8: 8.4594; 1.9: 882.9167; 2: 28.1184; 2.1: 94.4788; 2.2: 825.0968; 2.3: 29.7616; 2.4: -814.5209; 2.5: -29.3801
| 2 | 40.8 | 1: 2.5088; 1.1: 10.7135; 1.2: 0.014367; 1.3: 265.2; 1.4: 0.38597; 1.5: 10.7135; 1.6: 265.2; 1.7: 106.08; 1.8: 8.4594; 1.9: 884; 2: 28.1529; 2.1: 94.4811; 2.2: 827.1028; 2.3: 29.7973; 2.4: -816.3893; 2.5: -29.4114
| 2 | 40.85 | 1: 2.5381; 1.1: 10.8521; 1.2: 0.014553; 1.3: 265.525; 1.4: 0.39048; 1.5: 10.8521; 1.6: 265.525; 1.7: 106.21; 1.8: 8.4594; 1.9: 885.0833; 2: 28.1874; 2.1: 94.4834; 2.2: 829.1112; 2.3: 29.8331; 2.4: -818.2591; 2.5: -29.4427
| 2 | 40.9 | 1: 2.5676; 1.1: 10.9917; 1.2: 0.01474; 1.3: 265.85; 1.4: 0.39502; 1.5: 10.9917; 1.6: 265.85; 1.7: 106.34; 1.8: 8.4594; 1.9: 886.1667; 2: 28.2219; 2.1: 94.4857; 2.2: 831.1221; 2.3: 29.8689; 2.4: -820.1304; 2.5: -29.4739
| 2 | 40.95 | 1: 2.5973; 1.1: 11.1324; 1.2: 0.014929; 1.3: 266.175; 1.4: 0.39959; 1.5: 11.1324; 1.6: 266.175; 1.7: 106.47; 1.8: 8.4594; 1.9: 887.25; 2: 28.2564; 2.1: 94.488; 2.2: 833.1354; 2.3: 29.9047; 2.4: -822.003; 2.5: -29.5051
| 2 | 41 | 1: 2.6272; 1.1: 11.2741; 1.2: 0.015119; 1.3: 266.5; 1.4: 0.40418; 1.5: 11.2741; 1.6: 266.5; 1.7: 106.6; 1.8: 8.4594; 1.9: 888.3333; 2: 28.2909; 2.1: 94.4902; 2.2: 835.1511; 2.3: 29.9405; 2.4: -823.877; 2.5: -29.5363
| 2 | 41.05 | 1: 2.6572; 1.1: 11.4169; 1.2: 0.01531; 1.3: 266.825; 1.4: 0.4088; 1.5: 11.4169; 1.6: 266.825; 1.7: 106.73; 1.8: 8.4594; 1.9: 889.4167; 2: 28.3254; 2.1: 94.4925; 2.2: 837.1693; 2.3: 29.9763; 2.4: -825.7524; 2.5: -29.5675
| 2 | 41.1 | 1: 2.6874; 1.1: 11.5607; 1.2: 0.015503; 1.3: 267.15; 1.4: 0.41345; 1.5: 11.5607; 1.6: 267.15; 1.7: 106.86; 1.8: 8.4594; 1.9: 890.5; 2: 28.3599; 2.1: 94.4947; 2.2: 839.1899; 2.3: 30.0121; 2.4: -827.6292; 2.5: -29.5987
| 2 | 41.15 | 1: 2.7178; 1.1: 11.7056; 1.2: 0.015698; 1.3: 267.475; 1.4: 0.41812; 1.5: 11.7056; 1.6: 267.475; 1.7: 106.99; 1.8: 8.4594; 1.9: 891.5833; 2: 28.3944; 2.1: 94.497; 2.2: 841.213; 2.3: 30.0479; 2.4: -829.5074; 2.5: -29.6298
| 2 | 41.2 | 1: 2.7483; 1.1: 11.8516; 1.2: 0.015893; 1.3: 267.8; 1.4: 0.42282; 1.5: 11.8516; 1.6: 267.8; 1.7: 107.12; 1.8: 8.4594; 1.9: 892.6667; 2: 28.4289; 2.1: 94.4992; 2.2: 843.2385; 2.3: 30.0837; 2.4: -831.3869; 2.5: -29.6609
| 2 | 41.25 | 1: 2.7791; 1.1: 11.9986; 1.2: 0.01609; 1.3: 268.125; 1.4: 0.42755; 1.5: 11.9986; 1.6: 268.125; 1.7: 107.25; 1.8: 8.4594; 1.9: 893.75; 2: 28.4634; 2.1: 94.5014; 2.2: 845.2665; 2.3: 30.1195; 2.4: -833.2679; 2.5: -29.692
| 2 | 41.3 | 1: 2.81; 1.1: 12.1467; 1.2: 0.016289; 1.3: 268.45; 1.4: 0.4323; 1.5: 12.1467; 1.6: 268.45; 1.7: 107.38; 1.8: 8.4594; 1.9: 894.8333; 2: 28.4979; 2.1: 94.5037; 2.2: 847.2969; 2.3: 30.1553; 2.4: -835.1502; 2.5: -29.723
| 2 | 41.35 | 1: 2.841; 1.1: 12.2959; 1.2: 0.016489; 1.3: 268.775; 1.4: 0.43708; 1.5: 12.2959; 1.6: 268.775; 1.7: 107.51; 1.8: 8.4594; 1.9: 895.9167; 2: 28.5324; 2.1: 94.5059; 2.2: 849.3297; 2.3: 30.1911; 2.4: -837.0339; 2.5: -29.754
| 2 | 41.4 | 1: 2.8723; 1.1: 12.4461; 1.2: 0.01669; 1.3: 269.1; 1.4: 0.44189; 1.5: 12.4461; 1.6: 269.1; 1.7: 107.64; 1.8: 8.4594; 1.9: 897; 2: 28.5669; 2.1: 94.5081; 2.2: 851.365; 2.3: 30.2269; 2.4: -838.9189; 2.5: -29.785
| 2 | 41.45 | 1: 2.9037; 1.1: 12.5974; 1.2: 0.016893; 1.3: 269.425; 1.4: 0.44672; 1.5: 12.5974; 1.6: 269.425; 1.7: 107.77; 1.8: 8.4594; 1.9: 898.0833; 2: 28.6014; 2.1: 94.5103; 2.2: 853.4027; 2.3: 30.2627; 2.4: -840.8053; 2.5: -29.816
| 2 | 41.5 | 1: 2.9353; 1.1: 12.7498; 1.2: 0.017098; 1.3: 269.75; 1.4: 0.45158; 1.5: 12.7498; 1.6: 269.75; 1.7: 107.9; 1.8: 8.4594; 1.9: 899.1667; 2: 28.6359; 2.1: 94.5125; 2.2: 855.4429; 2.3: 30.2985; 2.4: -842.6931; 2.5: -29.8469
| 2 | 41.55 | 1: 2.967; 1.1: 12.9032; 1.2: 0.017304; 1.3: 270.075; 1.4: 0.45646; 1.5: 12.9032; 1.6: 270.075; 1.7: 108.03; 1.8: 8.4594; 1.9: 900.25; 2: 28.6704; 2.1: 94.5147; 2.2: 857.4855; 2.3: 30.3343; 2.4: -844.5822; 2.5: -29.8778
| 2 | 41.6 | 1: 2.9989; 1.1: 13.0578; 1.2: 0.017511; 1.3: 270.4; 1.4: 0.46138; 1.5: 13.0578; 1.6: 270.4; 1.7: 108.16; 1.8: 8.4594; 1.9: 901.3333; 2: 28.7049; 2.1: 94.5169; 2.2: 859.5305; 2.3: 30.3701; 2.4: -846.4727; 2.5: -29.9087
| 2 | 41.65 | 1: 3.031; 1.1: 13.2134; 1.2: 0.017719; 1.3: 270.725; 1.4: 0.46631; 1.5: 13.2134; 1.6: 270.725; 1.7: 108.29; 1.8: 8.4594; 1.9: 902.4167; 2: 28.7394; 2.1: 94.5191; 2.2: 861.578; 2.3: 30.4059; 2.4: -848.3646; 2.5: -29.9396
| 2 | 41.7 | 1: 3.0633; 1.1: 13.3701; 1.2: 0.01793; 1.3: 271.05; 1.4: 0.47128; 1.5: 13.3701; 1.6: 271.05; 1.7: 108.42; 1.8: 8.4594; 1.9: 903.5; 2: 28.7739; 2.1: 94.5213; 2.2: 863.6279; 2.3: 30.4417; 2.4: -850.2578; 2.5: -29.9704
| 2 | 41.75 | 1: 3.0958; 1.1: 13.5279; 1.2: 0.018141; 1.3: 271.375; 1.4: 0.47627; 1.5: 13.5279; 1.6: 271.375; 1.7: 108.55; 1.8: 8.4594; 1.9: 904.5833; 2: 28.8084; 2.1: 94.5235; 2.2: 865.6803; 2.3: 30.4775; 2.4: -852.1523; 2.5: -30.0012
| 2 | 41.8 | 1: 3.1284; 1.1: 13.6868; 1.2: 0.018354; 1.3: 271.7; 1.4: 0.48129; 1.5: 13.6868; 1.6: 271.7; 1.7: 108.68; 1.8: 8.4594; 1.9: 905.6667; 2: 28.8429; 2.1: 94.5256; 2.2: 867.7351; 2.3: 30.5133; 2.4: -854.0482; 2.5: -30.032
| 2 | 41.85 | 1: 3.1612; 1.1: 13.8468; 1.2: 0.018569; 1.3: 272.025; 1.4: 0.48633; 1.5: 13.8468; 1.6: 272.025; 1.7: 108.81; 1.8: 8.4594; 1.9: 906.75; 2: 28.8774; 2.1: 94.5278; 2.2: 869.7923; 2.3: 30.5491; 2.4: -855.9455; 2.5: -30.0628
| 2 | 41.9 | 1: 3.1941; 1.1: 14.0079; 1.2: 0.018785; 1.3: 272.35; 1.4: 0.4914; 1.5: 14.0079; 1.6: 272.35; 1.7: 108.94; 1.8: 8.4594; 1.9: 907.8333; 2: 28.9119; 2.1: 94.53; 2.2: 871.852; 2.3: 30.5849; 2.4: -857.844; 2.5: -30.0935
| 2 | 41.95 | 1: 3.2273; 1.1: 14.1701; 1.2: 0.019002; 1.3: 272.675; 1.4: 0.4965; 1.5: 14.1701; 1.6: 272.675; 1.7: 109.07; 1.8: 8.4594; 1.9: 908.9167; 2: 28.9464; 2.1: 94.5321; 2.2: 873.9141; 2.3: 30.6207; 2.4: -859.744; 2.5: -30.1242
| 2 | 42 | 1: 3.2606; 1.1: 14.3334; 1.2: 0.019221; 1.3: 273; 1.4: 0.50163; 1.5: 14.3334; 1.6: 273; 1.7: 109.2; 1.8: 8.4594; 1.9: 910; 2: 28.9809; 2.1: 94.5343; 2.2: 875.9787; 2.3: 30.6565; 2.4: -861.6452; 2.5: -30.1549
| 2 | 42.05 | 1: 3.294; 1.1: 14.4978; 1.2: 0.019442; 1.3: 273.325; 1.4: 0.50678; 1.5: 14.4978; 1.6: 273.325; 1.7: 109.33; 1.8: 8.4594; 1.9: 911.0833; 2: 29.0154; 2.1: 94.5364; 2.2: 878.0456; 2.3: 30.6923; 2.4: -863.5478; 2.5: -30.1855
| 2 | 42.1 | 1: 3.3277; 1.1: 14.6634; 1.2: 0.019664; 1.3: 273.65; 1.4: 0.51195; 1.5: 14.6634; 1.6: 273.65; 1.7: 109.46; 1.8: 8.4594; 1.9: 912.1667; 2: 29.0499; 2.1: 94.5386; 2.2: 880.1151; 2.3: 30.7281; 2.4: -865.4517; 2.5: -30.2161
| 2 | 42.15 | 1: 3.3615; 1.1: 14.83; 1.2: 0.019887; 1.3: 273.975; 1.4: 0.51716; 1.5: 14.83; 1.6: 273.975; 1.7: 109.59; 1.8: 8.4594; 1.9: 913.25; 2: 29.0844; 2.1: 94.5407; 2.2: 882.1869; 2.3: 30.7639; 2.4: -867.3569; 2.5: -30.2467
| 2 | 42.2 | 1: 3.3955; 1.1: 14.9978; 1.2: 0.020112; 1.3: 274.3; 1.4: 0.52239; 1.5: 14.9978; 1.6: 274.3; 1.7: 109.72; 1.8: 8.4594; 1.9: 914.3333; 2: 29.1189; 2.1: 94.5428; 2.2: 884.2612; 2.3: 30.7997; 2.4: -869.2635; 2.5: -30.2773
| 2 | 42.25 | 1: 3.4297; 1.1: 15.1666; 1.2: 0.020339; 1.3: 274.625; 1.4: 0.52764; 1.5: 15.1666; 1.6: 274.625; 1.7: 109.85; 1.8: 8.4594; 1.9: 915.4167; 2: 29.1534; 2.1: 94.5449; 2.2: 886.338; 2.3: 30.8355; 2.4: -871.1714; 2.5: -30.3078
| 2 | 42.3 | 1: 3.464; 1.1: 15.3366; 1.2: 0.020567; 1.3: 274.95; 1.4: 0.53293; 1.5: 15.3366; 1.6: 274.95; 1.7: 109.98; 1.8: 8.4594; 1.9: 916.5; 2: 29.1879; 2.1: 94.5471; 2.2: 888.4172; 2.3: 30.8713; 2.4: -873.0806; 2.5: -30.3384
| 2 | 42.35 | 1: 3.4985; 1.1: 15.5077; 1.2: 0.020796; 1.3: 275.275; 1.4: 0.53824; 1.5: 15.5077; 1.6: 275.275; 1.7: 110.11; 1.8: 8.4594; 1.9: 917.5833; 2: 29.2224; 2.1: 94.5492; 2.2: 890.4988; 2.3: 30.9071; 2.4: -874.9911; 2.5: -30.3689
| 2 | 42.4 | 1: 3.5332; 1.1: 15.68; 1.2: 0.021027; 1.3: 275.6; 1.4: 0.54357; 1.5: 15.68; 1.6: 275.6; 1.7: 110.24; 1.8: 8.4594; 1.9: 918.6667; 2: 29.2569; 2.1: 94.5513; 2.2: 892.5828; 2.3: 30.9429; 2.4: -876.9029; 2.5: -30.3993
| 2 | 42.45 | 1: 3.5681; 1.1: 15.8533; 1.2: 0.02126; 1.3: 275.925; 1.4: 0.54893; 1.5: 15.8533; 1.6: 275.925; 1.7: 110.37; 1.8: 8.4594; 1.9: 919.75; 2: 29.2914; 2.1: 94.5534; 2.2: 894.6693; 2.3: 30.9787; 2.4: -878.816; 2.5: -30.4298
| 2 | 42.5 | 1: 3.6031; 1.1: 16.0278; 1.2: 0.021494; 1.3: 276.25; 1.4: 0.55432; 1.5: 16.0278; 1.6: 276.25; 1.7: 110.5; 1.8: 8.4594; 1.9: 920.8333; 2: 29.3259; 2.1: 94.5555; 2.2: 896.7583; 2.3: 31.0145; 2.4: -880.7304; 2.5: -30.4602
| 2 | 42.55 | 1: 3.6383; 1.1: 16.2035; 1.2: 0.021729; 1.3: 276.575; 1.4: 0.55974; 1.5: 16.2035; 1.6: 276.575; 1.7: 110.63; 1.8: 8.4594; 1.9: 921.9167; 2: 29.3604; 2.1: 94.5576; 2.2: 898.8496; 2.3: 31.0503; 2.4: -882.6462; 2.5: -30.4906
| 2 | 42.6 | 1: 3.6737; 1.1: 16.3802; 1.2: 0.021966; 1.3: 276.9; 1.4: 0.56518; 1.5: 16.3802; 1.6: 276.9; 1.7: 110.76; 1.8: 8.4594; 1.9: 923; 2: 29.3949; 2.1: 94.5597; 2.2: 900.9434; 2.3: 31.0861; 2.4: -884.5632; 2.5: -30.5209
| 2 | 42.65 | 1: 3.7092; 1.1: 16.5581; 1.2: 0.022205; 1.3: 277.225; 1.4: 0.57065; 1.5: 16.5581; 1.6: 277.225; 1.7: 110.89; 1.8: 8.4594; 1.9: 924.0833; 2: 29.4294; 2.1: 94.5617; 2.2: 903.0397; 2.3: 31.1219; 2.4: -886.4815; 2.5: -30.5512
| 2 | 42.7 | 1: 3.7449; 1.1: 16.7372; 1.2: 0.022445; 1.3: 277.55; 1.4: 0.57615; 1.5: 16.7372; 1.6: 277.55; 1.7: 111.02; 1.8: 8.4594; 1.9: 925.1667; 2: 29.4639; 2.1: 94.5638; 2.2: 905.1383; 2.3: 31.1577; 2.4: -888.4012; 2.5: -30.5815
| 2 | 42.75 | 1: 3.7808; 1.1: 16.9174; 1.2: 0.022687; 1.3: 277.875; 1.4: 0.58167; 1.5: 16.9174; 1.6: 277.875; 1.7: 111.15; 1.8: 8.4594; 1.9: 926.25; 2: 29.4984; 2.1: 94.5659; 2.2: 907.2394; 2.3: 31.1935; 2.4: -890.3221; 2.5: -30.6118
| 2 | 42.8 | 1: 3.8169; 1.1: 17.0987; 1.2: 0.02293; 1.3: 278.2; 1.4: 0.58722; 1.5: 17.0987; 1.6: 278.2; 1.7: 111.28; 1.8: 8.4594; 1.9: 927.3333; 2: 29.5329; 2.1: 94.568; 2.2: 909.343; 2.3: 31.2293; 2.4: -892.2443; 2.5: -30.6421
| 2 | 42.85 | 1: 3.8531; 1.1: 17.2812; 1.2: 0.023174; 1.3: 278.525; 1.4: 0.59279; 1.5: 17.2812; 1.6: 278.525; 1.7: 111.41; 1.8: 8.4594; 1.9: 928.4167; 2: 29.5674; 2.1: 94.57; 2.2: 911.449; 2.3: 31.2651; 2.4: -894.1678; 2.5: -30.6723
| 2 | 42.9 | 1: 3.8896; 1.1: 17.4649; 1.2: 0.023421; 1.3: 278.85; 1.4: 0.59839; 1.5: 17.4649; 1.6: 278.85; 1.7: 111.54; 1.8: 8.4594; 1.9: 929.5; 2: 29.6019; 2.1: 94.5721; 2.2: 913.5574; 2.3: 31.3009; 2.4: -896.0925; 2.5: -30.7025
| 2 | 42.95 | 1: 3.9261; 1.1: 17.6497; 1.2: 0.023669; 1.3: 279.175; 1.4: 0.60402; 1.5: 17.6497; 1.6: 279.175; 1.7: 111.67; 1.8: 8.4594; 1.9: 930.5833; 2: 29.6364; 2.1: 94.5741; 2.2: 915.6682; 2.3: 31.3367; 2.4: -898.0186; 2.5: -30.7327
| 2 | 43 | 1: 3.9629; 1.1: 17.8356; 1.2: 0.023918; 1.3: 279.5; 1.4: 0.60967; 1.5: 17.8356; 1.6: 279.5; 1.7: 111.8; 1.8: 8.4594; 1.9: 931.6667; 2: 29.6709; 2.1: 94.5762; 2.2: 917.7815; 2.3: 31.3725; 2.4: -899.9459; 2.5: -30.7628
| 2 | 43.05 | 1: 3.9998; 1.1: 18.0228; 1.2: 0.024169; 1.3: 279.825; 1.4: 0.61536; 1.5: 18.0228; 1.6: 279.825; 1.7: 111.93; 1.8: 8.4594; 1.9: 932.75; 2: 29.7054; 2.1: 94.5782; 2.2: 919.8972; 2.3: 31.4083; 2.4: -901.8745; 2.5: -30.7929
| 2 | 43.1 | 1: 4.0369; 1.1: 18.211; 1.2: 0.024421; 1.3: 280.15; 1.4: 0.62106; 1.5: 18.211; 1.6: 280.15; 1.7: 112.06; 1.8: 8.4594; 1.9: 933.8333; 2: 29.7399; 2.1: 94.5803; 2.2: 922.0154; 2.3: 31.4441; 2.4: -903.8044; 2.5: -30.823
| 2 | 43.15 | 1: 4.0742; 1.1: 18.4005; 1.2: 0.024675; 1.3: 280.475; 1.4: 0.6268; 1.5: 18.4005; 1.6: 280.475; 1.7: 112.19; 1.8: 8.4594; 1.9: 934.9167; 2: 29.7744; 2.1: 94.5823; 2.2: 924.136; 2.3: 31.4799; 2.4: -905.7355; 2.5: -30.8531
| 2 | 43.2 | 1: 4.1116; 1.1: 18.5911; 1.2: 0.024931; 1.3: 280.8; 1.4: 0.63256; 1.5: 18.5911; 1.6: 280.8; 1.7: 112.32; 1.8: 8.4594; 1.9: 936; 2: 29.8089; 2.1: 94.5843; 2.2: 926.259; 2.3: 31.5157; 2.4: -907.6679; 2.5: -30.8831
| 2 | 43.25 | 1: 4.1492; 1.1: 18.7829; 1.2: 0.025188; 1.3: 281.125; 1.4: 0.63834; 1.5: 18.7829; 1.6: 281.125; 1.7: 112.45; 1.8: 8.4594; 1.9: 937.0833; 2: 29.8434; 2.1: 94.5864; 2.2: 928.3845; 2.3: 31.5515; 2.4: -909.6016; 2.5: -30.9132
| 2 | 43.3 | 1: 4.187; 1.1: 18.9759; 1.2: 0.025447; 1.3: 281.45; 1.4: 0.64416; 1.5: 18.9759; 1.6: 281.45; 1.7: 112.58; 1.8: 8.4594; 1.9: 938.1667; 2: 29.8779; 2.1: 94.5884; 2.2: 930.5124; 2.3: 31.5873; 2.4: -911.5365; 2.5: -30.9431
| 2 | 43.35 | 1: 4.225; 1.1: 19.17; 1.2: 0.025707; 1.3: 281.775; 1.4: 0.65; 1.5: 19.17; 1.6: 281.775; 1.7: 112.71; 1.8: 8.4594; 1.9: 939.25; 2: 29.9124; 2.1: 94.5904; 2.2: 932.6427; 2.3: 31.6231; 2.4: -913.4727; 2.5: -30.9731
| 2 | 43.4 | 1: 4.2631; 1.1: 19.3654; 1.2: 0.025969; 1.3: 282.1; 1.4: 0.65586; 1.5: 19.3654; 1.6: 282.1; 1.7: 112.84; 1.8: 8.4594; 1.9: 940.3333; 2: 29.9469; 2.1: 94.5924; 2.2: 934.7755; 2.3: 31.6589; 2.4: -915.4101; 2.5: -31.003
| 2 | 43.45 | 1: 4.3014; 1.1: 19.5619; 1.2: 0.026233; 1.3: 282.425; 1.4: 0.66176; 1.5: 19.5619; 1.6: 282.425; 1.7: 112.97; 1.8: 8.4594; 1.9: 941.4167; 2: 29.9814; 2.1: 94.5944; 2.2: 936.9107; 2.3: 31.6947; 2.4: -917.3488; 2.5: -31.0329
| 2 | 43.5 | 1: 4.3399; 1.1: 19.7596; 1.2: 0.026498; 1.3: 282.75; 1.4: 0.66768; 1.5: 19.7596; 1.6: 282.75; 1.7: 113.1; 1.8: 8.4594; 1.9: 942.5; 2: 30.0159; 2.1: 94.5964; 2.2: 939.0483; 2.3: 31.7305; 2.4: -919.2887; 2.5: -31.0628
| 2 | 43.55 | 1: 4.3786; 1.1: 19.9585; 1.2: 0.026765; 1.3: 283.075; 1.4: 0.67362; 1.5: 19.9585; 1.6: 283.075; 1.7: 113.23; 1.8: 8.4594; 1.9: 943.5833; 2: 30.0504; 2.1: 94.5984; 2.2: 941.1884; 2.3: 31.7663; 2.4: -921.2299; 2.5: -31.0927
| 2 | 43.6 | 1: 4.4174; 1.1: 20.1585; 1.2: 0.027033; 1.3: 283.4; 1.4: 0.6796; 1.5: 20.1585; 1.6: 283.4; 1.7: 113.36; 1.8: 8.4594; 1.9: 944.6667; 2: 30.0849; 2.1: 94.6004; 2.2: 943.3309; 2.3: 31.8021; 2.4: -923.1723; 2.5: -31.1225
| 2 | 43.65 | 1: 4.4564; 1.1: 20.3598; 1.2: 0.027303; 1.3: 283.725; 1.4: 0.68559; 1.5: 20.3598; 1.6: 283.725; 1.7: 113.49; 1.8: 8.4594; 1.9: 945.75; 2: 30.1194; 2.1: 94.6024; 2.2: 945.4758; 2.3: 31.8379; 2.4: -925.116; 2.5: -31.1523
| 2 | 43.7 | 1: 4.4955; 1.1: 20.5623; 1.2: 0.027574; 1.3: 284.05; 1.4: 0.69162; 1.5: 20.5623; 1.6: 284.05; 1.7: 113.62; 1.8: 8.4594; 1.9: 946.8333; 2: 30.1539; 2.1: 94.6044; 2.2: 947.6232; 2.3: 31.8737; 2.4: -927.0609; 2.5: -31.1821
| 2 | 43.75 | 1: 4.5349; 1.1: 20.7659; 1.2: 0.027848; 1.3: 284.375; 1.4: 0.69767; 1.5: 20.7659; 1.6: 284.375; 1.7: 113.75; 1.8: 8.4594; 1.9: 947.9167; 2: 30.1884; 2.1: 94.6064; 2.2: 949.773; 2.3: 31.9095; 2.4: -929.007; 2.5: -31.2118
| 2 | 43.8 | 1: 4.5744; 1.1: 20.9708; 1.2: 0.028122; 1.3: 284.7; 1.4: 0.70375; 1.5: 20.9708; 1.6: 284.7; 1.7: 113.88; 1.8: 8.4594; 1.9: 949; 2: 30.2229; 2.1: 94.6084; 2.2: 951.9252; 2.3: 31.9453; 2.4: -930.9544; 2.5: -31.2415
| 2 | 43.85 | 1: 4.6141; 1.1: 21.1769; 1.2: 0.028399; 1.3: 285.025; 1.4: 0.70986; 1.5: 21.1769; 1.6: 285.025; 1.7: 114.01; 1.8: 8.4594; 1.9: 950.0833; 2: 30.2574; 2.1: 94.6104; 2.2: 954.0799; 2.3: 31.9811; 2.4: -932.903; 2.5: -31.2712
| 2 | 43.9 | 1: 4.6539; 1.1: 21.3842; 1.2: 0.028677; 1.3: 285.35; 1.4: 0.71599; 1.5: 21.3842; 1.6: 285.35; 1.7: 114.14; 1.8: 8.4594; 1.9: 951.1667; 2: 30.2919; 2.1: 94.6123; 2.2: 956.2369; 2.3: 32.0169; 2.4: -934.8528; 2.5: -31.3009
| 2 | 43.95 | 1: 4.694; 1.1: 21.5926; 1.2: 0.028956; 1.3: 285.675; 1.4: 0.72215; 1.5: 21.5926; 1.6: 285.675; 1.7: 114.27; 1.8: 8.4594; 1.9: 952.25; 2: 30.3264; 2.1: 94.6143; 2.2: 958.3965; 2.3: 32.0527; 2.4: -936.8038; 2.5: -31.3306
| 2 | 44 | 1: 4.7342; 1.1: 21.8023; 1.2: 0.029237; 1.3: 286; 1.4: 0.72833; 1.5: 21.8023; 1.6: 286; 1.7: 114.4; 1.8: 8.4594; 1.9: 953.3333; 2: 30.3609; 2.1: 94.6163; 2.2: 960.5584; 2.3: 32.0885; 2.4: -938.7561; 2.5: -31.3602
| 2 | 44.05 | 1: 4.7745; 1.1: 22.0133; 1.2: 0.02952; 1.3: 286.325; 1.4: 0.73454; 1.5: 22.0133; 1.6: 286.325; 1.7: 114.53; 1.8: 8.4594; 1.9: 954.4167; 2: 30.3954; 2.1: 94.6182; 2.2: 962.7228; 2.3: 32.1243; 2.4: -940.7096; 2.5: -31.3898
| 2 | 44.1 | 1: 4.8151; 1.1: 22.2254; 1.2: 0.029805; 1.3: 286.65; 1.4: 0.74078; 1.5: 22.2254; 1.6: 286.65; 1.7: 114.66; 1.8: 8.4594; 1.9: 955.5; 2: 30.4299; 2.1: 94.6202; 2.2: 964.8897; 2.3: 32.1601; 2.4: -942.6643; 2.5: -31.4193
| 2 | 44.15 | 1: 4.8558; 1.1: 22.4388; 1.2: 0.030091; 1.3: 286.975; 1.4: 0.74704; 1.5: 22.4388; 1.6: 286.975; 1.7: 114.79; 1.8: 8.4594; 1.9: 956.5833; 2: 30.4644; 2.1: 94.6221; 2.2: 967.0589; 2.3: 32.1959; 2.4: -944.6202; 2.5: -31.4488
| 2 | 44.2 | 1: 4.8967; 1.1: 22.6533; 1.2: 0.030379; 1.3: 287.3; 1.4: 0.75334; 1.5: 22.6533; 1.6: 287.3; 1.7: 114.92; 1.8: 8.4594; 1.9: 957.6667; 2: 30.4989; 2.1: 94.6241; 2.2: 969.2306; 2.3: 32.2317; 2.4: -946.5773; 2.5: -31.4784
| 2 | 44.25 | 1: 4.9377; 1.1: 22.8692; 1.2: 0.030668; 1.3: 287.625; 1.4: 0.75965; 1.5: 22.8692; 1.6: 287.625; 1.7: 115.05; 1.8: 8.4594; 1.9: 958.75; 2: 30.5334; 2.1: 94.626; 2.2: 971.4047; 2.3: 32.2675; 2.4: -948.5356; 2.5: -31.5078
| 2 | 44.3 | 1: 4.979; 1.1: 23.0862; 1.2: 0.030959; 1.3: 287.95; 1.4: 0.766; 1.5: 23.0862; 1.6: 287.95; 1.7: 115.18; 1.8: 8.4594; 1.9: 959.8333; 2: 30.5679; 2.1: 94.628; 2.2: 973.5813; 2.3: 32.3033; 2.4: -950.4951; 2.5: -31.5373
| 2 | 44.35 | 1: 5.0204; 1.1: 23.3045; 1.2: 0.031252; 1.3: 288.275; 1.4: 0.77237; 1.5: 23.3045; 1.6: 288.275; 1.7: 115.31; 1.8: 8.4594; 1.9: 960.9167; 2: 30.6024; 2.1: 94.6299; 2.2: 975.7603; 2.3: 32.3391; 2.4: -952.4558; 2.5: -31.5667
| 2 | 44.4 | 1: 5.062; 1.1: 23.524; 1.2: 0.031546; 1.3: 288.6; 1.4: 0.77876; 1.5: 23.524; 1.6: 288.6; 1.7: 115.44; 1.8: 8.4594; 1.9: 962; 2: 30.6369; 2.1: 94.6318; 2.2: 977.9417; 2.3: 32.3749; 2.4: -954.4177; 2.5: -31.5961
| 2 | 44.45 | 1: 5.1037; 1.1: 23.7447; 1.2: 0.031842; 1.3: 288.925; 1.4: 0.78519; 1.5: 23.7447; 1.6: 288.925; 1.7: 115.57; 1.8: 8.4594; 1.9: 963.0833; 2: 30.6714; 2.1: 94.6337; 2.2: 980.1255; 2.3: 32.4107; 2.4: -956.3808; 2.5: -31.6255
| 2 | 44.5 | 1: 5.1456; 1.1: 23.9667; 1.2: 0.03214; 1.3: 289.25; 1.4: 0.79164; 1.5: 23.9667; 1.6: 289.25; 1.7: 115.7; 1.8: 8.4594; 1.9: 964.1667; 2: 30.7059; 2.1: 94.6357; 2.2: 982.3118; 2.3: 32.4465; 2.4: -958.3451; 2.5: -31.6548
| 2 | 44.55 | 1: 5.1877; 1.1: 24.1899; 1.2: 0.032439; 1.3: 289.575; 1.4: 0.79811; 1.5: 24.1899; 1.6: 289.575; 1.7: 115.83; 1.8: 8.4594; 1.9: 965.25; 2: 30.7404; 2.1: 94.6376; 2.2: 984.5005; 2.3: 32.4823; 2.4: -960.3106; 2.5: -31.6842
| 2 | 44.6 | 1: 5.23; 1.1: 24.4144; 1.2: 0.03274; 1.3: 289.9; 1.4: 0.80462; 1.5: 24.4144; 1.6: 289.9; 1.7: 115.96; 1.8: 8.4594; 1.9: 966.3333; 2: 30.7749; 2.1: 94.6395; 2.2: 986.6917; 2.3: 32.5181; 2.4: -962.2773; 2.5: -31.7135
| 2 | 44.65 | 1: 5.2724; 1.1: 24.6401; 1.2: 0.033043; 1.3: 290.225; 1.4: 0.81115; 1.5: 24.6401; 1.6: 290.225; 1.7: 116.09; 1.8: 8.4594; 1.9: 967.4167; 2: 30.8094; 2.1: 94.6414; 2.2: 988.8853; 2.3: 32.5539; 2.4: -964.2452; 2.5: -31.7427
| 2 | 44.7 | 1: 5.3151; 1.1: 24.867; 1.2: 0.033347; 1.3: 290.55; 1.4: 0.8177; 1.5: 24.867; 1.6: 290.55; 1.7: 116.22; 1.8: 8.4594; 1.9: 968.5; 2: 30.8439; 2.1: 94.6433; 2.2: 991.0813; 2.3: 32.5897; 2.4: -966.2142; 2.5: -31.772
| 2 | 44.75 | 1: 5.3578; 1.1: 25.0953; 1.2: 0.033653; 1.3: 290.875; 1.4: 0.82428; 1.5: 25.0953; 1.6: 290.875; 1.7: 116.35; 1.8: 8.4594; 1.9: 969.5833; 2: 30.8785; 2.1: 94.6452; 2.2: 993.2797; 2.3: 32.6255; 2.4: -968.1844; 2.5: -31.8012
| 2 | 44.8 | 1: 5.4008; 1.1: 25.3247; 1.2: 0.033961; 1.3: 291.2; 1.4: 0.83089; 1.5: 25.3247; 1.6: 291.2; 1.7: 116.48; 1.8: 8.4594; 1.9: 970.6667; 2: 30.913; 2.1: 94.6471; 2.2: 995.4806; 2.3: 32.6613; 2.4: -970.1558; 2.5: -31.8304
| 2 | 44.85 | 1: 5.4439; 1.1: 25.5555; 1.2: 0.03427; 1.3: 291.525; 1.4: 0.83753; 1.5: 25.5555; 1.6: 291.525; 1.7: 116.61; 1.8: 8.4594; 1.9: 971.75; 2: 30.9475; 2.1: 94.649; 2.2: 997.6839; 2.3: 32.6971; 2.4: -972.1284; 2.5: -31.8595
| 2 | 44.9 | 1: 5.4872; 1.1: 25.7875; 1.2: 0.034582; 1.3: 291.85; 1.4: 0.84419; 1.5: 25.7875; 1.6: 291.85; 1.7: 116.74; 1.8: 8.4594; 1.9: 972.8333; 2: 30.982; 2.1: 94.6509; 2.2: 999.8896; 2.3: 32.7329; 2.4: -974.1021; 2.5: -31.8887
| 2 | 44.95 | 1: 5.5307; 1.1: 26.0207; 1.2: 0.034894; 1.3: 292.175; 1.4: 0.85088; 1.5: 26.0207; 1.6: 292.175; 1.7: 116.87; 1.8: 8.4594; 1.9: 973.9167; 2: 31.0165; 2.1: 94.6528; 2.2: 1002.0977; 2.3: 32.7687; 2.4: -976.077; 2.5: -31.9178
| 2 | 45 | 1: 5.5744; 1.1: 26.2553; 1.2: 0.035209; 1.3: 292.5; 1.4: 0.85759; 1.5: 26.2553; 1.6: 292.5; 1.7: 117; 1.8: 8.4594; 1.9: 975; 2: 31.051; 2.1: 94.6547; 2.2: 1004.3083; 2.3: 32.8045; 2.4: -978.0531; 2.5: -31.9469
| 2 | 45.05 | 1: 5.6182; 1.1: 26.491; 1.2: 0.035525; 1.3: 292.825; 1.4: 0.86434; 1.5: 26.491; 1.6: 292.825; 1.7: 117.13; 1.8: 8.4594; 1.9: 976.0833; 2: 31.0855; 2.1: 94.6566; 2.2: 1006.5214; 2.3: 32.8402; 2.4: -980.0303; 2.5: -31.9759
| 2 | 45.1 | 1: 5.6622; 1.1: 26.7281; 1.2: 0.035843; 1.3: 293.15; 1.4: 0.8711; 1.5: 26.7281; 1.6: 293.15; 1.7: 117.26; 1.8: 8.4594; 1.9: 977.1667; 2: 31.12; 2.1: 94.6585; 2.2: 1008.7368; 2.3: 32.876; 2.4: -982.0087; 2.5: -32.0049
| 2 | 45.15 | 1: 5.7063; 1.1: 26.9665; 1.2: 0.036163; 1.3: 293.475; 1.4: 0.8779; 1.5: 26.9665; 1.6: 293.475; 1.7: 117.39; 1.8: 8.4594; 1.9: 978.25; 2: 31.1545; 2.1: 94.6603; 2.2: 1010.9547; 2.3: 32.9118; 2.4: -983.9882; 2.5: -32.0339
| 2 | 45.2 | 1: 5.7507; 1.1: 27.2061; 1.2: 0.036484; 1.3: 293.8; 1.4: 0.88472; 1.5: 27.2061; 1.6: 293.8; 1.7: 117.52; 1.8: 8.4594; 1.9: 979.3333; 2: 31.189; 2.1: 94.6622; 2.2: 1013.175; 2.3: 32.9476; 2.4: -985.9689; 2.5: -32.0629
| 2 | 45.25 | 1: 5.7952; 1.1: 27.447; 1.2: 0.036807; 1.3: 294.125; 1.4: 0.89157; 1.5: 27.447; 1.6: 294.125; 1.7: 117.65; 1.8: 8.4594; 1.9: 980.4167; 2: 31.2235; 2.1: 94.6641; 2.2: 1015.3977; 2.3: 32.9834; 2.4: -987.9508; 2.5: -32.0919
| 2 | 45.3 | 1: 5.8399; 1.1: 27.6892; 1.2: 0.037132; 1.3: 294.45; 1.4: 0.89844; 1.5: 27.6892; 1.6: 294.45; 1.7: 117.78; 1.8: 8.4594; 1.9: 981.5; 2: 31.258; 2.1: 94.6659; 2.2: 1017.6229; 2.3: 33.0192; 2.4: -989.9337; 2.5: -32.1208
| 2 | 45.35 | 1: 5.8847; 1.1: 27.9326; 1.2: 0.037458; 1.3: 294.775; 1.4: 0.90534; 1.5: 27.9326; 1.6: 294.775; 1.7: 117.91; 1.8: 8.4594; 1.9: 982.5833; 2: 31.2925; 2.1: 94.6678; 2.2: 1019.8505; 2.3: 33.055; 2.4: -991.9179; 2.5: -32.1497
| 2 | 45.4 | 1: 5.9298; 1.1: 28.1774; 1.2: 0.037787; 1.3: 295.1; 1.4: 0.91227; 1.5: 28.1774; 1.6: 295.1; 1.7: 118.04; 1.8: 8.4594; 1.9: 983.6667; 2: 31.327; 2.1: 94.6697; 2.2: 1022.0805; 2.3: 33.0908; 2.4: -993.9032; 2.5: -32.1785
| 2 | 45.45 | 1: 5.975; 1.1: 28.4234; 1.2: 0.038116; 1.3: 295.425; 1.4: 0.91922; 1.5: 28.4234; 1.6: 295.425; 1.7: 118.17; 1.8: 8.4594; 1.9: 984.75; 2: 31.3615; 2.1: 94.6715; 2.2: 1024.313; 2.3: 33.1266; 2.4: -995.8896; 2.5: -32.2074
| 2 | 45.5 | 1: 6.0203; 1.1: 28.6708; 1.2: 0.038448; 1.3: 295.75; 1.4: 0.9262; 1.5: 28.6708; 1.6: 295.75; 1.7: 118.3; 1.8: 8.4594; 1.9: 985.8333; 2: 31.396; 2.1: 94.6734; 2.2: 1026.5479; 2.3: 33.1624; 2.4: -997.8771; 2.5: -32.2362
| 2 | 45.55 | 1: 6.0659; 1.1: 28.9194; 1.2: 0.038782; 1.3: 296.075; 1.4: 0.93321; 1.5: 28.9194; 1.6: 296.075; 1.7: 118.43; 1.8: 8.4594; 1.9: 986.9167; 2: 31.4305; 2.1: 94.6752; 2.2: 1028.7852; 2.3: 33.1982; 2.4: -999.8658; 2.5: -32.265
| 2 | 45.6 | 1: 6.1116; 1.1: 29.1694; 1.2: 0.039117; 1.3: 296.4; 1.4: 0.94024; 1.5: 29.1694; 1.6: 296.4; 1.7: 118.56; 1.8: 8.4594; 1.9: 988; 2: 31.465; 2.1: 94.677; 2.2: 1031.025; 2.3: 33.234; 2.4: -1001.8556; 2.5: -32.2938
| 2 | 45.65 | 1: 6.1575; 1.1: 29.4206; 1.2: 0.039454; 1.3: 296.725; 1.4: 0.9473; 1.5: 29.4206; 1.6: 296.725; 1.7: 118.69; 1.8: 8.4594; 1.9: 989.0833; 2: 31.4995; 2.1: 94.6789; 2.2: 1033.2671; 2.3: 33.2698; 2.4: -1003.8465; 2.5: -32.3225
| 2 | 45.7 | 1: 6.2035; 1.1: 29.6732; 1.2: 0.039792; 1.3: 297.05; 1.4: 0.95439; 1.5: 29.6732; 1.6: 297.05; 1.7: 118.82; 1.8: 8.4594; 1.9: 990.1667; 2: 31.534; 2.1: 94.6807; 2.2: 1035.5118; 2.3: 33.3056; 2.4: -1005.8386; 2.5: -32.3512
| 2 | 45.75 | 1: 6.2498; 1.1: 29.927; 1.2: 0.040133; 1.3: 297.375; 1.4: 0.9615; 1.5: 29.927; 1.6: 297.375; 1.7: 118.95; 1.8: 8.4594; 1.9: 991.25; 2: 31.5685; 2.1: 94.6826; 2.2: 1037.7588; 2.3: 33.3414; 2.4: -1007.8318; 2.5: -32.3799
| 2 | 45.8 | 1: 6.2962; 1.1: 30.1822; 1.2: 0.040475; 1.3: 297.7; 1.4: 0.96864; 1.5: 30.1822; 1.6: 297.7; 1.7: 119.08; 1.8: 8.4594; 1.9: 992.3333; 2: 31.603; 2.1: 94.6844; 2.2: 1040.0083; 2.3: 33.3772; 2.4: -1009.8261; 2.5: -32.4085
| 2 | 45.85 | 1: 6.3428; 1.1: 30.4387; 1.2: 0.040819; 1.3: 298.025; 1.4: 0.97581; 1.5: 30.4387; 1.6: 298.025; 1.7: 119.21; 1.8: 8.4594; 1.9: 993.4167; 2: 31.6375; 2.1: 94.6862; 2.2: 1042.2602; 2.3: 33.413; 2.4: -1011.8215; 2.5: -32.4372
| 2 | 45.9 | 1: 6.3895; 1.1: 30.6964; 1.2: 0.041165; 1.3: 298.35; 1.4: 0.983; 1.5: 30.6964; 1.6: 298.35; 1.7: 119.34; 1.8: 8.4594; 1.9: 994.5; 2: 31.672; 2.1: 94.688; 2.2: 1044.5145; 2.3: 33.4488; 2.4: -1013.8181; 2.5: -32.4658
| 2 | 45.95 | 1: 6.4364; 1.1: 30.9556; 1.2: 0.041512; 1.3: 298.675; 1.4: 0.99022; 1.5: 30.9556; 1.6: 298.675; 1.7: 119.47; 1.8: 8.4594; 1.9: 995.5833; 2: 31.7065; 2.1: 94.6899; 2.2: 1046.7713; 2.3: 33.4846; 2.4: -1015.8157; 2.5: -32.4943
| 2 | 46 | 1: 6.4835; 1.1: 31.216; 1.2: 0.041861; 1.3: 299; 1.4: 0.99746; 1.5: 31.216; 1.6: 299; 1.7: 119.6; 1.8: 8.4594; 1.9: 996.6667; 2: 31.741; 2.1: 94.6917; 2.2: 1049.0304; 2.3: 33.5203; 2.4: -1017.8145; 2.5: -32.5229
| 2 | 46.05 | 1: 6.5308; 1.1: 31.4777; 1.2: 0.042212; 1.3: 299.325; 1.4: 1.0047; 1.5: 31.4777; 1.6: 299.325; 1.7: 119.73; 1.8: 8.4594; 1.9: 997.75; 2: 31.7755; 2.1: 94.6935; 2.2: 1051.2921; 2.3: 33.5561; 2.4: -1019.8143; 2.5: -32.5514
| 2 | 46.1 | 1: 6.5782; 1.1: 31.7408; 1.2: 0.042565; 1.3: 299.65; 1.4: 1.012; 1.5: 31.7408; 1.6: 299.65; 1.7: 119.86; 1.8: 8.4594; 1.9: 998.8333; 2: 31.81; 2.1: 94.6953; 2.2: 1053.5561; 2.3: 33.5919; 2.4: -1021.8153; 2.5: -32.5799
| 2 | 46.15 | 1: 6.6258; 1.1: 32.0052; 1.2: 0.04292; 1.3: 299.975; 1.4: 1.0194; 1.5: 32.0052; 1.6: 299.975; 1.7: 119.99; 1.8: 8.4594; 1.9: 999.9167; 2: 31.8445; 2.1: 94.6971; 2.2: 1055.8226; 2.3: 33.6277; 2.4: -1023.8173; 2.5: -32.6084
| 2 | 46.2 | 1: 6.6736; 1.1: 32.271; 1.2: 0.043276; 1.3: 300.3; 1.4: 1.0267; 1.5: 32.271; 1.6: 300.3; 1.7: 120.12; 1.8: 8.4594; 1.9: 1001; 2: 31.879; 2.1: 94.6989; 2.2: 1058.0915; 2.3: 33.6635; 2.4: -1025.8205; 2.5: -32.6368
| 2 | 46.25 | 1: 6.7216; 1.1: 32.5381; 1.2: 0.043634; 1.3: 300.625; 1.4: 1.0341; 1.5: 32.5381; 1.6: 300.625; 1.7: 120.25; 1.8: 8.4594; 1.9: 1002.0833; 2: 31.9135; 2.1: 94.7007; 2.2: 1060.3628; 2.3: 33.6993; 2.4: -1027.8248; 2.5: -32.6652
| 2 | 46.3 | 1: 6.7697; 1.1: 32.8065; 1.2: 0.043994; 1.3: 300.95; 1.4: 1.0415; 1.5: 32.8065; 1.6: 300.95; 1.7: 120.38; 1.8: 8.4594; 1.9: 1003.1667; 2: 31.948; 2.1: 94.7025; 2.2: 1062.6366; 2.3: 33.7351; 2.4: -1029.8301; 2.5: -32.6936
| 2 | 46.35 | 1: 6.818; 1.1: 33.0762; 1.2: 0.044356; 1.3: 301.275; 1.4: 1.0489; 1.5: 33.0762; 1.6: 301.275; 1.7: 120.51; 1.8: 8.4594; 1.9: 1004.25; 2: 31.9825; 2.1: 94.7043; 2.2: 1064.9128; 2.3: 33.7709; 2.4: -1031.8365; 2.5: -32.722
| 2 | 46.4 | 1: 6.8665; 1.1: 33.3473; 1.2: 0.044719; 1.3: 301.6; 1.4: 1.0564; 1.5: 33.3473; 1.6: 301.6; 1.7: 120.64; 1.8: 8.4594; 1.9: 1005.3333; 2: 32.017; 2.1: 94.7061; 2.2: 1067.1914; 2.3: 33.8067; 2.4: -1033.8441; 2.5: -32.7503
| 2 | 46.45 | 1: 6.9151; 1.1: 33.6198; 1.2: 0.045085; 1.3: 301.925; 1.4: 1.0639; 1.5: 33.6198; 1.6: 301.925; 1.7: 120.77; 1.8: 8.4594; 1.9: 1006.4167; 2: 32.0515; 2.1: 94.7079; 2.2: 1069.4724; 2.3: 33.8425; 2.4: -1035.8527; 2.5: -32.7786
| 2 | 46.5 | 1: 6.964; 1.1: 33.8936; 1.2: 0.045452; 1.3: 302.25; 1.4: 1.0714; 1.5: 33.8936; 1.6: 302.25; 1.7: 120.9; 1.8: 8.4594; 1.9: 1007.5; 2: 32.086; 2.1: 94.7096; 2.2: 1071.7559; 2.3: 33.8783; 2.4: -1037.8624; 2.5: -32.8069
| 2 | 46.55 | 1: 7.0129; 1.1: 34.1687; 1.2: 0.045821; 1.3: 302.575; 1.4: 1.0789; 1.5: 34.1687; 1.6: 302.575; 1.7: 121.03; 1.8: 8.4594; 1.9: 1008.5833; 2: 32.1205; 2.1: 94.7114; 2.2: 1074.0418; 2.3: 33.9141; 2.4: -1039.8731; 2.5: -32.8351
| 2 | 46.6 | 1: 7.0621; 1.1: 34.4452; 1.2: 0.046192; 1.3: 302.9; 1.4: 1.0865; 1.5: 34.4452; 1.6: 302.9; 1.7: 121.16; 1.8: 8.4594; 1.9: 1009.6667; 2: 32.155; 2.1: 94.7132; 2.2: 1076.3302; 2.3: 33.9498; 2.4: -1041.885; 2.5: -32.8634
| 2 | 46.65 | 1: 7.1114; 1.1: 34.723; 1.2: 0.046564; 1.3: 303.225; 1.4: 1.0941; 1.5: 34.723; 1.6: 303.225; 1.7: 121.29; 1.8: 8.4594; 1.9: 1010.75; 2: 32.1895; 2.1: 94.715; 2.2: 1078.6209; 2.3: 33.9856; 2.4: -1043.8979; 2.5: -32.8916
| 2 | 46.7 | 1: 7.161; 1.1: 35.0022; 1.2: 0.046939; 1.3: 303.55; 1.4: 1.1017; 1.5: 35.0022; 1.6: 303.55; 1.7: 121.42; 1.8: 8.4594; 1.9: 1011.8333; 2: 32.224; 2.1: 94.7167; 2.2: 1080.9141; 2.3: 34.0214; 2.4: -1045.9119; 2.5: -32.9197
| 2 | 46.75 | 1: 7.2106; 1.1: 35.2828; 1.2: 0.047315; 1.3: 303.875; 1.4: 1.1093; 1.5: 35.2828; 1.6: 303.875; 1.7: 121.55; 1.8: 8.4594; 1.9: 1012.9167; 2: 32.2585; 2.1: 94.7185; 2.2: 1083.2098; 2.3: 34.0572; 2.4: -1047.9269; 2.5: -32.9479
| 2 | 46.8 | 1: 7.2605; 1.1: 35.5648; 1.2: 0.047693; 1.3: 304.2; 1.4: 1.117; 1.5: 35.5648; 1.6: 304.2; 1.7: 121.68; 1.8: 8.4594; 1.9: 1014; 2: 32.293; 2.1: 94.7203; 2.2: 1085.5078; 2.3: 34.093; 2.4: -1049.9431; 2.5: -32.976
| 2 | 46.85 | 1: 7.3105; 1.1: 35.8481; 1.2: 0.048073; 1.3: 304.525; 1.4: 1.1247; 1.5: 35.8481; 1.6: 304.525; 1.7: 121.81; 1.8: 8.4594; 1.9: 1015.0833; 2: 32.3275; 2.1: 94.722; 2.2: 1087.8083; 2.3: 34.1288; 2.4: -1051.9602; 2.5: -33.0041
| 2 | 46.9 | 1: 7.3607; 1.1: 36.1327; 1.2: 0.048455; 1.3: 304.85; 1.4: 1.1324; 1.5: 36.1327; 1.6: 304.85; 1.7: 121.94; 1.8: 8.4594; 1.9: 1016.1667; 2: 32.362; 2.1: 94.7238; 2.2: 1090.1112; 2.3: 34.1646; 2.4: -1053.9785; 2.5: -33.0322
| 2 | 46.95 | 1: 7.4111; 1.1: 36.4188; 1.2: 0.048838; 1.3: 305.175; 1.4: 1.1402; 1.5: 36.4188; 1.6: 305.175; 1.7: 122.07; 1.8: 8.4594; 1.9: 1017.25; 2: 32.3965; 2.1: 94.7255; 2.2: 1092.4165; 2.3: 34.2004; 2.4: -1055.9978; 2.5: -33.0602
| 2 | 47 | 1: 7.4616; 1.1: 36.7062; 1.2: 0.049224; 1.3: 305.5; 1.4: 1.1479; 1.5: 36.7062; 1.6: 305.5; 1.7: 122.2; 1.8: 8.4594; 1.9: 1018.3333; 2: 32.431; 2.1: 94.7273; 2.2: 1094.7243; 2.3: 34.2362; 2.4: -1058.0181; 2.5: -33.0882
| 2 | 47.05 | 1: 7.5123; 1.1: 36.995; 1.2: 0.049611; 1.3: 305.825; 1.4: 1.1557; 1.5: 36.995; 1.6: 305.825; 1.7: 122.33; 1.8: 8.4594; 1.9: 1019.4167; 2: 32.4655; 2.1: 94.729; 2.2: 1097.0345; 2.3: 34.272; 2.4: -1060.0395; 2.5: -33.1162
| 2 | 47.1 | 1: 7.5632; 1.1: 37.2852; 1.2: 0.05; 1.3: 306.15; 1.4: 1.1636; 1.5: 37.2852; 1.6: 306.15; 1.7: 122.46; 1.8: 8.4594; 1.9: 1020.5; 2: 32.5; 2.1: 94.7308; 2.2: 1099.3471; 2.3: 34.3077; 2.4: -1062.062; 2.5: -33.1442
| 2 | 47.15 | 1: 7.6143; 1.1: 37.5767; 1.2: 0.050391; 1.3: 306.475; 1.4: 1.1714; 1.5: 37.5767; 1.6: 306.475; 1.7: 122.59; 1.8: 8.4594; 1.9: 1021.5833; 2: 32.5345; 2.1: 94.7325; 2.2: 1101.6622; 2.3: 34.3435; 2.4: -1064.0855; 2.5: -33.1721
| 2 | 47.2 | 1: 7.6655; 1.1: 37.8697; 1.2: 0.050784; 1.3: 306.8; 1.4: 1.1793; 1.5: 37.8697; 1.6: 306.8; 1.7: 122.72; 1.8: 8.4594; 1.9: 1022.6667; 2: 32.569; 2.1: 94.7343; 2.2: 1103.9797; 2.3: 34.3793; 2.4: -1066.11; 2.5: -33.2
| 2 | 47.25 | 1: 7.7169; 1.1: 38.164; 1.2: 0.051179; 1.3: 307.125; 1.4: 1.1872; 1.5: 38.164; 1.6: 307.125; 1.7: 122.85; 1.8: 8.4594; 1.9: 1023.75; 2: 32.6035; 2.1: 94.736; 2.2: 1106.2996; 2.3: 34.4151; 2.4: -1068.1356; 2.5: -33.2279
| 2 | 47.3 | 1: 7.7685; 1.1: 38.4597; 1.2: 0.051575; 1.3: 307.45; 1.4: 1.1952; 1.5: 38.4597; 1.6: 307.45; 1.7: 122.98; 1.8: 8.4594; 1.9: 1024.8333; 2: 32.638; 2.1: 94.7377; 2.2: 1108.622; 2.3: 34.4509; 2.4: -1070.1622; 2.5: -33.2557
| 2 | 47.35 | 1: 7.8202; 1.1: 38.7569; 1.2: 0.051974; 1.3: 307.775; 1.4: 1.2031; 1.5: 38.7569; 1.6: 307.775; 1.7: 123.11; 1.8: 8.4594; 1.9: 1025.9167; 2: 32.6725; 2.1: 94.7395; 2.2: 1110.9467; 2.3: 34.4867; 2.4: -1072.1899; 2.5: -33.2836
| 2 | 47.4 | 1: 7.8722; 1.1: 39.0554; 1.2: 0.052374; 1.3: 308.1; 1.4: 1.2111; 1.5: 39.0554; 1.6: 308.1; 1.7: 123.24; 1.8: 8.4594; 1.9: 1027; 2: 32.707; 2.1: 94.7412; 2.2: 1113.2739; 2.3: 34.5225; 2.4: -1074.2186; 2.5: -33.3114
| 2 | 47.45 | 1: 7.9243; 1.1: 39.3553; 1.2: 0.052776; 1.3: 308.425; 1.4: 1.2191; 1.5: 39.3553; 1.6: 308.425; 1.7: 123.37; 1.8: 8.4594; 1.9: 1028.0833; 2: 32.7415; 2.1: 94.7429; 2.2: 1115.6036; 2.3: 34.5583; 2.4: -1076.2483; 2.5: -33.3391
| 2 | 47.5 | 1: 7.9765; 1.1: 39.6566; 1.2: 0.05318; 1.3: 308.75; 1.4: 1.2272; 1.5: 39.6566; 1.6: 308.75; 1.7: 123.5; 1.8: 8.4594; 1.9: 1029.1667; 2: 32.776; 2.1: 94.7446; 2.2: 1117.9356; 2.3: 34.5941; 2.4: -1078.279; 2.5: -33.3669
| 2 | 47.55 | 1: 8.029; 1.1: 39.9593; 1.2: 0.053586; 1.3: 309.075; 1.4: 1.2352; 1.5: 39.9593; 1.6: 309.075; 1.7: 123.63; 1.8: 8.4594; 1.9: 1030.25; 2: 32.8105; 2.1: 94.7463; 2.2: 1120.2701; 2.3: 34.6298; 2.4: -1080.3108; 2.5: -33.3946
| 2 | 47.6 | 1: 8.0816; 1.1: 40.2635; 1.2: 0.053994; 1.3: 309.4; 1.4: 1.2433; 1.5: 40.2635; 1.6: 309.4; 1.7: 123.76; 1.8: 8.4594; 1.9: 1031.3333; 2: 32.845; 2.1: 94.7481; 2.2: 1122.6071; 2.3: 34.6656; 2.4: -1082.3436; 2.5: -33.4223
| 2 | 47.65 | 1: 8.1344; 1.1: 40.569; 1.2: 0.054404; 1.3: 309.725; 1.4: 1.2514; 1.5: 40.569; 1.6: 309.725; 1.7: 123.89; 1.8: 8.4594; 1.9: 1032.4167; 2: 32.8795; 2.1: 94.7498; 2.2: 1124.9464; 2.3: 34.7014; 2.4: -1084.3774; 2.5: -33.45
| 2 | 47.7 | 1: 8.1873; 1.1: 40.876; 1.2: 0.054816; 1.3: 310.05; 1.4: 1.2596; 1.5: 40.876; 1.6: 310.05; 1.7: 124.02; 1.8: 8.4594; 1.9: 1033.5; 2: 32.914; 2.1: 94.7515; 2.2: 1127.2882; 2.3: 34.7372; 2.4: -1086.4122; 2.5: -33.4776
| 2 | 47.75 | 1: 8.2404; 1.1: 41.1843; 1.2: 0.055229; 1.3: 310.375; 1.4: 1.2678; 1.5: 41.1843; 1.6: 310.375; 1.7: 124.15; 1.8: 8.4594; 1.9: 1034.5833; 2: 32.9485; 2.1: 94.7532; 2.2: 1129.6324; 2.3: 34.773; 2.4: -1088.4481; 2.5: -33.5052
| 2 | 47.8 | 1: 8.2937; 1.1: 41.4941; 1.2: 0.055645; 1.3: 310.7; 1.4: 1.276; 1.5: 41.4941; 1.6: 310.7; 1.7: 124.28; 1.8: 8.4594; 1.9: 1035.6667; 2: 32.983; 2.1: 94.7549; 2.2: 1131.9791; 2.3: 34.8088; 2.4: -1090.4849; 2.5: -33.5328
| 2 | 47.85 | 1: 8.3472; 1.1: 41.8053; 1.2: 0.056062; 1.3: 311.025; 1.4: 1.2842; 1.5: 41.8053; 1.6: 311.025; 1.7: 124.41; 1.8: 8.4594; 1.9: 1036.75; 2: 33.0175; 2.1: 94.7566; 2.2: 1134.3281; 2.3: 34.8446; 2.4: -1092.5228; 2.5: -33.5604
| 2 | 47.9 | 1: 8.4009; 1.1: 42.118; 1.2: 0.056481; 1.3: 311.35; 1.4: 1.2924; 1.5: 42.118; 1.6: 311.35; 1.7: 124.54; 1.8: 8.4594; 1.9: 1037.8333; 2: 33.052; 2.1: 94.7583; 2.2: 1136.6796; 2.3: 34.8803; 2.4: -1094.5616; 2.5: -33.5879
| 2 | 47.95 | 1: 8.4547; 1.1: 42.432; 1.2: 0.056902; 1.3: 311.675; 1.4: 1.3007; 1.5: 42.432; 1.6: 311.675; 1.7: 124.67; 1.8: 8.4594; 1.9: 1038.9167; 2: 33.0865; 2.1: 94.76; 2.2: 1139.0336; 2.3: 34.9161; 2.4: -1096.6015; 2.5: -33.6154
| 2 | 48 | 1: 8.5087; 1.1: 42.7475; 1.2: 0.057325; 1.3: 312; 1.4: 1.309; 1.5: 42.7475; 1.6: 312; 1.7: 124.8; 1.8: 8.4594; 1.9: 1040; 2: 33.121; 2.1: 94.7617; 2.2: 1141.3899; 2.3: 34.9519; 2.4: -1098.6424; 2.5: -33.6429
| 2 | 48.05 | 1: 8.5628; 1.1: 43.0645; 1.2: 0.05775; 1.3: 312.325; 1.4: 1.3174; 1.5: 43.0645; 1.6: 312.325; 1.7: 124.93; 1.8: 8.4594; 1.9: 1041.0833; 2: 33.1555; 2.1: 94.7633; 2.2: 1143.7487; 2.3: 34.9877; 2.4: -1100.6843; 2.5: -33.6703
| 2 | 48.1 | 1: 8.6172; 1.1: 43.3828; 1.2: 0.058177; 1.3: 312.65; 1.4: 1.3257; 1.5: 43.3828; 1.6: 312.65; 1.7: 125.06; 1.8: 8.4594; 1.9: 1042.1667; 2: 33.19; 2.1: 94.765; 2.2: 1146.1099; 2.3: 35.0235; 2.4: -1102.7271; 2.5: -33.6978
| 2 | 48.15 | 1: 8.6717; 1.1: 43.7026; 1.2: 0.058606; 1.3: 312.975; 1.4: 1.3341; 1.5: 43.7026; 1.6: 312.975; 1.7: 125.19; 1.8: 8.4594; 1.9: 1043.25; 2: 33.2245; 2.1: 94.7667; 2.2: 1148.4736; 2.3: 35.0593; 2.4: -1104.771; 2.5: -33.7252
| 2 | 48.2 | 1: 8.7263; 1.1: 44.0238; 1.2: 0.059037; 1.3: 313.3; 1.4: 1.3425; 1.5: 44.0238; 1.6: 313.3; 1.7: 125.32; 1.8: 8.4594; 1.9: 1044.3333; 2: 33.259; 2.1: 94.7684; 2.2: 1150.8397; 2.3: 35.0951; 2.4: -1106.8158; 2.5: -33.7525
| 2 | 48.25 | 1: 8.7812; 1.1: 44.3465; 1.2: 0.05947; 1.3: 313.625; 1.4: 1.351; 1.5: 44.3465; 1.6: 313.625; 1.7: 125.45; 1.8: 8.4594; 1.9: 1045.4167; 2: 33.2935; 2.1: 94.7701; 2.2: 1153.2082; 2.3: 35.1308; 2.4: -1108.8617; 2.5: -33.7799
| 2 | 48.3 | 1: 8.8362; 1.1: 44.6706; 1.2: 0.059904; 1.3: 313.95; 1.4: 1.3594; 1.5: 44.6706; 1.6: 313.95; 1.7: 125.58; 1.8: 8.4594; 1.9: 1046.5; 2: 33.328; 2.1: 94.7717; 2.2: 1155.5791; 2.3: 35.1666; 2.4: -1110.9085; 2.5: -33.8072
| 2 | 48.35 | 1: 8.8914; 1.1: 44.9962; 1.2: 0.060341; 1.3: 314.275; 1.4: 1.3679; 1.5: 44.9962; 1.6: 314.275; 1.7: 125.71; 1.8: 8.4594; 1.9: 1047.5833; 2: 33.3625; 2.1: 94.7734; 2.2: 1157.9525; 2.3: 35.2024; 2.4: -1112.9563; 2.5: -33.8345
| 2 | 48.4 | 1: 8.9468; 1.1: 45.3232; 1.2: 0.060779; 1.3: 314.6; 1.4: 1.3764; 1.5: 45.3232; 1.6: 314.6; 1.7: 125.84; 1.8: 8.4594; 1.9: 1048.6667; 2: 33.397; 2.1: 94.7751; 2.2: 1160.3283; 2.3: 35.2382; 2.4: -1115.0051; 2.5: -33.8618
| 2 | 48.45 | 1: 9.0023; 1.1: 45.6517; 1.2: 0.06122; 1.3: 314.925; 1.4: 1.385; 1.5: 45.6517; 1.6: 314.925; 1.7: 125.97; 1.8: 8.4594; 1.9: 1049.75; 2: 33.4315; 2.1: 94.7767; 2.2: 1162.7065; 2.3: 35.274; 2.4: -1117.0548; 2.5: -33.889
| 2 | 48.5 | 1: 9.058; 1.1: 45.9816; 1.2: 0.061662; 1.3: 315.25; 1.4: 1.3935; 1.5: 45.9816; 1.6: 315.25; 1.7: 126.1; 1.8: 8.4594; 1.9: 1050.8333; 2: 33.466; 2.1: 94.7784; 2.2: 1165.0872; 2.3: 35.3098; 2.4: -1119.1056; 2.5: -33.9162
| 2 | 48.55 | 1: 9.1139; 1.1: 46.313; 1.2: 0.062107; 1.3: 315.575; 1.4: 1.4021; 1.5: 46.313; 1.6: 315.575; 1.7: 126.23; 1.8: 8.4594; 1.9: 1051.9167; 2: 33.5005; 2.1: 94.78; 2.2: 1167.4703; 2.3: 35.3456; 2.4: -1121.1573; 2.5: -33.9434
| 2 | 48.6 | 1: 9.17; 1.1: 46.6459; 1.2: 0.062553; 1.3: 315.9; 1.4: 1.4108; 1.5: 46.6459; 1.6: 315.9; 1.7: 126.36; 1.8: 8.4594; 1.9: 1053; 2: 33.535; 2.1: 94.7817; 2.2: 1169.8558; 2.3: 35.3813; 2.4: -1123.21; 2.5: -33.9706
| 2 | 48.65 | 1: 9.2262; 1.1: 46.9802; 1.2: 0.063001; 1.3: 316.225; 1.4: 1.4194; 1.5: 46.9802; 1.6: 316.225; 1.7: 126.49; 1.8: 8.4594; 1.9: 1054.0833; 2: 33.5695; 2.1: 94.7833; 2.2: 1172.2438; 2.3: 35.4171; 2.4: -1125.2636; 2.5: -33.9977
| 2 | 48.7 | 1: 9.2826; 1.1: 47.316; 1.2: 0.063452; 1.3: 316.55; 1.4: 1.4281; 1.5: 47.316; 1.6: 316.55; 1.7: 126.62; 1.8: 8.4594; 1.9: 1055.1667; 2: 33.604; 2.1: 94.785; 2.2: 1174.6342; 2.3: 35.4529; 2.4: -1127.3182; 2.5: -34.0248
| 2 | 48.75 | 1: 9.3392; 1.1: 47.6532; 1.2: 0.063904; 1.3: 316.875; 1.4: 1.4368; 1.5: 47.6532; 1.6: 316.875; 1.7: 126.75; 1.8: 8.4594; 1.9: 1056.25; 2: 33.6385; 2.1: 94.7866; 2.2: 1177.027; 2.3: 35.4887; 2.4: -1129.3738; 2.5: -34.0519
| 2 | 48.8 | 1: 9.3959; 1.1: 47.992; 1.2: 0.064358; 1.3: 317.2; 1.4: 1.4455; 1.5: 47.992; 1.6: 317.2; 1.7: 126.88; 1.8: 8.4594; 1.9: 1057.3333; 2: 33.673; 2.1: 94.7883; 2.2: 1179.4223; 2.3: 35.5245; 2.4: -1131.4303; 2.5: -34.079
| 2 | 48.85 | 1: 9.4529; 1.1: 48.3322; 1.2: 0.064814; 1.3: 317.525; 1.4: 1.4543; 1.5: 48.3322; 1.6: 317.525; 1.7: 127.01; 1.8: 8.4594; 1.9: 1058.4167; 2: 33.7075; 2.1: 94.7899; 2.2: 1181.82; 2.3: 35.5603; 2.4: -1133.4878; 2.5: -34.106
| 2 | 48.9 | 1: 9.51; 1.1: 48.6738; 1.2: 0.065273; 1.3: 317.85; 1.4: 1.4631; 1.5: 48.6738; 1.6: 317.85; 1.7: 127.14; 1.8: 8.4594; 1.9: 1059.5; 2: 33.742; 2.1: 94.7915; 2.2: 1184.2201; 2.3: 35.5961; 2.4: -1135.5462; 2.5: -34.133
| 2 | 48.95 | 1: 9.5672; 1.1: 49.017; 1.2: 0.065733; 1.3: 318.175; 1.4: 1.4719; 1.5: 49.017; 1.6: 318.175; 1.7: 127.27; 1.8: 8.4594; 1.9: 1060.5833; 2: 33.7765; 2.1: 94.7932; 2.2: 1186.6226; 2.3: 35.6318; 2.4: -1137.6056; 2.5: -34.16
| 2 | 49 | 1: 9.6247; 1.1: 49.3616; 1.2: 0.066195; 1.3: 318.5; 1.4: 1.4807; 1.5: 49.3616; 1.6: 318.5; 1.7: 127.4; 1.8: 8.4594; 1.9: 1061.6667; 2: 33.811; 2.1: 94.7948; 2.2: 1189.0276; 2.3: 35.6676; 2.4: -1139.666; 2.5: -34.1869
| 2 | 49.05 | 1: 9.6823; 1.1: 49.7078; 1.2: 0.066659; 1.3: 318.825; 1.4: 1.4896; 1.5: 49.7078; 1.6: 318.825; 1.7: 127.53; 1.8: 8.4594; 1.9: 1062.75; 2: 33.8455; 2.1: 94.7964; 2.2: 1191.435; 2.3: 35.7034; 2.4: -1141.7272; 2.5: -34.2138
| 2 | 49.1 | 1: 9.74; 1.1: 50.0554; 1.2: 0.067125; 1.3: 319.15; 1.4: 1.4985; 1.5: 50.0554; 1.6: 319.15; 1.7: 127.66; 1.8: 8.4594; 1.9: 1063.8333; 2: 33.88; 2.1: 94.798; 2.2: 1193.8449; 2.3: 35.7392; 2.4: -1143.7895; 2.5: -34.2407
| 2 | 49.15 | 1: 9.798; 1.1: 50.4045; 1.2: 0.067594; 1.3: 319.475; 1.4: 1.5074; 1.5: 50.4045; 1.6: 319.475; 1.7: 127.79; 1.8: 8.4594; 1.9: 1064.9167; 2: 33.9145; 2.1: 94.7996; 2.2: 1196.2571; 2.3: 35.775; 2.4: -1145.8526; 2.5: -34.2676
| 2 | 49.2 | 1: 9.8561; 1.1: 50.7551; 1.2: 0.068064; 1.3: 319.8; 1.4: 1.5163; 1.5: 50.7551; 1.6: 319.8; 1.7: 127.92; 1.8: 8.4594; 1.9: 1066; 2: 33.949; 2.1: 94.8013; 2.2: 1198.6719; 2.3: 35.8108; 2.4: -1147.9167; 2.5: -34.2944
| 2 | 49.25 | 1: 9.9144; 1.1: 51.1072; 1.2: 0.068536; 1.3: 320.125; 1.4: 1.5253; 1.5: 51.1072; 1.6: 320.125; 1.7: 128.05; 1.8: 8.4594; 1.9: 1067.0833; 2: 33.9835; 2.1: 94.8029; 2.2: 1201.089; 2.3: 35.8465; 2.4: -1149.9818; 2.5: -34.3212
| 2 | 49.3 | 1: 9.9729; 1.1: 51.4608; 1.2: 0.06901; 1.3: 320.45; 1.4: 1.5343; 1.5: 51.4608; 1.6: 320.45; 1.7: 128.18; 1.8: 8.4594; 1.9: 1068.1667; 2: 34.018; 2.1: 94.8045; 2.2: 1203.5086; 2.3: 35.8823; 2.4: -1152.0478; 2.5: -34.348
| 2 | 49.35 | 1: 10.0315; 1.1: 51.8159; 1.2: 0.069486; 1.3: 320.775; 1.4: 1.5433; 1.5: 51.8159; 1.6: 320.775; 1.7: 128.31; 1.8: 8.4594; 1.9: 1069.25; 2: 34.0525; 2.1: 94.8061; 2.2: 1205.9306; 2.3: 35.9181; 2.4: -1154.1147; 2.5: -34.3748
| 2 | 49.4 | 1: 10.0904; 1.1: 52.1725; 1.2: 0.069964; 1.3: 321.1; 1.4: 1.5524; 1.5: 52.1725; 1.6: 321.1; 1.7: 128.44; 1.8: 8.4594; 1.9: 1070.3333; 2: 34.087; 2.1: 94.8077; 2.2: 1208.355; 2.3: 35.9539; 2.4: -1156.1825; 2.5: -34.4015
| 2 | 49.45 | 1: 10.1493; 1.1: 52.5306; 1.2: 0.070445; 1.3: 321.425; 1.4: 1.5614; 1.5: 52.5306; 1.6: 321.425; 1.7: 128.57; 1.8: 8.4594; 1.9: 1071.4167; 2: 34.1215; 2.1: 94.8093; 2.2: 1210.7819; 2.3: 35.9897; 2.4: -1158.2513; 2.5: -34.4282
| 2 | 49.5 | 1: 10.2085; 1.1: 52.8903; 1.2: 0.070927; 1.3: 321.75; 1.4: 1.5705; 1.5: 52.8903; 1.6: 321.75; 1.7: 128.7; 1.8: 8.4594; 1.9: 1072.5; 2: 34.1561; 2.1: 94.8109; 2.2: 1213.2112; 2.3: 36.0255; 2.4: -1160.3209; 2.5: -34.4549
| 2 | 49.55 | 1: 10.2678; 1.1: 53.2514; 1.2: 0.071411; 1.3: 322.075; 1.4: 1.5797; 1.5: 53.2514; 1.6: 322.075; 1.7: 128.83; 1.8: 8.4594; 1.9: 1073.5833; 2: 34.1906; 2.1: 94.8125; 2.2: 1215.6429; 2.3: 36.0612; 2.4: -1162.3916; 2.5: -34.4816
| 2 | 49.6 | 1: 10.3273; 1.1: 53.6141; 1.2: 0.071898; 1.3: 322.4; 1.4: 1.5888; 1.5: 53.6141; 1.6: 322.4; 1.7: 128.96; 1.8: 8.4594; 1.9: 1074.6667; 2: 34.2251; 2.1: 94.8141; 2.2: 1218.0771; 2.3: 36.097; 2.4: -1164.4631; 2.5: -34.5082
| 2 | 49.65 | 1: 10.387; 1.1: 53.9782; 1.2: 0.072386; 1.3: 322.725; 1.4: 1.598; 1.5: 53.9782; 1.6: 322.725; 1.7: 129.09; 1.8: 8.4594; 1.9: 1075.75; 2: 34.2596; 2.1: 94.8157; 2.2: 1220.5137; 2.3: 36.1328; 2.4: -1166.5355; 2.5: -34.5348
| 2 | 49.7 | 1: 10.4469; 1.1: 54.3439; 1.2: 0.072876; 1.3: 323.05; 1.4: 1.6072; 1.5: 54.3439; 1.6: 323.05; 1.7: 129.22; 1.8: 8.4594; 1.9: 1076.8333; 2: 34.2941; 2.1: 94.8172; 2.2: 1222.9528; 2.3: 36.1686; 2.4: -1168.6089; 2.5: -34.5614
| 2 | 49.75 | 1: 10.5069; 1.1: 54.7111; 1.2: 0.073369; 1.3: 323.375; 1.4: 1.6164; 1.5: 54.7111; 1.6: 323.375; 1.7: 129.35; 1.8: 8.4594; 1.9: 1077.9167; 2: 34.3286; 2.1: 94.8188; 2.2: 1225.3943; 2.3: 36.2044; 2.4: -1170.6831; 2.5: -34.5879
| 2 | 49.8 | 1: 10.5671; 1.1: 55.0799; 1.2: 0.073863; 1.3: 323.7; 1.4: 1.6257; 1.5: 55.0799; 1.6: 323.7; 1.7: 129.48; 1.8: 8.4594; 1.9: 1079; 2: 34.3631; 2.1: 94.8204; 2.2: 1227.8382; 2.3: 36.2402; 2.4: -1172.7583; 2.5: -34.6144
| 2 | 49.85 | 1: 10.6275; 1.1: 55.4502; 1.2: 0.07436; 1.3: 324.025; 1.4: 1.635; 1.5: 55.4502; 1.6: 324.025; 1.7: 129.61; 1.8: 8.4594; 1.9: 1080.0833; 2: 34.3976; 2.1: 94.822; 2.2: 1230.2845; 2.3: 36.2759; 2.4: -1174.8344; 2.5: -34.6409
| 2 | 49.9 | 1: 10.688; 1.1: 55.822; 1.2: 0.074858; 1.3: 324.35; 1.4: 1.6443; 1.5: 55.822; 1.6: 324.35; 1.7: 129.74; 1.8: 8.4594; 1.9: 1081.1667; 2: 34.4321; 2.1: 94.8235; 2.2: 1232.7333; 2.3: 36.3117; 2.4: -1176.9113; 2.5: -34.6674
| 2 | 49.95 | 1: 10.7487; 1.1: 56.1953; 1.2: 0.075359; 1.3: 324.675; 1.4: 1.6536; 1.5: 56.1953; 1.6: 324.675; 1.7: 129.87; 1.8: 8.4594; 1.9: 1082.25; 2: 34.4666; 2.1: 94.8251; 2.2: 1235.1845; 2.3: 36.3475; 2.4: -1178.9892; 2.5: -34.6939
| 2 | 50 | 1: 10.8096; 1.1: 56.5702; 1.2: 0.075862; 1.3: 325; 1.4: 1.663; 1.5: 56.5702; 1.6: 325; 1.7: 130; 1.8: 8.4594; 1.9: 1083.3333; 2: 34.5011; 2.1: 94.8267; 2.2: 1237.6382; 2.3: 36.3833; 2.4: -1181.068; 2.5: -34.7203
| 2 | 50.05 | 1: 10.8706; 1.1: 56.9466; 1.2: 0.076367; 1.3: 325.325; 1.4: 1.6724; 1.5: 56.9466; 1.6: 325.325; 1.7: 130.13; 1.8: 8.4594; 1.9: 1084.4167; 2: 34.5356; 2.1: 94.8282; 2.2: 1240.0942; 2.3: 36.4191; 2.4: -1183.1476; 2.5: -34.7467
| 2 | 50.1 | 1: 10.9319; 1.1: 57.3246; 1.2: 0.076874; 1.3: 325.65; 1.4: 1.6818; 1.5: 57.3246; 1.6: 325.65; 1.7: 130.26; 1.8: 8.4594; 1.9: 1085.5; 2: 34.5701; 2.1: 94.8298; 2.2: 1242.5528; 2.3: 36.4549; 2.4: -1185.2282; 2.5: -34.773
| 2 | 50.15 | 1: 10.9933; 1.1: 57.7041; 1.2: 0.077382; 1.3: 325.975; 1.4: 1.6913; 1.5: 57.7041; 1.6: 325.975; 1.7: 130.39; 1.8: 8.4594; 1.9: 1086.5833; 2: 34.6046; 2.1: 94.8314; 2.2: 1245.0137; 2.3: 36.4906; 2.4: -1187.3096; 2.5: -34.7994
| 2 | 50.2 | 1: 11.0548; 1.1: 58.0851; 1.2: 0.077893; 1.3: 326.3; 1.4: 1.7007; 1.5: 58.0851; 1.6: 326.3; 1.7: 130.52; 1.8: 8.4594; 1.9: 1087.6667; 2: 34.6391; 2.1: 94.8329; 2.2: 1247.4771; 2.3: 36.5264; 2.4: -1189.392; 2.5: -34.8257
| 2 | 50.25 | 1: 11.1166; 1.1: 58.4677; 1.2: 0.078407; 1.3: 326.625; 1.4: 1.7102; 1.5: 58.4677; 1.6: 326.625; 1.7: 130.65; 1.8: 8.4594; 1.9: 1088.75; 2: 34.6736; 2.1: 94.8345; 2.2: 1249.9429; 2.3: 36.5622; 2.4: -1191.4752; 2.5: -34.852
| 2 | 50.3 | 1: 11.1785; 1.1: 58.8519; 1.2: 0.078922; 1.3: 326.95; 1.4: 1.7198; 1.5: 58.8519; 1.6: 326.95; 1.7: 130.78; 1.8: 8.4594; 1.9: 1089.8333; 2: 34.7081; 2.1: 94.836; 2.2: 1252.4112; 2.3: 36.598; 2.4: -1193.5593; 2.5: -34.8782
| 2 | 50.35 | 1: 11.2406; 1.1: 59.2376; 1.2: 0.079439; 1.3: 327.275; 1.4: 1.7293; 1.5: 59.2376; 1.6: 327.275; 1.7: 130.91; 1.8: 8.4594; 1.9: 1090.9167; 2: 34.7426; 2.1: 94.8375; 2.2: 1254.8819; 2.3: 36.6338; 2.4: -1195.6443; 2.5: -34.9044
| 2 | 50.4 | 1: 11.3029; 1.1: 59.6249; 1.2: 0.079958; 1.3: 327.6; 1.4: 1.7389; 1.5: 59.6249; 1.6: 327.6; 1.7: 131.04; 1.8: 8.4594; 1.9: 1092; 2: 34.7771; 2.1: 94.8391; 2.2: 1257.355; 2.3: 36.6696; 2.4: -1197.7301; 2.5: -34.9307
| 2 | 50.45 | 1: 11.3653; 1.1: 60.0137; 1.2: 0.08048; 1.3: 327.925; 1.4: 1.7485; 1.5: 60.0137; 1.6: 327.925; 1.7: 131.17; 1.8: 8.4594; 1.9: 1093.0833; 2: 34.8116; 2.1: 94.8406; 2.2: 1259.8306; 2.3: 36.7053; 2.4: -1199.8169; 2.5: -34.9568
| 2 | 50.5 | 1: 11.4279; 1.1: 60.4041; 1.2: 0.081003; 1.3: 328.25; 1.4: 1.7581; 1.5: 60.4041; 1.6: 328.25; 1.7: 131.3; 1.8: 8.4594; 1.9: 1094.1667; 2: 34.8461; 2.1: 94.8422; 2.2: 1262.3086; 2.3: 36.7411; 2.4: -1201.9045; 2.5: -34.983
| 2 | 50.55 | 1: 11.4907; 1.1: 60.7961; 1.2: 0.081529; 1.3: 328.575; 1.4: 1.7678; 1.5: 60.7961; 1.6: 328.575; 1.7: 131.43; 1.8: 8.4594; 1.9: 1095.25; 2: 34.8806; 2.1: 94.8437; 2.2: 1264.7891; 2.3: 36.7769; 2.4: -1203.993; 2.5: -35.0091
| 2 | 50.6 | 1: 11.5536; 1.1: 61.1896; 1.2: 0.082057; 1.3: 328.9; 1.4: 1.7775; 1.5: 61.1896; 1.6: 328.9; 1.7: 131.56; 1.8: 8.4594; 1.9: 1096.3333; 2: 34.9151; 2.1: 94.8452; 2.2: 1267.2719; 2.3: 36.8127; 2.4: -1206.0823; 2.5: -35.0352
| 2 | 50.65 | 1: 11.6168; 1.1: 61.5847; 1.2: 0.082587; 1.3: 329.225; 1.4: 1.7872; 1.5: 61.5847; 1.6: 329.225; 1.7: 131.69; 1.8: 8.4594; 1.9: 1097.4167; 2: 34.9496; 2.1: 94.8467; 2.2: 1269.7573; 2.3: 36.8485; 2.4: -1208.1725; 2.5: -35.0613
| 2 | 50.7 | 1: 11.6801; 1.1: 61.9814; 1.2: 0.083118; 1.3: 329.55; 1.4: 1.7969; 1.5: 61.9814; 1.6: 329.55; 1.7: 131.82; 1.8: 8.4594; 1.9: 1098.5; 2: 34.9841; 2.1: 94.8483; 2.2: 1272.245; 2.3: 36.8843; 2.4: -1210.2636; 2.5: -35.0873
| 2 | 50.75 | 1: 11.7435; 1.1: 62.3797; 1.2: 0.083653; 1.3: 329.875; 1.4: 1.8067; 1.5: 62.3797; 1.6: 329.875; 1.7: 131.95; 1.8: 8.4594; 1.9: 1099.5833; 2: 35.0186; 2.1: 94.8498; 2.2: 1274.7352; 2.3: 36.92; 2.4: -1212.3555; 2.5: -35.1133
| 2 | 50.8 | 1: 11.8072; 1.1: 62.7795; 1.2: 0.084189; 1.3: 330.2; 1.4: 1.8165; 1.5: 62.7795; 1.6: 330.2; 1.7: 132.08; 1.8: 8.4594; 1.9: 1100.6667; 2: 35.0531; 2.1: 94.8513; 2.2: 1277.2278; 2.3: 36.9558; 2.4: -1214.4483; 2.5: -35.1393
| 2 | 50.85 | 1: 11.871; 1.1: 63.181; 1.2: 0.084727; 1.3: 330.525; 1.4: 1.8263; 1.5: 63.181; 1.6: 330.525; 1.7: 132.21; 1.8: 8.4594; 1.9: 1101.75; 2: 35.0876; 2.1: 94.8528; 2.2: 1279.7229; 2.3: 36.9916; 2.4: -1216.5419; 2.5: -35.1653
| 2 | 50.9 | 1: 11.935; 1.1: 63.584; 1.2: 0.085268; 1.3: 330.85; 1.4: 1.8362; 1.5: 63.584; 1.6: 330.85; 1.7: 132.34; 1.8: 8.4594; 1.9: 1102.8333; 2: 35.1221; 2.1: 94.8543; 2.2: 1282.2204; 2.3: 37.0274; 2.4: -1218.6364; 2.5: -35.1912
| 2 | 50.95 | 1: 11.9991; 1.1: 63.9886; 1.2: 0.08581; 1.3: 331.175; 1.4: 1.846; 1.5: 63.9886; 1.6: 331.175; 1.7: 132.47; 1.8: 8.4594; 1.9: 1103.9167; 2: 35.1566; 2.1: 94.8558; 2.2: 1284.7204; 2.3: 37.0632; 2.4: -1220.7318; 2.5: -35.2172
| 2 | 51 | 1: 12.0635; 1.1: 64.3948; 1.2: 0.086355; 1.3: 331.5; 1.4: 1.8559; 1.5: 64.3948; 1.6: 331.5; 1.7: 132.6; 1.8: 8.4594; 1.9: 1105; 2: 35.1911; 2.1: 94.8573; 2.2: 1287.2228; 2.3: 37.099; 2.4: -1222.828; 2.5: -35.243
| 2 | 51.05 | 1: 12.128; 1.1: 64.8026; 1.2: 0.086902; 1.3: 331.825; 1.4: 1.8658; 1.5: 64.8026; 1.6: 331.825; 1.7: 132.73; 1.8: 8.4594; 1.9: 1106.0833; 2: 35.2256; 2.1: 94.8588; 2.2: 1289.7276; 2.3: 37.1347; 2.4: -1224.925; 2.5: -35.2689
| 2 | 51.1 | 1: 12.1926; 1.1: 65.212; 1.2: 0.087451; 1.3: 332.15; 1.4: 1.8758; 1.5: 65.212; 1.6: 332.15; 1.7: 132.86; 1.8: 8.4594; 1.9: 1107.1667; 2: 35.2601; 2.1: 94.8603; 2.2: 1292.2349; 2.3: 37.1705; 2.4: -1227.0229; 2.5: -35.2947
| 2 | 51.15 | 1: 12.2575; 1.1: 65.623; 1.2: 0.088002; 1.3: 332.475; 1.4: 1.8858; 1.5: 65.623; 1.6: 332.475; 1.7: 132.99; 1.8: 8.4594; 1.9: 1108.25; 2: 35.2946; 2.1: 94.8618; 2.2: 1294.7446; 2.3: 37.2063; 2.4: -1229.1216; 2.5: -35.3206
| 2 | 51.2 | 1: 12.3225; 1.1: 66.0355; 1.2: 0.088555; 1.3: 332.8; 1.4: 1.8958; 1.5: 66.0355; 1.6: 332.8; 1.7: 133.12; 1.8: 8.4594; 1.9: 1109.3333; 2: 35.3291; 2.1: 94.8633; 2.2: 1297.2567; 2.3: 37.2421; 2.4: -1231.2212; 2.5: -35.3463
| 2 | 51.25 | 1: 12.3877; 1.1: 66.4497; 1.2: 0.089111; 1.3: 333.125; 1.4: 1.9058; 1.5: 66.4497; 1.6: 333.125; 1.7: 133.25; 1.8: 8.4594; 1.9: 1110.4167; 2: 35.3636; 2.1: 94.8648; 2.2: 1299.7713; 2.3: 37.2779; 2.4: -1233.3216; 2.5: -35.3721
| 2 | 51.3 | 1: 12.4531; 1.1: 66.8655; 1.2: 0.089668; 1.3: 333.45; 1.4: 1.9159; 1.5: 66.8655; 1.6: 333.45; 1.7: 133.38; 1.8: 8.4594; 1.9: 1111.5; 2: 35.3981; 2.1: 94.8663; 2.2: 1302.2883; 2.3: 37.3137; 2.4: -1235.4228; 2.5: -35.3978
| 2 | 51.35 | 1: 12.5186; 1.1: 67.283; 1.2: 0.090228; 1.3: 333.775; 1.4: 1.9259; 1.5: 67.283; 1.6: 333.775; 1.7: 133.51; 1.8: 8.4594; 1.9: 1112.5833; 2: 35.4326; 2.1: 94.8677; 2.2: 1304.8078; 2.3: 37.3495; 2.4: -1237.5248; 2.5: -35.4235
| 2 | 51.4 | 1: 12.5843; 1.1: 67.702; 1.2: 0.09079; 1.3: 334.1; 1.4: 1.936; 1.5: 67.702; 1.6: 334.1; 1.7: 133.64; 1.8: 8.4594; 1.9: 1113.6667; 2: 35.4671; 2.1: 94.8692; 2.2: 1307.3297; 2.3: 37.3852; 2.4: -1239.6277; 2.5: -35.4492
| 2 | 51.45 | 1: 12.6502; 1.1: 68.1226; 1.2: 0.091354; 1.3: 334.425; 1.4: 1.9462; 1.5: 68.1226; 1.6: 334.425; 1.7: 133.77; 1.8: 8.4594; 1.9: 1114.75; 2: 35.5016; 2.1: 94.8707; 2.2: 1309.854; 2.3: 37.421; 2.4: -1241.7314; 2.5: -35.4748
| 2 | 51.5 | 1: 12.7163; 1.1: 68.5449; 1.2: 0.09192; 1.3: 334.75; 1.4: 1.9563; 1.5: 68.5449; 1.6: 334.75; 1.7: 133.9; 1.8: 8.4594; 1.9: 1115.8333; 2: 35.5361; 2.1: 94.8722; 2.2: 1312.3808; 2.3: 37.4568; 2.4: -1243.836; 2.5: -35.5005
| 2 | 51.55 | 1: 12.7825; 1.1: 68.9688; 1.2: 0.092489; 1.3: 335.075; 1.4: 1.9665; 1.5: 68.9688; 1.6: 335.075; 1.7: 134.03; 1.8: 8.4594; 1.9: 1116.9167; 2: 35.5706; 2.1: 94.8736; 2.2: 1314.9101; 2.3: 37.4926; 2.4: -1245.9413; 2.5: -35.5261
| 2 | 51.6 | 1: 12.8489; 1.1: 69.3943; 1.2: 0.093059; 1.3: 335.4; 1.4: 1.9768; 1.5: 69.3943; 1.6: 335.4; 1.7: 134.16; 1.8: 8.4594; 1.9: 1118; 2: 35.6051; 2.1: 94.8751; 2.2: 1317.4417; 2.3: 37.5284; 2.4: -1248.0475; 2.5: -35.5516
| 2 | 51.65 | 1: 12.9155; 1.1: 69.8214; 1.2: 0.093632; 1.3: 335.725; 1.4: 1.987; 1.5: 69.8214; 1.6: 335.725; 1.7: 134.29; 1.8: 8.4594; 1.9: 1119.0833; 2: 35.6396; 2.1: 94.8765; 2.2: 1319.9759; 2.3: 37.5642; 2.4: -1250.1545; 2.5: -35.5772
| 2 | 51.7 | 1: 12.9822; 1.1: 70.2502; 1.2: 0.094207; 1.3: 336.05; 1.4: 1.9973; 1.5: 70.2502; 1.6: 336.05; 1.7: 134.42; 1.8: 8.4594; 1.9: 1120.1667; 2: 35.6741; 2.1: 94.878; 2.2: 1322.5124; 2.3: 37.6; 2.4: -1252.2622; 2.5: -35.6027
| 2 | 51.75 | 1: 13.0491; 1.1: 70.6806; 1.2: 0.094784; 1.3: 336.375; 1.4: 2.0076; 1.5: 70.6806; 1.6: 336.375; 1.7: 134.55; 1.8: 8.4594; 1.9: 1121.25; 2: 35.7086; 2.1: 94.8795; 2.2: 1325.0514; 2.3: 37.6358; 2.4: -1254.3709; 2.5: -35.6282
| 2 | 51.8 | 1: 13.1162; 1.1: 71.1126; 1.2: 0.095364; 1.3: 336.7; 1.4: 2.0179; 1.5: 71.1126; 1.6: 336.7; 1.7: 134.68; 1.8: 8.4594; 1.9: 1122.3333; 2: 35.7431; 2.1: 94.8809; 2.2: 1327.5929; 2.3: 37.6715; 2.4: -1256.4803; 2.5: -35.6537
| 2 | 51.85 | 1: 13.1835; 1.1: 71.5463; 1.2: 0.095945; 1.3: 337.025; 1.4: 2.0282; 1.5: 71.5463; 1.6: 337.025; 1.7: 134.81; 1.8: 8.4594; 1.9: 1123.4167; 2: 35.7776; 2.1: 94.8824; 2.2: 1330.1367; 2.3: 37.7073; 2.4: -1258.5905; 2.5: -35.6791
| 2 | 51.9 | 1: 13.2509; 1.1: 71.9816; 1.2: 0.096529; 1.3: 337.35; 1.4: 2.0386; 1.5: 71.9816; 1.6: 337.35; 1.7: 134.94; 1.8: 8.4594; 1.9: 1124.5; 2: 35.8121; 2.1: 94.8838; 2.2: 1332.6831; 2.3: 37.7431; 2.4: -1260.7015; 2.5: -35.7045
| 2 | 51.95 | 1: 13.3185; 1.1: 72.4185; 1.2: 0.097115; 1.3: 337.675; 1.4: 2.049; 1.5: 72.4185; 1.6: 337.675; 1.7: 135.07; 1.8: 8.4594; 1.9: 1125.5833; 2: 35.8466; 2.1: 94.8852; 2.2: 1335.2319; 2.3: 37.7789; 2.4: -1262.8133; 2.5: -35.7299
| 2 | 52 | 1: 13.3863; 1.1: 72.8571; 1.2: 0.097703; 1.3: 338; 1.4: 2.0594; 1.5: 72.8571; 1.6: 338; 1.7: 135.2; 1.8: 8.4594; 1.9: 1126.6667; 2: 35.8811; 2.1: 94.8867; 2.2: 1337.7831; 2.3: 37.8147; 2.4: -1264.9259; 2.5: -35.7553
| 2 | 52.05 | 1: 13.4542; 1.1: 73.2974; 1.2: 0.098293; 1.3: 338.325; 1.4: 2.0699; 1.5: 73.2974; 1.6: 338.325; 1.7: 135.33; 1.8: 8.4594; 1.9: 1127.75; 2: 35.9156; 2.1: 94.8881; 2.2: 1340.3367; 2.3: 37.8505; 2.4: -1267.0394; 2.5: -35.7806
| 2 | 52.1 | 1: 13.5224; 1.1: 73.7393; 1.2: 0.098886; 1.3: 338.65; 1.4: 2.0804; 1.5: 73.7393; 1.6: 338.65; 1.7: 135.46; 1.8: 8.4594; 1.9: 1128.8333; 2: 35.9501; 2.1: 94.8895; 2.2: 1342.8928; 2.3: 37.8863; 2.4: -1269.1536; 2.5: -35.8059
| 2 | 52.15 | 1: 13.5907; 1.1: 74.1828; 1.2: 0.099481; 1.3: 338.975; 1.4: 2.0909; 1.5: 74.1828; 1.6: 338.975; 1.7: 135.59; 1.8: 8.4594; 1.9: 1129.9167; 2: 35.9846; 2.1: 94.891; 2.2: 1345.4514; 2.3: 37.9221; 2.4: -1271.2686; 2.5: -35.8312
| 2 | 52.2 | 1: 13.6591; 1.1: 74.628; 1.2: 0.10008; 1.3: 339.3; 1.4: 2.1014; 1.5: 74.628; 1.6: 339.3; 1.7: 135.72; 1.8: 8.4594; 1.9: 1131; 2: 36.0191; 2.1: 94.8924; 2.2: 1348.0124; 2.3: 37.9579; 2.4: -1273.3844; 2.5: -35.8564
| 2 | 52.25 | 1: 13.7278; 1.1: 75.0749; 1.2: 0.10068; 1.3: 339.625; 1.4: 2.112; 1.5: 75.0749; 1.6: 339.625; 1.7: 135.85; 1.8: 8.4594; 1.9: 1132.0833; 2: 36.0536; 2.1: 94.8938; 2.2: 1350.5758; 2.3: 37.9936; 2.4: -1275.5009; 2.5: -35.8817
| 2 | 52.3 | 1: 13.7966; 1.1: 75.5234; 1.2: 0.10128; 1.3: 339.95; 1.4: 2.1226; 1.5: 75.5234; 1.6: 339.95; 1.7: 135.98; 1.8: 8.4594; 1.9: 1133.1667; 2: 36.0881; 2.1: 94.8952; 2.2: 1353.1417; 2.3: 38.0294; 2.4: -1277.6183; 2.5: -35.9069
| 2 | 52.35 | 1: 13.8656; 1.1: 75.9736; 1.2: 0.10188; 1.3: 340.275; 1.4: 2.1332; 1.5: 75.9736; 1.6: 340.275; 1.7: 136.11; 1.8: 8.4594; 1.9: 1134.25; 2: 36.1226; 2.1: 94.8966; 2.2: 1355.71; 2.3: 38.0652; 2.4: -1279.7364; 2.5: -35.9321
| 2 | 52.4 | 1: 13.9347; 1.1: 76.4255; 1.2: 0.10249; 1.3: 340.6; 1.4: 2.1438; 1.5: 76.4255; 1.6: 340.6; 1.7: 136.24; 1.8: 8.4594; 1.9: 1135.3333; 2: 36.1571; 2.1: 94.898; 2.2: 1358.2808; 2.3: 38.101; 2.4: -1281.8554; 2.5: -35.9572
| 2 | 52.45 | 1: 14.0041; 1.1: 76.879; 1.2: 0.1031; 1.3: 340.925; 1.4: 2.1545; 1.5: 76.879; 1.6: 340.925; 1.7: 136.37; 1.8: 8.4594; 1.9: 1136.4167; 2: 36.1916; 2.1: 94.8994; 2.2: 1360.854; 2.3: 38.1368; 2.4: -1283.9751; 2.5: -35.9823
| 2 | 52.5 | 1: 14.0736; 1.1: 77.3342; 1.2: 0.10371; 1.3: 341.25; 1.4: 2.1652; 1.5: 77.3342; 1.6: 341.25; 1.7: 136.5; 1.8: 8.4594; 1.9: 1137.5; 2: 36.2261; 2.1: 94.9008; 2.2: 1363.4297; 2.3: 38.1726; 2.4: -1286.0955; 2.5: -36.0074
| 2 | 52.55 | 1: 14.1432; 1.1: 77.7911; 1.2: 0.10432; 1.3: 341.575; 1.4: 2.1759; 1.5: 77.7911; 1.6: 341.575; 1.7: 136.63; 1.8: 8.4594; 1.9: 1138.5833; 2: 36.2606; 2.1: 94.9022; 2.2: 1366.0078; 2.3: 38.2084; 2.4: -1288.2168; 2.5: -36.0325
| 2 | 52.6 | 1: 14.2131; 1.1: 78.2496; 1.2: 0.10493; 1.3: 341.9; 1.4: 2.1866; 1.5: 78.2496; 1.6: 341.9; 1.7: 136.76; 1.8: 8.4594; 1.9: 1139.6667; 2: 36.2951; 2.1: 94.9036; 2.2: 1368.5884; 2.3: 38.2442; 2.4: -1290.3388; 2.5: -36.0576
| 2 | 52.65 | 1: 14.2831; 1.1: 78.7099; 1.2: 0.10555; 1.3: 342.225; 1.4: 2.1974; 1.5: 78.7099; 1.6: 342.225; 1.7: 136.89; 1.8: 8.4594; 1.9: 1140.75; 2: 36.3296; 2.1: 94.905; 2.2: 1371.1714; 2.3: 38.28; 2.4: -1292.4616; 2.5: -36.0826
| 2 | 52.7 | 1: 14.3533; 1.1: 79.1718; 1.2: 0.10617; 1.3: 342.55; 1.4: 2.2082; 1.5: 79.1718; 1.6: 342.55; 1.7: 137.02; 1.8: 8.4594; 1.9: 1141.8333; 2: 36.3641; 2.1: 94.9064; 2.2: 1373.7569; 2.3: 38.3158; 2.4: -1294.5851; 2.5: -36.1076
| 2 | 52.75 | 1: 14.4237; 1.1: 79.6354; 1.2: 0.10679; 1.3: 342.875; 1.4: 2.219; 1.5: 79.6354; 1.6: 342.875; 1.7: 137.15; 1.8: 8.4594; 1.9: 1142.9167; 2: 36.3986; 2.1: 94.9078; 2.2: 1376.3448; 2.3: 38.3516; 2.4: -1296.7094; 2.5: -36.1325
| 2 | 52.8 | 1: 14.4942; 1.1: 80.1007; 1.2: 0.10742; 1.3: 343.2; 1.4: 2.2299; 1.5: 80.1007; 1.6: 343.2; 1.7: 137.28; 1.8: 8.4594; 1.9: 1144; 2: 36.4331; 2.1: 94.9092; 2.2: 1378.9352; 2.3: 38.3874; 2.4: -1298.8345; 2.5: -36.1575
| 2 | 52.85 | 1: 14.5649; 1.1: 80.5677; 1.2: 0.10804; 1.3: 343.525; 1.4: 2.2408; 1.5: 80.5677; 1.6: 343.525; 1.7: 137.41; 1.8: 8.4594; 1.9: 1145.0833; 2: 36.4676; 2.1: 94.9106; 2.2: 1381.528; 2.3: 38.4231; 2.4: -1300.9603; 2.5: -36.1824
| 2 | 52.9 | 1: 14.6358; 1.1: 81.0364; 1.2: 0.10867; 1.3: 343.85; 1.4: 2.2517; 1.5: 81.0364; 1.6: 343.85; 1.7: 137.54; 1.8: 8.4594; 1.9: 1146.1667; 2: 36.5021; 2.1: 94.9119; 2.2: 1384.1232; 2.3: 38.4589; 2.4: -1303.0869; 2.5: -36.2073
| 2 | 52.95 | 1: 14.7068; 1.1: 81.5067; 1.2: 0.1093; 1.3: 344.175; 1.4: 2.2626; 1.5: 81.5067; 1.6: 344.175; 1.7: 137.67; 1.8: 8.4594; 1.9: 1147.25; 2: 36.5366; 2.1: 94.9133; 2.2: 1386.7209; 2.3: 38.4947; 2.4: -1305.2142; 2.5: -36.2321
| 2 | 53 | 1: 14.7781; 1.1: 81.9788; 1.2: 0.10994; 1.3: 344.5; 1.4: 2.2735; 1.5: 81.9788; 1.6: 344.5; 1.7: 137.8; 1.8: 8.4594; 1.9: 1148.3333; 2: 36.5711; 2.1: 94.9147; 2.2: 1389.3211; 2.3: 38.5305; 2.4: -1307.3423; 2.5: -36.257
| 2 | 53.05 | 1: 14.8495; 1.1: 82.4526; 1.2: 0.11057; 1.3: 344.825; 1.4: 2.2845; 1.5: 82.4526; 1.6: 344.825; 1.7: 137.93; 1.8: 8.4594; 1.9: 1149.4167; 2: 36.6056; 2.1: 94.916; 2.2: 1391.9237; 2.3: 38.5663; 2.4: -1309.4711; 2.5: -36.2818
| 2 | 53.1 | 1: 14.921; 1.1: 82.9281; 1.2: 0.11121; 1.3: 345.15; 1.4: 2.2955; 1.5: 82.9281; 1.6: 345.15; 1.7: 138.06; 1.8: 8.4594; 1.9: 1150.5; 2: 36.6401; 2.1: 94.9174; 2.2: 1394.5287; 2.3: 38.6021; 2.4: -1311.6007; 2.5: -36.3066
| 2 | 53.15 | 1: 14.9928; 1.1: 83.4053; 1.2: 0.11185; 1.3: 345.475; 1.4: 2.3066; 1.5: 83.4053; 1.6: 345.475; 1.7: 138.19; 1.8: 8.4594; 1.9: 1151.5833; 2: 36.6746; 2.1: 94.9187; 2.2: 1397.1362; 2.3: 38.6379; 2.4: -1313.731; 2.5: -36.3313
| 2 | 53.2 | 1: 15.0647; 1.1: 83.8842; 1.2: 0.11249; 1.3: 345.8; 1.4: 2.3176; 1.5: 83.8842; 1.6: 345.8; 1.7: 138.32; 1.8: 8.4594; 1.9: 1152.6667; 2: 36.7091; 2.1: 94.9201; 2.2: 1399.7462; 2.3: 38.6737; 2.4: -1315.862; 2.5: -36.3561
| 2 | 53.25 | 1: 15.1368; 1.1: 84.3648; 1.2: 0.11314; 1.3: 346.125; 1.4: 2.3287; 1.5: 84.3648; 1.6: 346.125; 1.7: 138.45; 1.8: 8.4594; 1.9: 1153.75; 2: 36.7436; 2.1: 94.9214; 2.2: 1402.3586; 2.3: 38.7095; 2.4: -1317.9938; 2.5: -36.3808
| 2 | 53.3 | 1: 15.209; 1.1: 84.8471; 1.2: 0.11378; 1.3: 346.45; 1.4: 2.3399; 1.5: 84.8471; 1.6: 346.45; 1.7: 138.58; 1.8: 8.4594; 1.9: 1154.8333; 2: 36.7781; 2.1: 94.9228; 2.2: 1404.9735; 2.3: 38.7453; 2.4: -1320.1263; 2.5: -36.4055
| 2 | 53.35 | 1: 15.2815; 1.1: 85.3312; 1.2: 0.11443; 1.3: 346.775; 1.4: 2.351; 1.5: 85.3312; 1.6: 346.775; 1.7: 138.71; 1.8: 8.4594; 1.9: 1155.9167; 2: 36.8126; 2.1: 94.9241; 2.2: 1407.5908; 2.3: 38.7811; 2.4: -1322.2596; 2.5: -36.4301
| 2 | 53.4 | 1: 15.3541; 1.1: 85.817; 1.2: 0.11508; 1.3: 347.1; 1.4: 2.3622; 1.5: 85.817; 1.6: 347.1; 1.7: 138.84; 1.8: 8.4594; 1.9: 1157; 2: 36.8471; 2.1: 94.9255; 2.2: 1410.2106; 2.3: 38.8169; 2.4: -1324.3936; 2.5: -36.4547
| 2 | 53.45 | 1: 15.4268; 1.1: 86.3045; 1.2: 0.11574; 1.3: 347.425; 1.4: 2.3734; 1.5: 86.3045; 1.6: 347.425; 1.7: 138.97; 1.8: 8.4594; 1.9: 1158.0833; 2: 36.8816; 2.1: 94.9268; 2.2: 1412.8328; 2.3: 38.8527; 2.4: -1326.5283; 2.5: -36.4793
| 2 | 53.5 | 1: 15.4998; 1.1: 86.7937; 1.2: 0.11639; 1.3: 347.75; 1.4: 2.3846; 1.5: 86.7937; 1.6: 347.75; 1.7: 139.1; 1.8: 8.4594; 1.9: 1159.1667; 2: 36.9161; 2.1: 94.9281; 2.2: 1415.4574; 2.3: 38.8885; 2.4: -1328.6637; 2.5: -36.5039
| 2 | 53.55 | 1: 15.5729; 1.1: 87.2847; 1.2: 0.11705; 1.3: 348.075; 1.4: 2.3958; 1.5: 87.2847; 1.6: 348.075; 1.7: 139.23; 1.8: 8.4594; 1.9: 1160.25; 2: 36.9506; 2.1: 94.9295; 2.2: 1418.0846; 2.3: 38.9243; 2.4: -1330.7999; 2.5: -36.5285
| 2 | 53.6 | 1: 15.6462; 1.1: 87.7773; 1.2: 0.11771; 1.3: 348.4; 1.4: 2.4071; 1.5: 87.7773; 1.6: 348.4; 1.7: 139.36; 1.8: 8.4594; 1.9: 1161.3333; 2: 36.9851; 2.1: 94.9308; 2.2: 1420.7141; 2.3: 38.9601; 2.4: -1332.9368; 2.5: -36.553
| 2 | 53.65 | 1: 15.7197; 1.1: 88.2718; 1.2: 0.11837; 1.3: 348.725; 1.4: 2.4184; 1.5: 88.2718; 1.6: 348.725; 1.7: 139.49; 1.8: 8.4594; 1.9: 1162.4167; 2: 37.0196; 2.1: 94.9321; 2.2: 1423.3462; 2.3: 38.9959; 2.4: -1335.0744; 2.5: -36.5775
| 2 | 53.7 | 1: 15.7933; 1.1: 88.7679; 1.2: 0.11904; 1.3: 349.05; 1.4: 2.4297; 1.5: 88.7679; 1.6: 349.05; 1.7: 139.62; 1.8: 8.4594; 1.9: 1163.5; 2: 37.0541; 2.1: 94.9334; 2.2: 1425.9807; 2.3: 39.0317; 2.4: -1337.2127; 2.5: -36.602
| 2 | 53.75 | 1: 15.8671; 1.1: 89.2658; 1.2: 0.11971; 1.3: 349.375; 1.4: 2.4411; 1.5: 89.2658; 1.6: 349.375; 1.7: 139.75; 1.8: 8.4594; 1.9: 1164.5833; 2: 37.0886; 2.1: 94.9347; 2.2: 1428.6176; 2.3: 39.0675; 2.4: -1339.3518; 2.5: -36.6264
| 2 | 53.8 | 1: 15.9411; 1.1: 89.7655; 1.2: 0.12038; 1.3: 349.7; 1.4: 2.4525; 1.5: 89.7655; 1.6: 349.7; 1.7: 139.88; 1.8: 8.4594; 1.9: 1165.6667; 2: 37.1231; 2.1: 94.936; 2.2: 1431.257; 2.3: 39.1033; 2.4: -1341.4915; 2.5: -36.6508
| 2 | 53.85 | 1: 16.0153; 1.1: 90.2669; 1.2: 0.12105; 1.3: 350.025; 1.4: 2.4639; 1.5: 90.2669; 1.6: 350.025; 1.7: 140.01; 1.8: 8.4594; 1.9: 1166.75; 2: 37.1576; 2.1: 94.9373; 2.2: 1433.8989; 2.3: 39.1391; 2.4: -1343.632; 2.5: -36.6752
| 2 | 53.9 | 1: 16.0896; 1.1: 90.77; 1.2: 0.12172; 1.3: 350.35; 1.4: 2.4753; 1.5: 90.77; 1.6: 350.35; 1.7: 140.14; 1.8: 8.4594; 1.9: 1167.8333; 2: 37.1921; 2.1: 94.9387; 2.2: 1436.5432; 2.3: 39.1749; 2.4: -1345.7732; 2.5: -36.6996
| 2 | 53.95 | 1: 16.1641; 1.1: 91.2749; 1.2: 0.1224; 1.3: 350.675; 1.4: 2.4868; 1.5: 91.2749; 1.6: 350.675; 1.7: 140.27; 1.8: 8.4594; 1.9: 1168.9167; 2: 37.2266; 2.1: 94.9399; 2.2: 1439.1899; 2.3: 39.2107; 2.4: -1347.915; 2.5: -36.7239
| 2 | 54 | 1: 16.2388; 1.1: 91.7815; 1.2: 0.12308; 1.3: 351; 1.4: 2.4983; 1.5: 91.7815; 1.6: 351; 1.7: 140.4; 1.8: 8.4594; 1.9: 1170; 2: 37.2611; 2.1: 94.9412; 2.2: 1441.8391; 2.3: 39.2465; 2.4: -1350.0576; 2.5: -36.7483
| 2 | 54.05 | 1: 16.3136; 1.1: 92.2899; 1.2: 0.12376; 1.3: 351.325; 1.4: 2.5098; 1.5: 92.2899; 1.6: 351.325; 1.7: 140.53; 1.8: 8.4594; 1.9: 1171.0833; 2: 37.2956; 2.1: 94.9425; 2.2: 1444.4908; 2.3: 39.2823; 2.4: -1352.2009; 2.5: -36.7726
| 2 | 54.1 | 1: 16.3886; 1.1: 92.8001; 1.2: 0.12445; 1.3: 351.65; 1.4: 2.5213; 1.5: 92.8001; 1.6: 351.65; 1.7: 140.66; 1.8: 8.4594; 1.9: 1172.1667; 2: 37.3301; 2.1: 94.9438; 2.2: 1447.145; 2.3: 39.3181; 2.4: -1354.3449; 2.5: -36.7968
| 2 | 54.15 | 1: 16.4638; 1.1: 93.312; 1.2: 0.12513; 1.3: 351.975; 1.4: 2.5329; 1.5: 93.312; 1.6: 351.975; 1.7: 140.79; 1.8: 8.4594; 1.9: 1173.25; 2: 37.3646; 2.1: 94.9451; 2.2: 1449.8015; 2.3: 39.354; 2.4: -1356.4895; 2.5: -36.8211
| 2 | 54.2 | 1: 16.5392; 1.1: 93.8257; 1.2: 0.12582; 1.3: 352.3; 1.4: 2.5445; 1.5: 93.8257; 1.6: 352.3; 1.7: 140.92; 1.8: 8.4594; 1.9: 1174.3333; 2: 37.3992; 2.1: 94.9464; 2.2: 1452.4606; 2.3: 39.3898; 2.4: -1358.6349; 2.5: -36.8453
| 2 | 54.25 | 1: 16.6147; 1.1: 94.3412; 1.2: 0.12651; 1.3: 352.625; 1.4: 2.5561; 1.5: 94.3412; 1.6: 352.625; 1.7: 141.05; 1.8: 8.4594; 1.9: 1175.4167; 2: 37.4337; 2.1: 94.9477; 2.2: 1455.1221; 2.3: 39.4256; 2.4: -1360.7809; 2.5: -36.8695
| 2 | 54.3 | 1: 16.6904; 1.1: 94.8584; 1.2: 0.12721; 1.3: 352.95; 1.4: 2.5678; 1.5: 94.8584; 1.6: 352.95; 1.7: 141.18; 1.8: 8.4594; 1.9: 1176.5; 2: 37.4682; 2.1: 94.9489; 2.2: 1457.7861; 2.3: 39.4614; 2.4: -1362.9277; 2.5: -36.8936
| 2 | 54.35 | 1: 16.7663; 1.1: 95.3774; 1.2: 0.1279; 1.3: 353.275; 1.4: 2.5794; 1.5: 95.3774; 1.6: 353.275; 1.7: 141.31; 1.8: 8.4594; 1.9: 1177.5833; 2: 37.5027; 2.1: 94.9502; 2.2: 1460.4525; 2.3: 39.4972; 2.4: -1365.0751; 2.5: -36.9178
| 2 | 54.4 | 1: 16.8424; 1.1: 95.8982; 1.2: 0.1286; 1.3: 353.6; 1.4: 2.5911; 1.5: 95.8982; 1.6: 353.6; 1.7: 141.44; 1.8: 8.4594; 1.9: 1178.6667; 2: 37.5372; 2.1: 94.9515; 2.2: 1463.1214; 2.3: 39.533; 2.4: -1367.2232; 2.5: -36.9419
| 2 | 54.45 | 1: 16.9186; 1.1: 96.4207; 1.2: 0.1293; 1.3: 353.925; 1.4: 2.6029; 1.5: 96.4207; 1.6: 353.925; 1.7: 141.57; 1.8: 8.4594; 1.9: 1179.75; 2: 37.5717; 2.1: 94.9527; 2.2: 1465.7927; 2.3: 39.5688; 2.4: -1369.372; 2.5: -36.9659
| 2 | 54.5 | 1: 16.995; 1.1: 96.945; 1.2: 0.13001; 1.3: 354.25; 1.4: 2.6146; 1.5: 96.945; 1.6: 354.25; 1.7: 141.7; 1.8: 8.4594; 1.9: 1180.8333; 2: 37.6062; 2.1: 94.954; 2.2: 1468.4665; 2.3: 39.6046; 2.4: -1371.5215; 2.5: -36.99
| 2 | 54.55 | 1: 17.0716; 1.1: 97.4712; 1.2: 0.13071; 1.3: 354.575; 1.4: 2.6264; 1.5: 97.4712; 1.6: 354.575; 1.7: 141.83; 1.8: 8.4594; 1.9: 1181.9167; 2: 37.6407; 2.1: 94.9552; 2.2: 1471.1428; 2.3: 39.6404; 2.4: -1373.6716; 2.5: -37.014
| 2 | 54.6 | 1: 17.1483; 1.1: 97.9991; 1.2: 0.13142; 1.3: 354.9; 1.4: 2.6382; 1.5: 97.9991; 1.6: 354.9; 1.7: 141.96; 1.8: 8.4594; 1.9: 1183; 2: 37.6752; 2.1: 94.9565; 2.2: 1473.8215; 2.3: 39.6762; 2.4: -1375.8224; 2.5: -37.038
| 2 | 54.65 | 1: 17.2252; 1.1: 98.5288; 1.2: 0.13213; 1.3: 355.225; 1.4: 2.65; 1.5: 98.5288; 1.6: 355.225; 1.7: 142.09; 1.8: 8.4594; 1.9: 1184.0833; 2: 37.7097; 2.1: 94.9577; 2.2: 1476.5027; 2.3: 39.7121; 2.4: -1377.9739; 2.5: -37.062
| 2 | 54.7 | 1: 17.3023; 1.1: 99.0602; 1.2: 0.13284; 1.3: 355.55; 1.4: 2.6619; 1.5: 99.0602; 1.6: 355.55; 1.7: 142.22; 1.8: 8.4594; 1.9: 1185.1667; 2: 37.7442; 2.1: 94.959; 2.2: 1479.1863; 2.3: 39.7479; 2.4: -1380.1261; 2.5: -37.086
| 2 | 54.75 | 1: 17.3796; 1.1: 99.5935; 1.2: 0.13356; 1.3: 355.875; 1.4: 2.6738; 1.5: 99.5935; 1.6: 355.875; 1.7: 142.35; 1.8: 8.4594; 1.9: 1186.25; 2: 37.7787; 2.1: 94.9602; 2.2: 1481.8724; 2.3: 39.7837; 2.4: -1382.2789; 2.5: -37.1099
| 2 | 54.8 | 1: 17.457; 1.1: 100.1286; 1.2: 0.13427; 1.3: 356.2; 1.4: 2.6857; 1.5: 100.1286; 1.6: 356.2; 1.7: 142.48; 1.8: 8.4594; 1.9: 1187.3333; 2: 37.8132; 2.1: 94.9614; 2.2: 1484.561; 2.3: 39.8195; 2.4: -1384.4324; 2.5: -37.1338
| 2 | 54.85 | 1: 17.5346; 1.1: 100.6655; 1.2: 0.13499; 1.3: 356.525; 1.4: 2.6976; 1.5: 100.6655; 1.6: 356.525; 1.7: 142.61; 1.8: 8.4594; 1.9: 1188.4167; 2: 37.8477; 2.1: 94.9627; 2.2: 1487.252; 2.3: 39.8553; 2.4: -1386.5866; 2.5: -37.1577
| 2 | 54.9 | 1: 17.6124; 1.1: 101.2041; 1.2: 0.13572; 1.3: 356.85; 1.4: 2.7096; 1.5: 101.2041; 1.6: 356.85; 1.7: 142.74; 1.8: 8.4594; 1.9: 1189.5; 2: 37.8822; 2.1: 94.9639; 2.2: 1489.9455; 2.3: 39.8911; 2.4: -1388.7414; 2.5: -37.1815
| 2 | 54.95 | 1: 17.6903; 1.1: 101.7446; 1.2: 0.13644; 1.3: 357.175; 1.4: 2.7216; 1.5: 101.7446; 1.6: 357.175; 1.7: 142.87; 1.8: 8.4594; 1.9: 1190.5833; 2: 37.9167; 2.1: 94.9651; 2.2: 1492.6415; 2.3: 39.9269; 2.4: -1390.8968; 2.5: -37.2054
| 2 | 55 | 1: 17.7684; 1.1: 102.2869; 1.2: 0.13717; 1.3: 357.5; 1.4: 2.7336; 1.5: 102.2869; 1.6: 357.5; 1.7: 143; 1.8: 8.4594; 1.9: 1191.6667; 2: 37.9512; 2.1: 94.9663; 2.2: 1495.3399; 2.3: 39.9628; 2.4: -1393.053; 2.5: -37.2292
| 2 | 55.05 | 1: 17.8467; 1.1: 102.831; 1.2: 0.1379; 1.3: 357.825; 1.4: 2.7456; 1.5: 102.831; 1.6: 357.825; 1.7: 143.13; 1.8: 8.4594; 1.9: 1192.75; 2: 37.9857; 2.1: 94.9675; 2.2: 1498.0408; 2.3: 39.9986; 2.4: -1395.2098; 2.5: -37.2529
| 2 | 55.1 | 1: 17.9252; 1.1: 103.3769; 1.2: 0.13863; 1.3: 358.15; 1.4: 2.7577; 1.5: 103.3769; 1.6: 358.15; 1.7: 143.26; 1.8: 8.4594; 1.9: 1193.8333; 2: 38.0202; 2.1: 94.9688; 2.2: 1500.7441; 2.3: 40.0344; 2.4: -1397.3672; 2.5: -37.2767
| 2 | 55.15 | 1: 18.0038; 1.1: 103.9247; 1.2: 0.13937; 1.3: 358.475; 1.4: 2.7698; 1.5: 103.9247; 1.6: 358.475; 1.7: 143.39; 1.8: 8.4594; 1.9: 1194.9167; 2: 38.0547; 2.1: 94.97; 2.2: 1503.4499; 2.3: 40.0702; 2.4: -1399.5253; 2.5: -37.3004
| 2 | 55.2 | 1: 18.0826; 1.1: 104.4742; 1.2: 0.1401; 1.3: 358.8; 1.4: 2.7819; 1.5: 104.4742; 1.6: 358.8; 1.7: 143.52; 1.8: 8.4594; 1.9: 1196; 2: 38.0892; 2.1: 94.9712; 2.2: 1506.1582; 2.3: 40.106; 2.4: -1401.684; 2.5: -37.3241
| 2 | 55.25 | 1: 18.1616; 1.1: 105.0256; 1.2: 0.14084; 1.3: 359.125; 1.4: 2.7941; 1.5: 105.0256; 1.6: 359.125; 1.7: 143.65; 1.8: 8.4594; 1.9: 1197.0833; 2: 38.1237; 2.1: 94.9724; 2.2: 1508.869; 2.3: 40.1419; 2.4: -1403.8434; 2.5: -37.3478
| 2 | 55.3 | 1: 18.2408; 1.1: 105.5788; 1.2: 0.14158; 1.3: 359.45; 1.4: 2.8063; 1.5: 105.5788; 1.6: 359.45; 1.7: 143.78; 1.8: 8.4594; 1.9: 1198.1667; 2: 38.1582; 2.1: 94.9736; 2.2: 1511.5822; 2.3: 40.1777; 2.4: -1406.0034; 2.5: -37.3714
| 2 | 55.35 | 1: 18.3201; 1.1: 106.1338; 1.2: 0.14233; 1.3: 359.775; 1.4: 2.8185; 1.5: 106.1338; 1.6: 359.775; 1.7: 143.91; 1.8: 8.4594; 1.9: 1199.25; 2: 38.1927; 2.1: 94.9747; 2.2: 1514.2978; 2.3: 40.2135; 2.4: -1408.164; 2.5: -37.395
| 2 | 55.4 | 1: 18.3996; 1.1: 106.6907; 1.2: 0.14307; 1.3: 360.1; 1.4: 2.8307; 1.5: 106.6907; 1.6: 360.1; 1.7: 144.04; 1.8: 8.4594; 1.9: 1200.3333; 2: 38.2272; 2.1: 94.9759; 2.2: 1517.016; 2.3: 40.2493; 2.4: -1410.3253; 2.5: -37.4186
| 2 | 55.45 | 1: 18.4793; 1.1: 107.2494; 1.2: 0.14382; 1.3: 360.425; 1.4: 2.843; 1.5: 107.2494; 1.6: 360.425; 1.7: 144.17; 1.8: 8.4594; 1.9: 1201.4167; 2: 38.2617; 2.1: 94.9771; 2.2: 1519.7366; 2.3: 40.2852; 2.4: -1412.4872; 2.5: -37.4422
| 2 | 55.5 | 1: 18.5591; 1.1: 107.8099; 1.2: 0.14458; 1.3: 360.75; 1.4: 2.8552; 1.5: 107.8099; 1.6: 360.75; 1.7: 144.3; 1.8: 8.4594; 1.9: 1202.5; 2: 38.2962; 2.1: 94.9783; 2.2: 1522.4597; 2.3: 40.321; 2.4: -1414.6498; 2.5: -37.4657
| 2 | 55.55 | 1: 18.6391; 1.1: 108.3722; 1.2: 0.14533; 1.3: 361.075; 1.4: 2.8676; 1.5: 108.3722; 1.6: 361.075; 1.7: 144.43; 1.8: 8.4594; 1.9: 1203.5833; 2: 38.3307; 2.1: 94.9795; 2.2: 1525.1852; 2.3: 40.3568; 2.4: -1416.813; 2.5: -37.4892
| 2 | 55.6 | 1: 18.7193; 1.1: 108.9364; 1.2: 0.14609; 1.3: 361.4; 1.4: 2.8799; 1.5: 108.9364; 1.6: 361.4; 1.7: 144.56; 1.8: 8.4594; 1.9: 1204.6667; 2: 38.3652; 2.1: 94.9806; 2.2: 1527.9132; 2.3: 40.3926; 2.4: -1418.9768; 2.5: -37.5127
| 2 | 55.65 | 1: 18.7997; 1.1: 109.5025; 1.2: 0.14685; 1.3: 361.725; 1.4: 2.8923; 1.5: 109.5025; 1.6: 361.725; 1.7: 144.69; 1.8: 8.4594; 1.9: 1205.75; 2: 38.3997; 2.1: 94.9818; 2.2: 1530.6437; 2.3: 40.4285; 2.4: -1421.1412; 2.5: -37.5362
| 2 | 55.7 | 1: 18.8802; 1.1: 110.0704; 1.2: 0.14761; 1.3: 362.05; 1.4: 2.9046; 1.5: 110.0704; 1.6: 362.05; 1.7: 144.82; 1.8: 8.4594; 1.9: 1206.8333; 2: 38.4342; 2.1: 94.983; 2.2: 1533.3766; 2.3: 40.4643; 2.4: -1423.3063; 2.5: -37.5596
| 2 | 55.75 | 1: 18.9609; 1.1: 110.6401; 1.2: 0.14837; 1.3: 362.375; 1.4: 2.9171; 1.5: 110.6401; 1.6: 362.375; 1.7: 144.95; 1.8: 8.4594; 1.9: 1207.9167; 2: 38.4687; 2.1: 94.9841; 2.2: 1536.112; 2.3: 40.5001; 2.4: -1425.4719; 2.5: -37.5831
| 2 | 55.8 | 1: 19.0418; 1.1: 111.2117; 1.2: 0.14914; 1.3: 362.7; 1.4: 2.9295; 1.5: 111.2117; 1.6: 362.7; 1.7: 145.08; 1.8: 8.4594; 1.9: 1209; 2: 38.5032; 2.1: 94.9853; 2.2: 1538.8499; 2.3: 40.5359; 2.4: -1427.6382; 2.5: -37.6064
| 2 | 55.85 | 1: 19.1228; 1.1: 111.7851; 1.2: 0.14991; 1.3: 363.025; 1.4: 2.942; 1.5: 111.7851; 1.6: 363.025; 1.7: 145.21; 1.8: 8.4594; 1.9: 1210.0833; 2: 38.5377; 2.1: 94.9864; 2.2: 1541.5903; 2.3: 40.5718; 2.4: -1429.8051; 2.5: -37.6298
| 2 | 55.9 | 1: 19.2041; 1.1: 112.3604; 1.2: 0.15068; 1.3: 363.35; 1.4: 2.9545; 1.5: 112.3604; 1.6: 363.35; 1.7: 145.34; 1.8: 8.4594; 1.9: 1211.1667; 2: 38.5722; 2.1: 94.9876; 2.2: 1544.3331; 2.3: 40.6076; 2.4: -1431.9727; 2.5: -37.6531
| 2 | 55.95 | 1: 19.2855; 1.1: 112.9376; 1.2: 0.15145; 1.3: 363.675; 1.4: 2.967; 1.5: 112.9376; 1.6: 363.675; 1.7: 145.47; 1.8: 8.4594; 1.9: 1212.25; 2: 38.6067; 2.1: 94.9887; 2.2: 1547.0784; 2.3: 40.6434; 2.4: -1434.1408; 2.5: -37.6764
| 2 | 56 | 1: 19.367; 1.1: 113.5166; 1.2: 0.15223; 1.3: 364; 1.4: 2.9795; 1.5: 113.5166; 1.6: 364; 1.7: 145.6; 1.8: 8.4594; 1.9: 1213.3333; 2: 38.6412; 2.1: 94.9899; 2.2: 1549.8262; 2.3: 40.6793; 2.4: -1436.3095; 2.5: -37.6997
| 2 | 56.05 | 1: 19.4488; 1.1: 114.0975; 1.2: 0.15301; 1.3: 364.325; 1.4: 2.9921; 1.5: 114.0975; 1.6: 364.325; 1.7: 145.73; 1.8: 8.4594; 1.9: 1214.4167; 2: 38.6757; 2.1: 94.991; 2.2: 1552.5764; 2.3: 40.7151; 2.4: -1438.4789; 2.5: -37.723
| 2 | 56.1 | 1: 19.5307; 1.1: 114.6803; 1.2: 0.15379; 1.3: 364.65; 1.4: 3.0047; 1.5: 114.6803; 1.6: 364.65; 1.7: 145.86; 1.8: 8.4594; 1.9: 1215.5; 2: 38.7102; 2.1: 94.9921; 2.2: 1555.3291; 2.3: 40.7509; 2.4: -1440.6488; 2.5: -37.7462
| 2 | 56.15 | 1: 19.6128; 1.1: 115.2649; 1.2: 0.15457; 1.3: 364.975; 1.4: 3.0173; 1.5: 115.2649; 1.6: 364.975; 1.7: 145.99; 1.8: 8.4594; 1.9: 1216.5833; 2: 38.7447; 2.1: 94.9933; 2.2: 1558.0843; 2.3: 40.7868; 2.4: -1442.8194; 2.5: -37.7694
| 2 | 56.2 | 1: 19.695; 1.1: 115.8514; 1.2: 0.15536; 1.3: 365.3; 1.4: 3.03; 1.5: 115.8514; 1.6: 365.3; 1.7: 146.12; 1.8: 8.4594; 1.9: 1217.6667; 2: 38.7792; 2.1: 94.9944; 2.2: 1560.8419; 2.3: 40.8226; 2.4: -1444.9905; 2.5: -37.7926
| 2 | 56.25 | 1: 19.7775; 1.1: 116.4398; 1.2: 0.15615; 1.3: 365.625; 1.4: 3.0427; 1.5: 116.4398; 1.6: 365.625; 1.7: 146.25; 1.8: 8.4594; 1.9: 1218.75; 2: 38.8137; 2.1: 94.9955; 2.2: 1563.602; 2.3: 40.8585; 2.4: -1447.1623; 2.5: -37.8158
| 2 | 56.3 | 1: 19.8601; 1.1: 117.03; 1.2: 0.15694; 1.3: 365.95; 1.4: 3.0554; 1.5: 117.03; 1.6: 365.95; 1.7: 146.38; 1.8: 8.4594; 1.9: 1219.8333; 2: 38.8482; 2.1: 94.9966; 2.2: 1566.3646; 2.3: 40.8943; 2.4: -1449.3346; 2.5: -37.8389
| 2 | 56.35 | 1: 19.9428; 1.1: 117.6221; 1.2: 0.15773; 1.3: 366.275; 1.4: 3.0681; 1.5: 117.6221; 1.6: 366.275; 1.7: 146.51; 1.8: 8.4594; 1.9: 1220.9167; 2: 38.8827; 2.1: 94.9977; 2.2: 1569.1297; 2.3: 40.9301; 2.4: -1451.5076; 2.5: -37.862
| 2 | 56.4 | 1: 20.0258; 1.1: 118.2162; 1.2: 0.15853; 1.3: 366.6; 1.4: 3.0809; 1.5: 118.2162; 1.6: 366.6; 1.7: 146.64; 1.8: 8.4594; 1.9: 1222; 2: 38.9172; 2.1: 94.9988; 2.2: 1571.8973; 2.3: 40.966; 2.4: -1453.6811; 2.5: -37.8851
| 2 | 56.45 | 1: 20.1089; 1.1: 118.8121; 1.2: 0.15933; 1.3: 366.925; 1.4: 3.0937; 1.5: 118.8121; 1.6: 366.925; 1.7: 146.77; 1.8: 8.4594; 1.9: 1223.0833; 2: 38.9517; 2.1: 94.9999; 2.2: 1574.6673; 2.3: 41.0018; 2.4: -1455.8552; 2.5: -37.9081
| 2 | 56.5 | 1: 20.1922; 1.1: 119.4099; 1.2: 0.16013; 1.3: 367.25; 1.4: 3.1065; 1.5: 119.4099; 1.6: 367.25; 1.7: 146.9; 1.8: 8.4594; 1.9: 1224.1667; 2: 38.9862; 2.1: 95.001; 2.2: 1577.4398; 2.3: 41.0377; 2.4: -1458.0299; 2.5: -37.9312
| 2 | 56.55 | 1: 20.2756; 1.1: 120.0095; 1.2: 0.16094; 1.3: 367.575; 1.4: 3.1193; 1.5: 120.0095; 1.6: 367.575; 1.7: 147.03; 1.8: 8.4594; 1.9: 1225.25; 2: 39.0207; 2.1: 95.0021; 2.2: 1580.2147; 2.3: 41.0735; 2.4: -1460.2052; 2.5: -37.9542
| 2 | 56.6 | 1: 20.3593; 1.1: 120.6111; 1.2: 0.16174; 1.3: 367.9; 1.4: 3.1322; 1.5: 120.6111; 1.6: 367.9; 1.7: 147.16; 1.8: 8.4594; 1.9: 1226.3333; 2: 39.0552; 2.1: 95.0032; 2.2: 1582.9922; 2.3: 41.1093; 2.4: -1462.381; 2.5: -37.9771
| 2 | 56.65 | 1: 20.4431; 1.1: 121.2146; 1.2: 0.16255; 1.3: 368.225; 1.4: 3.1451; 1.5: 121.2146; 1.6: 368.225; 1.7: 147.29; 1.8: 8.4594; 1.9: 1227.4167; 2: 39.0897; 2.1: 95.0043; 2.2: 1585.7721; 2.3: 41.1452; 2.4: -1464.5575; 2.5: -38.0001
| 2 | 56.7 | 1: 20.5271; 1.1: 121.82; 1.2: 0.16336; 1.3: 368.55; 1.4: 3.158; 1.5: 121.82; 1.6: 368.55; 1.7: 147.42; 1.8: 8.4594; 1.9: 1228.5; 2: 39.1242; 2.1: 95.0054; 2.2: 1588.5545; 2.3: 41.181; 2.4: -1466.7345; 2.5: -38.023
| 2 | 56.75 | 1: 20.6112; 1.1: 122.4273; 1.2: 0.16418; 1.3: 368.875; 1.4: 3.171; 1.5: 122.4273; 1.6: 368.875; 1.7: 147.55; 1.8: 8.4594; 1.9: 1229.5833; 2: 39.1587; 2.1: 95.0065; 2.2: 1591.3393; 2.3: 41.2169; 2.4: -1468.9121; 2.5: -38.0459
| 2 | 56.8 | 1: 20.6956; 1.1: 123.0364; 1.2: 0.16499; 1.3: 369.2; 1.4: 3.1839; 1.5: 123.0364; 1.6: 369.2; 1.7: 147.68; 1.8: 8.4594; 1.9: 1230.6667; 2: 39.1932; 2.1: 95.0075; 2.2: 1594.1267; 2.3: 41.2527; 2.4: -1471.0902; 2.5: -38.0688
| 2 | 56.85 | 1: 20.78; 1.1: 123.6475; 1.2: 0.16581; 1.3: 369.525; 1.4: 3.1969; 1.5: 123.6475; 1.6: 369.525; 1.7: 147.81; 1.8: 8.4594; 1.9: 1231.75; 2: 39.2277; 2.1: 95.0086; 2.2: 1596.9165; 2.3: 41.2886; 2.4: -1473.269; 2.5: -38.0917
| 2 | 56.9 | 1: 20.8647; 1.1: 124.2605; 1.2: 0.16664; 1.3: 369.85; 1.4: 3.21; 1.5: 124.2605; 1.6: 369.85; 1.7: 147.94; 1.8: 8.4594; 1.9: 1232.8333; 2: 39.2622; 2.1: 95.0097; 2.2: 1599.7088; 2.3: 41.3244; 2.4: -1475.4483; 2.5: -38.1145
| 2 | 56.95 | 1: 20.9496; 1.1: 124.8755; 1.2: 0.16746; 1.3: 370.175; 1.4: 3.223; 1.5: 124.8755; 1.6: 370.175; 1.7: 148.07; 1.8: 8.4594; 1.9: 1233.9167; 2: 39.2967; 2.1: 95.0107; 2.2: 1602.5036; 2.3: 41.3603; 2.4: -1477.6281; 2.5: -38.1373
| 2 | 57 | 1: 21.0346; 1.1: 125.4923; 1.2: 0.16829; 1.3: 370.5; 1.4: 3.2361; 1.5: 125.4923; 1.6: 370.5; 1.7: 148.2; 1.8: 8.4594; 1.9: 1235; 2: 39.3312; 2.1: 95.0118; 2.2: 1605.3008; 2.3: 41.3961; 2.4: -1479.8085; 2.5: -38.16
| 2 | 57.05 | 1: 21.1198; 1.1: 126.111; 1.2: 0.16912; 1.3: 370.825; 1.4: 3.2492; 1.5: 126.111; 1.6: 370.825; 1.7: 148.33; 1.8: 8.4594; 1.9: 1236.0833; 2: 39.3657; 2.1: 95.0128; 2.2: 1608.1006; 2.3: 41.432; 2.4: -1481.9895; 2.5: -38.1828
| 2 | 57.1 | 1: 21.2051; 1.1: 126.7317; 1.2: 0.16995; 1.3: 371.15; 1.4: 3.2623; 1.5: 126.7317; 1.6: 371.15; 1.7: 148.46; 1.8: 8.4594; 1.9: 1237.1667; 2: 39.4002; 2.1: 95.0139; 2.2: 1610.9028; 2.3: 41.4678; 2.4: -1484.171; 2.5: -38.2055
| 2 | 57.15 | 1: 21.2907; 1.1: 127.3543; 1.2: 0.17078; 1.3: 371.475; 1.4: 3.2755; 1.5: 127.3543; 1.6: 371.475; 1.7: 148.59; 1.8: 8.4594; 1.9: 1238.25; 2: 39.4347; 2.1: 95.0149; 2.2: 1613.7074; 2.3: 41.5037; 2.4: -1486.3531; 2.5: -38.2282
| 2 | 57.2 | 1: 21.3764; 1.1: 127.9788; 1.2: 0.17162; 1.3: 371.8; 1.4: 3.2887; 1.5: 127.9788; 1.6: 371.8; 1.7: 148.72; 1.8: 8.4594; 1.9: 1239.3333; 2: 39.4692; 2.1: 95.016; 2.2: 1616.5146; 2.3: 41.5396; 2.4: -1488.5358; 2.5: -38.2509
| 2 | 57.25 | 1: 21.4622; 1.1: 128.6053; 1.2: 0.17246; 1.3: 372.125; 1.4: 3.3019; 1.5: 128.6053; 1.6: 372.125; 1.7: 148.85; 1.8: 8.4594; 1.9: 1240.4167; 2: 39.5037; 2.1: 95.017; 2.2: 1619.3243; 2.3: 41.5754; 2.4: -1490.719; 2.5: -38.2735
| 2 | 57.3 | 1: 21.5483; 1.1: 129.2337; 1.2: 0.17331; 1.3: 372.45; 1.4: 3.3151; 1.5: 129.2337; 1.6: 372.45; 1.7: 148.98; 1.8: 8.4594; 1.9: 1241.5; 2: 39.5382; 2.1: 95.018; 2.2: 1622.1364; 2.3: 41.6113; 2.4: -1492.9027; 2.5: -38.2962
| 2 | 57.35 | 1: 21.6345; 1.1: 129.864; 1.2: 0.17415; 1.3: 372.775; 1.4: 3.3284; 1.5: 129.864; 1.6: 372.775; 1.7: 149.11; 1.8: 8.4594; 1.9: 1242.5833; 2: 39.5727; 2.1: 95.0191; 2.2: 1624.951; 2.3: 41.6471; 2.4: -1495.087; 2.5: -38.3187
| 2 | 57.4 | 1: 21.7209; 1.1: 130.4963; 1.2: 0.175; 1.3: 373.1; 1.4: 3.3417; 1.5: 130.4963; 1.6: 373.1; 1.7: 149.24; 1.8: 8.4594; 1.9: 1243.6667; 2: 39.6072; 2.1: 95.0201; 2.2: 1627.7681; 2.3: 41.683; 2.4: -1497.2718; 2.5: -38.3413
| 2 | 57.45 | 1: 21.8075; 1.1: 131.1305; 1.2: 0.17585; 1.3: 373.425; 1.4: 3.355; 1.5: 131.1305; 1.6: 373.425; 1.7: 149.37; 1.8: 8.4594; 1.9: 1244.75; 2: 39.6417; 2.1: 95.0211; 2.2: 1630.5876; 2.3: 41.7189; 2.4: -1499.4572; 2.5: -38.3639
| 2 | 57.5 | 1: 21.8942; 1.1: 131.7666; 1.2: 0.1767; 1.3: 373.75; 1.4: 3.3683; 1.5: 131.7666; 1.6: 373.75; 1.7: 149.5; 1.8: 8.4594; 1.9: 1245.8333; 2: 39.6762; 2.1: 95.0221; 2.2: 1633.4097; 2.3: 41.7547; 2.4: -1501.6431; 2.5: -38.3864
| 2 | 57.55 | 1: 21.9811; 1.1: 132.4047; 1.2: 0.17756; 1.3: 374.075; 1.4: 3.3817; 1.5: 132.4047; 1.6: 374.075; 1.7: 149.63; 1.8: 8.4594; 1.9: 1246.9167; 2: 39.7107; 2.1: 95.0231; 2.2: 1636.2342; 2.3: 41.7906; 2.4: -1503.8295; 2.5: -38.4089
| 2 | 57.6 | 1: 22.0682; 1.1: 133.0448; 1.2: 0.17842; 1.3: 374.4; 1.4: 3.3951; 1.5: 133.0448; 1.6: 374.4; 1.7: 149.76; 1.8: 8.4594; 1.9: 1248; 2: 39.7452; 2.1: 95.0241; 2.2: 1639.0612; 2.3: 41.8264; 2.4: -1506.0165; 2.5: -38.4313
| 2 | 57.65 | 1: 22.1555; 1.1: 133.6867; 1.2: 0.17928; 1.3: 374.725; 1.4: 3.4085; 1.5: 133.6867; 1.6: 374.725; 1.7: 149.89; 1.8: 8.4594; 1.9: 1249.0833; 2: 39.7797; 2.1: 95.0252; 2.2: 1641.8907; 2.3: 41.8623; 2.4: -1508.204; 2.5: -38.4538
| 2 | 57.7 | 1: 22.2429; 1.1: 134.3307; 1.2: 0.18014; 1.3: 375.05; 1.4: 3.422; 1.5: 134.3307; 1.6: 375.05; 1.7: 150.02; 1.8: 8.4594; 1.9: 1250.1667; 2: 39.8142; 2.1: 95.0262; 2.2: 1644.7227; 2.3: 41.8982; 2.4: -1510.392; 2.5: -38.4762
| 2 | 57.75 | 1: 22.3305; 1.1: 134.9766; 1.2: 0.18101; 1.3: 375.375; 1.4: 3.4355; 1.5: 134.9766; 1.6: 375.375; 1.7: 150.15; 1.8: 8.4594; 1.9: 1251.25; 2: 39.8487; 2.1: 95.0271; 2.2: 1647.5572; 2.3: 41.934; 2.4: -1512.5806; 2.5: -38.4986
| 2 | 57.8 | 1: 22.4183; 1.1: 135.6245; 1.2: 0.18188; 1.3: 375.7; 1.4: 3.449; 1.5: 135.6245; 1.6: 375.7; 1.7: 150.28; 1.8: 8.4594; 1.9: 1252.3333; 2: 39.8832; 2.1: 95.0281; 2.2: 1650.3941; 2.3: 41.9699; 2.4: -1514.7697; 2.5: -38.521
| 2 | 57.85 | 1: 22.5062; 1.1: 136.2743; 1.2: 0.18275; 1.3: 376.025; 1.4: 3.4625; 1.5: 136.2743; 1.6: 376.025; 1.7: 150.41; 1.8: 8.4594; 1.9: 1253.4167; 2: 39.9177; 2.1: 95.0291; 2.2: 1653.2335; 2.3: 42.0058; 2.4: -1516.9593; 2.5: -38.5433
| 2 | 57.9 | 1: 22.5943; 1.1: 136.9261; 1.2: 0.18362; 1.3: 376.35; 1.4: 3.476; 1.5: 136.9261; 1.6: 376.35; 1.7: 150.54; 1.8: 8.4594; 1.9: 1254.5; 2: 39.9522; 2.1: 95.0301; 2.2: 1656.0755; 2.3: 42.0417; 2.4: -1519.1494; 2.5: -38.5656
| 2 | 57.95 | 1: 22.6826; 1.1: 137.5798; 1.2: 0.1845; 1.3: 376.675; 1.4: 3.4896; 1.5: 137.5798; 1.6: 376.675; 1.7: 150.67; 1.8: 8.4594; 1.9: 1255.5833; 2: 39.9867; 2.1: 95.0311; 2.2: 1658.9198; 2.3: 42.0775; 2.4: -1521.34; 2.5: -38.5879
| 2 | 58 | 1: 22.7711; 1.1: 138.2356; 1.2: 0.18538; 1.3: 377; 1.4: 3.5032; 1.5: 138.2356; 1.6: 377; 1.7: 150.8; 1.8: 8.4594; 1.9: 1256.6667; 2: 40.0212; 2.1: 95.0321; 2.2: 1661.7667; 2.3: 42.1134; 2.4: -1523.5312; 2.5: -38.6102
| 2 | 58.05 | 1: 22.8597; 1.1: 138.8933; 1.2: 0.18626; 1.3: 377.325; 1.4: 3.5169; 1.5: 138.8933; 1.6: 377.325; 1.7: 150.93; 1.8: 8.4594; 1.9: 1257.75; 2: 40.0557; 2.1: 95.033; 2.2: 1664.6161; 2.3: 42.1493; 2.4: -1525.7228; 2.5: -38.6324
| 2 | 58.1 | 1: 22.9485; 1.1: 139.5529; 1.2: 0.18714; 1.3: 377.65; 1.4: 3.5305; 1.5: 139.5529; 1.6: 377.65; 1.7: 151.06; 1.8: 8.4594; 1.9: 1258.8333; 2: 40.0902; 2.1: 95.034; 2.2: 1667.4679; 2.3: 42.1852; 2.4: -1527.915; 2.5: -38.6546
| 2 | 58.15 | 1: 23.0375; 1.1: 140.2146; 1.2: 0.18803; 1.3: 377.975; 1.4: 3.5442; 1.5: 140.2146; 1.6: 377.975; 1.7: 151.19; 1.8: 8.4594; 1.9: 1259.9167; 2: 40.1247; 2.1: 95.035; 2.2: 1670.3223; 2.3: 42.221; 2.4: -1530.1077; 2.5: -38.6768
| 2 | 58.2 | 1: 23.1266; 1.1: 140.8782; 1.2: 0.18892; 1.3: 378.3; 1.4: 3.5579; 1.5: 140.8782; 1.6: 378.3; 1.7: 151.32; 1.8: 8.4594; 1.9: 1261; 2: 40.1592; 2.1: 95.0359; 2.2: 1673.1791; 2.3: 42.2569; 2.4: -1532.3009; 2.5: -38.699
| 2 | 58.25 | 1: 23.216; 1.1: 141.5439; 1.2: 0.18981; 1.3: 378.625; 1.4: 3.5717; 1.5: 141.5439; 1.6: 378.625; 1.7: 151.45; 1.8: 8.4594; 1.9: 1262.0833; 2: 40.1937; 2.1: 95.0369; 2.2: 1676.0384; 2.3: 42.2928; 2.4: -1534.4945; 2.5: -38.7211
| 2 | 58.3 | 1: 23.3055; 1.1: 142.2115; 1.2: 0.19071; 1.3: 378.95; 1.4: 3.5855; 1.5: 142.2115; 1.6: 378.95; 1.7: 151.58; 1.8: 8.4594; 1.9: 1263.1667; 2: 40.2282; 2.1: 95.0378; 2.2: 1678.9002; 2.3: 42.3287; 2.4: -1536.6887; 2.5: -38.7432
| 2 | 58.35 | 1: 23.3951; 1.1: 142.8811; 1.2: 0.19161; 1.3: 379.275; 1.4: 3.5993; 1.5: 142.8811; 1.6: 379.275; 1.7: 151.71; 1.8: 8.4594; 1.9: 1264.25; 2: 40.2627; 2.1: 95.0388; 2.2: 1681.7645; 2.3: 42.3645; 2.4: -1538.8834; 2.5: -38.7653
| 2 | 58.4 | 1: 23.485; 1.1: 143.5527; 1.2: 0.19251; 1.3: 379.6; 1.4: 3.6131; 1.5: 143.5527; 1.6: 379.6; 1.7: 151.84; 1.8: 8.4594; 1.9: 1265.3333; 2: 40.2972; 2.1: 95.0397; 2.2: 1684.6312; 2.3: 42.4004; 2.4: -1541.0786; 2.5: -38.7874
| 2 | 58.45 | 1: 23.575; 1.1: 144.2262; 1.2: 0.19341; 1.3: 379.925; 1.4: 3.6269; 1.5: 144.2262; 1.6: 379.925; 1.7: 151.97; 1.8: 8.4594; 1.9: 1266.4167; 2: 40.3317; 2.1: 95.0406; 2.2: 1687.5005; 2.3: 42.4363; 2.4: -1543.2742; 2.5: -38.8094
| 2 | 58.5 | 1: 23.6652; 1.1: 144.9018; 1.2: 0.19432; 1.3: 380.25; 1.4: 3.6408; 1.5: 144.9018; 1.6: 380.25; 1.7: 152.1; 1.8: 8.4594; 1.9: 1267.5; 2: 40.3662; 2.1: 95.0416; 2.2: 1690.3722; 2.3: 42.4722; 2.4: -1545.4704; 2.5: -38.8314
| 2 | 58.55 | 1: 23.7555; 1.1: 145.5794; 1.2: 0.19523; 1.3: 380.575; 1.4: 3.6547; 1.5: 145.5794; 1.6: 380.575; 1.7: 152.23; 1.8: 8.4594; 1.9: 1268.5833; 2: 40.4007; 2.1: 95.0425; 2.2: 1693.2464; 2.3: 42.5081; 2.4: -1547.667; 2.5: -38.8534
| 2 | 58.6 | 1: 23.8461; 1.1: 146.259; 1.2: 0.19614; 1.3: 380.9; 1.4: 3.6686; 1.5: 146.259; 1.6: 380.9; 1.7: 152.36; 1.8: 8.4594; 1.9: 1269.6667; 2: 40.4352; 2.1: 95.0434; 2.2: 1696.1232; 2.3: 42.544; 2.4: -1549.8642; 2.5: -38.8753
| 2 | 58.65 | 1: 23.9368; 1.1: 146.9406; 1.2: 0.19705; 1.3: 381.225; 1.4: 3.6826; 1.5: 146.9406; 1.6: 381.225; 1.7: 152.49; 1.8: 8.4594; 1.9: 1270.75; 2: 40.4697; 2.1: 95.0443; 2.2: 1699.0024; 2.3: 42.5799; 2.4: -1552.0618; 2.5: -38.8973
| 2 | 58.7 | 1: 24.0276; 1.1: 147.6242; 1.2: 0.19797; 1.3: 381.55; 1.4: 3.6966; 1.5: 147.6242; 1.6: 381.55; 1.7: 152.62; 1.8: 8.4594; 1.9: 1271.8333; 2: 40.5042; 2.1: 95.0453; 2.2: 1701.8841; 2.3: 42.6157; 2.4: -1554.2599; 2.5: -38.9192
| 2 | 58.75 | 1: 24.1187; 1.1: 148.3098; 1.2: 0.19889; 1.3: 381.875; 1.4: 3.7106; 1.5: 148.3098; 1.6: 381.875; 1.7: 152.75; 1.8: 8.4594; 1.9: 1272.9167; 2: 40.5387; 2.1: 95.0462; 2.2: 1704.7682; 2.3: 42.6516; 2.4: -1556.4585; 2.5: -38.9411
| 2 | 58.8 | 1: 24.2099; 1.1: 148.9974; 1.2: 0.19981; 1.3: 382.2; 1.4: 3.7246; 1.5: 148.9974; 1.6: 382.2; 1.7: 152.88; 1.8: 8.4594; 1.9: 1274; 2: 40.5732; 2.1: 95.0471; 2.2: 1707.6549; 2.3: 42.6875; 2.4: -1558.6575; 2.5: -38.9629
| 2 | 58.85 | 1: 24.3013; 1.1: 149.6871; 1.2: 0.20073; 1.3: 382.525; 1.4: 3.7387; 1.5: 149.6871; 1.6: 382.525; 1.7: 153.01; 1.8: 8.4594; 1.9: 1275.0833; 2: 40.6077; 2.1: 95.048; 2.2: 1710.5441; 2.3: 42.7234; 2.4: -1560.857; 2.5: -38.9848
| 2 | 58.9 | 1: 24.3929; 1.1: 150.3787; 1.2: 0.20166; 1.3: 382.85; 1.4: 3.7527; 1.5: 150.3787; 1.6: 382.85; 1.7: 153.14; 1.8: 8.4594; 1.9: 1276.1667; 2: 40.6423; 2.1: 95.0489; 2.2: 1713.4357; 2.3: 42.7593; 2.4: -1563.057; 2.5: -39.0066
| 2 | 58.95 | 1: 24.4846; 1.1: 151.0724; 1.2: 0.20259; 1.3: 383.175; 1.4: 3.7669; 1.5: 151.0724; 1.6: 383.175; 1.7: 153.27; 1.8: 8.4594; 1.9: 1277.25; 2: 40.6768; 2.1: 95.0498; 2.2: 1716.3299; 2.3: 42.7952; 2.4: -1565.2575; 2.5: -39.0284
| 2 | 59 | 1: 24.5765; 1.1: 151.7681; 1.2: 0.20352; 1.3: 383.5; 1.4: 3.781; 1.5: 151.7681; 1.6: 383.5; 1.7: 153.4; 1.8: 8.4594; 1.9: 1278.3333; 2: 40.7113; 2.1: 95.0507; 2.2: 1719.2265; 2.3: 42.8311; 2.4: -1567.4584; 2.5: -39.0501
| 2 | 59.05 | 1: 24.6686; 1.1: 152.4658; 1.2: 0.20446; 1.3: 383.825; 1.4: 3.7952; 1.5: 152.4658; 1.6: 383.825; 1.7: 153.53; 1.8: 8.4594; 1.9: 1279.4167; 2: 40.7458; 2.1: 95.0515; 2.2: 1722.1256; 2.3: 42.867; 2.4: -1569.6598; 2.5: -39.0718
| 2 | 59.1 | 1: 24.7608; 1.1: 153.1656; 1.2: 0.2054; 1.3: 384.15; 1.4: 3.8094; 1.5: 153.1656; 1.6: 384.15; 1.7: 153.66; 1.8: 8.4594; 1.9: 1280.5; 2: 40.7803; 2.1: 95.0524; 2.2: 1725.0272; 2.3: 42.9029; 2.4: -1571.8616; 2.5: -39.0935
| 2 | 59.15 | 1: 24.8533; 1.1: 153.8674; 1.2: 0.20634; 1.3: 384.475; 1.4: 3.8236; 1.5: 153.8674; 1.6: 384.475; 1.7: 153.79; 1.8: 8.4594; 1.9: 1281.5833; 2: 40.8148; 2.1: 95.0533; 2.2: 1727.9313; 2.3: 42.9388; 2.4: -1574.0639; 2.5: -39.1152
| 2 | 59.2 | 1: 24.9459; 1.1: 154.5712; 1.2: 0.20728; 1.3: 384.8; 1.4: 3.8378; 1.5: 154.5712; 1.6: 384.8; 1.7: 153.92; 1.8: 8.4594; 1.9: 1282.6667; 2: 40.8493; 2.1: 95.0542; 2.2: 1730.8379; 2.3: 42.9747; 2.4: -1576.2667; 2.5: -39.1369
| 2 | 59.25 | 1: 25.0386; 1.1: 155.2771; 1.2: 0.20823; 1.3: 385.125; 1.4: 3.8521; 1.5: 155.2771; 1.6: 385.125; 1.7: 154.05; 1.8: 8.4594; 1.9: 1283.75; 2: 40.8838; 2.1: 95.0551; 2.2: 1733.747; 2.3: 43.0106; 2.4: -1578.4699; 2.5: -39.1585
| 2 | 59.3 | 1: 25.1316; 1.1: 155.985; 1.2: 0.20918; 1.3: 385.45; 1.4: 3.8664; 1.5: 155.985; 1.6: 385.45; 1.7: 154.18; 1.8: 8.4594; 1.9: 1284.8333; 2: 40.9183; 2.1: 95.0559; 2.2: 1736.6586; 2.3: 43.0465; 2.4: -1580.6736; 2.5: -39.1801
| 2 | 59.35 | 1: 25.2247; 1.1: 156.695; 1.2: 0.21013; 1.3: 385.775; 1.4: 3.8807; 1.5: 156.695; 1.6: 385.775; 1.7: 154.31; 1.8: 8.4594; 1.9: 1285.9167; 2: 40.9528; 2.1: 95.0568; 2.2: 1739.5726; 2.3: 43.0824; 2.4: -1582.8777; 2.5: -39.2017
| 2 | 59.4 | 1: 25.318; 1.1: 157.407; 1.2: 0.21109; 1.3: 386.1; 1.4: 3.8951; 1.5: 157.407; 1.6: 386.1; 1.7: 154.44; 1.8: 8.4594; 1.9: 1287; 2: 40.9873; 2.1: 95.0576; 2.2: 1742.4892; 2.3: 43.1183; 2.4: -1585.0822; 2.5: -39.2233
| 2 | 59.45 | 1: 25.4114; 1.1: 158.121; 1.2: 0.21204; 1.3: 386.425; 1.4: 3.9095; 1.5: 158.121; 1.6: 386.425; 1.7: 154.57; 1.8: 8.4594; 1.9: 1288.0833; 2: 41.0218; 2.1: 95.0585; 2.2: 1745.4082; 2.3: 43.1542; 2.4: -1587.2872; 2.5: -39.2448
| 2 | 59.5 | 1: 25.5051; 1.1: 158.8371; 1.2: 0.213; 1.3: 386.75; 1.4: 3.9239; 1.5: 158.8371; 1.6: 386.75; 1.7: 154.7; 1.8: 8.4594; 1.9: 1289.1667; 2: 41.0563; 2.1: 95.0593; 2.2: 1748.3298; 2.3: 43.1901; 2.4: -1589.4927; 2.5: -39.2663
| 2 | 59.55 | 1: 25.5989; 1.1: 159.5553; 1.2: 0.21397; 1.3: 387.075; 1.4: 3.9383; 1.5: 159.5553; 1.6: 387.075; 1.7: 154.83; 1.8: 8.4594; 1.9: 1290.25; 2: 41.0908; 2.1: 95.0602; 2.2: 1751.2538; 2.3: 43.2261; 2.4: -1591.6985; 2.5: -39.2878
| 2 | 59.6 | 1: 25.6929; 1.1: 160.2755; 1.2: 0.21493; 1.3: 387.4; 1.4: 3.9527; 1.5: 160.2755; 1.6: 387.4; 1.7: 154.96; 1.8: 8.4594; 1.9: 1291.3333; 2: 41.1253; 2.1: 95.061; 2.2: 1754.1803; 2.3: 43.262; 2.4: -1593.9049; 2.5: -39.3092
| 2 | 59.65 | 1: 25.787; 1.1: 160.9977; 1.2: 0.2159; 1.3: 387.725; 1.4: 3.9672; 1.5: 160.9977; 1.6: 387.725; 1.7: 155.09; 1.8: 8.4594; 1.9: 1292.4167; 2: 41.1598; 2.1: 95.0619; 2.2: 1757.1093; 2.3: 43.2979; 2.4: -1596.1116; 2.5: -39.3306
| 2 | 59.7 | 1: 25.8813; 1.1: 161.7221; 1.2: 0.21687; 1.3: 388.05; 1.4: 3.9817; 1.5: 161.7221; 1.6: 388.05; 1.7: 155.22; 1.8: 8.4594; 1.9: 1293.5; 2: 41.1943; 2.1: 95.0627; 2.2: 1760.0409; 2.3: 43.3338; 2.4: -1598.3188; 2.5: -39.352
| 2 | 59.75 | 1: 25.9758; 1.1: 162.4485; 1.2: 0.21785; 1.3: 388.375; 1.4: 3.9963; 1.5: 162.4485; 1.6: 388.375; 1.7: 155.35; 1.8: 8.4594; 1.9: 1294.5833; 2: 41.2288; 2.1: 95.0635; 2.2: 1762.9749; 2.3: 43.3697; 2.4: -1600.5264; 2.5: -39.3734
| 2 | 59.8 | 1: 26.0705; 1.1: 163.1769; 1.2: 0.21882; 1.3: 388.7; 1.4: 4.0108; 1.5: 163.1769; 1.6: 388.7; 1.7: 155.48; 1.8: 8.4594; 1.9: 1295.6667; 2: 41.2633; 2.1: 95.0643; 2.2: 1765.9114; 2.3: 43.4056; 2.4: -1602.7344; 2.5: -39.3948
| 2 | 59.85 | 1: 26.1653; 1.1: 163.9075; 1.2: 0.2198; 1.3: 389.025; 1.4: 4.0254; 1.5: 163.9075; 1.6: 389.025; 1.7: 155.61; 1.8: 8.4594; 1.9: 1296.75; 2: 41.2978; 2.1: 95.0652; 2.2: 1768.8503; 2.3: 43.4415; 2.4: -1604.9429; 2.5: -39.4161
| 2 | 59.9 | 1: 26.2603; 1.1: 164.6401; 1.2: 0.22079; 1.3: 389.35; 1.4: 4.0401; 1.5: 164.6401; 1.6: 389.35; 1.7: 155.74; 1.8: 8.4594; 1.9: 1297.8333; 2: 41.3323; 2.1: 95.066; 2.2: 1771.7918; 2.3: 43.4775; 2.4: -1607.1517; 2.5: -39.4374
| 2 | 59.95 | 1: 26.3555; 1.1: 165.3748; 1.2: 0.22177; 1.3: 389.675; 1.4: 4.0547; 1.5: 165.3748; 1.6: 389.675; 1.7: 155.87; 1.8: 8.4594; 1.9: 1298.9167; 2: 41.3668; 2.1: 95.0668; 2.2: 1774.7358; 2.3: 43.5134; 2.4: -1609.361; 2.5: -39.4587
| 2 | 60 | 1: 26.4509; 1.1: 166.1115; 1.2: 0.22276; 1.3: 390; 1.4: 4.0694; 1.5: 166.1115; 1.6: 390; 1.7: 156; 1.8: 8.4594; 1.9: 1300; 2: 41.4013; 2.1: 95.0676; 2.2: 1777.6823; 2.3: 43.5493; 2.4: -1611.5707; 2.5: -39.4799
| 2 | 60.05 | 1: 26.5464; 1.1: 166.8504; 1.2: 0.22375; 1.3: 390.325; 1.4: 4.0841; 1.5: 166.8504; 1.6: 390.325; 1.7: 156.13; 1.8: 8.4594; 1.9: 1301.0833; 2: 41.4358; 2.1: 95.0684; 2.2: 1780.6313; 2.3: 43.5852; 2.4: -1613.7809; 2.5: -39.5012
| 2 | 60.1 | 1: 26.6421; 1.1: 167.5913; 1.2: 0.22474; 1.3: 390.65; 1.4: 4.0988; 1.5: 167.5913; 1.6: 390.65; 1.7: 156.26; 1.8: 8.4594; 1.9: 1302.1667; 2: 41.4703; 2.1: 95.0692; 2.2: 1783.5827; 2.3: 43.6211; 2.4: -1615.9914; 2.5: -39.5224
| 2 | 60.15 | 1: 26.738; 1.1: 168.3343; 1.2: 0.22574; 1.3: 390.975; 1.4: 4.1135; 1.5: 168.3343; 1.6: 390.975; 1.7: 156.39; 1.8: 8.4594; 1.9: 1303.25; 2: 41.5048; 2.1: 95.07; 2.2: 1786.5367; 2.3: 43.6571; 2.4: -1618.2023; 2.5: -39.5435
| 2 | 60.2 | 1: 26.834; 1.1: 169.0794; 1.2: 0.22674; 1.3: 391.3; 1.4: 4.1283; 1.5: 169.0794; 1.6: 391.3; 1.7: 156.52; 1.8: 8.4594; 1.9: 1304.3333; 2: 41.5393; 2.1: 95.0708; 2.2: 1789.4931; 2.3: 43.693; 2.4: -1620.4137; 2.5: -39.5647
| 2 | 60.25 | 1: 26.9303; 1.1: 169.8266; 1.2: 0.22774; 1.3: 391.625; 1.4: 4.1431; 1.5: 169.8266; 1.6: 391.625; 1.7: 156.65; 1.8: 8.4594; 1.9: 1305.4167; 2: 41.5738; 2.1: 95.0716; 2.2: 1792.4521; 2.3: 43.7289; 2.4: -1622.6254; 2.5: -39.5858
| 2 | 60.3 | 1: 27.0266; 1.1: 170.5759; 1.2: 0.22875; 1.3: 391.95; 1.4: 4.1579; 1.5: 170.5759; 1.6: 391.95; 1.7: 156.78; 1.8: 8.4594; 1.9: 1306.5; 2: 41.6083; 2.1: 95.0724; 2.2: 1795.4135; 2.3: 43.7648; 2.4: -1624.8376; 2.5: -39.6069
| 2 | 60.35 | 1: 27.1232; 1.1: 171.3273; 1.2: 0.22975; 1.3: 392.275; 1.4: 4.1728; 1.5: 171.3273; 1.6: 392.275; 1.7: 156.91; 1.8: 8.4594; 1.9: 1307.5833; 2: 41.6428; 2.1: 95.0732; 2.2: 1798.3774; 2.3: 43.8008; 2.4: -1627.0501; 2.5: -39.628
| 2 | 60.4 | 1: 27.2199; 1.1: 172.0808; 1.2: 0.23076; 1.3: 392.6; 1.4: 4.1877; 1.5: 172.0808; 1.6: 392.6; 1.7: 157.04; 1.8: 8.4594; 1.9: 1308.6667; 2: 41.6773; 2.1: 95.0739; 2.2: 1801.3439; 2.3: 43.8367; 2.4: -1629.263; 2.5: -39.649
| 2 | 60.45 | 1: 27.3168; 1.1: 172.8364; 1.2: 0.23178; 1.3: 392.925; 1.4: 4.2026; 1.5: 172.8364; 1.6: 392.925; 1.7: 157.17; 1.8: 8.4594; 1.9: 1309.75; 2: 41.7118; 2.1: 95.0747; 2.2: 1804.3128; 2.3: 43.8726; 2.4: -1631.4764; 2.5: -39.67
| 2 | 60.5 | 1: 27.4139; 1.1: 173.5941; 1.2: 0.23279; 1.3: 393.25; 1.4: 4.2175; 1.5: 173.5941; 1.6: 393.25; 1.7: 157.3; 1.8: 8.4594; 1.9: 1310.8333; 2: 41.7463; 2.1: 95.0755; 2.2: 1807.2842; 2.3: 43.9086; 2.4: -1633.6901; 2.5: -39.691
| 2 | 60.55 | 1: 27.5112; 1.1: 174.3539; 1.2: 0.23381; 1.3: 393.575; 1.4: 4.2325; 1.5: 174.3539; 1.6: 393.575; 1.7: 157.43; 1.8: 8.4594; 1.9: 1311.9167; 2: 41.7808; 2.1: 95.0762; 2.2: 1810.2581; 2.3: 43.9445; 2.4: -1635.9042; 2.5: -39.712
| 2 | 60.6 | 1: 27.6086; 1.1: 175.1159; 1.2: 0.23483; 1.3: 393.9; 1.4: 4.2475; 1.5: 175.1159; 1.6: 393.9; 1.7: 157.56; 1.8: 8.4594; 1.9: 1313; 2: 41.8153; 2.1: 95.077; 2.2: 1813.2346; 2.3: 43.9804; 2.4: -1638.1187; 2.5: -39.733
| 2 | 60.65 | 1: 27.7062; 1.1: 175.8799; 1.2: 0.23586; 1.3: 394.225; 1.4: 4.2625; 1.5: 175.8799; 1.6: 394.225; 1.7: 157.69; 1.8: 8.4594; 1.9: 1314.0833; 2: 41.8498; 2.1: 95.0778; 2.2: 1816.2135; 2.3: 44.0164; 2.4: -1640.3336; 2.5: -39.7539
| 2 | 60.7 | 1: 27.804; 1.1: 176.646; 1.2: 0.23689; 1.3: 394.55; 1.4: 4.2775; 1.5: 176.646; 1.6: 394.55; 1.7: 157.82; 1.8: 8.4594; 1.9: 1315.1667; 2: 41.8843; 2.1: 95.0785; 2.2: 1819.1949; 2.3: 44.0523; 2.4: -1642.5488; 2.5: -39.7748
| 2 | 60.75 | 1: 27.9019; 1.1: 177.4143; 1.2: 0.23792; 1.3: 394.875; 1.4: 4.2926; 1.5: 177.4143; 1.6: 394.875; 1.7: 157.95; 1.8: 8.4594; 1.9: 1316.25; 2: 41.9188; 2.1: 95.0793; 2.2: 1822.1788; 2.3: 44.0883; 2.4: -1644.7645; 2.5: -39.7957
| 2 | 60.8 | 1: 28; 1.1: 178.1847; 1.2: 0.23895; 1.3: 395.2; 1.4: 4.3077; 1.5: 178.1847; 1.6: 395.2; 1.7: 158.08; 1.8: 8.4594; 1.9: 1317.3333; 2: 41.9533; 2.1: 95.08; 2.2: 1825.1652; 2.3: 44.1242; 2.4: -1646.9805; 2.5: -39.8165
| 2 | 60.85 | 1: 28.0983; 1.1: 178.9572; 1.2: 0.23999; 1.3: 395.525; 1.4: 4.3228; 1.5: 178.9572; 1.6: 395.525; 1.7: 158.21; 1.8: 8.4594; 1.9: 1318.4167; 2: 41.9878; 2.1: 95.0807; 2.2: 1828.1541; 2.3: 44.1601; 2.4: -1649.1968; 2.5: -39.8373
| 2 | 60.9 | 1: 28.1968; 1.1: 179.7319; 1.2: 0.24102; 1.3: 395.85; 1.4: 4.338; 1.5: 179.7319; 1.6: 395.85; 1.7: 158.34; 1.8: 8.4594; 1.9: 1319.5; 2: 42.0223; 2.1: 95.0815; 2.2: 1831.1454; 2.3: 44.1961; 2.4: -1651.4136; 2.5: -39.8581
| 2 | 60.95 | 1: 28.2954; 1.1: 180.5086; 1.2: 0.24207; 1.3: 396.175; 1.4: 4.3531; 1.5: 180.5086; 1.6: 396.175; 1.7: 158.47; 1.8: 8.4594; 1.9: 1320.5833; 2: 42.0568; 2.1: 95.0822; 2.2: 1834.1393; 2.3: 44.232; 2.4: -1653.6307; 2.5: -39.8789
| 2 | 61 | 1: 28.3942; 1.1: 181.2876; 1.2: 0.24311; 1.3: 396.5; 1.4: 4.3683; 1.5: 181.2876; 1.6: 396.5; 1.7: 158.6; 1.8: 8.4594; 1.9: 1321.6667; 2: 42.0913; 2.1: 95.0829; 2.2: 1837.1357; 2.3: 44.268; 2.4: -1655.8481; 2.5: -39.8996
| 2 | 61.05 | 1: 28.4932; 1.1: 182.0686; 1.2: 0.24416; 1.3: 396.825; 1.4: 4.3836; 1.5: 182.0686; 1.6: 396.825; 1.7: 158.73; 1.8: 8.4594; 1.9: 1322.75; 2: 42.1258; 2.1: 95.0837; 2.2: 1840.1346; 2.3: 44.3039; 2.4: -1658.066; 2.5: -39.9204
| 2 | 61.1 | 1: 28.5923; 1.1: 182.8518; 1.2: 0.24521; 1.3: 397.15; 1.4: 4.3988; 1.5: 182.8518; 1.6: 397.15; 1.7: 158.86; 1.8: 8.4594; 1.9: 1323.8333; 2: 42.1603; 2.1: 95.0844; 2.2: 1843.1359; 2.3: 44.3399; 2.4: -1660.2842; 2.5: -39.941
| 2 | 61.15 | 1: 28.6917; 1.1: 183.6371; 1.2: 0.24626; 1.3: 397.475; 1.4: 4.4141; 1.5: 183.6371; 1.6: 397.475; 1.7: 158.99; 1.8: 8.4594; 1.9: 1324.9167; 2: 42.1948; 2.1: 95.0851; 2.2: 1846.1398; 2.3: 44.3758; 2.4: -1662.5027; 2.5: -39.9617
| 2 | 61.2 | 1: 28.7911; 1.1: 184.4246; 1.2: 0.24732; 1.3: 397.8; 1.4: 4.4294; 1.5: 184.4246; 1.6: 397.8; 1.7: 159.12; 1.8: 8.4594; 1.9: 1326; 2: 42.2293; 2.1: 95.0858; 2.2: 1849.1462; 2.3: 44.4118; 2.4: -1664.7216; 2.5: -39.9824
| 2 | 61.25 | 1: 28.8908; 1.1: 185.2142; 1.2: 0.24838; 1.3: 398.125; 1.4: 4.4447; 1.5: 185.2142; 1.6: 398.125; 1.7: 159.25; 1.8: 8.4594; 1.9: 1327.0833; 2: 42.2638; 2.1: 95.0865; 2.2: 1852.155; 2.3: 44.4477; 2.4: -1666.9408; 2.5: -40.003
| 2 | 61.3 | 1: 28.9906; 1.1: 186.0059; 1.2: 0.24944; 1.3: 398.45; 1.4: 4.4601; 1.5: 186.0059; 1.6: 398.45; 1.7: 159.38; 1.8: 8.4594; 1.9: 1328.1667; 2: 42.2983; 2.1: 95.0873; 2.2: 1855.1664; 2.3: 44.4837; 2.4: -1669.1604; 2.5: -40.0236
| 2 | 61.35 | 1: 29.0907; 1.1: 186.7999; 1.2: 0.2505; 1.3: 398.775; 1.4: 4.4755; 1.5: 186.7999; 1.6: 398.775; 1.7: 159.51; 1.8: 8.4594; 1.9: 1329.25; 2: 42.3328; 2.1: 95.088; 2.2: 1858.1802; 2.3: 44.5196; 2.4: -1671.3804; 2.5: -40.0441
| 2 | 61.4 | 1: 29.1908; 1.1: 187.5959; 1.2: 0.25157; 1.3: 399.1; 1.4: 4.4909; 1.5: 187.5959; 1.6: 399.1; 1.7: 159.64; 1.8: 8.4594; 1.9: 1330.3333; 2: 42.3673; 2.1: 95.0887; 2.2: 1861.1966; 2.3: 44.5556; 2.4: -1673.6007; 2.5: -40.0647
| 2 | 61.45 | 1: 29.2912; 1.1: 188.3941; 1.2: 0.25264; 1.3: 399.425; 1.4: 4.5063; 1.5: 188.3941; 1.6: 399.425; 1.7: 159.77; 1.8: 8.4594; 1.9: 1331.4167; 2: 42.4018; 2.1: 95.0894; 2.2: 1864.2154; 2.3: 44.5915; 2.4: -1675.8213; 2.5: -40.0852
| 2 | 61.5 | 1: 29.3917; 1.1: 189.1945; 1.2: 0.25371; 1.3: 399.75; 1.4: 4.5218; 1.5: 189.1945; 1.6: 399.75; 1.7: 159.9; 1.8: 8.4594; 1.9: 1332.5; 2: 42.4363; 2.1: 95.09; 2.2: 1867.2367; 2.3: 44.6275; 2.4: -1678.0422; 2.5: -40.1057
| 2 | 61.55 | 1: 29.4924; 1.1: 189.9971; 1.2: 0.25479; 1.3: 400.075; 1.4: 4.5373; 1.5: 189.9971; 1.6: 400.075; 1.7: 160.03; 1.8: 8.4594; 1.9: 1333.5833; 2: 42.4708; 2.1: 95.0907; 2.2: 1870.2606; 2.3: 44.6635; 2.4: -1680.2635; 2.5: -40.1262
| 2 | 61.6 | 1: 29.5933; 1.1: 190.8018; 1.2: 0.25587; 1.3: 400.4; 1.4: 4.5528; 1.5: 190.8018; 1.6: 400.4; 1.7: 160.16; 1.8: 8.4594; 1.9: 1334.6667; 2: 42.5053; 2.1: 95.0914; 2.2: 1873.2869; 2.3: 44.6994; 2.4: -1682.4851; 2.5: -40.1466
| 2 | 61.65 | 1: 29.6943; 1.1: 191.6087; 1.2: 0.25695; 1.3: 400.725; 1.4: 4.5684; 1.5: 191.6087; 1.6: 400.725; 1.7: 160.29; 1.8: 8.4594; 1.9: 1335.75; 2: 42.5398; 2.1: 95.0921; 2.2: 1876.3157; 2.3: 44.7354; 2.4: -1684.7071; 2.5: -40.167
| 2 | 61.7 | 1: 29.7956; 1.1: 192.4177; 1.2: 0.25804; 1.3: 401.05; 1.4: 4.5839; 1.5: 192.4177; 1.6: 401.05; 1.7: 160.42; 1.8: 8.4594; 1.9: 1336.8333; 2: 42.5743; 2.1: 95.0928; 2.2: 1879.3471; 2.3: 44.7713; 2.4: -1686.9293; 2.5: -40.1874
| 2 | 61.75 | 1: 29.8969; 1.1: 193.2289; 1.2: 0.25912; 1.3: 401.375; 1.4: 4.5995; 1.5: 193.2289; 1.6: 401.375; 1.7: 160.55; 1.8: 8.4594; 1.9: 1337.9167; 2: 42.6088; 2.1: 95.0935; 2.2: 1882.3809; 2.3: 44.8073; 2.4: -1689.1519; 2.5: -40.2078
| 2 | 61.8 | 1: 29.9985; 1.1: 194.0423; 1.2: 0.26022; 1.3: 401.7; 1.4: 4.6152; 1.5: 194.0423; 1.6: 401.7; 1.7: 160.68; 1.8: 8.4594; 1.9: 1339; 2: 42.6433; 2.1: 95.0941; 2.2: 1885.4172; 2.3: 44.8433; 2.4: -1691.3748; 2.5: -40.2281
| 2 | 61.85 | 1: 30.1002; 1.1: 194.8579; 1.2: 0.26131; 1.3: 402.025; 1.4: 4.6308; 1.5: 194.8579; 1.6: 402.025; 1.7: 160.81; 1.8: 8.4594; 1.9: 1340.0833; 2: 42.6778; 2.1: 95.0948; 2.2: 1888.456; 2.3: 44.8792; 2.4: -1693.5981; 2.5: -40.2484
| 2 | 61.9 | 1: 30.2021; 1.1: 195.6757; 1.2: 0.26241; 1.3: 402.35; 1.4: 4.6465; 1.5: 195.6757; 1.6: 402.35; 1.7: 160.94; 1.8: 8.4594; 1.9: 1341.1667; 2: 42.7123; 2.1: 95.0955; 2.2: 1891.4973; 2.3: 44.9152; 2.4: -1695.8216; 2.5: -40.2687
| 2 | 61.95 | 1: 30.3042; 1.1: 196.4956; 1.2: 0.2635; 1.3: 402.675; 1.4: 4.6622; 1.5: 196.4956; 1.6: 402.675; 1.7: 161.07; 1.8: 8.4594; 1.9: 1342.25; 2: 42.7468; 2.1: 95.0961; 2.2: 1894.5411; 2.3: 44.9512; 2.4: -1698.0454; 2.5: -40.289
| 2 | 62 | 1: 30.4065; 1.1: 197.3178; 1.2: 0.26461; 1.3: 403; 1.4: 4.6779; 1.5: 197.3178; 1.6: 403; 1.7: 161.2; 1.8: 8.4594; 1.9: 1343.3333; 2: 42.7813; 2.1: 95.0968; 2.2: 1897.5874; 2.3: 44.9871; 2.4: -1700.2696; 2.5: -40.3092
| 2 | 62.05 | 1: 30.5089; 1.1: 198.1421; 1.2: 0.26571; 1.3: 403.325; 1.4: 4.6937; 1.5: 198.1421; 1.6: 403.325; 1.7: 161.33; 1.8: 8.4594; 1.9: 1344.4167; 2: 42.8158; 2.1: 95.0974; 2.2: 1900.6361; 2.3: 45.0231; 2.4: -1702.4941; 2.5: -40.3294
| 2 | 62.1 | 1: 30.6115; 1.1: 198.9686; 1.2: 0.26682; 1.3: 403.65; 1.4: 4.7095; 1.5: 198.9686; 1.6: 403.65; 1.7: 161.46; 1.8: 8.4594; 1.9: 1345.5; 2: 42.8503; 2.1: 95.0981; 2.2: 1903.6874; 2.3: 45.0591; 2.4: -1704.7188; 2.5: -40.3496
| 2 | 62.15 | 1: 30.7143; 1.1: 199.7973; 1.2: 0.26793; 1.3: 403.975; 1.4: 4.7253; 1.5: 199.7973; 1.6: 403.975; 1.7: 161.59; 1.8: 8.4594; 1.9: 1346.5833; 2: 42.8848; 2.1: 95.0987; 2.2: 1906.7412; 2.3: 45.095; 2.4: -1706.9439; 2.5: -40.3698
| 2 | 62.2 | 1: 30.8172; 1.1: 200.6282; 1.2: 0.26905; 1.3: 404.3; 1.4: 4.7411; 1.5: 200.6282; 1.6: 404.3; 1.7: 161.72; 1.8: 8.4594; 1.9: 1347.6667; 2: 42.9193; 2.1: 95.0994; 2.2: 1909.7975; 2.3: 45.131; 2.4: -1709.1692; 2.5: -40.3899
| 2 | 62.25 | 1: 30.9203; 1.1: 201.4613; 1.2: 0.27016; 1.3: 404.625; 1.4: 4.757; 1.5: 201.4613; 1.6: 404.625; 1.7: 161.85; 1.8: 8.4594; 1.9: 1348.75; 2: 42.9538; 2.1: 95.1; 2.2: 1912.8562; 2.3: 45.167; 2.4: -1711.3949; 2.5: -40.41
| 2 | 62.3 | 1: 31.0236; 1.1: 202.2966; 1.2: 0.27128; 1.3: 404.95; 1.4: 4.7729; 1.5: 202.2966; 1.6: 404.95; 1.7: 161.98; 1.8: 8.4594; 1.9: 1349.8333; 2: 42.9883; 2.1: 95.1007; 2.2: 1915.9175; 2.3: 45.203; 2.4: -1713.6208; 2.5: -40.4301
| 2 | 62.35 | 1: 31.1271; 1.1: 203.1342; 1.2: 0.27241; 1.3: 405.275; 1.4: 4.7888; 1.5: 203.1342; 1.6: 405.275; 1.7: 162.11; 1.8: 8.4594; 1.9: 1350.9167; 2: 43.0228; 2.1: 95.1013; 2.2: 1918.9812; 2.3: 45.239; 2.4: -1715.8471; 2.5: -40.4502
| 2 | 62.4 | 1: 31.2307; 1.1: 203.9739; 1.2: 0.27353; 1.3: 405.6; 1.4: 4.8047; 1.5: 203.9739; 1.6: 405.6; 1.7: 162.24; 1.8: 8.4594; 1.9: 1352; 2: 43.0573; 2.1: 95.1019; 2.2: 1922.0475; 2.3: 45.2749; 2.4: -1718.0736; 2.5: -40.4702
| 2 | 62.45 | 1: 31.3345; 1.1: 204.8158; 1.2: 0.27466; 1.3: 405.925; 1.4: 4.8207; 1.5: 204.8158; 1.6: 405.925; 1.7: 162.37; 1.8: 8.4594; 1.9: 1353.0833; 2: 43.0918; 2.1: 95.1025; 2.2: 1925.1162; 2.3: 45.3109; 2.4: -1720.3004; 2.5: -40.4902
| 2 | 62.5 | 1: 31.4385; 1.1: 205.66; 1.2: 0.27579; 1.3: 406.25; 1.4: 4.8367; 1.5: 205.66; 1.6: 406.25; 1.7: 162.5; 1.8: 8.4594; 1.9: 1354.1667; 2: 43.1263; 2.1: 95.1032; 2.2: 1928.1874; 2.3: 45.3469; 2.4: -1722.5275; 2.5: -40.5102
| 2 | 62.55 | 1: 31.5426; 1.1: 206.5063; 1.2: 0.27693; 1.3: 406.575; 1.4: 4.8527; 1.5: 206.5063; 1.6: 406.575; 1.7: 162.63; 1.8: 8.4594; 1.9: 1355.25; 2: 43.1608; 2.1: 95.1038; 2.2: 1931.2611; 2.3: 45.3829; 2.4: -1724.7548; 2.5: -40.5302
| 2 | 62.6 | 1: 31.6469; 1.1: 207.3549; 1.2: 0.27807; 1.3: 406.9; 1.4: 4.8688; 1.5: 207.3549; 1.6: 406.9; 1.7: 162.76; 1.8: 8.4594; 1.9: 1356.3333; 2: 43.1953; 2.1: 95.1044; 2.2: 1934.3374; 2.3: 45.4189; 2.4: -1726.9824; 2.5: -40.5501
| 2 | 62.65 | 1: 31.7514; 1.1: 208.2057; 1.2: 0.27921; 1.3: 407.225; 1.4: 4.8848; 1.5: 208.2057; 1.6: 407.225; 1.7: 162.89; 1.8: 8.4594; 1.9: 1357.4167; 2: 43.2298; 2.1: 95.105; 2.2: 1937.4161; 2.3: 45.4548; 2.4: -1729.2103; 2.5: -40.57
| 2 | 62.7 | 1: 31.8561; 1.1: 209.0588; 1.2: 0.28035; 1.3: 407.55; 1.4: 4.9009; 1.5: 209.0588; 1.6: 407.55; 1.7: 163.02; 1.8: 8.4594; 1.9: 1358.5; 2: 43.2643; 2.1: 95.1056; 2.2: 1940.4973; 2.3: 45.4908; 2.4: -1731.4385; 2.5: -40.5899
| 2 | 62.75 | 1: 31.9609; 1.1: 209.914; 1.2: 0.2815; 1.3: 407.875; 1.4: 4.9171; 1.5: 209.914; 1.6: 407.875; 1.7: 163.15; 1.8: 8.4594; 1.9: 1359.5833; 2: 43.2988; 2.1: 95.1062; 2.2: 1943.5809; 2.3: 45.5268; 2.4: -1733.6669; 2.5: -40.6097
| 2 | 62.8 | 1: 32.0659; 1.1: 210.7715; 1.2: 0.28265; 1.3: 408.2; 1.4: 4.9332; 1.5: 210.7715; 1.6: 408.2; 1.7: 163.28; 1.8: 8.4594; 1.9: 1360.6667; 2: 43.3333; 2.1: 95.1068; 2.2: 1946.6671; 2.3: 45.5628; 2.4: -1735.8956; 2.5: -40.6296
| 2 | 62.85 | 1: 32.1711; 1.1: 211.6312; 1.2: 0.2838; 1.3: 408.525; 1.4: 4.9494; 1.5: 211.6312; 1.6: 408.525; 1.7: 163.41; 1.8: 8.4594; 1.9: 1361.75; 2: 43.3678; 2.1: 95.1075; 2.2: 1949.7558; 2.3: 45.5988; 2.4: -1738.1246; 2.5: -40.6494
| 2 | 62.9 | 1: 32.2765; 1.1: 212.4932; 1.2: 0.28496; 1.3: 408.85; 1.4: 4.9656; 1.5: 212.4932; 1.6: 408.85; 1.7: 163.54; 1.8: 8.4594; 1.9: 1362.8333; 2: 43.4023; 2.1: 95.1081; 2.2: 1952.847; 2.3: 45.6348; 2.4: -1740.3538; 2.5: -40.6692
| 2 | 62.95 | 1: 32.382; 1.1: 213.3574; 1.2: 0.28612; 1.3: 409.175; 1.4: 4.9818; 1.5: 213.3574; 1.6: 409.175; 1.7: 163.67; 1.8: 8.4594; 1.9: 1363.9167; 2: 43.4368; 2.1: 95.1086; 2.2: 1955.9406; 2.3: 45.6708; 2.4: -1742.5832; 2.5: -40.6889
| 2 | 63 | 1: 32.4877; 1.1: 214.2238; 1.2: 0.28728; 1.3: 409.5; 1.4: 4.9981; 1.5: 214.2238; 1.6: 409.5; 1.7: 163.8; 1.8: 8.4594; 1.9: 1365; 2: 43.4713; 2.1: 95.1092; 2.2: 1959.0367; 2.3: 45.7067; 2.4: -1744.8129; 2.5: -40.7086
| 2 | 63.05 | 1: 32.5936; 1.1: 215.0925; 1.2: 0.28844; 1.3: 409.825; 1.4: 5.0144; 1.5: 215.0925; 1.6: 409.825; 1.7: 163.93; 1.8: 8.4594; 1.9: 1366.0833; 2: 43.5058; 2.1: 95.1098; 2.2: 1962.1354; 2.3: 45.7427; 2.4: -1747.0429; 2.5: -40.7283
| 2 | 63.1 | 1: 32.6996; 1.1: 215.9634; 1.2: 0.28961; 1.3: 410.15; 1.4: 5.0307; 1.5: 215.9634; 1.6: 410.15; 1.7: 164.06; 1.8: 8.4594; 1.9: 1367.1667; 2: 43.5403; 2.1: 95.1104; 2.2: 1965.2365; 2.3: 45.7787; 2.4: -1749.273; 2.5: -40.748
| 2 | 63.15 | 1: 32.8058; 1.1: 216.8366; 1.2: 0.29078; 1.3: 410.475; 1.4: 5.047; 1.5: 216.8366; 1.6: 410.475; 1.7: 164.19; 1.8: 8.4594; 1.9: 1368.25; 2: 43.5748; 2.1: 95.111; 2.2: 1968.3401; 2.3: 45.8147; 2.4: -1751.5035; 2.5: -40.7677
| 2 | 63.2 | 1: 32.9122; 1.1: 217.7121; 1.2: 0.29196; 1.3: 410.8; 1.4: 5.0634; 1.5: 217.7121; 1.6: 410.8; 1.7: 164.32; 1.8: 8.4594; 1.9: 1369.3333; 2: 43.6093; 2.1: 95.1116; 2.2: 1971.4462; 2.3: 45.8507; 2.4: -1753.7341; 2.5: -40.7873
| 2 | 63.25 | 1: 33.0188; 1.1: 218.5897; 1.2: 0.29313; 1.3: 411.125; 1.4: 5.0798; 1.5: 218.5897; 1.6: 411.125; 1.7: 164.45; 1.8: 8.4594; 1.9: 1370.4167; 2: 43.6438; 2.1: 95.1122; 2.2: 1974.5548; 2.3: 45.8867; 2.4: -1755.965; 2.5: -40.8069
| 2 | 63.3 | 1: 33.1255; 1.1: 219.4697; 1.2: 0.29431; 1.3: 411.45; 1.4: 5.0962; 1.5: 219.4697; 1.6: 411.45; 1.7: 164.58; 1.8: 8.4594; 1.9: 1371.5; 2: 43.6783; 2.1: 95.1127; 2.2: 1977.6659; 2.3: 45.9227; 2.4: -1758.1962; 2.5: -40.8265
| 2 | 63.35 | 1: 33.2324; 1.1: 220.3519; 1.2: 0.2955; 1.3: 411.775; 1.4: 5.1127; 1.5: 220.3519; 1.6: 411.775; 1.7: 164.71; 1.8: 8.4594; 1.9: 1372.5833; 2: 43.7128; 2.1: 95.1133; 2.2: 1980.7794; 2.3: 45.9587; 2.4: -1760.4275; 2.5: -40.846
| 2 | 63.4 | 1: 33.3395; 1.1: 221.2364; 1.2: 0.29668; 1.3: 412.1; 1.4: 5.1292; 1.5: 221.2364; 1.6: 412.1; 1.7: 164.84; 1.8: 8.4594; 1.9: 1373.6667; 2: 43.7473; 2.1: 95.1139; 2.2: 1983.8955; 2.3: 45.9947; 2.4: -1762.6591; 2.5: -40.8655
| 2 | 63.45 | 1: 33.4467; 1.1: 222.1231; 1.2: 0.29787; 1.3: 412.425; 1.4: 5.1457; 1.5: 222.1231; 1.6: 412.425; 1.7: 164.97; 1.8: 8.4594; 1.9: 1374.75; 2: 43.7818; 2.1: 95.1145; 2.2: 1987.014; 2.3: 46.0307; 2.4: -1764.8909; 2.5: -40.885
| 2 | 63.5 | 1: 33.5542; 1.1: 223.0121; 1.2: 0.29906; 1.3: 412.75; 1.4: 5.1622; 1.5: 223.0121; 1.6: 412.75; 1.7: 165.1; 1.8: 8.4594; 1.9: 1375.8333; 2: 43.8163; 2.1: 95.115; 2.2: 1990.135; 2.3: 46.0667; 2.4: -1767.1229; 2.5: -40.9045
| 2 | 63.55 | 1: 33.6617; 1.1: 223.9033; 1.2: 0.30026; 1.3: 413.075; 1.4: 5.1787; 1.5: 223.9033; 1.6: 413.075; 1.7: 165.23; 1.8: 8.4594; 1.9: 1376.9167; 2: 43.8508; 2.1: 95.1156; 2.2: 1993.2585; 2.3: 46.1027; 2.4: -1769.3552; 2.5: -40.924
| 2 | 63.6 | 1: 33.7695; 1.1: 224.7969; 1.2: 0.30146; 1.3: 413.4; 1.4: 5.1953; 1.5: 224.7969; 1.6: 413.4; 1.7: 165.36; 1.8: 8.4594; 1.9: 1378; 2: 43.8854; 2.1: 95.1161; 2.2: 1996.3845; 2.3: 46.1387; 2.4: -1771.5876; 2.5: -40.9434
| 2 | 63.65 | 1: 33.8775; 1.1: 225.6927; 1.2: 0.30266; 1.3: 413.725; 1.4: 5.2119; 1.5: 225.6927; 1.6: 413.725; 1.7: 165.49; 1.8: 8.4594; 1.9: 1379.0833; 2: 43.9199; 2.1: 95.1167; 2.2: 1999.513; 2.3: 46.1747; 2.4: -1773.8203; 2.5: -40.9628
| 2 | 63.7 | 1: 33.9856; 1.1: 226.5908; 1.2: 0.30386; 1.3: 414.05; 1.4: 5.2285; 1.5: 226.5908; 1.6: 414.05; 1.7: 165.62; 1.8: 8.4594; 1.9: 1380.1667; 2: 43.9544; 2.1: 95.1173; 2.2: 2002.6439; 2.3: 46.2107; 2.4: -1776.0531; 2.5: -40.9822
| 2 | 63.75 | 1: 34.0938; 1.1: 227.4912; 1.2: 0.30507; 1.3: 414.375; 1.4: 5.2452; 1.5: 227.4912; 1.6: 414.375; 1.7: 165.75; 1.8: 8.4594; 1.9: 1381.25; 2: 43.9889; 2.1: 95.1178; 2.2: 2005.7774; 2.3: 46.2467; 2.4: -1778.2862; 2.5: -41.0015
| 2 | 63.8 | 1: 34.2023; 1.1: 228.3939; 1.2: 0.30628; 1.3: 414.7; 1.4: 5.2619; 1.5: 228.3939; 1.6: 414.7; 1.7: 165.88; 1.8: 8.4594; 1.9: 1382.3333; 2: 44.0234; 2.1: 95.1184; 2.2: 2008.9133; 2.3: 46.2827; 2.4: -1780.5194; 2.5: -41.0208
| 2 | 63.85 | 1: 34.3109; 1.1: 229.2988; 1.2: 0.30749; 1.3: 415.025; 1.4: 5.2786; 1.5: 229.2988; 1.6: 415.025; 1.7: 166.01; 1.8: 8.4594; 1.9: 1383.4167; 2: 44.0579; 2.1: 95.1189; 2.2: 2012.0517; 2.3: 46.3187; 2.4: -1782.7529; 2.5: -41.0401
| 2 | 63.9 | 1: 34.4197; 1.1: 230.206; 1.2: 0.30871; 1.3: 415.35; 1.4: 5.2953; 1.5: 230.206; 1.6: 415.35; 1.7: 166.14; 1.8: 8.4594; 1.9: 1384.5; 2: 44.0924; 2.1: 95.1195; 2.2: 2015.1926; 2.3: 46.3547; 2.4: -1784.9865; 2.5: -41.0594
| 2 | 63.95 | 1: 34.5287; 1.1: 231.1156; 1.2: 0.30993; 1.3: 415.675; 1.4: 5.3121; 1.5: 231.1156; 1.6: 415.675; 1.7: 166.27; 1.8: 8.4594; 1.9: 1385.5833; 2: 44.1269; 2.1: 95.12; 2.2: 2018.3359; 2.3: 46.3907; 2.4: -1787.2204; 2.5: -41.0786
| 2 | 64 | 1: 34.6378; 1.1: 232.0274; 1.2: 0.31115; 1.3: 416; 1.4: 5.3289; 1.5: 232.0274; 1.6: 416; 1.7: 166.4; 1.8: 8.4594; 1.9: 1386.6667; 2: 44.1614; 2.1: 95.1205; 2.2: 2021.4818; 2.3: 46.4267; 2.4: -1789.4544; 2.5: -41.0978
| 2 | 64.05 | 1: 34.7472; 1.1: 232.9415; 1.2: 0.31238; 1.3: 416.325; 1.4: 5.3457; 1.5: 232.9415; 1.6: 416.325; 1.7: 166.53; 1.8: 8.4594; 1.9: 1387.75; 2: 44.1959; 2.1: 95.1211; 2.2: 2024.6301; 2.3: 46.4627; 2.4: -1791.6886; 2.5: -41.117
| 2 | 64.1 | 1: 34.8567; 1.1: 233.858; 1.2: 0.31361; 1.3: 416.65; 1.4: 5.3626; 1.5: 233.858; 1.6: 416.65; 1.7: 166.66; 1.8: 8.4594; 1.9: 1388.8333; 2: 44.2304; 2.1: 95.1216; 2.2: 2027.7809; 2.3: 46.4987; 2.4: -1793.9229; 2.5: -41.1362
| 2 | 64.15 | 1: 34.9663; 1.1: 234.7767; 1.2: 0.31484; 1.3: 416.975; 1.4: 5.3794; 1.5: 234.7767; 1.6: 416.975; 1.7: 166.79; 1.8: 8.4594; 1.9: 1389.9167; 2: 44.2649; 2.1: 95.1222; 2.2: 2030.9342; 2.3: 46.5348; 2.4: -1796.1575; 2.5: -41.1553
| 2 | 64.2 | 1: 35.0762; 1.1: 235.6977; 1.2: 0.31608; 1.3: 417.3; 1.4: 5.3963; 1.5: 235.6977; 1.6: 417.3; 1.7: 166.92; 1.8: 8.4594; 1.9: 1391; 2: 44.2994; 2.1: 95.1227; 2.2: 2034.0899; 2.3: 46.5708; 2.4: -1798.3922; 2.5: -41.1744
| 2 | 64.25 | 1: 35.1862; 1.1: 236.6211; 1.2: 0.31731; 1.3: 417.625; 1.4: 5.4133; 1.5: 236.6211; 1.6: 417.625; 1.7: 167.05; 1.8: 8.4594; 1.9: 1392.0833; 2: 44.3339; 2.1: 95.1232; 2.2: 2037.2482; 2.3: 46.6068; 2.4: -1800.6271; 2.5: -41.1935
| 2 | 64.3 | 1: 35.2963; 1.1: 237.5467; 1.2: 0.31856; 1.3: 417.95; 1.4: 5.4302; 1.5: 237.5467; 1.6: 417.95; 1.7: 167.18; 1.8: 8.4594; 1.9: 1393.1667; 2: 44.3684; 2.1: 95.1237; 2.2: 2040.4089; 2.3: 46.6428; 2.4: -1802.8622; 2.5: -41.2126
| 2 | 64.35 | 1: 35.4067; 1.1: 238.4747; 1.2: 0.3198; 1.3: 418.275; 1.4: 5.4472; 1.5: 238.4747; 1.6: 418.275; 1.7: 167.31; 1.8: 8.4594; 1.9: 1394.25; 2: 44.4029; 2.1: 95.1243; 2.2: 2043.5721; 2.3: 46.6788; 2.4: -1805.0974; 2.5: -41.2316
| 2 | 64.4 | 1: 35.5172; 1.1: 239.405; 1.2: 0.32105; 1.3: 418.6; 1.4: 5.4642; 1.5: 239.405; 1.6: 418.6; 1.7: 167.44; 1.8: 8.4594; 1.9: 1395.3333; 2: 44.4374; 2.1: 95.1248; 2.2: 2046.7378; 2.3: 46.7148; 2.4: -1807.3328; 2.5: -41.2506
| 2 | 64.45 | 1: 35.6279; 1.1: 240.3376; 1.2: 0.3223; 1.3: 418.925; 1.4: 5.4812; 1.5: 240.3376; 1.6: 418.925; 1.7: 167.57; 1.8: 8.4594; 1.9: 1396.4167; 2: 44.4719; 2.1: 95.1253; 2.2: 2049.9059; 2.3: 46.7508; 2.4: -1809.5683; 2.5: -41.2696
| 2 | 64.5 | 1: 35.7388; 1.1: 241.2725; 1.2: 0.32355; 1.3: 419.25; 1.4: 5.4983; 1.5: 241.2725; 1.6: 419.25; 1.7: 167.7; 1.8: 8.4594; 1.9: 1397.5; 2: 44.5064; 2.1: 95.1258; 2.2: 2053.0765; 2.3: 46.7868; 2.4: -1811.804; 2.5: -41.2886
| 2 | 64.55 | 1: 35.8498; 1.1: 242.2098; 1.2: 0.32481; 1.3: 419.575; 1.4: 5.5154; 1.5: 242.2098; 1.6: 419.575; 1.7: 167.83; 1.8: 8.4594; 1.9: 1398.5833; 2: 44.5409; 2.1: 95.1264; 2.2: 2056.2496; 2.3: 46.8228; 2.4: -1814.0398; 2.5: -41.3075
| 2 | 64.6 | 1: 35.961; 1.1: 243.1494; 1.2: 0.32607; 1.3: 419.9; 1.4: 5.5325; 1.5: 243.1494; 1.6: 419.9; 1.7: 167.96; 1.8: 8.4594; 1.9: 1399.6667; 2: 44.5754; 2.1: 95.1269; 2.2: 2059.4251; 2.3: 46.8589; 2.4: -1816.2758; 2.5: -41.3264
| 2 | 64.65 | 1: 36.0724; 1.1: 244.0913; 1.2: 0.32733; 1.3: 420.225; 1.4: 5.5496; 1.5: 244.0913; 1.6: 420.225; 1.7: 168.09; 1.8: 8.4594; 1.9: 1400.75; 2: 44.6099; 2.1: 95.1274; 2.2: 2062.6032; 2.3: 46.8949; 2.4: -1818.5119; 2.5: -41.3453
| 2 | 64.7 | 1: 36.184; 1.1: 245.0355; 1.2: 0.3286; 1.3: 420.55; 1.4: 5.5668; 1.5: 245.0355; 1.6: 420.55; 1.7: 168.22; 1.8: 8.4594; 1.9: 1401.8333; 2: 44.6444; 2.1: 95.1279; 2.2: 2065.7837; 2.3: 46.9309; 2.4: -1820.7482; 2.5: -41.3641
| 2 | 64.75 | 1: 36.2957; 1.1: 245.9821; 1.2: 0.32987; 1.3: 420.875; 1.4: 5.584; 1.5: 245.9821; 1.6: 420.875; 1.7: 168.35; 1.8: 8.4594; 1.9: 1402.9167; 2: 44.6789; 2.1: 95.1284; 2.2: 2068.9666; 2.3: 46.9669; 2.4: -1822.9845; 2.5: -41.383
| 2 | 64.8 | 1: 36.4076; 1.1: 246.931; 1.2: 0.33114; 1.3: 421.2; 1.4: 5.6012; 1.5: 246.931; 1.6: 421.2; 1.7: 168.48; 1.8: 8.4594; 1.9: 1404; 2: 44.7134; 2.1: 95.1289; 2.2: 2072.1521; 2.3: 47.0029; 2.4: -1825.2211; 2.5: -41.4018
| 2 | 64.85 | 1: 36.5197; 1.1: 247.8823; 1.2: 0.33242; 1.3: 421.525; 1.4: 5.6184; 1.5: 247.8823; 1.6: 421.525; 1.7: 168.61; 1.8: 8.4594; 1.9: 1405.0833; 2: 44.7479; 2.1: 95.1294; 2.2: 2075.34; 2.3: 47.0389; 2.4: -1827.4577; 2.5: -41.4205
| 2 | 64.9 | 1: 36.6319; 1.1: 248.8359; 1.2: 0.33369; 1.3: 421.85; 1.4: 5.6357; 1.5: 248.8359; 1.6: 421.85; 1.7: 168.74; 1.8: 8.4594; 1.9: 1406.1667; 2: 44.7824; 2.1: 95.1299; 2.2: 2078.5303; 2.3: 47.075; 2.4: -1829.6945; 2.5: -41.4393
| 2 | 64.95 | 1: 36.7444; 1.1: 249.7918; 1.2: 0.33498; 1.3: 422.175; 1.4: 5.653; 1.5: 249.7918; 1.6: 422.175; 1.7: 168.87; 1.8: 8.4594; 1.9: 1407.25; 2: 44.8169; 2.1: 95.1304; 2.2: 2081.7232; 2.3: 47.111; 2.4: -1831.9313; 2.5: -41.458
| 2 | 65 | 1: 36.857; 1.1: 250.7501; 1.2: 0.33626; 1.3: 422.5; 1.4: 5.6703; 1.5: 250.7501; 1.6: 422.5; 1.7: 169; 1.8: 8.4594; 1.9: 1408.3333; 2: 44.8514; 2.1: 95.131; 2.2: 2084.9185; 2.3: 47.147; 2.4: -1834.1683; 2.5: -41.4767
| 2 | 65.05 | 1: 36.9697; 1.1: 251.7108; 1.2: 0.33755; 1.3: 422.825; 1.4: 5.6876; 1.5: 251.7108; 1.6: 422.825; 1.7: 169.13; 1.8: 8.4594; 1.9: 1409.4167; 2: 44.8859; 2.1: 95.1315; 2.2: 2088.1162; 2.3: 47.183; 2.4: -1836.4055; 2.5: -41.4954
| 2 | 65.1 | 1: 37.0827; 1.1: 252.6738; 1.2: 0.33884; 1.3: 423.15; 1.4: 5.705; 1.5: 252.6738; 1.6: 423.15; 1.7: 169.26; 1.8: 8.4594; 1.9: 1410.5; 2: 44.9204; 2.1: 95.132; 2.2: 2091.3165; 2.3: 47.219; 2.4: -1838.6427; 2.5: -41.514
| 2 | 65.15 | 1: 37.1958; 1.1: 253.6392; 1.2: 0.34014; 1.3: 423.475; 1.4: 5.7224; 1.5: 253.6392; 1.6: 423.475; 1.7: 169.39; 1.8: 8.4594; 1.9: 1411.5833; 2: 44.9549; 2.1: 95.1325; 2.2: 2094.5192; 2.3: 47.255; 2.4: -1840.88; 2.5: -41.5326
| 2 | 65.2 | 1: 37.309; 1.1: 254.6069; 1.2: 0.34143; 1.3: 423.8; 1.4: 5.7399; 1.5: 254.6069; 1.6: 423.8; 1.7: 169.52; 1.8: 8.4594; 1.9: 1412.6667; 2: 44.9894; 2.1: 95.133; 2.2: 2097.7243; 2.3: 47.2911; 2.4: -1843.1174; 2.5: -41.5512
| 2 | 65.25 | 1: 37.4225; 1.1: 255.577; 1.2: 0.34273; 1.3: 424.125; 1.4: 5.7573; 1.5: 255.577; 1.6: 424.125; 1.7: 169.65; 1.8: 8.4594; 1.9: 1413.75; 2: 45.0239; 2.1: 95.1335; 2.2: 2100.9319; 2.3: 47.3271; 2.4: -1845.355; 2.5: -41.5698
| 2 | 65.3 | 1: 37.5361; 1.1: 256.5494; 1.2: 0.34404; 1.3: 424.45; 1.4: 5.7748; 1.5: 256.5494; 1.6: 424.45; 1.7: 169.78; 1.8: 8.4594; 1.9: 1414.8333; 2: 45.0584; 2.1: 95.1339; 2.2: 2104.142; 2.3: 47.3631; 2.4: -1847.5926; 2.5: -41.5883
| 2 | 65.35 | 1: 37.6499; 1.1: 257.5242; 1.2: 0.34535; 1.3: 424.775; 1.4: 5.7923; 1.5: 257.5242; 1.6: 424.775; 1.7: 169.91; 1.8: 8.4594; 1.9: 1415.9167; 2: 45.0929; 2.1: 95.1344; 2.2: 2107.3545; 2.3: 47.3991; 2.4: -1849.8303; 2.5: -41.6068
| 2 | 65.4 | 1: 37.7639; 1.1: 258.5014; 1.2: 0.34666; 1.3: 425.1; 1.4: 5.8098; 1.5: 258.5014; 1.6: 425.1; 1.7: 170.04; 1.8: 8.4594; 1.9: 1417; 2: 45.1274; 2.1: 95.1349; 2.2: 2110.5695; 2.3: 47.4351; 2.4: -1852.0681; 2.5: -41.6253
| 2 | 65.45 | 1: 37.878; 1.1: 259.481; 1.2: 0.34797; 1.3: 425.425; 1.4: 5.8274; 1.5: 259.481; 1.6: 425.425; 1.7: 170.17; 1.8: 8.4594; 1.9: 1418.0833; 2: 45.1619; 2.1: 95.1354; 2.2: 2113.787; 2.3: 47.4712; 2.4: -1854.306; 2.5: -41.6438
| 2 | 65.5 | 1: 37.9924; 1.1: 260.4629; 1.2: 0.34929; 1.3: 425.75; 1.4: 5.845; 1.5: 260.4629; 1.6: 425.75; 1.7: 170.3; 1.8: 8.4594; 1.9: 1419.1667; 2: 45.1964; 2.1: 95.1359; 2.2: 2117.0069; 2.3: 47.5072; 2.4: -1856.5439; 2.5: -41.6622
| 2 | 65.55 | 1: 38.1068; 1.1: 261.4473; 1.2: 0.35061; 1.3: 426.075; 1.4: 5.8626; 1.5: 261.4473; 1.6: 426.075; 1.7: 170.43; 1.8: 8.4594; 1.9: 1420.25; 2: 45.2309; 2.1: 95.1364; 2.2: 2120.2292; 2.3: 47.5432; 2.4: -1858.7819; 2.5: -41.6806
| 2 | 65.6 | 1: 38.2215; 1.1: 262.434; 1.2: 0.35193; 1.3: 426.4; 1.4: 5.8802; 1.5: 262.434; 1.6: 426.4; 1.7: 170.56; 1.8: 8.4594; 1.9: 1421.3333; 2: 45.2654; 2.1: 95.1369; 2.2: 2123.454; 2.3: 47.5792; 2.4: -1861.02; 2.5: -41.699
| 2 | 65.65 | 1: 38.3363; 1.1: 263.4231; 1.2: 0.35326; 1.3: 426.725; 1.4: 5.8979; 1.5: 263.4231; 1.6: 426.725; 1.7: 170.69; 1.8: 8.4594; 1.9: 1422.4167; 2: 45.2999; 2.1: 95.1374; 2.2: 2126.6813; 2.3: 47.6152; 2.4: -1863.2582; 2.5: -41.7173
| 2 | 65.7 | 1: 38.4513; 1.1: 264.4145; 1.2: 0.35459; 1.3: 427.05; 1.4: 5.9156; 1.5: 264.4145; 1.6: 427.05; 1.7: 170.82; 1.8: 8.4594; 1.9: 1423.5; 2: 45.3344; 2.1: 95.1379; 2.2: 2129.911; 2.3: 47.6513; 2.4: -1865.4964; 2.5: -41.7357
| 2 | 65.75 | 1: 38.5665; 1.1: 265.4084; 1.2: 0.35592; 1.3: 427.375; 1.4: 5.9333; 1.5: 265.4084; 1.6: 427.375; 1.7: 170.95; 1.8: 8.4594; 1.9: 1424.5833; 2: 45.3689; 2.1: 95.1384; 2.2: 2133.1431; 2.3: 47.6873; 2.4: -1867.7347; 2.5: -41.754
| 2 | 65.8 | 1: 38.6819; 1.1: 266.4047; 1.2: 0.35725; 1.3: 427.7; 1.4: 5.9511; 1.5: 266.4047; 1.6: 427.7; 1.7: 171.08; 1.8: 8.4594; 1.9: 1425.6667; 2: 45.4034; 2.1: 95.1389; 2.2: 2136.3777; 2.3: 47.7233; 2.4: -1869.9731; 2.5: -41.7722
| 2 | 65.85 | 1: 38.7974; 1.1: 267.4033; 1.2: 0.35859; 1.3: 428.025; 1.4: 5.9688; 1.5: 267.4033; 1.6: 428.025; 1.7: 171.21; 1.8: 8.4594; 1.9: 1426.75; 2: 45.4379; 2.1: 95.1393; 2.2: 2139.6148; 2.3: 47.7593; 2.4: -1872.2115; 2.5: -41.7905
| 2 | 65.9 | 1: 38.9131; 1.1: 268.4044; 1.2: 0.35994; 1.3: 428.35; 1.4: 5.9866; 1.5: 268.4044; 1.6: 428.35; 1.7: 171.34; 1.8: 8.4594; 1.9: 1427.8333; 2: 45.4724; 2.1: 95.1398; 2.2: 2142.8543; 2.3: 47.7953; 2.4: -1874.4499; 2.5: -41.8087
| 2 | 65.95 | 1: 39.029; 1.1: 269.4078; 1.2: 0.36128; 1.3: 428.675; 1.4: 6.0045; 1.5: 269.4078; 1.6: 428.675; 1.7: 171.47; 1.8: 8.4594; 1.9: 1428.9167; 2: 45.5069; 2.1: 95.1403; 2.2: 2146.0962; 2.3: 47.8313; 2.4: -1876.6884; 2.5: -41.8269
| 2 | 66 | 1: 39.145; 1.1: 270.4137; 1.2: 0.36263; 1.3: 429; 1.4: 6.0223; 1.5: 270.4137; 1.6: 429; 1.7: 171.6; 1.8: 8.4594; 1.9: 1430; 2: 45.5414; 2.1: 95.1408; 2.2: 2149.3406; 2.3: 47.8674; 2.4: -1878.9269; 2.5: -41.8451
| 2 | 66.05 | 1: 39.2612; 1.1: 271.4219; 1.2: 0.36398; 1.3: 429.325; 1.4: 6.0402; 1.5: 271.4219; 1.6: 429.325; 1.7: 171.73; 1.8: 8.4594; 1.9: 1431.0833; 2: 45.5759; 2.1: 95.1413; 2.2: 2152.5874; 2.3: 47.9034; 2.4: -1881.1655; 2.5: -41.8632
| 2 | 66.1 | 1: 39.3776; 1.1: 272.4326; 1.2: 0.36534; 1.3: 429.65; 1.4: 6.0581; 1.5: 272.4326; 1.6: 429.65; 1.7: 171.86; 1.8: 8.4594; 1.9: 1432.1667; 2: 45.6104; 2.1: 95.1418; 2.2: 2155.8367; 2.3: 47.9394; 2.4: -1883.4041; 2.5: -41.8813
| 2 | 66.15 | 1: 39.4942; 1.1: 273.4457; 1.2: 0.3667; 1.3: 429.975; 1.4: 6.076; 1.5: 273.4457; 1.6: 429.975; 1.7: 171.99; 1.8: 8.4594; 1.9: 1433.25; 2: 45.6449; 2.1: 95.1423; 2.2: 2159.0884; 2.3: 47.9754; 2.4: -1885.6427; 2.5: -41.8994
| 2 | 66.2 | 1: 39.6109; 1.1: 274.4612; 1.2: 0.36806; 1.3: 430.3; 1.4: 6.094; 1.5: 274.4612; 1.6: 430.3; 1.7: 172.12; 1.8: 8.4594; 1.9: 1434.3333; 2: 45.6794; 2.1: 95.1427; 2.2: 2162.3425; 2.3: 48.0114; 2.4: -1887.8813; 2.5: -41.9175
| 2 | 66.25 | 1: 39.7278; 1.1: 275.4791; 1.2: 0.36942; 1.3: 430.625; 1.4: 6.112; 1.5: 275.4791; 1.6: 430.625; 1.7: 172.25; 1.8: 8.4594; 1.9: 1435.4167; 2: 45.7139; 2.1: 95.1432; 2.2: 2165.5991; 2.3: 48.0475; 2.4: -1890.12; 2.5: -41.9355
| 2 | 66.3 | 1: 39.8449; 1.1: 276.4994; 1.2: 0.37079; 1.3: 430.95; 1.4: 6.13; 1.5: 276.4994; 1.6: 430.95; 1.7: 172.38; 1.8: 8.4594; 1.9: 1436.5; 2: 45.7484; 2.1: 95.1437; 2.2: 2168.8581; 2.3: 48.0835; 2.4: -1892.3587; 2.5: -41.9535
| 2 | 66.35 | 1: 39.9621; 1.1: 277.5222; 1.2: 0.37216; 1.3: 431.275; 1.4: 6.148; 1.5: 277.5222; 1.6: 431.275; 1.7: 172.51; 1.8: 8.4594; 1.9: 1437.5833; 2: 45.7829; 2.1: 95.1442; 2.2: 2172.1195; 2.3: 48.1195; 2.4: -1894.5974; 2.5: -41.9715
| 2 | 66.4 | 1: 40.0795; 1.1: 278.5473; 1.2: 0.37354; 1.3: 431.6; 1.4: 6.1661; 1.5: 278.5473; 1.6: 431.6; 1.7: 172.64; 1.8: 8.4594; 1.9: 1438.6667; 2: 45.8174; 2.1: 95.1447; 2.2: 2175.3834; 2.3: 48.1555; 2.4: -1896.8361; 2.5: -41.9894
| 2 | 66.45 | 1: 40.1971; 1.1: 279.575; 1.2: 0.37492; 1.3: 431.925; 1.4: 6.1842; 1.5: 279.575; 1.6: 431.925; 1.7: 172.77; 1.8: 8.4594; 1.9: 1439.75; 2: 45.8519; 2.1: 95.1452; 2.2: 2178.6497; 2.3: 48.1915; 2.4: -1899.0748; 2.5: -42.0074
| 2 | 66.5 | 1: 40.3149; 1.1: 280.605; 1.2: 0.3763; 1.3: 432.25; 1.4: 6.2023; 1.5: 280.605; 1.6: 432.25; 1.7: 172.9; 1.8: 8.4594; 1.9: 1440.8333; 2: 45.8864; 2.1: 95.1457; 2.2: 2181.9185; 2.3: 48.2275; 2.4: -1901.3135; 2.5: -42.0253
| 2 | 66.55 | 1: 40.4328; 1.1: 281.6375; 1.2: 0.37768; 1.3: 432.575; 1.4: 6.2204; 1.5: 281.6375; 1.6: 432.575; 1.7: 173.03; 1.8: 8.4594; 1.9: 1441.9167; 2: 45.9209; 2.1: 95.1461; 2.2: 2185.1896; 2.3: 48.2636; 2.4: -1903.5522; 2.5: -42.0431
| 2 | 66.6 | 1: 40.5509; 1.1: 282.6724; 1.2: 0.37907; 1.3: 432.9; 1.4: 6.2386; 1.5: 282.6724; 1.6: 432.9; 1.7: 173.16; 1.8: 8.4594; 1.9: 1443; 2: 45.9554; 2.1: 95.1466; 2.2: 2188.4632; 2.3: 48.2996; 2.4: -1905.7908; 2.5: -42.061
| 2 | 66.65 | 1: 40.6692; 1.1: 283.7097; 1.2: 0.38046; 1.3: 433.225; 1.4: 6.2568; 1.5: 283.7097; 1.6: 433.225; 1.7: 173.29; 1.8: 8.4594; 1.9: 1444.0833; 2: 45.9899; 2.1: 95.1471; 2.2: 2191.7392; 2.3: 48.3356; 2.4: -1908.0295; 2.5: -42.0788
| 2 | 66.7 | 1: 40.7877; 1.1: 284.7495; 1.2: 0.38186; 1.3: 433.55; 1.4: 6.275; 1.5: 284.7495; 1.6: 433.55; 1.7: 173.42; 1.8: 8.4594; 1.9: 1445.1667; 2: 46.0244; 2.1: 95.1476; 2.2: 2195.0176; 2.3: 48.3716; 2.4: -1910.2681; 2.5: -42.0966
| 2 | 66.75 | 1: 40.9063; 1.1: 285.7917; 1.2: 0.38325; 1.3: 433.875; 1.4: 6.2933; 1.5: 285.7917; 1.6: 433.875; 1.7: 173.55; 1.8: 8.4594; 1.9: 1446.25; 2: 46.0589; 2.1: 95.1481; 2.2: 2198.2985; 2.3: 48.4076; 2.4: -1912.5068; 2.5: -42.1143
| 2 | 66.8 | 1: 41.0251; 1.1: 286.8364; 1.2: 0.38465; 1.3: 434.2; 1.4: 6.3116; 1.5: 286.8364; 1.6: 434.2; 1.7: 173.68; 1.8: 8.4594; 1.9: 1447.3333; 2: 46.0934; 2.1: 95.1486; 2.2: 2201.5818; 2.3: 48.4436; 2.4: -1914.7454; 2.5: -42.1321
| 2 | 66.85 | 1: 41.144; 1.1: 287.8835; 1.2: 0.38606; 1.3: 434.525; 1.4: 6.3299; 1.5: 287.8835; 1.6: 434.525; 1.7: 173.81; 1.8: 8.4594; 1.9: 1448.4167; 2: 46.1279; 2.1: 95.1491; 2.2: 2204.8675; 2.3: 48.4796; 2.4: -1916.9839; 2.5: -42.1498
| 2 | 66.9 | 1: 41.2632; 1.1: 288.9331; 1.2: 0.38747; 1.3: 434.85; 1.4: 6.3482; 1.5: 288.9331; 1.6: 434.85; 1.7: 173.94; 1.8: 8.4594; 1.9: 1449.5; 2: 46.1624; 2.1: 95.1496; 2.2: 2208.1556; 2.3: 48.5156; 2.4: -1919.2225; 2.5: -42.1675
| 2 | 66.95 | 1: 41.3825; 1.1: 289.9851; 1.2: 0.38888; 1.3: 435.175; 1.4: 6.3665; 1.5: 289.9851; 1.6: 435.175; 1.7: 174.07; 1.8: 8.4594; 1.9: 1450.5833; 2: 46.1969; 2.1: 95.15; 2.2: 2211.4461; 2.3: 48.5517; 2.4: -1921.461; 2.5: -42.1851
| 2 | 67 | 1: 41.502; 1.1: 291.0396; 1.2: 0.39029; 1.3: 435.5; 1.4: 6.3849; 1.5: 291.0396; 1.6: 435.5; 1.7: 174.2; 1.8: 8.4594; 1.9: 1451.6667; 2: 46.2314; 2.1: 95.1505; 2.2: 2214.739; 2.3: 48.5877; 2.4: -1923.6994; 2.5: -42.2027
| 2 | 67.05 | 1: 41.6217; 1.1: 292.0966; 1.2: 0.39171; 1.3: 435.825; 1.4: 6.4033; 1.5: 292.0966; 1.6: 435.825; 1.7: 174.33; 1.8: 8.4594; 1.9: 1452.75; 2: 46.2659; 2.1: 95.151; 2.2: 2218.0344; 2.3: 48.6237; 2.4: -1925.9378; 2.5: -42.2203
| 2 | 67.1 | 1: 41.7415; 1.1: 293.156; 1.2: 0.39313; 1.3: 436.15; 1.4: 6.4218; 1.5: 293.156; 1.6: 436.15; 1.7: 174.46; 1.8: 8.4594; 1.9: 1453.8333; 2: 46.3004; 2.1: 95.1515; 2.2: 2221.3321; 2.3: 48.6597; 2.4: -1928.1761; 2.5: -42.2379
| 2 | 67.15 | 1: 41.8615; 1.1: 294.2179; 1.2: 0.39455; 1.3: 436.475; 1.4: 6.4402; 1.5: 294.2179; 1.6: 436.475; 1.7: 174.59; 1.8: 8.4594; 1.9: 1454.9167; 2: 46.3349; 2.1: 95.152; 2.2: 2224.6323; 2.3: 48.6957; 2.4: -1930.4144; 2.5: -42.2555
| 2 | 67.2 | 1: 41.9817; 1.1: 295.2822; 1.2: 0.39598; 1.3: 436.8; 1.4: 6.4587; 1.5: 295.2822; 1.6: 436.8; 1.7: 174.72; 1.8: 8.4594; 1.9: 1456; 2: 46.3694; 2.1: 95.1525; 2.2: 2227.9349; 2.3: 48.7317; 2.4: -1932.6526; 2.5: -42.273
| 2 | 67.25 | 1: 42.102; 1.1: 296.3491; 1.2: 0.39741; 1.3: 437.125; 1.4: 6.4772; 1.5: 296.3491; 1.6: 437.125; 1.7: 174.85; 1.8: 8.4594; 1.9: 1457.0833; 2: 46.4039; 2.1: 95.153; 2.2: 2231.2398; 2.3: 48.7677; 2.4: -1934.8908; 2.5: -42.2905
| 2 | 67.3 | 1: 42.2225; 1.1: 297.4183; 1.2: 0.39884; 1.3: 437.45; 1.4: 6.4958; 1.5: 297.4183; 1.6: 437.45; 1.7: 174.98; 1.8: 8.4594; 1.9: 1458.1667; 2: 46.4384; 2.1: 95.1535; 2.2: 2234.5472; 2.3: 48.8037; 2.4: -1937.1289; 2.5: -42.3079
| 2 | 67.35 | 1: 42.3432; 1.1: 298.4901; 1.2: 0.40028; 1.3: 437.775; 1.4: 6.5143; 1.5: 298.4901; 1.6: 437.775; 1.7: 175.11; 1.8: 8.4594; 1.9: 1459.25; 2: 46.4729; 2.1: 95.154; 2.2: 2237.857; 2.3: 48.8397; 2.4: -1939.3669; 2.5: -42.3254
| 2 | 67.4 | 1: 42.4641; 1.1: 299.5644; 1.2: 0.40172; 1.3: 438.1; 1.4: 6.5329; 1.5: 299.5644; 1.6: 438.1; 1.7: 175.24; 1.8: 8.4594; 1.9: 1460.3333; 2: 46.5074; 2.1: 95.1545; 2.2: 2241.1691; 2.3: 48.8757; 2.4: -1941.6048; 2.5: -42.3428
| 2 | 67.45 | 1: 42.5851; 1.1: 300.6411; 1.2: 0.40317; 1.3: 438.425; 1.4: 6.5516; 1.5: 300.6411; 1.6: 438.425; 1.7: 175.37; 1.8: 8.4594; 1.9: 1461.4167; 2: 46.5419; 2.1: 95.155; 2.2: 2244.4837; 2.3: 48.9117; 2.4: -1943.8426; 2.5: -42.3601
| 2 | 67.5 | 1: 42.7063; 1.1: 301.7203; 1.2: 0.40461; 1.3: 438.75; 1.4: 6.5702; 1.5: 301.7203; 1.6: 438.75; 1.7: 175.5; 1.8: 8.4594; 1.9: 1462.5; 2: 46.5764; 2.1: 95.1555; 2.2: 2247.8007; 2.3: 48.9477; 2.4: -1946.0804; 2.5: -42.3775
| 2 | 67.55 | 1: 42.8277; 1.1: 302.802; 1.2: 0.40606; 1.3: 439.075; 1.4: 6.5889; 1.5: 302.802; 1.6: 439.075; 1.7: 175.63; 1.8: 8.4594; 1.9: 1463.5833; 2: 46.6109; 2.1: 95.156; 2.2: 2251.12; 2.3: 48.9837; 2.4: -1948.318; 2.5: -42.3948
| 2 | 67.6 | 1: 42.9493; 1.1: 303.8862; 1.2: 0.40752; 1.3: 439.4; 1.4: 6.6076; 1.5: 303.8862; 1.6: 439.4; 1.7: 175.76; 1.8: 8.4594; 1.9: 1464.6667; 2: 46.6454; 2.1: 95.1565; 2.2: 2254.4418; 2.3: 49.0197; 2.4: -1950.5556; 2.5: -42.4121
| 2 | 67.65 | 1: 43.071; 1.1: 304.9729; 1.2: 0.40898; 1.3: 439.725; 1.4: 6.6263; 1.5: 304.9729; 1.6: 439.725; 1.7: 175.89; 1.8: 8.4594; 1.9: 1465.75; 2: 46.6799; 2.1: 95.157; 2.2: 2257.7659; 2.3: 49.0557; 2.4: -1952.793; 2.5: -42.4294
| 2 | 67.7 | 1: 43.1929; 1.1: 306.0621; 1.2: 0.41044; 1.3: 440.05; 1.4: 6.6451; 1.5: 306.0621; 1.6: 440.05; 1.7: 176.02; 1.8: 8.4594; 1.9: 1466.8333; 2: 46.7144; 2.1: 95.1575; 2.2: 2261.0924; 2.3: 49.0917; 2.4: -1955.0303; 2.5: -42.4466
| 2 | 67.75 | 1: 43.315; 1.1: 307.1538; 1.2: 0.4119; 1.3: 440.375; 1.4: 6.6638; 1.5: 307.1538; 1.6: 440.375; 1.7: 176.15; 1.8: 8.4594; 1.9: 1467.9167; 2: 46.7489; 2.1: 95.1581; 2.2: 2264.4213; 2.3: 49.1277; 2.4: -1957.2676; 2.5: -42.4638
| 2 | 67.8 | 1: 43.4372; 1.1: 308.2479; 1.2: 0.41337; 1.3: 440.7; 1.4: 6.6827; 1.5: 308.2479; 1.6: 440.7; 1.7: 176.28; 1.8: 8.4594; 1.9: 1469; 2: 46.7834; 2.1: 95.1586; 2.2: 2267.7526; 2.3: 49.1637; 2.4: -1959.5047; 2.5: -42.481
| 2 | 67.85 | 1: 43.5596; 1.1: 309.3446; 1.2: 0.41484; 1.3: 441.025; 1.4: 6.7015; 1.5: 309.3446; 1.6: 441.025; 1.7: 176.41; 1.8: 8.4594; 1.9: 1470.0833; 2: 46.8179; 2.1: 95.1591; 2.2: 2271.0862; 2.3: 49.1997; 2.4: -1961.7416; 2.5: -42.4982
| 2 | 67.9 | 1: 43.6822; 1.1: 310.4438; 1.2: 0.41631; 1.3: 441.35; 1.4: 6.7203; 1.5: 310.4438; 1.6: 441.35; 1.7: 176.54; 1.8: 8.4594; 1.9: 1471.1667; 2: 46.8524; 2.1: 95.1596; 2.2: 2274.4223; 2.3: 49.2356; 2.4: -1963.9785; 2.5: -42.5153
| 2 | 67.95 | 1: 43.805; 1.1: 311.5455; 1.2: 0.41779; 1.3: 441.675; 1.4: 6.7392; 1.5: 311.5455; 1.6: 441.675; 1.7: 176.67; 1.8: 8.4594; 1.9: 1472.25; 2: 46.8869; 2.1: 95.1601; 2.2: 2277.7607; 2.3: 49.2716; 2.4: -1966.2152; 2.5: -42.5324
| 2 | 68 | 1: 43.9279; 1.1: 312.6497; 1.2: 0.41927; 1.3: 442; 1.4: 6.7581; 1.5: 312.6497; 1.6: 442; 1.7: 176.8; 1.8: 8.4594; 1.9: 1473.3333; 2: 46.9214; 2.1: 95.1607; 2.2: 2281.1015; 2.3: 49.3076; 2.4: -1968.4518; 2.5: -42.5495
| 2 | 68.05 | 1: 44.051; 1.1: 313.7564; 1.2: 0.42075; 1.3: 442.325; 1.4: 6.7771; 1.5: 313.7564; 1.6: 442.325; 1.7: 176.93; 1.8: 8.4594; 1.9: 1474.4167; 2: 46.9559; 2.1: 95.1612; 2.2: 2284.4446; 2.3: 49.3436; 2.4: -1970.6882; 2.5: -42.5665
| 2 | 68.1 | 1: 44.1743; 1.1: 314.8657; 1.2: 0.42224; 1.3: 442.65; 1.4: 6.796; 1.5: 314.8657; 1.6: 442.65; 1.7: 177.06; 1.8: 8.4594; 1.9: 1475.5; 2: 46.9904; 2.1: 95.1617; 2.2: 2287.7902; 2.3: 49.3796; 2.4: -1972.9245; 2.5: -42.5835
| 2 | 68.15 | 1: 44.2978; 1.1: 315.9774; 1.2: 0.42373; 1.3: 442.975; 1.4: 6.815; 1.5: 315.9774; 1.6: 442.975; 1.7: 177.19; 1.8: 8.4594; 1.9: 1476.5833; 2: 47.0249; 2.1: 95.1622; 2.2: 2291.1381; 2.3: 49.4156; 2.4: -1975.1606; 2.5: -42.6005
| 2 | 68.2 | 1: 44.4214; 1.1: 317.0917; 1.2: 0.42523; 1.3: 443.3; 1.4: 6.8341; 1.5: 317.0917; 1.6: 443.3; 1.7: 177.32; 1.8: 8.4594; 1.9: 1477.6667; 2: 47.0594; 2.1: 95.1628; 2.2: 2294.4883; 2.3: 49.4515; 2.4: -1977.3966; 2.5: -42.6175
| 2 | 68.25 | 1: 44.5452; 1.1: 318.2085; 1.2: 0.42672; 1.3: 443.625; 1.4: 6.8531; 1.5: 318.2085; 1.6: 443.625; 1.7: 177.45; 1.8: 8.4594; 1.9: 1478.75; 2: 47.0939; 2.1: 95.1633; 2.2: 2297.8409; 2.3: 49.4875; 2.4: -1979.6324; 2.5: -42.6344
| 2 | 68.3 | 1: 44.6692; 1.1: 319.3279; 1.2: 0.42823; 1.3: 443.95; 1.4: 6.8722; 1.5: 319.3279; 1.6: 443.95; 1.7: 177.58; 1.8: 8.4594; 1.9: 1479.8333; 2: 47.1285; 2.1: 95.1639; 2.2: 2301.1959; 2.3: 49.5235; 2.4: -1981.868; 2.5: -42.6513
| 2 | 68.35 | 1: 44.7933; 1.1: 320.4497; 1.2: 0.42973; 1.3: 444.275; 1.4: 6.8913; 1.5: 320.4497; 1.6: 444.275; 1.7: 177.71; 1.8: 8.4594; 1.9: 1480.9167; 2: 47.163; 2.1: 95.1644; 2.2: 2304.5532; 2.3: 49.5594; 2.4: -1984.1035; 2.5: -42.6682
| 2 | 68.4 | 1: 44.9176; 1.1: 321.5741; 1.2: 0.43124; 1.3: 444.6; 1.4: 6.9104; 1.5: 321.5741; 1.6: 444.6; 1.7: 177.84; 1.8: 8.4594; 1.9: 1482; 2: 47.1975; 2.1: 95.1649; 2.2: 2307.9129; 2.3: 49.5954; 2.4: -1986.3388; 2.5: -42.685
| 2 | 68.45 | 1: 45.0421; 1.1: 322.7011; 1.2: 0.43275; 1.3: 444.925; 1.4: 6.9296; 1.5: 322.7011; 1.6: 444.925; 1.7: 177.97; 1.8: 8.4594; 1.9: 1483.0833; 2: 47.232; 2.1: 95.1655; 2.2: 2311.2749; 2.3: 49.6314; 2.4: -1988.5739; 2.5: -42.7018
| 2 | 68.5 | 1: 45.1668; 1.1: 323.8306; 1.2: 0.43426; 1.3: 445.25; 1.4: 6.9487; 1.5: 323.8306; 1.6: 445.25; 1.7: 178.1; 1.8: 8.4594; 1.9: 1484.1667; 2: 47.2665; 2.1: 95.166; 2.2: 2314.6393; 2.3: 49.6674; 2.4: -1990.8088; 2.5: -42.7186
| 2 | 68.55 | 1: 45.2916; 1.1: 324.9626; 1.2: 0.43578; 1.3: 445.575; 1.4: 6.9679; 1.5: 324.9626; 1.6: 445.575; 1.7: 178.23; 1.8: 8.4594; 1.9: 1485.25; 2: 47.301; 2.1: 95.1666; 2.2: 2318.0061; 2.3: 49.7033; 2.4: -1993.0435; 2.5: -42.7354
| 2 | 68.6 | 1: 45.4166; 1.1: 326.0971; 1.2: 0.4373; 1.3: 445.9; 1.4: 6.9872; 1.5: 326.0971; 1.6: 445.9; 1.7: 178.36; 1.8: 8.4594; 1.9: 1486.3333; 2: 47.3355; 2.1: 95.1672; 2.2: 2321.3751; 2.3: 49.7393; 2.4: -1995.278; 2.5: -42.7521
| 2 | 68.65 | 1: 45.5418; 1.1: 327.2342; 1.2: 0.43883; 1.3: 446.225; 1.4: 7.0064; 1.5: 327.2342; 1.6: 446.225; 1.7: 178.49; 1.8: 8.4594; 1.9: 1487.4167; 2: 47.37; 2.1: 95.1677; 2.2: 2324.7465; 2.3: 49.7752; 2.4: -1997.5123; 2.5: -42.7688
| 2 | 68.7 | 1: 45.6671; 1.1: 328.3739; 1.2: 0.44036; 1.3: 446.55; 1.4: 7.0257; 1.5: 328.3739; 1.6: 446.55; 1.7: 178.62; 1.8: 8.4594; 1.9: 1488.5; 2: 47.4045; 2.1: 95.1683; 2.2: 2328.1203; 2.3: 49.8112; 2.4: -1999.7464; 2.5: -42.7855
| 2 | 68.75 | 1: 45.7926; 1.1: 329.5161; 1.2: 0.44189; 1.3: 446.875; 1.4: 7.045; 1.5: 329.5161; 1.6: 446.875; 1.7: 178.75; 1.8: 8.4594; 1.9: 1489.5833; 2: 47.439; 2.1: 95.1689; 2.2: 2331.4964; 2.3: 49.8471; 2.4: -2001.9803; 2.5: -42.8021
| 2 | 68.8 | 1: 45.9183; 1.1: 330.6609; 1.2: 0.44342; 1.3: 447.2; 1.4: 7.0644; 1.5: 330.6609; 1.6: 447.2; 1.7: 178.88; 1.8: 8.4594; 1.9: 1490.6667; 2: 47.4735; 2.1: 95.1694; 2.2: 2334.8748; 2.3: 49.8831; 2.4: -2004.2139; 2.5: -42.8187
| 2 | 68.85 | 1: 46.0442; 1.1: 331.8082; 1.2: 0.44496; 1.3: 447.525; 1.4: 7.0837; 1.5: 331.8082; 1.6: 447.525; 1.7: 179.01; 1.8: 8.4594; 1.9: 1491.75; 2: 47.508; 2.1: 95.17; 2.2: 2338.2556; 2.3: 49.919; 2.4: -2006.4474; 2.5: -42.8353
| 2 | 68.9 | 1: 46.1702; 1.1: 332.9581; 1.2: 0.4465; 1.3: 447.85; 1.4: 7.1031; 1.5: 332.9581; 1.6: 447.85; 1.7: 179.14; 1.8: 8.4594; 1.9: 1492.8333; 2: 47.5425; 2.1: 95.1706; 2.2: 2341.6386; 2.3: 49.955; 2.4: -2008.6806; 2.5: -42.8519
| 2 | 68.95 | 1: 46.2964; 1.1: 334.1105; 1.2: 0.44805; 1.3: 448.175; 1.4: 7.1225; 1.5: 334.1105; 1.6: 448.175; 1.7: 179.27; 1.8: 8.4594; 1.9: 1493.9167; 2: 47.577; 2.1: 95.1712; 2.2: 2345.024; 2.3: 49.9909; 2.4: -2010.9135; 2.5: -42.8684
| 2 | 69 | 1: 46.4228; 1.1: 335.2655; 1.2: 0.4496; 1.3: 448.5; 1.4: 7.142; 1.5: 335.2655; 1.6: 448.5; 1.7: 179.4; 1.8: 8.4594; 1.9: 1495; 2: 47.6115; 2.1: 95.1718; 2.2: 2348.4118; 2.3: 50.0269; 2.4: -2013.1462; 2.5: -42.8849
| 2 | 69.05 | 1: 46.5494; 1.1: 336.4231; 1.2: 0.45115; 1.3: 448.825; 1.4: 7.1614; 1.5: 336.4231; 1.6: 448.825; 1.7: 179.53; 1.8: 8.4594; 1.9: 1496.0833; 2: 47.646; 2.1: 95.1724; 2.2: 2351.8018; 2.3: 50.0628; 2.4: -2015.3787; 2.5: -42.9014
| 2 | 69.1 | 1: 46.6761; 1.1: 337.5833; 1.2: 0.45271; 1.3: 449.15; 1.4: 7.1809; 1.5: 337.5833; 1.6: 449.15; 1.7: 179.66; 1.8: 8.4594; 1.9: 1497.1667; 2: 47.6805; 2.1: 95.173; 2.2: 2355.1942; 2.3: 50.0988; 2.4: -2017.6109; 2.5: -42.9178
| 2 | 69.15 | 1: 46.803; 1.1: 338.746; 1.2: 0.45427; 1.3: 449.475; 1.4: 7.2005; 1.5: 338.746; 1.6: 449.475; 1.7: 179.79; 1.8: 8.4594; 1.9: 1498.25; 2: 47.715; 2.1: 95.1736; 2.2: 2358.5889; 2.3: 50.1347; 2.4: -2019.8429; 2.5: -42.9342
| 2 | 69.2 | 1: 46.9301; 1.1: 339.9113; 1.2: 0.45583; 1.3: 449.8; 1.4: 7.22; 1.5: 339.9113; 1.6: 449.8; 1.7: 179.92; 1.8: 8.4594; 1.9: 1499.3333; 2: 47.7495; 2.1: 95.1742; 2.2: 2361.9858; 2.3: 50.1706; 2.4: -2022.0746; 2.5: -42.9506
| 2 | 69.25 | 1: 47.0573; 1.1: 341.0792; 1.2: 0.45739; 1.3: 450.125; 1.4: 7.2396; 1.5: 341.0792; 1.6: 450.125; 1.7: 180.05; 1.8: 8.4594; 1.9: 1500.4167; 2: 47.784; 2.1: 95.1748; 2.2: 2365.3851; 2.3: 50.2065; 2.4: -2024.306; 2.5: -42.967
| 2 | 69.3 | 1: 47.1847; 1.1: 342.2496; 1.2: 0.45896; 1.3: 450.45; 1.4: 7.2592; 1.5: 342.2496; 1.6: 450.45; 1.7: 180.18; 1.8: 8.4594; 1.9: 1501.5; 2: 47.8185; 2.1: 95.1754; 2.2: 2368.7867; 2.3: 50.2425; 2.4: -2026.5371; 2.5: -42.9833
| 2 | 69.35 | 1: 47.3123; 1.1: 343.4227; 1.2: 0.46054; 1.3: 450.775; 1.4: 7.2788; 1.5: 343.4227; 1.6: 450.775; 1.7: 180.31; 1.8: 8.4594; 1.9: 1502.5833; 2: 47.853; 2.1: 95.176; 2.2: 2372.1906; 2.3: 50.2784; 2.4: -2028.768; 2.5: -42.9996
| 2 | 69.4 | 1: 47.4401; 1.1: 344.5983; 1.2: 0.46211; 1.3: 451.1; 1.4: 7.2985; 1.5: 344.5983; 1.6: 451.1; 1.7: 180.44; 1.8: 8.4594; 1.9: 1503.6667; 2: 47.8875; 2.1: 95.1766; 2.2: 2375.5968; 2.3: 50.3143; 2.4: -2030.9985; 2.5: -43.0158
| 2 | 69.45 | 1: 47.568; 1.1: 345.7766; 1.2: 0.46369; 1.3: 451.425; 1.4: 7.3182; 1.5: 345.7766; 1.6: 451.425; 1.7: 180.57; 1.8: 8.4594; 1.9: 1504.75; 2: 47.922; 2.1: 95.1773; 2.2: 2379.0053; 2.3: 50.3502; 2.4: -2033.2288; 2.5: -43.0321
| 2 | 69.5 | 1: 47.6961; 1.1: 346.9574; 1.2: 0.46528; 1.3: 451.75; 1.4: 7.3379; 1.5: 346.9574; 1.6: 451.75; 1.7: 180.7; 1.8: 8.4594; 1.9: 1505.8333; 2: 47.9565; 2.1: 95.1779; 2.2: 2382.4161; 2.3: 50.3861; 2.4: -2035.4587; 2.5: -43.0483
| 2 | 69.55 | 1: 47.8244; 1.1: 348.1408; 1.2: 0.46686; 1.3: 452.075; 1.4: 7.3576; 1.5: 348.1408; 1.6: 452.075; 1.7: 180.83; 1.8: 8.4594; 1.9: 1506.9167; 2: 47.991; 2.1: 95.1786; 2.2: 2385.8292; 2.3: 50.422; 2.4: -2037.6884; 2.5: -43.0644
| 2 | 69.6 | 1: 47.9528; 1.1: 349.3268; 1.2: 0.46845; 1.3: 452.4; 1.4: 7.3774; 1.5: 349.3268; 1.6: 452.4; 1.7: 180.96; 1.8: 8.4594; 1.9: 1508; 2: 48.0255; 2.1: 95.1792; 2.2: 2389.2446; 2.3: 50.458; 2.4: -2039.9178; 2.5: -43.0806
| 2 | 69.65 | 1: 48.0815; 1.1: 350.5154; 1.2: 0.47005; 1.3: 452.725; 1.4: 7.3971; 1.5: 350.5154; 1.6: 452.725; 1.7: 181.09; 1.8: 8.4594; 1.9: 1509.0833; 2: 48.06; 2.1: 95.1799; 2.2: 2392.6622; 2.3: 50.4939; 2.4: -2042.1468; 2.5: -43.0967
| 2 | 69.7 | 1: 48.2102; 1.1: 351.7066; 1.2: 0.47165; 1.3: 453.05; 1.4: 7.417; 1.5: 351.7066; 1.6: 453.05; 1.7: 181.22; 1.8: 8.4594; 1.9: 1510.1667; 2: 48.0945; 2.1: 95.1805; 2.2: 2396.0821; 2.3: 50.5298; 2.4: -2044.3755; 2.5: -43.1128
| 2 | 69.75 | 1: 48.3392; 1.1: 352.9004; 1.2: 0.47325; 1.3: 453.375; 1.4: 7.4368; 1.5: 352.9004; 1.6: 453.375; 1.7: 181.35; 1.8: 8.4594; 1.9: 1511.25; 2: 48.129; 2.1: 95.1812; 2.2: 2399.5043; 2.3: 50.5656; 2.4: -2046.6039; 2.5: -43.1288
| 2 | 69.8 | 1: 48.4684; 1.1: 354.0969; 1.2: 0.47485; 1.3: 453.7; 1.4: 7.4567; 1.5: 354.0969; 1.6: 453.7; 1.7: 181.48; 1.8: 8.4594; 1.9: 1512.3333; 2: 48.1635; 2.1: 95.1819; 2.2: 2402.9288; 2.3: 50.6015; 2.4: -2048.8319; 2.5: -43.1449
| 2 | 69.85 | 1: 48.5977; 1.1: 355.2959; 1.2: 0.47646; 1.3: 454.025; 1.4: 7.4766; 1.5: 355.2959; 1.6: 454.025; 1.7: 181.61; 1.8: 8.4594; 1.9: 1513.4167; 2: 48.198; 2.1: 95.1825; 2.2: 2406.3555; 2.3: 50.6374; 2.4: -2051.0596; 2.5: -43.1609
| 2 | 69.9 | 1: 48.7272; 1.1: 356.4976; 1.2: 0.47807; 1.3: 454.35; 1.4: 7.4965; 1.5: 356.4976; 1.6: 454.35; 1.7: 181.74; 1.8: 8.4594; 1.9: 1514.5; 2: 48.2325; 2.1: 95.1832; 2.2: 2409.7845; 2.3: 50.6733; 2.4: -2053.2869; 2.5: -43.1768
| 2 | 69.95 | 1: 48.8568; 1.1: 357.7019; 1.2: 0.47969; 1.3: 454.675; 1.4: 7.5164; 1.5: 357.7019; 1.6: 454.675; 1.7: 181.87; 1.8: 8.4594; 1.9: 1515.5833; 2: 48.267; 2.1: 95.1839; 2.2: 2413.2158; 2.3: 50.7092; 2.4: -2055.5139; 2.5: -43.1928
| 2 | 70 | 1: 48.9866; 1.1: 358.9088; 1.2: 0.4813; 1.3: 455; 1.4: 7.5364; 1.5: 358.9088; 1.6: 455; 1.7: 182; 1.8: 8.4594; 1.9: 1516.6667; 2: 48.3015; 2.1: 95.1846; 2.2: 2416.6493; 2.3: 50.7451; 2.4: -2057.7406; 2.5: -43.2087
| 2 | 70.05 | 1: 49.1166; 1.1: 360.1183; 1.2: 0.48293; 1.3: 455.325; 1.4: 7.5564; 1.5: 360.1183; 1.6: 455.325; 1.7: 182.13; 1.8: 8.4594; 1.9: 1517.75; 2: 48.336; 2.1: 95.1853; 2.2: 2420.0851; 2.3: 50.7809; 2.4: -2059.9668; 2.5: -43.2245
| 2 | 70.1 | 1: 49.2468; 1.1: 361.3304; 1.2: 0.48455; 1.3: 455.65; 1.4: 7.5764; 1.5: 361.3304; 1.6: 455.65; 1.7: 182.26; 1.8: 8.4594; 1.9: 1518.8333; 2: 48.3705; 2.1: 95.186; 2.2: 2423.5231; 2.3: 50.8168; 2.4: -2062.1927; 2.5: -43.2404
| 2 | 70.15 | 1: 49.3772; 1.1: 362.5452; 1.2: 0.48618; 1.3: 455.975; 1.4: 7.5965; 1.5: 362.5452; 1.6: 455.975; 1.7: 182.39; 1.8: 8.4594; 1.9: 1519.9167; 2: 48.405; 2.1: 95.1867; 2.2: 2426.9634; 2.3: 50.8527; 2.4: -2064.4182; 2.5: -43.2562
| 2 | 70.2 | 1: 49.5077; 1.1: 363.7626; 1.2: 0.48781; 1.3: 456.3; 1.4: 7.6166; 1.5: 363.7626; 1.6: 456.3; 1.7: 182.52; 1.8: 8.4594; 1.9: 1521; 2: 48.4395; 2.1: 95.1874; 2.2: 2430.4059; 2.3: 50.8885; 2.4: -2066.6433; 2.5: -43.272
| 2 | 70.25 | 1: 49.6384; 1.1: 364.9826; 1.2: 0.48945; 1.3: 456.625; 1.4: 7.6367; 1.5: 364.9826; 1.6: 456.625; 1.7: 182.65; 1.8: 8.4594; 1.9: 1522.0833; 2: 48.474; 2.1: 95.1882; 2.2: 2433.8507; 2.3: 50.9244; 2.4: -2068.8681; 2.5: -43.2877
| 2 | 70.3 | 1: 49.7692; 1.1: 366.2053; 1.2: 0.49109; 1.3: 456.95; 1.4: 7.6568; 1.5: 366.2053; 1.6: 456.95; 1.7: 182.78; 1.8: 8.4594; 1.9: 1523.1667; 2: 48.5085; 2.1: 95.1889; 2.2: 2437.2977; 2.3: 50.9602; 2.4: -2071.0924; 2.5: -43.3034
| 2 | 70.35 | 1: 49.9003; 1.1: 367.4306; 1.2: 0.49273; 1.3: 457.275; 1.4: 7.677; 1.5: 367.4306; 1.6: 457.275; 1.7: 182.91; 1.8: 8.4594; 1.9: 1524.25; 2: 48.543; 2.1: 95.1896; 2.2: 2440.7469; 2.3: 50.9961; 2.4: -2073.3163; 2.5: -43.3191
| 2 | 70.4 | 1: 50.0315; 1.1: 368.6586; 1.2: 0.49438; 1.3: 457.6; 1.4: 7.6971; 1.5: 368.6586; 1.6: 457.6; 1.7: 183.04; 1.8: 8.4594; 1.9: 1525.3333; 2: 48.5775; 2.1: 95.1904; 2.2: 2444.1984; 2.3: 51.0319; 2.4: -2075.5398; 2.5: -43.3348
| 2 | 70.45 | 1: 50.1629; 1.1: 369.8892; 1.2: 0.49603; 1.3: 457.925; 1.4: 7.7174; 1.5: 369.8892; 1.6: 457.925; 1.7: 183.17; 1.8: 8.4594; 1.9: 1526.4167; 2: 48.612; 2.1: 95.1911; 2.2: 2447.6521; 2.3: 51.0678; 2.4: -2077.7629; 2.5: -43.3504
| 2 | 70.5 | 1: 50.2944; 1.1: 371.1224; 1.2: 0.49768; 1.3: 458.25; 1.4: 7.7376; 1.5: 371.1224; 1.6: 458.25; 1.7: 183.3; 1.8: 8.4594; 1.9: 1527.5; 2: 48.6465; 2.1: 95.1919; 2.2: 2451.108; 2.3: 51.1036; 2.4: -2079.9856; 2.5: -43.366
| 2 | 70.55 | 1: 50.4261; 1.1: 372.3583; 1.2: 0.49934; 1.3: 458.575; 1.4: 7.7579; 1.5: 372.3583; 1.6: 458.575; 1.7: 183.43; 1.8: 8.4594; 1.9: 1528.5833; 2: 48.681; 2.1: 95.1927; 2.2: 2454.5661; 2.3: 51.1394; 2.4: -2082.2078; 2.5: -43.3816
| 2 | 70.6 | 1: 50.558; 1.1: 373.5968; 1.2: 0.501; 1.3: 458.9; 1.4: 7.7782; 1.5: 373.5968; 1.6: 458.9; 1.7: 183.56; 1.8: 8.4594; 1.9: 1529.6667; 2: 48.7155; 2.1: 95.1934; 2.2: 2458.0265; 2.3: 51.1753; 2.4: -2084.4296; 2.5: -43.3971
| 2 | 70.65 | 1: 50.6901; 1.1: 374.838; 1.2: 0.50267; 1.3: 459.225; 1.4: 7.7985; 1.5: 374.838; 1.6: 459.225; 1.7: 183.69; 1.8: 8.4594; 1.9: 1530.75; 2: 48.75; 2.1: 95.1942; 2.2: 2461.489; 2.3: 51.2111; 2.4: -2086.651; 2.5: -43.4126
| 2 | 70.7 | 1: 50.8223; 1.1: 376.0819; 1.2: 0.50433; 1.3: 459.55; 1.4: 7.8188; 1.5: 376.0819; 1.6: 459.55; 1.7: 183.82; 1.8: 8.4594; 1.9: 1531.8333; 2: 48.7845; 2.1: 95.195; 2.2: 2464.9538; 2.3: 51.2469; 2.4: -2088.8719; 2.5: -43.4281
| 2 | 70.75 | 1: 50.9548; 1.1: 377.3284; 1.2: 0.50601; 1.3: 459.875; 1.4: 7.8392; 1.5: 377.3284; 1.6: 459.875; 1.7: 183.95; 1.8: 8.4594; 1.9: 1532.9167; 2: 48.819; 2.1: 95.1958; 2.2: 2468.4207; 2.3: 51.2827; 2.4: -2091.0923; 2.5: -43.4435
| 2 | 70.8 | 1: 51.0873; 1.1: 378.5776; 1.2: 0.50768; 1.3: 460.2; 1.4: 7.8596; 1.5: 378.5776; 1.6: 460.2; 1.7: 184.08; 1.8: 8.4594; 1.9: 1534; 2: 48.8535; 2.1: 95.1966; 2.2: 2471.8899; 2.3: 51.3185; 2.4: -2093.3123; 2.5: -43.4589
| 2 | 70.85 | 1: 51.2201; 1.1: 379.8295; 1.2: 0.50936; 1.3: 460.525; 1.4: 7.88; 1.5: 379.8295; 1.6: 460.525; 1.7: 184.21; 1.8: 8.4594; 1.9: 1535.0833; 2: 48.888; 2.1: 95.1975; 2.2: 2475.3612; 2.3: 51.3543; 2.4: -2095.5318; 2.5: -43.4743
| 2 | 70.9 | 1: 51.353; 1.1: 381.084; 1.2: 0.51104; 1.3: 460.85; 1.4: 7.9005; 1.5: 381.084; 1.6: 460.85; 1.7: 184.34; 1.8: 8.4594; 1.9: 1536.1667; 2: 48.9225; 2.1: 95.1983; 2.2: 2478.8348; 2.3: 51.3901; 2.4: -2097.7508; 2.5: -43.4897
| 2 | 70.95 | 1: 51.4861; 1.1: 382.3412; 1.2: 0.51273; 1.3: 461.175; 1.4: 7.9209; 1.5: 382.3412; 1.6: 461.175; 1.7: 184.47; 1.8: 8.4594; 1.9: 1537.25; 2: 48.957; 2.1: 95.1991; 2.2: 2482.3105; 2.3: 51.4259; 2.4: -2099.9694; 2.5: -43.505
| 2 | 71 | 1: 51.6194; 1.1: 383.601; 1.2: 0.51442; 1.3: 461.5; 1.4: 7.9414; 1.5: 383.601; 1.6: 461.5; 1.7: 184.6; 1.8: 8.4594; 1.9: 1538.3333; 2: 48.9915; 2.1: 95.2; 2.2: 2485.7884; 2.3: 51.4617; 2.4: -2102.1874; 2.5: -43.5202
| 2 | 71.05 | 1: 51.7529; 1.1: 384.8636; 1.2: 0.51611; 1.3: 461.825; 1.4: 7.962; 1.5: 384.8636; 1.6: 461.825; 1.7: 184.73; 1.8: 8.4594; 1.9: 1539.4167; 2: 49.026; 2.1: 95.2008; 2.2: 2489.2685; 2.3: 51.4975; 2.4: -2104.4049; 2.5: -43.5355
| 2 | 71.1 | 1: 51.8865; 1.1: 386.1288; 1.2: 0.51781; 1.3: 462.15; 1.4: 7.9825; 1.5: 386.1288; 1.6: 462.15; 1.7: 184.86; 1.8: 8.4594; 1.9: 1540.5; 2: 49.0605; 2.1: 95.2017; 2.2: 2492.7508; 2.3: 51.5332; 2.4: -2106.622; 2.5: -43.5507
| 2 | 71.15 | 1: 52.0203; 1.1: 387.3967; 1.2: 0.51951; 1.3: 462.475; 1.4: 8.0031; 1.5: 387.3967; 1.6: 462.475; 1.7: 184.99; 1.8: 8.4594; 1.9: 1541.5833; 2: 49.095; 2.1: 95.2025; 2.2: 2496.2352; 2.3: 51.569; 2.4: -2108.8385; 2.5: -43.5659
| 2 | 71.2 | 1: 52.1542; 1.1: 388.6673; 1.2: 0.52121; 1.3: 462.8; 1.4: 8.0237; 1.5: 388.6673; 1.6: 462.8; 1.7: 185.12; 1.8: 8.4594; 1.9: 1542.6667; 2: 49.1295; 2.1: 95.2034; 2.2: 2499.7218; 2.3: 51.6048; 2.4: -2111.0545; 2.5: -43.5811
| 2 | 71.25 | 1: 52.2884; 1.1: 389.9405; 1.2: 0.52292; 1.3: 463.125; 1.4: 8.0444; 1.5: 389.9405; 1.6: 463.125; 1.7: 185.25; 1.8: 8.4594; 1.9: 1543.75; 2: 49.164; 2.1: 95.2043; 2.2: 2503.2105; 2.3: 51.6405; 2.4: -2113.27; 2.5: -43.5962
| 2 | 71.3 | 1: 52.4227; 1.1: 391.2165; 1.2: 0.52463; 1.3: 463.45; 1.4: 8.065; 1.5: 391.2165; 1.6: 463.45; 1.7: 185.38; 1.8: 8.4594; 1.9: 1544.8333; 2: 49.1985; 2.1: 95.2052; 2.2: 2506.7014; 2.3: 51.6763; 2.4: -2115.4849; 2.5: -43.6113
| 2 | 71.35 | 1: 52.5572; 1.1: 392.4952; 1.2: 0.52634; 1.3: 463.775; 1.4: 8.0857; 1.5: 392.4952; 1.6: 463.775; 1.7: 185.51; 1.8: 8.4594; 1.9: 1545.9167; 2: 49.233; 2.1: 95.2061; 2.2: 2510.1945; 2.3: 51.712; 2.4: -2117.6993; 2.5: -43.6263
| 2 | 71.4 | 1: 52.6918; 1.1: 393.7765; 1.2: 0.52806; 1.3: 464.1; 1.4: 8.1064; 1.5: 393.7765; 1.6: 464.1; 1.7: 185.64; 1.8: 8.4594; 1.9: 1547; 2: 49.2675; 2.1: 95.207; 2.2: 2513.6897; 2.3: 51.7478; 2.4: -2119.9132; 2.5: -43.6413
| 2 | 71.45 | 1: 52.8266; 1.1: 395.0606; 1.2: 0.52978; 1.3: 464.425; 1.4: 8.1272; 1.5: 395.0606; 1.6: 464.425; 1.7: 185.77; 1.8: 8.4594; 1.9: 1548.0833; 2: 49.302; 2.1: 95.2079; 2.2: 2517.187; 2.3: 51.7835; 2.4: -2122.1264; 2.5: -43.6563
| 2 | 71.5 | 1: 52.9616; 1.1: 396.3473; 1.2: 0.53151; 1.3: 464.75; 1.4: 8.1479; 1.5: 396.3473; 1.6: 464.75; 1.7: 185.9; 1.8: 8.4594; 1.9: 1549.1667; 2: 49.3365; 2.1: 95.2089; 2.2: 2520.6865; 2.3: 51.8192; 2.4: -2124.3392; 2.5: -43.6713
| 2 | 71.55 | 1: 53.0968; 1.1: 397.6368; 1.2: 0.53324; 1.3: 465.075; 1.4: 8.1687; 1.5: 397.6368; 1.6: 465.075; 1.7: 186.03; 1.8: 8.4594; 1.9: 1550.25; 2: 49.371; 2.1: 95.2098; 2.2: 2524.1881; 2.3: 51.855; 2.4: -2126.5513; 2.5: -43.6862
| 2 | 71.6 | 1: 53.2322; 1.1: 398.9289; 1.2: 0.53497; 1.3: 465.4; 1.4: 8.1896; 1.5: 398.9289; 1.6: 465.4; 1.7: 186.16; 1.8: 8.4594; 1.9: 1551.3333; 2: 49.4055; 2.1: 95.2108; 2.2: 2527.6918; 2.3: 51.8907; 2.4: -2128.7629; 2.5: -43.7011
| 2 | 71.65 | 1: 53.3677; 1.1: 400.2238; 1.2: 0.53671; 1.3: 465.725; 1.4: 8.2104; 1.5: 400.2238; 1.6: 465.725; 1.7: 186.29; 1.8: 8.4594; 1.9: 1552.4167; 2: 49.44; 2.1: 95.2117; 2.2: 2531.1977; 2.3: 51.9264; 2.4: -2130.9739; 2.5: -43.716
| 2 | 71.7 | 1: 53.5034; 1.1: 401.5214; 1.2: 0.53845; 1.3: 466.05; 1.4: 8.2313; 1.5: 401.5214; 1.6: 466.05; 1.7: 186.42; 1.8: 8.4594; 1.9: 1553.5; 2: 49.4745; 2.1: 95.2127; 2.2: 2534.7056; 2.3: 51.9621; 2.4: -2133.1843; 2.5: -43.7308
| 2 | 71.75 | 1: 53.6392; 1.1: 402.8217; 1.2: 0.54019; 1.3: 466.375; 1.4: 8.2522; 1.5: 402.8217; 1.6: 466.375; 1.7: 186.55; 1.8: 8.4594; 1.9: 1554.5833; 2: 49.509; 2.1: 95.2137; 2.2: 2538.2157; 2.3: 51.9978; 2.4: -2135.394; 2.5: -43.7456
| 2 | 71.8 | 1: 53.7753; 1.1: 404.1247; 1.2: 0.54194; 1.3: 466.7; 1.4: 8.2731; 1.5: 404.1247; 1.6: 466.7; 1.7: 186.68; 1.8: 8.4594; 1.9: 1555.6667; 2: 49.5435; 2.1: 95.2147; 2.2: 2541.7279; 2.3: 52.0335; 2.4: -2137.6032; 2.5: -43.7604
| 2 | 71.85 | 1: 53.9115; 1.1: 405.4304; 1.2: 0.54369; 1.3: 467.025; 1.4: 8.2941; 1.5: 405.4304; 1.6: 467.025; 1.7: 186.81; 1.8: 8.4594; 1.9: 1556.75; 2: 49.578; 2.1: 95.2157; 2.2: 2545.2422; 2.3: 52.0692; 2.4: -2139.8118; 2.5: -43.7751
| 2 | 71.9 | 1: 54.0478; 1.1: 406.7389; 1.2: 0.54545; 1.3: 467.35; 1.4: 8.3151; 1.5: 406.7389; 1.6: 467.35; 1.7: 186.94; 1.8: 8.4594; 1.9: 1557.8333; 2: 49.6125; 2.1: 95.2167; 2.2: 2548.7586; 2.3: 52.1048; 2.4: -2142.0197; 2.5: -43.7898
| 2 | 71.95 | 1: 54.1844; 1.1: 408.0501; 1.2: 0.5472; 1.3: 467.675; 1.4: 8.3361; 1.5: 408.0501; 1.6: 467.675; 1.7: 187.07; 1.8: 8.4594; 1.9: 1558.9167; 2: 49.647; 2.1: 95.2178; 2.2: 2552.2771; 2.3: 52.1405; 2.4: -2144.227; 2.5: -43.8044
| 2 | 72 | 1: 54.3211; 1.1: 409.364; 1.2: 0.54897; 1.3: 468; 1.4: 8.3571; 1.5: 409.364; 1.6: 468; 1.7: 187.2; 1.8: 8.4594; 1.9: 1560; 2: 49.6815; 2.1: 95.2188; 2.2: 2555.7976; 2.3: 52.1762; 2.4: -2146.4337; 2.5: -43.8191
| 2 | 72.05 | 1: 54.458; 1.1: 410.6806; 1.2: 0.55073; 1.3: 468.325; 1.4: 8.3782; 1.5: 410.6806; 1.6: 468.325; 1.7: 187.33; 1.8: 8.4594; 1.9: 1561.0833; 2: 49.716; 2.1: 95.2199; 2.2: 2559.3203; 2.3: 52.2118; 2.4: -2148.6397; 2.5: -43.8337
| 2 | 72.1 | 1: 54.5951; 1.1: 412; 1.2: 0.5525; 1.3: 468.65; 1.4: 8.3992; 1.5: 412; 1.6: 468.65; 1.7: 187.46; 1.8: 8.4594; 1.9: 1562.1667; 2: 49.7505; 2.1: 95.2209; 2.2: 2562.845; 2.3: 52.2475; 2.4: -2150.845; 2.5: -43.8482
| 2 | 72.15 | 1: 54.7323; 1.1: 413.3221; 1.2: 0.55427; 1.3: 468.975; 1.4: 8.4204; 1.5: 413.3221; 1.6: 468.975; 1.7: 187.59; 1.8: 8.4594; 1.9: 1563.25; 2: 49.785; 2.1: 95.222; 2.2: 2566.3718; 2.3: 52.2831; 2.4: -2153.0497; 2.5: -43.8628
| 2 | 72.2 | 1: 54.8697; 1.1: 414.647; 1.2: 0.55605; 1.3: 469.3; 1.4: 8.4415; 1.5: 414.647; 1.6: 469.3; 1.7: 187.72; 1.8: 8.4594; 1.9: 1564.3333; 2: 49.8195; 2.1: 95.2231; 2.2: 2569.9007; 2.3: 52.3188; 2.4: -2155.2537; 2.5: -43.8773
| 2 | 72.25 | 1: 55.0073; 1.1: 415.9745; 1.2: 0.55783; 1.3: 469.625; 1.4: 8.4627; 1.5: 415.9745; 1.6: 469.625; 1.7: 187.85; 1.8: 8.4594; 1.9: 1565.4167; 2: 49.854; 2.1: 95.2242; 2.2: 2573.4316; 2.3: 52.3544; 2.4: -2157.4571; 2.5: -43.8917
| 2 | 72.3 | 1: 55.1451; 1.1: 417.3049; 1.2: 0.55962; 1.3: 469.95; 1.4: 8.4839; 1.5: 417.3049; 1.6: 469.95; 1.7: 187.98; 1.8: 8.4594; 1.9: 1566.5; 2: 49.8885; 2.1: 95.2253; 2.2: 2576.9646; 2.3: 52.39; 2.4: -2159.6597; 2.5: -43.9061
| 2 | 72.35 | 1: 55.283; 1.1: 418.638; 1.2: 0.5614; 1.3: 470.275; 1.4: 8.5051; 1.5: 418.638; 1.6: 470.275; 1.7: 188.11; 1.8: 8.4594; 1.9: 1567.5833; 2: 49.923; 2.1: 95.2264; 2.2: 2580.4996; 2.3: 52.4256; 2.4: -2161.8616; 2.5: -43.9205
| 2 | 72.4 | 1: 55.4211; 1.1: 419.9738; 1.2: 0.56319; 1.3: 470.6; 1.4: 8.5263; 1.5: 419.9738; 1.6: 470.6; 1.7: 188.24; 1.8: 8.4594; 1.9: 1568.6667; 2: 49.9575; 2.1: 95.2276; 2.2: 2584.0367; 2.3: 52.4612; 2.4: -2164.0629; 2.5: -43.9349
| 2 | 72.45 | 1: 55.5594; 1.1: 421.3124; 1.2: 0.56499; 1.3: 470.925; 1.4: 8.5476; 1.5: 421.3124; 1.6: 470.925; 1.7: 188.37; 1.8: 8.4594; 1.9: 1569.75; 2: 49.992; 2.1: 95.2287; 2.2: 2587.5758; 2.3: 52.4968; 2.4: -2166.2634; 2.5: -43.9492
| 2 | 72.5 | 1: 55.6978; 1.1: 422.6537; 1.2: 0.56679; 1.3: 471.25; 1.4: 8.5689; 1.5: 422.6537; 1.6: 471.25; 1.7: 188.5; 1.8: 8.4594; 1.9: 1570.8333; 2: 50.0265; 2.1: 95.2299; 2.2: 2591.1169; 2.3: 52.5324; 2.4: -2168.4632; 2.5: -43.9635
| 2 | 72.55 | 1: 55.8365; 1.1: 423.9978; 1.2: 0.56859; 1.3: 471.575; 1.4: 8.5902; 1.5: 423.9978; 1.6: 471.575; 1.7: 188.63; 1.8: 8.4594; 1.9: 1571.9167; 2: 50.061; 2.1: 95.231; 2.2: 2594.6601; 2.3: 52.568; 2.4: -2170.6623; 2.5: -43.9778
| 2 | 72.6 | 1: 55.9752; 1.1: 425.3447; 1.2: 0.5704; 1.3: 471.9; 1.4: 8.6116; 1.5: 425.3447; 1.6: 471.9; 1.7: 188.76; 1.8: 8.4594; 1.9: 1573; 2: 50.0955; 2.1: 95.2322; 2.2: 2598.2053; 2.3: 52.6036; 2.4: -2172.8606; 2.5: -43.992
| 2 | 72.65 | 1: 56.1142; 1.1: 426.6943; 1.2: 0.57221; 1.3: 472.225; 1.4: 8.633; 1.5: 426.6943; 1.6: 472.225; 1.7: 188.89; 1.8: 8.4594; 1.9: 1574.0833; 2: 50.13; 2.1: 95.2334; 2.2: 2601.7525; 2.3: 52.6391; 2.4: -2175.0582; 2.5: -44.0062
| 2 | 72.7 | 1: 56.2533; 1.1: 428.0467; 1.2: 0.57402; 1.3: 472.55; 1.4: 8.6544; 1.5: 428.0467; 1.6: 472.55; 1.7: 189.02; 1.8: 8.4594; 1.9: 1575.1667; 2: 50.1645; 2.1: 95.2347; 2.2: 2605.3018; 2.3: 52.6747; 2.4: -2177.2551; 2.5: -44.0203
| 2 | 72.75 | 1: 56.3927; 1.1: 429.4019; 1.2: 0.57584; 1.3: 472.875; 1.4: 8.6758; 1.5: 429.4019; 1.6: 472.875; 1.7: 189.15; 1.8: 8.4594; 1.9: 1576.25; 2: 50.199; 2.1: 95.2359; 2.2: 2608.853; 2.3: 52.7102; 2.4: -2179.4511; 2.5: -44.0344
| 2 | 72.8 | 1: 56.5321; 1.1: 430.7598; 1.2: 0.57766; 1.3: 473.2; 1.4: 8.6973; 1.5: 430.7598; 1.6: 473.2; 1.7: 189.28; 1.8: 8.4594; 1.9: 1577.3333; 2: 50.2335; 2.1: 95.2371; 2.2: 2612.4062; 2.3: 52.7458; 2.4: -2181.6464; 2.5: -44.0485
| 2 | 72.85 | 1: 56.6718; 1.1: 432.1205; 1.2: 0.57948; 1.3: 473.525; 1.4: 8.7187; 1.5: 432.1205; 1.6: 473.525; 1.7: 189.41; 1.8: 8.4594; 1.9: 1578.4167; 2: 50.268; 2.1: 95.2384; 2.2: 2615.9614; 2.3: 52.7813; 2.4: -2183.8409; 2.5: -44.0626
| 2 | 72.9 | 1: 56.8116; 1.1: 433.484; 1.2: 0.58131; 1.3: 473.85; 1.4: 8.7402; 1.5: 433.484; 1.6: 473.85; 1.7: 189.54; 1.8: 8.4594; 1.9: 1579.5; 2: 50.3025; 2.1: 95.2396; 2.2: 2619.5186; 2.3: 52.8168; 2.4: -2186.0347; 2.5: -44.0766
| 2 | 72.95 | 1: 56.9516; 1.1: 434.8502; 1.2: 0.58314; 1.3: 474.175; 1.4: 8.7618; 1.5: 434.8502; 1.6: 474.175; 1.7: 189.67; 1.8: 8.4594; 1.9: 1580.5833; 2: 50.337; 2.1: 95.2409; 2.2: 2623.0778; 2.3: 52.8523; 2.4: -2188.2276; 2.5: -44.0905
| 2 | 73 | 1: 57.0918; 1.1: 436.2193; 1.2: 0.58498; 1.3: 474.5; 1.4: 8.7834; 1.5: 436.2193; 1.6: 474.5; 1.7: 189.8; 1.8: 8.4594; 1.9: 1581.6667; 2: 50.3715; 2.1: 95.2422; 2.2: 2626.639; 2.3: 52.8878; 2.4: -2190.4197; 2.5: -44.1045
| 2 | 73.05 | 1: 57.2321; 1.1: 437.5911; 1.2: 0.58682; 1.3: 474.825; 1.4: 8.8049; 1.5: 437.5911; 1.6: 474.825; 1.7: 189.93; 1.8: 8.4594; 1.9: 1582.75; 2: 50.4061; 2.1: 95.2435; 2.2: 2630.2021; 2.3: 52.9233; 2.4: -2192.611; 2.5: -44.1184
| 2 | 73.1 | 1: 57.3726; 1.1: 438.9657; 1.2: 0.58866; 1.3: 475.15; 1.4: 8.8266; 1.5: 438.9657; 1.6: 475.15; 1.7: 190.06; 1.8: 8.4594; 1.9: 1583.8333; 2: 50.4406; 2.1: 95.2449; 2.2: 2633.7672; 2.3: 52.9588; 2.4: -2194.8015; 2.5: -44.1323
| 2 | 73.15 | 1: 57.5133; 1.1: 440.3431; 1.2: 0.59051; 1.3: 475.475; 1.4: 8.8482; 1.5: 440.3431; 1.6: 475.475; 1.7: 190.19; 1.8: 8.4594; 1.9: 1584.9167; 2: 50.4751; 2.1: 95.2462; 2.2: 2637.3343; 2.3: 52.9943; 2.4: -2196.9911; 2.5: -44.1461
| 2 | 73.2 | 1: 57.6542; 1.1: 441.7233; 1.2: 0.59236; 1.3: 475.8; 1.4: 8.8699; 1.5: 441.7233; 1.6: 475.8; 1.7: 190.32; 1.8: 8.4594; 1.9: 1586; 2: 50.5096; 2.1: 95.2476; 2.2: 2640.9033; 2.3: 53.0298; 2.4: -2199.1799; 2.5: -44.1599
| 2 | 73.25 | 1: 57.7952; 1.1: 443.1063; 1.2: 0.59422; 1.3: 476.125; 1.4: 8.8916; 1.5: 443.1063; 1.6: 476.125; 1.7: 190.45; 1.8: 8.4594; 1.9: 1587.0833; 2: 50.5441; 2.1: 95.2489; 2.2: 2644.4742; 2.3: 53.0652; 2.4: -2201.3679; 2.5: -44.1736
| 2 | 73.3 | 1: 57.9364; 1.1: 444.4921; 1.2: 0.59607; 1.3: 476.45; 1.4: 8.9133; 1.5: 444.4921; 1.6: 476.45; 1.7: 190.58; 1.8: 8.4594; 1.9: 1588.1667; 2: 50.5786; 2.1: 95.2503; 2.2: 2648.0471; 2.3: 53.1007; 2.4: -2203.555; 2.5: -44.1874
| 2 | 73.35 | 1: 58.0778; 1.1: 445.8807; 1.2: 0.59794; 1.3: 476.775; 1.4: 8.935; 1.5: 445.8807; 1.6: 476.775; 1.7: 190.71; 1.8: 8.4594; 1.9: 1589.25; 2: 50.6131; 2.1: 95.2517; 2.2: 2651.6219; 2.3: 53.1361; 2.4: -2205.7412; 2.5: -44.2011
| 2 | 73.4 | 1: 58.2194; 1.1: 447.2721; 1.2: 0.5998; 1.3: 477.1; 1.4: 8.9568; 1.5: 447.2721; 1.6: 477.1; 1.7: 190.84; 1.8: 8.4594; 1.9: 1590.3333; 2: 50.6476; 2.1: 95.2531; 2.2: 2655.1986; 2.3: 53.1715; 2.4: -2207.9265; 2.5: -44.2147
| 2 | 73.45 | 1: 58.3611; 1.1: 448.6663; 1.2: 0.60167; 1.3: 477.425; 1.4: 8.9786; 1.5: 448.6663; 1.6: 477.425; 1.7: 190.97; 1.8: 8.4594; 1.9: 1591.4167; 2: 50.6821; 2.1: 95.2546; 2.2: 2658.7773; 2.3: 53.207; 2.4: -2210.111; 2.5: -44.2283
| 2 | 73.5 | 1: 58.503; 1.1: 450.0633; 1.2: 0.60354; 1.3: 477.75; 1.4: 9.0005; 1.5: 450.0633; 1.6: 477.75; 1.7: 191.1; 1.8: 8.4594; 1.9: 1592.5; 2: 50.7166; 2.1: 95.256; 2.2: 2662.3578; 2.3: 53.2424; 2.4: -2212.2945; 2.5: -44.2419
| 2 | 73.55 | 1: 58.645; 1.1: 451.4631; 1.2: 0.60542; 1.3: 478.075; 1.4: 9.0223; 1.5: 451.4631; 1.6: 478.075; 1.7: 191.23; 1.8: 8.4594; 1.9: 1593.5833; 2: 50.7511; 2.1: 95.2575; 2.2: 2665.9403; 2.3: 53.2778; 2.4: -2214.4772; 2.5: -44.2555
| 2 | 73.6 | 1: 58.7873; 1.1: 452.8658; 1.2: 0.6073; 1.3: 478.4; 1.4: 9.0442; 1.5: 452.8658; 1.6: 478.4; 1.7: 191.36; 1.8: 8.4594; 1.9: 1594.6667; 2: 50.7856; 2.1: 95.259; 2.2: 2669.5247; 2.3: 53.3132; 2.4: -2216.6589; 2.5: -44.269
| 2 | 73.65 | 1: 58.9297; 1.1: 454.2712; 1.2: 0.60919; 1.3: 478.725; 1.4: 9.0661; 1.5: 454.2712; 1.6: 478.725; 1.7: 191.49; 1.8: 8.4594; 1.9: 1595.75; 2: 50.8201; 2.1: 95.2605; 2.2: 2673.1109; 2.3: 53.3485; 2.4: -2218.8397; 2.5: -44.2824
| 2 | 73.7 | 1: 59.0723; 1.1: 455.6795; 1.2: 0.61108; 1.3: 479.05; 1.4: 9.088; 1.5: 455.6795; 1.6: 479.05; 1.7: 191.62; 1.8: 8.4594; 1.9: 1596.8333; 2: 50.8546; 2.1: 95.262; 2.2: 2676.6991; 2.3: 53.3839; 2.4: -2221.0196; 2.5: -44.2959
| 2 | 73.75 | 1: 59.215; 1.1: 457.0906; 1.2: 0.61297; 1.3: 479.375; 1.4: 9.11; 1.5: 457.0906; 1.6: 479.375; 1.7: 191.75; 1.8: 8.4594; 1.9: 1597.9167; 2: 50.8891; 2.1: 95.2635; 2.2: 2680.2891; 2.3: 53.4193; 2.4: -2223.1985; 2.5: -44.3093
| 2 | 73.8 | 1: 59.3579; 1.1: 458.5045; 1.2: 0.61486; 1.3: 479.7; 1.4: 9.132; 1.5: 458.5045; 1.6: 479.7; 1.7: 191.88; 1.8: 8.4594; 1.9: 1599; 2: 50.9236; 2.1: 95.2651; 2.2: 2683.881; 2.3: 53.4546; 2.4: -2225.3765; 2.5: -44.3226
| 2 | 73.85 | 1: 59.5011; 1.1: 459.9213; 1.2: 0.61676; 1.3: 480.025; 1.4: 9.154; 1.5: 459.9213; 1.6: 480.025; 1.7: 192.01; 1.8: 8.4594; 1.9: 1600.0833; 2: 50.9581; 2.1: 95.2666; 2.2: 2687.4748; 2.3: 53.4899; 2.4: -2227.5535; 2.5: -44.3359
| 2 | 73.9 | 1: 59.6443; 1.1: 461.3409; 1.2: 0.61867; 1.3: 480.35; 1.4: 9.176; 1.5: 461.3409; 1.6: 480.35; 1.7: 192.14; 1.8: 8.4594; 1.9: 1601.1667; 2: 50.9926; 2.1: 95.2682; 2.2: 2691.0704; 2.3: 53.5253; 2.4: -2229.7295; 2.5: -44.3492
| 2 | 73.95 | 1: 59.7878; 1.1: 462.7633; 1.2: 0.62058; 1.3: 480.675; 1.4: 9.1981; 1.5: 462.7633; 1.6: 480.675; 1.7: 192.27; 1.8: 8.4594; 1.9: 1602.25; 2: 51.0271; 2.1: 95.2698; 2.2: 2694.6678; 2.3: 53.5606; 2.4: -2231.9045; 2.5: -44.3625
| 2 | 74 | 1: 59.9314; 1.1: 464.1886; 1.2: 0.62249; 1.3: 481; 1.4: 9.2202; 1.5: 464.1886; 1.6: 481; 1.7: 192.4; 1.8: 8.4594; 1.9: 1603.3333; 2: 51.0616; 2.1: 95.2714; 2.2: 2698.2671; 2.3: 53.5959; 2.4: -2234.0786; 2.5: -44.3757
| 2 | 74.05 | 1: 60.0752; 1.1: 465.6167; 1.2: 0.6244; 1.3: 481.325; 1.4: 9.2423; 1.5: 465.6167; 1.6: 481.325; 1.7: 192.53; 1.8: 8.4594; 1.9: 1604.4167; 2: 51.0961; 2.1: 95.2731; 2.2: 2701.8683; 2.3: 53.6312; 2.4: -2236.2516; 2.5: -44.3888
| 2 | 74.1 | 1: 60.2191; 1.1: 467.0476; 1.2: 0.62632; 1.3: 481.65; 1.4: 9.2645; 1.5: 467.0476; 1.6: 481.65; 1.7: 192.66; 1.8: 8.4594; 1.9: 1605.5; 2: 51.1306; 2.1: 95.2747; 2.2: 2705.4712; 2.3: 53.6665; 2.4: -2238.4236; 2.5: -44.402
| 2 | 74.15 | 1: 60.3633; 1.1: 468.4814; 1.2: 0.62824; 1.3: 481.975; 1.4: 9.2867; 1.5: 468.4814; 1.6: 481.975; 1.7: 192.79; 1.8: 8.4594; 1.9: 1606.5833; 2: 51.1651; 2.1: 95.2764; 2.2: 2709.076; 2.3: 53.7017; 2.4: -2240.5947; 2.5: -44.4151
| 2 | 74.2 | 1: 60.5076; 1.1: 469.918; 1.2: 0.63017; 1.3: 482.3; 1.4: 9.3089; 1.5: 469.918; 1.6: 482.3; 1.7: 192.92; 1.8: 8.4594; 1.9: 1607.6667; 2: 51.1996; 2.1: 95.2781; 2.2: 2712.6826; 2.3: 53.737; 2.4: -2242.7646; 2.5: -44.4281
| 2 | 74.25 | 1: 60.6521; 1.1: 471.3575; 1.2: 0.6321; 1.3: 482.625; 1.4: 9.3311; 1.5: 471.3575; 1.6: 482.625; 1.7: 193.05; 1.8: 8.4594; 1.9: 1608.75; 2: 51.2341; 2.1: 95.2798; 2.2: 2716.291; 2.3: 53.7722; 2.4: -2244.9336; 2.5: -44.4411
| 2 | 74.3 | 1: 60.7967; 1.1: 472.7998; 1.2: 0.63403; 1.3: 482.95; 1.4: 9.3533; 1.5: 472.7998; 1.6: 482.95; 1.7: 193.18; 1.8: 8.4594; 1.9: 1609.8333; 2: 51.2686; 2.1: 95.2815; 2.2: 2719.9012; 2.3: 53.8075; 2.4: -2247.1014; 2.5: -44.4541
| 2 | 74.35 | 1: 60.9415; 1.1: 474.245; 1.2: 0.63597; 1.3: 483.275; 1.4: 9.3756; 1.5: 474.245; 1.6: 483.275; 1.7: 193.31; 1.8: 8.4594; 1.9: 1610.9167; 2: 51.3031; 2.1: 95.2833; 2.2: 2723.5132; 2.3: 53.8427; 2.4: -2249.2682; 2.5: -44.4671
| 2 | 74.4 | 1: 61.0865; 1.1: 475.693; 1.2: 0.63791; 1.3: 483.6; 1.4: 9.3979; 1.5: 475.693; 1.6: 483.6; 1.7: 193.44; 1.8: 8.4594; 1.9: 1612; 2: 51.3376; 2.1: 95.285; 2.2: 2727.127; 2.3: 53.8779; 2.4: -2251.434; 2.5: -44.48
| 2 | 74.45 | 1: 61.2317; 1.1: 477.144; 1.2: 0.63986; 1.3: 483.925; 1.4: 9.4203; 1.5: 477.144; 1.6: 483.925; 1.7: 193.57; 1.8: 8.4594; 1.9: 1613.0833; 2: 51.3721; 2.1: 95.2868; 2.2: 2730.7426; 2.3: 53.9131; 2.4: -2253.5986; 2.5: -44.4928
| 2 | 74.5 | 1: 61.377; 1.1: 478.5977; 1.2: 0.64181; 1.3: 484.25; 1.4: 9.4426; 1.5: 478.5977; 1.6: 484.25; 1.7: 193.7; 1.8: 8.4594; 1.9: 1614.1667; 2: 51.4066; 2.1: 95.2886; 2.2: 2734.3599; 2.3: 53.9483; 2.4: -2255.7622; 2.5: -44.5057
| 2 | 74.55 | 1: 61.5226; 1.1: 480.0544; 1.2: 0.64376; 1.3: 484.575; 1.4: 9.465; 1.5: 480.0544; 1.6: 484.575; 1.7: 193.83; 1.8: 8.4594; 1.9: 1615.25; 2: 51.4411; 2.1: 95.2905; 2.2: 2737.979; 2.3: 53.9835; 2.4: -2257.9246; 2.5: -44.5185
| 2 | 74.6 | 1: 61.6682; 1.1: 481.5139; 1.2: 0.64572; 1.3: 484.9; 1.4: 9.4874; 1.5: 481.5139; 1.6: 484.9; 1.7: 193.96; 1.8: 8.4594; 1.9: 1616.3333; 2: 51.4756; 2.1: 95.2923; 2.2: 2741.5998; 2.3: 54.0186; 2.4: -2260.086; 2.5: -44.5312
| 2 | 74.65 | 1: 61.8141; 1.1: 482.9762; 1.2: 0.64768; 1.3: 485.225; 1.4: 9.5099; 1.5: 482.9762; 1.6: 485.225; 1.7: 194.09; 1.8: 8.4594; 1.9: 1617.4167; 2: 51.5101; 2.1: 95.2942; 2.2: 2745.2224; 2.3: 54.0538; 2.4: -2262.2462; 2.5: -44.5439
| 2 | 74.7 | 1: 61.9601; 1.1: 484.4415; 1.2: 0.64965; 1.3: 485.55; 1.4: 9.5323; 1.5: 484.4415; 1.6: 485.55; 1.7: 194.22; 1.8: 8.4594; 1.9: 1618.5; 2: 51.5446; 2.1: 95.296; 2.2: 2748.8467; 2.3: 54.0889; 2.4: -2264.4052; 2.5: -44.5566
| 2 | 74.75 | 1: 62.1063; 1.1: 485.9096; 1.2: 0.65162; 1.3: 485.875; 1.4: 9.5548; 1.5: 485.9096; 1.6: 485.875; 1.7: 194.35; 1.8: 8.4594; 1.9: 1619.5833; 2: 51.5791; 2.1: 95.298; 2.2: 2752.4728; 2.3: 54.124; 2.4: -2266.5632; 2.5: -44.5692
| 2 | 74.8 | 1: 62.2527; 1.1: 487.3806; 1.2: 0.65359; 1.3: 486.2; 1.4: 9.5773; 1.5: 487.3806; 1.6: 486.2; 1.7: 194.48; 1.8: 8.4594; 1.9: 1620.6667; 2: 51.6136; 2.1: 95.2999; 2.2: 2756.1005; 2.3: 54.1591; 2.4: -2268.7199; 2.5: -44.5818
| 2 | 74.85 | 1: 62.3993; 1.1: 488.8545; 1.2: 0.65556; 1.3: 486.525; 1.4: 9.5999; 1.5: 488.8545; 1.6: 486.525; 1.7: 194.61; 1.8: 8.4594; 1.9: 1621.75; 2: 51.6481; 2.1: 95.3018; 2.2: 2759.73; 2.3: 54.1942; 2.4: -2270.8755; 2.5: -44.5943
| 2 | 74.9 | 1: 62.546; 1.1: 490.3313; 1.2: 0.65755; 1.3: 486.85; 1.4: 9.6225; 1.5: 490.3313; 1.6: 486.85; 1.7: 194.74; 1.8: 8.4594; 1.9: 1622.8333; 2: 51.6826; 2.1: 95.3038; 2.2: 2763.3612; 2.3: 54.2293; 2.4: -2273.0299; 2.5: -44.6069
| 2 | 74.95 | 1: 62.6929; 1.1: 491.8109; 1.2: 0.65953; 1.3: 487.175; 1.4: 9.6451; 1.5: 491.8109; 1.6: 487.175; 1.7: 194.87; 1.8: 8.4594; 1.9: 1623.9167; 2: 51.7171; 2.1: 95.3058; 2.2: 2766.9941; 2.3: 54.2644; 2.4: -2275.1831; 2.5: -44.6193
| 2 | 75 | 1: 62.8399; 1.1: 493.2935; 1.2: 0.66152; 1.3: 487.5; 1.4: 9.6677; 1.5: 493.2935; 1.6: 487.5; 1.7: 195; 1.8: 8.4594; 1.9: 1625; 2: 51.7516; 2.1: 95.3078; 2.2: 2770.6286; 2.3: 54.2994; 2.4: -2277.3351; 2.5: -44.6318
| 2 | 75.05 | 1: 62.9872; 1.1: 494.7789; 1.2: 0.66351; 1.3: 487.825; 1.4: 9.6903; 1.5: 494.7789; 1.6: 487.825; 1.7: 195.13; 1.8: 8.4594; 1.9: 1626.0833; 2: 51.7861; 2.1: 95.3098; 2.2: 2774.2649; 2.3: 54.3345; 2.4: -2279.4859; 2.5: -44.6441
| 2 | 75.1 | 1: 63.1346; 1.1: 496.2673; 1.2: 0.66551; 1.3: 488.15; 1.4: 9.713; 1.5: 496.2673; 1.6: 488.15; 1.7: 195.26; 1.8: 8.4594; 1.9: 1627.1667; 2: 51.8206; 2.1: 95.3119; 2.2: 2777.9028; 2.3: 54.3695; 2.4: -2281.6355; 2.5: -44.6565
| 2 | 75.15 | 1: 63.2822; 1.1: 497.7585; 1.2: 0.66751; 1.3: 488.475; 1.4: 9.7357; 1.5: 497.7585; 1.6: 488.475; 1.7: 195.39; 1.8: 8.4594; 1.9: 1628.25; 2: 51.8551; 2.1: 95.314; 2.2: 2781.5424; 2.3: 54.4045; 2.4: -2283.7838; 2.5: -44.6688
| 2 | 75.2 | 1: 63.4299; 1.1: 499.2527; 1.2: 0.66951; 1.3: 488.8; 1.4: 9.7584; 1.5: 499.2527; 1.6: 488.8; 1.7: 195.52; 1.8: 8.4594; 1.9: 1629.3333; 2: 51.8896; 2.1: 95.3161; 2.2: 2785.1836; 2.3: 54.4395; 2.4: -2285.9309; 2.5: -44.6811
| 2 | 75.25 | 1: 63.5778; 1.1: 500.7497; 1.2: 0.67152; 1.3: 489.125; 1.4: 9.7812; 1.5: 500.7497; 1.6: 489.125; 1.7: 195.65; 1.8: 8.4594; 1.9: 1630.4167; 2: 51.9241; 2.1: 95.3182; 2.2: 2788.8265; 2.3: 54.4745; 2.4: -2288.0768; 2.5: -44.6933
| 2 | 75.3 | 1: 63.7259; 1.1: 502.2497; 1.2: 0.67353; 1.3: 489.45; 1.4: 9.804; 1.5: 502.2497; 1.6: 489.45; 1.7: 195.78; 1.8: 8.4594; 1.9: 1631.5; 2: 51.9586; 2.1: 95.3203; 2.2: 2792.471; 2.3: 54.5095; 2.4: -2290.2213; 2.5: -44.7055
| 2 | 75.35 | 1: 63.8742; 1.1: 503.7525; 1.2: 0.67554; 1.3: 489.775; 1.4: 9.8268; 1.5: 503.7525; 1.6: 489.775; 1.7: 195.91; 1.8: 8.4594; 1.9: 1632.5833; 2: 51.9931; 2.1: 95.3225; 2.2: 2796.1171; 2.3: 54.5444; 2.4: -2292.3646; 2.5: -44.7176
| 2 | 75.4 | 1: 64.0227; 1.1: 505.2583; 1.2: 0.67756; 1.3: 490.1; 1.4: 9.8496; 1.5: 505.2583; 1.6: 490.1; 1.7: 196.04; 1.8: 8.4594; 1.9: 1633.6667; 2: 52.0276; 2.1: 95.3247; 2.2: 2799.7649; 2.3: 54.5794; 2.4: -2294.5066; 2.5: -44.7297
| 2 | 75.45 | 1: 64.1713; 1.1: 506.767; 1.2: 0.67959; 1.3: 490.425; 1.4: 9.8725; 1.5: 506.767; 1.6: 490.425; 1.7: 196.17; 1.8: 8.4594; 1.9: 1634.75; 2: 52.0621; 2.1: 95.3269; 2.2: 2803.4142; 2.3: 54.6143; 2.4: -2296.6473; 2.5: -44.7418
| 2 | 75.5 | 1: 64.3201; 1.1: 508.2786; 1.2: 0.68161; 1.3: 490.75; 1.4: 9.8954; 1.5: 508.2786; 1.6: 490.75; 1.7: 196.3; 1.8: 8.4594; 1.9: 1635.8333; 2: 52.0966; 2.1: 95.3291; 2.2: 2807.0652; 2.3: 54.6492; 2.4: -2298.7866; 2.5: -44.7538
| 2 | 75.55 | 1: 64.469; 1.1: 509.7931; 1.2: 0.68364; 1.3: 491.075; 1.4: 9.9183; 1.5: 509.7931; 1.6: 491.075; 1.7: 196.43; 1.8: 8.4594; 1.9: 1636.9167; 2: 52.1311; 2.1: 95.3314; 2.2: 2810.7178; 2.3: 54.6841; 2.4: -2300.9247; 2.5: -44.7658
| 2 | 75.6 | 1: 64.6182; 1.1: 511.3106; 1.2: 0.68568; 1.3: 491.4; 1.4: 9.9413; 1.5: 511.3106; 1.6: 491.4; 1.7: 196.56; 1.8: 8.4594; 1.9: 1638; 2: 52.1656; 2.1: 95.3337; 2.2: 2814.3719; 2.3: 54.719; 2.4: -2303.0614; 2.5: -44.7777
| 2 | 75.65 | 1: 64.7675; 1.1: 512.8309; 1.2: 0.68772; 1.3: 491.725; 1.4: 9.9642; 1.5: 512.8309; 1.6: 491.725; 1.7: 196.69; 1.8: 8.4594; 1.9: 1639.0833; 2: 52.2001; 2.1: 95.336; 2.2: 2818.0276; 2.3: 54.7538; 2.4: -2305.1967; 2.5: -44.7896
| 2 | 75.7 | 1: 64.9169; 1.1: 514.3542; 1.2: 0.68976; 1.3: 492.05; 1.4: 9.9872; 1.5: 514.3542; 1.6: 492.05; 1.7: 196.82; 1.8: 8.4594; 1.9: 1640.1667; 2: 52.2346; 2.1: 95.3383; 2.2: 2821.6849; 2.3: 54.7887; 2.4: -2307.3307; 2.5: -44.8015
| 2 | 75.75 | 1: 65.0666; 1.1: 515.8805; 1.2: 0.69181; 1.3: 492.375; 1.4: 10.0102; 1.5: 515.8805; 1.6: 492.375; 1.7: 196.95; 1.8: 8.4594; 1.9: 1641.25; 2: 52.2691; 2.1: 95.3407; 2.2: 2825.3438; 2.3: 54.8235; 2.4: -2309.4633; 2.5: -44.8133
| 2 | 75.8 | 1: 65.2164; 1.1: 517.4096; 1.2: 0.69386; 1.3: 492.7; 1.4: 10.0333; 1.5: 517.4096; 1.6: 492.7; 1.7: 197.08; 1.8: 8.4594; 1.9: 1642.3333; 2: 52.3036; 2.1: 95.343; 2.2: 2829.0041; 2.3: 54.8583; 2.4: -2311.5945; 2.5: -44.825
| 2 | 75.85 | 1: 65.3664; 1.1: 518.9417; 1.2: 0.69591; 1.3: 493.025; 1.4: 10.0564; 1.5: 518.9417; 1.6: 493.025; 1.7: 197.21; 1.8: 8.4594; 1.9: 1643.4167; 2: 52.3381; 2.1: 95.3455; 2.2: 2832.6661; 2.3: 54.8931; 2.4: -2313.7243; 2.5: -44.8368
| 2 | 75.9 | 1: 65.5166; 1.1: 520.4768; 1.2: 0.69797; 1.3: 493.35; 1.4: 10.0795; 1.5: 520.4768; 1.6: 493.35; 1.7: 197.34; 1.8: 8.4594; 1.9: 1644.5; 2: 52.3726; 2.1: 95.3479; 2.2: 2836.3295; 2.3: 54.9279; 2.4: -2315.8527; 2.5: -44.8484
| 2 | 75.95 | 1: 65.6669; 1.1: 522.0148; 1.2: 0.70003; 1.3: 493.675; 1.4: 10.1026; 1.5: 522.0148; 1.6: 493.675; 1.7: 197.47; 1.8: 8.4594; 1.9: 1645.5833; 2: 52.4071; 2.1: 95.3503; 2.2: 2839.9945; 2.3: 54.9627; 2.4: -2317.9797; 2.5: -44.8601
| 2 | 76 | 1: 65.8174; 1.1: 523.5557; 1.2: 0.7021; 1.3: 494; 1.4: 10.1258; 1.5: 523.5557; 1.6: 494; 1.7: 197.6; 1.8: 8.4594; 1.9: 1646.6667; 2: 52.4416; 2.1: 95.3528; 2.2: 2843.6609; 2.3: 54.9974; 2.4: -2320.1052; 2.5: -44.8717
| 2 | 76.05 | 1: 65.9681; 1.1: 525.0996; 1.2: 0.70417; 1.3: 494.325; 1.4: 10.1489; 1.5: 525.0996; 1.6: 494.325; 1.7: 197.73; 1.8: 8.4594; 1.9: 1647.75; 2: 52.4761; 2.1: 95.3553; 2.2: 2847.3289; 2.3: 55.0322; 2.4: -2322.2293; 2.5: -44.8832
| 2 | 76.1 | 1: 66.119; 1.1: 526.6464; 1.2: 0.70624; 1.3: 494.65; 1.4: 10.1721; 1.5: 526.6464; 1.6: 494.65; 1.7: 197.86; 1.8: 8.4594; 1.9: 1648.8333; 2: 52.5106; 2.1: 95.3579; 2.2: 2850.9984; 2.3: 55.0669; 2.4: -2324.352; 2.5: -44.8947
| 2 | 76.15 | 1: 66.27; 1.1: 528.1962; 1.2: 0.70832; 1.3: 494.975; 1.4: 10.1954; 1.5: 528.1962; 1.6: 494.975; 1.7: 197.99; 1.8: 8.4594; 1.9: 1649.9167; 2: 52.5451; 2.1: 95.3604; 2.2: 2854.6693; 2.3: 55.1016; 2.4: -2326.4731; 2.5: -44.9062
| 2 | 76.2 | 1: 66.4212; 1.1: 529.7489; 1.2: 0.71041; 1.3: 495.3; 1.4: 10.2186; 1.5: 529.7489; 1.6: 495.3; 1.7: 198.12; 1.8: 8.4594; 1.9: 1651; 2: 52.5796; 2.1: 95.363; 2.2: 2858.3417; 2.3: 55.1363; 2.4: -2328.5928; 2.5: -44.9176
| 2 | 76.25 | 1: 66.5726; 1.1: 531.3046; 1.2: 0.71249; 1.3: 495.625; 1.4: 10.2419; 1.5: 531.3046; 1.6: 495.625; 1.7: 198.25; 1.8: 8.4594; 1.9: 1652.0833; 2: 52.6141; 2.1: 95.3656; 2.2: 2862.0156; 2.3: 55.1709; 2.4: -2330.711; 2.5: -44.929
| 2 | 76.3 | 1: 66.7241; 1.1: 532.8633; 1.2: 0.71458; 1.3: 495.95; 1.4: 10.2652; 1.5: 532.8633; 1.6: 495.95; 1.7: 198.38; 1.8: 8.4594; 1.9: 1653.1667; 2: 52.6486; 2.1: 95.3683; 2.2: 2865.6909; 2.3: 55.2056; 2.4: -2332.8276; 2.5: -44.9403
| 2 | 76.35 | 1: 66.8758; 1.1: 534.4249; 1.2: 0.71668; 1.3: 496.275; 1.4: 10.2886; 1.5: 534.4249; 1.6: 496.275; 1.7: 198.51; 1.8: 8.4594; 1.9: 1654.25; 2: 52.6831; 2.1: 95.3709; 2.2: 2869.3677; 2.3: 55.2402; 2.4: -2334.9428; 2.5: -44.9516
| 2 | 76.4 | 1: 67.0277; 1.1: 535.9895; 1.2: 0.71877; 1.3: 496.6; 1.4: 10.312; 1.5: 535.9895; 1.6: 496.6; 1.7: 198.64; 1.8: 8.4594; 1.9: 1655.3333; 2: 52.7176; 2.1: 95.3736; 2.2: 2873.0458; 2.3: 55.2748; 2.4: -2337.0564; 2.5: -44.9629
| 2 | 76.45 | 1: 67.1798; 1.1: 537.557; 1.2: 0.72088; 1.3: 496.925; 1.4: 10.3354; 1.5: 537.557; 1.6: 496.925; 1.7: 198.77; 1.8: 8.4594; 1.9: 1656.4167; 2: 52.7521; 2.1: 95.3764; 2.2: 2876.7254; 2.3: 55.3094; 2.4: -2339.1684; 2.5: -44.9741
| 2 | 76.5 | 1: 67.332; 1.1: 539.1276; 1.2: 0.72298; 1.3: 497.25; 1.4: 10.3588; 1.5: 539.1276; 1.6: 497.25; 1.7: 198.9; 1.8: 8.4594; 1.9: 1657.5; 2: 52.7866; 2.1: 95.3791; 2.2: 2880.4064; 2.3: 55.344; 2.4: -2341.2789; 2.5: -44.9852
| 2 | 76.55 | 1: 67.4844; 1.1: 540.7011; 1.2: 0.72509; 1.3: 497.575; 1.4: 10.3822; 1.5: 540.7011; 1.6: 497.575; 1.7: 199.03; 1.8: 8.4594; 1.9: 1658.5833; 2: 52.8211; 2.1: 95.3819; 2.2: 2884.0888; 2.3: 55.3786; 2.4: -2343.3878; 2.5: -44.9963
| 2 | 76.6 | 1: 67.637; 1.1: 542.2775; 1.2: 0.72721; 1.3: 497.9; 1.4: 10.4057; 1.5: 542.2775; 1.6: 497.9; 1.7: 199.16; 1.8: 8.4594; 1.9: 1659.6667; 2: 52.8556; 2.1: 95.3847; 2.2: 2887.7726; 2.3: 55.4131; 2.4: -2345.4951; 2.5: -45.0074
| 2 | 76.65 | 1: 67.7898; 1.1: 543.857; 1.2: 0.72932; 1.3: 498.225; 1.4: 10.4292; 1.5: 543.857; 1.6: 498.225; 1.7: 199.29; 1.8: 8.4594; 1.9: 1660.75; 2: 52.8901; 2.1: 95.3875; 2.2: 2891.4578; 2.3: 55.4476; 2.4: -2347.6008; 2.5: -45.0184
| 2 | 76.7 | 1: 67.9427; 1.1: 545.4394; 1.2: 0.73145; 1.3: 498.55; 1.4: 10.4527; 1.5: 545.4394; 1.6: 498.55; 1.7: 199.42; 1.8: 8.4594; 1.9: 1661.8333; 2: 52.9246; 2.1: 95.3904; 2.2: 2895.1443; 2.3: 55.4821; 2.4: -2349.7049; 2.5: -45.0294
| 2 | 76.75 | 1: 68.0958; 1.1: 547.0249; 1.2: 0.73357; 1.3: 498.875; 1.4: 10.4763; 1.5: 547.0249; 1.6: 498.875; 1.7: 199.55; 1.8: 8.4594; 1.9: 1662.9167; 2: 52.9591; 2.1: 95.3933; 2.2: 2898.8322; 2.3: 55.5166; 2.4: -2351.8074; 2.5: -45.0403
| 2 | 76.8 | 1: 68.2491; 1.1: 548.6133; 1.2: 0.7357; 1.3: 499.2; 1.4: 10.4999; 1.5: 548.6133; 1.6: 499.2; 1.7: 199.68; 1.8: 8.4594; 1.9: 1664; 2: 52.9936; 2.1: 95.3962; 2.2: 2902.5215; 2.3: 55.5511; 2.4: -2353.9082; 2.5: -45.0512
| 2 | 76.85 | 1: 68.4025; 1.1: 550.2047; 1.2: 0.73784; 1.3: 499.525; 1.4: 10.5235; 1.5: 550.2047; 1.6: 499.525; 1.7: 199.81; 1.8: 8.4594; 1.9: 1665.0833; 2: 53.0281; 2.1: 95.3992; 2.2: 2906.212; 2.3: 55.5855; 2.4: -2356.0074; 2.5: -45.0621
| 2 | 76.9 | 1: 68.5561; 1.1: 551.7991; 1.2: 0.73997; 1.3: 499.85; 1.4: 10.5471; 1.5: 551.7991; 1.6: 499.85; 1.7: 199.94; 1.8: 8.4594; 1.9: 1666.1667; 2: 53.0626; 2.1: 95.4022; 2.2: 2909.9039; 2.3: 55.6199; 2.4: -2358.1049; 2.5: -45.0729
| 2 | 76.95 | 1: 68.7099; 1.1: 553.3965; 1.2: 0.74212; 1.3: 500.175; 1.4: 10.5708; 1.5: 553.3965; 1.6: 500.175; 1.7: 200.07; 1.8: 8.4594; 1.9: 1667.25; 2: 53.0971; 2.1: 95.4052; 2.2: 2913.5971; 2.3: 55.6544; 2.4: -2360.2007; 2.5: -45.0836
| 2 | 77 | 1: 68.8639; 1.1: 554.9969; 1.2: 0.74426; 1.3: 500.5; 1.4: 10.5944; 1.5: 554.9969; 1.6: 500.5; 1.7: 200.2; 1.8: 8.4594; 1.9: 1668.3333; 2: 53.1316; 2.1: 95.4082; 2.2: 2917.2916; 2.3: 55.6887; 2.4: -2362.2948; 2.5: -45.0943
| 2 | 77.05 | 1: 69.018; 1.1: 556.6002; 1.2: 0.74641; 1.3: 500.825; 1.4: 10.6182; 1.5: 556.6002; 1.6: 500.825; 1.7: 200.33; 1.8: 8.4594; 1.9: 1669.4167; 2: 53.1661; 2.1: 95.4113; 2.2: 2920.9874; 2.3: 55.7231; 2.4: -2364.3872; 2.5: -45.1049
| 2 | 77.1 | 1: 69.1723; 1.1: 558.2066; 1.2: 0.74857; 1.3: 501.15; 1.4: 10.6419; 1.5: 558.2066; 1.6: 501.15; 1.7: 200.46; 1.8: 8.4594; 1.9: 1670.5; 2: 53.2006; 2.1: 95.4144; 2.2: 2924.6845; 2.3: 55.7574; 2.4: -2366.4779; 2.5: -45.1156
| 2 | 77.15 | 1: 69.3268; 1.1: 559.8161; 1.2: 0.75073; 1.3: 501.475; 1.4: 10.6657; 1.5: 559.8161; 1.6: 501.475; 1.7: 200.59; 1.8: 8.4594; 1.9: 1671.5833; 2: 53.2351; 2.1: 95.4175; 2.2: 2928.3829; 2.3: 55.7918; 2.4: -2368.5668; 2.5: -45.1261
| 2 | 77.2 | 1: 69.4814; 1.1: 561.4285; 1.2: 0.75289; 1.3: 501.8; 1.4: 10.6895; 1.5: 561.4285; 1.6: 501.8; 1.7: 200.72; 1.8: 8.4594; 1.9: 1672.6667; 2: 53.2696; 2.1: 95.4207; 2.2: 2932.0825; 2.3: 55.8261; 2.4: -2370.654; 2.5: -45.1366
| 2 | 77.25 | 1: 69.6362; 1.1: 563.0439; 1.2: 0.75505; 1.3: 502.125; 1.4: 10.7133; 1.5: 563.0439; 1.6: 502.125; 1.7: 200.85; 1.8: 8.4594; 1.9: 1673.75; 2: 53.3041; 2.1: 95.4239; 2.2: 2935.7833; 2.3: 55.8604; 2.4: -2372.7394; 2.5: -45.1471
| 2 | 77.3 | 1: 69.7912; 1.1: 564.6623; 1.2: 0.75722; 1.3: 502.45; 1.4: 10.7371; 1.5: 564.6623; 1.6: 502.45; 1.7: 200.98; 1.8: 8.4594; 1.9: 1674.8333; 2: 53.3386; 2.1: 95.4271; 2.2: 2939.4854; 2.3: 55.8946; 2.4: -2374.823; 2.5: -45.1575
| 2 | 77.35 | 1: 69.9464; 1.1: 566.2838; 1.2: 0.7594; 1.3: 502.775; 1.4: 10.761; 1.5: 566.2838; 1.6: 502.775; 1.7: 201.11; 1.8: 8.4594; 1.9: 1675.9167; 2: 53.3731; 2.1: 95.4304; 2.2: 2943.1887; 2.3: 55.9289; 2.4: -2376.9049; 2.5: -45.1679
| 2 | 77.4 | 1: 70.1017; 1.1: 567.9083; 1.2: 0.76158; 1.3: 503.1; 1.4: 10.7849; 1.5: 567.9083; 1.6: 503.1; 1.7: 201.24; 1.8: 8.4594; 1.9: 1677; 2: 53.4076; 2.1: 95.4337; 2.2: 2946.8932; 2.3: 55.9631; 2.4: -2378.9849; 2.5: -45.1782
| 2 | 77.45 | 1: 70.2573; 1.1: 569.5358; 1.2: 0.76376; 1.3: 503.425; 1.4: 10.8088; 1.5: 569.5358; 1.6: 503.425; 1.7: 201.37; 1.8: 8.4594; 1.9: 1678.0833; 2: 53.4421; 2.1: 95.437; 2.2: 2950.5989; 2.3: 55.9973; 2.4: -2381.0631; 2.5: -45.1885
| 2 | 77.5 | 1: 70.4129; 1.1: 571.1663; 1.2: 0.76595; 1.3: 503.75; 1.4: 10.8328; 1.5: 571.1663; 1.6: 503.75; 1.7: 201.5; 1.8: 8.4594; 1.9: 1679.1667; 2: 53.4766; 2.1: 95.4404; 2.2: 2954.3058; 2.3: 56.0315; 2.4: -2383.1395; 2.5: -45.1987
| 2 | 77.55 | 1: 70.5688; 1.1: 572.7999; 1.2: 0.76814; 1.3: 504.075; 1.4: 10.8567; 1.5: 572.7999; 1.6: 504.075; 1.7: 201.63; 1.8: 8.4594; 1.9: 1680.25; 2: 53.5111; 2.1: 95.4438; 2.2: 2958.0139; 2.3: 56.0656; 2.4: -2385.214; 2.5: -45.2089
| 2 | 77.6 | 1: 70.7248; 1.1: 574.4364; 1.2: 0.77033; 1.3: 504.4; 1.4: 10.8807; 1.5: 574.4364; 1.6: 504.4; 1.7: 201.76; 1.8: 8.4594; 1.9: 1681.3333; 2: 53.5456; 2.1: 95.4472; 2.2: 2961.7231; 2.3: 56.0998; 2.4: -2387.2866; 2.5: -45.219
| 2 | 77.65 | 1: 70.881; 1.1: 576.0761; 1.2: 0.77253; 1.3: 504.725; 1.4: 10.9048; 1.5: 576.0761; 1.6: 504.725; 1.7: 201.89; 1.8: 8.4594; 1.9: 1682.4167; 2: 53.5801; 2.1: 95.4507; 2.2: 2965.4335; 2.3: 56.1339; 2.4: -2389.3574; 2.5: -45.2291
| 2 | 77.7 | 1: 71.0374; 1.1: 577.7187; 1.2: 0.77473; 1.3: 505.05; 1.4: 10.9288; 1.5: 577.7187; 1.6: 505.05; 1.7: 202.02; 1.8: 8.4594; 1.9: 1683.5; 2: 53.6146; 2.1: 95.4542; 2.2: 2969.145; 2.3: 56.168; 2.4: -2391.4263; 2.5: -45.2391
| 2 | 77.75 | 1: 71.1939; 1.1: 579.3644; 1.2: 0.77694; 1.3: 505.375; 1.4: 10.9529; 1.5: 579.3644; 1.6: 505.375; 1.7: 202.15; 1.8: 8.4594; 1.9: 1684.5833; 2: 53.6492; 2.1: 95.4577; 2.2: 2972.8576; 2.3: 56.202; 2.4: -2393.4932; 2.5: -45.2491
| 2 | 77.8 | 1: 71.3507; 1.1: 581.0132; 1.2: 0.77915; 1.3: 505.7; 1.4: 10.977; 1.5: 581.0132; 1.6: 505.7; 1.7: 202.28; 1.8: 8.4594; 1.9: 1685.6667; 2: 53.6837; 2.1: 95.4612; 2.2: 2976.5714; 2.3: 56.2361; 2.4: -2395.5582; 2.5: -45.259
| 2 | 77.85 | 1: 71.5075; 1.1: 582.6649; 1.2: 0.78137; 1.3: 506.025; 1.4: 11.0012; 1.5: 582.6649; 1.6: 506.025; 1.7: 202.41; 1.8: 8.4594; 1.9: 1686.75; 2: 53.7182; 2.1: 95.4648; 2.2: 2980.2863; 2.3: 56.2701; 2.4: -2397.6213; 2.5: -45.2689
| 2 | 77.9 | 1: 71.6646; 1.1: 584.3198; 1.2: 0.78359; 1.3: 506.35; 1.4: 11.0253; 1.5: 584.3198; 1.6: 506.35; 1.7: 202.54; 1.8: 8.4594; 1.9: 1687.8333; 2: 53.7527; 2.1: 95.4685; 2.2: 2984.0022; 2.3: 56.3041; 2.4: -2399.6825; 2.5: -45.2788
| 2 | 77.95 | 1: 71.8218; 1.1: 585.9777; 1.2: 0.78581; 1.3: 506.675; 1.4: 11.0495; 1.5: 585.9777; 1.6: 506.675; 1.7: 202.67; 1.8: 8.4594; 1.9: 1688.9167; 2: 53.7872; 2.1: 95.4721; 2.2: 2987.7193; 2.3: 56.3381; 2.4: -2401.7416; 2.5: -45.2885
| 2 | 78 | 1: 71.9792; 1.1: 587.6386; 1.2: 0.78804; 1.3: 507; 1.4: 11.0737; 1.5: 587.6386; 1.6: 507; 1.7: 202.8; 1.8: 8.4594; 1.9: 1690; 2: 53.8217; 2.1: 95.4758; 2.2: 2991.4374; 2.3: 56.372; 2.4: -2403.7988; 2.5: -45.2983
| 2 | 78.05 | 1: 72.1368; 1.1: 589.3026; 1.2: 0.79027; 1.3: 507.325; 1.4: 11.098; 1.5: 589.3026; 1.6: 507.325; 1.7: 202.93; 1.8: 8.4594; 1.9: 1691.0833; 2: 53.8562; 2.1: 95.4796; 2.2: 2995.1565; 2.3: 56.4059; 2.4: -2405.8539; 2.5: -45.308
| 2 | 78.1 | 1: 72.2946; 1.1: 590.9696; 1.2: 0.7925; 1.3: 507.65; 1.4: 11.1222; 1.5: 590.9696; 1.6: 507.65; 1.7: 203.06; 1.8: 8.4594; 1.9: 1692.1667; 2: 53.8907; 2.1: 95.4834; 2.2: 2998.8767; 2.3: 56.4398; 2.4: -2407.9071; 2.5: -45.3176
| 2 | 78.15 | 1: 72.4525; 1.1: 592.6397; 1.2: 0.79474; 1.3: 507.975; 1.4: 11.1465; 1.5: 592.6397; 1.6: 507.975; 1.7: 203.19; 1.8: 8.4594; 1.9: 1693.25; 2: 53.9252; 2.1: 95.4872; 2.2: 3002.5979; 2.3: 56.4737; 2.4: -2409.9582; 2.5: -45.3272
| 2 | 78.2 | 1: 72.6106; 1.1: 594.3129; 1.2: 0.79699; 1.3: 508.3; 1.4: 11.1709; 1.5: 594.3129; 1.6: 508.3; 1.7: 203.32; 1.8: 8.4594; 1.9: 1694.3333; 2: 53.9597; 2.1: 95.491; 2.2: 3006.3202; 2.3: 56.5076; 2.4: -2412.0072; 2.5: -45.3367
| 2 | 78.25 | 1: 72.7689; 1.1: 595.9892; 1.2: 0.79923; 1.3: 508.625; 1.4: 11.1952; 1.5: 595.9892; 1.6: 508.625; 1.7: 203.45; 1.8: 8.4594; 1.9: 1695.4167; 2: 53.9942; 2.1: 95.4949; 2.2: 3010.0434; 2.3: 56.5414; 2.4: -2414.0542; 2.5: -45.3462
| 2 | 78.3 | 1: 72.9273; 1.1: 597.6685; 1.2: 0.80149; 1.3: 508.95; 1.4: 11.2196; 1.5: 597.6685; 1.6: 508.95; 1.7: 203.58; 1.8: 8.4594; 1.9: 1696.5; 2: 54.0287; 2.1: 95.4988; 2.2: 3013.7676; 2.3: 56.5752; 2.4: -2416.0992; 2.5: -45.3556
| 2 | 78.35 | 1: 73.0859; 1.1: 599.3508; 1.2: 0.80374; 1.3: 509.275; 1.4: 11.244; 1.5: 599.3508; 1.6: 509.275; 1.7: 203.71; 1.8: 8.4594; 1.9: 1697.5833; 2: 54.0632; 2.1: 95.5028; 2.2: 3017.4928; 2.3: 56.609; 2.4: -2418.142; 2.5: -45.365
| 2 | 78.4 | 1: 73.2447; 1.1: 601.0363; 1.2: 0.806; 1.3: 509.6; 1.4: 11.2684; 1.5: 601.0363; 1.6: 509.6; 1.7: 203.84; 1.8: 8.4594; 1.9: 1698.6667; 2: 54.0977; 2.1: 95.5068; 2.2: 3021.219; 2.3: 56.6428; 2.4: -2420.1827; 2.5: -45.3743
| 2 | 78.45 | 1: 73.4037; 1.1: 602.7248; 1.2: 0.80827; 1.3: 509.925; 1.4: 11.2929; 1.5: 602.7248; 1.6: 509.925; 1.7: 203.97; 1.8: 8.4594; 1.9: 1699.75; 2: 54.1322; 2.1: 95.5108; 2.2: 3024.9461; 2.3: 56.6765; 2.4: -2422.2212; 2.5: -45.3836
| 2 | 78.5 | 1: 73.5628; 1.1: 604.4164; 1.2: 0.81054; 1.3: 510.25; 1.4: 11.3174; 1.5: 604.4164; 1.6: 510.25; 1.7: 204.1; 1.8: 8.4594; 1.9: 1700.8333; 2: 54.1667; 2.1: 95.5149; 2.2: 3028.6741; 2.3: 56.7102; 2.4: -2424.2577; 2.5: -45.3928
| 2 | 78.55 | 1: 73.7221; 1.1: 606.1111; 1.2: 0.81281; 1.3: 510.575; 1.4: 11.3419; 1.5: 606.1111; 1.6: 510.575; 1.7: 204.23; 1.8: 8.4594; 1.9: 1701.9167; 2: 54.2012; 2.1: 95.519; 2.2: 3032.4031; 2.3: 56.7439; 2.4: -2426.2919; 2.5: -45.402
| 2 | 78.6 | 1: 73.8816; 1.1: 607.8089; 1.2: 0.81509; 1.3: 510.9; 1.4: 11.3664; 1.5: 607.8089; 1.6: 510.9; 1.7: 204.36; 1.8: 8.4594; 1.9: 1703; 2: 54.2357; 2.1: 95.5231; 2.2: 3036.133; 2.3: 56.7775; 2.4: -2428.324; 2.5: -45.4111
| 2 | 78.65 | 1: 74.0412; 1.1: 609.5098; 1.2: 0.81737; 1.3: 511.225; 1.4: 11.391; 1.5: 609.5098; 1.6: 511.225; 1.7: 204.49; 1.8: 8.4594; 1.9: 1704.0833; 2: 54.2702; 2.1: 95.5273; 2.2: 3039.8637; 2.3: 56.8112; 2.4: -2430.3539; 2.5: -45.4202
| 2 | 78.7 | 1: 74.201; 1.1: 611.2137; 1.2: 0.81965; 1.3: 511.55; 1.4: 11.4155; 1.5: 611.2137; 1.6: 511.55; 1.7: 204.62; 1.8: 8.4594; 1.9: 1705.1667; 2: 54.3047; 2.1: 95.5315; 2.2: 3043.5954; 2.3: 56.8448; 2.4: -2432.3816; 2.5: -45.4292
| 2 | 78.75 | 1: 74.361; 1.1: 612.9208; 1.2: 0.82194; 1.3: 511.875; 1.4: 11.4402; 1.5: 612.9208; 1.6: 511.875; 1.7: 204.75; 1.8: 8.4594; 1.9: 1706.25; 2: 54.3392; 2.1: 95.5358; 2.2: 3047.3279; 2.3: 56.8783; 2.4: -2434.4071; 2.5: -45.4382
| 2 | 78.8 | 1: 74.5212; 1.1: 614.6309; 1.2: 0.82423; 1.3: 512.2; 1.4: 11.4648; 1.5: 614.6309; 1.6: 512.2; 1.7: 204.88; 1.8: 8.4594; 1.9: 1707.3333; 2: 54.3737; 2.1: 95.5401; 2.2: 3051.0612; 2.3: 56.9119; 2.4: -2436.4303; 2.5: -45.4471
| 2 | 78.85 | 1: 74.6815; 1.1: 616.3442; 1.2: 0.82653; 1.3: 512.525; 1.4: 11.4895; 1.5: 616.3442; 1.6: 512.525; 1.7: 205.01; 1.8: 8.4594; 1.9: 1708.4167; 2: 54.4082; 2.1: 95.5444; 2.2: 3054.7955; 2.3: 56.9454; 2.4: -2438.4513; 2.5: -45.4559
| 2 | 78.9 | 1: 74.842; 1.1: 618.0605; 1.2: 0.82883; 1.3: 512.85; 1.4: 11.5142; 1.5: 618.0605; 1.6: 512.85; 1.7: 205.14; 1.8: 8.4594; 1.9: 1709.5; 2: 54.4427; 2.1: 95.5488; 2.2: 3058.5305; 2.3: 56.9789; 2.4: -2440.4699; 2.5: -45.4647
| 2 | 78.95 | 1: 75.0027; 1.1: 619.78; 1.2: 0.83114; 1.3: 513.175; 1.4: 11.5389; 1.5: 619.78; 1.6: 513.175; 1.7: 205.27; 1.8: 8.4594; 1.9: 1710.5833; 2: 54.4772; 2.1: 95.5533; 2.2: 3062.2663; 2.3: 57.0124; 2.4: -2442.4863; 2.5: -45.4735
| 2 | 79 | 1: 75.1636; 1.1: 621.5026; 1.2: 0.83345; 1.3: 513.5; 1.4: 11.5636; 1.5: 621.5026; 1.6: 513.5; 1.7: 205.4; 1.8: 8.4594; 1.9: 1711.6667; 2: 54.5117; 2.1: 95.5577; 2.2: 3066.003; 2.3: 57.0458; 2.4: -2444.5004; 2.5: -45.4822
| 2 | 79.05 | 1: 75.3246; 1.1: 623.2282; 1.2: 0.83576; 1.3: 513.825; 1.4: 11.5884; 1.5: 623.2282; 1.6: 513.825; 1.7: 205.53; 1.8: 8.4594; 1.9: 1712.75; 2: 54.5462; 2.1: 95.5622; 2.2: 3069.7404; 2.3: 57.0792; 2.4: -2446.5122; 2.5: -45.4908
| 2 | 79.1 | 1: 75.4858; 1.1: 624.957; 1.2: 0.83808; 1.3: 514.15; 1.4: 11.6132; 1.5: 624.957; 1.6: 514.15; 1.7: 205.66; 1.8: 8.4594; 1.9: 1713.8333; 2: 54.5807; 2.1: 95.5668; 2.2: 3073.4786; 2.3: 57.1126; 2.4: -2448.5216; 2.5: -45.4994
| 2 | 79.15 | 1: 75.6472; 1.1: 626.6889; 1.2: 0.8404; 1.3: 514.475; 1.4: 11.638; 1.5: 626.6889; 1.6: 514.475; 1.7: 205.79; 1.8: 8.4594; 1.9: 1714.9167; 2: 54.6152; 2.1: 95.5714; 2.2: 3077.2175; 2.3: 57.146; 2.4: -2450.5286; 2.5: -45.5079
| 2 | 79.2 | 1: 75.8087; 1.1: 628.4239; 1.2: 0.84273; 1.3: 514.8; 1.4: 11.6629; 1.5: 628.4239; 1.6: 514.8; 1.7: 205.92; 1.8: 8.4594; 1.9: 1716; 2: 54.6497; 2.1: 95.576; 2.2: 3080.9572; 2.3: 57.1793; 2.4: -2452.5333; 2.5: -45.5164
| 2 | 79.25 | 1: 75.9704; 1.1: 630.1621; 1.2: 0.84506; 1.3: 515.125; 1.4: 11.6878; 1.5: 630.1621; 1.6: 515.125; 1.7: 206.05; 1.8: 8.4594; 1.9: 1717.0833; 2: 54.6842; 2.1: 95.5807; 2.2: 3084.6976; 2.3: 57.2126; 2.4: -2454.5356; 2.5: -45.5248
| 2 | 79.3 | 1: 76.1323; 1.1: 631.9033; 1.2: 0.8474; 1.3: 515.45; 1.4: 11.7127; 1.5: 631.9033; 1.6: 515.45; 1.7: 206.18; 1.8: 8.4594; 1.9: 1718.1667; 2: 54.7187; 2.1: 95.5854; 2.2: 3088.4387; 2.3: 57.2459; 2.4: -2456.5354; 2.5: -45.5332
| 2 | 79.35 | 1: 76.2944; 1.1: 633.6477; 1.2: 0.84974; 1.3: 515.775; 1.4: 11.7376; 1.5: 633.6477; 1.6: 515.775; 1.7: 206.31; 1.8: 8.4594; 1.9: 1719.25; 2: 54.7532; 2.1: 95.5902; 2.2: 3092.1806; 2.3: 57.2791; 2.4: -2458.5328; 2.5: -45.5415
| 2 | 79.4 | 1: 76.4566; 1.1: 635.3952; 1.2: 0.85208; 1.3: 516.1; 1.4: 11.7626; 1.5: 635.3952; 1.6: 516.1; 1.7: 206.44; 1.8: 8.4594; 1.9: 1720.3333; 2: 54.7877; 2.1: 95.595; 2.2: 3095.9231; 2.3: 57.3123; 2.4: -2460.5278; 2.5: -45.5498
| 2 | 79.45 | 1: 76.619; 1.1: 637.1459; 1.2: 0.85443; 1.3: 516.425; 1.4: 11.7875; 1.5: 637.1459; 1.6: 516.425; 1.7: 206.57; 1.8: 8.4594; 1.9: 1721.4167; 2: 54.8222; 2.1: 95.5998; 2.2: 3099.6662; 2.3: 57.3455; 2.4: -2462.5203; 2.5: -45.558
| 2 | 79.5 | 1: 76.7816; 1.1: 638.8996; 1.2: 0.85678; 1.3: 516.75; 1.4: 11.8126; 1.5: 638.8996; 1.6: 516.75; 1.7: 206.7; 1.8: 8.4594; 1.9: 1722.5; 2: 54.8567; 2.1: 95.6047; 2.2: 3103.41; 2.3: 57.3786; 2.4: -2464.5104; 2.5: -45.5661
| 2 | 79.55 | 1: 76.9443; 1.1: 640.6566; 1.2: 0.85913; 1.3: 517.075; 1.4: 11.8376; 1.5: 640.6566; 1.6: 517.075; 1.7: 206.83; 1.8: 8.4594; 1.9: 1723.5833; 2: 54.8912; 2.1: 95.6096; 2.2: 3107.1545; 2.3: 57.4118; 2.4: -2466.4979; 2.5: -45.5742
| 2 | 79.6 | 1: 77.1073; 1.1: 642.4166; 1.2: 0.86149; 1.3: 517.4; 1.4: 11.8627; 1.5: 642.4166; 1.6: 517.4; 1.7: 206.96; 1.8: 8.4594; 1.9: 1724.6667; 2: 54.9257; 2.1: 95.6146; 2.2: 3110.8995; 2.3: 57.4449; 2.4: -2468.4829; 2.5: -45.5822
| 2 | 79.65 | 1: 77.2704; 1.1: 644.1798; 1.2: 0.86386; 1.3: 517.725; 1.4: 11.8877; 1.5: 644.1798; 1.6: 517.725; 1.7: 207.09; 1.8: 8.4594; 1.9: 1725.75; 2: 54.9602; 2.1: 95.6197; 2.2: 3114.6452; 2.3: 57.4779; 2.4: -2470.4654; 2.5: -45.5902
| 2 | 79.7 | 1: 77.4336; 1.1: 645.9462; 1.2: 0.86623; 1.3: 518.05; 1.4: 11.9129; 1.5: 645.9462; 1.6: 518.05; 1.7: 207.22; 1.8: 8.4594; 1.9: 1726.8333; 2: 54.9947; 2.1: 95.6247; 2.2: 3118.3915; 2.3: 57.511; 2.4: -2472.4453; 2.5: -45.5981
| 2 | 79.75 | 1: 77.5971; 1.1: 647.7157; 1.2: 0.8686; 1.3: 518.375; 1.4: 11.938; 1.5: 647.7157; 1.6: 518.375; 1.7: 207.35; 1.8: 8.4594; 1.9: 1727.9167; 2: 55.0292; 2.1: 95.6298; 2.2: 3122.1383; 2.3: 57.544; 2.4: -2474.4227; 2.5: -45.6059
| 2 | 79.8 | 1: 77.7607; 1.1: 649.4883; 1.2: 0.87098; 1.3: 518.7; 1.4: 11.9632; 1.5: 649.4883; 1.6: 518.7; 1.7: 207.48; 1.8: 8.4594; 1.9: 1729; 2: 55.0637; 2.1: 95.635; 2.2: 3125.8857; 2.3: 57.5769; 2.4: -2476.3974; 2.5: -45.6137
| 2 | 79.85 | 1: 77.9245; 1.1: 651.2641; 1.2: 0.87336; 1.3: 519.025; 1.4: 11.9884; 1.5: 651.2641; 1.6: 519.025; 1.7: 207.61; 1.8: 8.4594; 1.9: 1730.0833; 2: 55.0982; 2.1: 95.6402; 2.2: 3129.6336; 2.3: 57.6099; 2.4: -2478.3695; 2.5: -45.6215
| 2 | 79.9 | 1: 78.0884; 1.1: 653.043; 1.2: 0.87575; 1.3: 519.35; 1.4: 12.0136; 1.5: 653.043; 1.6: 519.35; 1.7: 207.74; 1.8: 8.4594; 1.9: 1731.1667; 2: 55.1327; 2.1: 95.6455; 2.2: 3133.3821; 2.3: 57.6428; 2.4: -2480.3391; 2.5: -45.6292
| 2 | 79.95 | 1: 78.2525; 1.1: 654.8251; 1.2: 0.87813; 1.3: 519.675; 1.4: 12.0389; 1.5: 654.8251; 1.6: 519.675; 1.7: 207.87; 1.8: 8.4594; 1.9: 1732.25; 2: 55.1672; 2.1: 95.6508; 2.2: 3137.1311; 2.3: 57.6756; 2.4: -2482.3059; 2.5: -45.6368
| 2 | 80 | 1: 78.4168; 1.1: 656.6104; 1.2: 0.88053; 1.3: 520; 1.4: 12.0641; 1.5: 656.6104; 1.6: 520; 1.7: 208; 1.8: 8.4594; 1.9: 1733.3333; 2: 55.2017; 2.1: 95.6561; 2.2: 3140.8805; 2.3: 57.7085; 2.4: -2484.2701; 2.5: -45.6444
| 2 | 80.05 | 1: 78.5813; 1.1: 658.3988; 1.2: 0.88293; 1.3: 520.325; 1.4: 12.0894; 1.5: 658.3988; 1.6: 520.325; 1.7: 208.13; 1.8: 8.4594; 1.9: 1734.4167; 2: 55.2362; 2.1: 95.6615; 2.2: 3144.6305; 2.3: 57.7413; 2.4: -2486.2316; 2.5: -45.6519
| 2 | 80.1 | 1: 78.746; 1.1: 660.1904; 1.2: 0.88533; 1.3: 520.65; 1.4: 12.1148; 1.5: 660.1904; 1.6: 520.65; 1.7: 208.26; 1.8: 8.4594; 1.9: 1735.5; 2: 55.2707; 2.1: 95.667; 2.2: 3148.3809; 2.3: 57.7741; 2.4: -2488.1904; 2.5: -45.6593
| 2 | 80.15 | 1: 78.9108; 1.1: 661.9852; 1.2: 0.88774; 1.3: 520.975; 1.4: 12.1401; 1.5: 661.9852; 1.6: 520.975; 1.7: 208.39; 1.8: 8.4594; 1.9: 1736.5833; 2: 55.3052; 2.1: 95.6725; 2.2: 3152.1317; 2.3: 57.8068; 2.4: -2490.1465; 2.5: -45.6667
| 2 | 80.2 | 1: 79.0758; 1.1: 663.7832; 1.2: 0.89015; 1.3: 521.3; 1.4: 12.1655; 1.5: 663.7832; 1.6: 521.3; 1.7: 208.52; 1.8: 8.4594; 1.9: 1737.6667; 2: 55.3397; 2.1: 95.678; 2.2: 3155.883; 2.3: 57.8395; 2.4: -2492.0999; 2.5: -45.674
| 2 | 80.25 | 1: 79.2409; 1.1: 665.5843; 1.2: 0.89256; 1.3: 521.625; 1.4: 12.1909; 1.5: 665.5843; 1.6: 521.625; 1.7: 208.65; 1.8: 8.4594; 1.9: 1738.75; 2: 55.3742; 2.1: 95.6836; 2.2: 3159.6347; 2.3: 57.8722; 2.4: -2494.0505; 2.5: -45.6813
| 2 | 80.3 | 1: 79.4063; 1.1: 667.3886; 1.2: 0.89498; 1.3: 521.95; 1.4: 12.2163; 1.5: 667.3886; 1.6: 521.95; 1.7: 208.78; 1.8: 8.4594; 1.9: 1739.8333; 2: 55.4087; 2.1: 95.6892; 2.2: 3163.3868; 2.3: 57.9049; 2.4: -2495.9983; 2.5: -45.6885
| 2 | 80.35 | 1: 79.5718; 1.1: 669.196; 1.2: 0.89741; 1.3: 522.275; 1.4: 12.2418; 1.5: 669.196; 1.6: 522.275; 1.7: 208.91; 1.8: 8.4594; 1.9: 1740.9167; 2: 55.4432; 2.1: 95.6949; 2.2: 3167.1393; 2.3: 57.9375; 2.4: -2497.9433; 2.5: -45.6957
| 2 | 80.4 | 1: 79.7375; 1.1: 671.0067; 1.2: 0.89983; 1.3: 522.6; 1.4: 12.2673; 1.5: 671.0067; 1.6: 522.6; 1.7: 209.04; 1.8: 8.4594; 1.9: 1742; 2: 55.4777; 2.1: 95.7006; 2.2: 3170.8921; 2.3: 57.97; 2.4: -2499.8854; 2.5: -45.7027
| 2 | 80.45 | 1: 79.9033; 1.1: 672.8205; 1.2: 0.90227; 1.3: 522.925; 1.4: 12.2928; 1.5: 672.8205; 1.6: 522.925; 1.7: 209.17; 1.8: 8.4594; 1.9: 1743.0833; 2: 55.5122; 2.1: 95.7064; 2.2: 3174.6453; 2.3: 58.0026; 2.4: -2501.8248; 2.5: -45.7098
| 2 | 80.5 | 1: 80.0693; 1.1: 674.6376; 1.2: 0.9047; 1.3: 523.25; 1.4: 12.3184; 1.5: 674.6376; 1.6: 523.25; 1.7: 209.3; 1.8: 8.4594; 1.9: 1744.1667; 2: 55.5467; 2.1: 95.7123; 2.2: 3178.3988; 2.3: 58.0351; 2.4: -2503.7613; 2.5: -45.7167
| 2 | 80.55 | 1: 80.2355; 1.1: 676.4578; 1.2: 0.90714; 1.3: 523.575; 1.4: 12.3439; 1.5: 676.4578; 1.6: 523.575; 1.7: 209.43; 1.8: 8.4594; 1.9: 1745.25; 2: 55.5812; 2.1: 95.7181; 2.2: 3182.1527; 2.3: 58.0676; 2.4: -2505.6949; 2.5: -45.7237
| 2 | 80.6 | 1: 80.4019; 1.1: 678.2812; 1.2: 0.90959; 1.3: 523.9; 1.4: 12.3695; 1.5: 678.2812; 1.6: 523.9; 1.7: 209.56; 1.8: 8.4594; 1.9: 1746.3333; 2: 55.6157; 2.1: 95.7241; 2.2: 3185.9068; 2.3: 58.1; 2.4: -2507.6256; 2.5: -45.7305
| 2 | 80.65 | 1: 80.5684; 1.1: 680.1078; 1.2: 0.91204; 1.3: 524.225; 1.4: 12.3951; 1.5: 680.1078; 1.6: 524.225; 1.7: 209.69; 1.8: 8.4594; 1.9: 1747.4167; 2: 55.6502; 2.1: 95.7301; 2.2: 3189.6612; 2.3: 58.1324; 2.4: -2509.5534; 2.5: -45.7373
| 2 | 80.7 | 1: 80.7352; 1.1: 681.9376; 1.2: 0.91449; 1.3: 524.55; 1.4: 12.4208; 1.5: 681.9376; 1.6: 524.55; 1.7: 209.82; 1.8: 8.4594; 1.9: 1748.5; 2: 55.6847; 2.1: 95.7361; 2.2: 3193.4159; 2.3: 58.1648; 2.4: -2511.4783; 2.5: -45.744
| 2 | 80.75 | 1: 80.902; 1.1: 683.7706; 1.2: 0.91695; 1.3: 524.875; 1.4: 12.4465; 1.5: 683.7706; 1.6: 524.875; 1.7: 209.95; 1.8: 8.4594; 1.9: 1749.5833; 2: 55.7192; 2.1: 95.7422; 2.2: 3197.1708; 2.3: 58.1971; 2.4: -2513.4002; 2.5: -45.7507
| 2 | 80.8 | 1: 81.0691; 1.1: 685.6068; 1.2: 0.91941; 1.3: 525.2; 1.4: 12.4722; 1.5: 685.6068; 1.6: 525.2; 1.7: 210.08; 1.8: 8.4594; 1.9: 1750.6667; 2: 55.7537; 2.1: 95.7484; 2.2: 3200.9259; 2.3: 58.2294; 2.4: -2515.3191; 2.5: -45.7573
| 2 | 80.85 | 1: 81.2363; 1.1: 687.4463; 1.2: 0.92188; 1.3: 525.525; 1.4: 12.4979; 1.5: 687.4463; 1.6: 525.525; 1.7: 210.21; 1.8: 8.4594; 1.9: 1751.75; 2: 55.7882; 2.1: 95.7545; 2.2: 3204.6813; 2.3: 58.2617; 2.4: -2517.235; 2.5: -45.7638
| 2 | 80.9 | 1: 81.4037; 1.1: 689.2889; 1.2: 0.92435; 1.3: 525.85; 1.4: 12.5237; 1.5: 689.2889; 1.6: 525.85; 1.7: 210.34; 1.8: 8.4594; 1.9: 1752.8333; 2: 55.8227; 2.1: 95.7608; 2.2: 3208.4368; 2.3: 58.2939; 2.4: -2519.1479; 2.5: -45.7703
| 2 | 80.95 | 1: 81.5713; 1.1: 691.1347; 1.2: 0.92683; 1.3: 526.175; 1.4: 12.5494; 1.5: 691.1347; 1.6: 526.175; 1.7: 210.47; 1.8: 8.4594; 1.9: 1753.9167; 2: 55.8572; 2.1: 95.7671; 2.2: 3212.1925; 2.3: 58.3261; 2.4: -2521.0578; 2.5: -45.7767
| 2 | 81 | 1: 81.7391; 1.1: 692.9838; 1.2: 0.92931; 1.3: 526.5; 1.4: 12.5752; 1.5: 692.9838; 1.6: 526.5; 1.7: 210.6; 1.8: 8.4594; 1.9: 1755; 2: 55.8917; 2.1: 95.7735; 2.2: 3215.9484; 2.3: 58.3583; 2.4: -2522.9646; 2.5: -45.783
| 2 | 81.05 | 1: 81.907; 1.1: 694.8361; 1.2: 0.93179; 1.3: 526.825; 1.4: 12.6011; 1.5: 694.8361; 1.6: 526.825; 1.7: 210.73; 1.8: 8.4594; 1.9: 1756.0833; 2: 55.9262; 2.1: 95.7799; 2.2: 3219.7044; 2.3: 58.3904; 2.4: -2524.8684; 2.5: -45.7893
| 2 | 81.1 | 1: 82.0751; 1.1: 696.6916; 1.2: 0.93428; 1.3: 527.15; 1.4: 12.6269; 1.5: 696.6916; 1.6: 527.15; 1.7: 210.86; 1.8: 8.4594; 1.9: 1757.1667; 2: 55.9607; 2.1: 95.7863; 2.2: 3223.4606; 2.3: 58.4224; 2.4: -2526.769; 2.5: -45.7955
| 2 | 81.15 | 1: 82.2433; 1.1: 698.5503; 1.2: 0.93677; 1.3: 527.475; 1.4: 12.6528; 1.5: 698.5503; 1.6: 527.475; 1.7: 210.99; 1.8: 8.4594; 1.9: 1758.25; 2: 55.9952; 2.1: 95.7929; 2.2: 3227.2168; 2.3: 58.4545; 2.4: -2528.6665; 2.5: -45.8017
| 2 | 81.2 | 1: 82.4118; 1.1: 700.4122; 1.2: 0.93927; 1.3: 527.8; 1.4: 12.6787; 1.5: 700.4122; 1.6: 527.8; 1.7: 211.12; 1.8: 8.4594; 1.9: 1759.3333; 2: 56.0297; 2.1: 95.7994; 2.2: 3230.9731; 2.3: 58.4865; 2.4: -2530.5609; 2.5: -45.8078
| 2 | 81.25 | 1: 82.5804; 1.1: 702.2774; 1.2: 0.94177; 1.3: 528.125; 1.4: 12.7047; 1.5: 702.2774; 1.6: 528.125; 1.7: 211.25; 1.8: 8.4594; 1.9: 1760.4167; 2: 56.0642; 2.1: 95.8061; 2.2: 3234.7295; 2.3: 58.5185; 2.4: -2532.4521; 2.5: -45.8138
| 2 | 81.3 | 1: 82.7492; 1.1: 704.1458; 1.2: 0.94428; 1.3: 528.45; 1.4: 12.7306; 1.5: 704.1458; 1.6: 528.45; 1.7: 211.38; 1.8: 8.4594; 1.9: 1761.5; 2: 56.0987; 2.1: 95.8127; 2.2: 3238.4859; 2.3: 58.5504; 2.4: -2534.3401; 2.5: -45.8197
| 2 | 81.35 | 1: 82.9181; 1.1: 706.0175; 1.2: 0.94679; 1.3: 528.775; 1.4: 12.7566; 1.5: 706.0175; 1.6: 528.775; 1.7: 211.51; 1.8: 8.4594; 1.9: 1762.5833; 2: 56.1332; 2.1: 95.8195; 2.2: 3242.2424; 2.3: 58.5823; 2.4: -2536.2249; 2.5: -45.8256
| 2 | 81.4 | 1: 83.0873; 1.1: 707.8923; 1.2: 0.9493; 1.3: 529.1; 1.4: 12.7827; 1.5: 707.8923; 1.6: 529.1; 1.7: 211.64; 1.8: 8.4594; 1.9: 1763.6667; 2: 56.1677; 2.1: 95.8263; 2.2: 3245.9989; 2.3: 58.6141; 2.4: -2538.1065; 2.5: -45.8315
| 2 | 81.45 | 1: 83.2566; 1.1: 709.7705; 1.2: 0.95182; 1.3: 529.425; 1.4: 12.8087; 1.5: 709.7705; 1.6: 529.425; 1.7: 211.77; 1.8: 8.4594; 1.9: 1764.75; 2: 56.2022; 2.1: 95.8331; 2.2: 3249.7553; 2.3: 58.6459; 2.4: -2539.9849; 2.5: -45.8372
| 2 | 81.5 | 1: 83.426; 1.1: 711.6518; 1.2: 0.95434; 1.3: 529.75; 1.4: 12.8348; 1.5: 711.6518; 1.6: 529.75; 1.7: 211.9; 1.8: 8.4594; 1.9: 1765.8333; 2: 56.2367; 2.1: 95.8401; 2.2: 3253.5118; 2.3: 58.6777; 2.4: -2541.86; 2.5: -45.8429
| 2 | 81.55 | 1: 83.5957; 1.1: 713.5364; 1.2: 0.95687; 1.3: 530.075; 1.4: 12.8609; 1.5: 713.5364; 1.6: 530.075; 1.7: 212.03; 1.8: 8.4594; 1.9: 1766.9167; 2: 56.2712; 2.1: 95.847; 2.2: 3257.2682; 2.3: 58.7094; 2.4: -2543.7317; 2.5: -45.8485
| 2 | 81.6 | 1: 83.7655; 1.1: 715.4243; 1.2: 0.9594; 1.3: 530.4; 1.4: 12.887; 1.5: 715.4243; 1.6: 530.4; 1.7: 212.16; 1.8: 8.4594; 1.9: 1768; 2: 56.3057; 2.1: 95.854; 2.2: 3261.0245; 2.3: 58.7411; 2.4: -2545.6002; 2.5: -45.8541
| 2 | 81.65 | 1: 83.9355; 1.1: 717.3154; 1.2: 0.96194; 1.3: 530.725; 1.4: 12.9132; 1.5: 717.3154; 1.6: 530.725; 1.7: 212.29; 1.8: 8.4594; 1.9: 1769.0833; 2: 56.3402; 2.1: 95.8611; 2.2: 3264.7807; 2.3: 58.7728; 2.4: -2547.4654; 2.5: -45.8596
| 2 | 81.7 | 1: 84.1056; 1.1: 719.2097; 1.2: 0.96448; 1.3: 531.05; 1.4: 12.9393; 1.5: 719.2097; 1.6: 531.05; 1.7: 212.42; 1.8: 8.4594; 1.9: 1770.1667; 2: 56.3747; 2.1: 95.8683; 2.2: 3268.5369; 2.3: 58.8044; 2.4: -2549.3271; 2.5: -45.865
| 2 | 81.75 | 1: 84.276; 1.1: 721.1074; 1.2: 0.96702; 1.3: 531.375; 1.4: 12.9655; 1.5: 721.1074; 1.6: 531.375; 1.7: 212.55; 1.8: 8.4594; 1.9: 1771.25; 2: 56.4092; 2.1: 95.8755; 2.2: 3272.2929; 2.3: 58.8359; 2.4: -2551.1855; 2.5: -45.8704
| 2 | 81.8 | 1: 84.4465; 1.1: 723.0082; 1.2: 0.96957; 1.3: 531.7; 1.4: 12.9918; 1.5: 723.0082; 1.6: 531.7; 1.7: 212.68; 1.8: 8.4594; 1.9: 1772.3333; 2: 56.4437; 2.1: 95.8827; 2.2: 3276.0488; 2.3: 58.8675; 2.4: -2553.0405; 2.5: -45.8757
| 2 | 81.85 | 1: 84.6172; 1.1: 724.9124; 1.2: 0.97212; 1.3: 532.025; 1.4: 13.018; 1.5: 724.9124; 1.6: 532.025; 1.7: 212.81; 1.8: 8.4594; 1.9: 1773.4167; 2: 56.4782; 2.1: 95.8901; 2.2: 3279.8045; 2.3: 58.8989; 2.4: -2554.8921; 2.5: -45.8809
| 2 | 81.9 | 1: 84.788; 1.1: 726.8198; 1.2: 0.97468; 1.3: 532.35; 1.4: 13.0443; 1.5: 726.8198; 1.6: 532.35; 1.7: 212.94; 1.8: 8.4594; 1.9: 1774.5; 2: 56.5127; 2.1: 95.8974; 2.2: 3283.56; 2.3: 58.9304; 2.4: -2556.7403; 2.5: -45.8861
| 2 | 81.95 | 1: 84.959; 1.1: 728.7304; 1.2: 0.97724; 1.3: 532.675; 1.4: 13.0706; 1.5: 728.7304; 1.6: 532.675; 1.7: 213.07; 1.8: 8.4594; 1.9: 1775.5833; 2: 56.5472; 2.1: 95.9049; 2.2: 3287.3154; 2.3: 58.9618; 2.4: -2558.5849; 2.5: -45.8912
| 2 | 82 | 1: 85.1302; 1.1: 730.6444; 1.2: 0.97981; 1.3: 533; 1.4: 13.097; 1.5: 730.6444; 1.6: 533; 1.7: 213.2; 1.8: 8.4594; 1.9: 1776.6667; 2: 56.5817; 2.1: 95.9124; 2.2: 3291.0705; 2.3: 58.9931; 2.4: -2560.4261; 2.5: -45.8962
| 2 | 82.05 | 1: 85.3016; 1.1: 732.5616; 1.2: 0.98238; 1.3: 533.325; 1.4: 13.1233; 1.5: 732.5616; 1.6: 533.325; 1.7: 213.33; 1.8: 8.4594; 1.9: 1777.75; 2: 56.6162; 2.1: 95.92; 2.2: 3294.8253; 2.3: 59.0245; 2.4: -2562.2638; 2.5: -45.9011
| 2 | 82.1 | 1: 85.4731; 1.1: 734.482; 1.2: 0.98496; 1.3: 533.65; 1.4: 13.1497; 1.5: 734.482; 1.6: 533.65; 1.7: 213.46; 1.8: 8.4594; 1.9: 1778.8333; 2: 56.6507; 2.1: 95.9276; 2.2: 3298.5799; 2.3: 59.0557; 2.4: -2564.0979; 2.5: -45.906
| 2 | 82.15 | 1: 85.6448; 1.1: 736.4058; 1.2: 0.98754; 1.3: 533.975; 1.4: 13.1761; 1.5: 736.4058; 1.6: 533.975; 1.7: 213.59; 1.8: 8.4594; 1.9: 1779.9167; 2: 56.6852; 2.1: 95.9353; 2.2: 3302.3343; 2.3: 59.087; 2.4: -2565.9285; 2.5: -45.9108
| 2 | 82.2 | 1: 85.8167; 1.1: 738.3328; 1.2: 0.99012; 1.3: 534.3; 1.4: 13.2026; 1.5: 738.3328; 1.6: 534.3; 1.7: 213.72; 1.8: 8.4594; 1.9: 1781; 2: 56.7197; 2.1: 95.943; 2.2: 3306.0883; 2.3: 59.1182; 2.4: -2567.7555; 2.5: -45.9156
| 2 | 82.25 | 1: 85.9888; 1.1: 740.2632; 1.2: 0.99271; 1.3: 534.625; 1.4: 13.229; 1.5: 740.2632; 1.6: 534.625; 1.7: 213.85; 1.8: 8.4594; 1.9: 1782.0833; 2: 56.7542; 2.1: 95.9508; 2.2: 3309.842; 2.3: 59.1493; 2.4: -2569.5789; 2.5: -45.9203
| 2 | 82.3 | 1: 86.161; 1.1: 742.1968; 1.2: 0.9953; 1.3: 534.95; 1.4: 13.2555; 1.5: 742.1968; 1.6: 534.95; 1.7: 213.98; 1.8: 8.4594; 1.9: 1783.1667; 2: 56.7887; 2.1: 95.9587; 2.2: 3313.5954; 2.3: 59.1804; 2.4: -2571.3986; 2.5: -45.9249
| 2 | 82.35 | 1: 86.3334; 1.1: 744.1337; 1.2: 0.9979; 1.3: 535.275; 1.4: 13.2821; 1.5: 744.1337; 1.6: 535.275; 1.7: 214.11; 1.8: 8.4594; 1.9: 1784.25; 2: 56.8232; 2.1: 95.9666; 2.2: 3317.3484; 2.3: 59.2115; 2.4: -2573.2147; 2.5: -45.9294
| 2 | 82.4 | 1: 86.506; 1.1: 746.0738; 1.2: 1.0005; 1.3: 535.6; 1.4: 13.3086; 1.5: 746.0738; 1.6: 535.6; 1.7: 214.24; 1.8: 8.4594; 1.9: 1785.3333; 2: 56.8577; 2.1: 95.9747; 2.2: 3321.101; 2.3: 59.2425; 2.4: -2575.0272; 2.5: -45.9339
| 2 | 82.45 | 1: 86.6787; 1.1: 748.0173; 1.2: 1.0031; 1.3: 535.925; 1.4: 13.3352; 1.5: 748.0173; 1.6: 535.925; 1.7: 214.37; 1.8: 8.4594; 1.9: 1786.4167; 2: 56.8923; 2.1: 95.9827; 2.2: 3324.8532; 2.3: 59.2734; 2.4: -2576.8359; 2.5: -45.9382
| 2 | 82.5 | 1: 86.8517; 1.1: 749.9641; 1.2: 1.0057; 1.3: 536.25; 1.4: 13.3618; 1.5: 749.9641; 1.6: 536.25; 1.7: 214.5; 1.8: 8.4594; 1.9: 1787.5; 2: 56.9268; 2.1: 95.9908; 2.2: 3328.605; 2.3: 59.3044; 2.4: -2578.641; 2.5: -45.9426
| 2 | 82.55 | 1: 87.0248; 1.1: 751.9142; 1.2: 1.0083; 1.3: 536.575; 1.4: 13.3884; 1.5: 751.9142; 1.6: 536.575; 1.7: 214.63; 1.8: 8.4594; 1.9: 1788.5833; 2: 56.9613; 2.1: 95.999; 2.2: 3332.3564; 2.3: 59.3352; 2.4: -2580.4422; 2.5: -45.9468
| 2 | 82.6 | 1: 87.198; 1.1: 753.8675; 1.2: 1.011; 1.3: 536.9; 1.4: 13.4151; 1.5: 753.8675; 1.6: 536.9; 1.7: 214.76; 1.8: 8.4594; 1.9: 1789.6667; 2: 56.9958; 2.1: 96.0073; 2.2: 3336.1073; 2.3: 59.3661; 2.4: -2582.2397; 2.5: -45.951
| 2 | 82.65 | 1: 87.3715; 1.1: 755.8242; 1.2: 1.0136; 1.3: 537.225; 1.4: 13.4418; 1.5: 755.8242; 1.6: 537.225; 1.7: 214.89; 1.8: 8.4594; 1.9: 1790.75; 2: 57.0303; 2.1: 96.0156; 2.2: 3339.8577; 2.3: 59.3968; 2.4: -2584.0335; 2.5: -45.9551
| 2 | 82.7 | 1: 87.5451; 1.1: 757.7842; 1.2: 1.0162; 1.3: 537.55; 1.4: 13.4685; 1.5: 757.7842; 1.6: 537.55; 1.7: 215.02; 1.8: 8.4594; 1.9: 1791.8333; 2: 57.0648; 2.1: 96.024; 2.2: 3343.6076; 2.3: 59.4276; 2.4: -2585.8234; 2.5: -45.9591
| 2 | 82.75 | 1: 87.7188; 1.1: 759.7475; 1.2: 1.0188; 1.3: 537.875; 1.4: 13.4952; 1.5: 759.7475; 1.6: 537.875; 1.7: 215.15; 1.8: 8.4594; 1.9: 1792.9167; 2: 57.0993; 2.1: 96.0325; 2.2: 3347.3569; 2.3: 59.4583; 2.4: -2587.6094; 2.5: -45.9631
| 2 | 82.8 | 1: 87.8928; 1.1: 761.7141; 1.2: 1.0215; 1.3: 538.2; 1.4: 13.522; 1.5: 761.7141; 1.6: 538.2; 1.7: 215.28; 1.8: 8.4594; 1.9: 1794; 2: 57.1338; 2.1: 96.041; 2.2: 3351.1058; 2.3: 59.4889; 2.4: -2589.3916; 2.5: -45.9669
| 2 | 82.85 | 1: 88.0669; 1.1: 763.684; 1.2: 1.0241; 1.3: 538.525; 1.4: 13.5488; 1.5: 763.684; 1.6: 538.525; 1.7: 215.41; 1.8: 8.4594; 1.9: 1795.0833; 2: 57.1683; 2.1: 96.0496; 2.2: 3354.854; 2.3: 59.5195; 2.4: -2591.1699; 2.5: -45.9708
| 2 | 82.9 | 1: 88.2412; 1.1: 765.6573; 1.2: 1.0268; 1.3: 538.85; 1.4: 13.5756; 1.5: 765.6573; 1.6: 538.85; 1.7: 215.54; 1.8: 8.4594; 1.9: 1796.1667; 2: 57.2028; 2.1: 96.0583; 2.2: 3358.6016; 2.3: 59.5501; 2.4: -2592.9444; 2.5: -45.9745
| 2 | 82.95 | 1: 88.4157; 1.1: 767.6339; 1.2: 1.0294; 1.3: 539.175; 1.4: 13.6024; 1.5: 767.6339; 1.6: 539.175; 1.7: 215.67; 1.8: 8.4594; 1.9: 1797.25; 2: 57.2373; 2.1: 96.067; 2.2: 3362.3487; 2.3: 59.5806; 2.4: -2594.7148; 2.5: -45.9781
| 2 | 83 | 1: 88.5903; 1.1: 769.6137; 1.2: 1.0321; 1.3: 539.5; 1.4: 13.6293; 1.5: 769.6137; 1.6: 539.5; 1.7: 215.8; 1.8: 8.4594; 1.9: 1798.3333; 2: 57.2718; 2.1: 96.0758; 2.2: 3366.0951; 2.3: 59.611; 2.4: -2596.4813; 2.5: -45.9817
| 2 | 83.05 | 1: 88.7651; 1.1: 771.597; 1.2: 1.0347; 1.3: 539.825; 1.4: 13.6562; 1.5: 771.597; 1.6: 539.825; 1.7: 215.93; 1.8: 8.4594; 1.9: 1799.4167; 2: 57.3063; 2.1: 96.0847; 2.2: 3369.8408; 2.3: 59.6414; 2.4: -2598.2438; 2.5: -45.9852
| 2 | 83.1 | 1: 88.9401; 1.1: 773.5835; 1.2: 1.0374; 1.3: 540.15; 1.4: 13.6831; 1.5: 773.5835; 1.6: 540.15; 1.7: 216.06; 1.8: 8.4594; 1.9: 1800.5; 2: 57.3408; 2.1: 96.0936; 2.2: 3373.5859; 2.3: 59.6718; 2.4: -2600.0024; 2.5: -45.9887
| 2 | 83.15 | 1: 89.1153; 1.1: 775.5734; 1.2: 1.0401; 1.3: 540.475; 1.4: 13.71; 1.5: 775.5734; 1.6: 540.475; 1.7: 216.19; 1.8: 8.4594; 1.9: 1801.5833; 2: 57.3753; 2.1: 96.1026; 2.2: 3377.3302; 2.3: 59.7021; 2.4: -2601.7568; 2.5: -45.992
| 2 | 83.2 | 1: 89.2906; 1.1: 777.5666; 1.2: 1.0427; 1.3: 540.8; 1.4: 13.737; 1.5: 777.5666; 1.6: 540.8; 1.7: 216.32; 1.8: 8.4594; 1.9: 1802.6667; 2: 57.4098; 2.1: 96.1117; 2.2: 3381.0738; 2.3: 59.7323; 2.4: -2603.5072; 2.5: -45.9953
| 2 | 83.25 | 1: 89.4661; 1.1: 779.5631; 1.2: 1.0454; 1.3: 541.125; 1.4: 13.764; 1.5: 779.5631; 1.6: 541.125; 1.7: 216.45; 1.8: 8.4594; 1.9: 1803.75; 2: 57.4443; 2.1: 96.1208; 2.2: 3384.8167; 2.3: 59.7626; 2.4: -2605.2536; 2.5: -45.9985
| 2 | 83.3 | 1: 89.6418; 1.1: 781.563; 1.2: 1.0481; 1.3: 541.45; 1.4: 13.791; 1.5: 781.563; 1.6: 541.45; 1.7: 216.58; 1.8: 8.4594; 1.9: 1804.8333; 2: 57.4788; 2.1: 96.1301; 2.2: 3388.5588; 2.3: 59.7927; 2.4: -2606.9958; 2.5: -46.0017
| 2 | 83.35 | 1: 89.8177; 1.1: 783.5662; 1.2: 1.0508; 1.3: 541.775; 1.4: 13.8181; 1.5: 783.5662; 1.6: 541.775; 1.7: 216.71; 1.8: 8.4594; 1.9: 1805.9167; 2: 57.5133; 2.1: 96.1393; 2.2: 3392.3001; 2.3: 59.8228; 2.4: -2608.7339; 2.5: -46.0047
| 2 | 83.4 | 1: 89.9937; 1.1: 785.5728; 1.2: 1.0535; 1.3: 542.1; 1.4: 13.8452; 1.5: 785.5728; 1.6: 542.1; 1.7: 216.84; 1.8: 8.4594; 1.9: 1807; 2: 57.5478; 2.1: 96.1487; 2.2: 3396.0406; 2.3: 59.8529; 2.4: -2610.4678; 2.5: -46.0077
| 2 | 83.45 | 1: 90.1699; 1.1: 787.5827; 1.2: 1.0562; 1.3: 542.425; 1.4: 13.8723; 1.5: 787.5827; 1.6: 542.425; 1.7: 216.97; 1.8: 8.4594; 1.9: 1808.0833; 2: 57.5823; 2.1: 96.1581; 2.2: 3399.7803; 2.3: 59.8829; 2.4: -2612.1975; 2.5: -46.0106
| 2 | 83.5 | 1: 90.3462; 1.1: 789.596; 1.2: 1.0589; 1.3: 542.75; 1.4: 13.8994; 1.5: 789.596; 1.6: 542.75; 1.7: 217.1; 1.8: 8.4594; 1.9: 1809.1667; 2: 57.6168; 2.1: 96.1676; 2.2: 3403.5191; 2.3: 59.9128; 2.4: -2613.923; 2.5: -46.0134
| 2 | 83.55 | 1: 90.5228; 1.1: 791.6126; 1.2: 1.0616; 1.3: 543.075; 1.4: 13.9266; 1.5: 791.6126; 1.6: 543.075; 1.7: 217.23; 1.8: 8.4594; 1.9: 1810.25; 2: 57.6513; 2.1: 96.1772; 2.2: 3407.257; 2.3: 59.9428; 2.4: -2615.6443; 2.5: -46.0162
| 2 | 83.6 | 1: 90.6995; 1.1: 793.6326; 1.2: 1.0643; 1.3: 543.4; 1.4: 13.9538; 1.5: 793.6326; 1.6: 543.4; 1.7: 217.36; 1.8: 8.4594; 1.9: 1811.3333; 2: 57.6858; 2.1: 96.1869; 2.2: 3410.994; 2.3: 59.9726; 2.4: -2617.3614; 2.5: -46.0188
| 2 | 83.65 | 1: 90.8764; 1.1: 795.656; 1.2: 1.067; 1.3: 543.725; 1.4: 13.981; 1.5: 795.656; 1.6: 543.725; 1.7: 217.49; 1.8: 8.4594; 1.9: 1812.4167; 2: 57.7203; 2.1: 96.1966; 2.2: 3414.73; 2.3: 60.0024; 2.4: -2619.0741; 2.5: -46.0214
| 2 | 83.7 | 1: 91.0534; 1.1: 797.6827; 1.2: 1.0697; 1.3: 544.05; 1.4: 14.0082; 1.5: 797.6827; 1.6: 544.05; 1.7: 217.62; 1.8: 8.4594; 1.9: 1813.5; 2: 57.7548; 2.1: 96.2064; 2.2: 3418.4652; 2.3: 60.0322; 2.4: -2620.7825; 2.5: -46.0239
| 2 | 83.75 | 1: 91.2307; 1.1: 799.7127; 1.2: 1.0724; 1.3: 544.375; 1.4: 14.0355; 1.5: 799.7127; 1.6: 544.375; 1.7: 217.75; 1.8: 8.4594; 1.9: 1814.5833; 2: 57.7893; 2.1: 96.2163; 2.2: 3422.1993; 2.3: 60.0619; 2.4: -2622.4866; 2.5: -46.0264
| 2 | 83.8 | 1: 91.4081; 1.1: 801.7462; 1.2: 1.0752; 1.3: 544.7; 1.4: 14.0628; 1.5: 801.7462; 1.6: 544.7; 1.7: 217.88; 1.8: 8.4594; 1.9: 1815.6667; 2: 57.8238; 2.1: 96.2262; 2.2: 3425.9324; 2.3: 60.0915; 2.4: -2624.1863; 2.5: -46.0287
| 2 | 83.85 | 1: 91.5856; 1.1: 803.783; 1.2: 1.0779; 1.3: 545.025; 1.4: 14.0901; 1.5: 803.783; 1.6: 545.025; 1.7: 218.01; 1.8: 8.4594; 1.9: 1816.75; 2: 57.8583; 2.1: 96.2363; 2.2: 3429.6645; 2.3: 60.1211; 2.4: -2625.8816; 2.5: -46.031
| 2 | 83.9 | 1: 91.7634; 1.1: 805.8231; 1.2: 1.0806; 1.3: 545.35; 1.4: 14.1174; 1.5: 805.8231; 1.6: 545.35; 1.7: 218.14; 1.8: 8.4594; 1.9: 1817.8333; 2: 57.8928; 2.1: 96.2464; 2.2: 3433.3956; 2.3: 60.1506; 2.4: -2627.5725; 2.5: -46.0332
| 2 | 83.95 | 1: 91.9413; 1.1: 807.8667; 1.2: 1.0834; 1.3: 545.675; 1.4: 14.1448; 1.5: 807.8667; 1.6: 545.675; 1.7: 218.27; 1.8: 8.4594; 1.9: 1818.9167; 2: 57.9273; 2.1: 96.2565; 2.2: 3437.1256; 2.3: 60.1801; 2.4: -2629.2589; 2.5: -46.0353
| 2 | 84 | 1: 92.1194; 1.1: 809.9136; 1.2: 1.0861; 1.3: 546; 1.4: 14.1722; 1.5: 809.9136; 1.6: 546; 1.7: 218.4; 1.8: 8.4594; 1.9: 1820; 2: 57.9618; 2.1: 96.2668; 2.2: 3440.8545; 2.3: 60.2095; 2.4: -2630.9409; 2.5: -46.0373
| 2 | 84.05 | 1: 92.2976; 1.1: 811.9639; 1.2: 1.0889; 1.3: 546.325; 1.4: 14.1996; 1.5: 811.9639; 1.6: 546.325; 1.7: 218.53; 1.8: 8.4594; 1.9: 1821.0833; 2: 57.9963; 2.1: 96.2771; 2.2: 3444.5823; 2.3: 60.2389; 2.4: -2632.6184; 2.5: -46.0393
| 2 | 84.1 | 1: 92.4761; 1.1: 814.0176; 1.2: 1.0916; 1.3: 546.65; 1.4: 14.2271; 1.5: 814.0176; 1.6: 546.65; 1.7: 218.66; 1.8: 8.4594; 1.9: 1822.1667; 2: 58.0308; 2.1: 96.2875; 2.2: 3448.3089; 2.3: 60.2682; 2.4: -2634.2913; 2.5: -46.0411
| 2 | 84.15 | 1: 92.6547; 1.1: 816.0747; 1.2: 1.0944; 1.3: 546.975; 1.4: 14.2546; 1.5: 816.0747; 1.6: 546.975; 1.7: 218.79; 1.8: 8.4594; 1.9: 1823.25; 2: 58.0653; 2.1: 96.298; 2.2: 3452.0344; 2.3: 60.2975; 2.4: -2635.9597; 2.5: -46.0429
| 2 | 84.2 | 1: 92.8335; 1.1: 818.1351; 1.2: 1.0971; 1.3: 547.3; 1.4: 14.2821; 1.5: 818.1351; 1.6: 547.3; 1.7: 218.92; 1.8: 8.4594; 1.9: 1824.3333; 2: 58.0998; 2.1: 96.3086; 2.2: 3455.7586; 2.3: 60.3267; 2.4: -2637.6235; 2.5: -46.0446
| 2 | 84.25 | 1: 93.0124; 1.1: 820.199; 1.2: 1.0999; 1.3: 547.625; 1.4: 14.3096; 1.5: 820.199; 1.6: 547.625; 1.7: 219.05; 1.8: 8.4594; 1.9: 1825.4167; 2: 58.1343; 2.1: 96.3192; 2.2: 3459.4817; 2.3: 60.3559; 2.4: -2639.2827; 2.5: -46.0462
| 2 | 84.3 | 1: 93.1915; 1.1: 822.2662; 1.2: 1.1027; 1.3: 547.95; 1.4: 14.3372; 1.5: 822.2662; 1.6: 547.95; 1.7: 219.18; 1.8: 8.4594; 1.9: 1826.5; 2: 58.1688; 2.1: 96.33; 2.2: 3463.2035; 2.3: 60.3849; 2.4: -2640.9372; 2.5: -46.0478
| 2 | 84.35 | 1: 93.3708; 1.1: 824.3369; 1.2: 1.1055; 1.3: 548.275; 1.4: 14.3647; 1.5: 824.3369; 1.6: 548.275; 1.7: 219.31; 1.8: 8.4594; 1.9: 1827.5833; 2: 58.2033; 2.1: 96.3408; 2.2: 3466.924; 2.3: 60.414; 2.4: -2642.5871; 2.5: -46.0492
| 2 | 84.4 | 1: 93.5503; 1.1: 826.4109; 1.2: 1.1082; 1.3: 548.6; 1.4: 14.3924; 1.5: 826.4109; 1.6: 548.6; 1.7: 219.44; 1.8: 8.4594; 1.9: 1828.6667; 2: 58.2378; 2.1: 96.3516; 2.2: 3470.6433; 2.3: 60.443; 2.4: -2644.2323; 2.5: -46.0506
| 2 | 84.45 | 1: 93.7299; 1.1: 828.4884; 1.2: 1.111; 1.3: 548.925; 1.4: 14.42; 1.5: 828.4884; 1.6: 548.925; 1.7: 219.57; 1.8: 8.4594; 1.9: 1829.75; 2: 58.2723; 2.1: 96.3626; 2.2: 3474.3612; 2.3: 60.4719; 2.4: -2645.8728; 2.5: -46.0519
| 2 | 84.5 | 1: 93.9098; 1.1: 830.5692; 1.2: 1.1138; 1.3: 549.25; 1.4: 14.4477; 1.5: 830.5692; 1.6: 549.25; 1.7: 219.7; 1.8: 8.4594; 1.9: 1830.8333; 2: 58.3068; 2.1: 96.3737; 2.2: 3478.0778; 2.3: 60.5008; 2.4: -2647.5086; 2.5: -46.0531
| 2 | 84.55 | 1: 94.0897; 1.1: 832.6535; 1.2: 1.1166; 1.3: 549.575; 1.4: 14.4753; 1.5: 832.6535; 1.6: 549.575; 1.7: 219.83; 1.8: 8.4594; 1.9: 1831.9167; 2: 58.3413; 2.1: 96.3848; 2.2: 3481.793; 2.3: 60.5296; 2.4: -2649.1395; 2.5: -46.0542
| 2 | 84.6 | 1: 94.2699; 1.1: 834.7412; 1.2: 1.1194; 1.3: 549.9; 1.4: 14.5031; 1.5: 834.7412; 1.6: 549.9; 1.7: 219.96; 1.8: 8.4594; 1.9: 1833; 2: 58.3758; 2.1: 96.396; 2.2: 3485.5068; 2.3: 60.5583; 2.4: -2650.7657; 2.5: -46.0553
| 2 | 84.65 | 1: 94.4502; 1.1: 836.8322; 1.2: 1.1222; 1.3: 550.225; 1.4: 14.5308; 1.5: 836.8322; 1.6: 550.225; 1.7: 220.09; 1.8: 8.4594; 1.9: 1834.0833; 2: 58.4103; 2.1: 96.4073; 2.2: 3489.2193; 2.3: 60.587; 2.4: -2652.387; 2.5: -46.0562
| 2 | 84.7 | 1: 94.6307; 1.1: 838.9267; 1.2: 1.125; 1.3: 550.55; 1.4: 14.5586; 1.5: 838.9267; 1.6: 550.55; 1.7: 220.22; 1.8: 8.4594; 1.9: 1835.1667; 2: 58.4448; 2.1: 96.4187; 2.2: 3492.9302; 2.3: 60.6156; 2.4: -2654.0035; 2.5: -46.0571
| 2 | 84.75 | 1: 94.8114; 1.1: 841.0247; 1.2: 1.1278; 1.3: 550.875; 1.4: 14.5864; 1.5: 841.0247; 1.6: 550.875; 1.7: 220.35; 1.8: 8.4594; 1.9: 1836.25; 2: 58.4793; 2.1: 96.4301; 2.2: 3496.6397; 2.3: 60.6442; 2.4: -2655.6151; 2.5: -46.0579
| 2 | 84.8 | 1: 94.9923; 1.1: 843.126; 1.2: 1.1307; 1.3: 551.2; 1.4: 14.6142; 1.5: 843.126; 1.6: 551.2; 1.7: 220.48; 1.8: 8.4594; 1.9: 1837.3333; 2: 58.5138; 2.1: 96.4417; 2.2: 3500.3477; 2.3: 60.6727; 2.4: -2657.2217; 2.5: -46.0585
| 2 | 84.85 | 1: 95.1733; 1.1: 845.2307; 1.2: 1.1335; 1.3: 551.525; 1.4: 14.642; 1.5: 845.2307; 1.6: 551.525; 1.7: 220.61; 1.8: 8.4594; 1.9: 1838.4167; 2: 58.5483; 2.1: 96.4533; 2.2: 3504.0542; 2.3: 60.7012; 2.4: -2658.8235; 2.5: -46.0591
| 2 | 84.9 | 1: 95.3545; 1.1: 847.3389; 1.2: 1.1363; 1.3: 551.85; 1.4: 14.6699; 1.5: 847.3389; 1.6: 551.85; 1.7: 220.74; 1.8: 8.4594; 1.9: 1839.5; 2: 58.5828; 2.1: 96.465; 2.2: 3507.7592; 2.3: 60.7296; 2.4: -2660.4202; 2.5: -46.0597
| 2 | 84.95 | 1: 95.5358; 1.1: 849.4505; 1.2: 1.1391; 1.3: 552.175; 1.4: 14.6978; 1.5: 849.4505; 1.6: 552.175; 1.7: 220.87; 1.8: 8.4594; 1.9: 1840.5833; 2: 58.6173; 2.1: 96.4768; 2.2: 3511.4625; 2.3: 60.7579; 2.4: -2662.012; 2.5: -46.0601
| 2 | 85 | 1: 95.7174; 1.1: 851.5656; 1.2: 1.142; 1.3: 552.5; 1.4: 14.7258; 1.5: 851.5656; 1.6: 552.5; 1.7: 221; 1.8: 8.4594; 1.9: 1841.6667; 2: 58.6518; 2.1: 96.4887; 2.2: 3515.1643; 2.3: 60.7862; 2.4: -2663.5987; 2.5: -46.0604
| 2 | 85.05 | 1: 95.8991; 1.1: 853.6841; 1.2: 1.1448; 1.3: 552.825; 1.4: 14.7537; 1.5: 853.6841; 1.6: 552.825; 1.7: 221.13; 1.8: 8.4594; 1.9: 1842.75; 2: 58.6863; 2.1: 96.5007; 2.2: 3518.8644; 2.3: 60.8144; 2.4: -2665.1804; 2.5: -46.0607
| 2 | 85.1 | 1: 96.081; 1.1: 855.806; 1.2: 1.1477; 1.3: 553.15; 1.4: 14.7817; 1.5: 855.806; 1.6: 553.15; 1.7: 221.26; 1.8: 8.4594; 1.9: 1843.8333; 2: 58.7208; 2.1: 96.5127; 2.2: 3522.5629; 2.3: 60.8426; 2.4: -2666.7569; 2.5: -46.0609
| 2 | 85.15 | 1: 96.263; 1.1: 857.9314; 1.2: 1.1505; 1.3: 553.475; 1.4: 14.8097; 1.5: 857.9314; 1.6: 553.475; 1.7: 221.39; 1.8: 8.4594; 1.9: 1844.9167; 2: 58.7553; 2.1: 96.5249; 2.2: 3526.2597; 2.3: 60.8706; 2.4: -2668.3284; 2.5: -46.0609
| 2 | 85.2 | 1: 96.4452; 1.1: 860.0602; 1.2: 1.1534; 1.3: 553.8; 1.4: 14.8377; 1.5: 860.0602; 1.6: 553.8; 1.7: 221.52; 1.8: 8.4594; 1.9: 1846; 2: 58.7898; 2.1: 96.5371; 2.2: 3529.9549; 2.3: 60.8987; 2.4: -2669.8947; 2.5: -46.0609
| 2 | 85.25 | 1: 96.6276; 1.1: 862.1924; 1.2: 1.1562; 1.3: 554.125; 1.4: 14.8658; 1.5: 862.1924; 1.6: 554.125; 1.7: 221.65; 1.8: 8.4594; 1.9: 1847.0833; 2: 58.8243; 2.1: 96.5494; 2.2: 3533.6482; 2.3: 60.9266; 2.4: -2671.4558; 2.5: -46.0608
| 2 | 85.3 | 1: 96.8102; 1.1: 864.3281; 1.2: 1.1591; 1.3: 554.45; 1.4: 14.8939; 1.5: 864.3281; 1.6: 554.45; 1.7: 221.78; 1.8: 8.4594; 1.9: 1848.1667; 2: 58.8588; 2.1: 96.5618; 2.2: 3537.3399; 2.3: 60.9545; 2.4: -2673.0118; 2.5: -46.0607
| 2 | 85.35 | 1: 96.993; 1.1: 866.4672; 1.2: 1.162; 1.3: 554.775; 1.4: 14.922; 1.5: 866.4672; 1.6: 554.775; 1.7: 221.91; 1.8: 8.4594; 1.9: 1849.25; 2: 58.8933; 2.1: 96.5743; 2.2: 3541.0297; 2.3: 60.9824; 2.4: -2674.5625; 2.5: -46.0604
| 2 | 85.4 | 1: 97.1759; 1.1: 868.6098; 1.2: 1.1648; 1.3: 555.1; 1.4: 14.9501; 1.5: 868.6098; 1.6: 555.1; 1.7: 222.04; 1.8: 8.4594; 1.9: 1850.3333; 2: 58.9278; 2.1: 96.5869; 2.2: 3544.7177; 2.3: 61.0101; 2.4: -2676.1079; 2.5: -46.06
| 2 | 85.45 | 1: 97.359; 1.1: 870.7559; 1.2: 1.1677; 1.3: 555.425; 1.4: 14.9783; 1.5: 870.7559; 1.6: 555.425; 1.7: 222.17; 1.8: 8.4594; 1.9: 1851.4167; 2: 58.9623; 2.1: 96.5996; 2.2: 3548.4039; 2.3: 61.0379; 2.4: -2677.648; 2.5: -46.0595
| 2 | 85.5 | 1: 97.5422; 1.1: 872.9054; 1.2: 1.1706; 1.3: 555.75; 1.4: 15.0065; 1.5: 872.9054; 1.6: 555.75; 1.7: 222.3; 1.8: 8.4594; 1.9: 1852.5; 2: 58.9968; 2.1: 96.6124; 2.2: 3552.0882; 2.3: 61.0655; 2.4: -2679.1828; 2.5: -46.059
| 2 | 85.55 | 1: 97.7257; 1.1: 875.0584; 1.2: 1.1735; 1.3: 556.075; 1.4: 15.0347; 1.5: 875.0584; 1.6: 556.075; 1.7: 222.43; 1.8: 8.4594; 1.9: 1853.5833; 2: 59.0313; 2.1: 96.6252; 2.2: 3555.7707; 2.3: 61.0931; 2.4: -2680.7123; 2.5: -46.0584
| 2 | 85.6 | 1: 97.9093; 1.1: 877.2148; 1.2: 1.1764; 1.3: 556.4; 1.4: 15.063; 1.5: 877.2148; 1.6: 556.4; 1.7: 222.56; 1.8: 8.4594; 1.9: 1854.6667; 2: 59.0658; 2.1: 96.6382; 2.2: 3559.4512; 2.3: 61.1206; 2.4: -2682.2364; 2.5: -46.0576
| 2 | 85.65 | 1: 98.093; 1.1: 879.3747; 1.2: 1.1793; 1.3: 556.725; 1.4: 15.0912; 1.5: 879.3747; 1.6: 556.725; 1.7: 222.69; 1.8: 8.4594; 1.9: 1855.75; 2: 59.1003; 2.1: 96.6512; 2.2: 3563.1297; 2.3: 61.148; 2.4: -2683.755; 2.5: -46.0568
| 2 | 85.7 | 1: 98.277; 1.1: 881.5381; 1.2: 1.1822; 1.3: 557.05; 1.4: 15.1195; 1.5: 881.5381; 1.6: 557.05; 1.7: 222.82; 1.8: 8.4594; 1.9: 1856.8333; 2: 59.1348; 2.1: 96.6643; 2.2: 3566.8063; 2.3: 61.1754; 2.4: -2685.2682; 2.5: -46.0559
| 2 | 85.75 | 1: 98.4611; 1.1: 883.7049; 1.2: 1.1851; 1.3: 557.375; 1.4: 15.1479; 1.5: 883.7049; 1.6: 557.375; 1.7: 222.95; 1.8: 8.4594; 1.9: 1857.9167; 2: 59.1693; 2.1: 96.6776; 2.2: 3570.4809; 2.3: 61.2027; 2.4: -2686.776; 2.5: -46.0549
| 2 | 85.8 | 1: 98.6454; 1.1: 885.8753; 1.2: 1.188; 1.3: 557.7; 1.4: 15.1762; 1.5: 885.8753; 1.6: 557.7; 1.7: 223.08; 1.8: 8.4594; 1.9: 1859; 2: 59.2038; 2.1: 96.6909; 2.2: 3574.1535; 2.3: 61.23; 2.4: -2688.2782; 2.5: -46.0538
| 2 | 85.85 | 1: 98.8299; 1.1: 888.0491; 1.2: 1.1909; 1.3: 558.025; 1.4: 15.2046; 1.5: 888.0491; 1.6: 558.025; 1.7: 223.21; 1.8: 8.4594; 1.9: 1860.0833; 2: 59.2383; 2.1: 96.7043; 2.2: 3577.8239; 2.3: 61.2572; 2.4: -2689.7749; 2.5: -46.0526
| 2 | 85.9 | 1: 99.0145; 1.1: 890.2263; 1.2: 1.1938; 1.3: 558.35; 1.4: 15.233; 1.5: 890.2263; 1.6: 558.35; 1.7: 223.34; 1.8: 8.4594; 1.9: 1861.1667; 2: 59.2728; 2.1: 96.7178; 2.2: 3581.4923; 2.3: 61.2843; 2.4: -2691.266; 2.5: -46.0513
| 2 | 85.95 | 1: 99.1993; 1.1: 892.4071; 1.2: 1.1967; 1.3: 558.675; 1.4: 15.2614; 1.5: 892.4071; 1.6: 558.675; 1.7: 223.47; 1.8: 8.4594; 1.9: 1862.25; 2: 59.3073; 2.1: 96.7314; 2.2: 3585.1586; 2.3: 61.3113; 2.4: -2692.7515; 2.5: -46.0499
| 2 | 86 | 1: 99.3843; 1.1: 894.5914; 1.2: 1.1997; 1.3: 559; 1.4: 15.2899; 1.5: 894.5914; 1.6: 559; 1.7: 223.6; 1.8: 8.4594; 1.9: 1863.3333; 2: 59.3418; 2.1: 96.7451; 2.2: 3588.8228; 2.3: 61.3383; 2.4: -2694.2314; 2.5: -46.0484
| 2 | 86.05 | 1: 99.5695; 1.1: 896.7791; 1.2: 1.2026; 1.3: 559.325; 1.4: 15.3184; 1.5: 896.7791; 1.6: 559.325; 1.7: 223.73; 1.8: 8.4594; 1.9: 1864.4167; 2: 59.3763; 2.1: 96.7589; 2.2: 3592.4848; 2.3: 61.3652; 2.4: -2695.7057; 2.5: -46.0468
| 2 | 86.1 | 1: 99.7548; 1.1: 898.9703; 1.2: 1.2055; 1.3: 559.65; 1.4: 15.3469; 1.5: 898.9703; 1.6: 559.65; 1.7: 223.86; 1.8: 8.4594; 1.9: 1865.5; 2: 59.4108; 2.1: 96.7728; 2.2: 3596.1445; 2.3: 61.3921; 2.4: -2697.1742; 2.5: -46.0452
| 2 | 86.15 | 1: 99.9403; 1.1: 901.165; 1.2: 1.2085; 1.3: 559.975; 1.4: 15.3754; 1.5: 901.165; 1.6: 559.975; 1.7: 223.99; 1.8: 8.4594; 1.9: 1866.5833; 2: 59.4453; 2.1: 96.7868; 2.2: 3599.8021; 2.3: 61.4188; 2.4: -2698.637; 2.5: -46.0434
| 2 | 86.2 | 1: 100.126; 1.1: 903.3633; 1.2: 1.2114; 1.3: 560.3; 1.4: 15.404; 1.5: 903.3633; 1.6: 560.3; 1.7: 224.12; 1.8: 8.4594; 1.9: 1867.6667; 2: 59.4798; 2.1: 96.8009; 2.2: 3603.4573; 2.3: 61.4455; 2.4: -2700.0941; 2.5: -46.0415
| 2 | 86.25 | 1: 100.3118; 1.1: 905.565; 1.2: 1.2144; 1.3: 560.625; 1.4: 15.4326; 1.5: 905.565; 1.6: 560.625; 1.7: 224.25; 1.8: 8.4594; 1.9: 1868.75; 2: 59.5143; 2.1: 96.8151; 2.2: 3607.1103; 2.3: 61.4722; 2.4: -2701.5454; 2.5: -46.0396
| 2 | 86.3 | 1: 100.4978; 1.1: 907.7702; 1.2: 1.2173; 1.3: 560.95; 1.4: 15.4612; 1.5: 907.7702; 1.6: 560.95; 1.7: 224.38; 1.8: 8.4594; 1.9: 1869.8333; 2: 59.5488; 2.1: 96.8294; 2.2: 3610.761; 2.3: 61.4987; 2.4: -2702.9908; 2.5: -46.0375
| 2 | 86.35 | 1: 100.684; 1.1: 909.9789; 1.2: 1.2203; 1.3: 561.275; 1.4: 15.4899; 1.5: 909.9789; 1.6: 561.275; 1.7: 224.51; 1.8: 8.4594; 1.9: 1870.9167; 2: 59.5833; 2.1: 96.8437; 2.2: 3614.4094; 2.3: 61.5252; 2.4: -2704.4304; 2.5: -46.0354
| 2 | 86.4 | 1: 100.8704; 1.1: 912.1912; 1.2: 1.2233; 1.3: 561.6; 1.4: 15.5185; 1.5: 912.1912; 1.6: 561.6; 1.7: 224.64; 1.8: 8.4594; 1.9: 1872; 2: 59.6178; 2.1: 96.8582; 2.2: 3618.0553; 2.3: 61.5517; 2.4: -2705.8641; 2.5: -46.0331
| 2 | 86.45 | 1: 101.0569; 1.1: 914.4069; 1.2: 1.2262; 1.3: 561.925; 1.4: 15.5472; 1.5: 914.4069; 1.6: 561.925; 1.7: 224.77; 1.8: 8.4594; 1.9: 1873.0833; 2: 59.6523; 2.1: 96.8728; 2.2: 3621.6989; 2.3: 61.578; 2.4: -2707.292; 2.5: -46.0308
| 2 | 86.5 | 1: 101.2436; 1.1: 916.6262; 1.2: 1.2292; 1.3: 562.25; 1.4: 15.5759; 1.5: 916.6262; 1.6: 562.25; 1.7: 224.9; 1.8: 8.4594; 1.9: 1874.1667; 2: 59.6868; 2.1: 96.8875; 2.2: 3625.34; 2.3: 61.6043; 2.4: -2708.7138; 2.5: -46.0283
| 2 | 86.55 | 1: 101.4305; 1.1: 918.8489; 1.2: 1.2322; 1.3: 562.575; 1.4: 15.6047; 1.5: 918.8489; 1.6: 562.575; 1.7: 225.03; 1.8: 8.4594; 1.9: 1875.25; 2: 59.7213; 2.1: 96.9023; 2.2: 3628.9786; 2.3: 61.6305; 2.4: -2710.1297; 2.5: -46.0258
| 2 | 86.6 | 1: 101.6176; 1.1: 921.0752; 1.2: 1.2352; 1.3: 562.9; 1.4: 15.6335; 1.5: 921.0752; 1.6: 562.9; 1.7: 225.16; 1.8: 8.4594; 1.9: 1876.3333; 2: 59.7558; 2.1: 96.9172; 2.2: 3632.6148; 2.3: 61.6566; 2.4: -2711.5396; 2.5: -46.0231
| 2 | 86.65 | 1: 101.8048; 1.1: 923.305; 1.2: 1.2382; 1.3: 563.225; 1.4: 15.6623; 1.5: 923.305; 1.6: 563.225; 1.7: 225.29; 1.8: 8.4594; 1.9: 1877.4167; 2: 59.7903; 2.1: 96.9321; 2.2: 3636.2485; 2.3: 61.6827; 2.4: -2712.9434; 2.5: -46.0204
| 2 | 86.7 | 1: 101.9922; 1.1: 925.5384; 1.2: 1.2412; 1.3: 563.55; 1.4: 15.6911; 1.5: 925.5384; 1.6: 563.55; 1.7: 225.42; 1.8: 8.4594; 1.9: 1878.5; 2: 59.8248; 2.1: 96.9472; 2.2: 3639.8795; 2.3: 61.7087; 2.4: -2714.3412; 2.5: -46.0176
| 2 | 86.75 | 1: 102.1798; 1.1: 927.7752; 1.2: 1.2442; 1.3: 563.875; 1.4: 15.72; 1.5: 927.7752; 1.6: 563.875; 1.7: 225.55; 1.8: 8.4594; 1.9: 1879.5833; 2: 59.8593; 2.1: 96.9624; 2.2: 3643.5081; 2.3: 61.7346; 2.4: -2715.7328; 2.5: -46.0146
| 2 | 86.8 | 1: 102.3675; 1.1: 930.0156; 1.2: 1.2472; 1.3: 564.2; 1.4: 15.7488; 1.5: 930.0156; 1.6: 564.2; 1.7: 225.68; 1.8: 8.4594; 1.9: 1880.6667; 2: 59.8938; 2.1: 96.9777; 2.2: 3647.134; 2.3: 61.7604; 2.4: -2717.1183; 2.5: -46.0116
| 2 | 86.85 | 1: 102.5554; 1.1: 932.2596; 1.2: 1.2502; 1.3: 564.525; 1.4: 15.7778; 1.5: 932.2596; 1.6: 564.525; 1.7: 225.81; 1.8: 8.4594; 1.9: 1881.75; 2: 59.9283; 2.1: 96.9931; 2.2: 3650.7572; 2.3: 61.7862; 2.4: -2718.4977; 2.5: -46.0084
| 2 | 86.9 | 1: 102.7435; 1.1: 934.507; 1.2: 1.2532; 1.3: 564.85; 1.4: 15.8067; 1.5: 934.507; 1.6: 564.85; 1.7: 225.94; 1.8: 8.4594; 1.9: 1882.8333; 2: 59.9628; 2.1: 97.0086; 2.2: 3654.3778; 2.3: 61.8119; 2.4: -2719.8708; 2.5: -46.0052
| 2 | 86.95 | 1: 102.9318; 1.1: 936.758; 1.2: 1.2562; 1.3: 565.175; 1.4: 15.8357; 1.5: 936.758; 1.6: 565.175; 1.7: 226.07; 1.8: 8.4594; 1.9: 1883.9167; 2: 59.9973; 2.1: 97.0242; 2.2: 3657.9957; 2.3: 61.8375; 2.4: -2721.2377; 2.5: -46.0018
| 2 | 87 | 1: 103.1202; 1.1: 939.0125; 1.2: 1.2592; 1.3: 565.5; 1.4: 15.8646; 1.5: 939.0125; 1.6: 565.5; 1.7: 226.2; 1.8: 8.4594; 1.9: 1885; 2: 60.0318; 2.1: 97.0399; 2.2: 3661.6108; 2.3: 61.863; 2.4: -2722.5983; 2.5: -45.9984
| 2 | 87.05 | 1: 103.3088; 1.1: 941.2706; 1.2: 1.2623; 1.3: 565.825; 1.4: 15.8937; 1.5: 941.2706; 1.6: 565.825; 1.7: 226.33; 1.8: 8.4594; 1.9: 1886.0833; 2: 60.0663; 2.1: 97.0558; 2.2: 3665.2232; 2.3: 61.8885; 2.4: -2723.9526; 2.5: -45.9948
| 2 | 87.1 | 1: 103.4976; 1.1: 943.5322; 1.2: 1.2653; 1.3: 566.15; 1.4: 15.9227; 1.5: 943.5322; 1.6: 566.15; 1.7: 226.46; 1.8: 8.4594; 1.9: 1887.1667; 2: 60.1008; 2.1: 97.0717; 2.2: 3668.8328; 2.3: 61.9139; 2.4: -2725.3005; 2.5: -45.9912
| 2 | 87.15 | 1: 103.6865; 1.1: 945.7974; 1.2: 1.2683; 1.3: 566.475; 1.4: 15.9518; 1.5: 945.7974; 1.6: 566.475; 1.7: 226.59; 1.8: 8.4594; 1.9: 1888.25; 2: 60.1354; 2.1: 97.0877; 2.2: 3672.4396; 2.3: 61.9392; 2.4: -2726.6421; 2.5: -45.9874
| 2 | 87.2 | 1: 103.8757; 1.1: 948.0661; 1.2: 1.2714; 1.3: 566.8; 1.4: 15.9809; 1.5: 948.0661; 1.6: 566.8; 1.7: 226.72; 1.8: 8.4594; 1.9: 1889.3333; 2: 60.1699; 2.1: 97.1039; 2.2: 3676.0435; 2.3: 61.9644; 2.4: -2727.9773; 2.5: -45.9836
| 2 | 87.25 | 1: 104.0649; 1.1: 950.3384; 1.2: 1.2744; 1.3: 567.125; 1.4: 16.01; 1.5: 950.3384; 1.6: 567.125; 1.7: 226.85; 1.8: 8.4594; 1.9: 1890.4167; 2: 60.2044; 2.1: 97.1201; 2.2: 3679.6445; 2.3: 61.9896; 2.4: -2729.3061; 2.5: -45.9796
| 2 | 87.3 | 1: 104.2544; 1.1: 952.6142; 1.2: 1.2775; 1.3: 567.45; 1.4: 16.0391; 1.5: 952.6142; 1.6: 567.45; 1.7: 226.98; 1.8: 8.4594; 1.9: 1891.5; 2: 60.2389; 2.1: 97.1365; 2.2: 3683.2426; 2.3: 62.0147; 2.4: -2730.6283; 2.5: -45.9755
| 2 | 87.35 | 1: 104.444; 1.1: 954.8936; 1.2: 1.2805; 1.3: 567.775; 1.4: 16.0683; 1.5: 954.8936; 1.6: 567.775; 1.7: 227.11; 1.8: 8.4594; 1.9: 1892.5833; 2: 60.2734; 2.1: 97.153; 2.2: 3686.8377; 2.3: 62.0397; 2.4: -2731.9441; 2.5: -45.9713
| 2 | 87.4 | 1: 104.6339; 1.1: 957.1766; 1.2: 1.2836; 1.3: 568.1; 1.4: 16.0975; 1.5: 957.1766; 1.6: 568.1; 1.7: 227.24; 1.8: 8.4594; 1.9: 1893.6667; 2: 60.3079; 2.1: 97.1695; 2.2: 3690.4299; 2.3: 62.0646; 2.4: -2733.2533; 2.5: -45.9671
| 2 | 87.45 | 1: 104.8238; 1.1: 959.4631; 1.2: 1.2867; 1.3: 568.425; 1.4: 16.1267; 1.5: 959.4631; 1.6: 568.425; 1.7: 227.37; 1.8: 8.4594; 1.9: 1894.75; 2: 60.3424; 2.1: 97.1862; 2.2: 3694.019; 2.3: 62.0894; 2.4: -2734.5559; 2.5: -45.9627
| 2 | 87.5 | 1: 105.014; 1.1: 961.7532; 1.2: 1.2897; 1.3: 568.75; 1.4: 16.156; 1.5: 961.7532; 1.6: 568.75; 1.7: 227.5; 1.8: 8.4594; 1.9: 1895.8333; 2: 60.3769; 2.1: 97.203; 2.2: 3697.6051; 2.3: 62.1142; 2.4: -2735.852; 2.5: -45.9582
| 2 | 87.55 | 1: 105.2043; 1.1: 964.0468; 1.2: 1.2928; 1.3: 569.075; 1.4: 16.1853; 1.5: 964.0468; 1.6: 569.075; 1.7: 227.63; 1.8: 8.4594; 1.9: 1896.9167; 2: 60.4114; 2.1: 97.2199; 2.2: 3701.1882; 2.3: 62.1389; 2.4: -2737.1413; 2.5: -45.9536
| 2 | 87.6 | 1: 105.3948; 1.1: 966.3441; 1.2: 1.2959; 1.3: 569.4; 1.4: 16.2146; 1.5: 966.3441; 1.6: 569.4; 1.7: 227.76; 1.8: 8.4594; 1.9: 1898; 2: 60.4459; 2.1: 97.237; 2.2: 3704.7681; 2.3: 62.1635; 2.4: -2738.424; 2.5: -45.9489
| 2 | 87.65 | 1: 105.5855; 1.1: 968.6449; 1.2: 1.299; 1.3: 569.725; 1.4: 16.2439; 1.5: 968.6449; 1.6: 569.725; 1.7: 227.89; 1.8: 8.4594; 1.9: 1899.0833; 2: 60.4804; 2.1: 97.2541; 2.2: 3708.3449; 2.3: 62.188; 2.4: -2739.7; 2.5: -45.9441
| 2 | 87.7 | 1: 105.7763; 1.1: 970.9492; 1.2: 1.3021; 1.3: 570.05; 1.4: 16.2733; 1.5: 970.9492; 1.6: 570.05; 1.7: 228.02; 1.8: 8.4594; 1.9: 1900.1667; 2: 60.5149; 2.1: 97.2714; 2.2: 3711.9185; 2.3: 62.2124; 2.4: -2740.9693; 2.5: -45.9391
| 2 | 87.75 | 1: 105.9674; 1.1: 973.2572; 1.2: 1.3052; 1.3: 570.375; 1.4: 16.3027; 1.5: 973.2572; 1.6: 570.375; 1.7: 228.15; 1.8: 8.4594; 1.9: 1901.25; 2: 60.5494; 2.1: 97.2887; 2.2: 3715.4889; 2.3: 62.2368; 2.4: -2742.2317; 2.5: -45.9341
| 2 | 87.8 | 1: 106.1585; 1.1: 975.5687; 1.2: 1.3083; 1.3: 570.7; 1.4: 16.3321; 1.5: 975.5687; 1.6: 570.7; 1.7: 228.28; 1.8: 8.4594; 1.9: 1902.3333; 2: 60.5839; 2.1: 97.3062; 2.2: 3719.0561; 2.3: 62.2611; 2.4: -2743.4873; 2.5: -45.929
| 2 | 87.85 | 1: 106.3499; 1.1: 977.8839; 1.2: 1.3114; 1.3: 571.025; 1.4: 16.3615; 1.5: 977.8839; 1.6: 571.025; 1.7: 228.41; 1.8: 8.4594; 1.9: 1903.4167; 2: 60.6184; 2.1: 97.3238; 2.2: 3722.62; 2.3: 62.2852; 2.4: -2744.7361; 2.5: -45.9237
| 2 | 87.9 | 1: 106.5414; 1.1: 980.2026; 1.2: 1.3145; 1.3: 571.35; 1.4: 16.391; 1.5: 980.2026; 1.6: 571.35; 1.7: 228.54; 1.8: 8.4594; 1.9: 1904.5; 2: 60.6529; 2.1: 97.3415; 2.2: 3726.1806; 2.3: 62.3094; 2.4: -2745.978; 2.5: -45.9184
| 2 | 87.95 | 1: 106.7331; 1.1: 982.5249; 1.2: 1.3176; 1.3: 571.675; 1.4: 16.4205; 1.5: 982.5249; 1.6: 571.675; 1.7: 228.67; 1.8: 8.4594; 1.9: 1905.5833; 2: 60.6874; 2.1: 97.3593; 2.2: 3729.7379; 2.3: 62.3334; 2.4: -2747.213; 2.5: -45.9129
| 2 | 88 | 1: 106.925; 1.1: 984.8508; 1.2: 1.3207; 1.3: 572; 1.4: 16.45; 1.5: 984.8508; 1.6: 572; 1.7: 228.8; 1.8: 8.4594; 1.9: 1906.6667; 2: 60.7219; 2.1: 97.3773; 2.2: 3733.2918; 2.3: 62.3573; 2.4: -2748.441; 2.5: -45.9073
| 2 | 88.05 | 1: 107.1171; 1.1: 987.1803; 1.2: 1.3238; 1.3: 572.325; 1.4: 16.4796; 1.5: 987.1803; 1.6: 572.325; 1.7: 228.93; 1.8: 8.4594; 1.9: 1907.75; 2: 60.7564; 2.1: 97.3953; 2.2: 3736.8423; 2.3: 62.3812; 2.4: -2749.662; 2.5: -45.9016
| 2 | 88.1 | 1: 107.3093; 1.1: 989.5134; 1.2: 1.327; 1.3: 572.65; 1.4: 16.5091; 1.5: 989.5134; 1.6: 572.65; 1.7: 229.06; 1.8: 8.4594; 1.9: 1908.8333; 2: 60.7909; 2.1: 97.4135; 2.2: 3740.3893; 2.3: 62.405; 2.4: -2750.876; 2.5: -45.8958
| 2 | 88.15 | 1: 107.5017; 1.1: 991.8501; 1.2: 1.3301; 1.3: 572.975; 1.4: 16.5387; 1.5: 991.8501; 1.6: 572.975; 1.7: 229.19; 1.8: 8.4594; 1.9: 1909.9167; 2: 60.8254; 2.1: 97.4318; 2.2: 3743.933; 2.3: 62.4287; 2.4: -2752.0829; 2.5: -45.8899
| 2 | 88.2 | 1: 107.6943; 1.1: 994.1904; 1.2: 1.3332; 1.3: 573.3; 1.4: 16.5683; 1.5: 994.1904; 1.6: 573.3; 1.7: 229.32; 1.8: 8.4594; 1.9: 1911; 2: 60.8599; 2.1: 97.4502; 2.2: 3747.4731; 2.3: 62.4523; 2.4: -2753.2827; 2.5: -45.8839
| 2 | 88.25 | 1: 107.887; 1.1: 996.5343; 1.2: 1.3364; 1.3: 573.625; 1.4: 16.598; 1.5: 996.5343; 1.6: 573.625; 1.7: 229.45; 1.8: 8.4594; 1.9: 1912.0833; 2: 60.8944; 2.1: 97.4688; 2.2: 3751.0096; 2.3: 62.4758; 2.4: -2754.4753; 2.5: -45.8778
| 2 | 88.3 | 1: 108.0799; 1.1: 998.8818; 1.2: 1.3395; 1.3: 573.95; 1.4: 16.6277; 1.5: 998.8818; 1.6: 573.95; 1.7: 229.58; 1.8: 8.4594; 1.9: 1913.1667; 2: 60.9289; 2.1: 97.4874; 2.2: 3754.5427; 2.3: 62.4992; 2.4: -2755.6608; 2.5: -45.8715
| 2 | 88.35 | 1: 108.273; 1.1: 1001.233; 1.2: 1.3427; 1.3: 574.275; 1.4: 16.6574; 1.5: 1001.233; 1.6: 574.275; 1.7: 229.71; 1.8: 8.4594; 1.9: 1914.25; 2: 60.9634; 2.1: 97.5062; 2.2: 3758.0721; 2.3: 62.5226; 2.4: -2756.8391; 2.5: -45.8652
| 2 | 88.4 | 1: 108.4663; 1.1: 1003.5877; 1.2: 1.3458; 1.3: 574.6; 1.4: 16.6871; 1.5: 1003.5877; 1.6: 574.6; 1.7: 229.84; 1.8: 8.4594; 1.9: 1915.3333; 2: 60.9979; 2.1: 97.5251; 2.2: 3761.5979; 2.3: 62.5458; 2.4: -2758.0101; 2.5: -45.8587
| 2 | 88.45 | 1: 108.6597; 1.1: 1005.9461; 1.2: 1.349; 1.3: 574.925; 1.4: 16.7169; 1.5: 1005.9461; 1.6: 574.925; 1.7: 229.97; 1.8: 8.4594; 1.9: 1916.4167; 2: 61.0324; 2.1: 97.5441; 2.2: 3765.12; 2.3: 62.569; 2.4: -2759.1739; 2.5: -45.8521
| 2 | 88.5 | 1: 108.8533; 1.1: 1008.3081; 1.2: 1.3522; 1.3: 575.25; 1.4: 16.7467; 1.5: 1008.3081; 1.6: 575.25; 1.7: 230.1; 1.8: 8.4594; 1.9: 1917.5; 2: 61.0669; 2.1: 97.5633; 2.2: 3768.6384; 2.3: 62.5921; 2.4: -2760.3303; 2.5: -45.8454
| 2 | 88.55 | 1: 109.0471; 1.1: 1010.6737; 1.2: 1.3553; 1.3: 575.575; 1.4: 16.7765; 1.5: 1010.6737; 1.6: 575.575; 1.7: 230.23; 1.8: 8.4594; 1.9: 1918.5833; 2: 61.1014; 2.1: 97.5825; 2.2: 3772.1531; 2.3: 62.6151; 2.4: -2761.4794; 2.5: -45.8386
| 2 | 88.6 | 1: 109.241; 1.1: 1013.0429; 1.2: 1.3585; 1.3: 575.9; 1.4: 16.8063; 1.5: 1013.0429; 1.6: 575.9; 1.7: 230.36; 1.8: 8.4594; 1.9: 1919.6667; 2: 61.1359; 2.1: 97.6019; 2.2: 3775.664; 2.3: 62.638; 2.4: -2762.6211; 2.5: -45.8317
| 2 | 88.65 | 1: 109.4351; 1.1: 1015.4158; 1.2: 1.3617; 1.3: 576.225; 1.4: 16.8362; 1.5: 1015.4158; 1.6: 576.225; 1.7: 230.49; 1.8: 8.4594; 1.9: 1920.75; 2: 61.1704; 2.1: 97.6214; 2.2: 3779.1711; 2.3: 62.6608; 2.4: -2763.7553; 2.5: -45.8246
| 2 | 88.7 | 1: 109.6294; 1.1: 1017.7923; 1.2: 1.3649; 1.3: 576.55; 1.4: 16.8661; 1.5: 1017.7923; 1.6: 576.55; 1.7: 230.62; 1.8: 8.4594; 1.9: 1921.8333; 2: 61.2049; 2.1: 97.6411; 2.2: 3782.6744; 2.3: 62.6836; 2.4: -2764.8821; 2.5: -45.8175
| 2 | 88.75 | 1: 109.8239; 1.1: 1020.1725; 1.2: 1.3681; 1.3: 576.875; 1.4: 16.896; 1.5: 1020.1725; 1.6: 576.875; 1.7: 230.75; 1.8: 8.4594; 1.9: 1922.9167; 2: 61.2394; 2.1: 97.6608; 2.2: 3786.1739; 2.3: 62.7062; 2.4: -2766.0014; 2.5: -45.8102
| 2 | 88.8 | 1: 110.0185; 1.1: 1022.5562; 1.2: 1.3713; 1.3: 577.2; 1.4: 16.9259; 1.5: 1022.5562; 1.6: 577.2; 1.7: 230.88; 1.8: 8.4594; 1.9: 1924; 2: 61.2739; 2.1: 97.6807; 2.2: 3789.6694; 2.3: 62.7287; 2.4: -2767.1131; 2.5: -45.8028
| 2 | 88.85 | 1: 110.2133; 1.1: 1024.9437; 1.2: 1.3745; 1.3: 577.525; 1.4: 16.9559; 1.5: 1024.9437; 1.6: 577.525; 1.7: 231.01; 1.8: 8.4594; 1.9: 1925.0833; 2: 61.3084; 2.1: 97.7007; 2.2: 3793.161; 2.3: 62.7512; 2.4: -2768.2173; 2.5: -45.7953
| 2 | 88.9 | 1: 110.4083; 1.1: 1027.3347; 1.2: 1.3777; 1.3: 577.85; 1.4: 16.9859; 1.5: 1027.3347; 1.6: 577.85; 1.7: 231.14; 1.8: 8.4594; 1.9: 1926.1667; 2: 61.3429; 2.1: 97.7209; 2.2: 3796.6486; 2.3: 62.7736; 2.4: -2769.3139; 2.5: -45.7877
| 2 | 88.95 | 1: 110.6035; 1.1: 1029.7294; 1.2: 1.3809; 1.3: 578.175; 1.4: 17.0159; 1.5: 1029.7294; 1.6: 578.175; 1.7: 231.27; 1.8: 8.4594; 1.9: 1927.25; 2: 61.3774; 2.1: 97.7411; 2.2: 3800.1322; 2.3: 62.7959; 2.4: -2770.4028; 2.5: -45.7799
| 2 | 89 | 1: 110.7988; 1.1: 1032.1278; 1.2: 1.3841; 1.3: 578.5; 1.4: 17.046; 1.5: 1032.1278; 1.6: 578.5; 1.7: 231.4; 1.8: 8.4594; 1.9: 1928.3333; 2: 61.4119; 2.1: 97.7615; 2.2: 3803.6117; 2.3: 62.818; 2.4: -2771.484; 2.5: -45.7721
| 2 | 89.05 | 1: 110.9943; 1.1: 1034.5298; 1.2: 1.3873; 1.3: 578.825; 1.4: 17.076; 1.5: 1034.5298; 1.6: 578.825; 1.7: 231.53; 1.8: 8.4594; 1.9: 1929.4167; 2: 61.4464; 2.1: 97.7821; 2.2: 3807.0872; 2.3: 62.8401; 2.4: -2772.5575; 2.5: -45.7641
| 2 | 89.1 | 1: 111.19; 1.1: 1036.9354; 1.2: 1.3906; 1.3: 579.15; 1.4: 17.1061; 1.5: 1036.9354; 1.6: 579.15; 1.7: 231.66; 1.8: 8.4594; 1.9: 1930.5; 2: 61.4809; 2.1: 97.8027; 2.2: 3810.5586; 2.3: 62.8621; 2.4: -2773.6232; 2.5: -45.756
| 2 | 89.15 | 1: 111.3858; 1.1: 1039.3447; 1.2: 1.3938; 1.3: 579.475; 1.4: 17.1363; 1.5: 1039.3447; 1.6: 579.475; 1.7: 231.79; 1.8: 8.4594; 1.9: 1931.5833; 2: 61.5154; 2.1: 97.8235; 2.2: 3814.0258; 2.3: 62.8841; 2.4: -2774.6811; 2.5: -45.7478
| 2 | 89.2 | 1: 111.5818; 1.1: 1041.7577; 1.2: 1.397; 1.3: 579.8; 1.4: 17.1664; 1.5: 1041.7577; 1.6: 579.8; 1.7: 231.92; 1.8: 8.4594; 1.9: 1932.6667; 2: 61.5499; 2.1: 97.8444; 2.2: 3817.4889; 2.3: 62.9059; 2.4: -2775.7312; 2.5: -45.7394
| 2 | 89.25 | 1: 111.778; 1.1: 1044.1744; 1.2: 1.4003; 1.3: 580.125; 1.4: 17.1966; 1.5: 1044.1744; 1.6: 580.125; 1.7: 232.05; 1.8: 8.4594; 1.9: 1933.75; 2: 61.5844; 2.1: 97.8655; 2.2: 3820.9477; 2.3: 62.9276; 2.4: -2776.7734; 2.5: -45.731
| 2 | 89.3 | 1: 111.9744; 1.1: 1046.5947; 1.2: 1.4035; 1.3: 580.45; 1.4: 17.2268; 1.5: 1046.5947; 1.6: 580.45; 1.7: 232.18; 1.8: 8.4594; 1.9: 1934.8333; 2: 61.6189; 2.1: 97.8867; 2.2: 3824.4023; 2.3: 62.9492; 2.4: -2777.8077; 2.5: -45.7224
| 2 | 89.35 | 1: 112.1709; 1.1: 1049.0186; 1.2: 1.4068; 1.3: 580.775; 1.4: 17.2571; 1.5: 1049.0186; 1.6: 580.775; 1.7: 232.31; 1.8: 8.4594; 1.9: 1935.9167; 2: 61.6534; 2.1: 97.908; 2.2: 3827.8526; 2.3: 62.9708; 2.4: -2778.834; 2.5: -45.7137
| 2 | 89.4 | 1: 112.3676; 1.1: 1051.4463; 1.2: 1.41; 1.3: 581.1; 1.4: 17.2873; 1.5: 1051.4463; 1.6: 581.1; 1.7: 232.44; 1.8: 8.4594; 1.9: 1937; 2: 61.6879; 2.1: 97.9294; 2.2: 3831.2986; 2.3: 62.9922; 2.4: -2779.8523; 2.5: -45.7049
| 2 | 89.45 | 1: 112.5645; 1.1: 1053.8776; 1.2: 1.4133; 1.3: 581.425; 1.4: 17.3176; 1.5: 1053.8776; 1.6: 581.425; 1.7: 232.57; 1.8: 8.4594; 1.9: 1938.0833; 2: 61.7224; 2.1: 97.951; 2.2: 3834.7402; 2.3: 63.0135; 2.4: -2780.8626; 2.5: -45.6959
| 2 | 89.5 | 1: 112.7615; 1.1: 1056.3125; 1.2: 1.4165; 1.3: 581.75; 1.4: 17.3479; 1.5: 1056.3125; 1.6: 581.75; 1.7: 232.7; 1.8: 8.4594; 1.9: 1939.1667; 2: 61.7569; 2.1: 97.9727; 2.2: 3838.1774; 2.3: 63.0348; 2.4: -2781.8649; 2.5: -45.6869
| 2 | 89.55 | 1: 112.9588; 1.1: 1058.7512; 1.2: 1.4198; 1.3: 582.075; 1.4: 17.3783; 1.5: 1058.7512; 1.6: 582.075; 1.7: 232.83; 1.8: 8.4594; 1.9: 1940.25; 2: 61.7914; 2.1: 97.9946; 2.2: 3841.6102; 2.3: 63.0559; 2.4: -2782.859; 2.5: -45.6777
| 2 | 89.6 | 1: 113.1562; 1.1: 1061.1935; 1.2: 1.4231; 1.3: 582.4; 1.4: 17.4086; 1.5: 1061.1935; 1.6: 582.4; 1.7: 232.96; 1.8: 8.4594; 1.9: 1941.3333; 2: 61.8259; 2.1: 98.0166; 2.2: 3845.0386; 2.3: 63.077; 2.4: -2783.845; 2.5: -45.6683
| 2 | 89.65 | 1: 113.3537; 1.1: 1063.6396; 1.2: 1.4264; 1.3: 582.725; 1.4: 17.439; 1.5: 1063.6396; 1.6: 582.725; 1.7: 233.09; 1.8: 8.4594; 1.9: 1942.4167; 2: 61.8604; 2.1: 98.0387; 2.2: 3848.4624; 2.3: 63.0979; 2.4: -2784.8228; 2.5: -45.6589
| 2 | 89.7 | 1: 113.5515; 1.1: 1066.0893; 1.2: 1.4296; 1.3: 583.05; 1.4: 17.4695; 1.5: 1066.0893; 1.6: 583.05; 1.7: 233.22; 1.8: 8.4594; 1.9: 1943.5; 2: 61.8949; 2.1: 98.061; 2.2: 3851.8817; 2.3: 63.1188; 2.4: -2785.7924; 2.5: -45.6493
| 2 | 89.75 | 1: 113.7494; 1.1: 1068.5427; 1.2: 1.4329; 1.3: 583.375; 1.4: 17.4999; 1.5: 1068.5427; 1.6: 583.375; 1.7: 233.35; 1.8: 8.4594; 1.9: 1944.5833; 2: 61.9294; 2.1: 98.0834; 2.2: 3855.2964; 2.3: 63.1396; 2.4: -2786.7537; 2.5: -45.6397
| 2 | 89.8 | 1: 113.9475; 1.1: 1070.9998; 1.2: 1.4362; 1.3: 583.7; 1.4: 17.5304; 1.5: 1070.9998; 1.6: 583.7; 1.7: 233.48; 1.8: 8.4594; 1.9: 1945.6667; 2: 61.9639; 2.1: 98.1059; 2.2: 3858.7065; 2.3: 63.1602; 2.4: -2787.7067; 2.5: -45.6298
| 2 | 89.85 | 1: 114.1457; 1.1: 1073.4606; 1.2: 1.4395; 1.3: 584.025; 1.4: 17.5609; 1.5: 1073.4606; 1.6: 584.025; 1.7: 233.61; 1.8: 8.4594; 1.9: 1946.75; 2: 61.9984; 2.1: 98.1286; 2.2: 3862.112; 2.3: 63.1808; 2.4: -2788.6514; 2.5: -45.6199
| 2 | 89.9 | 1: 114.3441; 1.1: 1075.925; 1.2: 1.4428; 1.3: 584.35; 1.4: 17.5914; 1.5: 1075.925; 1.6: 584.35; 1.7: 233.74; 1.8: 8.4594; 1.9: 1947.8333; 2: 62.0329; 2.1: 98.1514; 2.2: 3865.5128; 2.3: 63.2013; 2.4: -2789.5877; 2.5: -45.6098
| 2 | 89.95 | 1: 114.5427; 1.1: 1078.3932; 1.2: 1.4461; 1.3: 584.675; 1.4: 17.622; 1.5: 1078.3932; 1.6: 584.675; 1.7: 233.87; 1.8: 8.4594; 1.9: 1948.9167; 2: 62.0674; 2.1: 98.1744; 2.2: 3868.9088; 2.3: 63.2216; 2.4: -2790.5156; 2.5: -45.5997
| 2 | 90 | 1: 114.7415; 1.1: 1080.8651; 1.2: 1.4495; 1.3: 585; 1.4: 17.6525; 1.5: 1080.8651; 1.6: 585; 1.7: 234; 1.8: 8.4594; 1.9: 1950; 2: 62.1019; 2.1: 98.1975; 2.2: 3872.3001; 2.3: 63.2419; 2.4: -2791.435; 2.5: -45.5893
| 2 | 90.05 | 1: 114.9405; 1.1: 1083.3407; 1.2: 1.4528; 1.3: 585.325; 1.4: 17.6831; 1.5: 1083.3407; 1.6: 585.325; 1.7: 234.13; 1.8: 8.4594; 1.9: 1951.0833; 2: 62.1364; 2.1: 98.2207; 2.2: 3875.6867; 2.3: 63.262; 2.4: -2792.346; 2.5: -45.5789
| 2 | 90.1 | 1: 115.1396; 1.1: 1085.82; 1.2: 1.4561; 1.3: 585.65; 1.4: 17.7138; 1.5: 1085.82; 1.6: 585.65; 1.7: 234.26; 1.8: 8.4594; 1.9: 1952.1667; 2: 62.1709; 2.1: 98.2441; 2.2: 3879.0684; 2.3: 63.2821; 2.4: -2793.2484; 2.5: -45.5683
| 2 | 90.15 | 1: 115.3389; 1.1: 1088.303; 1.2: 1.4594; 1.3: 585.975; 1.4: 17.7444; 1.5: 1088.303; 1.6: 585.975; 1.7: 234.39; 1.8: 8.4594; 1.9: 1953.25; 2: 62.2054; 2.1: 98.2676; 2.2: 3882.4452; 2.3: 63.3021; 2.4: -2794.1422; 2.5: -45.5576
| 2 | 90.2 | 1: 115.5383; 1.1: 1090.7897; 1.2: 1.4628; 1.3: 586.3; 1.4: 17.7751; 1.5: 1090.7897; 1.6: 586.3; 1.7: 234.52; 1.8: 8.4594; 1.9: 1954.3333; 2: 62.2399; 2.1: 98.2913; 2.2: 3885.8171; 2.3: 63.3219; 2.4: -2795.0274; 2.5: -45.5468
| 2 | 90.25 | 1: 115.738; 1.1: 1093.2802; 1.2: 1.4661; 1.3: 586.625; 1.4: 17.8058; 1.5: 1093.2802; 1.6: 586.625; 1.7: 234.65; 1.8: 8.4594; 1.9: 1955.4167; 2: 62.2744; 2.1: 98.3151; 2.2: 3889.1841; 2.3: 63.3417; 2.4: -2795.9039; 2.5: -45.5358
| 2 | 90.3 | 1: 115.9378; 1.1: 1095.7743; 1.2: 1.4695; 1.3: 586.95; 1.4: 17.8366; 1.5: 1095.7743; 1.6: 586.95; 1.7: 234.78; 1.8: 8.4594; 1.9: 1956.5; 2: 62.3089; 2.1: 98.339; 2.2: 3892.5461; 2.3: 63.3613; 2.4: -2796.7718; 2.5: -45.5247
| 2 | 90.35 | 1: 116.1378; 1.1: 1098.2722; 1.2: 1.4728; 1.3: 587.275; 1.4: 17.8673; 1.5: 1098.2722; 1.6: 587.275; 1.7: 234.91; 1.8: 8.4594; 1.9: 1957.5833; 2: 62.3434; 2.1: 98.3631; 2.2: 3895.9031; 2.3: 63.3809; 2.4: -2797.6309; 2.5: -45.5135
| 2 | 90.4 | 1: 116.3379; 1.1: 1100.7738; 1.2: 1.4762; 1.3: 587.6; 1.4: 17.8981; 1.5: 1100.7738; 1.6: 587.6; 1.7: 235.04; 1.8: 8.4594; 1.9: 1958.6667; 2: 62.3779; 2.1: 98.3874; 2.2: 3899.255; 2.3: 63.4003; 2.4: -2798.4812; 2.5: -45.5022
| 2 | 90.45 | 1: 116.5382; 1.1: 1103.2791; 1.2: 1.4795; 1.3: 587.925; 1.4: 17.929; 1.5: 1103.2791; 1.6: 587.925; 1.7: 235.17; 1.8: 8.4594; 1.9: 1959.75; 2: 62.4124; 2.1: 98.4118; 2.2: 3902.6019; 2.3: 63.4197; 2.4: -2799.3228; 2.5: -45.4907
| 2 | 90.5 | 1: 116.7387; 1.1: 1105.7882; 1.2: 1.4829; 1.3: 588.25; 1.4: 17.9598; 1.5: 1105.7882; 1.6: 588.25; 1.7: 235.3; 1.8: 8.4594; 1.9: 1960.8333; 2: 62.4469; 2.1: 98.4363; 2.2: 3905.9436; 2.3: 63.4389; 2.4: -2800.1554; 2.5: -45.4791
| 2 | 90.55 | 1: 116.9394; 1.1: 1108.301; 1.2: 1.4863; 1.3: 588.575; 1.4: 17.9907; 1.5: 1108.301; 1.6: 588.575; 1.7: 235.43; 1.8: 8.4594; 1.9: 1961.9167; 2: 62.4814; 2.1: 98.461; 2.2: 3909.2802; 2.3: 63.458; 2.4: -2800.9792; 2.5: -45.4674
| 2 | 90.6 | 1: 117.1402; 1.1: 1110.8175; 1.2: 1.4896; 1.3: 588.9; 1.4: 18.0216; 1.5: 1110.8175; 1.6: 588.9; 1.7: 235.56; 1.8: 8.4594; 1.9: 1963; 2: 62.5159; 2.1: 98.4859; 2.2: 3912.6115; 2.3: 63.4771; 2.4: -2801.794; 2.5: -45.4555
| 2 | 90.65 | 1: 117.3413; 1.1: 1113.3378; 1.2: 1.493; 1.3: 589.225; 1.4: 18.0525; 1.5: 1113.3378; 1.6: 589.225; 1.7: 235.69; 1.8: 8.4594; 1.9: 1964.0833; 2: 62.5504; 2.1: 98.5108; 2.2: 3915.9377; 2.3: 63.496; 2.4: -2802.5999; 2.5: -45.4435
| 2 | 90.7 | 1: 117.5424; 1.1: 1115.8618; 1.2: 1.4964; 1.3: 589.55; 1.4: 18.0835; 1.5: 1115.8618; 1.6: 589.55; 1.7: 235.82; 1.8: 8.4594; 1.9: 1965.1667; 2: 62.5849; 2.1: 98.536; 2.2: 3919.2585; 2.3: 63.5148; 2.4: -2803.3967; 2.5: -45.4313
| 2 | 90.75 | 1: 117.7438; 1.1: 1118.3895; 1.2: 1.4998; 1.3: 589.875; 1.4: 18.1144; 1.5: 1118.3895; 1.6: 589.875; 1.7: 235.95; 1.8: 8.4594; 1.9: 1966.25; 2: 62.6194; 2.1: 98.5613; 2.2: 3922.574; 2.3: 63.5335; 2.4: -2804.1845; 2.5: -45.4191
| 2 | 90.8 | 1: 117.9453; 1.1: 1120.921; 1.2: 1.5032; 1.3: 590.2; 1.4: 18.1454; 1.5: 1120.921; 1.6: 590.2; 1.7: 236.08; 1.8: 8.4594; 1.9: 1967.3333; 2: 62.6539; 2.1: 98.5867; 2.2: 3925.8842; 2.3: 63.5521; 2.4: -2804.9632; 2.5: -45.4067
| 2 | 90.85 | 1: 118.147; 1.1: 1123.4562; 1.2: 1.5066; 1.3: 590.525; 1.4: 18.1765; 1.5: 1123.4562; 1.6: 590.525; 1.7: 236.21; 1.8: 8.4594; 1.9: 1968.4167; 2: 62.6884; 2.1: 98.6123; 2.2: 3929.189; 2.3: 63.5706; 2.4: -2805.7328; 2.5: -45.3941
| 2 | 90.9 | 1: 118.3489; 1.1: 1125.9952; 1.2: 1.51; 1.3: 590.85; 1.4: 18.2075; 1.5: 1125.9952; 1.6: 590.85; 1.7: 236.34; 1.8: 8.4594; 1.9: 1969.5; 2: 62.7229; 2.1: 98.6381; 2.2: 3932.4884; 2.3: 63.589; 2.4: -2806.4931; 2.5: -45.3814
| 2 | 90.95 | 1: 118.551; 1.1: 1128.538; 1.2: 1.5134; 1.3: 591.175; 1.4: 18.2386; 1.5: 1128.538; 1.6: 591.175; 1.7: 236.47; 1.8: 8.4594; 1.9: 1970.5833; 2: 62.7574; 2.1: 98.664; 2.2: 3935.7823; 2.3: 63.6072; 2.4: -2807.2443; 2.5: -45.3686
| 2 | 91 | 1: 118.7532; 1.1: 1131.0845; 1.2: 1.5168; 1.3: 591.5; 1.4: 18.2697; 1.5: 1131.0845; 1.6: 591.5; 1.7: 236.6; 1.8: 8.4594; 1.9: 1971.6667; 2: 62.7919; 2.1: 98.69; 2.2: 3939.0706; 2.3: 63.6254; 2.4: -2807.9862; 2.5: -45.3557
| 2 | 91.05 | 1: 118.9556; 1.1: 1133.6347; 1.2: 1.5202; 1.3: 591.825; 1.4: 18.3009; 1.5: 1133.6347; 1.6: 591.825; 1.7: 236.73; 1.8: 8.4594; 1.9: 1972.75; 2: 62.8264; 2.1: 98.7162; 2.2: 3942.3535; 2.3: 63.6435; 2.4: -2808.7187; 2.5: -45.3426
| 2 | 91.1 | 1: 119.1581; 1.1: 1136.1888; 1.2: 1.5237; 1.3: 592.15; 1.4: 18.332; 1.5: 1136.1888; 1.6: 592.15; 1.7: 236.86; 1.8: 8.4594; 1.9: 1973.8333; 2: 62.8609; 2.1: 98.7426; 2.2: 3945.6307; 2.3: 63.6614; 2.4: -2809.442; 2.5: -45.3294
| 2 | 91.15 | 1: 119.3609; 1.1: 1138.7465; 1.2: 1.5271; 1.3: 592.475; 1.4: 18.3632; 1.5: 1138.7465; 1.6: 592.475; 1.7: 236.99; 1.8: 8.4594; 1.9: 1974.9167; 2: 62.8954; 2.1: 98.7691; 2.2: 3948.9024; 2.3: 63.6793; 2.4: -2810.1558; 2.5: -45.316
| 2 | 91.2 | 1: 119.5638; 1.1: 1141.3081; 1.2: 1.5305; 1.3: 592.8; 1.4: 18.3944; 1.5: 1141.3081; 1.6: 592.8; 1.7: 237.12; 1.8: 8.4594; 1.9: 1976; 2: 62.9299; 2.1: 98.7958; 2.2: 3952.1684; 2.3: 63.697; 2.4: -2810.8603; 2.5: -45.3026
| 2 | 91.25 | 1: 119.7669; 1.1: 1143.8734; 1.2: 1.534; 1.3: 593.125; 1.4: 18.4257; 1.5: 1143.8734; 1.6: 593.125; 1.7: 237.25; 1.8: 8.4594; 1.9: 1977.0833; 2: 62.9644; 2.1: 98.8226; 2.2: 3955.4286; 2.3: 63.7146; 2.4: -2811.5552; 2.5: -45.2889
| 2 | 91.3 | 1: 119.9701; 1.1: 1146.4425; 1.2: 1.5374; 1.3: 593.45; 1.4: 18.4569; 1.5: 1146.4425; 1.6: 593.45; 1.7: 237.38; 1.8: 8.4594; 1.9: 1978.1667; 2: 62.9989; 2.1: 98.8496; 2.2: 3958.6832; 2.3: 63.7321; 2.4: -2812.2407; 2.5: -45.2752
| 2 | 91.35 | 1: 120.1736; 1.1: 1149.0154; 1.2: 1.5409; 1.3: 593.775; 1.4: 18.4882; 1.5: 1149.0154; 1.6: 593.775; 1.7: 237.51; 1.8: 8.4594; 1.9: 1979.25; 2: 63.0334; 2.1: 98.8768; 2.2: 3961.9319; 2.3: 63.7495; 2.4: -2812.9166; 2.5: -45.2613
| 2 | 91.4 | 1: 120.3772; 1.1: 1151.592; 1.2: 1.5443; 1.3: 594.1; 1.4: 18.5196; 1.5: 1151.592; 1.6: 594.1; 1.7: 237.64; 1.8: 8.4594; 1.9: 1980.3333; 2: 63.0679; 2.1: 98.9041; 2.2: 3965.1749; 2.3: 63.7668; 2.4: -2813.5829; 2.5: -45.2472
| 2 | 91.45 | 1: 120.5809; 1.1: 1154.1725; 1.2: 1.5478; 1.3: 594.425; 1.4: 18.5509; 1.5: 1154.1725; 1.6: 594.425; 1.7: 237.77; 1.8: 8.4594; 1.9: 1981.4167; 2: 63.1024; 2.1: 98.9316; 2.2: 3968.412; 2.3: 63.7839; 2.4: -2814.2395; 2.5: -45.233
| 2 | 91.5 | 1: 120.7849; 1.1: 1156.7567; 1.2: 1.5512; 1.3: 594.75; 1.4: 18.5823; 1.5: 1156.7567; 1.6: 594.75; 1.7: 237.9; 1.8: 8.4594; 1.9: 1982.5; 2: 63.1369; 2.1: 98.9592; 2.2: 3971.6432; 2.3: 63.801; 2.4: -2814.8865; 2.5: -45.2187
| 2 | 91.55 | 1: 120.989; 1.1: 1159.3447; 1.2: 1.5547; 1.3: 595.075; 1.4: 18.6137; 1.5: 1159.3447; 1.6: 595.075; 1.7: 238.03; 1.8: 8.4594; 1.9: 1983.5833; 2: 63.1714; 2.1: 98.987; 2.2: 3974.8685; 2.3: 63.8179; 2.4: -2815.5238; 2.5: -45.2042
| 2 | 91.6 | 1: 121.1933; 1.1: 1161.9365; 1.2: 1.5582; 1.3: 595.4; 1.4: 18.6451; 1.5: 1161.9365; 1.6: 595.4; 1.7: 238.16; 1.8: 8.4594; 1.9: 1984.6667; 2: 63.2059; 2.1: 99.015; 2.2: 3978.0878; 2.3: 63.8347; 2.4: -2816.1513; 2.5: -45.1896
| 2 | 91.65 | 1: 121.3977; 1.1: 1164.532; 1.2: 1.5617; 1.3: 595.725; 1.4: 18.6766; 1.5: 1164.532; 1.6: 595.725; 1.7: 238.29; 1.8: 8.4594; 1.9: 1985.75; 2: 63.2404; 2.1: 99.0431; 2.2: 3981.301; 2.3: 63.8515; 2.4: -2816.769; 2.5: -45.1749
| 2 | 91.7 | 1: 121.6024; 1.1: 1167.1314; 1.2: 1.5651; 1.3: 596.05; 1.4: 18.7081; 1.5: 1167.1314; 1.6: 596.05; 1.7: 238.42; 1.8: 8.4594; 1.9: 1986.8333; 2: 63.2749; 2.1: 99.0714; 2.2: 3984.5083; 2.3: 63.868; 2.4: -2817.3769; 2.5: -45.16
| 2 | 91.75 | 1: 121.8072; 1.1: 1169.7346; 1.2: 1.5686; 1.3: 596.375; 1.4: 18.7396; 1.5: 1169.7346; 1.6: 596.375; 1.7: 238.55; 1.8: 8.4594; 1.9: 1987.9167; 2: 63.3094; 2.1: 99.0998; 2.2: 3987.7094; 2.3: 63.8845; 2.4: -2817.9748; 2.5: -45.145
| 2 | 91.8 | 1: 122.0122; 1.1: 1172.3416; 1.2: 1.5721; 1.3: 596.7; 1.4: 18.7711; 1.5: 1172.3416; 1.6: 596.7; 1.7: 238.68; 1.8: 8.4594; 1.9: 1989; 2: 63.3439; 2.1: 99.1284; 2.2: 3990.9044; 2.3: 63.9009; 2.4: -2818.5629; 2.5: -45.1298
| 2 | 91.85 | 1: 122.2173; 1.1: 1174.9523; 1.2: 1.5756; 1.3: 597.025; 1.4: 18.8027; 1.5: 1174.9523; 1.6: 597.025; 1.7: 238.81; 1.8: 8.4594; 1.9: 1990.0833; 2: 63.3785; 2.1: 99.1572; 2.2: 3994.0933; 2.3: 63.9171; 2.4: -2819.141; 2.5: -45.1145
| 2 | 91.9 | 1: 122.4226; 1.1: 1177.5669; 1.2: 1.5791; 1.3: 597.35; 1.4: 18.8343; 1.5: 1177.5669; 1.6: 597.35; 1.7: 238.94; 1.8: 8.4594; 1.9: 1991.1667; 2: 63.413; 2.1: 99.1862; 2.2: 3997.2759; 2.3: 63.9333; 2.4: -2819.709; 2.5: -45.099
| 2 | 91.95 | 1: 122.6281; 1.1: 1180.1853; 1.2: 1.5827; 1.3: 597.675; 1.4: 18.8659; 1.5: 1180.1853; 1.6: 597.675; 1.7: 239.07; 1.8: 8.4594; 1.9: 1992.25; 2: 63.4475; 2.1: 99.2153; 2.2: 4000.4523; 2.3: 63.9493; 2.4: -2820.267; 2.5: -45.0834
| 2 | 92 | 1: 122.8338; 1.1: 1182.8075; 1.2: 1.5862; 1.3: 598; 1.4: 18.8975; 1.5: 1182.8075; 1.6: 598; 1.7: 239.2; 1.8: 8.4594; 1.9: 1993.3333; 2: 63.482; 2.1: 99.2446; 2.2: 4003.6224; 2.3: 63.9652; 2.4: -2820.8149; 2.5: -45.0677
| 2 | 92.05 | 1: 123.0396; 1.1: 1185.4335; 1.2: 1.5897; 1.3: 598.325; 1.4: 18.9292; 1.5: 1185.4335; 1.6: 598.325; 1.7: 239.33; 1.8: 8.4594; 1.9: 1994.4167; 2: 63.5165; 2.1: 99.274; 2.2: 4006.7862; 2.3: 63.9809; 2.4: -2821.3527; 2.5: -45.0518
| 2 | 92.1 | 1: 123.2456; 1.1: 1188.0633; 1.2: 1.5932; 1.3: 598.65; 1.4: 18.9609; 1.5: 1188.0633; 1.6: 598.65; 1.7: 239.46; 1.8: 8.4594; 1.9: 1995.5; 2: 63.551; 2.1: 99.3036; 2.2: 4009.9436; 2.3: 63.9966; 2.4: -2821.8803; 2.5: -45.0357
| 2 | 92.15 | 1: 123.4518; 1.1: 1190.697; 1.2: 1.5968; 1.3: 598.975; 1.4: 18.9926; 1.5: 1190.697; 1.6: 598.975; 1.7: 239.59; 1.8: 8.4594; 1.9: 1996.5833; 2: 63.5855; 2.1: 99.3334; 2.2: 4013.0946; 2.3: 64.0121; 2.4: -2822.3976; 2.5: -45.0195
| 2 | 92.2 | 1: 123.6582; 1.1: 1193.3344; 1.2: 1.6003; 1.3: 599.3; 1.4: 19.0243; 1.5: 1193.3344; 1.6: 599.3; 1.7: 239.72; 1.8: 8.4594; 1.9: 1997.6667; 2: 63.62; 2.1: 99.3634; 2.2: 4016.2392; 2.3: 64.0276; 2.4: -2822.9047; 2.5: -45.0032
| 2 | 92.25 | 1: 123.8647; 1.1: 1195.9757; 1.2: 1.6038; 1.3: 599.625; 1.4: 19.0561; 1.5: 1195.9757; 1.6: 599.625; 1.7: 239.85; 1.8: 8.4594; 1.9: 1998.75; 2: 63.6545; 2.1: 99.3935; 2.2: 4019.3772; 2.3: 64.0428; 2.4: -2823.4015; 2.5: -44.9867
| 2 | 92.3 | 1: 124.0714; 1.1: 1198.6209; 1.2: 1.6074; 1.3: 599.95; 1.4: 19.0879; 1.5: 1198.6209; 1.6: 599.95; 1.7: 239.98; 1.8: 8.4594; 1.9: 1999.8333; 2: 63.689; 2.1: 99.4239; 2.2: 4022.5087; 2.3: 64.058; 2.4: -2823.8879; 2.5: -44.9701
| 2 | 92.35 | 1: 124.2783; 1.1: 1201.2698; 1.2: 1.6109; 1.3: 600.275; 1.4: 19.1197; 1.5: 1201.2698; 1.6: 600.275; 1.7: 240.11; 1.8: 8.4594; 1.9: 2000.9167; 2: 63.7235; 2.1: 99.4543; 2.2: 4025.6337; 2.3: 64.0731; 2.4: -2824.3639; 2.5: -44.9533
| 2 | 92.4 | 1: 124.4853; 1.1: 1203.9226; 1.2: 1.6145; 1.3: 600.6; 1.4: 19.1516; 1.5: 1203.9226; 1.6: 600.6; 1.7: 240.24; 1.8: 8.4594; 1.9: 2002; 2: 63.758; 2.1: 99.485; 2.2: 4028.7521; 2.3: 64.088; 2.4: -2824.8295; 2.5: -44.9364
| 2 | 92.45 | 1: 124.6926; 1.1: 1206.5792; 1.2: 1.618; 1.3: 600.925; 1.4: 19.1835; 1.5: 1206.5792; 1.6: 600.925; 1.7: 240.37; 1.8: 8.4594; 1.9: 2003.0833; 2: 63.7925; 2.1: 99.5158; 2.2: 4031.8638; 2.3: 64.1028; 2.4: -2825.2846; 2.5: -44.9194
| 2 | 92.5 | 1: 124.8999; 1.1: 1209.2396; 1.2: 1.6216; 1.3: 601.25; 1.4: 19.2154; 1.5: 1209.2396; 1.6: 601.25; 1.7: 240.5; 1.8: 8.4594; 1.9: 2004.1667; 2: 63.827; 2.1: 99.5468; 2.2: 4034.9688; 2.3: 64.1175; 2.4: -2825.7291; 2.5: -44.9021
| 2 | 92.55 | 1: 125.1075; 1.1: 1211.9039; 1.2: 1.6252; 1.3: 601.575; 1.4: 19.2473; 1.5: 1211.9039; 1.6: 601.575; 1.7: 240.63; 1.8: 8.4594; 1.9: 2005.25; 2: 63.8615; 2.1: 99.578; 2.2: 4038.0671; 2.3: 64.1321; 2.4: -2826.1631; 2.5: -44.8848
| 2 | 92.6 | 1: 125.3152; 1.1: 1214.5721; 1.2: 1.6288; 1.3: 601.9; 1.4: 19.2793; 1.5: 1214.5721; 1.6: 601.9; 1.7: 240.76; 1.8: 8.4594; 1.9: 2006.3333; 2: 63.896; 2.1: 99.6094; 2.2: 4041.1586; 2.3: 64.1465; 2.4: -2826.5865; 2.5: -44.8673
| 2 | 92.65 | 1: 125.5232; 1.1: 1217.2441; 1.2: 1.6324; 1.3: 602.225; 1.4: 19.3113; 1.5: 1217.2441; 1.6: 602.225; 1.7: 240.89; 1.8: 8.4594; 1.9: 2007.4167; 2: 63.9305; 2.1: 99.6409; 2.2: 4044.2433; 2.3: 64.1608; 2.4: -2826.9992; 2.5: -44.8496
| 2 | 92.7 | 1: 125.7312; 1.1: 1219.9199; 1.2: 1.6359; 1.3: 602.55; 1.4: 19.3433; 1.5: 1219.9199; 1.6: 602.55; 1.7: 241.02; 1.8: 8.4594; 1.9: 2008.5; 2: 63.965; 2.1: 99.6727; 2.2: 4047.3211; 2.3: 64.175; 2.4: -2827.4012; 2.5: -44.8318
| 2 | 92.75 | 1: 125.9395; 1.1: 1222.5996; 1.2: 1.6395; 1.3: 602.875; 1.4: 19.3753; 1.5: 1222.5996; 1.6: 602.875; 1.7: 241.15; 1.8: 8.4594; 1.9: 2009.5833; 2: 63.9995; 2.1: 99.7045; 2.2: 4050.3921; 2.3: 64.1891; 2.4: -2827.7925; 2.5: -44.8138
| 2 | 92.8 | 1: 126.1479; 1.1: 1225.2831; 1.2: 1.6431; 1.3: 603.2; 1.4: 19.4074; 1.5: 1225.2831; 1.6: 603.2; 1.7: 241.28; 1.8: 8.4594; 1.9: 2010.6667; 2: 64.034; 2.1: 99.7366; 2.2: 4053.4561; 2.3: 64.2031; 2.4: -2828.173; 2.5: -44.7957
| 2 | 92.85 | 1: 126.3565; 1.1: 1227.9705; 1.2: 1.6467; 1.3: 603.525; 1.4: 19.4395; 1.5: 1227.9705; 1.6: 603.525; 1.7: 241.41; 1.8: 8.4594; 1.9: 2011.75; 2: 64.0685; 2.1: 99.7689; 2.2: 4056.5131; 2.3: 64.2169; 2.4: -2828.5426; 2.5: -44.7774
| 2 | 92.9 | 1: 126.5653; 1.1: 1230.6617; 1.2: 1.6503; 1.3: 603.85; 1.4: 19.4716; 1.5: 1230.6617; 1.6: 603.85; 1.7: 241.54; 1.8: 8.4594; 1.9: 2012.8333; 2: 64.103; 2.1: 99.8013; 2.2: 4059.5632; 2.3: 64.2306; 2.4: -2828.9014; 2.5: -44.759
| 2 | 92.95 | 1: 126.7742; 1.1: 1233.3569; 1.2: 1.654; 1.3: 604.175; 1.4: 19.5037; 1.5: 1233.3569; 1.6: 604.175; 1.7: 241.67; 1.8: 8.4594; 1.9: 2013.9167; 2: 64.1375; 2.1: 99.834; 2.2: 4062.6061; 2.3: 64.2441; 2.4: -2829.2493; 2.5: -44.7404
| 2 | 93 | 1: 126.9833; 1.1: 1236.0558; 1.2: 1.6576; 1.3: 604.5; 1.4: 19.5359; 1.5: 1236.0558; 1.6: 604.5; 1.7: 241.8; 1.8: 8.4594; 1.9: 2015; 2: 64.172; 2.1: 99.8668; 2.2: 4065.642; 2.3: 64.2576; 2.4: -2829.5862; 2.5: -44.7217
| 2 | 93.05 | 1: 127.1926; 1.1: 1238.7587; 1.2: 1.6612; 1.3: 604.825; 1.4: 19.5681; 1.5: 1238.7587; 1.6: 604.825; 1.7: 241.93; 1.8: 8.4594; 1.9: 2016.0833; 2: 64.2065; 2.1: 99.8998; 2.2: 4068.6708; 2.3: 64.2709; 2.4: -2829.9121; 2.5: -44.7028
| 2 | 93.1 | 1: 127.4021; 1.1: 1241.4654; 1.2: 1.6648; 1.3: 605.15; 1.4: 19.6003; 1.5: 1241.4654; 1.6: 605.15; 1.7: 242.06; 1.8: 8.4594; 1.9: 2017.1667; 2: 64.241; 2.1: 99.9329; 2.2: 4071.6923; 2.3: 64.2841; 2.4: -2830.2269; 2.5: -44.6838
| 2 | 93.15 | 1: 127.6117; 1.1: 1244.176; 1.2: 1.6685; 1.3: 605.475; 1.4: 19.6326; 1.5: 1244.176; 1.6: 605.475; 1.7: 242.19; 1.8: 8.4594; 1.9: 2018.25; 2: 64.2755; 2.1: 99.9663; 2.2: 4074.7066; 2.3: 64.2972; 2.4: -2830.5307; 2.5: -44.6646
| 2 | 93.2 | 1: 127.8215; 1.1: 1246.8904; 1.2: 1.6721; 1.3: 605.8; 1.4: 19.6648; 1.5: 1246.8904; 1.6: 605.8; 1.7: 242.32; 1.8: 8.4594; 1.9: 2019.3333; 2: 64.31; 2.1: 99.9998; 2.2: 4077.7137; 2.3: 64.3101; 2.4: -2830.8233; 2.5: -44.6452
| 2 | 93.25 | 1: 128.0315; 1.1: 1249.6088; 1.2: 1.6758; 1.3: 606.125; 1.4: 19.6972; 1.5: 1249.6088; 1.6: 606.125; 1.7: 242.45; 1.8: 8.4594; 1.9: 2020.4167; 2: 64.3445; 2.1: 100.0336; 2.2: 4080.7135; 2.3: 64.3229; 2.4: -2831.1047; 2.5: -44.6257
| 2 | 93.3 | 1: 128.2416; 1.1: 1252.331; 1.2: 1.6794; 1.3: 606.45; 1.4: 19.7295; 1.5: 1252.331; 1.6: 606.45; 1.7: 242.58; 1.8: 8.4594; 1.9: 2021.5; 2: 64.379; 2.1: 100.0675; 2.2: 4083.7059; 2.3: 64.3356; 2.4: -2831.3749; 2.5: -44.6061
| 2 | 93.35 | 1: 128.452; 1.1: 1255.0571; 1.2: 1.6831; 1.3: 606.775; 1.4: 19.7618; 1.5: 1255.0571; 1.6: 606.775; 1.7: 242.71; 1.8: 8.4594; 1.9: 2022.5833; 2: 64.4135; 2.1: 100.1016; 2.2: 4086.6909; 2.3: 64.3481; 2.4: -2831.6338; 2.5: -44.5863
| 2 | 93.4 | 1: 128.6625; 1.1: 1257.7871; 1.2: 1.6867; 1.3: 607.1; 1.4: 19.7942; 1.5: 1257.7871; 1.6: 607.1; 1.7: 242.84; 1.8: 8.4594; 1.9: 2023.6667; 2: 64.448; 2.1: 100.1359; 2.2: 4089.6686; 2.3: 64.3605; 2.4: -2831.8815; 2.5: -44.5663
| 2 | 93.45 | 1: 128.8731; 1.1: 1260.521; 1.2: 1.6904; 1.3: 607.425; 1.4: 19.8266; 1.5: 1260.521; 1.6: 607.425; 1.7: 242.97; 1.8: 8.4594; 1.9: 2024.75; 2: 64.4825; 2.1: 100.1704; 2.2: 4092.6387; 2.3: 64.3728; 2.4: -2832.1177; 2.5: -44.5462
| 2 | 93.5 | 1: 129.084; 1.1: 1263.2588; 1.2: 1.6941; 1.3: 607.75; 1.4: 19.8591; 1.5: 1263.2588; 1.6: 607.75; 1.7: 243.1; 1.8: 8.4594; 1.9: 2025.8333; 2: 64.517; 2.1: 100.2051; 2.2: 4095.6013; 2.3: 64.3849; 2.4: -2832.3426; 2.5: -44.5259
| 2 | 93.55 | 1: 129.295; 1.1: 1266.0004; 1.2: 1.6977; 1.3: 608.075; 1.4: 19.8915; 1.5: 1266.0004; 1.6: 608.075; 1.7: 243.23; 1.8: 8.4594; 1.9: 2026.9167; 2: 64.5515; 2.1: 100.24; 2.2: 4098.5564; 2.3: 64.397; 2.4: -2832.556; 2.5: -44.5054
| 2 | 93.6 | 1: 129.5062; 1.1: 1268.746; 1.2: 1.7014; 1.3: 608.4; 1.4: 19.924; 1.5: 1268.746; 1.6: 608.4; 1.7: 243.36; 1.8: 8.4594; 1.9: 2028; 2: 64.586; 2.1: 100.275; 2.2: 4101.5039; 2.3: 64.4088; 2.4: -2832.7579; 2.5: -44.4848
| 2 | 93.65 | 1: 129.7175; 1.1: 1271.4955; 1.2: 1.7051; 1.3: 608.725; 1.4: 19.9565; 1.5: 1271.4955; 1.6: 608.725; 1.7: 243.49; 1.8: 8.4594; 1.9: 2029.0833; 2: 64.6205; 2.1: 100.3103; 2.2: 4104.4438; 2.3: 64.4206; 2.4: -2832.9483; 2.5: -44.4641
| 2 | 93.7 | 1: 129.929; 1.1: 1274.2488; 1.2: 1.7088; 1.3: 609.05; 1.4: 19.9891; 1.5: 1274.2488; 1.6: 609.05; 1.7: 243.62; 1.8: 8.4594; 1.9: 2030.1667; 2: 64.655; 2.1: 100.3457; 2.2: 4107.3759; 2.3: 64.4322; 2.4: -2833.1271; 2.5: -44.4431
| 2 | 93.75 | 1: 130.1407; 1.1: 1277.0061; 1.2: 1.7125; 1.3: 609.375; 1.4: 20.0217; 1.5: 1277.0061; 1.6: 609.375; 1.7: 243.75; 1.8: 8.4594; 1.9: 2031.25; 2: 64.6895; 2.1: 100.3814; 2.2: 4110.3004; 2.3: 64.4437; 2.4: -2833.2943; 2.5: -44.4221
| 2 | 93.8 | 1: 130.3526; 1.1: 1279.7673; 1.2: 1.7162; 1.3: 609.7; 1.4: 20.0542; 1.5: 1279.7673; 1.6: 609.7; 1.7: 243.88; 1.8: 8.4594; 1.9: 2032.3333; 2: 64.724; 2.1: 100.4172; 2.2: 4113.2171; 2.3: 64.4551; 2.4: -2833.4498; 2.5: -44.4008
| 2 | 93.85 | 1: 130.5647; 1.1: 1282.5324; 1.2: 1.7199; 1.3: 610.025; 1.4: 20.0869; 1.5: 1282.5324; 1.6: 610.025; 1.7: 244.01; 1.8: 8.4594; 1.9: 2033.4167; 2: 64.7585; 2.1: 100.4533; 2.2: 4116.126; 2.3: 64.4663; 2.4: -2833.5936; 2.5: -44.3794
| 2 | 93.9 | 1: 130.7769; 1.1: 1285.3014; 1.2: 1.7236; 1.3: 610.35; 1.4: 20.1195; 1.5: 1285.3014; 1.6: 610.35; 1.7: 244.14; 1.8: 8.4594; 1.9: 2034.5; 2: 64.793; 2.1: 100.4895; 2.2: 4119.027; 2.3: 64.4774; 2.4: -2833.7257; 2.5: -44.3578
| 2 | 93.95 | 1: 130.9893; 1.1: 1288.0743; 1.2: 1.7273; 1.3: 610.675; 1.4: 20.1522; 1.5: 1288.0743; 1.6: 610.675; 1.7: 244.27; 1.8: 8.4594; 1.9: 2035.5833; 2: 64.8275; 2.1: 100.526; 2.2: 4121.9202; 2.3: 64.4883; 2.4: -2833.8459; 2.5: -44.3361
| 2 | 94 | 1: 131.2018; 1.1: 1290.8511; 1.2: 1.7311; 1.3: 611; 1.4: 20.1849; 1.5: 1290.8511; 1.6: 611; 1.7: 244.4; 1.8: 8.4594; 1.9: 2036.6667; 2: 64.862; 2.1: 100.5626; 2.2: 4124.8054; 2.3: 64.4991; 2.4: -2833.9543; 2.5: -44.3142
| 2 | 94.05 | 1: 131.4146; 1.1: 1293.6319; 1.2: 1.7348; 1.3: 611.325; 1.4: 20.2176; 1.5: 1293.6319; 1.6: 611.325; 1.7: 244.53; 1.8: 8.4594; 1.9: 2037.75; 2: 64.8965; 2.1: 100.5994; 2.2: 4127.6827; 2.3: 64.5098; 2.4: -2834.0508; 2.5: -44.2922
| 2 | 94.1 | 1: 131.6275; 1.1: 1296.4166; 1.2: 1.7385; 1.3: 611.65; 1.4: 20.2504; 1.5: 1296.4166; 1.6: 611.65; 1.7: 244.66; 1.8: 8.4594; 1.9: 2038.8333; 2: 64.931; 2.1: 100.6365; 2.2: 4130.552; 2.3: 64.5204; 2.4: -2834.1354; 2.5: -44.27
| 2 | 94.15 | 1: 131.8406; 1.1: 1299.2052; 1.2: 1.7423; 1.3: 611.975; 1.4: 20.2832; 1.5: 1299.2052; 1.6: 611.975; 1.7: 244.79; 1.8: 8.4594; 1.9: 2039.9167; 2: 64.9655; 2.1: 100.6737; 2.2: 4133.4132; 2.3: 64.5308; 2.4: -2834.208; 2.5: -44.2476
| 2 | 94.2 | 1: 132.0538; 1.1: 1301.9977; 1.2: 1.746; 1.3: 612.3; 1.4: 20.316; 1.5: 1301.9977; 1.6: 612.3; 1.7: 244.92; 1.8: 8.4594; 1.9: 2041; 2: 65; 2.1: 100.7111; 2.2: 4136.2663; 2.3: 64.541; 2.4: -2834.2686; 2.5: -44.2251
| 2 | 94.25 | 1: 132.2672; 1.1: 1304.7942; 1.2: 1.7498; 1.3: 612.625; 1.4: 20.3488; 1.5: 1304.7942; 1.6: 612.625; 1.7: 245.05; 1.8: 8.4594; 1.9: 2042.0833; 2: 65.0345; 2.1: 100.7488; 2.2: 4139.1113; 2.3: 64.5512; 2.4: -2834.3171; 2.5: -44.2023
| 2 | 94.3 | 1: 132.4808; 1.1: 1307.5946; 1.2: 1.7535; 1.3: 612.95; 1.4: 20.3817; 1.5: 1307.5946; 1.6: 612.95; 1.7: 245.18; 1.8: 8.4594; 1.9: 2043.1667; 2: 65.069; 2.1: 100.7866; 2.2: 4141.9481; 2.3: 64.5611; 2.4: -2834.3534; 2.5: -44.1795
| 2 | 94.35 | 1: 132.6946; 1.1: 1310.399; 1.2: 1.7573; 1.3: 613.275; 1.4: 20.4146; 1.5: 1310.399; 1.6: 613.275; 1.7: 245.31; 1.8: 8.4594; 1.9: 2044.25; 2: 65.1035; 2.1: 100.8247; 2.2: 4144.7766; 2.3: 64.571; 2.4: -2834.3777; 2.5: -44.1564
| 2 | 94.4 | 1: 132.9085; 1.1: 1313.2073; 1.2: 1.761; 1.3: 613.6; 1.4: 20.4475; 1.5: 1313.2073; 1.6: 613.6; 1.7: 245.44; 1.8: 8.4594; 1.9: 2045.3333; 2: 65.138; 2.1: 100.8629; 2.2: 4147.597; 2.3: 64.5807; 2.4: -2834.3897; 2.5: -44.1332
| 2 | 94.45 | 1: 133.1227; 1.1: 1316.0195; 1.2: 1.7648; 1.3: 613.925; 1.4: 20.4804; 1.5: 1316.0195; 1.6: 613.925; 1.7: 245.57; 1.8: 8.4594; 1.9: 2046.4167; 2: 65.1725; 2.1: 100.9014; 2.2: 4150.409; 2.3: 64.5903; 2.4: -2834.3895; 2.5: -44.1099
| 2 | 94.5 | 1: 133.3369; 1.1: 1318.8357; 1.2: 1.7686; 1.3: 614.25; 1.4: 20.5134; 1.5: 1318.8357; 1.6: 614.25; 1.7: 245.7; 1.8: 8.4594; 1.9: 2047.5; 2: 65.207; 2.1: 100.9401; 2.2: 4153.2126; 2.3: 64.5997; 2.4: -2834.377; 2.5: -44.0863
| 2 | 94.55 | 1: 133.5514; 1.1: 1321.6558; 1.2: 1.7724; 1.3: 614.575; 1.4: 20.5464; 1.5: 1321.6558; 1.6: 614.575; 1.7: 245.83; 1.8: 8.4594; 1.9: 2048.5833; 2: 65.2415; 2.1: 100.979; 2.2: 4156.0079; 2.3: 64.609; 2.4: -2834.3521; 2.5: -44.0626
| 2 | 94.6 | 1: 133.766; 1.1: 1324.4799; 1.2: 1.7762; 1.3: 614.9; 1.4: 20.5794; 1.5: 1324.4799; 1.6: 614.9; 1.7: 245.96; 1.8: 8.4594; 1.9: 2049.6667; 2: 65.276; 2.1: 101.0181; 2.2: 4158.7947; 2.3: 64.6182; 2.4: -2834.3149; 2.5: -44.0388
| 2 | 94.65 | 1: 133.9808; 1.1: 1327.3079; 1.2: 1.7799; 1.3: 615.225; 1.4: 20.6124; 1.5: 1327.3079; 1.6: 615.225; 1.7: 246.09; 1.8: 8.4594; 1.9: 2050.75; 2: 65.3105; 2.1: 101.0574; 2.2: 4161.5731; 2.3: 64.6272; 2.4: -2834.2652; 2.5: -44.0147
| 2 | 94.7 | 1: 134.1958; 1.1: 1330.1399; 1.2: 1.7837; 1.3: 615.55; 1.4: 20.6455; 1.5: 1330.1399; 1.6: 615.55; 1.7: 246.22; 1.8: 8.4594; 1.9: 2051.8333; 2: 65.345; 2.1: 101.0969; 2.2: 4164.343; 2.3: 64.636; 2.4: -2834.2031; 2.5: -43.9905
| 2 | 94.75 | 1: 134.411; 1.1: 1332.9758; 1.2: 1.7876; 1.3: 615.875; 1.4: 20.6786; 1.5: 1332.9758; 1.6: 615.875; 1.7: 246.35; 1.8: 8.4594; 1.9: 2052.9167; 2: 65.3795; 2.1: 101.1366; 2.2: 4167.1043; 2.3: 64.6448; 2.4: -2834.1284; 2.5: -43.9662
| 2 | 94.8 | 1: 134.6263; 1.1: 1335.8157; 1.2: 1.7914; 1.3: 616.2; 1.4: 20.7117; 1.5: 1335.8157; 1.6: 616.2; 1.7: 246.48; 1.8: 8.4594; 1.9: 2054; 2: 65.414; 2.1: 101.1765; 2.2: 4169.857; 2.3: 64.6534; 2.4: -2834.0412; 2.5: -43.9416
| 2 | 94.85 | 1: 134.8418; 1.1: 1338.6596; 1.2: 1.7952; 1.3: 616.525; 1.4: 20.7449; 1.5: 1338.6596; 1.6: 616.525; 1.7: 246.61; 1.8: 8.4594; 1.9: 2055.0833; 2: 65.4485; 2.1: 101.2167; 2.2: 4172.601; 2.3: 64.6618; 2.4: -2833.9414; 2.5: -43.9169
| 2 | 94.9 | 1: 135.0574; 1.1: 1341.5074; 1.2: 1.799; 1.3: 616.85; 1.4: 20.7781; 1.5: 1341.5074; 1.6: 616.85; 1.7: 246.74; 1.8: 8.4594; 1.9: 2056.1667; 2: 65.483; 2.1: 101.257; 2.2: 4175.3364; 2.3: 64.6701; 2.4: -2833.8289; 2.5: -43.892
| 2 | 94.95 | 1: 135.2733; 1.1: 1344.3593; 1.2: 1.8028; 1.3: 617.175; 1.4: 20.8113; 1.5: 1344.3593; 1.6: 617.175; 1.7: 246.87; 1.8: 8.4594; 1.9: 2057.25; 2: 65.5175; 2.1: 101.2976; 2.2: 4178.063; 2.3: 64.6783; 2.4: -2833.7038; 2.5: -43.867
| 2 | 95 | 1: 135.4893; 1.1: 1347.215; 1.2: 1.8066; 1.3: 617.5; 1.4: 20.8445; 1.5: 1347.215; 1.6: 617.5; 1.7: 247; 1.8: 8.4594; 1.9: 2058.3333; 2: 65.552; 2.1: 101.3384; 2.2: 4180.7809; 2.3: 64.6863; 2.4: -2833.5659; 2.5: -43.8418
| 2 | 95.05 | 1: 135.7055; 1.1: 1350.0748; 1.2: 1.8105; 1.3: 617.825; 1.4: 20.8778; 1.5: 1350.0748; 1.6: 617.825; 1.7: 247.13; 1.8: 8.4594; 1.9: 2059.4167; 2: 65.5865; 2.1: 101.3794; 2.2: 4183.49; 2.3: 64.6941; 2.4: -2833.4152; 2.5: -43.8164
| 2 | 95.1 | 1: 135.9218; 1.1: 1352.9385; 1.2: 1.8143; 1.3: 618.15; 1.4: 20.911; 1.5: 1352.9385; 1.6: 618.15; 1.7: 247.26; 1.8: 8.4594; 1.9: 2060.5; 2: 65.621; 2.1: 101.4206; 2.2: 4186.1902; 2.3: 64.7018; 2.4: -2833.2517; 2.5: -43.7908
| 2 | 95.15 | 1: 136.1383; 1.1: 1355.8063; 1.2: 1.8182; 1.3: 618.475; 1.4: 20.9444; 1.5: 1355.8063; 1.6: 618.475; 1.7: 247.39; 1.8: 8.4594; 1.9: 2061.5833; 2: 65.6555; 2.1: 101.4621; 2.2: 4188.8815; 2.3: 64.7094; 2.4: -2833.0753; 2.5: -43.7651
| 2 | 95.2 | 1: 136.355; 1.1: 1358.678; 1.2: 1.822; 1.3: 618.8; 1.4: 20.9777; 1.5: 1358.678; 1.6: 618.8; 1.7: 247.52; 1.8: 8.4594; 1.9: 2062.6667; 2: 65.69; 2.1: 101.5037; 2.2: 4191.5639; 2.3: 64.7169; 2.4: -2832.8859; 2.5: -43.7392
| 2 | 95.25 | 1: 136.5719; 1.1: 1361.5537; 1.2: 1.8259; 1.3: 619.125; 1.4: 21.0111; 1.5: 1361.5537; 1.6: 619.125; 1.7: 247.65; 1.8: 8.4594; 1.9: 2063.75; 2: 65.7245; 2.1: 101.5456; 2.2: 4194.2373; 2.3: 64.7241; 2.4: -2832.6836; 2.5: -43.7131
| 2 | 95.3 | 1: 136.789; 1.1: 1364.4333; 1.2: 1.8297; 1.3: 619.45; 1.4: 21.0445; 1.5: 1364.4333; 1.6: 619.45; 1.7: 247.78; 1.8: 8.4594; 1.9: 2064.8333; 2: 65.759; 2.1: 101.5877; 2.2: 4196.9017; 2.3: 64.7313; 2.4: -2832.4683; 2.5: -43.6868
| 2 | 95.35 | 1: 137.0062; 1.1: 1367.317; 1.2: 1.8336; 1.3: 619.775; 1.4: 21.0779; 1.5: 1367.317; 1.6: 619.775; 1.7: 247.91; 1.8: 8.4594; 1.9: 2065.9167; 2: 65.7935; 2.1: 101.63; 2.2: 4199.557; 2.3: 64.7383; 2.4: -2832.24; 2.5: -43.6604
| 2 | 95.4 | 1: 137.2236; 1.1: 1370.2047; 1.2: 1.8375; 1.3: 620.1; 1.4: 21.1113; 1.5: 1370.2047; 1.6: 620.1; 1.7: 248.04; 1.8: 8.4594; 1.9: 2067; 2: 65.828; 2.1: 101.6726; 2.2: 4202.2032; 2.3: 64.7451; 2.4: -2831.9985; 2.5: -43.6338
| 2 | 95.45 | 1: 137.4411; 1.1: 1373.0963; 1.2: 1.8414; 1.3: 620.425; 1.4: 21.1448; 1.5: 1373.0963; 1.6: 620.425; 1.7: 248.17; 1.8: 8.4594; 1.9: 2068.0833; 2: 65.8625; 2.1: 101.7154; 2.2: 4204.8403; 2.3: 64.7518; 2.4: -2831.7439; 2.5: -43.607
| 2 | 95.5 | 1: 137.6589; 1.1: 1375.992; 1.2: 1.8452; 1.3: 620.75; 1.4: 21.1783; 1.5: 1375.992; 1.6: 620.75; 1.7: 248.3; 1.8: 8.4594; 1.9: 2069.1667; 2: 65.897; 2.1: 101.7584; 2.2: 4207.4681; 2.3: 64.7583; 2.4: -2831.4761; 2.5: -43.5801
| 2 | 95.55 | 1: 137.8768; 1.1: 1378.8917; 1.2: 1.8491; 1.3: 621.075; 1.4: 21.2118; 1.5: 1378.8917; 1.6: 621.075; 1.7: 248.43; 1.8: 8.4594; 1.9: 2070.25; 2: 65.9315; 2.1: 101.8016; 2.2: 4210.0868; 2.3: 64.7647; 2.4: -2831.1951; 2.5: -43.5529
| 2 | 95.6 | 1: 138.0948; 1.1: 1381.7953; 1.2: 1.853; 1.3: 621.4; 1.4: 21.2454; 1.5: 1381.7953; 1.6: 621.4; 1.7: 248.56; 1.8: 8.4594; 1.9: 2071.3333; 2: 65.966; 2.1: 101.845; 2.2: 4212.6961; 2.3: 64.771; 2.4: -2830.9008; 2.5: -43.5256
| 2 | 95.65 | 1: 138.3131; 1.1: 1384.703; 1.2: 1.8569; 1.3: 621.725; 1.4: 21.2789; 1.5: 1384.703; 1.6: 621.725; 1.7: 248.69; 1.8: 8.4594; 1.9: 2072.4167; 2: 66.0005; 2.1: 101.8887; 2.2: 4215.2962; 2.3: 64.7771; 2.4: -2830.5932; 2.5: -43.4981
| 2 | 95.7 | 1: 138.5315; 1.1: 1387.6147; 1.2: 1.8608; 1.3: 622.05; 1.4: 21.3125; 1.5: 1387.6147; 1.6: 622.05; 1.7: 248.82; 1.8: 8.4594; 1.9: 2073.5; 2: 66.035; 2.1: 101.9326; 2.2: 4217.8869; 2.3: 64.783; 2.4: -2830.2722; 2.5: -43.4705
| 2 | 95.75 | 1: 138.7501; 1.1: 1390.5304; 1.2: 1.8647; 1.3: 622.375; 1.4: 21.3462; 1.5: 1390.5304; 1.6: 622.375; 1.7: 248.95; 1.8: 8.4594; 1.9: 2074.5833; 2: 66.0695; 2.1: 101.9767; 2.2: 4220.4681; 2.3: 64.7888; 2.4: -2829.9377; 2.5: -43.4427
| 2 | 95.8 | 1: 138.9689; 1.1: 1393.4501; 1.2: 1.8686; 1.3: 622.7; 1.4: 21.3798; 1.5: 1393.4501; 1.6: 622.7; 1.7: 249.08; 1.8: 8.4594; 1.9: 2075.6667; 2: 66.104; 2.1: 102.0211; 2.2: 4223.04; 2.3: 64.7945; 2.4: -2829.5899; 2.5: -43.4146
| 2 | 95.85 | 1: 139.1878; 1.1: 1396.3739; 1.2: 1.8726; 1.3: 623.025; 1.4: 21.4135; 1.5: 1396.3739; 1.6: 623.025; 1.7: 249.21; 1.8: 8.4594; 1.9: 2076.75; 2: 66.1385; 2.1: 102.0657; 2.2: 4225.6023; 2.3: 64.8; 2.4: -2829.2285; 2.5: -43.3865
| 2 | 95.9 | 1: 139.4069; 1.1: 1399.3016; 1.2: 1.8765; 1.3: 623.35; 1.4: 21.4472; 1.5: 1399.3016; 1.6: 623.35; 1.7: 249.34; 1.8: 8.4594; 1.9: 2077.8333; 2: 66.173; 2.1: 102.1105; 2.2: 4228.1552; 2.3: 64.8053; 2.4: -2828.8535; 2.5: -43.3581
| 2 | 95.95 | 1: 139.6262; 1.1: 1402.2334; 1.2: 1.8804; 1.3: 623.675; 1.4: 21.481; 1.5: 1402.2334; 1.6: 623.675; 1.7: 249.47; 1.8: 8.4594; 1.9: 2078.9167; 2: 66.2075; 2.1: 102.1556; 2.2: 4230.6984; 2.3: 64.8105; 2.4: -2828.465; 2.5: -43.3295
| 2 | 96 | 1: 139.8457; 1.1: 1405.1692; 1.2: 1.8844; 1.3: 624; 1.4: 21.5147; 1.5: 1405.1692; 1.6: 624; 1.7: 249.6; 1.8: 8.4594; 1.9: 2080; 2: 66.242; 2.1: 102.2009; 2.2: 4233.232; 2.3: 64.8155; 2.4: -2828.0628; 2.5: -43.3008
| 2 | 96.05 | 1: 140.0653; 1.1: 1408.1091; 1.2: 1.8883; 1.3: 624.325; 1.4: 21.5485; 1.5: 1408.1091; 1.6: 624.325; 1.7: 249.73; 1.8: 8.4594; 1.9: 2081.0833; 2: 66.2765; 2.1: 102.2464; 2.2: 4235.756; 2.3: 64.8204; 2.4: -2827.647; 2.5: -43.2719
| 2 | 96.1 | 1: 140.2851; 1.1: 1411.0529; 1.2: 1.8923; 1.3: 624.65; 1.4: 21.5823; 1.5: 1411.0529; 1.6: 624.65; 1.7: 249.86; 1.8: 8.4594; 1.9: 2082.1667; 2: 66.311; 2.1: 102.2922; 2.2: 4238.2703; 2.3: 64.8251; 2.4: -2827.2174; 2.5: -43.2428
| 2 | 96.15 | 1: 140.5051; 1.1: 1414.0008; 1.2: 1.8962; 1.3: 624.975; 1.4: 21.6162; 1.5: 1414.0008; 1.6: 624.975; 1.7: 249.99; 1.8: 8.4594; 1.9: 2083.25; 2: 66.3455; 2.1: 102.3382; 2.2: 4240.7749; 2.3: 64.8297; 2.4: -2826.774; 2.5: -43.2136
| 2 | 96.2 | 1: 140.7252; 1.1: 1416.9528; 1.2: 1.9002; 1.3: 625.3; 1.4: 21.65; 1.5: 1416.9528; 1.6: 625.3; 1.7: 250.12; 1.8: 8.4594; 1.9: 2084.3333; 2: 66.38; 2.1: 102.3844; 2.2: 4243.2696; 2.3: 64.8341; 2.4: -2826.3168; 2.5: -43.1841
| 2 | 96.25 | 1: 140.9455; 1.1: 1419.9088; 1.2: 1.9041; 1.3: 625.625; 1.4: 21.6839; 1.5: 1419.9088; 1.6: 625.625; 1.7: 250.25; 1.8: 8.4594; 1.9: 2085.4167; 2: 66.4145; 2.1: 102.4309; 2.2: 4245.7546; 2.3: 64.8384; 2.4: -2825.8458; 2.5: -43.1545
| 2 | 96.3 | 1: 141.166; 1.1: 1422.8688; 1.2: 1.9081; 1.3: 625.95; 1.4: 21.7178; 1.5: 1422.8688; 1.6: 625.95; 1.7: 250.38; 1.8: 8.4594; 1.9: 2086.5; 2: 66.449; 2.1: 102.4776; 2.2: 4248.2297; 2.3: 64.8425; 2.4: -2825.3609; 2.5: -43.1247
| 2 | 96.35 | 1: 141.3867; 1.1: 1425.8329; 1.2: 1.9121; 1.3: 626.275; 1.4: 21.7518; 1.5: 1425.8329; 1.6: 626.275; 1.7: 250.51; 1.8: 8.4594; 1.9: 2087.5833; 2: 66.4835; 2.1: 102.5245; 2.2: 4250.6948; 2.3: 64.8465; 2.4: -2824.8619; 2.5: -43.0947
| 2 | 96.4 | 1: 141.6075; 1.1: 1428.801; 1.2: 1.9161; 1.3: 626.6; 1.4: 21.7858; 1.5: 1428.801; 1.6: 626.6; 1.7: 250.64; 1.8: 8.4594; 1.9: 2088.6667; 2: 66.518; 2.1: 102.5717; 2.2: 4253.15; 2.3: 64.8503; 2.4: -2824.349; 2.5: -43.0645
| 2 | 96.45 | 1: 141.8285; 1.1: 1431.7732; 1.2: 1.92; 1.3: 626.925; 1.4: 21.8198; 1.5: 1431.7732; 1.6: 626.925; 1.7: 250.77; 1.8: 8.4594; 1.9: 2089.75; 2: 66.5525; 2.1: 102.6191; 2.2: 4255.5953; 2.3: 64.8539; 2.4: -2823.8221; 2.5: -43.0342
| 2 | 96.5 | 1: 142.0497; 1.1: 1434.7494; 1.2: 1.924; 1.3: 627.25; 1.4: 21.8538; 1.5: 1434.7494; 1.6: 627.25; 1.7: 250.9; 1.8: 8.4594; 1.9: 2090.8333; 2: 66.587; 2.1: 102.6668; 2.2: 4258.0305; 2.3: 64.8574; 2.4: -2823.2811; 2.5: -43.0036
| 2 | 96.55 | 1: 142.2711; 1.1: 1437.7297; 1.2: 1.928; 1.3: 627.575; 1.4: 21.8879; 1.5: 1437.7297; 1.6: 627.575; 1.7: 251.03; 1.8: 8.4594; 1.9: 2091.9167; 2: 66.6215; 2.1: 102.7147; 2.2: 4260.4556; 2.3: 64.8608; 2.4: -2822.7259; 2.5: -42.9729
| 2 | 96.6 | 1: 142.4926; 1.1: 1440.714; 1.2: 1.932; 1.3: 627.9; 1.4: 21.9219; 1.5: 1440.714; 1.6: 627.9; 1.7: 251.16; 1.8: 8.4594; 1.9: 2093; 2: 66.6561; 2.1: 102.7629; 2.2: 4262.8706; 2.3: 64.8639; 2.4: -2822.1565; 2.5: -42.942
| 2 | 96.65 | 1: 142.7143; 1.1: 1443.7025; 1.2: 1.936; 1.3: 628.225; 1.4: 21.956; 1.5: 1443.7025; 1.6: 628.225; 1.7: 251.29; 1.8: 8.4594; 1.9: 2094.0833; 2: 66.6906; 2.1: 102.8113; 2.2: 4265.2754; 2.3: 64.8669; 2.4: -2821.573; 2.5: -42.9109
| 2 | 96.7 | 1: 142.9362; 1.1: 1446.6949; 1.2: 1.94; 1.3: 628.55; 1.4: 21.9902; 1.5: 1446.6949; 1.6: 628.55; 1.7: 251.42; 1.8: 8.4594; 1.9: 2095.1667; 2: 66.7251; 2.1: 102.86; 2.2: 4267.6701; 2.3: 64.8698; 2.4: -2820.9752; 2.5: -42.8796
| 2 | 96.75 | 1: 143.1582; 1.1: 1449.6915; 1.2: 1.9441; 1.3: 628.875; 1.4: 22.0243; 1.5: 1449.6915; 1.6: 628.875; 1.7: 251.55; 1.8: 8.4594; 1.9: 2096.25; 2: 66.7596; 2.1: 102.9089; 2.2: 4270.0545; 2.3: 64.8725; 2.4: -2820.363; 2.5: -42.8482
| 2 | 96.8 | 1: 143.3804; 1.1: 1452.6921; 1.2: 1.9481; 1.3: 629.2; 1.4: 22.0585; 1.5: 1452.6921; 1.6: 629.2; 1.7: 251.68; 1.8: 8.4594; 1.9: 2097.3333; 2: 66.7941; 2.1: 102.958; 2.2: 4272.4286; 2.3: 64.8751; 2.4: -2819.7365; 2.5: -42.8165
| 2 | 96.85 | 1: 143.6028; 1.1: 1455.6968; 1.2: 1.9521; 1.3: 629.525; 1.4: 22.0927; 1.5: 1455.6968; 1.6: 629.525; 1.7: 251.81; 1.8: 8.4594; 1.9: 2098.4167; 2: 66.8286; 2.1: 103.0074; 2.2: 4274.7924; 2.3: 64.8774; 2.4: -2819.0956; 2.5: -42.7847
| 2 | 96.9 | 1: 143.8254; 1.1: 1458.7055; 1.2: 1.9562; 1.3: 629.85; 1.4: 22.127; 1.5: 1458.7055; 1.6: 629.85; 1.7: 251.94; 1.8: 8.4594; 1.9: 2099.5; 2: 66.8631; 2.1: 103.057; 2.2: 4277.1458; 2.3: 64.8797; 2.4: -2818.4403; 2.5: -42.7527
| 2 | 96.95 | 1: 144.0481; 1.1: 1461.7184; 1.2: 1.9602; 1.3: 630.175; 1.4: 22.1612; 1.5: 1461.7184; 1.6: 630.175; 1.7: 252.07; 1.8: 8.4594; 1.9: 2100.5833; 2: 66.8976; 2.1: 103.1069; 2.2: 4279.4888; 2.3: 64.8817; 2.4: -2817.7705; 2.5: -42.7205
| 2 | 97 | 1: 144.271; 1.1: 1464.7353; 1.2: 1.9642; 1.3: 630.5; 1.4: 22.1955; 1.5: 1464.7353; 1.6: 630.5; 1.7: 252.2; 1.8: 8.4594; 1.9: 2101.6667; 2: 66.9321; 2.1: 103.1571; 2.2: 4281.8214; 2.3: 64.8836; 2.4: -2817.0861; 2.5: -42.6881
| 2 | 97.05 | 1: 144.4941; 1.1: 1467.7563; 1.2: 1.9683; 1.3: 630.825; 1.4: 22.2299; 1.5: 1467.7563; 1.6: 630.825; 1.7: 252.33; 1.8: 8.4594; 1.9: 2102.75; 2: 66.9666; 2.1: 103.2075; 2.2: 4284.1435; 2.3: 64.8854; 2.4: -2816.3872; 2.5: -42.6555
| 2 | 97.1 | 1: 144.7173; 1.1: 1470.7814; 1.2: 1.9724; 1.3: 631.15; 1.4: 22.2642; 1.5: 1470.7814; 1.6: 631.15; 1.7: 252.46; 1.8: 8.4594; 1.9: 2103.8333; 2: 67.0011; 2.1: 103.2582; 2.2: 4286.455; 2.3: 64.8869; 2.4: -2815.6736; 2.5: -42.6227
| 2 | 97.15 | 1: 144.9407; 1.1: 1473.8106; 1.2: 1.9764; 1.3: 631.475; 1.4: 22.2986; 1.5: 1473.8106; 1.6: 631.475; 1.7: 252.59; 1.8: 8.4594; 1.9: 2104.9167; 2: 67.0356; 2.1: 103.3091; 2.2: 4288.756; 2.3: 64.8884; 2.4: -2814.9454; 2.5: -42.5898
| 2 | 97.2 | 1: 145.1643; 1.1: 1476.8438; 1.2: 1.9805; 1.3: 631.8; 1.4: 22.333; 1.5: 1476.8438; 1.6: 631.8; 1.7: 252.72; 1.8: 8.4594; 1.9: 2106; 2: 67.0701; 2.1: 103.3602; 2.2: 4291.0463; 2.3: 64.8896; 2.4: -2814.2025; 2.5: -42.5566
| 2 | 97.25 | 1: 145.3881; 1.1: 1479.8812; 1.2: 1.9846; 1.3: 632.125; 1.4: 22.3674; 1.5: 1479.8812; 1.6: 632.125; 1.7: 252.85; 1.8: 8.4594; 1.9: 2107.0833; 2: 67.1046; 2.1: 103.4117; 2.2: 4293.326; 2.3: 64.8907; 2.4: -2813.4448; 2.5: -42.5233
| 2 | 97.3 | 1: 145.612; 1.1: 1482.9227; 1.2: 1.9886; 1.3: 632.45; 1.4: 22.4019; 1.5: 1482.9227; 1.6: 632.45; 1.7: 252.98; 1.8: 8.4594; 1.9: 2108.1667; 2: 67.1391; 2.1: 103.4634; 2.2: 4295.595; 2.3: 64.8916; 2.4: -2812.6724; 2.5: -42.4898
| 2 | 97.35 | 1: 145.8361; 1.1: 1485.9682; 1.2: 1.9927; 1.3: 632.775; 1.4: 22.4363; 1.5: 1485.9682; 1.6: 632.775; 1.7: 253.11; 1.8: 8.4594; 1.9: 2109.25; 2: 67.1736; 2.1: 103.5153; 2.2: 4297.8533; 2.3: 64.8924; 2.4: -2811.885; 2.5: -42.4561
| 2 | 97.4 | 1: 146.0604; 1.1: 1489.0179; 1.2: 1.9968; 1.3: 633.1; 1.4: 22.4708; 1.5: 1489.0179; 1.6: 633.1; 1.7: 253.24; 1.8: 8.4594; 1.9: 2110.3333; 2: 67.2081; 2.1: 103.5675; 2.2: 4300.1008; 2.3: 64.893; 2.4: -2811.0828; 2.5: -42.4222
| 2 | 97.45 | 1: 146.2849; 1.1: 1492.0717; 1.2: 2.0009; 1.3: 633.425; 1.4: 22.5054; 1.5: 1492.0717; 1.6: 633.425; 1.7: 253.37; 1.8: 8.4594; 1.9: 2111.4167; 2: 67.2426; 2.1: 103.62; 2.2: 4302.3374; 2.3: 64.8935; 2.4: -2810.2657; 2.5: -42.3881
| 2 | 97.5 | 1: 146.5095; 1.1: 1495.1296; 1.2: 2.005; 1.3: 633.75; 1.4: 22.5399; 1.5: 1495.1296; 1.6: 633.75; 1.7: 253.5; 1.8: 8.4594; 1.9: 2112.5; 2: 67.2771; 2.1: 103.6727; 2.2: 4304.5632; 2.3: 64.8937; 2.4: -2809.4336; 2.5: -42.3538
| 2 | 97.55 | 1: 146.7343; 1.1: 1498.1916; 1.2: 2.0091; 1.3: 634.075; 1.4: 22.5745; 1.5: 1498.1916; 1.6: 634.075; 1.7: 253.63; 1.8: 8.4594; 1.9: 2113.5833; 2: 67.3116; 2.1: 103.7257; 2.2: 4306.7781; 2.3: 64.8938; 2.4: -2808.5865; 2.5: -42.3193
| 2 | 97.6 | 1: 146.9593; 1.1: 1501.2577; 1.2: 2.0132; 1.3: 634.4; 1.4: 22.6091; 1.5: 1501.2577; 1.6: 634.4; 1.7: 253.76; 1.8: 8.4594; 1.9: 2114.6667; 2: 67.3461; 2.1: 103.7789; 2.2: 4308.982; 2.3: 64.8938; 2.4: -2807.7244; 2.5: -42.2847
| 2 | 97.65 | 1: 147.1844; 1.1: 1504.3279; 1.2: 2.0173; 1.3: 634.725; 1.4: 22.6438; 1.5: 1504.3279; 1.6: 634.725; 1.7: 253.89; 1.8: 8.4594; 1.9: 2115.75; 2: 67.3806; 2.1: 103.8324; 2.2: 4311.175; 2.3: 64.8936; 2.4: -2806.8471; 2.5: -42.2498
| 2 | 97.7 | 1: 147.4097; 1.1: 1507.4022; 1.2: 2.0215; 1.3: 635.05; 1.4: 22.6784; 1.5: 1507.4022; 1.6: 635.05; 1.7: 254.02; 1.8: 8.4594; 1.9: 2116.8333; 2: 67.4151; 2.1: 103.8862; 2.2: 4313.3569; 2.3: 64.8932; 2.4: -2805.9547; 2.5: -42.2148
| 2 | 97.75 | 1: 147.6352; 1.1: 1510.4807; 1.2: 2.0256; 1.3: 635.375; 1.4: 22.7131; 1.5: 1510.4807; 1.6: 635.375; 1.7: 254.15; 1.8: 8.4594; 1.9: 2117.9167; 2: 67.4496; 2.1: 103.9403; 2.2: 4315.5278; 2.3: 64.8926; 2.4: -2805.0471; 2.5: -42.1795
| 2 | 97.8 | 1: 147.8609; 1.1: 1513.5633; 1.2: 2.0297; 1.3: 635.7; 1.4: 22.7478; 1.5: 1513.5633; 1.6: 635.7; 1.7: 254.28; 1.8: 8.4594; 1.9: 2119; 2: 67.4841; 2.1: 103.9946; 2.2: 4317.6875; 2.3: 64.8919; 2.4: -2804.1242; 2.5: -42.1441
| 2 | 97.85 | 1: 148.0867; 1.1: 1516.65; 1.2: 2.0339; 1.3: 636.025; 1.4: 22.7826; 1.5: 1516.65; 1.6: 636.025; 1.7: 254.41; 1.8: 8.4594; 1.9: 2120.0833; 2: 67.5186; 2.1: 104.0492; 2.2: 4319.8361; 2.3: 64.891; 2.4: -2803.1861; 2.5: -42.1085
| 2 | 97.9 | 1: 148.3127; 1.1: 1519.7408; 1.2: 2.038; 1.3: 636.35; 1.4: 22.8173; 1.5: 1519.7408; 1.6: 636.35; 1.7: 254.54; 1.8: 8.4594; 1.9: 2121.1667; 2: 67.5531; 2.1: 104.104; 2.2: 4321.9735; 2.3: 64.89; 2.4: -2802.2327; 2.5: -42.0726
| 2 | 97.95 | 1: 148.5389; 1.1: 1522.8358; 1.2: 2.0422; 1.3: 636.675; 1.4: 22.8521; 1.5: 1522.8358; 1.6: 636.675; 1.7: 254.67; 1.8: 8.4594; 1.9: 2122.25; 2: 67.5876; 2.1: 104.1591; 2.2: 4324.0997; 2.3: 64.8888; 2.4: -2801.2639; 2.5: -42.0366
| 2 | 98 | 1: 148.7653; 1.1: 1525.9349; 1.2: 2.0463; 1.3: 637; 1.4: 22.887; 1.5: 1525.9349; 1.6: 637; 1.7: 254.8; 1.8: 8.4594; 1.9: 2123.3333; 2: 67.6221; 2.1: 104.2145; 2.2: 4326.2146; 2.3: 64.8874; 2.4: -2800.2797; 2.5: -42.0004
| 2 | 98.05 | 1: 148.9918; 1.1: 1529.0382; 1.2: 2.0505; 1.3: 637.325; 1.4: 22.9218; 1.5: 1529.0382; 1.6: 637.325; 1.7: 254.93; 1.8: 8.4594; 1.9: 2124.4167; 2: 67.6566; 2.1: 104.2702; 2.2: 4328.3182; 2.3: 64.8858; 2.4: -2799.28; 2.5: -41.964
| 2 | 98.1 | 1: 149.2185; 1.1: 1532.1456; 1.2: 2.0546; 1.3: 637.65; 1.4: 22.9567; 1.5: 1532.1456; 1.6: 637.65; 1.7: 255.06; 1.8: 8.4594; 1.9: 2125.5; 2: 67.6911; 2.1: 104.3261; 2.2: 4330.4105; 2.3: 64.8841; 2.4: -2798.2649; 2.5: -41.9274
| 2 | 98.15 | 1: 149.4454; 1.1: 1535.2571; 1.2: 2.0588; 1.3: 637.975; 1.4: 22.9916; 1.5: 1535.2571; 1.6: 637.975; 1.7: 255.19; 1.8: 8.4594; 1.9: 2126.5833; 2: 67.7256; 2.1: 104.3824; 2.2: 4332.4913; 2.3: 64.8822; 2.4: -2797.2342; 2.5: -41.8906
| 2 | 98.2 | 1: 149.6724; 1.1: 1538.3728; 1.2: 2.063; 1.3: 638.3; 1.4: 23.0265; 1.5: 1538.3728; 1.6: 638.3; 1.7: 255.32; 1.8: 8.4594; 1.9: 2127.6667; 2: 67.7601; 2.1: 104.4389; 2.2: 4334.5608; 2.3: 64.8802; 2.4: -2796.188; 2.5: -41.8536
| 2 | 98.25 | 1: 149.8996; 1.1: 1541.4926; 1.2: 2.0672; 1.3: 638.625; 1.4: 23.0615; 1.5: 1541.4926; 1.6: 638.625; 1.7: 255.45; 1.8: 8.4594; 1.9: 2128.75; 2: 67.7946; 2.1: 104.4956; 2.2: 4336.6187; 2.3: 64.8779; 2.4: -2795.1261; 2.5: -41.8164
| 2 | 98.3 | 1: 150.127; 1.1: 1544.6166; 1.2: 2.0714; 1.3: 638.95; 1.4: 23.0965; 1.5: 1544.6166; 1.6: 638.95; 1.7: 255.58; 1.8: 8.4594; 1.9: 2129.8333; 2: 67.8291; 2.1: 104.5527; 2.2: 4338.6652; 2.3: 64.8755; 2.4: -2794.0486; 2.5: -41.7791
| 2 | 98.35 | 1: 150.3546; 1.1: 1547.7447; 1.2: 2.0756; 1.3: 639.275; 1.4: 23.1315; 1.5: 1547.7447; 1.6: 639.275; 1.7: 255.71; 1.8: 8.4594; 1.9: 2130.9167; 2: 67.8636; 2.1: 104.61; 2.2: 4340.7001; 2.3: 64.873; 2.4: -2792.9553; 2.5: -41.7415
| 2 | 98.4 | 1: 150.5823; 1.1: 1550.877; 1.2: 2.0798; 1.3: 639.6; 1.4: 23.1665; 1.5: 1550.877; 1.6: 639.6; 1.7: 255.84; 1.8: 8.4594; 1.9: 2132; 2: 67.8981; 2.1: 104.6676; 2.2: 4342.7234; 2.3: 64.8702; 2.4: -2791.8464; 2.5: -41.7037
| 2 | 98.45 | 1: 150.8102; 1.1: 1554.0135; 1.2: 2.084; 1.3: 639.925; 1.4: 23.2016; 1.5: 1554.0135; 1.6: 639.925; 1.7: 255.97; 1.8: 8.4594; 1.9: 2133.0833; 2: 67.9326; 2.1: 104.7255; 2.2: 4344.7351; 2.3: 64.8673; 2.4: -2790.7216; 2.5: -41.6657
| 2 | 98.5 | 1: 151.0383; 1.1: 1557.1541; 1.2: 2.0882; 1.3: 640.25; 1.4: 23.2367; 1.5: 1557.1541; 1.6: 640.25; 1.7: 256.1; 1.8: 8.4594; 1.9: 2134.1667; 2: 67.9671; 2.1: 104.7836; 2.2: 4346.7351; 2.3: 64.8642; 2.4: -2789.581; 2.5: -41.6276
| 2 | 98.55 | 1: 151.2665; 1.1: 1560.2989; 1.2: 2.0924; 1.3: 640.575; 1.4: 23.2718; 1.5: 1560.2989; 1.6: 640.575; 1.7: 256.23; 1.8: 8.4594; 1.9: 2135.25; 2: 68.0016; 2.1: 104.8421; 2.2: 4348.7234; 2.3: 64.861; 2.4: -2788.4245; 2.5: -41.5892
| 2 | 98.6 | 1: 151.4949; 1.1: 1563.4478; 1.2: 2.0966; 1.3: 640.9; 1.4: 23.3069; 1.5: 1563.4478; 1.6: 640.9; 1.7: 256.36; 1.8: 8.4594; 1.9: 2136.3333; 2: 68.0361; 2.1: 104.9008; 2.2: 4350.6999; 2.3: 64.8575; 2.4: -2787.2521; 2.5: -41.5506
| 2 | 98.65 | 1: 151.7235; 1.1: 1566.6009; 1.2: 2.1008; 1.3: 641.225; 1.4: 23.3421; 1.5: 1566.6009; 1.6: 641.225; 1.7: 256.49; 1.8: 8.4594; 1.9: 2137.4167; 2: 68.0706; 2.1: 104.9598; 2.2: 4352.6647; 2.3: 64.8539; 2.4: -2786.0638; 2.5: -41.5119
| 2 | 98.7 | 1: 151.9523; 1.1: 1569.7582; 1.2: 2.1051; 1.3: 641.55; 1.4: 23.3773; 1.5: 1569.7582; 1.6: 641.55; 1.7: 256.62; 1.8: 8.4594; 1.9: 2138.5; 2: 68.1051; 2.1: 105.0191; 2.2: 4354.6176; 2.3: 64.8502; 2.4: -2784.8594; 2.5: -41.4729
| 2 | 98.75 | 1: 152.1812; 1.1: 1572.9197; 1.2: 2.1093; 1.3: 641.875; 1.4: 23.4125; 1.5: 1572.9197; 1.6: 641.875; 1.7: 256.75; 1.8: 8.4594; 1.9: 2139.5833; 2: 68.1396; 2.1: 105.0787; 2.2: 4356.5587; 2.3: 64.8462; 2.4: -2783.639; 2.5: -41.4337
| 2 | 98.8 | 1: 152.4103; 1.1: 1576.0853; 1.2: 2.1136; 1.3: 642.2; 1.4: 23.4477; 1.5: 1576.0853; 1.6: 642.2; 1.7: 256.88; 1.8: 8.4594; 1.9: 2140.6667; 2: 68.1741; 2.1: 105.1386; 2.2: 4358.4879; 2.3: 64.8421; 2.4: -2782.4025; 2.5: -41.3944
| 2 | 98.85 | 1: 152.6396; 1.1: 1579.2552; 1.2: 2.1178; 1.3: 642.525; 1.4: 23.483; 1.5: 1579.2552; 1.6: 642.525; 1.7: 257.01; 1.8: 8.4594; 1.9: 2141.75; 2: 68.2086; 2.1: 105.1988; 2.2: 4360.4051; 2.3: 64.8378; 2.4: -2781.1499; 2.5: -41.3548
| 2 | 98.9 | 1: 152.8691; 1.1: 1582.4292; 1.2: 2.1221; 1.3: 642.85; 1.4: 23.5183; 1.5: 1582.4292; 1.6: 642.85; 1.7: 257.14; 1.8: 8.4594; 1.9: 2142.8333; 2: 68.2431; 2.1: 105.2592; 2.2: 4362.3104; 2.3: 64.8334; 2.4: -2779.8812; 2.5: -41.315
| 2 | 98.95 | 1: 153.0987; 1.1: 1585.6074; 1.2: 2.1263; 1.3: 643.175; 1.4: 23.5536; 1.5: 1585.6074; 1.6: 643.175; 1.7: 257.27; 1.8: 8.4594; 1.9: 2143.9167; 2: 68.2776; 2.1: 105.32; 2.2: 4364.2036; 2.3: 64.8287; 2.4: -2778.5962; 2.5: -41.2751
| 2 | 99 | 1: 153.3285; 1.1: 1588.7898; 1.2: 2.1306; 1.3: 643.5; 1.4: 23.589; 1.5: 1588.7898; 1.6: 643.5; 1.7: 257.4; 1.8: 8.4594; 1.9: 2145; 2: 68.3121; 2.1: 105.381; 2.2: 4366.0848; 2.3: 64.8239; 2.4: -2777.295; 2.5: -41.2349
| 2 | 99.05 | 1: 153.5585; 1.1: 1591.9763; 1.2: 2.1349; 1.3: 643.825; 1.4: 23.6244; 1.5: 1591.9763; 1.6: 643.825; 1.7: 257.53; 1.8: 8.4594; 1.9: 2146.0833; 2: 68.3466; 2.1: 105.4424; 2.2: 4367.9538; 2.3: 64.8189; 2.4: -2775.9775; 2.5: -41.1945
| 2 | 99.1 | 1: 153.7886; 1.1: 1595.1671; 1.2: 2.1392; 1.3: 644.15; 1.4: 23.6598; 1.5: 1595.1671; 1.6: 644.15; 1.7: 257.66; 1.8: 8.4594; 1.9: 2147.1667; 2: 68.3811; 2.1: 105.504; 2.2: 4369.8108; 2.3: 64.8138; 2.4: -2774.6436; 2.5: -41.154
| 2 | 99.15 | 1: 154.0189; 1.1: 1598.3621; 1.2: 2.1434; 1.3: 644.475; 1.4: 23.6952; 1.5: 1598.3621; 1.6: 644.475; 1.7: 257.79; 1.8: 8.4594; 1.9: 2148.25; 2: 68.4156; 2.1: 105.5659; 2.2: 4371.6555; 2.3: 64.8084; 2.4: -2773.2934; 2.5: -41.1132
| 2 | 99.2 | 1: 154.2494; 1.1: 1601.5613; 1.2: 2.1477; 1.3: 644.8; 1.4: 23.7307; 1.5: 1601.5613; 1.6: 644.8; 1.7: 257.92; 1.8: 8.4594; 1.9: 2149.3333; 2: 68.4501; 2.1: 105.6281; 2.2: 4373.4881; 2.3: 64.8029; 2.4: -2771.9268; 2.5: -41.0722
| 2 | 99.25 | 1: 154.4801; 1.1: 1604.7646; 1.2: 2.152; 1.3: 645.125; 1.4: 23.7662; 1.5: 1604.7646; 1.6: 645.125; 1.7: 258.05; 1.8: 8.4594; 1.9: 2150.4167; 2: 68.4846; 2.1: 105.6907; 2.2: 4375.3084; 2.3: 64.7972; 2.4: -2770.5437; 2.5: -41.0311
| 2 | 99.3 | 1: 154.7109; 1.1: 1607.9722; 1.2: 2.1563; 1.3: 645.45; 1.4: 23.8017; 1.5: 1607.9722; 1.6: 645.45; 1.7: 258.18; 1.8: 8.4594; 1.9: 2151.5; 2: 68.5191; 2.1: 105.7535; 2.2: 4377.1164; 2.3: 64.7914; 2.4: -2769.1441; 2.5: -40.9897
| 2 | 99.35 | 1: 154.9419; 1.1: 1611.184; 1.2: 2.1606; 1.3: 645.775; 1.4: 23.8372; 1.5: 1611.184; 1.6: 645.775; 1.7: 258.31; 1.8: 8.4594; 1.9: 2152.5833; 2: 68.5536; 2.1: 105.8166; 2.2: 4378.912; 2.3: 64.7853; 2.4: -2767.728; 2.5: -40.9481
| 2 | 99.4 | 1: 155.1731; 1.1: 1614.4; 1.2: 2.1649; 1.3: 646.1; 1.4: 23.8728; 1.5: 1614.4; 1.6: 646.1; 1.7: 258.44; 1.8: 8.4594; 1.9: 2153.6667; 2: 68.5881; 2.1: 105.88; 2.2: 4380.6954; 2.3: 64.7791; 2.4: -2766.2953; 2.5: -40.9063
| 2 | 99.45 | 1: 155.4044; 1.1: 1617.6202; 1.2: 2.1693; 1.3: 646.425; 1.4: 23.9084; 1.5: 1617.6202; 1.6: 646.425; 1.7: 258.57; 1.8: 8.4594; 1.9: 2154.75; 2: 68.6226; 2.1: 105.9437; 2.2: 4382.4663; 2.3: 64.7727; 2.4: -2764.846; 2.5: -40.8643
| 2 | 99.5 | 1: 155.6359; 1.1: 1620.8447; 1.2: 2.1736; 1.3: 646.75; 1.4: 23.944; 1.5: 1620.8447; 1.6: 646.75; 1.7: 258.7; 1.8: 8.4594; 1.9: 2155.8333; 2: 68.6571; 2.1: 106.0077; 2.2: 4384.2247; 2.3: 64.7661; 2.4: -2763.3801; 2.5: -40.8221
| 2 | 99.55 | 1: 155.8676; 1.1: 1624.0733; 1.2: 2.1779; 1.3: 647.075; 1.4: 23.9796; 1.5: 1624.0733; 1.6: 647.075; 1.7: 258.83; 1.8: 8.4594; 1.9: 2156.9167; 2: 68.6916; 2.1: 106.0721; 2.2: 4385.9707; 2.3: 64.7594; 2.4: -2761.8974; 2.5: -40.7797
| 2 | 99.6 | 1: 156.0995; 1.1: 1627.3062; 1.2: 2.1823; 1.3: 647.4; 1.4: 24.0153; 1.5: 1627.3062; 1.6: 647.4; 1.7: 258.96; 1.8: 8.4594; 1.9: 2158; 2: 68.7261; 2.1: 106.1367; 2.2: 4387.7042; 2.3: 64.7525; 2.4: -2760.398; 2.5: -40.7371
| 2 | 99.65 | 1: 156.3315; 1.1: 1630.5433; 1.2: 2.1866; 1.3: 647.725; 1.4: 24.051; 1.5: 1630.5433; 1.6: 647.725; 1.7: 259.09; 1.8: 8.4594; 1.9: 2159.0833; 2: 68.7606; 2.1: 106.2016; 2.2: 4389.4252; 2.3: 64.7454; 2.4: -2758.8819; 2.5: -40.6943
| 2 | 99.7 | 1: 156.5638; 1.1: 1633.7846; 1.2: 2.1909; 1.3: 648.05; 1.4: 24.0867; 1.5: 1633.7846; 1.6: 648.05; 1.7: 259.22; 1.8: 8.4594; 1.9: 2160.1667; 2: 68.7951; 2.1: 106.2669; 2.2: 4391.1335; 2.3: 64.7381; 2.4: -2757.3489; 2.5: -40.6513
| 2 | 99.75 | 1: 156.7961; 1.1: 1637.0302; 1.2: 2.1953; 1.3: 648.375; 1.4: 24.1225; 1.5: 1637.0302; 1.6: 648.375; 1.7: 259.35; 1.8: 8.4594; 1.9: 2161.25; 2: 68.8296; 2.1: 106.3324; 2.2: 4392.8292; 2.3: 64.7306; 2.4: -2755.7991; 2.5: -40.6081
| 2 | 99.8 | 1: 157.0287; 1.1: 1640.2799; 1.2: 2.1997; 1.3: 648.7; 1.4: 24.1583; 1.5: 1640.2799; 1.6: 648.7; 1.7: 259.48; 1.8: 8.4594; 1.9: 2162.3333; 2: 68.8641; 2.1: 106.3983; 2.2: 4394.5123; 2.3: 64.723; 2.4: -2754.2323; 2.5: -40.5647
| 2 | 99.85 | 1: 157.2614; 1.1: 1643.534; 1.2: 2.204; 1.3: 649.025; 1.4: 24.1941; 1.5: 1643.534; 1.6: 649.025; 1.7: 259.61; 1.8: 8.4594; 1.9: 2163.4167; 2: 68.8986; 2.1: 106.4645; 2.2: 4396.1826; 2.3: 64.7151; 2.4: -2752.6487; 2.5: -40.5211
| 2 | 99.9 | 1: 157.4943; 1.1: 1646.7922; 1.2: 2.2084; 1.3: 649.35; 1.4: 24.2299; 1.5: 1646.7922; 1.6: 649.35; 1.7: 259.74; 1.8: 8.4594; 1.9: 2164.5; 2: 68.9331; 2.1: 106.5309; 2.2: 4397.8403; 2.3: 64.7071; 2.4: -2751.048; 2.5: -40.4772
| 2 | 99.95 | 1: 157.7274; 1.1: 1650.0547; 1.2: 2.2128; 1.3: 649.675; 1.4: 24.2658; 1.5: 1650.0547; 1.6: 649.675; 1.7: 259.87; 1.8: 8.4594; 1.9: 2165.5833; 2: 68.9676; 2.1: 106.5977; 2.2: 4399.4851; 2.3: 64.699; 2.4: -2749.4304; 2.5: -40.4332
| #REF! | 100 | 1: 157.9606; 1.1: 1653.3215; 1.2: 2.2171; 1.3: 650; 1.4: 24.3016; 1.5: 1653.3215; 1.6: 650; 1.7: 260; 1.8: 8.4594; 1.9: 2166.6667; 2: 69.0021; 2.1: 106.6648; 2.2: 4401.1172; 2.3: 64.6906; 2.4: -2747.7957; 2.5: -40.389
y = 0,00000037923910697294x4 - 0,00004231861824455230x3 + 0,03610845387761690000x2 - 3,00103191605868000000x + 64,37700000000240000000
WIND SPEED m/s
| 4 |  | 1: συναρτηση με; 1.3: "Power shaft"; 1.4: "Power shaft"; 1.5: "Power shaft"; 1.9: Electric; 2: συναρτηση; 2.2: Power; 2.3: Torque
|  |  | βαση τις στροφές |  |  | rotation speed | torque | power |  |  |  | energy | Torque |  | supply | supply
|  | Turbine | 1: Turbine; 1.1: Turbine; 1.2: Turbine; 1.3: after; 1.4: after; 1.5: after; 1.6: Generators; 1.7: Generators; 1.8: Generators; 1.9: from; 2: output from; 2.1: συνάρτηση; 2.2: to; 2.3: to; 2.4: Rest of; 2.5: Rest of
|  | speed | 1: torque; 1.1: power; 1.2: power; 1.3: transmission; 1.4: transmission; 1.5: transmission; 1.6: speed; 1.7: voltage; 1.8: current; 1.9: generator; 2: generator; 2.1: Efficiency; 2.2: generator; 2.3: generator; 2.4: power; 2.5: torque
|  | rpm | 1: Nm; 1.1: watt; 1.2: Hp; 1.3: rpm; 1.4: Nm; 1.5: watt; 1.6: rpm; 1.7: acv; 1.8: ampere; 1.9: watt/hour; 2: Nm; 2.1: %; 2.2: watt; 2.3: Nm; 2.4: watt; 2.5: Nm
| 1 | 2 | 1: 3; 1.1: 4; 1.2: 5; 1.3: 6; 1.4: 7; 1.5: 8; 1.6: 9; 1.7: 10; 1.8: 11; 1.9: 12; 2: 13; 2.1: 14; 2.2: 15; 2.3: 16
6120 to 8120 | 1 | 0 | 1: 64.377; 1.1: 0; 1.2: 0; 1.3: 0; 1.4: 9.9042; 1.5: 0; 1.6: 0; 1.7: 0; 1.8: 0; 1.9: 0; 2: 0; 2.1: 74.5037; 2.2: 0; 2.3: 0; 2.4: 0; 2.5: 9.9042
| 1 | 0.05 | 1: 64.227; 1.1: 0.33612; 1.2: 0.00045075; 1.3: 0.325; 1.4: 9.8811; 1.5: 0.33612; 1.6: 0.325; 1.7: 0.13; 1.8: 8.4594; 1.9: 1.0833; 2: 0.034501; 2.1: 74.5874; 2.2: 0.0015735; 2.3: 0.046256; 2.4: 0.33455; 2.5: 9.8348
| 1 | 0.1 | 1: 64.0773; 1.1: 0.67068; 1.2: 0.00089939; 1.3: 0.65; 1.4: 9.858; 1.5: 0.67068; 1.6: 0.65; 1.7: 0.26; 1.8: 8.4594; 1.9: 2.1667; 2: 0.069002; 2.1: 74.6708; 2.2: 0.0062869; 2.3: 0.092408; 2.4: 0.66439; 2.5: 9.7656
| 1 | 0.15 | 1: 63.9277; 1.1: 1.0037; 1.2: 0.0013459; 1.3: 0.975; 1.4: 9.835; 1.5: 1.0037; 1.6: 0.975; 1.7: 0.39; 1.8: 8.4594; 1.9: 3.25; 2: 0.1035; 2.1: 74.754; 2.2: 0.01413; 2.3: 0.13846; 2.4: 0.98953; 2.5: 9.6966
| 1 | 0.2 | 1: 63.7782; 1.1: 1.3351; 1.2: 0.0017904; 1.3: 1.3; 1.4: 9.812; 1.5: 1.3351; 1.6: 1.3; 1.7: 0.52; 1.8: 8.4594; 1.9: 4.3333; 2: 0.138; 2.1: 74.8368; 2.2: 0.025092; 2.3: 0.18441; 2.4: 1.31; 2.5: 9.6276
| 1 | 0.25 | 1: 63.629; 1.1: 1.665; 1.2: 0.0022327; 1.3: 1.625; 1.4: 9.7891; 1.5: 1.665; 1.6: 1.625; 1.7: 0.65; 1.8: 8.4594; 1.9: 5.4167; 2: 0.17251; 2.1: 74.9194; 2.2: 0.039162; 2.3: 0.23025; 2.4: 1.6258; 2.5: 9.5588
| 1 | 0.3 | 1: 63.4799; 1.1: 1.9933; 1.2: 0.002673; 1.3: 1.95; 1.4: 9.7661; 1.5: 1.9933; 1.6: 1.95; 1.7: 0.78; 1.8: 8.4594; 1.9: 6.5; 2: 0.20701; 2.1: 75.0017; 2.2: 0.056332; 2.3: 0.276; 2.4: 1.9369; 2.5: 9.4901
| 1 | 0.35 | 1: 63.3311; 1.1: 2.32; 1.2: 0.0031112; 1.3: 2.275; 1.4: 9.7432; 1.5: 2.32; 1.6: 2.275; 1.7: 0.91; 1.8: 8.4594; 1.9: 7.5833; 2: 0.24151; 2.1: 75.0837; 2.2: 0.07659; 2.3: 0.32165; 2.4: 2.2434; 2.5: 9.4216
| 1 | 0.4 | 1: 63.1824; 1.1: 2.6452; 1.2: 0.0035473; 1.3: 2.6; 1.4: 9.7204; 1.5: 2.6452; 1.6: 2.6; 1.7: 1.04; 1.8: 8.4594; 1.9: 8.6667; 2: 0.27601; 2.1: 75.1655; 2.2: 0.099928; 2.3: 0.3672; 2.4: 2.5453; 2.5: 9.3532
| 1 | 0.45 | 1: 63.0338; 1.1: 2.9689; 1.2: 0.0039814; 1.3: 2.925; 1.4: 9.6975; 1.5: 2.9689; 1.6: 2.925; 1.7: 1.17; 1.8: 8.4594; 1.9: 9.75; 2: 0.31051; 2.1: 75.2469; 2.2: 0.12633; 2.3: 0.41265; 2.4: 2.8426; 2.5: 9.2849
| 1 | 0.5 | 1: 62.8855; 1.1: 3.291; 1.2: 0.0044133; 1.3: 3.25; 1.4: 9.6747; 1.5: 3.291; 1.6: 3.25; 1.7: 1.3; 1.8: 8.4594; 1.9: 10.8333; 2: 0.34501; 2.1: 75.3281; 2.2: 0.1558; 2.3: 0.45801; 2.4: 3.1352; 2.5: 9.2167
| 1 | 0.55 | 1: 62.7373; 1.1: 3.6116; 1.2: 0.0048432; 1.3: 3.575; 1.4: 9.6519; 1.5: 3.6116; 1.6: 3.575; 1.7: 1.43; 1.8: 8.4594; 1.9: 11.9167; 2: 0.37951; 2.1: 75.409; 2.2: 0.18832; 2.3: 0.50327; 2.4: 3.4233; 2.5: 9.1486
| 1 | 0.6 | 1: 62.5894; 1.1: 3.9306; 1.2: 0.005271; 1.3: 3.9; 1.4: 9.6291; 1.5: 3.9306; 1.6: 3.9; 1.7: 1.56; 1.8: 8.4594; 1.9: 13; 2: 0.41401; 2.1: 75.4896; 2.2: 0.22387; 2.3: 0.54844; 2.4: 3.7067; 2.5: 9.0807
| 1 | 0.65 | 1: 62.4416; 1.1: 4.2481; 1.2: 0.0056968; 1.3: 4.225; 1.4: 9.6064; 1.5: 4.2481; 1.6: 4.225; 1.7: 1.69; 1.8: 8.4594; 1.9: 14.0833; 2: 0.44851; 2.1: 75.57; 2.2: 0.26246; 2.3: 0.59351; 2.4: 3.9856; 2.5: 9.0129
| 1 | 0.7 | 1: 62.294; 1.1: 4.5641; 1.2: 0.0061205; 1.3: 4.55; 1.4: 9.5837; 1.5: 4.5641; 1.6: 4.55; 1.7: 1.82; 1.8: 8.4594; 1.9: 15.1667; 2: 0.48301; 2.1: 75.65; 2.2: 0.30407; 2.3: 0.63849; 2.4: 4.26; 2.5: 8.9452
| 1 | 0.75 | 1: 62.1465; 1.1: 4.8785; 1.2: 0.0065422; 1.3: 4.875; 1.4: 9.561; 1.5: 4.8785; 1.6: 4.875; 1.7: 1.95; 1.8: 8.4594; 1.9: 16.25; 2: 0.51752; 2.1: 75.7298; 2.2: 0.34869; 2.3: 0.68337; 2.4: 4.5298; 2.5: 8.8776
| 1 | 0.8 | 1: 61.9993; 1.1: 5.1914; 1.2: 0.0069618; 1.3: 5.2; 1.4: 9.5383; 1.5: 5.1914; 1.6: 5.2; 1.7: 2.08; 1.8: 8.4594; 1.9: 17.3333; 2: 0.55202; 2.1: 75.8094; 2.2: 0.39632; 2.3: 0.72816; 2.4: 4.7951; 2.5: 8.8102
| 1 | 0.85 | 1: 61.8522; 1.1: 5.5028; 1.2: 0.0073794; 1.3: 5.525; 1.4: 9.5157; 1.5: 5.5028; 1.6: 5.525; 1.7: 2.21; 1.8: 8.4594; 1.9: 18.4167; 2: 0.58652; 2.1: 75.8886; 2.2: 0.44694; 2.3: 0.77287; 2.4: 5.0558; 2.5: 8.7429
| 1 | 0.9 | 1: 61.7053; 1.1: 5.8126; 1.2: 0.0077949; 1.3: 5.85; 1.4: 9.4931; 1.5: 5.8126; 1.6: 5.85; 1.7: 2.34; 1.8: 8.4594; 1.9: 19.5; 2: 0.62102; 2.1: 75.9676; 2.2: 0.50054; 2.3: 0.81748; 2.4: 5.3121; 2.5: 8.6756
| 1 | 0.95 | 1: 61.5586; 1.1: 6.121; 1.2: 0.0082084; 1.3: 6.175; 1.4: 9.4705; 1.5: 6.121; 1.6: 6.175; 1.7: 2.47; 1.8: 8.4594; 1.9: 20.5833; 2: 0.65552; 2.1: 76.0463; 2.2: 0.55713; 2.3: 0.862; 2.4: 5.5638; 2.5: 8.6085
| 1 | 1 | 1: 61.412; 1.1: 6.4278; 1.2: 0.0086198; 1.3: 6.5; 1.4: 9.448; 1.5: 6.4278; 1.6: 6.5; 1.7: 2.6; 1.8: 8.4594; 1.9: 21.6667; 2: 0.69002; 2.1: 76.1247; 2.2: 0.61668; 2.3: 0.90644; 2.4: 5.8111; 2.5: 8.5416
| 1 | 1.05 | 1: 61.2657; 1.1: 6.7331; 1.2: 0.0090292; 1.3: 6.825; 1.4: 9.4255; 1.5: 6.7331; 1.6: 6.825; 1.7: 2.73; 1.8: 8.4594; 1.9: 22.75; 2: 0.72452; 2.1: 76.2028; 2.2: 0.67919; 2.3: 0.95078; 2.4: 6.0539; 2.5: 8.4747
| 1 | 1.1 | 1: 61.1195; 1.1: 7.0369; 1.2: 0.0094366; 1.3: 7.15; 1.4: 9.403; 1.5: 7.0369; 1.6: 7.15; 1.7: 2.86; 1.8: 8.4594; 1.9: 23.8333; 2: 0.75902; 2.1: 76.2807; 2.2: 0.74465; 2.3: 0.99504; 2.4: 6.2922; 2.5: 8.408
| 1 | 1.15 | 1: 60.9735; 1.1: 7.3392; 1.2: 0.009842; 1.3: 7.475; 1.4: 9.3805; 1.5: 7.3392; 1.6: 7.475; 1.7: 2.99; 1.8: 8.4594; 1.9: 24.9167; 2: 0.79352; 2.1: 76.3583; 2.2: 0.81306; 2.3: 1.0392; 2.4: 6.5261; 2.5: 8.3413
| 1 | 1.2 | 1: 60.8277; 1.1: 7.64; 1.2: 0.010245; 1.3: 7.8; 1.4: 9.3581; 1.5: 7.64; 1.6: 7.8; 1.7: 3.12; 1.8: 8.4594; 1.9: 26; 2: 0.82803; 2.1: 76.4357; 2.2: 0.8844; 2.3: 1.0833; 2.4: 6.7556; 2.5: 8.2748
| 1 | 1.25 | 1: 60.682; 1.1: 7.9392; 1.2: 0.010647; 1.3: 8.125; 1.4: 9.3357; 1.5: 7.9392; 1.6: 8.125; 1.7: 3.25; 1.8: 8.4594; 1.9: 27.0833; 2: 0.86253; 2.1: 76.5128; 2.2: 0.95867; 2.3: 1.1273; 2.4: 6.9806; 2.5: 8.2084
| 1 | 1.3 | 1: 60.5366; 1.1: 8.237; 1.2: 0.011046; 1.3: 8.45; 1.4: 9.3133; 1.5: 8.237; 1.6: 8.45; 1.7: 3.38; 1.8: 8.4594; 1.9: 28.1667; 2: 0.89703; 2.1: 76.5896; 2.2: 1.0359; 2.3: 1.1712; 2.4: 7.2012; 2.5: 8.1421
| 1 | 1.35 | 1: 60.3913; 1.1: 8.5333; 1.2: 0.011443; 1.3: 8.775; 1.4: 9.291; 1.5: 8.5333; 1.6: 8.775; 1.7: 3.51; 1.8: 8.4594; 1.9: 29.25; 2: 0.93153; 2.1: 76.6661; 2.2: 1.116; 2.3: 1.215; 2.4: 7.4173; 2.5: 8.0759
| 1 | 1.4 | 1: 60.2462; 1.1: 8.8281; 1.2: 0.011839; 1.3: 9.1; 1.4: 9.2686; 1.5: 8.8281; 1.6: 9.1; 1.7: 3.64; 1.8: 8.4594; 1.9: 30.3333; 2: 0.96603; 2.1: 76.7424; 2.2: 1.199; 2.3: 1.2588; 2.4: 7.6291; 2.5: 8.0099
| 1 | 1.45 | 1: 60.1013; 1.1: 9.1214; 1.2: 0.012232; 1.3: 9.425; 1.4: 9.2464; 1.5: 9.1214; 1.6: 9.425; 1.7: 3.77; 1.8: 8.4594; 1.9: 31.4167; 2: 1.0005; 2.1: 76.8184; 2.2: 1.2849; 2.3: 1.3025; 2.4: 7.8365; 2.5: 7.9439
| 1 | 1.5 | 1: 59.9566; 1.1: 9.4132; 1.2: 0.012623; 1.3: 9.75; 1.4: 9.2241; 1.5: 9.4132; 1.6: 9.75; 1.7: 3.9; 1.8: 8.4594; 1.9: 32.5; 2: 1.035; 2.1: 76.8941; 2.2: 1.3736; 2.3: 1.346; 2.4: 8.0395; 2.5: 7.878
| 1 | 1.55 | 1: 59.812; 1.1: 9.7035; 1.2: 0.013013; 1.3: 10.075; 1.4: 9.2018; 1.5: 9.7035; 1.6: 10.075; 1.7: 4.03; 1.8: 8.4594; 1.9: 33.5833; 2: 1.0695; 2.1: 76.9696; 2.2: 1.4653; 2.3: 1.3896; 2.4: 8.2382; 2.5: 7.8123
| 1 | 1.6 | 1: 59.6676; 1.1: 9.9923; 1.2: 0.0134; 1.3: 10.4; 1.4: 9.1796; 1.5: 9.9923; 1.6: 10.4; 1.7: 4.16; 1.8: 8.4594; 1.9: 34.6667; 2: 1.104; 2.1: 77.0448; 2.2: 1.5598; 2.3: 1.433; 2.4: 8.4325; 2.5: 7.7467
| 1 | 1.65 | 1: 59.5234; 1.1: 10.2797; 1.2: 0.013785; 1.3: 10.725; 1.4: 9.1574; 1.5: 10.2797; 1.6: 10.725; 1.7: 4.29; 1.8: 8.4594; 1.9: 35.75; 2: 1.1385; 2.1: 77.1197; 2.2: 1.6572; 2.3: 1.4763; 2.4: 8.6224; 2.5: 7.6811
| 1 | 1.7 | 1: 59.3794; 1.1: 10.5656; 1.2: 0.014169; 1.3: 11.05; 1.4: 9.1353; 1.5: 10.5656; 1.6: 11.05; 1.7: 4.42; 1.8: 8.4594; 1.9: 36.8333; 2: 1.173; 2.1: 77.1944; 2.2: 1.7575; 2.3: 1.5196; 2.4: 8.8081; 2.5: 7.6157
| 1 | 1.75 | 1: 59.2356; 1.1: 10.85; 1.2: 0.01455; 1.3: 11.375; 1.4: 9.1132; 1.5: 10.85; 1.6: 11.375; 1.7: 4.55; 1.8: 8.4594; 1.9: 37.9167; 2: 1.2075; 2.1: 77.2689; 2.2: 1.8606; 2.3: 1.5628; 2.4: 8.9894; 2.5: 7.5504
| 1 | 1.8 | 1: 59.0919; 1.1: 11.1329; 1.2: 0.014929; 1.3: 11.7; 1.4: 9.0911; 1.5: 11.1329; 1.6: 11.7; 1.7: 4.68; 1.8: 8.4594; 1.9: 39; 2: 1.242; 2.1: 77.343; 2.2: 1.9666; 2.3: 1.6059; 2.4: 9.1663; 2.5: 7.4852
| 1 | 1.85 | 1: 58.9484; 1.1: 11.4144; 1.2: 0.015307; 1.3: 12.025; 1.4: 9.069; 1.5: 11.4144; 1.6: 12.025; 1.7: 4.81; 1.8: 8.4594; 1.9: 40.0833; 2: 1.2765; 2.1: 77.4169; 2.2: 2.0754; 2.3: 1.6489; 2.4: 9.339; 2.5: 7.4201
| 1 | 1.9 | 1: 58.8051; 1.1: 11.6944; 1.2: 0.015682; 1.3: 12.35; 1.4: 9.0469; 1.5: 11.6944; 1.6: 12.35; 1.7: 4.94; 1.8: 8.4594; 1.9: 41.1667; 2: 1.311; 2.1: 77.4906; 2.2: 2.187; 2.3: 1.6919; 2.4: 9.5074; 2.5: 7.3551
| 1 | 1.95 | 1: 58.662; 1.1: 11.9729; 1.2: 0.016056; 1.3: 12.675; 1.4: 9.0249; 1.5: 11.9729; 1.6: 12.675; 1.7: 5.07; 1.8: 8.4594; 1.9: 42.25; 2: 1.3455; 2.1: 77.5639; 2.2: 2.3014; 2.3: 1.7348; 2.4: 9.6715; 2.5: 7.2902
| 1 | 2 | 1: 58.519; 1.1: 12.25; 1.2: 0.016428; 1.3: 13; 1.4: 9.0029; 1.5: 12.25; 1.6: 13; 1.7: 5.2; 1.8: 8.4594; 1.9: 43.3333; 2: 1.38; 2.1: 77.6371; 2.2: 2.4187; 2.3: 1.7776; 2.4: 9.8313; 2.5: 7.2254
| 1 | 2.05 | 1: 58.3763; 1.1: 12.5256; 1.2: 0.016797; 1.3: 13.325; 1.4: 8.981; 1.5: 12.5256; 1.6: 13.325; 1.7: 5.33; 1.8: 8.4594; 1.9: 44.4167; 2: 1.4145; 2.1: 77.7099; 2.2: 2.5387; 2.3: 1.8203; 2.4: 9.9869; 2.5: 7.1607
| 1 | 2.1 | 1: 58.2337; 1.1: 12.7998; 1.2: 0.017165; 1.3: 13.65; 1.4: 8.959; 1.5: 12.7998; 1.6: 13.65; 1.7: 5.46; 1.8: 8.4594; 1.9: 45.5; 2: 1.449; 2.1: 77.7825; 2.2: 2.6616; 2.3: 1.8629; 2.4: 10.1382; 2.5: 7.0961
| 1 | 2.15 | 1: 58.0913; 1.1: 13.0725; 1.2: 0.01753; 1.3: 13.975; 1.4: 8.9371; 1.5: 13.0725; 1.6: 13.975; 1.7: 5.59; 1.8: 8.4594; 1.9: 46.5833; 2: 1.4835; 2.1: 77.8549; 2.2: 2.7872; 2.3: 1.9055; 2.4: 10.2852; 2.5: 7.0316
| 1 | 2.2 | 1: 57.9491; 1.1: 13.3437; 1.2: 0.017894; 1.3: 14.3; 1.4: 8.9152; 1.5: 13.3437; 1.6: 14.3; 1.7: 5.72; 1.8: 8.4594; 1.9: 47.6667; 2: 1.518; 2.1: 77.927; 2.2: 2.9157; 2.3: 1.948; 2.4: 10.428; 2.5: 6.9672
| 1 | 2.25 | 1: 57.807; 1.1: 13.6135; 1.2: 0.018256; 1.3: 14.625; 1.4: 8.8934; 1.5: 13.6135; 1.6: 14.625; 1.7: 5.85; 1.8: 8.4594; 1.9: 48.75; 2: 1.5525; 2.1: 77.9988; 2.2: 3.0469; 2.3: 1.9905; 2.4: 10.5666; 2.5: 6.9029
| 1 | 2.3 | 1: 57.6651; 1.1: 13.8819; 1.2: 0.018616; 1.3: 14.95; 1.4: 8.8716; 1.5: 13.8819; 1.6: 14.95; 1.7: 5.98; 1.8: 8.4594; 1.9: 49.8333; 2: 1.587; 2.1: 78.0704; 2.2: 3.1809; 2.3: 2.0328; 2.4: 10.701; 2.5: 6.8387
| 1 | 2.35 | 1: 57.5234; 1.1: 14.1489; 1.2: 0.018974; 1.3: 15.275; 1.4: 8.8498; 1.5: 14.1489; 1.6: 15.275; 1.7: 6.11; 1.8: 8.4594; 1.9: 50.9167; 2: 1.6215; 2.1: 78.1417; 2.2: 3.3177; 2.3: 2.0751; 2.4: 10.8312; 2.5: 6.7746
| 1 | 2.4 | 1: 57.3819; 1.1: 14.4143; 1.2: 0.01933; 1.3: 15.6; 1.4: 8.828; 1.5: 14.4143; 1.6: 15.6; 1.7: 6.24; 1.8: 8.4594; 1.9: 52; 2: 1.6561; 2.1: 78.2128; 2.2: 3.4572; 2.3: 2.1174; 2.4: 10.9571; 2.5: 6.7106
| 1 | 2.45 | 1: 57.2406; 1.1: 14.6784; 1.2: 0.019684; 1.3: 15.925; 1.4: 8.8062; 1.5: 14.6784; 1.6: 15.925; 1.7: 6.37; 1.8: 8.4594; 1.9: 53.0833; 2: 1.6906; 2.1: 78.2836; 2.2: 3.5995; 2.3: 2.1595; 2.4: 11.0789; 2.5: 6.6467
| 1 | 2.5 | 1: 57.0995; 1.1: 14.941; 1.2: 0.020036; 1.3: 16.25; 1.4: 8.7845; 1.5: 14.941; 1.6: 16.25; 1.7: 6.5; 1.8: 8.4594; 1.9: 54.1667; 2: 1.7251; 2.1: 78.3542; 2.2: 3.7446; 2.3: 2.2016; 2.4: 11.1965; 2.5: 6.5829
| 1 | 2.55 | 1: 56.9585; 1.1: 15.2022; 1.2: 0.020387; 1.3: 16.575; 1.4: 8.7628; 1.5: 15.2022; 1.6: 16.575; 1.7: 6.63; 1.8: 8.4594; 1.9: 55.25; 2: 1.7596; 2.1: 78.4245; 2.2: 3.8924; 2.3: 2.2436; 2.4: 11.3099; 2.5: 6.5192
| 1 | 2.6 | 1: 56.8177; 1.1: 15.462; 1.2: 0.020735; 1.3: 16.9; 1.4: 8.7412; 1.5: 15.462; 1.6: 16.9; 1.7: 6.76; 1.8: 8.4594; 1.9: 56.3333; 2: 1.7941; 2.1: 78.4946; 2.2: 4.0429; 2.3: 2.2856; 2.4: 11.4191; 2.5: 6.4556
| 1 | 2.65 | 1: 56.6771; 1.1: 15.7203; 1.2: 0.021081; 1.3: 17.225; 1.4: 8.7195; 1.5: 15.7203; 1.6: 17.225; 1.7: 6.89; 1.8: 8.4594; 1.9: 57.4167; 2: 1.8286; 2.1: 78.5644; 2.2: 4.1961; 2.3: 2.3275; 2.4: 11.5242; 2.5: 6.3921
| 1 | 2.7 | 1: 56.5366; 1.1: 15.9773; 1.2: 0.021426; 1.3: 17.55; 1.4: 8.6979; 1.5: 15.9773; 1.6: 17.55; 1.7: 7.02; 1.8: 8.4594; 1.9: 58.5; 2: 1.8631; 2.1: 78.634; 2.2: 4.3521; 2.3: 2.3693; 2.4: 11.6251; 2.5: 6.3287
| 1 | 2.75 | 1: 56.3964; 1.1: 16.2328; 1.2: 0.021768; 1.3: 17.875; 1.4: 8.6764; 1.5: 16.2328; 1.6: 17.875; 1.7: 7.15; 1.8: 8.4594; 1.9: 59.5833; 2: 1.8976; 2.1: 78.7033; 2.2: 4.5108; 2.3: 2.411; 2.4: 11.7219; 2.5: 6.2653
| 1 | 2.8 | 1: 56.2563; 1.1: 16.4868; 1.2: 0.022109; 1.3: 18.2; 1.4: 8.6548; 1.5: 16.4868; 1.6: 18.2; 1.7: 7.28; 1.8: 8.4594; 1.9: 60.6667; 2: 1.9321; 2.1: 78.7724; 2.2: 4.6723; 2.3: 2.4527; 2.4: 11.8146; 2.5: 6.2021
| 1 | 2.85 | 1: 56.1164; 1.1: 16.7395; 1.2: 0.022448; 1.3: 18.525; 1.4: 8.6333; 1.5: 16.7395; 1.6: 18.525; 1.7: 7.41; 1.8: 8.4594; 1.9: 61.75; 2: 1.9666; 2.1: 78.8412; 2.2: 4.8364; 2.3: 2.4943; 2.4: 11.9031; 2.5: 6.139
| 1 | 2.9 | 1: 55.9767; 1.1: 16.9908; 1.2: 0.022785; 1.3: 18.85; 1.4: 8.6118; 1.5: 16.9908; 1.6: 18.85; 1.7: 7.54; 1.8: 8.4594; 1.9: 62.8333; 2: 2.0011; 2.1: 78.9098; 2.2: 5.0032; 2.3: 2.5359; 2.4: 11.9876; 2.5: 6.0759
| 1 | 2.95 | 1: 55.8371; 1.1: 17.2406; 1.2: 0.02312; 1.3: 19.175; 1.4: 8.5903; 1.5: 17.2406; 1.6: 19.175; 1.7: 7.67; 1.8: 8.4594; 1.9: 63.9167; 2: 2.0356; 2.1: 78.9781; 2.2: 5.1728; 2.3: 2.5774; 2.4: 12.0679; 2.5: 6.013
| 1 | 3 | 1: 55.6978; 1.1: 17.4891; 1.2: 0.023453; 1.3: 19.5; 1.4: 8.5689; 1.5: 17.4891; 1.6: 19.5; 1.7: 7.8; 1.8: 8.4594; 1.9: 65; 2: 2.0701; 2.1: 79.0462; 2.2: 5.345; 2.3: 2.6188; 2.4: 12.1441; 2.5: 5.9501
| 1 | 3.05 | 1: 55.5586; 1.1: 17.7362; 1.2: 0.023785; 1.3: 19.825; 1.4: 8.5475; 1.5: 17.7362; 1.6: 19.825; 1.7: 7.93; 1.8: 8.4594; 1.9: 66.0833; 2: 2.1046; 2.1: 79.114; 2.2: 5.5199; 2.3: 2.6602; 2.4: 12.2163; 2.5: 5.8873
| 1 | 3.1 | 1: 55.4196; 1.1: 17.9818; 1.2: 0.024114; 1.3: 20.15; 1.4: 8.5261; 1.5: 17.9818; 1.6: 20.15; 1.7: 8.06; 1.8: 8.4594; 1.9: 67.1667; 2: 2.1391; 2.1: 79.1816; 2.2: 5.6975; 2.3: 2.7015; 2.4: 12.2843; 2.5: 5.8246
| 1 | 3.15 | 1: 55.2808; 1.1: 18.2261; 1.2: 0.024442; 1.3: 20.475; 1.4: 8.5047; 1.5: 18.2261; 1.6: 20.475; 1.7: 8.19; 1.8: 8.4594; 1.9: 68.25; 2: 2.1736; 2.1: 79.249; 2.2: 5.8778; 2.3: 2.7427; 2.4: 12.3483; 2.5: 5.762
| 1 | 3.2 | 1: 55.1421; 1.1: 18.4689; 1.2: 0.024767; 1.3: 20.8; 1.4: 8.4834; 1.5: 18.4689; 1.6: 20.8; 1.7: 8.32; 1.8: 8.4594; 1.9: 69.3333; 2: 2.2081; 2.1: 79.3161; 2.2: 6.0607; 2.3: 2.7839; 2.4: 12.4082; 2.5: 5.6995
| 1 | 3.25 | 1: 55.0036; 1.1: 18.7104; 1.2: 0.025091; 1.3: 21.125; 1.4: 8.4621; 1.5: 18.7104; 1.6: 21.125; 1.7: 8.45; 1.8: 8.4594; 1.9: 70.4167; 2: 2.2426; 2.1: 79.3829; 2.2: 6.2463; 2.3: 2.825; 2.4: 12.4641; 2.5: 5.6371
| 1 | 3.3 | 1: 54.8653; 1.1: 18.9505; 1.2: 0.025413; 1.3: 21.45; 1.4: 8.4408; 1.5: 18.9505; 1.6: 21.45; 1.7: 8.58; 1.8: 8.4594; 1.9: 71.5; 2: 2.2771; 2.1: 79.4496; 2.2: 6.4346; 2.3: 2.8661; 2.4: 12.5159; 2.5: 5.5748
| 1 | 3.35 | 1: 54.7272; 1.1: 19.1892; 1.2: 0.025733; 1.3: 21.775; 1.4: 8.4196; 1.5: 19.1892; 1.6: 21.775; 1.7: 8.71; 1.8: 8.4594; 1.9: 72.5833; 2: 2.3116; 2.1: 79.5159; 2.2: 6.6255; 2.3: 2.9071; 2.4: 12.5637; 2.5: 5.5125
| 1 | 3.4 | 1: 54.5893; 1.1: 19.4265; 1.2: 0.026051; 1.3: 22.1; 1.4: 8.3984; 1.5: 19.4265; 1.6: 22.1; 1.7: 8.84; 1.8: 8.4594; 1.9: 73.6667; 2: 2.3461; 2.1: 79.5821; 2.2: 6.8191; 2.3: 2.948; 2.4: 12.6074; 2.5: 5.4504
| 1 | 3.45 | 1: 54.4515; 1.1: 19.6624; 1.2: 0.026368; 1.3: 22.425; 1.4: 8.3772; 1.5: 19.6624; 1.6: 22.425; 1.7: 8.97; 1.8: 8.4594; 1.9: 74.75; 2: 2.3806; 2.1: 79.648; 2.2: 7.0153; 2.3: 2.9889; 2.4: 12.6471; 2.5: 5.3883
| 1 | 3.5 | 1: 54.314; 1.1: 19.897; 1.2: 0.026682; 1.3: 22.75; 1.4: 8.356; 1.5: 19.897; 1.6: 22.75; 1.7: 9.1; 1.8: 8.4594; 1.9: 75.8333; 2: 2.4151; 2.1: 79.7137; 2.2: 7.2142; 2.3: 3.0297; 2.4: 12.6828; 2.5: 5.3263
| 1 | 3.55 | 1: 54.1766; 1.1: 20.1302; 1.2: 0.026995; 1.3: 23.075; 1.4: 8.3349; 1.5: 20.1302; 1.6: 23.075; 1.7: 9.23; 1.8: 8.4594; 1.9: 76.9167; 2: 2.4496; 2.1: 79.7791; 2.2: 7.4157; 2.3: 3.0704; 2.4: 12.7145; 2.5: 5.2644
| 1 | 3.6 | 1: 54.0393; 1.1: 20.362; 1.2: 0.027306; 1.3: 23.4; 1.4: 8.3137; 1.5: 20.362; 1.6: 23.4; 1.7: 9.36; 1.8: 8.4594; 1.9: 78; 2: 2.4841; 2.1: 79.8443; 2.2: 7.6198; 2.3: 3.1112; 2.4: 12.7422; 2.5: 5.2026
| 1 | 3.65 | 1: 53.9023; 1.1: 20.5925; 1.2: 0.027615; 1.3: 23.725; 1.4: 8.2927; 1.5: 20.5925; 1.6: 23.725; 1.7: 9.49; 1.8: 8.4594; 1.9: 79.0833; 2: 2.5186; 2.1: 79.9092; 2.2: 7.8266; 2.3: 3.1518; 2.4: 12.7659; 2.5: 5.1409
| 1 | 3.7 | 1: 53.7654; 1.1: 20.8216; 1.2: 0.027922; 1.3: 24.05; 1.4: 8.2716; 1.5: 20.8216; 1.6: 24.05; 1.7: 9.62; 1.8: 8.4594; 1.9: 80.1667; 2: 2.5531; 2.1: 79.974; 2.2: 8.036; 2.3: 3.1924; 2.4: 12.7856; 2.5: 5.0792
| 1 | 3.75 | 1: 53.6287; 1.1: 21.0493; 1.2: 0.028228; 1.3: 24.375; 1.4: 8.2506; 1.5: 21.0493; 1.6: 24.375; 1.7: 9.75; 1.8: 8.4594; 1.9: 81.25; 2: 2.5876; 2.1: 80.0384; 2.2: 8.248; 2.3: 3.2329; 2.4: 12.8013; 2.5: 5.0177
| 1 | 3.8 | 1: 53.4922; 1.1: 21.2756; 1.2: 0.028531; 1.3: 24.7; 1.4: 8.2296; 1.5: 21.2756; 1.6: 24.7; 1.7: 9.88; 1.8: 8.4594; 1.9: 82.3333; 2: 2.6221; 2.1: 80.1027; 2.2: 8.4626; 2.3: 3.2734; 2.4: 12.813; 2.5: 4.9562
| 1 | 3.85 | 1: 53.3559; 1.1: 21.5007; 1.2: 0.028833; 1.3: 25.025; 1.4: 8.2086; 1.5: 21.5007; 1.6: 25.025; 1.7: 10.01; 1.8: 8.4594; 1.9: 83.4167; 2: 2.6566; 2.1: 80.1667; 2.2: 8.6798; 2.3: 3.3138; 2.4: 12.8208; 2.5: 4.8948
| 1 | 3.9 | 1: 53.2198; 1.1: 21.7243; 1.2: 0.029133; 1.3: 25.35; 1.4: 8.1877; 1.5: 21.7243; 1.6: 25.35; 1.7: 10.14; 1.8: 8.4594; 1.9: 84.5; 2: 2.6911; 2.1: 80.2305; 2.2: 8.8997; 2.3: 3.3542; 2.4: 12.8246; 2.5: 4.8335
| 1 | 3.95 | 1: 53.0838; 1.1: 21.9466; 1.2: 0.029431; 1.3: 25.675; 1.4: 8.1667; 1.5: 21.9466; 1.6: 25.675; 1.7: 10.27; 1.8: 8.4594; 1.9: 85.5833; 2: 2.7256; 2.1: 80.294; 2.2: 9.1221; 2.3: 3.3945; 2.4: 12.8245; 2.5: 4.7722
| 1 | 4 | 1: 52.948; 1.1: 22.1676; 1.2: 0.029727; 1.3: 26; 1.4: 8.1458; 1.5: 22.1676; 1.6: 26; 1.7: 10.4; 1.8: 8.4594; 1.9: 86.6667; 2: 2.7601; 2.1: 80.3573; 2.2: 9.3471; 2.3: 3.4348; 2.4: 12.8204; 2.5: 4.7111
| 1 | 4.05 | 1: 52.8124; 1.1: 22.3872; 1.2: 0.030022; 1.3: 26.325; 1.4: 8.125; 1.5: 22.3872; 1.6: 26.325; 1.7: 10.53; 1.8: 8.4594; 1.9: 87.75; 2: 2.7946; 2.1: 80.4204; 2.2: 9.5748; 2.3: 3.475; 2.4: 12.8124; 2.5: 4.65
| 1 | 4.1 | 1: 52.6769; 1.1: 22.6054; 1.2: 0.030314; 1.3: 26.65; 1.4: 8.1041; 1.5: 22.6054; 1.6: 26.65; 1.7: 10.66; 1.8: 8.4594; 1.9: 88.8333; 2: 2.8291; 2.1: 80.4832; 2.2: 9.805; 2.3: 3.5151; 2.4: 12.8005; 2.5: 4.589
| 1 | 4.15 | 1: 52.5417; 1.1: 22.8224; 1.2: 0.030605; 1.3: 26.975; 1.4: 8.0833; 1.5: 22.8224; 1.6: 26.975; 1.7: 10.79; 1.8: 8.4594; 1.9: 89.9167; 2: 2.8636; 2.1: 80.5459; 2.2: 10.0378; 2.3: 3.5552; 2.4: 12.7846; 2.5: 4.5281
| 1 | 4.2 | 1: 52.4066; 1.1: 23.0379; 1.2: 0.030894; 1.3: 27.3; 1.4: 8.0626; 1.5: 23.0379; 1.6: 27.3; 1.7: 10.92; 1.8: 8.4594; 1.9: 91; 2: 2.8981; 2.1: 80.6082; 2.2: 10.2731; 2.3: 3.5953; 2.4: 12.7648; 2.5: 4.4673
| 1 | 4.25 | 1: 52.2717; 1.1: 23.2522; 1.2: 0.031182; 1.3: 27.625; 1.4: 8.0418; 1.5: 23.2522; 1.6: 27.625; 1.7: 11.05; 1.8: 8.4594; 1.9: 92.0833; 2: 2.9326; 2.1: 80.6704; 2.2: 10.5111; 2.3: 3.6353; 2.4: 12.7411; 2.5: 4.4065
| 1 | 4.3 | 1: 52.137; 1.1: 23.4651; 1.2: 0.031467; 1.3: 27.95; 1.4: 8.0211; 1.5: 23.4651; 1.6: 27.95; 1.7: 11.18; 1.8: 8.4594; 1.9: 93.1667; 2: 2.9671; 2.1: 80.7323; 2.2: 10.7516; 2.3: 3.6752; 2.4: 12.7135; 2.5: 4.3459
| 1 | 4.35 | 1: 52.0024; 1.1: 23.6767; 1.2: 0.031751; 1.3: 28.275; 1.4: 8.0004; 1.5: 23.6767; 1.6: 28.275; 1.7: 11.31; 1.8: 8.4594; 1.9: 94.25; 2: 3.0016; 2.1: 80.794; 2.2: 10.9947; 2.3: 3.7151; 2.4: 12.682; 2.5: 4.2853
| 1 | 4.4 | 1: 51.8681; 1.1: 23.887; 1.2: 0.032033; 1.3: 28.6; 1.4: 7.9797; 1.5: 23.887; 1.6: 28.6; 1.7: 11.44; 1.8: 8.4594; 1.9: 95.3333; 2: 3.0361; 2.1: 80.8555; 2.2: 11.2404; 2.3: 3.755; 2.4: 12.6466; 2.5: 4.2247
| 1 | 4.45 | 1: 51.7339; 1.1: 24.0959; 1.2: 0.032313; 1.3: 28.925; 1.4: 7.9591; 1.5: 24.0959; 1.6: 28.925; 1.7: 11.57; 1.8: 8.4594; 1.9: 96.4167; 2: 3.0706; 2.1: 80.9167; 2.2: 11.4886; 2.3: 3.7948; 2.4: 12.6073; 2.5: 4.1643
| 1 | 4.5 | 1: 51.5999; 1.1: 24.3035; 1.2: 0.032592; 1.3: 29.25; 1.4: 7.9384; 1.5: 24.3035; 1.6: 29.25; 1.7: 11.7; 1.8: 8.4594; 1.9: 97.5; 2: 3.1051; 2.1: 80.9778; 2.2: 11.7393; 2.3: 3.8345; 2.4: 12.5642; 2.5: 4.1039
| 1 | 4.55 | 1: 51.466; 1.1: 24.5098; 1.2: 0.032868; 1.3: 29.575; 1.4: 7.9178; 1.5: 24.5098; 1.6: 29.575; 1.7: 11.83; 1.8: 8.4594; 1.9: 98.5833; 2: 3.1396; 2.1: 81.0385; 2.2: 11.9927; 2.3: 3.8742; 2.4: 12.5172; 2.5: 4.0436
| 1 | 4.6 | 1: 51.3324; 1.1: 24.7148; 1.2: 0.033143; 1.3: 29.9; 1.4: 7.8973; 1.5: 24.7148; 1.6: 29.9; 1.7: 11.96; 1.8: 8.4594; 1.9: 99.6667; 2: 3.1741; 2.1: 81.0991; 2.2: 12.2485; 2.3: 3.9139; 2.4: 12.4663; 2.5: 3.9834
| 1 | 4.65 | 1: 51.1989; 1.1: 24.9185; 1.2: 0.033416; 1.3: 30.225; 1.4: 7.8768; 1.5: 24.9185; 1.6: 30.225; 1.7: 12.09; 1.8: 8.4594; 1.9: 100.75; 2: 3.2086; 2.1: 81.1595; 2.2: 12.5069; 2.3: 3.9535; 2.4: 12.4116; 2.5: 3.9233
| 1 | 4.7 | 1: 51.0656; 1.1: 25.1209; 1.2: 0.033688; 1.3: 30.55; 1.4: 7.8562; 1.5: 25.1209; 1.6: 30.55; 1.7: 12.22; 1.8: 8.4594; 1.9: 101.8333; 2: 3.2431; 2.1: 81.2196; 2.2: 12.7679; 2.3: 3.993; 2.4: 12.353; 2.5: 3.8632
| 1 | 4.75 | 1: 50.9325; 1.1: 25.3219; 1.2: 0.033957; 1.3: 30.875; 1.4: 7.8358; 1.5: 25.3219; 1.6: 30.875; 1.7: 12.35; 1.8: 8.4594; 1.9: 102.9167; 2: 3.2776; 2.1: 81.2795; 2.2: 13.0314; 2.3: 4.0325; 2.4: 12.2905; 2.5: 3.8033
| 1 | 4.8 | 1: 50.7995; 1.1: 25.5217; 1.2: 0.034225; 1.3: 31.2; 1.4: 7.8153; 1.5: 25.5217; 1.6: 31.2; 1.7: 12.48; 1.8: 8.4594; 1.9: 104; 2: 3.3121; 2.1: 81.3391; 2.2: 13.2974; 2.3: 4.072; 2.4: 12.2243; 2.5: 3.7433
| 1 | 4.85 | 1: 50.6667; 1.1: 25.7201; 1.2: 0.034491; 1.3: 31.525; 1.4: 7.7949; 1.5: 25.7201; 1.6: 31.525; 1.7: 12.61; 1.8: 8.4594; 1.9: 105.0833; 2: 3.3466; 2.1: 81.3986; 2.2: 13.566; 2.3: 4.1114; 2.4: 12.1542; 2.5: 3.6835
| 1 | 4.9 | 1: 50.5341; 1.1: 25.9173; 1.2: 0.034756; 1.3: 31.85; 1.4: 7.7745; 1.5: 25.9173; 1.6: 31.85; 1.7: 12.74; 1.8: 8.4594; 1.9: 106.1667; 2: 3.3811; 2.1: 81.4578; 2.2: 13.8371; 2.3: 4.1507; 2.4: 12.0802; 2.5: 3.6237
| 1 | 4.95 | 1: 50.4017; 1.1: 26.1131; 1.2: 0.035018; 1.3: 32.175; 1.4: 7.7541; 1.5: 26.1131; 1.6: 32.175; 1.7: 12.87; 1.8: 8.4594; 1.9: 107.25; 2: 3.4156; 2.1: 81.5168; 2.2: 14.1107; 2.3: 4.1901; 2.4: 12.0025; 2.5: 3.5641
| 1 | 5 | 1: 50.2695; 1.1: 26.3077; 1.2: 0.035279; 1.3: 32.5; 1.4: 7.7338; 1.5: 26.3077; 1.6: 32.5; 1.7: 13; 1.8: 8.4594; 1.9: 108.3333; 2: 3.4501; 2.1: 81.5756; 2.2: 14.3868; 2.3: 4.2293; 2.4: 11.9209; 2.5: 3.5044
| 1 | 5.05 | 1: 50.1374; 1.1: 26.501; 1.2: 0.035538; 1.3: 32.825; 1.4: 7.7135; 1.5: 26.501; 1.6: 32.825; 1.7: 13.13; 1.8: 8.4594; 1.9: 109.4167; 2: 3.4846; 2.1: 81.6342; 2.2: 14.6654; 2.3: 4.2686; 2.4: 11.8355; 2.5: 3.4449
| 1 | 5.1 | 1: 50.0056; 1.1: 26.693; 1.2: 0.035796; 1.3: 33.15; 1.4: 7.6932; 1.5: 26.693; 1.6: 33.15; 1.7: 13.26; 1.8: 8.4594; 1.9: 110.5; 2: 3.5191; 2.1: 81.6925; 2.2: 14.9466; 2.3: 4.3077; 2.4: 11.7464; 2.5: 3.3854
| 1 | 5.15 | 1: 49.8739; 1.1: 26.8837; 1.2: 0.036052; 1.3: 33.475; 1.4: 7.6729; 1.5: 26.8837; 1.6: 33.475; 1.7: 13.39; 1.8: 8.4594; 1.9: 111.5833; 2: 3.5536; 2.1: 81.7507; 2.2: 15.2303; 2.3: 4.3469; 2.4: 11.6534; 2.5: 3.326
| 1 | 5.2 | 1: 49.7423; 1.1: 27.0731; 1.2: 0.036306; 1.3: 33.8; 1.4: 7.6527; 1.5: 27.0731; 1.6: 33.8; 1.7: 13.52; 1.8: 8.4594; 1.9: 112.6667; 2: 3.5881; 2.1: 81.8086; 2.2: 15.5164; 2.3: 4.386; 2.4: 11.5567; 2.5: 3.2667
| 1 | 5.25 | 1: 49.611; 1.1: 27.2612; 1.2: 0.036558; 1.3: 34.125; 1.4: 7.6325; 1.5: 27.2612; 1.6: 34.125; 1.7: 13.65; 1.8: 8.4594; 1.9: 113.75; 2: 3.6226; 2.1: 81.8663; 2.2: 15.8051; 2.3: 4.425; 2.4: 11.4561; 2.5: 3.2074
| 1 | 5.3 | 1: 49.4798; 1.1: 27.4481; 1.2: 0.036809; 1.3: 34.45; 1.4: 7.6123; 1.5: 27.4481; 1.6: 34.45; 1.7: 13.78; 1.8: 8.4594; 1.9: 114.8333; 2: 3.6571; 2.1: 81.9237; 2.2: 16.0963; 2.3: 4.464; 2.4: 11.3518; 2.5: 3.1482
| 1 | 5.35 | 1: 49.3488; 1.1: 27.6337; 1.2: 0.037057; 1.3: 34.775; 1.4: 7.5921; 1.5: 27.6337; 1.6: 34.775; 1.7: 13.91; 1.8: 8.4594; 1.9: 115.9167; 2: 3.6916; 2.1: 81.981; 2.2: 16.39; 2.3: 4.503; 2.4: 11.2437; 2.5: 3.0891
| 1 | 5.4 | 1: 49.218; 1.1: 27.818; 1.2: 0.037305; 1.3: 35.1; 1.4: 7.572; 1.5: 27.818; 1.6: 35.1; 1.7: 14.04; 1.8: 8.4594; 1.9: 117; 2: 3.7261; 2.1: 82.038; 2.2: 16.6862; 2.3: 4.5419; 2.4: 11.1319; 2.5: 3.0301
| 1 | 5.45 | 1: 49.0874; 1.1: 28.0011; 1.2: 0.03755; 1.3: 35.425; 1.4: 7.5519; 1.5: 28.0011; 1.6: 35.425; 1.7: 14.17; 1.8: 8.4594; 1.9: 118.0833; 2: 3.7606; 2.1: 82.0949; 2.2: 16.9848; 2.3: 4.5808; 2.4: 11.0162; 2.5: 2.9711
| 1 | 5.5 | 1: 48.9569; 1.1: 28.1829; 1.2: 0.037794; 1.3: 35.75; 1.4: 7.5318; 1.5: 28.1829; 1.6: 35.75; 1.7: 14.3; 1.8: 8.4594; 1.9: 119.1667; 2: 3.7951; 2.1: 82.1515; 2.2: 17.286; 2.3: 4.6197; 2.4: 10.8969; 2.5: 2.9122
| 1 | 5.55 | 1: 48.8266; 1.1: 28.3634; 1.2: 0.038036; 1.3: 36.075; 1.4: 7.5118; 1.5: 28.3634; 1.6: 36.075; 1.7: 14.43; 1.8: 8.4594; 1.9: 120.25; 2: 3.8296; 2.1: 82.2079; 2.2: 17.5896; 2.3: 4.6585; 2.4: 10.7738; 2.5: 2.8533
| 1 | 5.6 | 1: 48.6965; 1.1: 28.5427; 1.2: 0.038276; 1.3: 36.4; 1.4: 7.4918; 1.5: 28.5427; 1.6: 36.4; 1.7: 14.56; 1.8: 8.4594; 1.9: 121.3333; 2: 3.8641; 2.1: 82.2641; 2.2: 17.8958; 2.3: 4.6972; 2.4: 10.6469; 2.5: 2.7946
| 1 | 5.65 | 1: 48.5666; 1.1: 28.7207; 1.2: 0.038515; 1.3: 36.725; 1.4: 7.4718; 1.5: 28.7207; 1.6: 36.725; 1.7: 14.69; 1.8: 8.4594; 1.9: 122.4167; 2: 3.8986; 2.1: 82.3201; 2.2: 18.2044; 2.3: 4.7359; 2.4: 10.5163; 2.5: 2.7359
| 1 | 5.7 | 1: 48.4368; 1.1: 28.8974; 1.2: 0.038752; 1.3: 37.05; 1.4: 7.4518; 1.5: 28.8974; 1.6: 37.05; 1.7: 14.82; 1.8: 8.4594; 1.9: 123.5; 2: 3.9331; 2.1: 82.3758; 2.2: 18.5154; 2.3: 4.7746; 2.4: 10.382; 2.5: 2.6772
| 1 | 5.75 | 1: 48.3073; 1.1: 29.0729; 1.2: 0.038987; 1.3: 37.375; 1.4: 7.4319; 1.5: 29.0729; 1.6: 37.375; 1.7: 14.95; 1.8: 8.4594; 1.9: 124.5833; 2: 3.9676; 2.1: 82.4314; 2.2: 18.829; 2.3: 4.8132; 2.4: 10.2439; 2.5: 2.6186
| 1 | 5.8 | 1: 48.1779; 1.1: 29.2472; 1.2: 0.039221; 1.3: 37.7; 1.4: 7.412; 1.5: 29.2472; 1.6: 37.7; 1.7: 15.08; 1.8: 8.4594; 1.9: 125.6667; 2: 4.0021; 2.1: 82.4867; 2.2: 19.145; 2.3: 4.8518; 2.4: 10.1021; 2.5: 2.5601
| 1 | 5.85 | 1: 48.0487; 1.1: 29.4202; 1.2: 0.039453; 1.3: 38.025; 1.4: 7.3921; 1.5: 29.4202; 1.6: 38.025; 1.7: 15.21; 1.8: 8.4594; 1.9: 126.75; 2: 4.0366; 2.1: 82.5419; 2.2: 19.4635; 2.3: 4.8904; 2.4: 9.9567; 2.5: 2.5017
| 1 | 5.9 | 1: 47.9196; 1.1: 29.592; 1.2: 0.039683; 1.3: 38.35; 1.4: 7.3722; 1.5: 29.592; 1.6: 38.35; 1.7: 15.34; 1.8: 8.4594; 1.9: 127.8333; 2: 4.0711; 2.1: 82.5968; 2.2: 19.7845; 2.3: 4.9289; 2.4: 9.8075; 2.5: 2.4433
| 1 | 5.95 | 1: 47.7908; 1.1: 29.7625; 1.2: 0.039912; 1.3: 38.675; 1.4: 7.3524; 1.5: 29.7625; 1.6: 38.675; 1.7: 15.47; 1.8: 8.4594; 1.9: 128.9167; 2: 4.1056; 2.1: 82.6515; 2.2: 20.1079; 2.3: 4.9674; 2.4: 9.6546; 2.5: 2.385
| 1 | 6 | 1: 47.6621; 1.1: 29.9318; 1.2: 0.040139; 1.3: 39; 1.4: 7.3326; 1.5: 29.9318; 1.6: 39; 1.7: 15.6; 1.8: 8.4594; 1.9: 130; 2: 4.1401; 2.1: 82.706; 2.2: 20.4338; 2.3: 5.0058; 2.4: 9.498; 2.5: 2.3268
| 1 | 6.05 | 1: 47.5336; 1.1: 30.0998; 1.2: 0.040365; 1.3: 39.325; 1.4: 7.3129; 1.5: 30.0998; 1.6: 39.325; 1.7: 15.73; 1.8: 8.4594; 1.9: 131.0833; 2: 4.1746; 2.1: 82.7603; 2.2: 20.7622; 2.3: 5.0442; 2.4: 9.3377; 2.5: 2.2686
| 1 | 6.1 | 1: 47.4052; 1.1: 30.2667; 1.2: 0.040588; 1.3: 39.65; 1.4: 7.2931; 1.5: 30.2667; 1.6: 39.65; 1.7: 15.86; 1.8: 8.4594; 1.9: 132.1667; 2: 4.2091; 2.1: 82.8144; 2.2: 21.093; 2.3: 5.0826; 2.4: 9.1737; 2.5: 2.2105
| 1 | 6.15 | 1: 47.2771; 1.1: 30.4322; 1.2: 0.04081; 1.3: 39.975; 1.4: 7.2734; 1.5: 30.4322; 1.6: 39.975; 1.7: 15.99; 1.8: 8.4594; 1.9: 133.25; 2: 4.2436; 2.1: 82.8683; 2.2: 21.4262; 2.3: 5.1209; 2.4: 9.006; 2.5: 2.1525
| 1 | 6.2 | 1: 47.1491; 1.1: 30.5966; 1.2: 0.041031; 1.3: 40.3; 1.4: 7.2537; 1.5: 30.5966; 1.6: 40.3; 1.7: 16.12; 1.8: 8.4594; 1.9: 134.3333; 2: 4.2781; 2.1: 82.922; 2.2: 21.762; 2.3: 5.1592; 2.4: 8.8347; 2.5: 2.0945
| 1 | 6.25 | 1: 47.0213; 1.1: 30.7598; 1.2: 0.04125; 1.3: 40.625; 1.4: 7.234; 1.5: 30.7598; 1.6: 40.625; 1.7: 16.25; 1.8: 8.4594; 1.9: 135.4167; 2: 4.3126; 2.1: 82.9754; 2.2: 22.1001; 2.3: 5.1975; 2.4: 8.6596; 2.5: 2.0366
| 1 | 6.3 | 1: 46.8937; 1.1: 30.9217; 1.2: 0.041467; 1.3: 40.95; 1.4: 7.2144; 1.5: 30.9217; 1.6: 40.95; 1.7: 16.38; 1.8: 8.4594; 1.9: 136.5; 2: 4.3471; 2.1: 83.0287; 2.2: 22.4407; 2.3: 5.2357; 2.4: 8.4809; 2.5: 1.9787
| 1 | 6.35 | 1: 46.7662; 1.1: 31.0824; 1.2: 0.041682; 1.3: 41.275; 1.4: 7.1948; 1.5: 31.0824; 1.6: 41.275; 1.7: 16.51; 1.8: 8.4594; 1.9: 137.5833; 2: 4.3816; 2.1: 83.0818; 2.2: 22.7838; 2.3: 5.2739; 2.4: 8.2986; 2.5: 1.9209
| 1 | 6.4 | 1: 46.6389; 1.1: 31.2419; 1.2: 0.041896; 1.3: 41.6; 1.4: 7.1752; 1.5: 31.2419; 1.6: 41.6; 1.7: 16.64; 1.8: 8.4594; 1.9: 138.6667; 2: 4.4161; 2.1: 83.1346; 2.2: 23.1293; 2.3: 5.312; 2.4: 8.1126; 2.5: 1.8632
| 1 | 6.45 | 1: 46.5118; 1.1: 31.4001; 1.2: 0.042108; 1.3: 41.925; 1.4: 7.1557; 1.5: 31.4001; 1.6: 41.925; 1.7: 16.77; 1.8: 8.4594; 1.9: 139.75; 2: 4.4506; 2.1: 83.1873; 2.2: 23.4772; 2.3: 5.3501; 2.4: 7.9229; 2.5: 1.8055
| 1 | 6.5 | 1: 46.3849; 1.1: 31.5572; 1.2: 0.042319; 1.3: 42.25; 1.4: 7.1361; 1.5: 31.5572; 1.6: 42.25; 1.7: 16.9; 1.8: 8.4594; 1.9: 140.8333; 2: 4.4851; 2.1: 83.2398; 2.2: 23.8276; 2.3: 5.3882; 2.4: 7.7296; 2.5: 1.7479
| 1 | 6.55 | 1: 46.2582; 1.1: 31.7131; 1.2: 0.042528; 1.3: 42.575; 1.4: 7.1166; 1.5: 31.7131; 1.6: 42.575; 1.7: 17.03; 1.8: 8.4594; 1.9: 141.9167; 2: 4.5196; 2.1: 83.292; 2.2: 24.1804; 2.3: 5.4263; 2.4: 7.5327; 2.5: 1.6904
| 1 | 6.6 | 1: 46.1316; 1.1: 31.8677; 1.2: 0.042735; 1.3: 42.9; 1.4: 7.0972; 1.5: 31.8677; 1.6: 42.9; 1.7: 17.16; 1.8: 8.4594; 1.9: 143; 2: 4.5541; 2.1: 83.3441; 2.2: 24.5356; 2.3: 5.4643; 2.4: 7.3321; 2.5: 1.6329
| 1 | 6.65 | 1: 46.0052; 1.1: 32.0212; 1.2: 0.042941; 1.3: 43.225; 1.4: 7.0777; 1.5: 32.0212; 1.6: 43.225; 1.7: 17.29; 1.8: 8.4594; 1.9: 144.0833; 2: 4.5886; 2.1: 83.3959; 2.2: 24.8933; 2.3: 5.5022; 2.4: 7.1279; 2.5: 1.5755
| 1 | 6.7 | 1: 45.879; 1.1: 32.1734; 1.2: 0.043145; 1.3: 43.55; 1.4: 7.0583; 1.5: 32.1734; 1.6: 43.55; 1.7: 17.42; 1.8: 8.4594; 1.9: 145.1667; 2: 4.6231; 2.1: 83.4476; 2.2: 25.2534; 2.3: 5.5402; 2.4: 6.92; 2.5: 1.5181
| 1 | 6.75 | 1: 45.753; 1.1: 32.3245; 1.2: 0.043348; 1.3: 43.875; 1.4: 7.0389; 1.5: 32.3245; 1.6: 43.875; 1.7: 17.55; 1.8: 8.4594; 1.9: 146.25; 2: 4.6576; 2.1: 83.499; 2.2: 25.6159; 2.3: 5.5781; 2.4: 6.7086; 2.5: 1.4608
| 1 | 6.8 | 1: 45.6271; 1.1: 32.4744; 1.2: 0.043549; 1.3: 44.2; 1.4: 7.0196; 1.5: 32.4744; 1.6: 44.2; 1.7: 17.68; 1.8: 8.4594; 1.9: 147.3333; 2: 4.6921; 2.1: 83.5503; 2.2: 25.9809; 2.3: 5.616; 2.4: 6.4935; 2.5: 1.4036
| 1 | 6.85 | 1: 45.5015; 1.1: 32.623; 1.2: 0.043748; 1.3: 44.525; 1.4: 7.0002; 1.5: 32.623; 1.6: 44.525; 1.7: 17.81; 1.8: 8.4594; 1.9: 148.4167; 2: 4.7266; 2.1: 83.6013; 2.2: 26.3483; 2.3: 5.6538; 2.4: 6.2748; 2.5: 1.3464
| 1 | 6.9 | 1: 45.376; 1.1: 32.7705; 1.2: 0.043946; 1.3: 44.85; 1.4: 6.9809; 1.5: 32.7705; 1.6: 44.85; 1.7: 17.94; 1.8: 8.4594; 1.9: 149.5; 2: 4.7611; 2.1: 83.6522; 2.2: 26.7181; 2.3: 5.6916; 2.4: 6.0525; 2.5: 1.2893
| 1 | 6.95 | 1: 45.2506; 1.1: 32.9168; 1.2: 0.044142; 1.3: 45.175; 1.4: 6.9616; 1.5: 32.9168; 1.6: 45.175; 1.7: 18.07; 1.8: 8.4594; 1.9: 150.5833; 2: 4.7956; 2.1: 83.7029; 2.2: 27.0903; 2.3: 5.7294; 2.4: 5.8265; 2.5: 1.2323
| 1 | 7 | 1: 45.1255; 1.1: 33.0619; 1.2: 0.044337; 1.3: 45.5; 1.4: 6.9424; 1.5: 33.0619; 1.6: 45.5; 1.7: 18.2; 1.8: 8.4594; 1.9: 151.6667; 2: 4.8301; 2.1: 83.7533; 2.2: 27.4649; 2.3: 5.7671; 2.4: 5.597; 2.5: 1.1753
| 1 | 7.05 | 1: 45.0005; 1.1: 33.2059; 1.2: 0.04453; 1.3: 45.825; 1.4: 6.9232; 1.5: 33.2059; 1.6: 45.825; 1.7: 18.33; 1.8: 8.4594; 1.9: 152.75; 2: 4.8646; 2.1: 83.8036; 2.2: 27.842; 2.3: 5.8048; 2.4: 5.3639; 2.5: 1.1183
| 1 | 7.1 | 1: 44.8757; 1.1: 33.3486; 1.2: 0.044721; 1.3: 46.15; 1.4: 6.904; 1.5: 33.3486; 1.6: 46.15; 1.7: 18.46; 1.8: 8.4594; 1.9: 153.8333; 2: 4.8992; 2.1: 83.8537; 2.2: 28.2214; 2.3: 5.8425; 2.4: 5.1272; 2.5: 1.0615
| 1 | 7.15 | 1: 44.7511; 1.1: 33.4902; 1.2: 0.044911; 1.3: 46.475; 1.4: 6.8848; 1.5: 33.4902; 1.6: 46.475; 1.7: 18.59; 1.8: 8.4594; 1.9: 154.9167; 2: 4.9337; 2.1: 83.9036; 2.2: 28.6033; 2.3: 5.8801; 2.4: 4.8869; 2.5: 1.0046
| 1 | 7.2 | 1: 44.6267; 1.1: 33.6306; 1.2: 0.045099; 1.3: 46.8; 1.4: 6.8656; 1.5: 33.6306; 1.6: 46.8; 1.7: 18.72; 1.8: 8.4594; 1.9: 156; 2: 4.9682; 2.1: 83.9532; 2.2: 28.9876; 2.3: 5.9178; 2.4: 4.6431; 2.5: 0.94788
| 1 | 7.25 | 1: 44.5024; 1.1: 33.7699; 1.2: 0.045286; 1.3: 47.125; 1.4: 6.8465; 1.5: 33.7699; 1.6: 47.125; 1.7: 18.85; 1.8: 8.4594; 1.9: 157.0833; 2: 5.0027; 2.1: 84.0027; 2.2: 29.3743; 2.3: 5.9553; 2.4: 4.3956; 2.5: 0.89117
| 1 | 7.3 | 1: 44.3783; 1.1: 33.908; 1.2: 0.045471; 1.3: 47.45; 1.4: 6.8274; 1.5: 33.908; 1.6: 47.45; 1.7: 18.98; 1.8: 8.4594; 1.9: 158.1667; 2: 5.0372; 2.1: 84.052; 2.2: 29.7633; 2.3: 5.9929; 2.4: 4.1446; 2.5: 0.83453
| 1 | 7.35 | 1: 44.2544; 1.1: 34.0449; 1.2: 0.045655; 1.3: 47.775; 1.4: 6.8084; 1.5: 34.0449; 1.6: 47.775; 1.7: 19.11; 1.8: 8.4594; 1.9: 159.25; 2: 5.0717; 2.1: 84.1011; 2.2: 30.1548; 2.3: 6.0304; 2.4: 3.8901; 2.5: 0.77794
| 1 | 7.4 | 1: 44.1307; 1.1: 34.1807; 1.2: 0.045837; 1.3: 48.1; 1.4: 6.7893; 1.5: 34.1807; 1.6: 48.1; 1.7: 19.24; 1.8: 8.4594; 1.9: 160.3333; 2: 5.1062; 2.1: 84.15; 2.2: 30.5487; 2.3: 6.0679; 2.4: 3.6319; 2.5: 0.72141
| 1 | 7.45 | 1: 44.0071; 1.1: 34.3153; 1.2: 0.046018; 1.3: 48.425; 1.4: 6.7703; 1.5: 34.3153; 1.6: 48.425; 1.7: 19.37; 1.8: 8.4594; 1.9: 161.4167; 2: 5.1407; 2.1: 84.1988; 2.2: 30.945; 2.3: 6.1054; 2.4: 3.3702; 2.5: 0.66494
| 1 | 7.5 | 1: 43.8837; 1.1: 34.4487; 1.2: 0.046196; 1.3: 48.75; 1.4: 6.7513; 1.5: 34.4487; 1.6: 48.75; 1.7: 19.5; 1.8: 8.4594; 1.9: 162.5; 2: 5.1752; 2.1: 84.2473; 2.2: 31.3437; 2.3: 6.1428; 2.4: 3.105; 2.5: 0.60852
| 1 | 7.55 | 1: 43.7605; 1.1: 34.581; 1.2: 0.046374; 1.3: 49.075; 1.4: 6.7324; 1.5: 34.581; 1.6: 49.075; 1.7: 19.63; 1.8: 8.4594; 1.9: 163.5833; 2: 5.2097; 2.1: 84.2956; 2.2: 31.7448; 2.3: 6.1802; 2.4: 2.8362; 2.5: 0.55216
| 1 | 7.6 | 1: 43.6375; 1.1: 34.7122; 1.2: 0.04655; 1.3: 49.4; 1.4: 6.7135; 1.5: 34.7122; 1.6: 49.4; 1.7: 19.76; 1.8: 8.4594; 1.9: 164.6667; 2: 5.2442; 2.1: 84.3438; 2.2: 32.1483; 2.3: 6.2176; 2.4: 2.5638; 2.5: 0.49585
| 1 | 7.65 | 1: 43.5146; 1.1: 34.8422; 1.2: 0.046724; 1.3: 49.725; 1.4: 6.6946; 1.5: 34.8422; 1.6: 49.725; 1.7: 19.89; 1.8: 8.4594; 1.9: 165.75; 2: 5.2787; 2.1: 84.3918; 2.2: 32.5542; 2.3: 6.255; 2.4: 2.288; 2.5: 0.43961
| 1 | 7.7 | 1: 43.3919; 1.1: 34.971; 1.2: 0.046897; 1.3: 50.05; 1.4: 6.6757; 1.5: 34.971; 1.6: 50.05; 1.7: 20.02; 1.8: 8.4594; 1.9: 166.8333; 2: 5.3132; 2.1: 84.4395; 2.2: 32.9625; 2.3: 6.2923; 2.4: 2.0085; 2.5: 0.38341
| 1 | 7.75 | 1: 43.2694; 1.1: 35.0987; 1.2: 0.047068; 1.3: 50.375; 1.4: 6.6568; 1.5: 35.0987; 1.6: 50.375; 1.7: 20.15; 1.8: 8.4594; 1.9: 167.9167; 2: 5.3477; 2.1: 84.4871; 2.2: 33.3731; 2.3: 6.3296; 2.4: 1.7256; 2.5: 0.32727
| 1 | 7.8 | 1: 43.1471; 1.1: 35.2253; 1.2: 0.047238; 1.3: 50.7; 1.4: 6.638; 1.5: 35.2253; 1.6: 50.7; 1.7: 20.28; 1.8: 8.4594; 1.9: 169; 2: 5.3822; 2.1: 84.5345; 2.2: 33.7862; 2.3: 6.3668; 2.4: 1.4391; 2.5: 0.27119
| 1 | 7.85 | 1: 43.025; 1.1: 35.3507; 1.2: 0.047406; 1.3: 51.025; 1.4: 6.6192; 1.5: 35.3507; 1.6: 51.025; 1.7: 20.41; 1.8: 8.4594; 1.9: 170.0833; 2: 5.4167; 2.1: 84.5817; 2.2: 34.2016; 2.3: 6.4041; 2.4: 1.1491; 2.5: 0.21516
| 1 | 7.9 | 1: 42.903; 1.1: 35.4751; 1.2: 0.047573; 1.3: 51.35; 1.4: 6.6005; 1.5: 35.4751; 1.6: 51.35; 1.7: 20.54; 1.8: 8.4594; 1.9: 171.1667; 2: 5.4512; 2.1: 84.6287; 2.2: 34.6195; 2.3: 6.4413; 2.4: 0.85557; 2.5: 0.15919
| 1 | 7.95 | 1: 42.7812; 1.1: 35.5982; 1.2: 0.047738; 1.3: 51.675; 1.4: 6.5817; 1.5: 35.5982; 1.6: 51.675; 1.7: 20.67; 1.8: 8.4594; 1.9: 172.25; 2: 5.4857; 2.1: 84.6756; 2.2: 35.0397; 2.3: 6.4785; 2.4: 0.55854; 2.5: 0.10327
| 2 | 8 | 1: 42.6596; 1.1: 35.7203; 1.2: 0.047902; 1.3: 52; 1.4: 6.563; 1.5: 35.7203; 1.6: 52; 1.7: 20.8; 1.8: 8.4594; 1.9: 173.3333; 2: 5.5202; 2.1: 84.7222; 2.2: 35.4623; 2.3: 6.5156; 2.4: 0.25799; 2.5: 0.047401
| 2 | 8.05 | 1: 42.5381; 1.1: 35.8412; 1.2: 0.048064; 1.3: 52.325; 1.4: 6.5443; 1.5: 35.8412; 1.6: 52.325; 1.7: 20.93; 1.8: 8.4594; 1.9: 174.4167; 2: 5.5547; 2.1: 84.7687; 2.2: 35.8873; 2.3: 6.5527; 2.4: -0.046063; 2.5: -0.0084108
| 2 | 8.1 | 1: 42.4169; 1.1: 35.961; 1.2: 0.048225; 1.3: 52.65; 1.4: 6.5257; 1.5: 35.961; 1.6: 52.65; 1.7: 21.06; 1.8: 8.4594; 1.9: 175.5; 2: 5.5892; 2.1: 84.815; 2.2: 36.3146; 2.3: 6.5898; 2.4: -0.35362; 2.5: -0.06417
| 2 | 8.15 | 1: 42.2958; 1.1: 36.0797; 1.2: 0.048384; 1.3: 52.975; 1.4: 6.507; 1.5: 36.0797; 1.6: 52.975; 1.7: 21.19; 1.8: 8.4594; 1.9: 176.5833; 2: 5.6237; 2.1: 84.8611; 2.2: 36.7444; 2.3: 6.6269; 2.4: -0.66467; 2.5: -0.11988
| 2 | 8.2 | 1: 42.1749; 1.1: 36.1973; 1.2: 0.048541; 1.3: 53.3; 1.4: 6.4884; 1.5: 36.1973; 1.6: 53.3; 1.7: 21.32; 1.8: 8.4594; 1.9: 177.6667; 2: 5.6582; 2.1: 84.907; 2.2: 37.1765; 2.3: 6.664; 2.4: -0.97922; 2.5: -0.17553
| 2 | 8.25 | 1: 42.0541; 1.1: 36.3137; 1.2: 0.048698; 1.3: 53.625; 1.4: 6.4699; 1.5: 36.3137; 1.6: 53.625; 1.7: 21.45; 1.8: 8.4594; 1.9: 178.75; 2: 5.6927; 2.1: 84.9527; 2.2: 37.611; 2.3: 6.701; 2.4: -1.2973; 2.5: -0.23113
| 2 | 8.3 | 1: 41.9335; 1.1: 36.4291; 1.2: 0.048852; 1.3: 53.95; 1.4: 6.4513; 1.5: 36.4291; 1.6: 53.95; 1.7: 21.58; 1.8: 8.4594; 1.9: 179.8333; 2: 5.7272; 2.1: 84.9983; 2.2: 38.0479; 2.3: 6.738; 2.4: -1.6188; 2.5: -0.28668
| 2 | 8.35 | 1: 41.8132; 1.1: 36.5433; 1.2: 0.049005; 1.3: 54.275; 1.4: 6.4328; 1.5: 36.5433; 1.6: 54.275; 1.7: 21.71; 1.8: 8.4594; 1.9: 180.9167; 2: 5.7617; 2.1: 85.0437; 2.2: 38.4871; 2.3: 6.775; 2.4: -1.9438; 2.5: -0.34217
| 2 | 8.4 | 1: 41.693; 1.1: 36.6564; 1.2: 0.049157; 1.3: 54.6; 1.4: 6.4143; 1.5: 36.6564; 1.6: 54.6; 1.7: 21.84; 1.8: 8.4594; 1.9: 182; 2: 5.7962; 2.1: 85.0888; 2.2: 38.9287; 2.3: 6.8119; 2.4: -2.2723; 2.5: -0.39761
| 2 | 8.45 | 1: 41.5729; 1.1: 36.7685; 1.2: 0.049307; 1.3: 54.925; 1.4: 6.3958; 1.5: 36.7685; 1.6: 54.925; 1.7: 21.97; 1.8: 8.4594; 1.9: 183.0833; 2: 5.8307; 2.1: 85.1339; 2.2: 39.3727; 2.3: 6.8488; 2.4: -2.6042; 2.5: -0.453
| 2 | 8.5 | 1: 41.4531; 1.1: 36.8794; 1.2: 0.049456; 1.3: 55.25; 1.4: 6.3774; 1.5: 36.8794; 1.6: 55.25; 1.7: 22.1; 1.8: 8.4594; 1.9: 184.1667; 2: 5.8652; 2.1: 85.1787; 2.2: 39.8191; 2.3: 6.8857; 2.4: -2.9397; 2.5: -0.50834
| 2 | 8.55 | 1: 41.3334; 1.1: 36.9892; 1.2: 0.049603; 1.3: 55.575; 1.4: 6.359; 1.5: 36.9892; 1.6: 55.575; 1.7: 22.23; 1.8: 8.4594; 1.9: 185.25; 2: 5.8997; 2.1: 85.2233; 2.2: 40.2678; 2.3: 6.9226; 2.4: -3.2786; 2.5: -0.56363
| 2 | 8.6 | 1: 41.2139; 1.1: 37.098; 1.2: 0.049749; 1.3: 55.9; 1.4: 6.3406; 1.5: 37.098; 1.6: 55.9; 1.7: 22.36; 1.8: 8.4594; 1.9: 186.3333; 2: 5.9342; 2.1: 85.2678; 2.2: 40.7189; 2.3: 6.9595; 2.4: -3.6209; 2.5: -0.61887
| 2 | 8.65 | 1: 41.0945; 1.1: 37.2056; 1.2: 0.049894; 1.3: 56.225; 1.4: 6.3222; 1.5: 37.2056; 1.6: 56.225; 1.7: 22.49; 1.8: 8.4594; 1.9: 187.4167; 2: 5.9687; 2.1: 85.3121; 2.2: 41.1724; 2.3: 6.9963; 2.4: -3.9667; 2.5: -0.67406
| 2 | 8.7 | 1: 40.9754; 1.1: 37.3122; 1.2: 0.050036; 1.3: 56.55; 1.4: 6.3039; 1.5: 37.3122; 1.6: 56.55; 1.7: 22.62; 1.8: 8.4594; 1.9: 188.5; 2: 6.0032; 2.1: 85.3562; 2.2: 41.6282; 2.3: 7.0331; 2.4: -4.316; 2.5: -0.72919
| 2 | 8.75 | 1: 40.8564; 1.1: 37.4177; 1.2: 0.050178; 1.3: 56.875; 1.4: 6.2856; 1.5: 37.4177; 1.6: 56.875; 1.7: 22.75; 1.8: 8.4594; 1.9: 189.5833; 2: 6.0377; 2.1: 85.4002; 2.2: 42.0864; 2.3: 7.0699; 2.4: -4.6687; 2.5: -0.78428
| 2 | 8.8 | 1: 40.7376; 1.1: 37.522; 1.2: 0.050318; 1.3: 57.2; 1.4: 6.2673; 1.5: 37.522; 1.6: 57.2; 1.7: 22.88; 1.8: 8.4594; 1.9: 190.6667; 2: 6.0722; 2.1: 85.4439; 2.2: 42.5469; 2.3: 7.1066; 2.4: -5.0249; 2.5: -0.83931
| 2 | 8.85 | 1: 40.619; 1.1: 37.6253; 1.2: 0.050456; 1.3: 57.525; 1.4: 6.2491; 1.5: 37.6253; 1.6: 57.525; 1.7: 23.01; 1.8: 8.4594; 1.9: 191.75; 2: 6.1067; 2.1: 85.4875; 2.2: 43.0099; 2.3: 7.1434; 2.4: -5.3845; 2.5: -0.8943
| 2 | 8.9 | 1: 40.5005; 1.1: 37.7276; 1.2: 0.050594; 1.3: 57.85; 1.4: 6.2308; 1.5: 37.7276; 1.6: 57.85; 1.7: 23.14; 1.8: 8.4594; 1.9: 192.8333; 2: 6.1412; 2.1: 85.5309; 2.2: 43.4752; 2.3: 7.1801; 2.4: -5.7476; 2.5: -0.94923
| 2 | 8.95 | 1: 40.3822; 1.1: 37.8287; 1.2: 0.050729; 1.3: 58.175; 1.4: 6.2127; 1.5: 37.8287; 1.6: 58.175; 1.7: 23.27; 1.8: 8.4594; 1.9: 193.9167; 2: 6.1757; 2.1: 85.5741; 2.2: 43.9428; 2.3: 7.2168; 2.4: -6.1141; 2.5: -1.0041
| 2 | 9 | 1: 40.2641; 1.1: 37.9288; 1.2: 0.050863; 1.3: 58.5; 1.4: 6.1945; 1.5: 37.9288; 1.6: 58.5; 1.7: 23.4; 1.8: 8.4594; 1.9: 195; 2: 6.2102; 2.1: 85.6172; 2.2: 44.4128; 2.3: 7.2534; 2.4: -6.484; 2.5: -1.059
| 2 | 9.05 | 1: 40.1462; 1.1: 38.0278; 1.2: 0.050996; 1.3: 58.825; 1.4: 6.1763; 1.5: 38.0278; 1.6: 58.825; 1.7: 23.53; 1.8: 8.4594; 1.9: 196.0833; 2: 6.2447; 2.1: 85.6601; 2.2: 44.8852; 2.3: 7.2901; 2.4: -6.8573; 2.5: -1.1137
| 2 | 9.1 | 1: 40.0285; 1.1: 38.1258; 1.2: 0.051128; 1.3: 59.15; 1.4: 6.1582; 1.5: 38.1258; 1.6: 59.15; 1.7: 23.66; 1.8: 8.4594; 1.9: 197.1667; 2: 6.2792; 2.1: 85.7028; 2.2: 45.3599; 2.3: 7.3267; 2.4: -7.2341; 2.5: -1.1685
| 2 | 9.15 | 1: 39.9109; 1.1: 38.2227; 1.2: 0.051257; 1.3: 59.475; 1.4: 6.1401; 1.5: 38.2227; 1.6: 59.475; 1.7: 23.79; 1.8: 8.4594; 1.9: 198.25; 2: 6.3137; 2.1: 85.7453; 2.2: 45.837; 2.3: 7.3633; 2.4: -7.6143; 2.5: -1.2232
| 2 | 9.2 | 1: 39.7935; 1.1: 38.3185; 1.2: 0.051386; 1.3: 59.8; 1.4: 6.1221; 1.5: 38.3185; 1.6: 59.8; 1.7: 23.92; 1.8: 8.4594; 1.9: 199.3333; 2: 6.3482; 2.1: 85.7877; 2.2: 46.3164; 2.3: 7.3999; 2.4: -7.9979; 2.5: -1.2778
| 2 | 9.25 | 1: 39.6763; 1.1: 38.4132; 1.2: 0.051513; 1.3: 60.125; 1.4: 6.104; 1.5: 38.4132; 1.6: 60.125; 1.7: 24.05; 1.8: 8.4594; 1.9: 200.4167; 2: 6.3827; 2.1: 85.8299; 2.2: 46.7982; 2.3: 7.4364; 2.4: -8.3849; 2.5: -1.3324
| 2 | 9.3 | 1: 39.5592; 1.1: 38.5069; 1.2: 0.051639; 1.3: 60.45; 1.4: 6.086; 1.5: 38.5069; 1.6: 60.45; 1.7: 24.18; 1.8: 8.4594; 1.9: 201.5; 2: 6.4172; 2.1: 85.8719; 2.2: 47.2823; 2.3: 7.473; 2.4: -8.7754; 2.5: -1.387
| 2 | 9.35 | 1: 39.4424; 1.1: 38.5996; 1.2: 0.051763; 1.3: 60.775; 1.4: 6.0681; 1.5: 38.5996; 1.6: 60.775; 1.7: 24.31; 1.8: 8.4594; 1.9: 202.5833; 2: 6.4517; 2.1: 85.9138; 2.2: 47.7688; 2.3: 7.5095; 2.4: -9.1692; 2.5: -1.4414
| 2 | 9.4 | 1: 39.3257; 1.1: 38.6912; 1.2: 0.051886; 1.3: 61.1; 1.4: 6.0501; 1.5: 38.6912; 1.6: 61.1; 1.7: 24.44; 1.8: 8.4594; 1.9: 203.6667; 2: 6.4862; 2.1: 85.9555; 2.2: 48.2577; 2.3: 7.546; 2.4: -9.5665; 2.5: -1.4959
| 2 | 9.45 | 1: 39.2091; 1.1: 38.7818; 1.2: 0.052007; 1.3: 61.425; 1.4: 6.0322; 1.5: 38.7818; 1.6: 61.425; 1.7: 24.57; 1.8: 8.4594; 1.9: 204.75; 2: 6.5207; 2.1: 85.997; 2.2: 48.7489; 2.3: 7.5825; 2.4: -9.9671; 2.5: -1.5503
| 2 | 9.5 | 1: 39.0928; 1.1: 38.8713; 1.2: 0.052127; 1.3: 61.75; 1.4: 6.0143; 1.5: 38.8713; 1.6: 61.75; 1.7: 24.7; 1.8: 8.4594; 1.9: 205.8333; 2: 6.5552; 2.1: 86.0383; 2.2: 49.2424; 2.3: 7.6189; 2.4: -10.3712; 2.5: -1.6047
| 2 | 9.55 | 1: 38.9766; 1.1: 38.9597; 1.2: 0.052246; 1.3: 62.075; 1.4: 5.9964; 1.5: 38.9597; 1.6: 62.075; 1.7: 24.83; 1.8: 8.4594; 1.9: 206.9167; 2: 6.5897; 2.1: 86.0795; 2.2: 49.7383; 2.3: 7.6554; 2.4: -10.7786; 2.5: -1.659
| 2 | 9.6 | 1: 38.8606; 1.1: 39.0472; 1.2: 0.052363; 1.3: 62.4; 1.4: 5.9786; 1.5: 39.0472; 1.6: 62.4; 1.7: 24.96; 1.8: 8.4594; 1.9: 208; 2: 6.6242; 2.1: 86.1205; 2.2: 50.2366; 2.3: 7.6918; 2.4: -11.1894; 2.5: -1.7132
| 2 | 9.65 | 1: 38.7448; 1.1: 39.1336; 1.2: 0.052479; 1.3: 62.725; 1.4: 5.9607; 1.5: 39.1336; 1.6: 62.725; 1.7: 25.09; 1.8: 8.4594; 1.9: 209.0833; 2: 6.6587; 2.1: 86.1614; 2.2: 50.7372; 2.3: 7.7282; 2.4: -11.6036; 2.5: -1.7674
| 2 | 9.7 | 1: 38.6292; 1.1: 39.2189; 1.2: 0.052593; 1.3: 63.05; 1.4: 5.9429; 1.5: 39.2189; 1.6: 63.05; 1.7: 25.22; 1.8: 8.4594; 1.9: 210.1667; 2: 6.6932; 2.1: 86.202; 2.2: 51.2401; 2.3: 7.7646; 2.4: -12.0212; 2.5: -1.8216
| 2 | 9.75 | 1: 38.5137; 1.1: 39.3032; 1.2: 0.052707; 1.3: 63.375; 1.4: 5.9252; 1.5: 39.3032; 1.6: 63.375; 1.7: 25.35; 1.8: 8.4594; 1.9: 211.25; 2: 6.7277; 2.1: 86.2425; 2.2: 51.7454; 2.3: 7.8009; 2.4: -12.4422; 2.5: -1.8757
| 2 | 9.8 | 1: 38.3984; 1.1: 39.3865; 1.2: 0.052818; 1.3: 63.7; 1.4: 5.9074; 1.5: 39.3865; 1.6: 63.7; 1.7: 25.48; 1.8: 8.4594; 1.9: 212.3333; 2: 6.7622; 2.1: 86.2829; 2.2: 52.2531; 2.3: 7.8373; 2.4: -12.8665; 2.5: -1.9298
| 2 | 9.85 | 1: 38.2833; 1.1: 39.4688; 1.2: 0.052929; 1.3: 64.025; 1.4: 5.8897; 1.5: 39.4688; 1.6: 64.025; 1.7: 25.61; 1.8: 8.4594; 1.9: 213.4167; 2: 6.7967; 2.1: 86.3231; 2.2: 52.763; 2.3: 7.8736; 2.4: -13.2942; 2.5: -1.9838
| 2 | 9.9 | 1: 38.1684; 1.1: 39.55; 1.2: 0.053037; 1.3: 64.35; 1.4: 5.8721; 1.5: 39.55; 1.6: 64.35; 1.7: 25.74; 1.8: 8.4594; 1.9: 214.5; 2: 6.8312; 2.1: 86.3631; 2.2: 53.2754; 2.3: 7.9099; 2.4: -13.7253; 2.5: -2.0378
| 2 | 9.95 | 1: 38.0536; 1.1: 39.6303; 1.2: 0.053145; 1.3: 64.675; 1.4: 5.8544; 1.5: 39.6303; 1.6: 64.675; 1.7: 25.87; 1.8: 8.4594; 1.9: 215.5833; 2: 6.8657; 2.1: 86.4029; 2.2: 53.7901; 2.3: 7.9462; 2.4: -14.1598; 2.5: -2.0918
| 2 | 10 | 1: 37.939; 1.1: 39.7095; 1.2: 0.053251; 1.3: 65; 1.4: 5.8368; 1.5: 39.7095; 1.6: 65; 1.7: 26; 1.8: 8.4594; 1.9: 216.6667; 2: 6.9002; 2.1: 86.4426; 2.2: 54.3071; 2.3: 7.9824; 2.4: -14.5976; 2.5: -2.1457
| 2 | 10.05 | 1: 37.8246; 1.1: 39.7877; 1.2: 0.053356; 1.3: 65.325; 1.4: 5.8192; 1.5: 39.7877; 1.6: 65.325; 1.7: 26.13; 1.8: 8.4594; 1.9: 217.75; 2: 6.9347; 2.1: 86.4821; 2.2: 54.8264; 2.3: 8.0187; 2.4: -15.0388; 2.5: -2.1995
| 2 | 10.1 | 1: 37.7103; 1.1: 39.8649; 1.2: 0.05346; 1.3: 65.65; 1.4: 5.8016; 1.5: 39.8649; 1.6: 65.65; 1.7: 26.26; 1.8: 8.4594; 1.9: 218.8333; 2: 6.9692; 2.1: 86.5215; 2.2: 55.3481; 2.3: 8.0549; 2.4: -15.4833; 2.5: -2.2533
| 2 | 10.15 | 1: 37.5963; 1.1: 39.941; 1.2: 0.053562; 1.3: 65.975; 1.4: 5.784; 1.5: 39.941; 1.6: 65.975; 1.7: 26.39; 1.8: 8.4594; 1.9: 219.9167; 2: 7.0037; 2.1: 86.5607; 2.2: 55.8722; 2.3: 8.0911; 2.4: -15.9312; 2.5: -2.3071
| 2 | 10.2 | 1: 37.4824; 1.1: 40.0162; 1.2: 0.053663; 1.3: 66.3; 1.4: 5.7665; 1.5: 40.0162; 1.6: 66.3; 1.7: 26.52; 1.8: 8.4594; 1.9: 221; 2: 7.0382; 2.1: 86.5997; 2.2: 56.3986; 2.3: 8.1273; 2.4: -16.3824; 2.5: -2.3608
| 2 | 10.25 | 1: 37.3687; 1.1: 40.0904; 1.2: 0.053762; 1.3: 66.625; 1.4: 5.749; 1.5: 40.0904; 1.6: 66.625; 1.7: 26.65; 1.8: 8.4594; 1.9: 222.0833; 2: 7.0727; 2.1: 86.6386; 2.2: 56.9273; 2.3: 8.1635; 2.4: -16.8369; 2.5: -2.4144
| 2 | 10.3 | 1: 37.2551; 1.1: 40.1635; 1.2: 0.05386; 1.3: 66.95; 1.4: 5.7316; 1.5: 40.1635; 1.6: 66.95; 1.7: 26.78; 1.8: 8.4594; 1.9: 223.1667; 2: 7.1072; 2.1: 86.6773; 2.2: 57.4584; 2.3: 8.1996; 2.4: -17.2949; 2.5: -2.4681
| 2 | 10.35 | 1: 37.1418; 1.1: 40.2357; 1.2: 0.053957; 1.3: 67.275; 1.4: 5.7141; 1.5: 40.2357; 1.6: 67.275; 1.7: 26.91; 1.8: 8.4594; 1.9: 224.25; 2: 7.1417; 2.1: 86.7158; 2.2: 57.9918; 2.3: 8.2358; 2.4: -17.7561; 2.5: -2.5217
| 2 | 10.4 | 1: 37.0286; 1.1: 40.3069; 1.2: 0.054052; 1.3: 67.6; 1.4: 5.6967; 1.5: 40.3069; 1.6: 67.6; 1.7: 27.04; 1.8: 8.4594; 1.9: 225.3333; 2: 7.1762; 2.1: 86.7542; 2.2: 58.5275; 2.3: 8.2719; 2.4: -18.2207; 2.5: -2.5752
| 2 | 10.45 | 1: 36.9156; 1.1: 40.377; 1.2: 0.054146; 1.3: 67.925; 1.4: 5.6793; 1.5: 40.377; 1.6: 67.925; 1.7: 27.17; 1.8: 8.4594; 1.9: 226.4167; 2: 7.2107; 2.1: 86.7925; 2.2: 59.0656; 2.3: 8.308; 2.4: -18.6886; 2.5: -2.6287
| 2 | 10.5 | 1: 36.8027; 1.1: 40.4462; 1.2: 0.054239; 1.3: 68.25; 1.4: 5.662; 1.5: 40.4462; 1.6: 68.25; 1.7: 27.3; 1.8: 8.4594; 1.9: 227.5; 2: 7.2452; 2.1: 86.8305; 2.2: 59.6061; 2.3: 8.3441; 2.4: -19.1598; 2.5: -2.6821
| 2 | 10.55 | 1: 36.6901; 1.1: 40.5144; 1.2: 0.054331; 1.3: 68.575; 1.4: 5.6446; 1.5: 40.5144; 1.6: 68.575; 1.7: 27.43; 1.8: 8.4594; 1.9: 228.5833; 2: 7.2797; 2.1: 86.8684; 2.2: 60.1488; 2.3: 8.3802; 2.4: -19.6344; 2.5: -2.7355
| 2 | 10.6 | 1: 36.5776; 1.1: 40.5816; 1.2: 0.054421; 1.3: 68.9; 1.4: 5.6273; 1.5: 40.5816; 1.6: 68.9; 1.7: 27.56; 1.8: 8.4594; 1.9: 229.6667; 2: 7.3142; 2.1: 86.9062; 2.2: 60.6939; 2.3: 8.4162; 2.4: -20.1123; 2.5: -2.7889
| 2 | 10.65 | 1: 36.4653; 1.1: 40.6478; 1.2: 0.05451; 1.3: 69.225; 1.4: 5.61; 1.5: 40.6478; 1.6: 69.225; 1.7: 27.69; 1.8: 8.4594; 1.9: 230.75; 2: 7.3487; 2.1: 86.9438; 2.2: 61.2414; 2.3: 8.4523; 2.4: -20.5935; 2.5: -2.8422
| 2 | 10.7 | 1: 36.3531; 1.1: 40.7131; 1.2: 0.054597; 1.3: 69.55; 1.4: 5.5928; 1.5: 40.7131; 1.6: 69.55; 1.7: 27.82; 1.8: 8.4594; 1.9: 231.8333; 2: 7.3832; 2.1: 86.9812; 2.2: 61.7911; 2.3: 8.4883; 2.4: -21.078; 2.5: -2.8955
| 2 | 10.75 | 1: 36.2412; 1.1: 40.7774; 1.2: 0.054683; 1.3: 69.875; 1.4: 5.5756; 1.5: 40.7774; 1.6: 69.875; 1.7: 27.95; 1.8: 8.4594; 1.9: 232.9167; 2: 7.4177; 2.1: 87.0185; 2.2: 62.3433; 2.3: 8.5243; 2.4: -21.5659; 2.5: -2.9487
| 2 | 10.8 | 1: 36.1294; 1.1: 40.8407; 1.2: 0.054768; 1.3: 70.2; 1.4: 5.5584; 1.5: 40.8407; 1.6: 70.2; 1.7: 28.08; 1.8: 8.4594; 1.9: 234; 2: 7.4522; 2.1: 87.0556; 2.2: 62.8977; 2.3: 8.5603; 2.4: -22.057; 2.5: -3.0019
| 2 | 10.85 | 1: 36.0178; 1.1: 40.903; 1.2: 0.054852; 1.3: 70.525; 1.4: 5.5412; 1.5: 40.903; 1.6: 70.525; 1.7: 28.21; 1.8: 8.4594; 1.9: 235.0833; 2: 7.4867; 2.1: 87.0926; 2.2: 63.4545; 2.3: 8.5963; 2.4: -22.5515; 2.5: -3.0551
| 2 | 10.9 | 1: 35.9063; 1.1: 40.9644; 1.2: 0.054934; 1.3: 70.85; 1.4: 5.5241; 1.5: 40.9644; 1.6: 70.85; 1.7: 28.34; 1.8: 8.4594; 1.9: 236.1667; 2: 7.5212; 2.1: 87.1294; 2.2: 64.0136; 2.3: 8.6323; 2.4: -23.0493; 2.5: -3.1082
| 2 | 10.95 | 1: 35.7951; 1.1: 41.0247; 1.2: 0.055015; 1.3: 71.175; 1.4: 5.5069; 1.5: 41.0247; 1.6: 71.175; 1.7: 28.47; 1.8: 8.4594; 1.9: 237.25; 2: 7.5557; 2.1: 87.1661; 2.2: 64.5751; 2.3: 8.6682; 2.4: -23.5503; 2.5: -3.1613
| 2 | 11 | 1: 35.684; 1.1: 41.0842; 1.2: 0.055095; 1.3: 71.5; 1.4: 5.4898; 1.5: 41.0842; 1.6: 71.5; 1.7: 28.6; 1.8: 8.4594; 1.9: 238.3333; 2: 7.5902; 2.1: 87.2026; 2.2: 65.1388; 2.3: 8.7041; 2.4: -24.0547; 2.5: -3.2143
| 2 | 11.05 | 1: 35.5731; 1.1: 41.1426; 1.2: 0.055173; 1.3: 71.825; 1.4: 5.4728; 1.5: 41.1426; 1.6: 71.825; 1.7: 28.73; 1.8: 8.4594; 1.9: 239.4167; 2: 7.6247; 2.1: 87.239; 2.2: 65.705; 2.3: 8.7401; 2.4: -24.5623; 2.5: -3.2673
| 2 | 11.1 | 1: 35.4623; 1.1: 41.2002; 1.2: 0.05525; 1.3: 72.15; 1.4: 5.4557; 1.5: 41.2002; 1.6: 72.15; 1.7: 28.86; 1.8: 8.4594; 1.9: 240.5; 2: 7.6592; 2.1: 87.2752; 2.2: 66.2734; 2.3: 8.776; 2.4: -25.0733; 2.5: -3.3202
| 2 | 11.15 | 1: 35.3518; 1.1: 41.2567; 1.2: 0.055326; 1.3: 72.475; 1.4: 5.4387; 1.5: 41.2567; 1.6: 72.475; 1.7: 28.99; 1.8: 8.4594; 1.9: 241.5833; 2: 7.6937; 2.1: 87.3112; 2.2: 66.8442; 2.3: 8.8119; 2.4: -25.5875; 2.5: -3.3731
| 2 | 11.2 | 1: 35.2414; 1.1: 41.3123; 1.2: 0.055401; 1.3: 72.8; 1.4: 5.4218; 1.5: 41.3123; 1.6: 72.8; 1.7: 29.12; 1.8: 8.4594; 1.9: 242.6667; 2: 7.7282; 2.1: 87.3471; 2.2: 67.4173; 2.3: 8.8477; 2.4: -26.105; 2.5: -3.426
| 2 | 11.25 | 1: 35.1312; 1.1: 41.367; 1.2: 0.055474; 1.3: 73.125; 1.4: 5.4048; 1.5: 41.367; 1.6: 73.125; 1.7: 29.25; 1.8: 8.4594; 1.9: 243.75; 2: 7.7627; 2.1: 87.3829; 2.2: 67.9928; 2.3: 8.8836; 2.4: -26.6258; 2.5: -3.4788
| 2 | 11.3 | 1: 35.0211; 1.1: 41.4207; 1.2: 0.055546; 1.3: 73.45; 1.4: 5.3879; 1.5: 41.4207; 1.6: 73.45; 1.7: 29.38; 1.8: 8.4594; 1.9: 244.8333; 2: 7.7972; 2.1: 87.4185; 2.2: 68.5706; 2.3: 8.9194; 2.4: -27.1499; 2.5: -3.5316
| 2 | 11.35 | 1: 34.9113; 1.1: 41.4734; 1.2: 0.055617; 1.3: 73.775; 1.4: 5.371; 1.5: 41.4734; 1.6: 73.775; 1.7: 29.51; 1.8: 8.4594; 1.9: 245.9167; 2: 7.8317; 2.1: 87.4539; 2.2: 69.1507; 2.3: 8.9553; 2.4: -27.6773; 2.5: -3.5843
| 2 | 11.4 | 1: 34.8016; 1.1: 41.5253; 1.2: 0.055686; 1.3: 74.1; 1.4: 5.3541; 1.5: 41.5253; 1.6: 74.1; 1.7: 29.64; 1.8: 8.4594; 1.9: 247; 2: 7.8662; 2.1: 87.4892; 2.2: 69.7332; 2.3: 8.9911; 2.4: -28.2079; 2.5: -3.637
| 2 | 11.45 | 1: 34.6921; 1.1: 41.5762; 1.2: 0.055755; 1.3: 74.425; 1.4: 5.3372; 1.5: 41.5762; 1.6: 74.425; 1.7: 29.77; 1.8: 8.4594; 1.9: 248.0833; 2: 7.9007; 2.1: 87.5244; 2.2: 70.3179; 2.3: 9.0269; 2.4: -28.7418; 2.5: -3.6897
| 2 | 11.5 | 1: 34.5827; 1.1: 41.6261; 1.2: 0.055822; 1.3: 74.75; 1.4: 5.3204; 1.5: 41.6261; 1.6: 74.75; 1.7: 29.9; 1.8: 8.4594; 1.9: 249.1667; 2: 7.9352; 2.1: 87.5594; 2.2: 70.9051; 2.3: 9.0627; 2.4: -29.279; 2.5: -3.7423
| 2 | 11.55 | 1: 34.4736; 1.1: 41.6751; 1.2: 0.055887; 1.3: 75.075; 1.4: 5.3036; 1.5: 41.6751; 1.6: 75.075; 1.7: 30.03; 1.8: 8.4594; 1.9: 250.25; 2: 7.9697; 2.1: 87.5942; 2.2: 71.4945; 2.3: 9.0985; 2.4: -29.8194; 2.5: -3.7949
| 2 | 11.6 | 1: 34.3646; 1.1: 41.7232; 1.2: 0.055952; 1.3: 75.4; 1.4: 5.2869; 1.5: 41.7232; 1.6: 75.4; 1.7: 30.16; 1.8: 8.4594; 1.9: 251.3333; 2: 8.0042; 2.1: 87.6289; 2.2: 72.0863; 2.3: 9.1343; 2.4: -30.3631; 2.5: -3.8474
| 2 | 11.65 | 1: 34.2558; 1.1: 41.7704; 1.2: 0.056015; 1.3: 75.725; 1.4: 5.2701; 1.5: 41.7704; 1.6: 75.725; 1.7: 30.29; 1.8: 8.4594; 1.9: 252.4167; 2: 8.0387; 2.1: 87.6635; 2.2: 72.6804; 2.3: 9.17; 2.4: -30.9101; 2.5: -3.8999
| 2 | 11.7 | 1: 34.1471; 1.1: 41.8166; 1.2: 0.056077; 1.3: 76.05; 1.4: 5.2534; 1.5: 41.8166; 1.6: 76.05; 1.7: 30.42; 1.8: 8.4594; 1.9: 253.5; 2: 8.0732; 2.1: 87.6979; 2.2: 73.2769; 2.3: 9.2058; 2.4: -31.4603; 2.5: -3.9523
| 2 | 11.75 | 1: 34.0387; 1.1: 41.8619; 1.2: 0.056138; 1.3: 76.375; 1.4: 5.2367; 1.5: 41.8619; 1.6: 76.375; 1.7: 30.55; 1.8: 8.4594; 1.9: 254.5833; 2: 8.1077; 2.1: 87.7321; 2.2: 73.8756; 2.3: 9.2415; 2.4: -32.0137; 2.5: -4.0048
| 2 | 11.8 | 1: 33.9304; 1.1: 41.9063; 1.2: 0.056197; 1.3: 76.7; 1.4: 5.2201; 1.5: 41.9063; 1.6: 76.7; 1.7: 30.68; 1.8: 8.4594; 1.9: 255.6667; 2: 8.1423; 2.1: 87.7663; 2.2: 74.4767; 2.3: 9.2772; 2.4: -32.5704; 2.5: -4.0571
| 2 | 11.85 | 1: 33.8223; 1.1: 41.9498; 1.2: 0.056256; 1.3: 77.025; 1.4: 5.2034; 1.5: 41.9498; 1.6: 77.025; 1.7: 30.81; 1.8: 8.4594; 1.9: 256.75; 2: 8.1768; 2.1: 87.8002; 2.2: 75.0802; 2.3: 9.3129; 2.4: -33.1304; 2.5: -4.1095
| 2 | 11.9 | 1: 33.7143; 1.1: 41.9923; 1.2: 0.056313; 1.3: 77.35; 1.4: 5.1868; 1.5: 41.9923; 1.6: 77.35; 1.7: 30.94; 1.8: 8.4594; 1.9: 257.8333; 2: 8.2113; 2.1: 87.8341; 2.2: 75.6859; 2.3: 9.3486; 2.4: -33.6936; 2.5: -4.1618
| 2 | 11.95 | 1: 33.6066; 1.1: 42.034; 1.2: 0.056368; 1.3: 77.675; 1.4: 5.1702; 1.5: 42.034; 1.6: 77.675; 1.7: 31.07; 1.8: 8.4594; 1.9: 258.9167; 2: 8.2458; 2.1: 87.8677; 2.2: 76.294; 2.3: 9.3843; 2.4: -34.2601; 2.5: -4.214
| 2 | 12 | 1: 33.499; 1.1: 42.0747; 1.2: 0.056423; 1.3: 78; 1.4: 5.1537; 1.5: 42.0747; 1.6: 78; 1.7: 31.2; 1.8: 8.4594; 1.9: 260; 2: 8.2803; 2.1: 87.9013; 2.2: 76.9045; 2.3: 9.4199; 2.4: -34.8297; 2.5: -4.2663
| 2 | 12.05 | 1: 33.3916; 1.1: 42.1145; 1.2: 0.056477; 1.3: 78.325; 1.4: 5.1372; 1.5: 42.1145; 1.6: 78.325; 1.7: 31.33; 1.8: 8.4594; 1.9: 261.0833; 2: 8.3148; 2.1: 87.9347; 2.2: 77.5172; 2.3: 9.4556; 2.4: -35.4027; 2.5: -4.3184
| 2 | 12.1 | 1: 33.2843; 1.1: 42.1535; 1.2: 0.056529; 1.3: 78.65; 1.4: 5.1207; 1.5: 42.1535; 1.6: 78.65; 1.7: 31.46; 1.8: 8.4594; 1.9: 262.1667; 2: 8.3493; 2.1: 87.9679; 2.2: 78.1323; 2.3: 9.4913; 2.4: -35.9788; 2.5: -4.3706
| 2 | 12.15 | 1: 33.1772; 1.1: 42.1915; 1.2: 0.05658; 1.3: 78.975; 1.4: 5.1042; 1.5: 42.1915; 1.6: 78.975; 1.7: 31.59; 1.8: 8.4594; 1.9: 263.25; 2: 8.3838; 2.1: 88.001; 2.2: 78.7497; 2.3: 9.5269; 2.4: -36.5582; 2.5: -4.4227
| 2 | 12.2 | 1: 33.0704; 1.1: 42.2286; 1.2: 0.05663; 1.3: 79.3; 1.4: 5.0877; 1.5: 42.2286; 1.6: 79.3; 1.7: 31.72; 1.8: 8.4594; 1.9: 264.3333; 2: 8.4183; 2.1: 88.034; 2.2: 79.3695; 2.3: 9.5625; 2.4: -37.1408; 2.5: -4.4748
| 2 | 12.25 | 1: 32.9636; 1.1: 42.2649; 1.2: 0.056678; 1.3: 79.625; 1.4: 5.0713; 1.5: 42.2649; 1.6: 79.625; 1.7: 31.85; 1.8: 8.4594; 1.9: 265.4167; 2: 8.4528; 2.1: 88.0668; 2.2: 79.9915; 2.3: 9.5981; 2.4: -37.7267; 2.5: -4.5268
| 2 | 12.3 | 1: 32.8571; 1.1: 42.3002; 1.2: 0.056726; 1.3: 79.95; 1.4: 5.0549; 1.5: 42.3002; 1.6: 79.95; 1.7: 31.98; 1.8: 8.4594; 1.9: 266.5; 2: 8.4873; 2.1: 88.0995; 2.2: 80.6159; 2.3: 9.6337; 2.4: -38.3157; 2.5: -4.5788
| 2 | 12.35 | 1: 32.7507; 1.1: 42.3347; 1.2: 0.056772; 1.3: 80.275; 1.4: 5.0386; 1.5: 42.3347; 1.6: 80.275; 1.7: 32.11; 1.8: 8.4594; 1.9: 267.5833; 2: 8.5218; 2.1: 88.132; 2.2: 81.2427; 2.3: 9.6693; 2.4: -38.908; 2.5: -4.6307
| 2 | 12.4 | 1: 32.6445; 1.1: 42.3682; 1.2: 0.056817; 1.3: 80.6; 1.4: 5.0222; 1.5: 42.3682; 1.6: 80.6; 1.7: 32.24; 1.8: 8.4594; 1.9: 268.6667; 2: 8.5563; 2.1: 88.1644; 2.2: 81.8718; 2.3: 9.7049; 2.4: -39.5035; 2.5: -4.6827
| 2 | 12.45 | 1: 32.5385; 1.1: 42.4009; 1.2: 0.056861; 1.3: 80.925; 1.4: 5.0059; 1.5: 42.4009; 1.6: 80.925; 1.7: 32.37; 1.8: 8.4594; 1.9: 269.75; 2: 8.5908; 2.1: 88.1967; 2.2: 82.5031; 2.3: 9.7405; 2.4: -40.1022; 2.5: -4.7345
| 2 | 12.5 | 1: 32.4327; 1.1: 42.4327; 1.2: 0.056903; 1.3: 81.25; 1.4: 4.9896; 1.5: 42.4327; 1.6: 81.25; 1.7: 32.5; 1.8: 8.4594; 1.9: 270.8333; 2: 8.6253; 2.1: 88.2288; 2.2: 83.1369; 2.3: 9.776; 2.4: -40.7042; 2.5: -4.7864
| 2 | 12.55 | 1: 32.327; 1.1: 42.4636; 1.2: 0.056945; 1.3: 81.575; 1.4: 4.9734; 1.5: 42.4636; 1.6: 81.575; 1.7: 32.63; 1.8: 8.4594; 1.9: 271.9167; 2: 8.6598; 2.1: 88.2608; 2.2: 83.7729; 2.3: 9.8116; 2.4: -41.3093; 2.5: -4.8382
| 2 | 12.6 | 1: 32.2215; 1.1: 42.4937; 1.2: 0.056985; 1.3: 81.9; 1.4: 4.9572; 1.5: 42.4937; 1.6: 81.9; 1.7: 32.76; 1.8: 8.4594; 1.9: 273; 2: 8.6943; 2.1: 88.2927; 2.2: 84.4113; 2.3: 9.8471; 2.4: -41.9176; 2.5: -4.89
| 2 | 12.65 | 1: 32.1162; 1.1: 42.5229; 1.2: 0.057024; 1.3: 82.225; 1.4: 4.9409; 1.5: 42.5229; 1.6: 82.225; 1.7: 32.89; 1.8: 8.4594; 1.9: 274.0833; 2: 8.7288; 2.1: 88.3244; 2.2: 85.052; 2.3: 9.8826; 2.4: -42.5292; 2.5: -4.9417
| 2 | 12.7 | 1: 32.011; 1.1: 42.5512; 1.2: 0.057062; 1.3: 82.55; 1.4: 4.9248; 1.5: 42.5512; 1.6: 82.55; 1.7: 33.02; 1.8: 8.4594; 1.9: 275.1667; 2: 8.7633; 2.1: 88.3559; 2.2: 85.6951; 2.3: 9.9181; 2.4: -43.1439; 2.5: -4.9934
| 2 | 12.75 | 1: 31.906; 1.1: 42.5786; 1.2: 0.057099; 1.3: 82.875; 1.4: 4.9086; 1.5: 42.5786; 1.6: 82.875; 1.7: 33.15; 1.8: 8.4594; 1.9: 276.25; 2: 8.7978; 2.1: 88.3874; 2.2: 86.3405; 2.3: 9.9537; 2.4: -43.7619; 2.5: -5.045
| 2 | 12.8 | 1: 31.8012; 1.1: 42.6052; 1.2: 0.057134; 1.3: 83.2; 1.4: 4.8925; 1.5: 42.6052; 1.6: 83.2; 1.7: 33.28; 1.8: 8.4594; 1.9: 277.3333; 2: 8.8323; 2.1: 88.4187; 2.2: 86.9882; 2.3: 9.9891; 2.4: -44.383; 2.5: -5.0967
| 2 | 12.85 | 1: 31.6966; 1.1: 42.6309; 1.2: 0.057169; 1.3: 83.525; 1.4: 4.8764; 1.5: 42.6309; 1.6: 83.525; 1.7: 33.41; 1.8: 8.4594; 1.9: 278.4167; 2: 8.8668; 2.1: 88.4498; 2.2: 87.6382; 2.3: 10.0246; 2.4: -45.0073; 2.5: -5.1482
| 2 | 12.9 | 1: 31.5922; 1.1: 42.6557; 1.2: 0.057202; 1.3: 83.85; 1.4: 4.8603; 1.5: 42.6557; 1.6: 83.85; 1.7: 33.54; 1.8: 8.4594; 1.9: 279.5; 2: 8.9013; 2.1: 88.4809; 2.2: 88.2906; 2.3: 10.0601; 2.4: -45.6348; 2.5: -5.1998
| 2 | 12.95 | 1: 31.4879; 1.1: 42.6797; 1.2: 0.057234; 1.3: 84.175; 1.4: 4.8443; 1.5: 42.6797; 1.6: 84.175; 1.7: 33.67; 1.8: 8.4594; 1.9: 280.5833; 2: 8.9358; 2.1: 88.5117; 2.2: 88.9453; 2.3: 10.0956; 2.4: -46.2656; 2.5: -5.2513
| 2 | 13 | 1: 31.3838; 1.1: 42.7029; 1.2: 0.057265; 1.3: 84.5; 1.4: 4.8283; 1.5: 42.7029; 1.6: 84.5; 1.7: 33.8; 1.8: 8.4594; 1.9: 281.6667; 2: 8.9703; 2.1: 88.5425; 2.2: 89.6023; 2.3: 10.131; 2.4: -46.8994; 2.5: -5.3028
| 2 | 13.05 | 1: 31.2798; 1.1: 42.7251; 1.2: 0.057295; 1.3: 84.825; 1.4: 4.8123; 1.5: 42.7251; 1.6: 84.825; 1.7: 33.93; 1.8: 8.4594; 1.9: 282.75; 2: 9.0048; 2.1: 88.5731; 2.2: 90.2617; 2.3: 10.1665; 2.4: -47.5365; 2.5: -5.3542
| 2 | 13.1 | 1: 31.1761; 1.1: 42.7466; 1.2: 0.057324; 1.3: 85.15; 1.4: 4.7963; 1.5: 42.7466; 1.6: 85.15; 1.7: 34.06; 1.8: 8.4594; 1.9: 283.8333; 2: 9.0393; 2.1: 88.6036; 2.2: 90.9233; 2.3: 10.2019; 2.4: -48.1768; 2.5: -5.4056
| 2 | 13.15 | 1: 31.0725; 1.1: 42.7672; 1.2: 0.057352; 1.3: 85.475; 1.4: 4.7804; 1.5: 42.7672; 1.6: 85.475; 1.7: 34.19; 1.8: 8.4594; 1.9: 284.9167; 2: 9.0738; 2.1: 88.634; 2.2: 91.5874; 2.3: 10.2374; 2.4: -48.8202; 2.5: -5.457
| 2 | 13.2 | 1: 30.9691; 1.1: 42.7869; 1.2: 0.057378; 1.3: 85.8; 1.4: 4.7645; 1.5: 42.7869; 1.6: 85.8; 1.7: 34.32; 1.8: 8.4594; 1.9: 286; 2: 9.1083; 2.1: 88.6642; 2.2: 92.2537; 2.3: 10.2728; 2.4: -49.4668; 2.5: -5.5083
| 2 | 13.25 | 1: 30.8659; 1.1: 42.8058; 1.2: 0.057404; 1.3: 86.125; 1.4: 4.7486; 1.5: 42.8058; 1.6: 86.125; 1.7: 34.45; 1.8: 8.4594; 1.9: 287.0833; 2: 9.1428; 2.1: 88.6943; 2.2: 92.9224; 2.3: 10.3082; 2.4: -50.1166; 2.5: -5.5596
| 2 | 13.3 | 1: 30.7628; 1.1: 42.8239; 1.2: 0.057428; 1.3: 86.45; 1.4: 4.7327; 1.5: 42.8239; 1.6: 86.45; 1.7: 34.58; 1.8: 8.4594; 1.9: 288.1667; 2: 9.1773; 2.1: 88.7242; 2.2: 93.5934; 2.3: 10.3436; 2.4: -50.7695; 2.5: -5.6109
| 2 | 13.35 | 1: 30.6599; 1.1: 42.8411; 1.2: 0.057451; 1.3: 86.775; 1.4: 4.7169; 1.5: 42.8411; 1.6: 86.775; 1.7: 34.71; 1.8: 8.4594; 1.9: 289.25; 2: 9.2118; 2.1: 88.754; 2.2: 94.2668; 2.3: 10.379; 2.4: -51.4257; 2.5: -5.6621
| 2 | 13.4 | 1: 30.5572; 1.1: 42.8575; 1.2: 0.057473; 1.3: 87.1; 1.4: 4.7011; 1.5: 42.8575; 1.6: 87.1; 1.7: 34.84; 1.8: 8.4594; 1.9: 290.3333; 2: 9.2463; 2.1: 88.7837; 2.2: 94.9424; 2.3: 10.4144; 2.4: -52.0849; 2.5: -5.7133
| 2 | 13.45 | 1: 30.4547; 1.1: 42.8731; 1.2: 0.057494; 1.3: 87.425; 1.4: 4.6853; 1.5: 42.8731; 1.6: 87.425; 1.7: 34.97; 1.8: 8.4594; 1.9: 291.4167; 2: 9.2808; 2.1: 88.8133; 2.2: 95.6204; 2.3: 10.4498; 2.4: -52.7474; 2.5: -5.7644
| 2 | 13.5 | 1: 30.3523; 1.1: 42.8878; 1.2: 0.057514; 1.3: 87.75; 1.4: 4.6696; 1.5: 42.8878; 1.6: 87.75; 1.7: 35.1; 1.8: 8.4594; 1.9: 292.5; 2: 9.3153; 2.1: 88.8427; 2.2: 96.3008; 2.3: 10.4851; 2.4: -53.413; 2.5: -5.8156
| 2 | 13.55 | 1: 30.2501; 1.1: 42.9017; 1.2: 0.057532; 1.3: 88.075; 1.4: 4.6539; 1.5: 42.9017; 1.6: 88.075; 1.7: 35.23; 1.8: 8.4594; 1.9: 293.5833; 2: 9.3498; 2.1: 88.872; 2.2: 96.9835; 2.3: 10.5205; 2.4: -54.0817; 2.5: -5.8666
| 2 | 13.6 | 1: 30.1481; 1.1: 42.9148; 1.2: 0.05755; 1.3: 88.4; 1.4: 4.6382; 1.5: 42.9148; 1.6: 88.4; 1.7: 35.36; 1.8: 8.4594; 1.9: 294.6667; 2: 9.3843; 2.1: 88.9012; 2.2: 97.6685; 2.3: 10.5559; 2.4: -54.7536; 2.5: -5.9177
| 2 | 13.65 | 1: 30.0463; 1.1: 42.9271; 1.2: 0.057566; 1.3: 88.725; 1.4: 4.6225; 1.5: 42.9271; 1.6: 88.725; 1.7: 35.49; 1.8: 8.4594; 1.9: 295.75; 2: 9.4188; 2.1: 88.9303; 2.2: 98.3558; 2.3: 10.5912; 2.4: -55.4287; 2.5: -5.9687
| 2 | 13.7 | 1: 29.9446; 1.1: 42.9386; 1.2: 0.057582; 1.3: 89.05; 1.4: 4.6069; 1.5: 42.9386; 1.6: 89.05; 1.7: 35.62; 1.8: 8.4594; 1.9: 296.8333; 2: 9.4533; 2.1: 88.9592; 2.2: 99.0455; 2.3: 10.6266; 2.4: -56.1069; 2.5: -6.0197
| 2 | 13.75 | 1: 29.8431; 1.1: 42.9492; 1.2: 0.057596; 1.3: 89.375; 1.4: 4.5912; 1.5: 42.9492; 1.6: 89.375; 1.7: 35.75; 1.8: 8.4594; 1.9: 297.9167; 2: 9.4878; 2.1: 88.988; 2.2: 99.7375; 2.3: 10.6619; 2.4: -56.7883; 2.5: -6.0706
| 2 | 13.8 | 1: 29.7418; 1.1: 42.959; 1.2: 0.057609; 1.3: 89.7; 1.4: 4.5757; 1.5: 42.959; 1.6: 89.7; 1.7: 35.88; 1.8: 8.4594; 1.9: 299; 2: 9.5223; 2.1: 89.0166; 2.2: 100.4318; 2.3: 10.6972; 2.4: -57.4728; 2.5: -6.1215
| 2 | 13.85 | 1: 29.6406; 1.1: 42.9681; 1.2: 0.057621; 1.3: 90.025; 1.4: 4.5601; 1.5: 42.9681; 1.6: 90.025; 1.7: 36.01; 1.8: 8.4594; 1.9: 300.0833; 2: 9.5568; 2.1: 89.0452; 2.2: 101.1285; 2.3: 10.7325; 2.4: -58.1604; 2.5: -6.1724
| 2 | 13.9 | 1: 29.5397; 1.1: 42.9763; 1.2: 0.057632; 1.3: 90.35; 1.4: 4.5446; 1.5: 42.9763; 1.6: 90.35; 1.7: 36.14; 1.8: 8.4594; 1.9: 301.1667; 2: 9.5913; 2.1: 89.0736; 2.2: 101.8275; 2.3: 10.7678; 2.4: -58.8512; 2.5: -6.2233
| 2 | 13.95 | 1: 29.4389; 1.1: 42.9837; 1.2: 0.057642; 1.3: 90.675; 1.4: 4.5291; 1.5: 42.9837; 1.6: 90.675; 1.7: 36.27; 1.8: 8.4594; 1.9: 302.25; 2: 9.6258; 2.1: 89.1018; 2.2: 102.5288; 2.3: 10.8031; 2.4: -59.5451; 2.5: -6.2741
| 2 | 14 | 1: 29.3383; 1.1: 42.9903; 1.2: 0.057651; 1.3: 91; 1.4: 4.5136; 1.5: 42.9903; 1.6: 91; 1.7: 36.4; 1.8: 8.4594; 1.9: 303.3333; 2: 9.6603; 2.1: 89.13; 2.2: 103.2325; 2.3: 10.8384; 2.4: -60.2422; 2.5: -6.3249
| 2 | 14.05 | 1: 29.2378; 1.1: 42.9961; 1.2: 0.057659; 1.3: 91.325; 1.4: 4.4981; 1.5: 42.9961; 1.6: 91.325; 1.7: 36.53; 1.8: 8.4594; 1.9: 304.4167; 2: 9.6948; 2.1: 89.158; 2.2: 103.9385; 2.3: 10.8737; 2.4: -60.9423; 2.5: -6.3756
| 2 | 14.1 | 1: 29.1375; 1.1: 43.0012; 1.2: 0.057666; 1.3: 91.65; 1.4: 4.4827; 1.5: 43.0012; 1.6: 91.65; 1.7: 36.66; 1.8: 8.4594; 1.9: 305.5; 2: 9.7293; 2.1: 89.1859; 2.2: 104.6468; 2.3: 10.909; 2.4: -61.6457; 2.5: -6.4263
| 2 | 14.15 | 1: 29.0374; 1.1: 43.0054; 1.2: 0.057671; 1.3: 91.975; 1.4: 4.4673; 1.5: 43.0054; 1.6: 91.975; 1.7: 36.79; 1.8: 8.4594; 1.9: 306.5833; 2: 9.7638; 2.1: 89.2137; 2.2: 105.3575; 2.3: 10.9443; 2.4: -62.3521; 2.5: -6.477
| 2 | 14.2 | 1: 28.9375; 1.1: 43.0088; 1.2: 0.057676; 1.3: 92.3; 1.4: 4.4519; 1.5: 43.0088; 1.6: 92.3; 1.7: 36.92; 1.8: 8.4594; 1.9: 307.6667; 2: 9.7983; 2.1: 89.2414; 2.2: 106.0705; 2.3: 10.9796; 2.4: -63.0617; 2.5: -6.5276
| 2 | 14.25 | 1: 28.8378; 1.1: 43.0115; 1.2: 0.057679; 1.3: 92.625; 1.4: 4.4366; 1.5: 43.0115; 1.6: 92.625; 1.7: 37.05; 1.8: 8.4594; 1.9: 308.75; 2: 9.8328; 2.1: 89.2689; 2.2: 106.7859; 2.3: 11.0148; 2.4: -63.7744; 2.5: -6.5782
| 2 | 14.3 | 1: 28.7382; 1.1: 43.0134; 1.2: 0.057682; 1.3: 92.95; 1.4: 4.4213; 1.5: 43.0134; 1.6: 92.95; 1.7: 37.18; 1.8: 8.4594; 1.9: 309.8333; 2: 9.8673; 2.1: 89.2963; 2.2: 107.5035; 2.3: 11.0501; 2.4: -64.4902; 2.5: -6.6288
| 2 | 14.35 | 1: 28.6388; 1.1: 43.0145; 1.2: 0.057683; 1.3: 93.275; 1.4: 4.406; 1.5: 43.0145; 1.6: 93.275; 1.7: 37.31; 1.8: 8.4594; 1.9: 310.9167; 2: 9.9018; 2.1: 89.3236; 2.2: 108.2236; 2.3: 11.0853; 2.4: -65.2091; 2.5: -6.6794
| 2 | 14.4 | 1: 28.5395; 1.1: 43.0148; 1.2: 0.057684; 1.3: 93.6; 1.4: 4.3907; 1.5: 43.0148; 1.6: 93.6; 1.7: 37.44; 1.8: 8.4594; 1.9: 312; 2: 9.9363; 2.1: 89.3508; 2.2: 108.9459; 2.3: 11.1206; 2.4: -65.9311; 2.5: -6.7299
| 2 | 14.45 | 1: 28.4405; 1.1: 43.0143; 1.2: 0.057683; 1.3: 93.925; 1.4: 4.3755; 1.5: 43.0143; 1.6: 93.925; 1.7: 37.57; 1.8: 8.4594; 1.9: 313.0833; 2: 9.9708; 2.1: 89.3778; 2.2: 109.6706; 2.3: 11.1558; 2.4: -66.6563; 2.5: -6.7803
| 2 | 14.5 | 1: 28.3416; 1.1: 43.0131; 1.2: 0.057681; 1.3: 94.25; 1.4: 4.3602; 1.5: 43.0131; 1.6: 94.25; 1.7: 37.7; 1.8: 8.4594; 1.9: 314.1667; 2: 10.0053; 2.1: 89.4047; 2.2: 110.3976; 2.3: 11.191; 2.4: -67.3845; 2.5: -6.8308
| 2 | 14.55 | 1: 28.2429; 1.1: 43.0111; 1.2: 0.057679; 1.3: 94.575; 1.4: 4.3451; 1.5: 43.0111; 1.6: 94.575; 1.7: 37.83; 1.8: 8.4594; 1.9: 315.25; 2: 10.0398; 2.1: 89.4315; 2.2: 111.127; 2.3: 11.2263; 2.4: -68.1159; 2.5: -6.8812
| 2 | 14.6 | 1: 28.1443; 1.1: 43.0083; 1.2: 0.057675; 1.3: 94.9; 1.4: 4.3299; 1.5: 43.0083; 1.6: 94.9; 1.7: 37.96; 1.8: 8.4594; 1.9: 316.3333; 2: 10.0743; 2.1: 89.4582; 2.2: 111.8587; 2.3: 11.2615; 2.4: -68.8504; 2.5: -6.9316
| 2 | 14.65 | 1: 28.046; 1.1: 43.0048; 1.2: 0.05767; 1.3: 95.225; 1.4: 4.3148; 1.5: 43.0048; 1.6: 95.225; 1.7: 38.09; 1.8: 8.4594; 1.9: 317.4167; 2: 10.1088; 2.1: 89.4848; 2.2: 112.5927; 2.3: 11.2967; 2.4: -69.588; 2.5: -6.9819
| 2 | 14.7 | 1: 27.9478; 1.1: 43.0005; 1.2: 0.057665; 1.3: 95.55; 1.4: 4.2997; 1.5: 43.0005; 1.6: 95.55; 1.7: 38.22; 1.8: 8.4594; 1.9: 318.5; 2: 10.1433; 2.1: 89.5112; 2.2: 113.3291; 2.3: 11.3319; 2.4: -70.3286; 2.5: -7.0322
| 2 | 14.75 | 1: 27.8498; 1.1: 42.9954; 1.2: 0.057658; 1.3: 95.875; 1.4: 4.2846; 1.5: 42.9954; 1.6: 95.875; 1.7: 38.35; 1.8: 8.4594; 1.9: 319.5833; 2: 10.1778; 2.1: 89.5375; 2.2: 114.0678; 2.3: 11.3671; 2.4: -71.0724; 2.5: -7.0825
| 2 | 14.8 | 1: 27.7519; 1.1: 42.9896; 1.2: 0.05765; 1.3: 96.2; 1.4: 4.2695; 1.5: 42.9896; 1.6: 96.2; 1.7: 38.48; 1.8: 8.4594; 1.9: 320.6667; 2: 10.2123; 2.1: 89.5637; 2.2: 114.8089; 2.3: 11.4023; 2.4: -71.8193; 2.5: -7.1328
| 2 | 14.85 | 1: 27.6543; 1.1: 42.983; 1.2: 0.057641; 1.3: 96.525; 1.4: 4.2545; 1.5: 42.983; 1.6: 96.525; 1.7: 38.61; 1.8: 8.4594; 1.9: 321.75; 2: 10.2468; 2.1: 89.5898; 2.2: 115.5523; 2.3: 11.4375; 2.4: -72.5692; 2.5: -7.183
| 2 | 14.9 | 1: 27.5568; 1.1: 42.9757; 1.2: 0.057631; 1.3: 96.85; 1.4: 4.2395; 1.5: 42.9757; 1.6: 96.85; 1.7: 38.74; 1.8: 8.4594; 1.9: 322.8333; 2: 10.2813; 2.1: 89.6158; 2.2: 116.298; 2.3: 11.4727; 2.4: -73.3223; 2.5: -7.2332
| 2 | 14.95 | 1: 27.4594; 1.1: 42.9676; 1.2: 0.057621; 1.3: 97.175; 1.4: 4.2245; 1.5: 42.9676; 1.6: 97.175; 1.7: 38.87; 1.8: 8.4594; 1.9: 323.9167; 2: 10.3158; 2.1: 89.6416; 2.2: 117.0461; 2.3: 11.5078; 2.4: -74.0784; 2.5: -7.2833
| 2 | 15 | 1: 27.3623; 1.1: 42.9588; 1.2: 0.057609; 1.3: 97.5; 1.4: 4.2096; 1.5: 42.9588; 1.6: 97.5; 1.7: 39; 1.8: 8.4594; 1.9: 325; 2: 10.3503; 2.1: 89.6674; 2.2: 117.7965; 2.3: 11.543; 2.4: -74.8377; 2.5: -7.3334
| 2 | 15.05 | 1: 27.2653; 1.1: 42.9492; 1.2: 0.057596; 1.3: 97.825; 1.4: 4.1947; 1.5: 42.9492; 1.6: 97.825; 1.7: 39.13; 1.8: 8.4594; 1.9: 326.0833; 2: 10.3848; 2.1: 89.693; 2.2: 118.5492; 2.3: 11.5782; 2.4: -75.6; 2.5: -7.3835
| 2 | 15.1 | 1: 27.1685; 1.1: 42.9389; 1.2: 0.057582; 1.3: 98.15; 1.4: 4.1798; 1.5: 42.9389; 1.6: 98.15; 1.7: 39.26; 1.8: 8.4594; 1.9: 327.1667; 2: 10.4193; 2.1: 89.7185; 2.2: 119.3043; 2.3: 11.6133; 2.4: -76.3654; 2.5: -7.4336
| 2 | 15.15 | 1: 27.0719; 1.1: 42.9279; 1.2: 0.057567; 1.3: 98.475; 1.4: 4.1649; 1.5: 42.9279; 1.6: 98.475; 1.7: 39.39; 1.8: 8.4594; 1.9: 328.25; 2: 10.4538; 2.1: 89.7439; 2.2: 120.0618; 2.3: 11.6485; 2.4: -77.1339; 2.5: -7.4836
| 2 | 15.2 | 1: 26.9754; 1.1: 42.9161; 1.2: 0.057551; 1.3: 98.8; 1.4: 4.1501; 1.5: 42.9161; 1.6: 98.8; 1.7: 39.52; 1.8: 8.4594; 1.9: 329.3333; 2: 10.4883; 2.1: 89.7691; 2.2: 120.8215; 2.3: 11.6837; 2.4: -77.9054; 2.5: -7.5336
| 2 | 15.25 | 1: 26.8792; 1.1: 42.9036; 1.2: 0.057535; 1.3: 99.125; 1.4: 4.1353; 1.5: 42.9036; 1.6: 99.125; 1.7: 39.65; 1.8: 8.4594; 1.9: 330.4167; 2: 10.5228; 2.1: 89.7943; 2.2: 121.5837; 2.3: 11.7188; 2.4: -78.68; 2.5: -7.5836
| 2 | 15.3 | 1: 26.7831; 1.1: 42.8904; 1.2: 0.057517; 1.3: 99.45; 1.4: 4.1205; 1.5: 42.8904; 1.6: 99.45; 1.7: 39.78; 1.8: 8.4594; 1.9: 331.5; 2: 10.5573; 2.1: 89.8193; 2.2: 122.3481; 2.3: 11.754; 2.4: -79.4577; 2.5: -7.6335
| 2 | 15.35 | 1: 26.6871; 1.1: 42.8764; 1.2: 0.057498; 1.3: 99.775; 1.4: 4.1057; 1.5: 42.8764; 1.6: 99.775; 1.7: 39.91; 1.8: 8.4594; 1.9: 332.5833; 2: 10.5918; 2.1: 89.8442; 2.2: 123.1149; 2.3: 11.7891; 2.4: -80.2385; 2.5: -7.6834
| 2 | 15.4 | 1: 26.5914; 1.1: 42.8617; 1.2: 0.057479; 1.3: 100.1; 1.4: 4.091; 1.5: 42.8617; 1.6: 100.1; 1.7: 40.04; 1.8: 8.4594; 1.9: 333.6667; 2: 10.6263; 2.1: 89.8691; 2.2: 123.8841; 2.3: 11.8242; 2.4: -81.0223; 2.5: -7.7333
| 2 | 15.45 | 1: 26.4958; 1.1: 42.8463; 1.2: 0.057458; 1.3: 100.425; 1.4: 4.0763; 1.5: 42.8463; 1.6: 100.425; 1.7: 40.17; 1.8: 8.4594; 1.9: 334.75; 2: 10.6608; 2.1: 89.8938; 2.2: 124.6556; 2.3: 11.8594; 2.4: -81.8092; 2.5: -7.7831
| 2 | 15.5 | 1: 26.4004; 1.1: 42.8302; 1.2: 0.057436; 1.3: 100.75; 1.4: 4.0616; 1.5: 42.8302; 1.6: 100.75; 1.7: 40.3; 1.8: 8.4594; 1.9: 335.8333; 2: 10.6953; 2.1: 89.9183; 2.2: 125.4294; 2.3: 11.8945; 2.4: -82.5992; 2.5: -7.8329
| 2 | 15.55 | 1: 26.3051; 1.1: 42.8133; 1.2: 0.057414; 1.3: 101.075; 1.4: 4.0469; 1.5: 42.8133; 1.6: 101.075; 1.7: 40.43; 1.8: 8.4594; 1.9: 336.9167; 2: 10.7298; 2.1: 89.9428; 2.2: 126.2056; 2.3: 11.9296; 2.4: -83.3922; 2.5: -7.8827
| 2 | 15.6 | 1: 26.2101; 1.1: 42.7958; 1.2: 0.05739; 1.3: 101.4; 1.4: 4.0323; 1.5: 42.7958; 1.6: 101.4; 1.7: 40.56; 1.8: 8.4594; 1.9: 338; 2: 10.7643; 2.1: 89.9672; 2.2: 126.9841; 2.3: 11.9647; 2.4: -84.1883; 2.5: -7.9324
| 2 | 15.65 | 1: 26.1152; 1.1: 42.7775; 1.2: 0.057366; 1.3: 101.725; 1.4: 4.0177; 1.5: 42.7775; 1.6: 101.725; 1.7: 40.69; 1.8: 8.4594; 1.9: 339.0833; 2: 10.7988; 2.1: 89.9914; 2.2: 127.765; 2.3: 11.9998; 2.4: -84.9875; 2.5: -7.9821
| 2 | 15.7 | 1: 26.0204; 1.1: 42.7585; 1.2: 0.05734; 1.3: 102.05; 1.4: 4.0031; 1.5: 42.7585; 1.6: 102.05; 1.7: 40.82; 1.8: 8.4594; 1.9: 340.1667; 2: 10.8333; 2.1: 90.0156; 2.2: 128.5482; 2.3: 12.035; 2.4: -85.7897; 2.5: -8.0318
| 2 | 15.75 | 1: 25.9259; 1.1: 42.7388; 1.2: 0.057314; 1.3: 102.375; 1.4: 3.9886; 1.5: 42.7388; 1.6: 102.375; 1.7: 40.95; 1.8: 8.4594; 1.9: 341.25; 2: 10.8678; 2.1: 90.0396; 2.2: 129.3337; 2.3: 12.0701; 2.4: -86.5949; 2.5: -8.0815
| 2 | 15.8 | 1: 25.8315; 1.1: 42.7185; 1.2: 0.057286; 1.3: 102.7; 1.4: 3.9741; 1.5: 42.7185; 1.6: 102.7; 1.7: 41.08; 1.8: 8.4594; 1.9: 342.3333; 2: 10.9023; 2.1: 90.0635; 2.2: 130.1217; 2.3: 12.1052; 2.4: -87.4032; 2.5: -8.1311
| 2 | 15.85 | 1: 25.7373; 1.1: 42.6974; 1.2: 0.057258; 1.3: 103.025; 1.4: 3.9596; 1.5: 42.6974; 1.6: 103.025; 1.7: 41.21; 1.8: 8.4594; 1.9: 343.4167; 2: 10.9368; 2.1: 90.0873; 2.2: 130.9119; 2.3: 12.1403; 2.4: -88.2145; 2.5: -8.1807
| 2 | 15.9 | 1: 25.6433; 1.1: 42.6756; 1.2: 0.057229; 1.3: 103.35; 1.4: 3.9451; 1.5: 42.6756; 1.6: 103.35; 1.7: 41.34; 1.8: 8.4594; 1.9: 344.5; 2: 10.9713; 2.1: 90.111; 2.2: 131.7045; 2.3: 12.1754; 2.4: -89.0289; 2.5: -8.2302
| 2 | 15.95 | 1: 25.5494; 1.1: 42.6531; 1.2: 0.057199; 1.3: 103.675; 1.4: 3.9307; 1.5: 42.6531; 1.6: 103.675; 1.7: 41.47; 1.8: 8.4594; 1.9: 345.5833; 2: 11.0058; 2.1: 90.1346; 2.2: 132.4995; 2.3: 12.2105; 2.4: -89.8464; 2.5: -8.2798
| 2 | 16 | 1: 25.4558; 1.1: 42.6299; 1.2: 0.057168; 1.3: 104; 1.4: 3.9163; 1.5: 42.6299; 1.6: 104; 1.7: 41.6; 1.8: 8.4594; 1.9: 346.6667; 2: 11.0403; 2.1: 90.1581; 2.2: 133.2968; 2.3: 12.2455; 2.4: -90.6668; 2.5: -8.3293
| 2 | 16.05 | 1: 25.3623; 1.1: 42.6061; 1.2: 0.057136; 1.3: 104.325; 1.4: 3.9019; 1.5: 42.6061; 1.6: 104.325; 1.7: 41.73; 1.8: 8.4594; 1.9: 347.75; 2: 11.0748; 2.1: 90.1814; 2.2: 134.0964; 2.3: 12.2806; 2.4: -91.4903; 2.5: -8.3787
| 2 | 16.1 | 1: 25.2689; 1.1: 42.5815; 1.2: 0.057103; 1.3: 104.65; 1.4: 3.8875; 1.5: 42.5815; 1.6: 104.65; 1.7: 41.86; 1.8: 8.4594; 1.9: 348.8333; 2: 11.1093; 2.1: 90.2047; 2.2: 134.8984; 2.3: 12.3157; 2.4: -92.3169; 2.5: -8.4282
| 2 | 16.15 | 1: 25.1758; 1.1: 42.5563; 1.2: 0.057069; 1.3: 104.975; 1.4: 3.8732; 1.5: 42.5563; 1.6: 104.975; 1.7: 41.99; 1.8: 8.4594; 1.9: 349.9167; 2: 11.1438; 2.1: 90.2278; 2.2: 135.7028; 2.3: 12.3508; 2.4: -93.1465; 2.5: -8.4776
| 2 | 16.2 | 1: 25.0828; 1.1: 42.5304; 1.2: 0.057034; 1.3: 105.3; 1.4: 3.8589; 1.5: 42.5304; 1.6: 105.3; 1.7: 42.12; 1.8: 8.4594; 1.9: 351; 2: 11.1783; 2.1: 90.2509; 2.2: 136.5095; 2.3: 12.3859; 2.4: -93.9791; 2.5: -8.527
| 2 | 16.25 | 1: 24.99; 1.1: 42.5038; 1.2: 0.056999; 1.3: 105.625; 1.4: 3.8446; 1.5: 42.5038; 1.6: 105.625; 1.7: 42.25; 1.8: 8.4594; 1.9: 352.0833; 2: 11.2128; 2.1: 90.2738; 2.2: 137.3185; 2.3: 12.4209; 2.4: -94.8147; 2.5: -8.5763
| 2 | 16.3 | 1: 24.8973; 1.1: 42.4765; 1.2: 0.056962; 1.3: 105.95; 1.4: 3.8304; 1.5: 42.4765; 1.6: 105.95; 1.7: 42.38; 1.8: 8.4594; 1.9: 353.1667; 2: 11.2473; 2.1: 90.2967; 2.2: 138.1299; 2.3: 12.456; 2.4: -95.6534; 2.5: -8.6256
| 2 | 16.35 | 1: 24.8049; 1.1: 42.4486; 1.2: 0.056924; 1.3: 106.275; 1.4: 3.8161; 1.5: 42.4486; 1.6: 106.275; 1.7: 42.51; 1.8: 8.4594; 1.9: 354.25; 2: 11.2818; 2.1: 90.3194; 2.2: 138.9437; 2.3: 12.4911; 2.4: -96.4951; 2.5: -8.6749
| 2 | 16.4 | 1: 24.7126; 1.1: 42.42; 1.2: 0.056886; 1.3: 106.6; 1.4: 3.8019; 1.5: 42.42; 1.6: 106.6; 1.7: 42.64; 1.8: 8.4594; 1.9: 355.3333; 2: 11.3163; 2.1: 90.342; 2.2: 139.7598; 2.3: 12.5261; 2.4: -97.3398; 2.5: -8.7242
| 2 | 16.45 | 1: 24.6205; 1.1: 42.3907; 1.2: 0.056847; 1.3: 106.925; 1.4: 3.7878; 1.5: 42.3907; 1.6: 106.925; 1.7: 42.77; 1.8: 8.4594; 1.9: 356.4167; 2: 11.3508; 2.1: 90.3645; 2.2: 140.5782; 2.3: 12.5612; 2.4: -98.1875; 2.5: -8.7734
| 2 | 16.5 | 1: 24.5285; 1.1: 42.3607; 1.2: 0.056807; 1.3: 107.25; 1.4: 3.7736; 1.5: 42.3607; 1.6: 107.25; 1.7: 42.9; 1.8: 8.4594; 1.9: 357.5; 2: 11.3854; 2.1: 90.3869; 2.2: 141.399; 2.3: 12.5962; 2.4: -99.0383; 2.5: -8.8226
| 2 | 16.55 | 1: 24.4367; 1.1: 42.3301; 1.2: 0.056766; 1.3: 107.575; 1.4: 3.7595; 1.5: 42.3301; 1.6: 107.575; 1.7: 43.03; 1.8: 8.4594; 1.9: 358.5833; 2: 11.4199; 2.1: 90.4092; 2.2: 142.2222; 2.3: 12.6313; 2.4: -99.8921; 2.5: -8.8718
| 2 | 16.6 | 1: 24.3451; 1.1: 42.2989; 1.2: 0.056724; 1.3: 107.9; 1.4: 3.7454; 1.5: 42.2989; 1.6: 107.9; 1.7: 43.16; 1.8: 8.4594; 1.9: 359.6667; 2: 11.4544; 2.1: 90.4314; 2.2: 143.0477; 2.3: 12.6663; 2.4: -100.7489; 2.5: -8.9209
| 2 | 16.65 | 1: 24.2537; 1.1: 42.2669; 1.2: 0.056681; 1.3: 108.225; 1.4: 3.7313; 1.5: 42.2669; 1.6: 108.225; 1.7: 43.29; 1.8: 8.4594; 1.9: 360.75; 2: 11.4889; 2.1: 90.4535; 2.2: 143.8756; 2.3: 12.7014; 2.4: -101.6087; 2.5: -8.97
| 2 | 16.7 | 1: 24.1625; 1.1: 42.2344; 1.2: 0.056637; 1.3: 108.55; 1.4: 3.7173; 1.5: 42.2344; 1.6: 108.55; 1.7: 43.42; 1.8: 8.4594; 1.9: 361.8333; 2: 11.5234; 2.1: 90.4755; 2.2: 144.7058; 2.3: 12.7364; 2.4: -102.4715; 2.5: -9.0191
| 2 | 16.75 | 1: 24.0714; 1.1: 42.2011; 1.2: 0.056593; 1.3: 108.875; 1.4: 3.7033; 1.5: 42.2011; 1.6: 108.875; 1.7: 43.55; 1.8: 8.4594; 1.9: 362.9167; 2: 11.5579; 2.1: 90.4974; 2.2: 145.5384; 2.3: 12.7715; 2.4: -103.3373; 2.5: -9.0682
| 2 | 16.8 | 1: 23.9805; 1.1: 42.1672; 1.2: 0.056547; 1.3: 109.2; 1.4: 3.6893; 1.5: 42.1672; 1.6: 109.2; 1.7: 43.68; 1.8: 8.4594; 1.9: 364; 2: 11.5924; 2.1: 90.5192; 2.2: 146.3733; 2.3: 12.8065; 2.4: -104.2061; 2.5: -9.1172
| 2 | 16.85 | 1: 23.8897; 1.1: 42.1327; 1.2: 0.056501; 1.3: 109.525; 1.4: 3.6753; 1.5: 42.1327; 1.6: 109.525; 1.7: 43.81; 1.8: 8.4594; 1.9: 365.0833; 2: 11.6269; 2.1: 90.5409; 2.2: 147.2106; 2.3: 12.8416; 2.4: -105.0779; 2.5: -9.1662
| 2 | 16.9 | 1: 23.7992; 1.1: 42.0976; 1.2: 0.056454; 1.3: 109.85; 1.4: 3.6614; 1.5: 42.0976; 1.6: 109.85; 1.7: 43.94; 1.8: 8.4594; 1.9: 366.1667; 2: 11.6614; 2.1: 90.5625; 2.2: 148.0503; 2.3: 12.8766; 2.4: -105.9527; 2.5: -9.2152
| 2 | 16.95 | 1: 23.7088; 1.1: 42.0617; 1.2: 0.056406; 1.3: 110.175; 1.4: 3.6475; 1.5: 42.0617; 1.6: 110.175; 1.7: 44.07; 1.8: 8.4594; 1.9: 367.25; 2: 11.6959; 2.1: 90.584; 2.2: 148.8923; 2.3: 12.9116; 2.4: -106.8306; 2.5: -9.2641
| 2 | 17 | 1: 23.6186; 1.1: 42.0253; 1.2: 0.056357; 1.3: 110.5; 1.4: 3.6336; 1.5: 42.0253; 1.6: 110.5; 1.7: 44.2; 1.8: 8.4594; 1.9: 368.3333; 2: 11.7304; 2.1: 90.6054; 2.2: 149.7367; 2.3: 12.9467; 2.4: -107.7114; 2.5: -9.313
| 2 | 17.05 | 1: 23.5285; 1.1: 41.9882; 1.2: 0.056307; 1.3: 110.825; 1.4: 3.6198; 1.5: 41.9882; 1.6: 110.825; 1.7: 44.33; 1.8: 8.4594; 1.9: 369.4167; 2: 11.7649; 2.1: 90.6266; 2.2: 150.5834; 2.3: 12.9817; 2.4: -108.5952; 2.5: -9.3619
| 2 | 17.1 | 1: 23.4387; 1.1: 41.9505; 1.2: 0.056257; 1.3: 111.15; 1.4: 3.6059; 1.5: 41.9505; 1.6: 111.15; 1.7: 44.46; 1.8: 8.4594; 1.9: 370.5; 2: 11.7994; 2.1: 90.6478; 2.2: 151.4325; 2.3: 13.0167; 2.4: -109.482; 2.5: -9.4108
| 2 | 17.15 | 1: 23.349; 1.1: 41.9122; 1.2: 0.056205; 1.3: 111.475; 1.4: 3.5921; 1.5: 41.9122; 1.6: 111.475; 1.7: 44.59; 1.8: 8.4594; 1.9: 371.5833; 2: 11.8339; 2.1: 90.6689; 2.2: 152.2839; 2.3: 13.0517; 2.4: -110.3718; 2.5: -9.4596
| 2 | 17.2 | 1: 23.2594; 1.1: 41.8732; 1.2: 0.056153; 1.3: 111.8; 1.4: 3.5784; 1.5: 41.8732; 1.6: 111.8; 1.7: 44.72; 1.8: 8.4594; 1.9: 372.6667; 2: 11.8684; 2.1: 90.6899; 2.2: 153.1377; 2.3: 13.0868; 2.4: -111.2646; 2.5: -9.5084
| 2 | 17.25 | 1: 23.1701; 1.1: 41.8336; 1.2: 0.0561; 1.3: 112.125; 1.4: 3.5646; 1.5: 41.8336; 1.6: 112.125; 1.7: 44.85; 1.8: 8.4594; 1.9: 373.75; 2: 11.9029; 2.1: 90.7108; 2.2: 153.9939; 2.3: 13.1218; 2.4: -112.1603; 2.5: -9.5572
| 2 | 17.3 | 1: 23.0809; 1.1: 41.7934; 1.2: 0.056046; 1.3: 112.45; 1.4: 3.5509; 1.5: 41.7934; 1.6: 112.45; 1.7: 44.98; 1.8: 8.4594; 1.9: 374.8333; 2: 11.9374; 2.1: 90.7316; 2.2: 154.8524; 2.3: 13.1568; 2.4: -113.0591; 2.5: -9.6059
| 2 | 17.35 | 1: 22.9919; 1.1: 41.7525; 1.2: 0.055991; 1.3: 112.775; 1.4: 3.5372; 1.5: 41.7525; 1.6: 112.775; 1.7: 45.11; 1.8: 8.4594; 1.9: 375.9167; 2: 11.9719; 2.1: 90.7522; 2.2: 155.7133; 2.3: 13.1918; 2.4: -113.9608; 2.5: -9.6546
| 2 | 17.4 | 1: 22.9031; 1.1: 41.7111; 1.2: 0.055935; 1.3: 113.1; 1.4: 3.5235; 1.5: 41.7111; 1.6: 113.1; 1.7: 45.24; 1.8: 8.4594; 1.9: 377; 2: 12.0064; 2.1: 90.7728; 2.2: 156.5766; 2.3: 13.2268; 2.4: -114.8655; 2.5: -9.7033
| 2 | 17.45 | 1: 22.8144; 1.1: 41.669; 1.2: 0.055879; 1.3: 113.425; 1.4: 3.5099; 1.5: 41.669; 1.6: 113.425; 1.7: 45.37; 1.8: 8.4594; 1.9: 378.0833; 2: 12.0409; 2.1: 90.7933; 2.2: 157.4422; 2.3: 13.2618; 2.4: -115.7732; 2.5: -9.7519
| 2 | 17.5 | 1: 22.7259; 1.1: 41.6263; 1.2: 0.055822; 1.3: 113.75; 1.4: 3.4963; 1.5: 41.6263; 1.6: 113.75; 1.7: 45.5; 1.8: 8.4594; 1.9: 379.1667; 2: 12.0754; 2.1: 90.8137; 2.2: 158.3102; 2.3: 13.2969; 2.4: -116.6839; 2.5: -9.8006
| 2 | 17.55 | 1: 22.6376; 1.1: 41.583; 1.2: 0.055764; 1.3: 114.075; 1.4: 3.4827; 1.5: 41.583; 1.6: 114.075; 1.7: 45.63; 1.8: 8.4594; 1.9: 380.25; 2: 12.1099; 2.1: 90.834; 2.2: 159.1805; 2.3: 13.3319; 2.4: -117.5975; 2.5: -9.8492
| 2 | 17.6 | 1: 22.5495; 1.1: 41.5391; 1.2: 0.055705; 1.3: 114.4; 1.4: 3.4691; 1.5: 41.5391; 1.6: 114.4; 1.7: 45.76; 1.8: 8.4594; 1.9: 381.3333; 2: 12.1444; 2.1: 90.8542; 2.2: 160.0532; 2.3: 13.3669; 2.4: -118.5141; 2.5: -9.8977
| 2 | 17.65 | 1: 22.4615; 1.1: 41.4946; 1.2: 0.055645; 1.3: 114.725; 1.4: 3.4556; 1.5: 41.4946; 1.6: 114.725; 1.7: 45.89; 1.8: 8.4594; 1.9: 382.4167; 2: 12.1789; 2.1: 90.8743; 2.2: 160.9283; 2.3: 13.4019; 2.4: -119.4337; 2.5: -9.9463
| 2 | 17.7 | 1: 22.3737; 1.1: 41.4495; 1.2: 0.055585; 1.3: 115.05; 1.4: 3.4421; 1.5: 41.4495; 1.6: 115.05; 1.7: 46.02; 1.8: 8.4594; 1.9: 383.5; 2: 12.2134; 2.1: 90.8943; 2.2: 161.8057; 2.3: 13.4369; 2.4: -120.3562; 2.5: -9.9948
| 2 | 17.75 | 1: 22.2861; 1.1: 41.4038; 1.2: 0.055523; 1.3: 115.375; 1.4: 3.4286; 1.5: 41.4038; 1.6: 115.375; 1.7: 46.15; 1.8: 8.4594; 1.9: 384.5833; 2: 12.2479; 2.1: 90.9142; 2.2: 162.6855; 2.3: 13.4719; 2.4: -121.2817; 2.5: -10.0433
| 2 | 17.8 | 1: 22.1986; 1.1: 41.3575; 1.2: 0.055461; 1.3: 115.7; 1.4: 3.4152; 1.5: 41.3575; 1.6: 115.7; 1.7: 46.28; 1.8: 8.4594; 1.9: 385.6667; 2: 12.2824; 2.1: 90.9341; 2.2: 163.5677; 2.3: 13.5069; 2.4: -122.2102; 2.5: -10.0917
| 2 | 17.85 | 1: 22.1114; 1.1: 41.3107; 1.2: 0.055399; 1.3: 116.025; 1.4: 3.4017; 1.5: 41.3107; 1.6: 116.025; 1.7: 46.41; 1.8: 8.4594; 1.9: 386.75; 2: 12.3169; 2.1: 90.9538; 2.2: 164.4523; 2.3: 13.5419; 2.4: -123.1416; 2.5: -10.1402
| 2 | 17.9 | 1: 22.0243; 1.1: 41.2632; 1.2: 0.055335; 1.3: 116.35; 1.4: 3.3883; 1.5: 41.2632; 1.6: 116.35; 1.7: 46.54; 1.8: 8.4594; 1.9: 387.8333; 2: 12.3514; 2.1: 90.9734; 2.2: 165.3392; 2.3: 13.5769; 2.4: -124.076; 2.5: -10.1886
| 2 | 17.95 | 1: 21.9373; 1.1: 41.2151; 1.2: 0.05527; 1.3: 116.675; 1.4: 3.375; 1.5: 41.2151; 1.6: 116.675; 1.7: 46.67; 1.8: 8.4594; 1.9: 388.9167; 2: 12.3859; 2.1: 90.993; 2.2: 166.2284; 2.3: 13.6119; 2.4: -125.0133; 2.5: -10.2369
| 2 | 18 | 1: 21.8506; 1.1: 41.1665; 1.2: 0.055205; 1.3: 117; 1.4: 3.3616; 1.5: 41.1665; 1.6: 117; 1.7: 46.8; 1.8: 8.4594; 1.9: 390; 2: 12.4204; 2.1: 91.0124; 2.2: 167.1201; 2.3: 13.6469; 2.4: -125.9536; 2.5: -10.2853
| 2 | 18.05 | 1: 21.764; 1.1: 41.1173; 1.2: 0.055139; 1.3: 117.325; 1.4: 3.3483; 1.5: 41.1173; 1.6: 117.325; 1.7: 46.93; 1.8: 8.4594; 1.9: 391.0833; 2: 12.4549; 2.1: 91.0318; 2.2: 168.0141; 2.3: 13.6819; 2.4: -126.8968; 2.5: -10.3336
| 2 | 18.1 | 1: 21.6776; 1.1: 41.0674; 1.2: 0.055072; 1.3: 117.65; 1.4: 3.335; 1.5: 41.0674; 1.6: 117.65; 1.7: 47.06; 1.8: 8.4594; 1.9: 392.1667; 2: 12.4894; 2.1: 91.051; 2.2: 168.9105; 2.3: 13.7169; 2.4: -127.843; 2.5: -10.3819
| 2 | 18.15 | 1: 21.5913; 1.1: 41.0171; 1.2: 0.055005; 1.3: 117.975; 1.4: 3.3217; 1.5: 41.0171; 1.6: 117.975; 1.7: 47.19; 1.8: 8.4594; 1.9: 393.25; 2: 12.5239; 2.1: 91.0702; 2.2: 169.8092; 2.3: 13.7519; 2.4: -128.7922; 2.5: -10.4302
| 2 | 18.2 | 1: 21.5053; 1.1: 40.9661; 1.2: 0.054936; 1.3: 118.3; 1.4: 3.3085; 1.5: 40.9661; 1.6: 118.3; 1.7: 47.32; 1.8: 8.4594; 1.9: 394.3333; 2: 12.5584; 2.1: 91.0893; 2.2: 170.7103; 2.3: 13.7869; 2.4: -129.7442; 2.5: -10.4784
| 2 | 18.25 | 1: 21.4194; 1.1: 40.9146; 1.2: 0.054867; 1.3: 118.625; 1.4: 3.2953; 1.5: 40.9146; 1.6: 118.625; 1.7: 47.45; 1.8: 8.4594; 1.9: 395.4167; 2: 12.5929; 2.1: 91.1082; 2.2: 171.6138; 2.3: 13.8219; 2.4: -130.6993; 2.5: -10.5266
| 2 | 18.3 | 1: 21.3337; 1.1: 40.8625; 1.2: 0.054798; 1.3: 118.95; 1.4: 3.2821; 1.5: 40.8625; 1.6: 118.95; 1.7: 47.58; 1.8: 8.4594; 1.9: 396.5; 2: 12.6274; 2.1: 91.1271; 2.2: 172.5197; 2.3: 13.8569; 2.4: -131.6572; 2.5: -10.5748
| 2 | 18.35 | 1: 21.2481; 1.1: 40.8098; 1.2: 0.054727; 1.3: 119.275; 1.4: 3.2689; 1.5: 40.8098; 1.6: 119.275; 1.7: 47.71; 1.8: 8.4594; 1.9: 397.5833; 2: 12.6619; 2.1: 91.1459; 2.2: 173.4279; 2.3: 13.8919; 2.4: -132.6181; 2.5: -10.6229
| 2 | 18.4 | 1: 21.1627; 1.1: 40.7566; 1.2: 0.054656; 1.3: 119.6; 1.4: 3.2558; 1.5: 40.7566; 1.6: 119.6; 1.7: 47.84; 1.8: 8.4594; 1.9: 398.6667; 2: 12.6964; 2.1: 91.1646; 2.2: 174.3386; 2.3: 13.9269; 2.4: -133.5819; 2.5: -10.6711
| 2 | 18.45 | 1: 21.0775; 1.1: 40.7028; 1.2: 0.054583; 1.3: 119.925; 1.4: 3.2427; 1.5: 40.7028; 1.6: 119.925; 1.7: 47.97; 1.8: 8.4594; 1.9: 399.75; 2: 12.7309; 2.1: 91.1833; 2.2: 175.2515; 2.3: 13.9619; 2.4: -134.5487; 2.5: -10.7192
| 2 | 18.5 | 1: 20.9925; 1.1: 40.6485; 1.2: 0.054511; 1.3: 120.25; 1.4: 3.2296; 1.5: 40.6485; 1.6: 120.25; 1.7: 48.1; 1.8: 8.4594; 1.9: 400.8333; 2: 12.7654; 2.1: 91.2018; 2.2: 176.1669; 2.3: 13.9969; 2.4: -135.5184; 2.5: -10.7673
| 2 | 18.55 | 1: 20.9076; 1.1: 40.5936; 1.2: 0.054437; 1.3: 120.575; 1.4: 3.2166; 1.5: 40.5936; 1.6: 120.575; 1.7: 48.23; 1.8: 8.4594; 1.9: 401.9167; 2: 12.7999; 2.1: 91.2202; 2.2: 177.0846; 2.3: 14.0319; 2.4: -136.491; 2.5: -10.8153
| 2 | 18.6 | 1: 20.823; 1.1: 40.5381; 1.2: 0.054363; 1.3: 120.9; 1.4: 3.2035; 1.5: 40.5381; 1.6: 120.9; 1.7: 48.36; 1.8: 8.4594; 1.9: 403; 2: 12.8344; 2.1: 91.2386; 2.2: 178.0048; 2.3: 14.0669; 2.4: -137.4666; 2.5: -10.8633
| 2 | 18.65 | 1: 20.7385; 1.1: 40.4821; 1.2: 0.054287; 1.3: 121.225; 1.4: 3.1905; 1.5: 40.4821; 1.6: 121.225; 1.7: 48.49; 1.8: 8.4594; 1.9: 404.0833; 2: 12.8689; 2.1: 91.2568; 2.2: 178.9272; 2.3: 14.1018; 2.4: -138.4451; 2.5: -10.9113
| 2 | 18.7 | 1: 20.6541; 1.1: 40.4256; 1.2: 0.054212; 1.3: 121.55; 1.4: 3.1776; 1.5: 40.4256; 1.6: 121.55; 1.7: 48.62; 1.8: 8.4594; 1.9: 405.1667; 2: 12.9034; 2.1: 91.275; 2.2: 179.8521; 2.3: 14.1368; 2.4: -139.4265; 2.5: -10.9593
| 2 | 18.75 | 1: 20.5699; 1.1: 40.3685; 1.2: 0.054135; 1.3: 121.875; 1.4: 3.1646; 1.5: 40.3685; 1.6: 121.875; 1.7: 48.75; 1.8: 8.4594; 1.9: 406.25; 2: 12.9379; 2.1: 91.2931; 2.2: 180.7793; 2.3: 14.1718; 2.4: -140.4108; 2.5: -11.0072
| 2 | 18.8 | 1: 20.486; 1.1: 40.3109; 1.2: 0.054058; 1.3: 122.2; 1.4: 3.1517; 1.5: 40.3109; 1.6: 122.2; 1.7: 48.88; 1.8: 8.4594; 1.9: 407.3333; 2: 12.9724; 2.1: 91.3111; 2.2: 181.709; 2.3: 14.2068; 2.4: -141.3981; 2.5: -11.0551
| 2 | 18.85 | 1: 20.4021; 1.1: 40.2527; 1.2: 0.05398; 1.3: 122.525; 1.4: 3.1388; 1.5: 40.2527; 1.6: 122.525; 1.7: 49.01; 1.8: 8.4594; 1.9: 408.4167; 2: 13.0069; 2.1: 91.329; 2.2: 182.641; 2.3: 14.2418; 2.4: -142.3882; 2.5: -11.103
| 2 | 18.9 | 1: 20.3185; 1.1: 40.194; 1.2: 0.053901; 1.3: 122.85; 1.4: 3.1259; 1.5: 40.194; 1.6: 122.85; 1.7: 49.14; 1.8: 8.4594; 1.9: 409.5; 2: 13.0414; 2.1: 91.3468; 2.2: 183.5753; 2.3: 14.2768; 2.4: -143.3813; 2.5: -11.1509
| 2 | 18.95 | 1: 20.235; 1.1: 40.1348; 1.2: 0.053822; 1.3: 123.175; 1.4: 3.1131; 1.5: 40.1348; 1.6: 123.175; 1.7: 49.27; 1.8: 8.4594; 1.9: 410.5833; 2: 13.0759; 2.1: 91.3646; 2.2: 184.5121; 2.3: 14.3118; 2.4: -144.3773; 2.5: -11.1987
| 2 | 19 | 1: 20.1517; 1.1: 40.075; 1.2: 0.053741; 1.3: 123.5; 1.4: 3.1003; 1.5: 40.075; 1.6: 123.5; 1.7: 49.4; 1.8: 8.4594; 1.9: 411.6667; 2: 13.1104; 2.1: 91.3822; 2.2: 185.4512; 2.3: 14.3468; 2.4: -145.3762; 2.5: -11.2465
| 2 | 19.05 | 1: 20.0686; 1.1: 40.0147; 1.2: 0.053661; 1.3: 123.825; 1.4: 3.0875; 1.5: 40.0147; 1.6: 123.825; 1.7: 49.53; 1.8: 8.4594; 1.9: 412.75; 2: 13.1449; 2.1: 91.3998; 2.2: 186.3927; 2.3: 14.3818; 2.4: -146.378; 2.5: -11.2943
| 2 | 19.1 | 1: 19.9856; 1.1: 39.9539; 1.2: 0.053579; 1.3: 124.15; 1.4: 3.0747; 1.5: 39.9539; 1.6: 124.15; 1.7: 49.66; 1.8: 8.4594; 1.9: 413.8333; 2: 13.1794; 2.1: 91.4173; 2.2: 187.3366; 2.3: 14.4168; 2.4: -147.3827; 2.5: -11.342
| 2 | 19.15 | 1: 19.9028; 1.1: 39.8926; 1.2: 0.053497; 1.3: 124.475; 1.4: 3.062; 1.5: 39.8926; 1.6: 124.475; 1.7: 49.79; 1.8: 8.4594; 1.9: 414.9167; 2: 13.2139; 2.1: 91.4347; 2.2: 188.2829; 2.3: 14.4517; 2.4: -148.3904; 2.5: -11.3898
| 2 | 19.2 | 1: 19.8202; 1.1: 39.8307; 1.2: 0.053414; 1.3: 124.8; 1.4: 3.0493; 1.5: 39.8307; 1.6: 124.8; 1.7: 49.92; 1.8: 8.4594; 1.9: 416; 2: 13.2484; 2.1: 91.452; 2.2: 189.2316; 2.3: 14.4867; 2.4: -149.4009; 2.5: -11.4375
| 2 | 19.25 | 1: 19.7378; 1.1: 39.7683; 1.2: 0.05333; 1.3: 125.125; 1.4: 3.0366; 1.5: 39.7683; 1.6: 125.125; 1.7: 50.05; 1.8: 8.4594; 1.9: 417.0833; 2: 13.2829; 2.1: 91.4692; 2.2: 190.1826; 2.3: 14.5217; 2.4: -150.4143; 2.5: -11.4851
| 2 | 19.3 | 1: 19.6555; 1.1: 39.7054; 1.2: 0.053246; 1.3: 125.45; 1.4: 3.0239; 1.5: 39.7054; 1.6: 125.45; 1.7: 50.18; 1.8: 8.4594; 1.9: 418.1667; 2: 13.3174; 2.1: 91.4863; 2.2: 191.1361; 2.3: 14.5567; 2.4: -151.4306; 2.5: -11.5328
| 2 | 19.35 | 1: 19.5734; 1.1: 39.642; 1.2: 0.053161; 1.3: 125.775; 1.4: 3.0113; 1.5: 39.642; 1.6: 125.775; 1.7: 50.31; 1.8: 8.4594; 1.9: 419.25; 2: 13.3519; 2.1: 91.5034; 2.2: 192.0919; 2.3: 14.5917; 2.4: -152.4498; 2.5: -11.5804
| 2 | 19.4 | 1: 19.4915; 1.1: 39.5781; 1.2: 0.053075; 1.3: 126.1; 1.4: 2.9987; 1.5: 39.5781; 1.6: 126.1; 1.7: 50.44; 1.8: 8.4594; 1.9: 420.3333; 2: 13.3864; 2.1: 91.5204; 2.2: 193.0501; 2.3: 14.6267; 2.4: -153.4719; 2.5: -11.628
| 2 | 19.45 | 1: 19.4097; 1.1: 39.5137; 1.2: 0.052989; 1.3: 126.425; 1.4: 2.9861; 1.5: 39.5137; 1.6: 126.425; 1.7: 50.57; 1.8: 8.4594; 1.9: 421.4167; 2: 13.4209; 2.1: 91.5372; 2.2: 194.0106; 2.3: 14.6617; 2.4: -154.4969; 2.5: -11.6756
| 2 | 19.5 | 1: 19.3282; 1.1: 39.4488; 1.2: 0.052902; 1.3: 126.75; 1.4: 2.9736; 1.5: 39.4488; 1.6: 126.75; 1.7: 50.7; 1.8: 8.4594; 1.9: 422.5; 2: 13.4554; 2.1: 91.5541; 2.2: 194.9736; 2.3: 14.6967; 2.4: -155.5248; 2.5: -11.7231
| 2 | 19.55 | 1: 19.2468; 1.1: 39.3834; 1.2: 0.052814; 1.3: 127.075; 1.4: 2.961; 1.5: 39.3834; 1.6: 127.075; 1.7: 50.83; 1.8: 8.4594; 1.9: 423.5833; 2: 13.4899; 2.1: 91.5708; 2.2: 195.939; 2.3: 14.7317; 2.4: -156.5556; 2.5: -11.7706
| 2 | 19.6 | 1: 19.1655; 1.1: 39.3174; 1.2: 0.052726; 1.3: 127.4; 1.4: 2.9485; 1.5: 39.3174; 1.6: 127.4; 1.7: 50.96; 1.8: 8.4594; 1.9: 424.6667; 2: 13.5244; 2.1: 91.5874; 2.2: 196.9067; 2.3: 14.7667; 2.4: -157.5893; 2.5: -11.8181
| 2 | 19.65 | 1: 19.0845; 1.1: 39.251; 1.2: 0.052636; 1.3: 127.725; 1.4: 2.9361; 1.5: 39.251; 1.6: 127.725; 1.7: 51.09; 1.8: 8.4594; 1.9: 425.75; 2: 13.5589; 2.1: 91.604; 2.2: 197.8768; 2.3: 14.8017; 2.4: -158.6258; 2.5: -11.8656
| 2 | 19.7 | 1: 19.0036; 1.1: 39.1841; 1.2: 0.052547; 1.3: 128.05; 1.4: 2.9236; 1.5: 39.1841; 1.6: 128.05; 1.7: 51.22; 1.8: 8.4594; 1.9: 426.8333; 2: 13.5934; 2.1: 91.6205; 2.2: 198.8494; 2.3: 14.8367; 2.4: -159.6652; 2.5: -11.913
| 2 | 19.75 | 1: 18.9229; 1.1: 39.1167; 1.2: 0.052456; 1.3: 128.375; 1.4: 2.9112; 1.5: 39.1167; 1.6: 128.375; 1.7: 51.35; 1.8: 8.4594; 1.9: 427.9167; 2: 13.6279; 2.1: 91.6369; 2.2: 199.8243; 2.3: 14.8717; 2.4: -160.7075; 2.5: -11.9604
| 2 | 19.8 | 1: 18.8423; 1.1: 39.0488; 1.2: 0.052365; 1.3: 128.7; 1.4: 2.8988; 1.5: 39.0488; 1.6: 128.7; 1.7: 51.48; 1.8: 8.4594; 1.9: 429; 2: 13.6624; 2.1: 91.6532; 2.2: 200.8015; 2.3: 14.9067; 2.4: -161.7527; 2.5: -12.0078
| 2 | 19.85 | 1: 18.7619; 1.1: 38.9805; 1.2: 0.052274; 1.3: 129.025; 1.4: 2.8865; 1.5: 38.9805; 1.6: 129.025; 1.7: 51.61; 1.8: 8.4594; 1.9: 430.0833; 2: 13.6969; 2.1: 91.6694; 2.2: 201.7812; 2.3: 14.9416; 2.4: -162.8008; 2.5: -12.0552
| 2 | 19.9 | 1: 18.6818; 1.1: 38.9116; 1.2: 0.052181; 1.3: 129.35; 1.4: 2.8741; 1.5: 38.9116; 1.6: 129.35; 1.7: 51.74; 1.8: 8.4594; 1.9: 431.1667; 2: 13.7314; 2.1: 91.6856; 2.2: 202.7633; 2.3: 14.9766; 2.4: -163.8517; 2.5: -12.1025
| 2 | 19.95 | 1: 18.6017; 1.1: 38.8423; 1.2: 0.052088; 1.3: 129.675; 1.4: 2.8618; 1.5: 38.8423; 1.6: 129.675; 1.7: 51.87; 1.8: 8.4594; 1.9: 432.25; 2: 13.7659; 2.1: 91.7016; 2.2: 203.7478; 2.3: 15.0116; 2.4: -164.9055; 2.5: -12.1498
| 2 | 20 | 1: 18.5219; 1.1: 38.7725; 1.2: 0.051995; 1.3: 130; 1.4: 2.8495; 1.5: 38.7725; 1.6: 130; 1.7: 52; 1.8: 8.4594; 1.9: 433.3333; 2: 13.8004; 2.1: 91.7176; 2.2: 204.7346; 2.3: 15.0466; 2.4: -165.9622; 2.5: -12.1971
| 2 | 20.05 | 1: 18.4422; 1.1: 38.7022; 1.2: 0.0519; 1.3: 130.325; 1.4: 2.8373; 1.5: 38.7022; 1.6: 130.325; 1.7: 52.13; 1.8: 8.4594; 1.9: 434.4167; 2: 13.8349; 2.1: 91.7336; 2.2: 205.7239; 2.3: 15.0816; 2.4: -167.0217; 2.5: -12.2444
| 2 | 20.1 | 1: 18.3627; 1.1: 38.6314; 1.2: 0.051806; 1.3: 130.65; 1.4: 2.825; 1.5: 38.6314; 1.6: 130.65; 1.7: 52.26; 1.8: 8.4594; 1.9: 435.5; 2: 13.8694; 2.1: 91.7494; 2.2: 206.7155; 2.3: 15.1166; 2.4: -168.0841; 2.5: -12.2916
| 2 | 20.15 | 1: 18.2833; 1.1: 38.5602; 1.2: 0.05171; 1.3: 130.975; 1.4: 2.8128; 1.5: 38.5602; 1.6: 130.975; 1.7: 52.39; 1.8: 8.4594; 1.9: 436.5833; 2: 13.9039; 2.1: 91.7652; 2.2: 207.7095; 2.3: 15.1516; 2.4: -169.1494; 2.5: -12.3388
| 2 | 20.2 | 1: 18.2042; 1.1: 38.4885; 1.2: 0.051614; 1.3: 131.3; 1.4: 2.8006; 1.5: 38.4885; 1.6: 131.3; 1.7: 52.52; 1.8: 8.4594; 1.9: 437.6667; 2: 13.9384; 2.1: 91.7808; 2.2: 208.706; 2.3: 15.1866; 2.4: -170.2175; 2.5: -12.386
| 2 | 20.25 | 1: 18.1252; 1.1: 38.4163; 1.2: 0.051517; 1.3: 131.625; 1.4: 2.7885; 1.5: 38.4163; 1.6: 131.625; 1.7: 52.65; 1.8: 8.4594; 1.9: 438.75; 2: 13.9729; 2.1: 91.7965; 2.2: 209.7048; 2.3: 15.2216; 2.4: -171.2885; 2.5: -12.4332
| 2 | 20.3 | 1: 18.0464; 1.1: 38.3437; 1.2: 0.05142; 1.3: 131.95; 1.4: 2.7764; 1.5: 38.3437; 1.6: 131.95; 1.7: 52.78; 1.8: 8.4594; 1.9: 439.8333; 2: 14.0074; 2.1: 91.812; 2.2: 210.706; 2.3: 15.2566; 2.4: -172.3623; 2.5: -12.4803
| 2 | 20.35 | 1: 17.9677; 1.1: 38.2707; 1.2: 0.051322; 1.3: 132.275; 1.4: 2.7643; 1.5: 38.2707; 1.6: 132.275; 1.7: 52.91; 1.8: 8.4594; 1.9: 440.9167; 2: 14.0419; 2.1: 91.8274; 2.2: 211.7096; 2.3: 15.2917; 2.4: -173.439; 2.5: -12.5274
| 2 | 20.4 | 1: 17.8893; 1.1: 38.1971; 1.2: 0.051223; 1.3: 132.6; 1.4: 2.7522; 1.5: 38.1971; 1.6: 132.6; 1.7: 53.04; 1.8: 8.4594; 1.9: 442; 2: 14.0764; 2.1: 91.8428; 2.2: 212.7156; 2.3: 15.3267; 2.4: -174.5185; 2.5: -12.5745
| 2 | 20.45 | 1: 17.811; 1.1: 38.1232; 1.2: 0.051124; 1.3: 132.925; 1.4: 2.7401; 1.5: 38.1232; 1.6: 132.925; 1.7: 53.17; 1.8: 8.4594; 1.9: 443.0833; 2: 14.1109; 2.1: 91.8581; 2.2: 213.724; 2.3: 15.3617; 2.4: -175.6009; 2.5: -12.6215
| 2 | 20.5 | 1: 17.7328; 1.1: 38.0487; 1.2: 0.051024; 1.3: 133.25; 1.4: 2.7281; 1.5: 38.0487; 1.6: 133.25; 1.7: 53.3; 1.8: 8.4594; 1.9: 444.1667; 2: 14.1454; 2.1: 91.8733; 2.2: 214.7348; 2.3: 15.3967; 2.4: -176.6861; 2.5: -12.6685
| 2 | 20.55 | 1: 17.6549; 1.1: 37.9738; 1.2: 0.050924; 1.3: 133.575; 1.4: 2.7161; 1.5: 37.9738; 1.6: 133.575; 1.7: 53.43; 1.8: 8.4594; 1.9: 445.25; 2: 14.1799; 2.1: 91.8885; 2.2: 215.748; 2.3: 15.4317; 2.4: -177.7742; 2.5: -12.7155
| 2 | 20.6 | 1: 17.5771; 1.1: 37.8985; 1.2: 0.050823; 1.3: 133.9; 1.4: 2.7042; 1.5: 37.8985; 1.6: 133.9; 1.7: 53.56; 1.8: 8.4594; 1.9: 446.3333; 2: 14.2144; 2.1: 91.9035; 2.2: 216.7636; 2.3: 15.4667; 2.4: -178.8651; 2.5: -12.7625
| 2 | 20.65 | 1: 17.4995; 1.1: 37.8228; 1.2: 0.050721; 1.3: 134.225; 1.4: 2.6922; 1.5: 37.8228; 1.6: 134.225; 1.7: 53.69; 1.8: 8.4594; 1.9: 447.4167; 2: 14.2489; 2.1: 91.9185; 2.2: 217.7816; 2.3: 15.5017; 2.4: -179.9589; 2.5: -12.8095
| 2 | 20.7 | 1: 17.422; 1.1: 37.7466; 1.2: 0.050619; 1.3: 134.55; 1.4: 2.6803; 1.5: 37.7466; 1.6: 134.55; 1.7: 53.82; 1.8: 8.4594; 1.9: 448.5; 2: 14.2834; 2.1: 91.9335; 2.2: 218.802; 2.3: 15.5367; 2.4: -181.0555; 2.5: -12.8564
| 2 | 20.75 | 1: 17.3448; 1.1: 37.6699; 1.2: 0.050516; 1.3: 134.875; 1.4: 2.6684; 1.5: 37.6699; 1.6: 134.875; 1.7: 53.95; 1.8: 8.4594; 1.9: 449.5833; 2: 14.3179; 2.1: 91.9483; 2.2: 219.8248; 2.3: 15.5717; 2.4: -182.1549; 2.5: -12.9033
| 2 | 20.8 | 1: 17.2677; 1.1: 37.5928; 1.2: 0.050413; 1.3: 135.2; 1.4: 2.6566; 1.5: 37.5928; 1.6: 135.2; 1.7: 54.08; 1.8: 8.4594; 1.9: 450.6667; 2: 14.3524; 2.1: 91.9631; 2.2: 220.85; 2.3: 15.6067; 2.4: -183.2572; 2.5: -12.9502
| 2 | 20.85 | 1: 17.1907; 1.1: 37.5153; 1.2: 0.050309; 1.3: 135.525; 1.4: 2.6447; 1.5: 37.5153; 1.6: 135.525; 1.7: 54.21; 1.8: 8.4594; 1.9: 451.75; 2: 14.3869; 2.1: 91.9778; 2.2: 221.8776; 2.3: 15.6418; 2.4: -184.3623; 2.5: -12.997
| 2 | 20.9 | 1: 17.114; 1.1: 37.4374; 1.2: 0.050204; 1.3: 135.85; 1.4: 2.6329; 1.5: 37.4374; 1.6: 135.85; 1.7: 54.34; 1.8: 8.4594; 1.9: 452.8333; 2: 14.4214; 2.1: 91.9924; 2.2: 222.9076; 2.3: 15.6768; 2.4: -185.4702; 2.5: -13.0439
| 2 | 20.95 | 1: 17.0374; 1.1: 37.3591; 1.2: 0.050099; 1.3: 136.175; 1.4: 2.6211; 1.5: 37.3591; 1.6: 136.175; 1.7: 54.47; 1.8: 8.4594; 1.9: 453.9167; 2: 14.4559; 2.1: 92.0069; 2.2: 223.94; 2.3: 15.7118; 2.4: -186.581; 2.5: -13.0907
| 2 | 21 | 1: 16.961; 1.1: 37.2803; 1.2: 0.049994; 1.3: 136.5; 1.4: 2.6094; 1.5: 37.2803; 1.6: 136.5; 1.7: 54.6; 1.8: 8.4594; 1.9: 455; 2: 14.4904; 2.1: 92.0214; 2.2: 224.9748; 2.3: 15.7468; 2.4: -187.6945; 2.5: -13.1374
| 2 | 21.05 | 1: 16.8848; 1.1: 37.2011; 1.2: 0.049887; 1.3: 136.825; 1.4: 2.5977; 1.5: 37.2011; 1.6: 136.825; 1.7: 54.73; 1.8: 8.4594; 1.9: 456.0833; 2: 14.5249; 2.1: 92.0358; 2.2: 226.012; 2.3: 15.7818; 2.4: -188.8109; 2.5: -13.1842
| 2 | 21.1 | 1: 16.8087; 1.1: 37.1215; 1.2: 0.049781; 1.3: 137.15; 1.4: 2.586; 1.5: 37.1215; 1.6: 137.15; 1.7: 54.86; 1.8: 8.4594; 1.9: 457.1667; 2: 14.5594; 2.1: 92.0501; 2.2: 227.0516; 2.3: 15.8169; 2.4: -189.9302; 2.5: -13.2309
| 2 | 21.15 | 1: 16.7328; 1.1: 37.0414; 1.2: 0.049673; 1.3: 137.475; 1.4: 2.5743; 1.5: 37.0414; 1.6: 137.475; 1.7: 54.99; 1.8: 8.4594; 1.9: 458.25; 2: 14.5939; 2.1: 92.0644; 2.2: 228.0936; 2.3: 15.8519; 2.4: -191.0522; 2.5: -13.2776
| 2 | 21.2 | 1: 16.6571; 1.1: 36.961; 1.2: 0.049565; 1.3: 137.8; 1.4: 2.5626; 1.5: 36.961; 1.6: 137.8; 1.7: 55.12; 1.8: 8.4594; 1.9: 459.3333; 2: 14.6285; 2.1: 92.0786; 2.2: 229.1381; 2.3: 15.8869; 2.4: -192.1771; 2.5: -13.3243
| 2 | 21.25 | 1: 16.5815; 1.1: 36.8801; 1.2: 0.049457; 1.3: 138.125; 1.4: 2.551; 1.5: 36.8801; 1.6: 138.125; 1.7: 55.25; 1.8: 8.4594; 1.9: 460.4167; 2: 14.663; 2.1: 92.0927; 2.2: 230.1849; 2.3: 15.9219; 2.4: -193.3048; 2.5: -13.3709
| 2 | 21.3 | 1: 16.5062; 1.1: 36.7989; 1.2: 0.049348; 1.3: 138.45; 1.4: 2.5394; 1.5: 36.7989; 1.6: 138.45; 1.7: 55.38; 1.8: 8.4594; 1.9: 461.5; 2: 14.6975; 2.1: 92.1068; 2.2: 231.2341; 2.3: 15.957; 2.4: -194.4353; 2.5: -13.4176
| 2 | 21.35 | 1: 16.431; 1.1: 36.7172; 1.2: 0.049239; 1.3: 138.775; 1.4: 2.5278; 1.5: 36.7172; 1.6: 138.775; 1.7: 55.51; 1.8: 8.4594; 1.9: 462.5833; 2: 14.732; 2.1: 92.1207; 2.2: 232.2858; 2.3: 15.992; 2.4: -195.5686; 2.5: -13.4642
| 2 | 21.4 | 1: 16.3559; 1.1: 36.6351; 1.2: 0.049129; 1.3: 139.1; 1.4: 2.5163; 1.5: 36.6351; 1.6: 139.1; 1.7: 55.64; 1.8: 8.4594; 1.9: 463.6667; 2: 14.7665; 2.1: 92.1346; 2.2: 233.3398; 2.3: 16.027; 2.4: -196.7047; 2.5: -13.5107
| 2 | 21.45 | 1: 16.2811; 1.1: 36.5527; 1.2: 0.049018; 1.3: 139.425; 1.4: 2.5048; 1.5: 36.5527; 1.6: 139.425; 1.7: 55.77; 1.8: 8.4594; 1.9: 464.75; 2: 14.801; 2.1: 92.1485; 2.2: 234.3963; 2.3: 16.0621; 2.4: -197.8436; 2.5: -13.5573
| 2 | 21.5 | 1: 16.2064; 1.1: 36.4698; 1.2: 0.048907; 1.3: 139.75; 1.4: 2.4933; 1.5: 36.4698; 1.6: 139.75; 1.7: 55.9; 1.8: 8.4594; 1.9: 465.8333; 2: 14.8355; 2.1: 92.1622; 2.2: 235.4551; 2.3: 16.0971; 2.4: -198.9853; 2.5: -13.6038
| 2 | 21.55 | 1: 16.1319; 1.1: 36.3866; 1.2: 0.048795; 1.3: 140.075; 1.4: 2.4818; 1.5: 36.3866; 1.6: 140.075; 1.7: 56.03; 1.8: 8.4594; 1.9: 466.9167; 2: 14.87; 2.1: 92.1759; 2.2: 236.5164; 2.3: 16.1321; 2.4: -200.1298; 2.5: -13.6503
| 2 | 21.6 | 1: 16.0575; 1.1: 36.3029; 1.2: 0.048683; 1.3: 140.4; 1.4: 2.4704; 1.5: 36.3029; 1.6: 140.4; 1.7: 56.16; 1.8: 8.4594; 1.9: 468; 2: 14.9045; 2.1: 92.1896; 2.2: 237.5801; 2.3: 16.1672; 2.4: -201.2772; 2.5: -13.6968
| 2 | 21.65 | 1: 15.9834; 1.1: 36.2189; 1.2: 0.04857; 1.3: 140.725; 1.4: 2.459; 1.5: 36.2189; 1.6: 140.725; 1.7: 56.29; 1.8: 8.4594; 1.9: 469.0833; 2: 14.939; 2.1: 92.2031; 2.2: 238.6461; 2.3: 16.2022; 2.4: -202.4273; 2.5: -13.7432
| 2 | 21.7 | 1: 15.9094; 1.1: 36.1345; 1.2: 0.048457; 1.3: 141.05; 1.4: 2.4476; 1.5: 36.1345; 1.6: 141.05; 1.7: 56.42; 1.8: 8.4594; 1.9: 470.1667; 2: 14.9735; 2.1: 92.2166; 2.2: 239.7146; 2.3: 16.2373; 2.4: -203.5802; 2.5: -13.7897
| 2 | 21.75 | 1: 15.8356; 1.1: 36.0497; 1.2: 0.048343; 1.3: 141.375; 1.4: 2.4362; 1.5: 36.0497; 1.6: 141.375; 1.7: 56.55; 1.8: 8.4594; 1.9: 471.25; 2: 15.008; 2.1: 92.23; 2.2: 240.7856; 2.3: 16.2723; 2.4: -204.7359; 2.5: -13.8361
| 2 | 21.8 | 1: 15.7619; 1.1: 35.9645; 1.2: 0.048229; 1.3: 141.7; 1.4: 2.4249; 1.5: 35.9645; 1.6: 141.7; 1.7: 56.68; 1.8: 8.4594; 1.9: 472.3333; 2: 15.0425; 2.1: 92.2434; 2.2: 241.8589; 2.3: 16.3074; 2.4: -205.8944; 2.5: -13.8825
| 2 | 21.85 | 1: 15.6884; 1.1: 35.8789; 1.2: 0.048114; 1.3: 142.025; 1.4: 2.4136; 1.5: 35.8789; 1.6: 142.025; 1.7: 56.81; 1.8: 8.4594; 1.9: 473.4167; 2: 15.077; 2.1: 92.2567; 2.2: 242.9346; 2.3: 16.3424; 2.4: -207.0557; 2.5: -13.9288
| 2 | 21.9 | 1: 15.6151; 1.1: 35.793; 1.2: 0.047999; 1.3: 142.35; 1.4: 2.4023; 1.5: 35.793; 1.6: 142.35; 1.7: 56.94; 1.8: 8.4594; 1.9: 474.5; 2: 15.1115; 2.1: 92.2699; 2.2: 244.0128; 2.3: 16.3775; 2.4: -208.2198; 2.5: -13.9751
| 2 | 21.95 | 1: 15.542; 1.1: 35.7067; 1.2: 0.047883; 1.3: 142.675; 1.4: 2.3911; 1.5: 35.7067; 1.6: 142.675; 1.7: 57.07; 1.8: 8.4594; 1.9: 475.5833; 2: 15.146; 2.1: 92.283; 2.2: 245.0933; 2.3: 16.4125; 2.4: -209.3866; 2.5: -14.0214
| 2 | 22 | 1: 15.469; 1.1: 35.62; 1.2: 0.047767; 1.3: 143; 1.4: 2.3798; 1.5: 35.62; 1.6: 143; 1.7: 57.2; 1.8: 8.4594; 1.9: 476.6667; 2: 15.1805; 2.1: 92.2961; 2.2: 246.1763; 2.3: 16.4476; 2.4: -210.5563; 2.5: -14.0677
| 2 | 22.05 | 1: 15.3962; 1.1: 35.533; 1.2: 0.04765; 1.3: 143.325; 1.4: 2.3687; 1.5: 35.533; 1.6: 143.325; 1.7: 57.33; 1.8: 8.4594; 1.9: 477.75; 2: 15.215; 2.1: 92.3091; 2.2: 247.2617; 2.3: 16.4826; 2.4: -211.7287; 2.5: -14.114
| 2 | 22.1 | 1: 15.3236; 1.1: 35.4455; 1.2: 0.047533; 1.3: 143.65; 1.4: 2.3575; 1.5: 35.4455; 1.6: 143.65; 1.7: 57.46; 1.8: 8.4594; 1.9: 478.8333; 2: 15.2495; 2.1: 92.3221; 2.2: 248.3495; 2.3: 16.5177; 2.4: -212.9039; 2.5: -14.1602
| 2 | 22.15 | 1: 15.2512; 1.1: 35.3578; 1.2: 0.047416; 1.3: 143.975; 1.4: 2.3463; 1.5: 35.3578; 1.6: 143.975; 1.7: 57.59; 1.8: 8.4594; 1.9: 479.9167; 2: 15.284; 2.1: 92.3349; 2.2: 249.4397; 2.3: 16.5527; 2.4: -214.0819; 2.5: -14.2064
| 2 | 22.2 | 1: 15.1789; 1.1: 35.2697; 1.2: 0.047297; 1.3: 144.3; 1.4: 2.3352; 1.5: 35.2697; 1.6: 144.3; 1.7: 57.72; 1.8: 8.4594; 1.9: 481; 2: 15.3185; 2.1: 92.3478; 2.2: 250.5323; 2.3: 16.5878; 2.4: -215.2627; 2.5: -14.2526
| 2 | 22.25 | 1: 15.1068; 1.1: 35.1812; 1.2: 0.047179; 1.3: 144.625; 1.4: 2.3241; 1.5: 35.1812; 1.6: 144.625; 1.7: 57.85; 1.8: 8.4594; 1.9: 482.0833; 2: 15.353; 2.1: 92.3605; 2.2: 251.6274; 2.3: 16.6229; 2.4: -216.4462; 2.5: -14.2988
| 2 | 22.3 | 1: 15.0349; 1.1: 35.0923; 1.2: 0.04706; 1.3: 144.95; 1.4: 2.3131; 1.5: 35.0923; 1.6: 144.95; 1.7: 57.98; 1.8: 8.4594; 1.9: 483.1667; 2: 15.3875; 2.1: 92.3732; 2.2: 252.7248; 2.3: 16.6579; 2.4: -217.6325; 2.5: -14.3449
| 2 | 22.35 | 1: 14.9631; 1.1: 35.0032; 1.2: 0.04694; 1.3: 145.275; 1.4: 2.302; 1.5: 35.0032; 1.6: 145.275; 1.7: 58.11; 1.8: 8.4594; 1.9: 484.25; 2: 15.422; 2.1: 92.3858; 2.2: 253.8247; 2.3: 16.693; 2.4: -218.8216; 2.5: -14.391
| 2 | 22.4 | 1: 14.8915; 1.1: 34.9136; 1.2: 0.04682; 1.3: 145.6; 1.4: 2.291; 1.5: 34.9136; 1.6: 145.6; 1.7: 58.24; 1.8: 8.4594; 1.9: 485.3333; 2: 15.4565; 2.1: 92.3984; 2.2: 254.927; 2.3: 16.7281; 2.4: -220.0134; 2.5: -14.4371
| 2 | 22.45 | 1: 14.8201; 1.1: 34.8238; 1.2: 0.046699; 1.3: 145.925; 1.4: 2.28; 1.5: 34.8238; 1.6: 145.925; 1.7: 58.37; 1.8: 8.4594; 1.9: 486.4167; 2: 15.491; 2.1: 92.4109; 2.2: 256.0317; 2.3: 16.7632; 2.4: -221.208; 2.5: -14.4831
| 2 | 22.5 | 1: 14.7488; 1.1: 34.7335; 1.2: 0.046578; 1.3: 146.25; 1.4: 2.2691; 1.5: 34.7335; 1.6: 146.25; 1.7: 58.5; 1.8: 8.4594; 1.9: 487.5; 2: 15.5255; 2.1: 92.4233; 2.2: 257.1389; 2.3: 16.7982; 2.4: -222.4053; 2.5: -14.5292
| 2 | 22.55 | 1: 14.6778; 1.1: 34.643; 1.2: 0.046457; 1.3: 146.575; 1.4: 2.2581; 1.5: 34.643; 1.6: 146.575; 1.7: 58.63; 1.8: 8.4594; 1.9: 488.5833; 2: 15.56; 2.1: 92.4357; 2.2: 258.2484; 2.3: 16.8333; 2.4: -223.6055; 2.5: -14.5752
| 2 | 22.6 | 1: 14.6069; 1.1: 34.5521; 1.2: 0.046335; 1.3: 146.9; 1.4: 2.2472; 1.5: 34.5521; 1.6: 146.9; 1.7: 58.76; 1.8: 8.4594; 1.9: 489.6667; 2: 15.5945; 2.1: 92.448; 2.2: 259.3604; 2.3: 16.8684; 2.4: -224.8083; 2.5: -14.6212
| 2 | 22.65 | 1: 14.5361; 1.1: 34.4608; 1.2: 0.046213; 1.3: 147.225; 1.4: 2.2363; 1.5: 34.4608; 1.6: 147.225; 1.7: 58.89; 1.8: 8.4594; 1.9: 490.75; 2: 15.629; 2.1: 92.4602; 2.2: 260.4748; 2.3: 16.9035; 2.4: -226.014; 2.5: -14.6671
| 2 | 22.7 | 1: 14.4656; 1.1: 34.3693; 1.2: 0.04609; 1.3: 147.55; 1.4: 2.2255; 1.5: 34.3693; 1.6: 147.55; 1.7: 59.02; 1.8: 8.4594; 1.9: 491.8333; 2: 15.6635; 2.1: 92.4724; 2.2: 261.5916; 2.3: 16.9385; 2.4: -227.2223; 2.5: -14.7131
| 2 | 22.75 | 1: 14.3952; 1.1: 34.2774; 1.2: 0.045967; 1.3: 147.875; 1.4: 2.2146; 1.5: 34.2774; 1.6: 147.875; 1.7: 59.15; 1.8: 8.4594; 1.9: 492.9167; 2: 15.698; 2.1: 92.4845; 2.2: 262.7109; 2.3: 16.9736; 2.4: -228.4335; 2.5: -14.759
| 2 | 22.8 | 1: 14.325; 1.1: 34.1852; 1.2: 0.045843; 1.3: 148.2; 1.4: 2.2038; 1.5: 34.1852; 1.6: 148.2; 1.7: 59.28; 1.8: 8.4594; 1.9: 494; 2: 15.7325; 2.1: 92.4966; 2.2: 263.8325; 2.3: 17.0087; 2.4: -229.6473; 2.5: -14.8049
| 2 | 22.85 | 1: 14.255; 1.1: 34.0926; 1.2: 0.045719; 1.3: 148.525; 1.4: 2.1931; 1.5: 34.0926; 1.6: 148.525; 1.7: 59.41; 1.8: 8.4594; 1.9: 495.0833; 2: 15.767; 2.1: 92.5085; 2.2: 264.9566; 2.3: 17.0438; 2.4: -230.864; 2.5: -14.8507
| 2 | 22.9 | 1: 14.1851; 1.1: 33.9998; 1.2: 0.045594; 1.3: 148.85; 1.4: 2.1823; 1.5: 33.9998; 1.6: 148.85; 1.7: 59.54; 1.8: 8.4594; 1.9: 496.1667; 2: 15.8015; 2.1: 92.5205; 2.2: 266.0831; 2.3: 17.0789; 2.4: -232.0833; 2.5: -14.8966
| 2 | 22.95 | 1: 14.1154; 1.1: 33.9066; 1.2: 0.045469; 1.3: 149.175; 1.4: 2.1716; 1.5: 33.9066; 1.6: 149.175; 1.7: 59.67; 1.8: 8.4594; 1.9: 497.25; 2: 15.836; 2.1: 92.5323; 2.2: 267.212; 2.3: 17.114; 2.4: -233.3054; 2.5: -14.9424
| 2 | 23 | 1: 14.0459; 1.1: 33.8131; 1.2: 0.045344; 1.3: 149.5; 1.4: 2.1609; 1.5: 33.8131; 1.6: 149.5; 1.7: 59.8; 1.8: 8.4594; 1.9: 498.3333; 2: 15.8705; 2.1: 92.5441; 2.2: 268.3434; 2.3: 17.1491; 2.4: -234.5303; 2.5: -14.9882
| 2 | 23.05 | 1: 13.9765; 1.1: 33.7193; 1.2: 0.045218; 1.3: 149.825; 1.4: 2.1502; 1.5: 33.7193; 1.6: 149.825; 1.7: 59.93; 1.8: 8.4594; 1.9: 499.4167; 2: 15.905; 2.1: 92.5559; 2.2: 269.4772; 2.3: 17.1842; 2.4: -235.7579; 2.5: -15.034
| 2 | 23.1 | 1: 13.9073; 1.1: 33.6252; 1.2: 0.045092; 1.3: 150.15; 1.4: 2.1396; 1.5: 33.6252; 1.6: 150.15; 1.7: 60.06; 1.8: 8.4594; 1.9: 500.5; 2: 15.9395; 2.1: 92.5676; 2.2: 270.6134; 2.3: 17.2193; 2.4: -236.9882; 2.5: -15.0797
| 2 | 23.15 | 1: 13.8383; 1.1: 33.5307; 1.2: 0.044965; 1.3: 150.475; 1.4: 2.129; 1.5: 33.5307; 1.6: 150.475; 1.7: 60.19; 1.8: 8.4594; 1.9: 501.5833; 2: 15.974; 2.1: 92.5792; 2.2: 271.752; 2.3: 17.2544; 2.4: -238.2213; 2.5: -15.1254
| 2 | 23.2 | 1: 13.7695; 1.1: 33.436; 1.2: 0.044838; 1.3: 150.8; 1.4: 2.1184; 1.5: 33.436; 1.6: 150.8; 1.7: 60.32; 1.8: 8.4594; 1.9: 502.6667; 2: 16.0085; 2.1: 92.5908; 2.2: 272.8931; 2.3: 17.2895; 2.4: -239.457; 2.5: -15.1711
| 2 | 23.25 | 1: 13.7008; 1.1: 33.341; 1.2: 0.044711; 1.3: 151.125; 1.4: 2.1078; 1.5: 33.341; 1.6: 151.125; 1.7: 60.45; 1.8: 8.4594; 1.9: 503.75; 2: 16.043; 2.1: 92.6023; 2.2: 274.0365; 2.3: 17.3246; 2.4: -240.6955; 2.5: -15.2168
| 2 | 23.3 | 1: 13.6323; 1.1: 33.2457; 1.2: 0.044583; 1.3: 151.45; 1.4: 2.0973; 1.5: 33.2457; 1.6: 151.45; 1.7: 60.58; 1.8: 8.4594; 1.9: 504.8333; 2: 16.0775; 2.1: 92.6137; 2.2: 275.1824; 2.3: 17.3597; 2.4: -241.9368; 2.5: -15.2624
| 2 | 23.35 | 1: 13.564; 1.1: 33.15; 1.2: 0.044455; 1.3: 151.775; 1.4: 2.0868; 1.5: 33.15; 1.6: 151.775; 1.7: 60.71; 1.8: 8.4594; 1.9: 505.9167; 2: 16.112; 2.1: 92.6251; 2.2: 276.3308; 2.3: 17.3948; 2.4: -243.1807; 2.5: -15.3081
| 2 | 23.4 | 1: 13.4959; 1.1: 33.0541; 1.2: 0.044326; 1.3: 152.1; 1.4: 2.0763; 1.5: 33.0541; 1.6: 152.1; 1.7: 60.84; 1.8: 8.4594; 1.9: 507; 2: 16.1465; 2.1: 92.6364; 2.2: 277.4815; 2.3: 17.43; 2.4: -244.4274; 2.5: -15.3537
| 2 | 23.45 | 1: 13.4279; 1.1: 32.9579; 1.2: 0.044197; 1.3: 152.425; 1.4: 2.0658; 1.5: 32.9579; 1.6: 152.425; 1.7: 60.97; 1.8: 8.4594; 1.9: 508.0833; 2: 16.181; 2.1: 92.6477; 2.2: 278.6347; 2.3: 17.4651; 2.4: -245.6768; 2.5: -15.3993
| 2 | 23.5 | 1: 13.3601; 1.1: 32.8614; 1.2: 0.044068; 1.3: 152.75; 1.4: 2.0554; 1.5: 32.8614; 1.6: 152.75; 1.7: 61.1; 1.8: 8.4594; 1.9: 509.1667; 2: 16.2155; 2.1: 92.6589; 2.2: 279.7903; 2.3: 17.5002; 2.4: -246.929; 2.5: -15.4448
| 2 | 23.55 | 1: 13.2925; 1.1: 32.7646; 1.2: 0.043938; 1.3: 153.075; 1.4: 2.045; 1.5: 32.7646; 1.6: 153.075; 1.7: 61.23; 1.8: 8.4594; 1.9: 510.25; 2: 16.25; 2.1: 92.6701; 2.2: 280.9484; 2.3: 17.5353; 2.4: -248.1838; 2.5: -15.4903
| 2 | 23.6 | 1: 13.225; 1.1: 32.6675; 1.2: 0.043808; 1.3: 153.4; 1.4: 2.0346; 1.5: 32.6675; 1.6: 153.4; 1.7: 61.36; 1.8: 8.4594; 1.9: 511.3333; 2: 16.2845; 2.1: 92.6812; 2.2: 282.1089; 2.3: 17.5705; 2.4: -249.4413; 2.5: -15.5358
| 2 | 23.65 | 1: 13.1577; 1.1: 32.5702; 1.2: 0.043677; 1.3: 153.725; 1.4: 2.0243; 1.5: 32.5702; 1.6: 153.725; 1.7: 61.49; 1.8: 8.4594; 1.9: 512.4167; 2: 16.319; 2.1: 92.6922; 2.2: 283.2718; 2.3: 17.6056; 2.4: -250.7016; 2.5: -15.5813
| 2 | 23.7 | 1: 13.0906; 1.1: 32.4725; 1.2: 0.043546; 1.3: 154.05; 1.4: 2.0139; 1.5: 32.4725; 1.6: 154.05; 1.7: 61.62; 1.8: 8.4594; 1.9: 513.5; 2: 16.3535; 2.1: 92.7032; 2.2: 284.4371; 2.3: 17.6407; 2.4: -251.9646; 2.5: -15.6268
| 2 | 23.75 | 1: 13.0237; 1.1: 32.3746; 1.2: 0.043415; 1.3: 154.375; 1.4: 2.0036; 1.5: 32.3746; 1.6: 154.375; 1.7: 61.75; 1.8: 8.4594; 1.9: 514.5833; 2: 16.388; 2.1: 92.7141; 2.2: 285.6049; 2.3: 17.6758; 2.4: -253.2302; 2.5: -15.6722
| 2 | 23.8 | 1: 12.9569; 1.1: 32.2765; 1.2: 0.043283; 1.3: 154.7; 1.4: 1.9934; 1.5: 32.2765; 1.6: 154.7; 1.7: 61.88; 1.8: 8.4594; 1.9: 515.6667; 2: 16.4225; 2.1: 92.725; 2.2: 286.7751; 2.3: 17.711; 2.4: -254.4986; 2.5: -15.7176
| 2 | 23.85 | 1: 12.8903; 1.1: 32.178; 1.2: 0.043151; 1.3: 155.025; 1.4: 1.9831; 1.5: 32.178; 1.6: 155.025; 1.7: 62.01; 1.8: 8.4594; 1.9: 516.75; 2: 16.457; 2.1: 92.7358; 2.2: 287.9477; 2.3: 17.7461; 2.4: -255.7697; 2.5: -15.763
| 2 | 23.9 | 1: 12.8239; 1.1: 32.0793; 1.2: 0.043019; 1.3: 155.35; 1.4: 1.9729; 1.5: 32.0793; 1.6: 155.35; 1.7: 62.14; 1.8: 8.4594; 1.9: 517.8333; 2: 16.4915; 2.1: 92.7465; 2.2: 289.1228; 2.3: 17.7813; 2.4: -257.0435; 2.5: -15.8084
| 2 | 23.95 | 1: 12.7576; 1.1: 31.9803; 1.2: 0.042886; 1.3: 155.675; 1.4: 1.9627; 1.5: 31.9803; 1.6: 155.675; 1.7: 62.27; 1.8: 8.4594; 1.9: 518.9167; 2: 16.526; 2.1: 92.7572; 2.2: 290.3003; 2.3: 17.8164; 2.4: -258.32; 2.5: -15.8537
| 2 | 24 | 1: 12.6915; 1.1: 31.8811; 1.2: 0.042753; 1.3: 156; 1.4: 1.9525; 1.5: 31.8811; 1.6: 156; 1.7: 62.4; 1.8: 8.4594; 1.9: 520; 2: 16.5605; 2.1: 92.7679; 2.2: 291.4802; 2.3: 17.8516; 2.4: -259.5991; 2.5: -15.899
| 2 | 24.05 | 1: 12.6256; 1.1: 31.7816; 1.2: 0.04262; 1.3: 156.325; 1.4: 1.9424; 1.5: 31.7816; 1.6: 156.325; 1.7: 62.53; 1.8: 8.4594; 1.9: 521.0833; 2: 16.595; 2.1: 92.7785; 2.2: 292.6626; 2.3: 17.8867; 2.4: -260.881; 2.5: -15.9443
| 2 | 24.1 | 1: 12.5599; 1.1: 31.6818; 1.2: 0.042486; 1.3: 156.65; 1.4: 1.9323; 1.5: 31.6818; 1.6: 156.65; 1.7: 62.66; 1.8: 8.4594; 1.9: 522.1667; 2: 16.6295; 2.1: 92.789; 2.2: 293.8474; 2.3: 17.9219; 2.4: -262.1656; 2.5: -15.9896
| 2 | 24.15 | 1: 12.4943; 1.1: 31.5818; 1.2: 0.042352; 1.3: 156.975; 1.4: 1.9222; 1.5: 31.5818; 1.6: 156.975; 1.7: 62.79; 1.8: 8.4594; 1.9: 523.25; 2: 16.664; 2.1: 92.7995; 2.2: 295.0346; 2.3: 17.957; 2.4: -263.4528; 2.5: -16.0348
| 2 | 24.2 | 1: 12.4289; 1.1: 31.4816; 1.2: 0.042217; 1.3: 157.3; 1.4: 1.9121; 1.5: 31.4816; 1.6: 157.3; 1.7: 62.92; 1.8: 8.4594; 1.9: 524.3333; 2: 16.6985; 2.1: 92.8099; 2.2: 296.2243; 2.3: 17.9922; 2.4: -264.7427; 2.5: -16.08
| 2 | 24.25 | 1: 12.3637; 1.1: 31.381; 1.2: 0.042083; 1.3: 157.625; 1.4: 1.9021; 1.5: 31.381; 1.6: 157.625; 1.7: 63.05; 1.8: 8.4594; 1.9: 525.4167; 2: 16.733; 2.1: 92.8203; 2.2: 297.4164; 2.3: 18.0273; 2.4: -266.0353; 2.5: -16.1252
| 2 | 24.3 | 1: 12.2986; 1.1: 31.2803; 1.2: 0.041948; 1.3: 157.95; 1.4: 1.8921; 1.5: 31.2803; 1.6: 157.95; 1.7: 63.18; 1.8: 8.4594; 1.9: 526.5; 2: 16.7675; 2.1: 92.8306; 2.2: 298.6109; 2.3: 18.0625; 2.4: -267.3306; 2.5: -16.1704
| 2 | 24.35 | 1: 12.2337; 1.1: 31.1793; 1.2: 0.041812; 1.3: 158.275; 1.4: 1.8821; 1.5: 31.1793; 1.6: 158.275; 1.7: 63.31; 1.8: 8.4594; 1.9: 527.5833; 2: 16.802; 2.1: 92.8408; 2.2: 299.8079; 2.3: 18.0977; 2.4: -268.6286; 2.5: -16.2155
| 2 | 24.4 | 1: 12.169; 1.1: 31.0781; 1.2: 0.041676; 1.3: 158.6; 1.4: 1.8722; 1.5: 31.0781; 1.6: 158.6; 1.7: 63.44; 1.8: 8.4594; 1.9: 528.6667; 2: 16.8365; 2.1: 92.851; 2.2: 301.0073; 2.3: 18.1328; 2.4: -269.9293; 2.5: -16.2607
| 2 | 24.45 | 1: 12.1045; 1.1: 30.9766; 1.2: 0.04154; 1.3: 158.925; 1.4: 1.8622; 1.5: 30.9766; 1.6: 158.925; 1.7: 63.57; 1.8: 8.4594; 1.9: 529.75; 2: 16.871; 2.1: 92.8612; 2.2: 302.2092; 2.3: 18.168; 2.4: -271.2326; 2.5: -16.3058
| 2 | 24.5 | 1: 12.0401; 1.1: 30.8749; 1.2: 0.041404; 1.3: 159.25; 1.4: 1.8523; 1.5: 30.8749; 1.6: 159.25; 1.7: 63.7; 1.8: 8.4594; 1.9: 530.8333; 2: 16.9055; 2.1: 92.8713; 2.2: 303.4135; 2.3: 18.2032; 2.4: -272.5386; 2.5: -16.3508
| 2 | 24.55 | 1: 11.9759; 1.1: 30.7729; 1.2: 0.041267; 1.3: 159.575; 1.4: 1.8424; 1.5: 30.7729; 1.6: 159.575; 1.7: 63.83; 1.8: 8.4594; 1.9: 531.9167; 2: 16.94; 2.1: 92.8813; 2.2: 304.6202; 2.3: 18.2383; 2.4: -273.8473; 2.5: -16.3959
| 2 | 24.6 | 1: 11.9119; 1.1: 30.6708; 1.2: 0.04113; 1.3: 159.9; 1.4: 1.8326; 1.5: 30.6708; 1.6: 159.9; 1.7: 63.96; 1.8: 8.4594; 1.9: 533; 2: 16.9745; 2.1: 92.8913; 2.2: 305.8294; 2.3: 18.2735; 2.4: -275.1586; 2.5: -16.4409
| 2 | 24.65 | 1: 11.848; 1.1: 30.5684; 1.2: 0.040993; 1.3: 160.225; 1.4: 1.8228; 1.5: 30.5684; 1.6: 160.225; 1.7: 64.09; 1.8: 8.4594; 1.9: 534.0833; 2: 17.009; 2.1: 92.9013; 2.2: 307.041; 2.3: 18.3087; 2.4: -276.4726; 2.5: -16.4859
| 2 | 24.7 | 1: 11.7844; 1.1: 30.4657; 1.2: 0.040855; 1.3: 160.55; 1.4: 1.813; 1.5: 30.4657; 1.6: 160.55; 1.7: 64.22; 1.8: 8.4594; 1.9: 535.1667; 2: 17.0435; 2.1: 92.9112; 2.2: 308.255; 2.3: 18.3439; 2.4: -277.7893; 2.5: -16.5309
| 2 | 24.75 | 1: 11.7209; 1.1: 30.3629; 1.2: 0.040717; 1.3: 160.875; 1.4: 1.8032; 1.5: 30.3629; 1.6: 160.875; 1.7: 64.35; 1.8: 8.4594; 1.9: 536.25; 2: 17.078; 2.1: 92.921; 2.2: 309.4715; 2.3: 18.3791; 2.4: -279.1086; 2.5: -16.5759
| 2 | 24.8 | 1: 11.6575; 1.1: 30.2598; 1.2: 0.040579; 1.3: 161.2; 1.4: 1.7935; 1.5: 30.2598; 1.6: 161.2; 1.7: 64.48; 1.8: 8.4594; 1.9: 537.3333; 2: 17.1125; 2.1: 92.9308; 2.2: 310.6904; 2.3: 18.4143; 2.4: -280.4306; 2.5: -16.6208
| 2 | 24.85 | 1: 11.5944; 1.1: 30.1565; 1.2: 0.040441; 1.3: 161.525; 1.4: 1.7837; 1.5: 30.1565; 1.6: 161.525; 1.7: 64.61; 1.8: 8.4594; 1.9: 538.4167; 2: 17.147; 2.1: 92.9405; 2.2: 311.9118; 2.3: 18.4495; 2.4: -281.7552; 2.5: -16.6657
| 2 | 24.9 | 1: 11.5314; 1.1: 30.053; 1.2: 0.040302; 1.3: 161.85; 1.4: 1.7741; 1.5: 30.053; 1.6: 161.85; 1.7: 64.74; 1.8: 8.4594; 1.9: 539.5; 2: 17.1815; 2.1: 92.9502; 2.2: 313.1356; 2.3: 18.4847; 2.4: -283.0825; 2.5: -16.7106
| 2 | 24.95 | 1: 11.4685; 1.1: 29.9493; 1.2: 0.040163; 1.3: 162.175; 1.4: 1.7644; 1.5: 29.9493; 1.6: 162.175; 1.7: 64.87; 1.8: 8.4594; 1.9: 540.5833; 2: 17.216; 2.1: 92.9599; 2.2: 314.3618; 2.3: 18.5199; 2.4: -284.4125; 2.5: -16.7555
| 2 | 25 | 1: 11.4059; 1.1: 29.8454; 1.2: 0.040023; 1.3: 162.5; 1.4: 1.7548; 1.5: 29.8454; 1.6: 162.5; 1.7: 65; 1.8: 8.4594; 1.9: 541.6667; 2: 17.2505; 2.1: 92.9695; 2.2: 315.5905; 2.3: 18.5551; 2.4: -285.7451; 2.5: -16.8003
| 2 | 25.05 | 1: 11.3434; 1.1: 29.7413; 1.2: 0.039884; 1.3: 162.825; 1.4: 1.7451; 1.5: 29.7413; 1.6: 162.825; 1.7: 65.13; 1.8: 8.4594; 1.9: 542.75; 2: 17.285; 2.1: 92.979; 2.2: 316.8217; 2.3: 18.5903; 2.4: -287.0803; 2.5: -16.8451
| 2 | 25.1 | 1: 11.2811; 1.1: 29.637; 1.2: 0.039744; 1.3: 163.15; 1.4: 1.7356; 1.5: 29.637; 1.6: 163.15; 1.7: 65.26; 1.8: 8.4594; 1.9: 543.8333; 2: 17.3195; 2.1: 92.9885; 2.2: 318.0552; 2.3: 18.6255; 2.4: -288.4182; 2.5: -16.8899
| 2 | 25.15 | 1: 11.219; 1.1: 29.5325; 1.2: 0.039604; 1.3: 163.475; 1.4: 1.726; 1.5: 29.5325; 1.6: 163.475; 1.7: 65.39; 1.8: 8.4594; 1.9: 544.9167; 2: 17.354; 2.1: 92.9979; 2.2: 319.2912; 2.3: 18.6607; 2.4: -289.7588; 2.5: -16.9347
| 2 | 25.2 | 1: 11.157; 1.1: 29.4278; 1.2: 0.039463; 1.3: 163.8; 1.4: 1.7165; 1.5: 29.4278; 1.6: 163.8; 1.7: 65.52; 1.8: 8.4594; 1.9: 546; 2: 17.3885; 2.1: 93.0073; 2.2: 320.5297; 2.3: 18.6959; 2.4: -291.102; 2.5: -16.9794
| 2 | 25.25 | 1: 11.0952; 1.1: 29.3228; 1.2: 0.039323; 1.3: 164.125; 1.4: 1.707; 1.5: 29.3228; 1.6: 164.125; 1.7: 65.65; 1.8: 8.4594; 1.9: 547.0833; 2: 17.423; 2.1: 93.0166; 2.2: 321.7706; 2.3: 18.7311; 2.4: -292.4478; 2.5: -17.0241
| 2 | 25.3 | 1: 11.0336; 1.1: 29.2177; 1.2: 0.039182; 1.3: 164.45; 1.4: 1.6975; 1.5: 29.2177; 1.6: 164.45; 1.7: 65.78; 1.8: 8.4594; 1.9: 548.1667; 2: 17.4575; 2.1: 93.0259; 2.2: 323.014; 2.3: 18.7663; 2.4: -293.7962; 2.5: -17.0688
| 2 | 25.35 | 1: 10.9722; 1.1: 29.1125; 1.2: 0.03904; 1.3: 164.775; 1.4: 1.688; 1.5: 29.1125; 1.6: 164.775; 1.7: 65.91; 1.8: 8.4594; 1.9: 549.25; 2: 17.492; 2.1: 93.0352; 2.2: 324.2598; 2.3: 18.8015; 2.4: -295.1473; 2.5: -17.1135
| 2 | 25.4 | 1: 10.9109; 1.1: 29.007; 1.2: 0.038899; 1.3: 165.1; 1.4: 1.6786; 1.5: 29.007; 1.6: 165.1; 1.7: 66.04; 1.8: 8.4594; 1.9: 550.3333; 2: 17.5265; 2.1: 93.0443; 2.2: 325.508; 2.3: 18.8368; 2.4: -296.501; 2.5: -17.1582
| 2 | 25.45 | 1: 10.8498; 1.1: 28.9013; 1.2: 0.038757; 1.3: 165.425; 1.4: 1.6692; 1.5: 28.9013; 1.6: 165.425; 1.7: 66.17; 1.8: 8.4594; 1.9: 551.4167; 2: 17.561; 2.1: 93.0535; 2.2: 326.7587; 2.3: 18.872; 2.4: -297.8574; 2.5: -17.2028
| 2 | 25.5 | 1: 10.7889; 1.1: 28.7955; 1.2: 0.038615; 1.3: 165.75; 1.4: 1.6598; 1.5: 28.7955; 1.6: 165.75; 1.7: 66.3; 1.8: 8.4594; 1.9: 552.5; 2: 17.5955; 2.1: 93.0626; 2.2: 328.0118; 2.3: 18.9072; 2.4: -299.2163; 2.5: -17.2474
| 2 | 25.55 | 1: 10.7281; 1.1: 28.6894; 1.2: 0.038473; 1.3: 166.075; 1.4: 1.6505; 1.5: 28.6894; 1.6: 166.075; 1.7: 66.43; 1.8: 8.4594; 1.9: 553.5833; 2: 17.63; 2.1: 93.0716; 2.2: 329.2674; 2.3: 18.9424; 2.4: -300.5779; 2.5: -17.292
| 2 | 25.6 | 1: 10.6675; 1.1: 28.5832; 1.2: 0.038331; 1.3: 166.4; 1.4: 1.6412; 1.5: 28.5832; 1.6: 166.4; 1.7: 66.56; 1.8: 8.4594; 1.9: 554.6667; 2: 17.6645; 2.1: 93.0806; 2.2: 330.5254; 2.3: 18.9777; 2.4: -301.9422; 2.5: -17.3365
| 2 | 25.65 | 1: 10.6071; 1.1: 28.4769; 1.2: 0.038188; 1.3: 166.725; 1.4: 1.6319; 1.5: 28.4769; 1.6: 166.725; 1.7: 66.69; 1.8: 8.4594; 1.9: 555.75; 2: 17.699; 2.1: 93.0896; 2.2: 331.7859; 2.3: 19.0129; 2.4: -303.309; 2.5: -17.3811
| 2 | 25.7 | 1: 10.5469; 1.1: 28.3703; 1.2: 0.038045; 1.3: 167.05; 1.4: 1.6226; 1.5: 28.3703; 1.6: 167.05; 1.7: 66.82; 1.8: 8.4594; 1.9: 556.8333; 2: 17.7335; 2.1: 93.0985; 2.2: 333.0488; 2.3: 19.0482; 2.4: -304.6785; 2.5: -17.4256
| 2 | 25.75 | 1: 10.4868; 1.1: 28.2636; 1.2: 0.037902; 1.3: 167.375; 1.4: 1.6134; 1.5: 28.2636; 1.6: 167.375; 1.7: 66.95; 1.8: 8.4594; 1.9: 557.9167; 2: 17.768; 2.1: 93.1073; 2.2: 334.3142; 2.3: 19.0834; 2.4: -306.0505; 2.5: -17.4701
| 2 | 25.8 | 1: 10.4269; 1.1: 28.1567; 1.2: 0.037759; 1.3: 167.7; 1.4: 1.6041; 1.5: 28.1567; 1.6: 167.7; 1.7: 67.08; 1.8: 8.4594; 1.9: 559; 2: 17.8025; 2.1: 93.1161; 2.2: 335.582; 2.3: 19.1186; 2.4: -307.4252; 2.5: -17.5145
| 2 | 25.85 | 1: 10.3672; 1.1: 28.0497; 1.2: 0.037615; 1.3: 168.025; 1.4: 1.5949; 1.5: 28.0497; 1.6: 168.025; 1.7: 67.21; 1.8: 8.4594; 1.9: 560.0833; 2: 17.837; 2.1: 93.1249; 2.2: 336.8522; 2.3: 19.1539; 2.4: -308.8025; 2.5: -17.559
| 2 | 25.9 | 1: 10.3076; 1.1: 27.9425; 1.2: 0.037472; 1.3: 168.35; 1.4: 1.5858; 1.5: 27.9425; 1.6: 168.35; 1.7: 67.34; 1.8: 8.4594; 1.9: 561.1667; 2: 17.8715; 2.1: 93.1336; 2.2: 338.1249; 2.3: 19.1891; 2.4: -310.1824; 2.5: -17.6034
| 2 | 25.95 | 1: 10.2482; 1.1: 27.8352; 1.2: 0.037328; 1.3: 168.675; 1.4: 1.5766; 1.5: 27.8352; 1.6: 168.675; 1.7: 67.47; 1.8: 8.4594; 1.9: 562.25; 2: 17.9061; 2.1: 93.1423; 2.2: 339.4001; 2.3: 19.2244; 2.4: -311.5649; 2.5: -17.6478
| 2 | 26 | 1: 10.189; 1.1: 27.7277; 1.2: 0.037183; 1.3: 169; 1.4: 1.5675; 1.5: 27.7277; 1.6: 169; 1.7: 67.6; 1.8: 8.4594; 1.9: 563.3333; 2: 17.9406; 2.1: 93.1509; 2.2: 340.6777; 2.3: 19.2597; 2.4: -312.9501; 2.5: -17.6921
| 2 | 26.05 | 1: 10.13; 1.1: 27.62; 1.2: 0.037039; 1.3: 169.325; 1.4: 1.5585; 1.5: 27.62; 1.6: 169.325; 1.7: 67.73; 1.8: 8.4594; 1.9: 564.4167; 2: 17.9751; 2.1: 93.1595; 2.2: 341.9578; 2.3: 19.2949; 2.4: -314.3378; 2.5: -17.7365
| 2 | 26.1 | 1: 10.0711; 1.1: 27.5122; 1.2: 0.036894; 1.3: 169.65; 1.4: 1.5494; 1.5: 27.5122; 1.6: 169.65; 1.7: 67.86; 1.8: 8.4594; 1.9: 565.5; 2: 18.0096; 2.1: 93.168; 2.2: 343.2403; 2.3: 19.3302; 2.4: -315.7281; 2.5: -17.7808
| 2 | 26.15 | 1: 10.0124; 1.1: 27.4042; 1.2: 0.03675; 1.3: 169.975; 1.4: 1.5404; 1.5: 27.4042; 1.6: 169.975; 1.7: 67.99; 1.8: 8.4594; 1.9: 566.5833; 2: 18.0441; 2.1: 93.1765; 2.2: 344.5252; 2.3: 19.3654; 2.4: -317.121; 2.5: -17.8251
| 2 | 26.2 | 1: 9.9539; 1.1: 27.2961; 1.2: 0.036605; 1.3: 170.3; 1.4: 1.5314; 1.5: 27.2961; 1.6: 170.3; 1.7: 68.12; 1.8: 8.4594; 1.9: 567.6667; 2: 18.0786; 2.1: 93.185; 2.2: 345.8126; 2.3: 19.4007; 2.4: -318.5165; 2.5: -17.8694
| 2 | 26.25 | 1: 9.8955; 1.1: 27.1879; 1.2: 0.03646; 1.3: 170.625; 1.4: 1.5224; 1.5: 27.1879; 1.6: 170.625; 1.7: 68.25; 1.8: 8.4594; 1.9: 568.75; 2: 18.1131; 2.1: 93.1934; 2.2: 347.1025; 2.3: 19.436; 2.4: -319.9146; 2.5: -17.9136
| 2 | 26.3 | 1: 9.8373; 1.1: 27.0795; 1.2: 0.036314; 1.3: 170.95; 1.4: 1.5134; 1.5: 27.0795; 1.6: 170.95; 1.7: 68.38; 1.8: 8.4594; 1.9: 569.8333; 2: 18.1476; 2.1: 93.2017; 2.2: 348.3948; 2.3: 19.4713; 2.4: -321.3153; 2.5: -17.9578
| 2 | 26.35 | 1: 9.7793; 1.1: 26.971; 1.2: 0.036169; 1.3: 171.275; 1.4: 1.5045; 1.5: 26.971; 1.6: 171.275; 1.7: 68.51; 1.8: 8.4594; 1.9: 570.9167; 2: 18.1821; 2.1: 93.2101; 2.2: 349.6896; 2.3: 19.5065; 2.4: -322.7186; 2.5: -18.002
| 2 | 26.4 | 1: 9.7215; 1.1: 26.8624; 1.2: 0.036023; 1.3: 171.6; 1.4: 1.4956; 1.5: 26.8624; 1.6: 171.6; 1.7: 68.64; 1.8: 8.4594; 1.9: 572; 2: 18.2166; 2.1: 93.2183; 2.2: 350.9868; 2.3: 19.5418; 2.4: -324.1244; 2.5: -18.0462
| 2 | 26.45 | 1: 9.6638; 1.1: 26.7536; 1.2: 0.035877; 1.3: 171.925; 1.4: 1.4867; 1.5: 26.7536; 1.6: 171.925; 1.7: 68.77; 1.8: 8.4594; 1.9: 573.0833; 2: 18.2511; 2.1: 93.2265; 2.2: 352.2865; 2.3: 19.5771; 2.4: -325.5329; 2.5: -18.0904
| 2 | 26.5 | 1: 9.6063; 1.1: 26.6447; 1.2: 0.035731; 1.3: 172.25; 1.4: 1.4779; 1.5: 26.6447; 1.6: 172.25; 1.7: 68.9; 1.8: 8.4594; 1.9: 574.1667; 2: 18.2856; 2.1: 93.2347; 2.2: 353.5886; 2.3: 19.6124; 2.4: -326.9439; 2.5: -18.1345
| 2 | 26.55 | 1: 9.549; 1.1: 26.5357; 1.2: 0.035585; 1.3: 172.575; 1.4: 1.4691; 1.5: 26.5357; 1.6: 172.575; 1.7: 69.03; 1.8: 8.4594; 1.9: 575.25; 2: 18.3201; 2.1: 93.2429; 2.2: 354.8931; 2.3: 19.6477; 2.4: -328.3575; 2.5: -18.1786
| 2 | 26.6 | 1: 9.4918; 1.1: 26.4265; 1.2: 0.035439; 1.3: 172.9; 1.4: 1.4603; 1.5: 26.4265; 1.6: 172.9; 1.7: 69.16; 1.8: 8.4594; 1.9: 576.3333; 2: 18.3546; 2.1: 93.251; 2.2: 356.2002; 2.3: 19.683; 2.4: -329.7737; 2.5: -18.2227
| 2 | 26.65 | 1: 9.4348; 1.1: 26.3172; 1.2: 0.035292; 1.3: 173.225; 1.4: 1.4515; 1.5: 26.3172; 1.6: 173.225; 1.7: 69.29; 1.8: 8.4594; 1.9: 577.4167; 2: 18.3891; 2.1: 93.259; 2.2: 357.5097; 2.3: 19.7183; 2.4: -331.1924; 2.5: -18.2668
| 2 | 26.7 | 1: 9.378; 1.1: 26.2079; 1.2: 0.035145; 1.3: 173.55; 1.4: 1.4428; 1.5: 26.2079; 1.6: 173.55; 1.7: 69.42; 1.8: 8.4594; 1.9: 578.5; 2: 18.4236; 2.1: 93.267; 2.2: 358.8216; 2.3: 19.7536; 2.4: -332.6137; 2.5: -18.3108
| 2 | 26.75 | 1: 9.3214; 1.1: 26.0984; 1.2: 0.034998; 1.3: 173.875; 1.4: 1.4341; 1.5: 26.0984; 1.6: 173.875; 1.7: 69.55; 1.8: 8.4594; 1.9: 579.5833; 2: 18.4581; 2.1: 93.275; 2.2: 360.136; 2.3: 19.7889; 2.4: -334.0376; 2.5: -18.3548
| 2 | 26.8 | 1: 9.2649; 1.1: 25.9888; 1.2: 0.034851; 1.3: 174.2; 1.4: 1.4254; 1.5: 25.9888; 1.6: 174.2; 1.7: 69.68; 1.8: 8.4594; 1.9: 580.6667; 2: 18.4926; 2.1: 93.2829; 2.2: 361.4528; 2.3: 19.8242; 2.4: -335.4641; 2.5: -18.3988
| 2 | 26.85 | 1: 9.2086; 1.1: 25.879; 1.2: 0.034704; 1.3: 174.525; 1.4: 1.4167; 1.5: 25.879; 1.6: 174.525; 1.7: 69.81; 1.8: 8.4594; 1.9: 581.75; 2: 18.5271; 2.1: 93.2908; 2.2: 362.7721; 2.3: 19.8595; 2.4: -336.8931; 2.5: -18.4428
| 2 | 26.9 | 1: 9.1525; 1.1: 25.7692; 1.2: 0.034557; 1.3: 174.85; 1.4: 1.4081; 1.5: 25.7692; 1.6: 174.85; 1.7: 69.94; 1.8: 8.4594; 1.9: 582.8333; 2: 18.5616; 2.1: 93.2987; 2.2: 364.0939; 2.3: 19.8948; 2.4: -338.3246; 2.5: -18.4867
| 2 | 26.95 | 1: 9.0966; 1.1: 25.6593; 1.2: 0.03441; 1.3: 175.175; 1.4: 1.3995; 1.5: 25.6593; 1.6: 175.175; 1.7: 70.07; 1.8: 8.4594; 1.9: 583.9167; 2: 18.5961; 2.1: 93.3065; 2.2: 365.4181; 2.3: 19.9301; 2.4: -339.7588; 2.5: -18.5306
| 2 | 27 | 1: 9.0408; 1.1: 25.5493; 1.2: 0.034262; 1.3: 175.5; 1.4: 1.3909; 1.5: 25.5493; 1.6: 175.5; 1.7: 70.2; 1.8: 8.4594; 1.9: 585; 2: 18.6306; 2.1: 93.3142; 2.2: 366.7447; 2.3: 19.9654; 2.4: -341.1955; 2.5: -18.5745
| 2 | 27.05 | 1: 8.9852; 1.1: 25.4391; 1.2: 0.034114; 1.3: 175.825; 1.4: 1.3823; 1.5: 25.4391; 1.6: 175.825; 1.7: 70.33; 1.8: 8.4594; 1.9: 586.0833; 2: 18.6651; 2.1: 93.3219; 2.2: 368.0739; 2.3: 20.0007; 2.4: -342.6347; 2.5: -18.6184
| 2 | 27.1 | 1: 8.9297; 1.1: 25.3289; 1.2: 0.033967; 1.3: 176.15; 1.4: 1.3738; 1.5: 25.3289; 1.6: 176.15; 1.7: 70.46; 1.8: 8.4594; 1.9: 587.1667; 2: 18.6996; 2.1: 93.3296; 2.2: 369.4054; 2.3: 20.0361; 2.4: -344.0765; 2.5: -18.6622
| 2 | 27.15 | 1: 8.8745; 1.1: 25.2186; 1.2: 0.033819; 1.3: 176.475; 1.4: 1.3653; 1.5: 25.2186; 1.6: 176.475; 1.7: 70.59; 1.8: 8.4594; 1.9: 588.25; 2: 18.7341; 2.1: 93.3373; 2.2: 370.7395; 2.3: 20.0714; 2.4: -345.5209; 2.5: -18.7061
| 2 | 27.2 | 1: 8.8194; 1.1: 25.1082; 1.2: 0.033671; 1.3: 176.8; 1.4: 1.3568; 1.5: 25.1082; 1.6: 176.8; 1.7: 70.72; 1.8: 8.4594; 1.9: 589.3333; 2: 18.7686; 2.1: 93.3449; 2.2: 372.076; 2.3: 20.1067; 2.4: -346.9677; 2.5: -18.7499
| 2 | 27.25 | 1: 8.7645; 1.1: 24.9977; 1.2: 0.033522; 1.3: 177.125; 1.4: 1.3484; 1.5: 24.9977; 1.6: 177.125; 1.7: 70.85; 1.8: 8.4594; 1.9: 590.4167; 2: 18.8031; 2.1: 93.3524; 2.2: 373.4149; 2.3: 20.142; 2.4: -348.4172; 2.5: -18.7937
| 2 | 27.3 | 1: 8.7097; 1.1: 24.8871; 1.2: 0.033374; 1.3: 177.45; 1.4: 1.34; 1.5: 24.8871; 1.6: 177.45; 1.7: 70.98; 1.8: 8.4594; 1.9: 591.5; 2: 18.8376; 2.1: 93.3599; 2.2: 374.7563; 2.3: 20.1774; 2.4: -349.8692; 2.5: -18.8374
| 2 | 27.35 | 1: 8.6551; 1.1: 24.7765; 1.2: 0.033226; 1.3: 177.775; 1.4: 1.3316; 1.5: 24.7765; 1.6: 177.775; 1.7: 71.11; 1.8: 8.4594; 1.9: 592.5833; 2: 18.8721; 2.1: 93.3674; 2.2: 376.1002; 2.3: 20.2127; 2.4: -351.3237; 2.5: -18.8811
| 2 | 27.4 | 1: 8.6007; 1.1: 24.6658; 1.2: 0.033077; 1.3: 178.1; 1.4: 1.3232; 1.5: 24.6658; 1.6: 178.1; 1.7: 71.24; 1.8: 8.4594; 1.9: 593.6667; 2: 18.9066; 2.1: 93.3749; 2.2: 377.4465; 2.3: 20.248; 2.4: -352.7807; 2.5: -18.9249
| 2 | 27.45 | 1: 8.5465; 1.1: 24.5549; 1.2: 0.032929; 1.3: 178.425; 1.4: 1.3148; 1.5: 24.5549; 1.6: 178.425; 1.7: 71.37; 1.8: 8.4594; 1.9: 594.75; 2: 18.9411; 2.1: 93.3823; 2.2: 378.7953; 2.3: 20.2834; 2.4: -354.2403; 2.5: -18.9685
| 2 | 27.5 | 1: 8.4924; 1.1: 24.4441; 1.2: 0.03278; 1.3: 178.75; 1.4: 1.3065; 1.5: 24.4441; 1.6: 178.75; 1.7: 71.5; 1.8: 8.4594; 1.9: 595.8333; 2: 18.9756; 2.1: 93.3896; 2.2: 380.1465; 2.3: 20.3187; 2.4: -355.7024; 2.5: -19.0122
| 2 | 27.55 | 1: 8.4385; 1.1: 24.3331; 1.2: 0.032631; 1.3: 179.075; 1.4: 1.2982; 1.5: 24.3331; 1.6: 179.075; 1.7: 71.63; 1.8: 8.4594; 1.9: 596.9167; 2: 19.0101; 2.1: 93.3969; 2.2: 381.5002; 2.3: 20.3541; 2.4: -357.1671; 2.5: -19.0558
| 2 | 27.6 | 1: 8.3848; 1.1: 24.2221; 1.2: 0.032482; 1.3: 179.4; 1.4: 1.29; 1.5: 24.2221; 1.6: 179.4; 1.7: 71.76; 1.8: 8.4594; 1.9: 598; 2: 19.0446; 2.1: 93.4042; 2.2: 382.8563; 2.3: 20.3894; 2.4: -358.6342; 2.5: -19.0995
| 2 | 27.65 | 1: 8.3313; 1.1: 24.111; 1.2: 0.032333; 1.3: 179.725; 1.4: 1.2817; 1.5: 24.111; 1.6: 179.725; 1.7: 71.89; 1.8: 8.4594; 1.9: 599.0833; 2: 19.0791; 2.1: 93.4115; 2.2: 384.2149; 2.3: 20.4248; 2.4: -360.1039; 2.5: -19.143
| 2 | 27.7 | 1: 8.2779; 1.1: 23.9999; 1.2: 0.032184; 1.3: 180.05; 1.4: 1.2735; 1.5: 23.9999; 1.6: 180.05; 1.7: 72.02; 1.8: 8.4594; 1.9: 600.1667; 2: 19.1136; 2.1: 93.4187; 2.2: 385.576; 2.3: 20.4601; 2.4: -361.5762; 2.5: -19.1866
| 2 | 27.75 | 1: 8.2247; 1.1: 23.8886; 1.2: 0.032035; 1.3: 180.375; 1.4: 1.2653; 1.5: 23.8886; 1.6: 180.375; 1.7: 72.15; 1.8: 8.4594; 1.9: 601.25; 2: 19.1481; 2.1: 93.4258; 2.2: 386.9396; 2.3: 20.4955; 2.4: -363.0509; 2.5: -19.2302
| 2 | 27.8 | 1: 8.1717; 1.1: 23.7774; 1.2: 0.031886; 1.3: 180.7; 1.4: 1.2572; 1.5: 23.7774; 1.6: 180.7; 1.7: 72.28; 1.8: 8.4594; 1.9: 602.3333; 2: 19.1826; 2.1: 93.433; 2.2: 388.3055; 2.3: 20.5309; 2.4: -364.5282; 2.5: -19.2737
| 2 | 27.85 | 1: 8.1188; 1.1: 23.6661; 1.2: 0.031737; 1.3: 181.025; 1.4: 1.249; 1.5: 23.6661; 1.6: 181.025; 1.7: 72.41; 1.8: 8.4594; 1.9: 603.4167; 2: 19.2171; 2.1: 93.4401; 2.2: 389.674; 2.3: 20.5662; 2.4: -366.0079; 2.5: -19.3172
| 2 | 27.9 | 1: 8.0661; 1.1: 23.5547; 1.2: 0.031587; 1.3: 181.35; 1.4: 1.2409; 1.5: 23.5547; 1.6: 181.35; 1.7: 72.54; 1.8: 8.4594; 1.9: 604.5; 2: 19.2516; 2.1: 93.4471; 2.2: 391.0449; 2.3: 20.6016; 2.4: -367.4902; 2.5: -19.3606
| 2 | 27.95 | 1: 8.0136; 1.1: 23.4433; 1.2: 0.031438; 1.3: 181.675; 1.4: 1.2329; 1.5: 23.4433; 1.6: 181.675; 1.7: 72.67; 1.8: 8.4594; 1.9: 605.5833; 2: 19.2861; 2.1: 93.4542; 2.2: 392.4183; 2.3: 20.637; 2.4: -368.975; 2.5: -19.4041
| 2 | 28 | 1: 7.9613; 1.1: 23.3318; 1.2: 0.031288; 1.3: 182; 1.4: 1.2248; 1.5: 23.3318; 1.6: 182; 1.7: 72.8; 1.8: 8.4594; 1.9: 606.6667; 2: 19.3206; 2.1: 93.4611; 2.2: 393.7941; 2.3: 20.6723; 2.4: -370.4623; 2.5: -19.4475
| 2 | 28.05 | 1: 7.9091; 1.1: 23.2203; 1.2: 0.031139; 1.3: 182.325; 1.4: 1.2168; 1.5: 23.2203; 1.6: 182.325; 1.7: 72.93; 1.8: 8.4594; 1.9: 607.75; 2: 19.3551; 2.1: 93.4681; 2.2: 395.1724; 2.3: 20.7077; 2.4: -371.9521; 2.5: -19.4909
| 2 | 28.1 | 1: 7.8571; 1.1: 23.1087; 1.2: 0.030989; 1.3: 182.65; 1.4: 1.2088; 1.5: 23.1087; 1.6: 182.65; 1.7: 73.06; 1.8: 8.4594; 1.9: 608.8333; 2: 19.3896; 2.1: 93.475; 2.2: 396.5532; 2.3: 20.7431; 2.4: -373.4444; 2.5: -19.5343
| 2 | 28.15 | 1: 7.8053; 1.1: 22.9971; 1.2: 0.03084; 1.3: 182.975; 1.4: 1.2008; 1.5: 22.9971; 1.6: 182.975; 1.7: 73.19; 1.8: 8.4594; 1.9: 609.9167; 2: 19.4241; 2.1: 93.4819; 2.2: 397.9364; 2.3: 20.7785; 2.4: -374.9392; 2.5: -19.5777
| 2 | 28.2 | 1: 7.7536; 1.1: 22.8855; 1.2: 0.03069; 1.3: 183.3; 1.4: 1.1929; 1.5: 22.8855; 1.6: 183.3; 1.7: 73.32; 1.8: 8.4594; 1.9: 611; 2: 19.4586; 2.1: 93.4887; 2.2: 399.3221; 2.3: 20.8139; 2.4: -376.4365; 2.5: -19.621
| 2 | 28.25 | 1: 7.7021; 1.1: 22.7738; 1.2: 0.03054; 1.3: 183.625; 1.4: 1.1849; 1.5: 22.7738; 1.6: 183.625; 1.7: 73.45; 1.8: 8.4594; 1.9: 612.0833; 2: 19.4931; 2.1: 93.4955; 2.2: 400.7102; 2.3: 20.8492; 2.4: -377.9363; 2.5: -19.6643
| 2 | 28.3 | 1: 7.6508; 1.1: 22.6622; 1.2: 0.03039; 1.3: 183.95; 1.4: 1.177; 1.5: 22.6622; 1.6: 183.95; 1.7: 73.58; 1.8: 8.4594; 1.9: 613.1667; 2: 19.5276; 2.1: 93.5023; 2.2: 402.1008; 2.3: 20.8846; 2.4: -379.4386; 2.5: -19.7076
| 2 | 28.35 | 1: 7.5996; 1.1: 22.5504; 1.2: 0.030241; 1.3: 184.275; 1.4: 1.1692; 1.5: 22.5504; 1.6: 184.275; 1.7: 73.71; 1.8: 8.4594; 1.9: 614.25; 2: 19.5621; 2.1: 93.509; 2.2: 403.4939; 2.3: 20.92; 2.4: -380.9434; 2.5: -19.7508
| 2 | 28.4 | 1: 7.5487; 1.1: 22.4387; 1.2: 0.030091; 1.3: 184.6; 1.4: 1.1613; 1.5: 22.4387; 1.6: 184.6; 1.7: 73.84; 1.8: 8.4594; 1.9: 615.3333; 2: 19.5966; 2.1: 93.5157; 2.2: 404.8894; 2.3: 20.9554; 2.4: -382.4507; 2.5: -19.7941
| 2 | 28.45 | 1: 7.4979; 1.1: 22.3269; 1.2: 0.029941; 1.3: 184.925; 1.4: 1.1535; 1.5: 22.3269; 1.6: 184.925; 1.7: 73.97; 1.8: 8.4594; 1.9: 616.4167; 2: 19.6311; 2.1: 93.5224; 2.2: 406.2874; 2.3: 20.9908; 2.4: -383.9605; 2.5: -19.8373
| 2 | 28.5 | 1: 7.4472; 1.1: 22.2151; 1.2: 0.029791; 1.3: 185.25; 1.4: 1.1457; 1.5: 22.2151; 1.6: 185.25; 1.7: 74.1; 1.8: 8.4594; 1.9: 617.5; 2: 19.6656; 2.1: 93.529; 2.2: 407.6878; 2.3: 21.0262; 2.4: -385.4727; 2.5: -19.8805
| 2 | 28.55 | 1: 7.3968; 1.1: 22.1033; 1.2: 0.029641; 1.3: 185.575; 1.4: 1.138; 1.5: 22.1033; 1.6: 185.575; 1.7: 74.23; 1.8: 8.4594; 1.9: 618.5833; 2: 19.7001; 2.1: 93.5356; 2.2: 409.0907; 2.3: 21.0616; 2.4: -386.9874; 2.5: -19.9237
| 2 | 28.6 | 1: 7.3465; 1.1: 21.9915; 1.2: 0.029491; 1.3: 185.9; 1.4: 1.1302; 1.5: 21.9915; 1.6: 185.9; 1.7: 74.36; 1.8: 8.4594; 1.9: 619.6667; 2: 19.7346; 2.1: 93.5421; 2.2: 410.4961; 2.3: 21.097; 2.4: -388.5046; 2.5: -19.9668
| 2 | 28.65 | 1: 7.2964; 1.1: 21.8797; 1.2: 0.029341; 1.3: 186.225; 1.4: 1.1225; 1.5: 21.8797; 1.6: 186.225; 1.7: 74.49; 1.8: 8.4594; 1.9: 620.75; 2: 19.7691; 2.1: 93.5486; 2.2: 411.904; 2.3: 21.1324; 2.4: -390.0243; 2.5: -20.0099
| 2 | 28.7 | 1: 7.2464; 1.1: 21.7678; 1.2: 0.029191; 1.3: 186.55; 1.4: 1.1148; 1.5: 21.7678; 1.6: 186.55; 1.7: 74.62; 1.8: 8.4594; 1.9: 621.8333; 2: 19.8036; 2.1: 93.5551; 2.2: 413.3143; 2.3: 21.1679; 2.4: -391.5464; 2.5: -20.053
| 2 | 28.75 | 1: 7.1967; 1.1: 21.656; 1.2: 0.029041; 1.3: 186.875; 1.4: 1.1072; 1.5: 21.656; 1.6: 186.875; 1.7: 74.75; 1.8: 8.4594; 1.9: 622.9167; 2: 19.8381; 2.1: 93.5616; 2.2: 414.727; 2.3: 21.2033; 2.4: -393.071; 2.5: -20.0961
| 2 | 28.8 | 1: 7.1471; 1.1: 21.5442; 1.2: 0.028891; 1.3: 187.2; 1.4: 1.0996; 1.5: 21.5442; 1.6: 187.2; 1.7: 74.88; 1.8: 8.4594; 1.9: 624; 2: 19.8726; 2.1: 93.568; 2.2: 416.1423; 2.3: 21.2387; 2.4: -394.5981; 2.5: -20.1391
| 2 | 28.85 | 1: 7.0977; 1.1: 21.4323; 1.2: 0.028741; 1.3: 187.525; 1.4: 1.0919; 1.5: 21.4323; 1.6: 187.525; 1.7: 75.01; 1.8: 8.4594; 1.9: 625.0833; 2: 19.9071; 2.1: 93.5744; 2.2: 417.56; 2.3: 21.2741; 2.4: -396.1277; 2.5: -20.1822
| 2 | 28.9 | 1: 7.0484; 1.1: 21.3205; 1.2: 0.028591; 1.3: 187.85; 1.4: 1.0844; 1.5: 21.3205; 1.6: 187.85; 1.7: 75.14; 1.8: 8.4594; 1.9: 626.1667; 2: 19.9416; 2.1: 93.5807; 2.2: 418.9801; 2.3: 21.3095; 2.4: -397.6597; 2.5: -20.2252
| 2 | 28.95 | 1: 6.9993; 1.1: 21.2086; 1.2: 0.028441; 1.3: 188.175; 1.4: 1.0768; 1.5: 21.2086; 1.6: 188.175; 1.7: 75.27; 1.8: 8.4594; 1.9: 627.25; 2: 19.9761; 2.1: 93.5871; 2.2: 420.4028; 2.3: 21.345; 2.4: -399.1941; 2.5: -20.2681
| 2 | 29 | 1: 6.9504; 1.1: 21.0968; 1.2: 0.028291; 1.3: 188.5; 1.4: 1.0693; 1.5: 21.0968; 1.6: 188.5; 1.7: 75.4; 1.8: 8.4594; 1.9: 628.3333; 2: 20.0106; 2.1: 93.5933; 2.2: 421.8279; 2.3: 21.3804; 2.4: -400.7311; 2.5: -20.3111
| 2 | 29.05 | 1: 6.9017; 1.1: 20.985; 1.2: 0.028141; 1.3: 188.825; 1.4: 1.0618; 1.5: 20.985; 1.6: 188.825; 1.7: 75.53; 1.8: 8.4594; 1.9: 629.4167; 2: 20.0451; 2.1: 93.5996; 2.2: 423.2554; 2.3: 21.4158; 2.4: -402.2704; 2.5: -20.354
| 2 | 29.1 | 1: 6.8531; 1.1: 20.8732; 1.2: 0.027991; 1.3: 189.15; 1.4: 1.0543; 1.5: 20.8732; 1.6: 189.15; 1.7: 75.66; 1.8: 8.4594; 1.9: 630.5; 2: 20.0796; 2.1: 93.6058; 2.2: 424.6854; 2.3: 21.4513; 2.4: -403.8123; 2.5: -20.3969
| 2 | 29.15 | 1: 6.8047; 1.1: 20.7614; 1.2: 0.027841; 1.3: 189.475; 1.4: 1.0469; 1.5: 20.7614; 1.6: 189.475; 1.7: 75.79; 1.8: 8.4594; 1.9: 631.5833; 2: 20.1141; 2.1: 93.612; 2.2: 426.1179; 2.3: 21.4867; 2.4: -405.3566; 2.5: -20.4398
| 2 | 29.2 | 1: 6.7565; 1.1: 20.6496; 1.2: 0.027692; 1.3: 189.8; 1.4: 1.0395; 1.5: 20.6496; 1.6: 189.8; 1.7: 75.92; 1.8: 8.4594; 1.9: 632.6667; 2: 20.1486; 2.1: 93.6182; 2.2: 427.5529; 2.3: 21.5221; 2.4: -406.9033; 2.5: -20.4827
| 2 | 29.25 | 1: 6.7084; 1.1: 20.5378; 1.2: 0.027542; 1.3: 190.125; 1.4: 1.0321; 1.5: 20.5378; 1.6: 190.125; 1.7: 76.05; 1.8: 8.4594; 1.9: 633.75; 2: 20.1831; 2.1: 93.6243; 2.2: 428.9903; 2.3: 21.5576; 2.4: -408.4525; 2.5: -20.5255
| 2 | 29.3 | 1: 6.6605; 1.1: 20.4261; 1.2: 0.027392; 1.3: 190.45; 1.4: 1.0247; 1.5: 20.4261; 1.6: 190.45; 1.7: 76.18; 1.8: 8.4594; 1.9: 634.8333; 2: 20.2176; 2.1: 93.6304; 2.2: 430.4302; 2.3: 21.593; 2.4: -410.0041; 2.5: -20.5683
| 2 | 29.35 | 1: 6.6128; 1.1: 20.3144; 1.2: 0.027242; 1.3: 190.775; 1.4: 1.0174; 1.5: 20.3144; 1.6: 190.775; 1.7: 76.31; 1.8: 8.4594; 1.9: 635.9167; 2: 20.2521; 2.1: 93.6364; 2.2: 431.8725; 2.3: 21.6285; 2.4: -411.5581; 2.5: -20.6111
| 2 | 29.4 | 1: 6.5653; 1.1: 20.2027; 1.2: 0.027092; 1.3: 191.1; 1.4: 1.01; 1.5: 20.2027; 1.6: 191.1; 1.7: 76.44; 1.8: 8.4594; 1.9: 637; 2: 20.2866; 2.1: 93.6425; 2.2: 433.3173; 2.3: 21.6639; 2.4: -413.1146; 2.5: -20.6539
| 2 | 29.45 | 1: 6.5179; 1.1: 20.0911; 1.2: 0.026943; 1.3: 191.425; 1.4: 1.0028; 1.5: 20.0911; 1.6: 191.425; 1.7: 76.57; 1.8: 8.4594; 1.9: 638.0833; 2: 20.3211; 2.1: 93.6485; 2.2: 434.7646; 2.3: 21.6994; 2.4: -414.6736; 2.5: -20.6966
| 2 | 29.5 | 1: 6.4707; 1.1: 19.9795; 1.2: 0.026793; 1.3: 191.75; 1.4: 0.9955; 1.5: 19.9795; 1.6: 191.75; 1.7: 76.7; 1.8: 8.4594; 1.9: 639.1667; 2: 20.3556; 2.1: 93.6544; 2.2: 436.2144; 2.3: 21.7348; 2.4: -416.2349; 2.5: -20.7393
| 2 | 29.55 | 1: 6.4237; 1.1: 19.8679; 1.2: 0.026643; 1.3: 192.075; 1.4: 0.98826; 1.5: 19.8679; 1.6: 192.075; 1.7: 76.83; 1.8: 8.4594; 1.9: 640.25; 2: 20.3901; 2.1: 93.6604; 2.2: 437.6666; 2.3: 21.7703; 2.4: -417.7987; 2.5: -20.782
| 2 | 29.6 | 1: 6.3769; 1.1: 19.7564; 1.2: 0.026494; 1.3: 192.4; 1.4: 0.98106; 1.5: 19.7564; 1.6: 192.4; 1.7: 76.96; 1.8: 8.4594; 1.9: 641.3333; 2: 20.4246; 2.1: 93.6663; 2.2: 439.1213; 2.3: 21.8057; 2.4: -419.3649; 2.5: -20.8247
| 2 | 29.65 | 1: 6.3302; 1.1: 19.6449; 1.2: 0.026344; 1.3: 192.725; 1.4: 0.97387; 1.5: 19.6449; 1.6: 192.725; 1.7: 77.09; 1.8: 8.4594; 1.9: 642.4167; 2: 20.4591; 2.1: 93.6721; 2.2: 440.5784; 2.3: 21.8412; 2.4: -420.9335; 2.5: -20.8673
| 2 | 29.7 | 1: 6.2837; 1.1: 19.5334; 1.2: 0.026195; 1.3: 193.05; 1.4: 0.96672; 1.5: 19.5334; 1.6: 193.05; 1.7: 77.22; 1.8: 8.4594; 1.9: 643.5; 2: 20.4936; 2.1: 93.678; 2.2: 442.038; 2.3: 21.8767; 2.4: -422.5046; 2.5: -20.91
| 2 | 29.75 | 1: 6.2373; 1.1: 19.422; 1.2: 0.026045; 1.3: 193.375; 1.4: 0.95959; 1.5: 19.422; 1.6: 193.375; 1.7: 77.35; 1.8: 8.4594; 1.9: 644.5833; 2: 20.5281; 2.1: 93.6838; 2.2: 443.5001; 2.3: 21.9122; 2.4: -424.0781; 2.5: -20.9526
| 2 | 29.8 | 1: 6.1912; 1.1: 19.3107; 1.2: 0.025896; 1.3: 193.7; 1.4: 0.95249; 1.5: 19.3107; 1.6: 193.7; 1.7: 77.48; 1.8: 8.4594; 1.9: 645.6667; 2: 20.5626; 2.1: 93.6896; 2.2: 444.9647; 2.3: 21.9476; 2.4: -425.654; 2.5: -20.9951
| 2 | 29.85 | 1: 6.1452; 1.1: 19.1994; 1.2: 0.025747; 1.3: 194.025; 1.4: 0.94541; 1.5: 19.1994; 1.6: 194.025; 1.7: 77.61; 1.8: 8.4594; 1.9: 646.75; 2: 20.5971; 2.1: 93.6953; 2.2: 446.4317; 2.3: 21.9831; 2.4: -427.2323; 2.5: -21.0377
| 2 | 29.9 | 1: 6.0994; 1.1: 19.0881; 1.2: 0.025598; 1.3: 194.35; 1.4: 0.93836; 1.5: 19.0881; 1.6: 194.35; 1.7: 77.74; 1.8: 8.4594; 1.9: 647.8333; 2: 20.6316; 2.1: 93.701; 2.2: 447.9012; 2.3: 22.0186; 2.4: -428.813; 2.5: -21.0802
| 2 | 29.95 | 1: 6.0537; 1.1: 18.977; 1.2: 0.025449; 1.3: 194.675; 1.4: 0.93134; 1.5: 18.977; 1.6: 194.675; 1.7: 77.87; 1.8: 8.4594; 1.9: 648.9167; 2: 20.6661; 2.1: 93.7067; 2.2: 449.3731; 2.3: 22.0541; 2.4: -430.3961; 2.5: -21.1227
| 2 | 30 | 1: 6.0082; 1.1: 18.8658; 1.2: 0.0253; 1.3: 195; 1.4: 0.92434; 1.5: 18.8658; 1.6: 195; 1.7: 78; 1.8: 8.4594; 1.9: 650; 2: 20.7006; 2.1: 93.7124; 2.2: 450.8475; 2.3: 22.0895; 2.4: -431.9817; 2.5: -21.1652
| 2 | 30.05 | 1: 5.9629; 1.1: 18.7548; 1.2: 0.025151; 1.3: 195.325; 1.4: 0.91737; 1.5: 18.7548; 1.6: 195.325; 1.7: 78.13; 1.8: 8.4594; 1.9: 651.0833; 2: 20.7351; 2.1: 93.718; 2.2: 452.3244; 2.3: 22.125; 2.4: -433.5696; 2.5: -21.2077
| 2 | 30.1 | 1: 5.9178; 1.1: 18.6438; 1.2: 0.025002; 1.3: 195.65; 1.4: 0.91043; 1.5: 18.6438; 1.6: 195.65; 1.7: 78.26; 1.8: 8.4594; 1.9: 652.1667; 2: 20.7696; 2.1: 93.7236; 2.2: 453.8038; 2.3: 22.1605; 2.4: -435.16; 2.5: -21.2501
| 2 | 30.15 | 1: 5.8728; 1.1: 18.5329; 1.2: 0.024853; 1.3: 195.975; 1.4: 0.90351; 1.5: 18.5329; 1.6: 195.975; 1.7: 78.39; 1.8: 8.4594; 1.9: 653.25; 2: 20.8041; 2.1: 93.7292; 2.2: 455.2856; 2.3: 22.196; 2.4: -436.7527; 2.5: -21.2925
| 2 | 30.2 | 1: 5.828; 1.1: 18.422; 1.2: 0.024704; 1.3: 196.3; 1.4: 0.89662; 1.5: 18.422; 1.6: 196.3; 1.7: 78.52; 1.8: 8.4594; 1.9: 654.3333; 2: 20.8386; 2.1: 93.7348; 2.2: 456.7699; 2.3: 22.2315; 2.4: -438.3478; 2.5: -21.3349
| 2 | 30.25 | 1: 5.7834; 1.1: 18.3113; 1.2: 0.024556; 1.3: 196.625; 1.4: 0.88976; 1.5: 18.3113; 1.6: 196.625; 1.7: 78.65; 1.8: 8.4594; 1.9: 655.4167; 2: 20.8731; 2.1: 93.7403; 2.2: 458.2566; 2.3: 22.267; 2.4: -439.9454; 2.5: -21.3772
| 2 | 30.3 | 1: 5.739; 1.1: 18.2006; 1.2: 0.024407; 1.3: 196.95; 1.4: 0.88292; 1.5: 18.2006; 1.6: 196.95; 1.7: 78.78; 1.8: 8.4594; 1.9: 656.5; 2: 20.9076; 2.1: 93.7458; 2.2: 459.7459; 2.3: 22.3025; 2.4: -441.5453; 2.5: -21.4196
| 2 | 30.35 | 1: 5.6947; 1.1: 18.09; 1.2: 0.024259; 1.3: 197.275; 1.4: 0.87611; 1.5: 18.09; 1.6: 197.275; 1.7: 78.91; 1.8: 8.4594; 1.9: 657.5833; 2: 20.9421; 2.1: 93.7512; 2.2: 461.2375; 2.3: 22.338; 2.4: -443.1476; 2.5: -21.4619
| 2 | 30.4 | 1: 5.6506; 1.1: 17.9794; 1.2: 0.024111; 1.3: 197.6; 1.4: 0.86932; 1.5: 17.9794; 1.6: 197.6; 1.7: 79.04; 1.8: 8.4594; 1.9: 658.6667; 2: 20.9766; 2.1: 93.7567; 2.2: 462.7317; 2.3: 22.3735; 2.4: -444.7523; 2.5: -21.5042
| 2 | 30.45 | 1: 5.6067; 1.1: 17.869; 1.2: 0.023963; 1.3: 197.925; 1.4: 0.86256; 1.5: 17.869; 1.6: 197.925; 1.7: 79.17; 1.8: 8.4594; 1.9: 659.75; 2: 21.0111; 2.1: 93.7621; 2.2: 464.2283; 2.3: 22.409; 2.4: -446.3593; 2.5: -21.5464
| 2 | 30.5 | 1: 5.5629; 1.1: 17.7586; 1.2: 0.023815; 1.3: 198.25; 1.4: 0.85583; 1.5: 17.7586; 1.6: 198.25; 1.7: 79.3; 1.8: 8.4594; 1.9: 660.8333; 2: 21.0456; 2.1: 93.7674; 2.2: 465.7274; 2.3: 22.4445; 2.4: -447.9688; 2.5: -21.5887
| 2 | 30.55 | 1: 5.5193; 1.1: 17.6484; 1.2: 0.023667; 1.3: 198.575; 1.4: 0.84913; 1.5: 17.6484; 1.6: 198.575; 1.7: 79.43; 1.8: 8.4594; 1.9: 661.9167; 2: 21.0801; 2.1: 93.7728; 2.2: 467.229; 2.3: 22.48; 2.4: -449.5806; 2.5: -21.6309
| 2 | 30.6 | 1: 5.4759; 1.1: 17.5382; 1.2: 0.023519; 1.3: 198.9; 1.4: 0.84245; 1.5: 17.5382; 1.6: 198.9; 1.7: 79.56; 1.8: 8.4594; 1.9: 663; 2: 21.1146; 2.1: 93.7781; 2.2: 468.733; 2.3: 22.5155; 2.4: -451.1948; 2.5: -21.6731
| 2 | 30.65 | 1: 5.4327; 1.1: 17.4281; 1.2: 0.023372; 1.3: 199.225; 1.4: 0.83579; 1.5: 17.4281; 1.6: 199.225; 1.7: 79.69; 1.8: 8.4594; 1.9: 664.0833; 2: 21.1492; 2.1: 93.7834; 2.2: 470.2395; 2.3: 22.5511; 2.4: -452.8114; 2.5: -21.7153
| 2 | 30.7 | 1: 5.3896; 1.1: 17.3182; 1.2: 0.023224; 1.3: 199.55; 1.4: 0.82917; 1.5: 17.3182; 1.6: 199.55; 1.7: 79.82; 1.8: 8.4594; 1.9: 665.1667; 2: 21.1837; 2.1: 93.7887; 2.2: 471.7485; 2.3: 22.5866; 2.4: -454.4303; 2.5: -21.7574
| 2 | 30.75 | 1: 5.3467; 1.1: 17.2083; 1.2: 0.023077; 1.3: 199.875; 1.4: 0.82257; 1.5: 17.2083; 1.6: 199.875; 1.7: 79.95; 1.8: 8.4594; 1.9: 666.25; 2: 21.2182; 2.1: 93.7939; 2.2: 473.26; 2.3: 22.6221; 2.4: -456.0516; 2.5: -21.7995
| 2 | 30.8 | 1: 5.304; 1.1: 17.0985; 1.2: 0.02293; 1.3: 200.2; 1.4: 0.81599; 1.5: 17.0985; 1.6: 200.2; 1.7: 80.08; 1.8: 8.4594; 1.9: 667.3333; 2: 21.2527; 2.1: 93.7991; 2.2: 474.7739; 2.3: 22.6576; 2.4: -457.6753; 2.5: -21.8416
| 2 | 30.85 | 1: 5.2614; 1.1: 16.9889; 1.2: 0.022782; 1.3: 200.525; 1.4: 0.80945; 1.5: 16.9889; 1.6: 200.525; 1.7: 80.21; 1.8: 8.4594; 1.9: 668.4167; 2: 21.2872; 2.1: 93.8043; 2.2: 476.2902; 2.3: 22.6931; 2.4: -459.3014; 2.5: -21.8837
| 2 | 30.9 | 1: 5.219; 1.1: 16.8793; 1.2: 0.022636; 1.3: 200.85; 1.4: 0.80292; 1.5: 16.8793; 1.6: 200.85; 1.7: 80.34; 1.8: 8.4594; 1.9: 669.5; 2: 21.3217; 2.1: 93.8095; 2.2: 477.8091; 2.3: 22.7287; 2.4: -460.9298; 2.5: -21.9258
| 2 | 30.95 | 1: 5.1768; 1.1: 16.7699; 1.2: 0.022489; 1.3: 201.175; 1.4: 0.79643; 1.5: 16.7699; 1.6: 201.175; 1.7: 80.47; 1.8: 8.4594; 1.9: 670.5833; 2: 21.3562; 2.1: 93.8146; 2.2: 479.3304; 2.3: 22.7642; 2.4: -462.5605; 2.5: -21.9678
| 2 | 31 | 1: 5.1348; 1.1: 16.6606; 1.2: 0.022342; 1.3: 201.5; 1.4: 0.78996; 1.5: 16.6606; 1.6: 201.5; 1.7: 80.6; 1.8: 8.4594; 1.9: 671.6667; 2: 21.3907; 2.1: 93.8197; 2.2: 480.8542; 2.3: 22.7997; 2.4: -464.1936; 2.5: -22.0098
| 2 | 31.05 | 1: 5.0929; 1.1: 16.5514; 1.2: 0.022196; 1.3: 201.825; 1.4: 0.78352; 1.5: 16.5514; 1.6: 201.825; 1.7: 80.73; 1.8: 8.4594; 1.9: 672.75; 2: 21.4252; 2.1: 93.8248; 2.2: 482.3804; 2.3: 22.8353; 2.4: -465.8291; 2.5: -22.0518
| 2 | 31.1 | 1: 5.0512; 1.1: 16.4423; 1.2: 0.022049; 1.3: 202.15; 1.4: 0.77711; 1.5: 16.4423; 1.6: 202.15; 1.7: 80.86; 1.8: 8.4594; 1.9: 673.8333; 2: 21.4597; 2.1: 93.8299; 2.2: 483.9092; 2.3: 22.8708; 2.4: -467.4669; 2.5: -22.0937
| 2 | 31.15 | 1: 5.0097; 1.1: 16.3333; 1.2: 0.021903; 1.3: 202.475; 1.4: 0.77072; 1.5: 16.3333; 1.6: 202.475; 1.7: 80.99; 1.8: 8.4594; 1.9: 674.9167; 2: 21.4942; 2.1: 93.8349; 2.2: 485.4404; 2.3: 22.9064; 2.4: -469.107; 2.5: -22.1356
| 2 | 31.2 | 1: 4.9683; 1.1: 16.2245; 1.2: 0.021757; 1.3: 202.8; 1.4: 0.76435; 1.5: 16.2245; 1.6: 202.8; 1.7: 81.12; 1.8: 8.4594; 1.9: 676; 2: 21.5287; 2.1: 93.8399; 2.2: 486.974; 2.3: 22.9419; 2.4: -470.7495; 2.5: -22.1775
| 2 | 31.25 | 1: 4.9271; 1.1: 16.1158; 1.2: 0.021612; 1.3: 203.125; 1.4: 0.75802; 1.5: 16.1158; 1.6: 203.125; 1.7: 81.25; 1.8: 8.4594; 1.9: 677.0833; 2: 21.5632; 2.1: 93.8449; 2.2: 488.5101; 2.3: 22.9774; 2.4: -472.3943; 2.5: -22.2194
| 2 | 31.3 | 1: 4.8861; 1.1: 16.0072; 1.2: 0.021466; 1.3: 203.45; 1.4: 0.75171; 1.5: 16.0072; 1.6: 203.45; 1.7: 81.38; 1.8: 8.4594; 1.9: 678.1667; 2: 21.5977; 2.1: 93.8499; 2.2: 490.0487; 2.3: 23.013; 2.4: -474.0415; 2.5: -22.2613
| 2 | 31.35 | 1: 4.8453; 1.1: 15.8988; 1.2: 0.021321; 1.3: 203.775; 1.4: 0.74543; 1.5: 15.8988; 1.6: 203.775; 1.7: 81.51; 1.8: 8.4594; 1.9: 679.25; 2: 21.6322; 2.1: 93.8548; 2.2: 491.5898; 2.3: 23.0485; 2.4: -475.691; 2.5: -22.3031
| 2 | 31.4 | 1: 4.8046; 1.1: 15.7905; 1.2: 0.021175; 1.3: 204.1; 1.4: 0.73917; 1.5: 15.7905; 1.6: 204.1; 1.7: 81.64; 1.8: 8.4594; 1.9: 680.3333; 2: 21.6667; 2.1: 93.8597; 2.2: 493.1334; 2.3: 23.0841; 2.4: -477.3429; 2.5: -22.3449
| 2 | 31.45 | 1: 4.7641; 1.1: 15.6823; 1.2: 0.02103; 1.3: 204.425; 1.4: 0.73294; 1.5: 15.6823; 1.6: 204.425; 1.7: 81.77; 1.8: 8.4594; 1.9: 681.4167; 2: 21.7012; 2.1: 93.8646; 2.2: 494.6794; 2.3: 23.1197; 2.4: -478.997; 2.5: -22.3867
| 2 | 31.5 | 1: 4.7238; 1.1: 15.5743; 1.2: 0.020886; 1.3: 204.75; 1.4: 0.72674; 1.5: 15.5743; 1.6: 204.75; 1.7: 81.9; 1.8: 8.4594; 1.9: 682.5; 2: 21.7357; 2.1: 93.8694; 2.2: 496.2278; 2.3: 23.1552; 2.4: -480.6535; 2.5: -22.4285
| 2 | 31.55 | 1: 4.6836; 1.1: 15.4665; 1.2: 0.020741; 1.3: 205.075; 1.4: 0.72056; 1.5: 15.4665; 1.6: 205.075; 1.7: 82.03; 1.8: 8.4594; 1.9: 683.5833; 2: 21.7702; 2.1: 93.8743; 2.2: 497.7788; 2.3: 23.1908; 2.4: -482.3123; 2.5: -22.4702
| 2 | 31.6 | 1: 4.6437; 1.1: 15.3587; 1.2: 0.020596; 1.3: 205.4; 1.4: 0.71441; 1.5: 15.3587; 1.6: 205.4; 1.7: 82.16; 1.8: 8.4594; 1.9: 684.6667; 2: 21.8047; 2.1: 93.8791; 2.2: 499.3322; 2.3: 23.2263; 2.4: -483.9735; 2.5: -22.5119
| 2 | 31.65 | 1: 4.6038; 1.1: 15.2512; 1.2: 0.020452; 1.3: 205.725; 1.4: 0.70828; 1.5: 15.2512; 1.6: 205.725; 1.7: 82.29; 1.8: 8.4594; 1.9: 685.75; 2: 21.8392; 2.1: 93.8839; 2.2: 500.8881; 2.3: 23.2619; 2.4: -485.6369; 2.5: -22.5536
| 2 | 31.7 | 1: 4.5642; 1.1: 15.1437; 1.2: 0.020308; 1.3: 206.05; 1.4: 0.70219; 1.5: 15.1437; 1.6: 206.05; 1.7: 82.42; 1.8: 8.4594; 1.9: 686.8333; 2: 21.8737; 2.1: 93.8886; 2.2: 502.4464; 2.3: 23.2975; 2.4: -487.3027; 2.5: -22.5953
| 2 | 31.75 | 1: 4.5247; 1.1: 15.0365; 1.2: 0.020164; 1.3: 206.375; 1.4: 0.69611; 1.5: 15.0365; 1.6: 206.375; 1.7: 82.55; 1.8: 8.4594; 1.9: 687.9167; 2: 21.9082; 2.1: 93.8934; 2.2: 504.0073; 2.3: 23.333; 2.4: -488.9708; 2.5: -22.6369
| 2 | 31.8 | 1: 4.4855; 1.1: 14.9294; 1.2: 0.020021; 1.3: 206.7; 1.4: 0.69007; 1.5: 14.9294; 1.6: 206.7; 1.7: 82.68; 1.8: 8.4594; 1.9: 689; 2: 21.9427; 2.1: 93.8981; 2.2: 505.5706; 2.3: 23.3686; 2.4: -490.6412; 2.5: -22.6785
| 2 | 31.85 | 1: 4.4463; 1.1: 14.8224; 1.2: 0.019877; 1.3: 207.025; 1.4: 0.68405; 1.5: 14.8224; 1.6: 207.025; 1.7: 82.81; 1.8: 8.4594; 1.9: 690.0833; 2: 21.9772; 2.1: 93.9028; 2.2: 507.1363; 2.3: 23.4042; 2.4: -492.3139; 2.5: -22.7201
| 2 | 31.9 | 1: 4.4074; 1.1: 14.7157; 1.2: 0.019734; 1.3: 207.35; 1.4: 0.67806; 1.5: 14.7157; 1.6: 207.35; 1.7: 82.94; 1.8: 8.4594; 1.9: 691.1667; 2: 22.0117; 2.1: 93.9074; 2.2: 508.7046; 2.3: 23.4398; 2.4: -493.9889; 2.5: -22.7617
| 2 | 31.95 | 1: 4.3686; 1.1: 14.6091; 1.2: 0.019591; 1.3: 207.675; 1.4: 0.67209; 1.5: 14.6091; 1.6: 207.675; 1.7: 83.07; 1.8: 8.4594; 1.9: 692.25; 2: 22.0462; 2.1: 93.9121; 2.2: 510.2753; 2.3: 23.4753; 2.4: -495.6662; 2.5: -22.8032
| 2 | 32 | 1: 4.33; 1.1: 14.5026; 1.2: 0.019448; 1.3: 208; 1.4: 0.66615; 1.5: 14.5026; 1.6: 208; 1.7: 83.2; 1.8: 8.4594; 1.9: 693.3333; 2: 22.0807; 2.1: 93.9167; 2.2: 511.8484; 2.3: 23.5109; 2.4: -497.3458; 2.5: -22.8448
| 2 | 32.05 | 1: 4.2916; 1.1: 14.3963; 1.2: 0.019306; 1.3: 208.325; 1.4: 0.66024; 1.5: 14.3963; 1.6: 208.325; 1.7: 83.33; 1.8: 8.4594; 1.9: 694.4167; 2: 22.1152; 2.1: 93.9213; 2.2: 513.4241; 2.3: 23.5465; 2.4: -499.0277; 2.5: -22.8863
| 2 | 32.1 | 1: 4.2533; 1.1: 14.2903; 1.2: 0.019164; 1.3: 208.65; 1.4: 0.65435; 1.5: 14.2903; 1.6: 208.65; 1.7: 83.46; 1.8: 8.4594; 1.9: 695.5; 2: 22.1497; 2.1: 93.9259; 2.2: 515.0022; 2.3: 23.5821; 2.4: -500.7119; 2.5: -22.9277
| 2 | 32.15 | 1: 4.2152; 1.1: 14.1843; 1.2: 0.019022; 1.3: 208.975; 1.4: 0.64849; 1.5: 14.1843; 1.6: 208.975; 1.7: 83.59; 1.8: 8.4594; 1.9: 696.5833; 2: 22.1842; 2.1: 93.9304; 2.2: 516.5828; 2.3: 23.6177; 2.4: -502.3984; 2.5: -22.9692
| 2 | 32.2 | 1: 4.1773; 1.1: 14.0786; 1.2: 0.01888; 1.3: 209.3; 1.4: 0.64266; 1.5: 14.0786; 1.6: 209.3; 1.7: 83.72; 1.8: 8.4594; 1.9: 697.6667; 2: 22.2187; 2.1: 93.9349; 2.2: 518.1658; 2.3: 23.6533; 2.4: -504.0872; 2.5: -23.0106
| 2 | 32.25 | 1: 4.1396; 1.1: 13.9731; 1.2: 0.018738; 1.3: 209.625; 1.4: 0.63685; 1.5: 13.9731; 1.6: 209.625; 1.7: 83.85; 1.8: 8.4594; 1.9: 698.75; 2: 22.2532; 2.1: 93.9395; 2.2: 519.7513; 2.3: 23.6889; 2.4: -505.7783; 2.5: -23.052
| 2 | 32.3 | 1: 4.102; 1.1: 13.8677; 1.2: 0.018597; 1.3: 209.95; 1.4: 0.63107; 1.5: 13.8677; 1.6: 209.95; 1.7: 83.98; 1.8: 8.4594; 1.9: 699.8333; 2: 22.2877; 2.1: 93.9439; 2.2: 521.3393; 2.3: 23.7245; 2.4: -507.4716; 2.5: -23.0934
| 2 | 32.35 | 1: 4.0646; 1.1: 13.7625; 1.2: 0.018456; 1.3: 210.275; 1.4: 0.62532; 1.5: 13.7625; 1.6: 210.275; 1.7: 84.11; 1.8: 8.4594; 1.9: 700.9167; 2: 22.3222; 2.1: 93.9484; 2.2: 522.9298; 2.3: 23.76; 2.4: -509.1673; 2.5: -23.1347
| 2 | 32.4 | 1: 4.0273; 1.1: 13.6575; 1.2: 0.018315; 1.3: 210.6; 1.4: 0.61959; 1.5: 13.6575; 1.6: 210.6; 1.7: 84.24; 1.8: 8.4594; 1.9: 702; 2: 22.3567; 2.1: 93.9528; 2.2: 524.5227; 2.3: 23.7956; 2.4: -510.8652; 2.5: -23.1761
| 2 | 32.45 | 1: 3.9903; 1.1: 13.5527; 1.2: 0.018175; 1.3: 210.925; 1.4: 0.61389; 1.5: 13.5527; 1.6: 210.925; 1.7: 84.37; 1.8: 8.4594; 1.9: 703.0833; 2: 22.3912; 2.1: 93.9573; 2.2: 526.1181; 2.3: 23.8312; 2.4: -512.5654; 2.5: -23.2174
| 2 | 32.5 | 1: 3.9534; 1.1: 13.4482; 1.2: 0.018034; 1.3: 211.25; 1.4: 0.60822; 1.5: 13.4482; 1.6: 211.25; 1.7: 84.5; 1.8: 8.4594; 1.9: 704.1667; 2: 22.4257; 2.1: 93.9617; 2.2: 527.716; 2.3: 23.8669; 2.4: -514.2678; 2.5: -23.2586
| 2 | 32.55 | 1: 3.9167; 1.1: 13.3438; 1.2: 0.017894; 1.3: 211.575; 1.4: 0.60257; 1.5: 13.3438; 1.6: 211.575; 1.7: 84.63; 1.8: 8.4594; 1.9: 705.25; 2: 22.4602; 2.1: 93.966; 2.2: 529.3163; 2.3: 23.9025; 2.4: -515.9726; 2.5: -23.2999
| 2 | 32.6 | 1: 3.8801; 1.1: 13.2396; 1.2: 0.017755; 1.3: 211.9; 1.4: 0.59695; 1.5: 13.2396; 1.6: 211.9; 1.7: 84.76; 1.8: 8.4594; 1.9: 706.3333; 2: 22.4947; 2.1: 93.9704; 2.2: 530.9191; 2.3: 23.9381; 2.4: -517.6795; 2.5: -23.3411
| 2 | 32.65 | 1: 3.8438; 1.1: 13.1356; 1.2: 0.017615; 1.3: 212.225; 1.4: 0.59135; 1.5: 13.1356; 1.6: 212.225; 1.7: 84.89; 1.8: 8.4594; 1.9: 707.4167; 2: 22.5292; 2.1: 93.9747; 2.2: 532.5244; 2.3: 23.9737; 2.4: -519.3888; 2.5: -23.3823
| 2 | 32.7 | 1: 3.8076; 1.1: 13.0318; 1.2: 0.017476; 1.3: 212.55; 1.4: 0.58578; 1.5: 13.0318; 1.6: 212.55; 1.7: 85.02; 1.8: 8.4594; 1.9: 708.5; 2: 22.5637; 2.1: 93.979; 2.2: 534.1321; 2.3: 24.0093; 2.4: -521.1003; 2.5: -23.4235
| 2 | 32.75 | 1: 3.7715; 1.1: 12.9282; 1.2: 0.017337; 1.3: 212.875; 1.4: 0.58024; 1.5: 12.9282; 1.6: 212.875; 1.7: 85.15; 1.8: 8.4594; 1.9: 709.5833; 2: 22.5982; 2.1: 93.9833; 2.2: 535.7423; 2.3: 24.0449; 2.4: -522.8141; 2.5: -23.4647
| 2 | 32.8 | 1: 3.7357; 1.1: 12.8249; 1.2: 0.017198; 1.3: 213.2; 1.4: 0.57472; 1.5: 12.8249; 1.6: 213.2; 1.7: 85.28; 1.8: 8.4594; 1.9: 710.6667; 2: 22.6327; 2.1: 93.9876; 2.2: 537.355; 2.3: 24.0805; 2.4: -524.5301; 2.5: -23.5058
| 2 | 32.85 | 1: 3.7; 1.1: 12.7218; 1.2: 0.01706; 1.3: 213.525; 1.4: 0.56923; 1.5: 12.7218; 1.6: 213.525; 1.7: 85.41; 1.8: 8.4594; 1.9: 711.75; 2: 22.6672; 2.1: 93.9919; 2.2: 538.9702; 2.3: 24.1161; 2.4: -526.2484; 2.5: -23.5469
| 2 | 32.9 | 1: 3.6645; 1.1: 12.6188; 1.2: 0.016922; 1.3: 213.85; 1.4: 0.56377; 1.5: 12.6188; 1.6: 213.85; 1.7: 85.54; 1.8: 8.4594; 1.9: 712.8333; 2: 22.7017; 2.1: 93.9961; 2.2: 540.5878; 2.3: 24.1517; 2.4: -527.969; 2.5: -23.588
| 2 | 32.95 | 1: 3.6292; 1.1: 12.5161; 1.2: 0.016784; 1.3: 214.175; 1.4: 0.55833; 1.5: 12.5161; 1.6: 214.175; 1.7: 85.67; 1.8: 8.4594; 1.9: 713.9167; 2: 22.7362; 2.1: 94.0003; 2.2: 542.2079; 2.3: 24.1874; 2.4: -529.6917; 2.5: -23.629
| 2 | 33 | 1: 3.594; 1.1: 12.4137; 1.2: 0.016647; 1.3: 214.5; 1.4: 0.55292; 1.5: 12.4137; 1.6: 214.5; 1.7: 85.8; 1.8: 8.4594; 1.9: 715; 2: 22.7707; 2.1: 94.0045; 2.2: 543.8304; 2.3: 24.223; 2.4: -531.4168; 2.5: -23.6701
| 2 | 33.05 | 1: 3.559; 1.1: 12.3114; 1.2: 0.01651; 1.3: 214.825; 1.4: 0.54754; 1.5: 12.3114; 1.6: 214.825; 1.7: 85.93; 1.8: 8.4594; 1.9: 716.0833; 2: 22.8052; 2.1: 94.0087; 2.2: 545.4555; 2.3: 24.2586; 2.4: -533.1441; 2.5: -23.7111
| 2 | 33.1 | 1: 3.5242; 1.1: 12.2094; 1.2: 0.016373; 1.3: 215.15; 1.4: 0.54218; 1.5: 12.2094; 1.6: 215.15; 1.7: 86.06; 1.8: 8.4594; 1.9: 717.1667; 2: 22.8397; 2.1: 94.0128; 2.2: 547.083; 2.3: 24.2942; 2.4: -534.8736; 2.5: -23.7521
| 2 | 33.15 | 1: 3.4895; 1.1: 12.1076; 1.2: 0.016237; 1.3: 215.475; 1.4: 0.53685; 1.5: 12.1076; 1.6: 215.475; 1.7: 86.19; 1.8: 8.4594; 1.9: 718.25; 2: 22.8742; 2.1: 94.0169; 2.2: 548.7129; 2.3: 24.3299; 2.4: -536.6053; 2.5: -23.793
| 2 | 33.2 | 1: 3.455; 1.1: 12.0061; 1.2: 0.0161; 1.3: 215.8; 1.4: 0.53155; 1.5: 12.0061; 1.6: 215.8; 1.7: 86.32; 1.8: 8.4594; 1.9: 719.3333; 2: 22.9087; 2.1: 94.021; 2.2: 550.3454; 2.3: 24.3655; 2.4: -538.3393; 2.5: -23.834
| 2 | 33.25 | 1: 3.4207; 1.1: 11.9048; 1.2: 0.015965; 1.3: 216.125; 1.4: 0.52627; 1.5: 11.9048; 1.6: 216.125; 1.7: 86.45; 1.8: 8.4594; 1.9: 720.4167; 2: 22.9432; 2.1: 94.0251; 2.2: 551.9803; 2.3: 24.4011; 2.4: -540.0755; 2.5: -23.8749
| 2 | 33.3 | 1: 3.3866; 1.1: 11.8037; 1.2: 0.015829; 1.3: 216.45; 1.4: 0.52102; 1.5: 11.8037; 1.6: 216.45; 1.7: 86.58; 1.8: 8.4594; 1.9: 721.5; 2: 22.9777; 2.1: 94.0292; 2.2: 553.6176; 2.3: 24.4368; 2.4: -541.8139; 2.5: -23.9158
| 2 | 33.35 | 1: 3.3526; 1.1: 11.7029; 1.2: 0.015694; 1.3: 216.775; 1.4: 0.51579; 1.5: 11.7029; 1.6: 216.775; 1.7: 86.71; 1.8: 8.4594; 1.9: 722.5833; 2: 23.0122; 2.1: 94.0333; 2.2: 555.2575; 2.3: 24.4724; 2.4: -543.5546; 2.5: -23.9566
| 2 | 33.4 | 1: 3.3189; 1.1: 11.6023; 1.2: 0.015559; 1.3: 217.1; 1.4: 0.51059; 1.5: 11.6023; 1.6: 217.1; 1.7: 86.84; 1.8: 8.4594; 1.9: 723.6667; 2: 23.0467; 2.1: 94.0373; 2.2: 556.8998; 2.3: 24.5081; 2.4: -545.2975; 2.5: -23.9975
| 2 | 33.45 | 1: 3.2852; 1.1: 11.5019; 1.2: 0.015424; 1.3: 217.425; 1.4: 0.50542; 1.5: 11.5019; 1.6: 217.425; 1.7: 86.97; 1.8: 8.4594; 1.9: 724.75; 2: 23.0812; 2.1: 94.0413; 2.2: 558.5445; 2.3: 24.5437; 2.4: -547.0426; 2.5: -24.0383
| 2 | 33.5 | 1: 3.2518; 1.1: 11.4019; 1.2: 0.01529; 1.3: 217.75; 1.4: 0.50028; 1.5: 11.4019; 1.6: 217.75; 1.7: 87.1; 1.8: 8.4594; 1.9: 725.8333; 2: 23.1157; 2.1: 94.0453; 2.2: 560.1918; 2.3: 24.5793; 2.4: -548.7899; 2.5: -24.0791
| 2 | 33.55 | 1: 3.2185; 1.1: 11.302; 1.2: 0.015156; 1.3: 218.075; 1.4: 0.49516; 1.5: 11.302; 1.6: 218.075; 1.7: 87.23; 1.8: 8.4594; 1.9: 726.9167; 2: 23.1502; 2.1: 94.0493; 2.2: 561.8415; 2.3: 24.615; 2.4: -550.5395; 2.5: -24.1198
| 2 | 33.6 | 1: 3.1854; 1.1: 11.2025; 1.2: 0.015023; 1.3: 218.4; 1.4: 0.49006; 1.5: 11.2025; 1.6: 218.4; 1.7: 87.36; 1.8: 8.4594; 1.9: 728; 2: 23.1847; 2.1: 94.0532; 2.2: 563.4937; 2.3: 24.6506; 2.4: -552.2912; 2.5: -24.1606
| 2 | 33.65 | 1: 3.1525; 1.1: 11.1031; 1.2: 0.01489; 1.3: 218.725; 1.4: 0.485; 1.5: 11.1031; 1.6: 218.725; 1.7: 87.49; 1.8: 8.4594; 1.9: 729.0833; 2: 23.2192; 2.1: 94.0572; 2.2: 565.1483; 2.3: 24.6863; 2.4: -554.0452; 2.5: -24.2013
| 2 | 33.7 | 1: 3.1197; 1.1: 11.0041; 1.2: 0.014757; 1.3: 219.05; 1.4: 0.47996; 1.5: 11.0041; 1.6: 219.05; 1.7: 87.62; 1.8: 8.4594; 1.9: 730.1667; 2: 23.2537; 2.1: 94.0611; 2.2: 566.8054; 2.3: 24.7219; 2.4: -555.8013; 2.5: -24.242
| 2 | 33.75 | 1: 3.0871; 1.1: 10.9053; 1.2: 0.014624; 1.3: 219.375; 1.4: 0.47494; 1.5: 10.9053; 1.6: 219.375; 1.7: 87.75; 1.8: 8.4594; 1.9: 731.25; 2: 23.2882; 2.1: 94.065; 2.2: 568.465; 2.3: 24.7576; 2.4: -557.5597; 2.5: -24.2826
| 2 | 33.8 | 1: 3.0547; 1.1: 10.8068; 1.2: 0.014492; 1.3: 219.7; 1.4: 0.46996; 1.5: 10.8068; 1.6: 219.7; 1.7: 87.88; 1.8: 8.4594; 1.9: 732.3333; 2: 23.3227; 2.1: 94.0689; 2.2: 570.1271; 2.3: 24.7932; 2.4: -559.3203; 2.5: -24.3233
| 2 | 33.85 | 1: 3.0225; 1.1: 10.7086; 1.2: 0.01436; 1.3: 220.025; 1.4: 0.465; 1.5: 10.7086; 1.6: 220.025; 1.7: 88.01; 1.8: 8.4594; 1.9: 733.4167; 2: 23.3572; 2.1: 94.0727; 2.2: 571.7916; 2.3: 24.8289; 2.4: -561.083; 2.5: -24.3639
| 2 | 33.9 | 1: 2.9904; 1.1: 10.6106; 1.2: 0.014229; 1.3: 220.35; 1.4: 0.46006; 1.5: 10.6106; 1.6: 220.35; 1.7: 88.14; 1.8: 8.4594; 1.9: 734.5; 2: 23.3917; 2.1: 94.0766; 2.2: 573.4586; 2.3: 24.8645; 2.4: -562.848; 2.5: -24.4045
| 2 | 33.95 | 1: 2.9585; 1.1: 10.5129; 1.2: 0.014098; 1.3: 220.675; 1.4: 0.45516; 1.5: 10.5129; 1.6: 220.675; 1.7: 88.27; 1.8: 8.4594; 1.9: 735.5833; 2: 23.4262; 2.1: 94.0804; 2.2: 575.128; 2.3: 24.9002; 2.4: -564.6151; 2.5: -24.4451
| 2 | 34 | 1: 2.9268; 1.1: 10.4155; 1.2: 0.013967; 1.3: 221; 1.4: 0.45027; 1.5: 10.4155; 1.6: 221; 1.7: 88.4; 1.8: 8.4594; 1.9: 736.6667; 2: 23.4607; 2.1: 94.0842; 2.2: 576.7999; 2.3: 24.9359; 2.4: -566.3845; 2.5: -24.4856
| 2 | 34.05 | 1: 2.8952; 1.1: 10.3183; 1.2: 0.013837; 1.3: 221.325; 1.4: 0.44542; 1.5: 10.3183; 1.6: 221.325; 1.7: 88.53; 1.8: 8.4594; 1.9: 737.75; 2: 23.4952; 2.1: 94.088; 2.2: 578.4743; 2.3: 24.9715; 2.4: -568.156; 2.5: -24.5261
| 2 | 34.1 | 1: 2.8639; 1.1: 10.2215; 1.2: 0.013707; 1.3: 221.65; 1.4: 0.44059; 1.5: 10.2215; 1.6: 221.65; 1.7: 88.66; 1.8: 8.4594; 1.9: 738.8333; 2: 23.5297; 2.1: 94.0918; 2.2: 580.1512; 2.3: 25.0072; 2.4: -569.9297; 2.5: -24.5666
| 2 | 34.15 | 1: 2.8326; 1.1: 10.1249; 1.2: 0.013578; 1.3: 221.975; 1.4: 0.43579; 1.5: 10.1249; 1.6: 221.975; 1.7: 88.79; 1.8: 8.4594; 1.9: 739.9167; 2: 23.5642; 2.1: 94.0956; 2.2: 581.8305; 2.3: 25.0429; 2.4: -571.7056; 2.5: -24.6071
| 2 | 34.2 | 1: 2.8016; 1.1: 10.0286; 1.2: 0.013449; 1.3: 222.3; 1.4: 0.43102; 1.5: 10.0286; 1.6: 222.3; 1.7: 88.92; 1.8: 8.4594; 1.9: 741; 2: 23.5987; 2.1: 94.0993; 2.2: 583.5123; 2.3: 25.0785; 2.4: -573.4837; 2.5: -24.6475
| 2 | 34.25 | 1: 2.7707; 1.1: 9.9326; 1.2: 0.01332; 1.3: 222.625; 1.4: 0.42627; 1.5: 9.9326; 1.6: 222.625; 1.7: 89.05; 1.8: 8.4594; 1.9: 742.0833; 2: 23.6332; 2.1: 94.103; 2.2: 585.1966; 2.3: 25.1142; 2.4: -575.2639; 2.5: -24.6879
| 2 | 34.3 | 1: 2.74; 1.1: 9.837; 1.2: 0.013192; 1.3: 222.95; 1.4: 0.42155; 1.5: 9.837; 1.6: 222.95; 1.7: 89.18; 1.8: 8.4594; 1.9: 743.1667; 2: 23.6677; 2.1: 94.1067; 2.2: 586.8833; 2.3: 25.1499; 2.4: -577.0463; 2.5: -24.7283
| 2 | 34.35 | 1: 2.7095; 1.1: 9.7416; 1.2: 0.013064; 1.3: 223.275; 1.4: 0.41685; 1.5: 9.7416; 1.6: 223.275; 1.7: 89.31; 1.8: 8.4594; 1.9: 744.25; 2: 23.7022; 2.1: 94.1104; 2.2: 588.5725; 2.3: 25.1856; 2.4: -578.8309; 2.5: -24.7687
| 2 | 34.4 | 1: 2.6792; 1.1: 9.6465; 1.2: 0.012936; 1.3: 223.6; 1.4: 0.41218; 1.5: 9.6465; 1.6: 223.6; 1.7: 89.44; 1.8: 8.4594; 1.9: 745.3333; 2: 23.7367; 2.1: 94.1141; 2.2: 590.2641; 2.3: 25.2212; 2.4: -580.6177; 2.5: -24.809
| 2 | 34.45 | 1: 2.649; 1.1: 9.5517; 1.2: 0.012809; 1.3: 223.925; 1.4: 0.40754; 1.5: 9.5517; 1.6: 223.925; 1.7: 89.57; 1.8: 8.4594; 1.9: 746.4167; 2: 23.7712; 2.1: 94.1178; 2.2: 591.9582; 2.3: 25.2569; 2.4: -582.4066; 2.5: -24.8494
| 2 | 34.5 | 1: 2.619; 1.1: 9.4572; 1.2: 0.012682; 1.3: 224.25; 1.4: 0.40292; 1.5: 9.4572; 1.6: 224.25; 1.7: 89.7; 1.8: 8.4594; 1.9: 747.5; 2: 23.8057; 2.1: 94.1214; 2.2: 593.6548; 2.3: 25.2926; 2.4: -584.1976; 2.5: -24.8897
| 2 | 34.55 | 1: 2.5892; 1.1: 9.363; 1.2: 0.012556; 1.3: 224.575; 1.4: 0.39833; 1.5: 9.363; 1.6: 224.575; 1.7: 89.83; 1.8: 8.4594; 1.9: 748.5833; 2: 23.8402; 2.1: 94.125; 2.2: 595.3539; 2.3: 25.3283; 2.4: -585.9909; 2.5: -24.9299
| 2 | 34.6 | 1: 2.5595; 1.1: 9.2692; 1.2: 0.01243; 1.3: 224.9; 1.4: 0.39377; 1.5: 9.2692; 1.6: 224.9; 1.7: 89.96; 1.8: 8.4594; 1.9: 749.6667; 2: 23.8747; 2.1: 94.1286; 2.2: 597.0554; 2.3: 25.3639; 2.4: -587.7862; 2.5: -24.9702
| 2 | 34.65 | 1: 2.53; 1.1: 9.1756; 1.2: 0.012305; 1.3: 225.225; 1.4: 0.38923; 1.5: 9.1756; 1.6: 225.225; 1.7: 90.09; 1.8: 8.4594; 1.9: 750.75; 2: 23.9092; 2.1: 94.1322; 2.2: 598.7594; 2.3: 25.3996; 2.4: -589.5838; 2.5: -25.0104
| 2 | 34.7 | 1: 2.5007; 1.1: 9.0824; 1.2: 0.01218; 1.3: 225.55; 1.4: 0.38472; 1.5: 9.0824; 1.6: 225.55; 1.7: 90.22; 1.8: 8.4594; 1.9: 751.8333; 2: 23.9437; 2.1: 94.1358; 2.2: 600.4658; 2.3: 25.4353; 2.4: -591.3835; 2.5: -25.0506
| 2 | 34.75 | 1: 2.4716; 1.1: 8.9895; 1.2: 0.012055; 1.3: 225.875; 1.4: 0.38024; 1.5: 8.9895; 1.6: 225.875; 1.7: 90.35; 1.8: 8.4594; 1.9: 752.9167; 2: 23.9782; 2.1: 94.1394; 2.2: 602.1748; 2.3: 25.471; 2.4: -593.1853; 2.5: -25.0908
| 2 | 34.8 | 1: 2.4426; 1.1: 8.8969; 1.2: 0.011931; 1.3: 226.2; 1.4: 0.37578; 1.5: 8.8969; 1.6: 226.2; 1.7: 90.48; 1.8: 8.4594; 1.9: 754; 2: 24.0127; 2.1: 94.1429; 2.2: 603.8861; 2.3: 25.5067; 2.4: -594.9893; 2.5: -25.1309
| 2 | 34.85 | 1: 2.4138; 1.1: 8.8046; 1.2: 0.011807; 1.3: 226.525; 1.4: 0.37135; 1.5: 8.8046; 1.6: 226.525; 1.7: 90.61; 1.8: 8.4594; 1.9: 755.0833; 2: 24.0472; 2.1: 94.1464; 2.2: 605.6; 2.3: 25.5424; 2.4: -596.7954; 2.5: -25.171
| 2 | 34.9 | 1: 2.3852; 1.1: 8.7127; 1.2: 0.011684; 1.3: 226.85; 1.4: 0.36695; 1.5: 8.7127; 1.6: 226.85; 1.7: 90.74; 1.8: 8.4594; 1.9: 756.1667; 2: 24.0817; 2.1: 94.15; 2.2: 607.3163; 2.3: 25.5781; 2.4: -598.6036; 2.5: -25.2111
| 2 | 34.95 | 1: 2.3567; 1.1: 8.6211; 1.2: 0.011561; 1.3: 227.175; 1.4: 0.36257; 1.5: 8.6211; 1.6: 227.175; 1.7: 90.87; 1.8: 8.4594; 1.9: 757.25; 2: 24.1162; 2.1: 94.1535; 2.2: 609.0351; 2.3: 25.6138; 2.4: -600.414; 2.5: -25.2512
| 2 | 35 | 1: 2.3284; 1.1: 8.5298; 1.2: 0.011439; 1.3: 227.5; 1.4: 0.35822; 1.5: 8.5298; 1.6: 227.5; 1.7: 91; 1.8: 8.4594; 1.9: 758.3333; 2: 24.1507; 2.1: 94.1569; 2.2: 610.7563; 2.3: 25.6495; 2.4: -602.2265; 2.5: -25.2912
| 2 | 35.05 | 1: 2.3003; 1.1: 8.4389; 1.2: 0.011317; 1.3: 227.825; 1.4: 0.35389; 1.5: 8.4389; 1.6: 227.825; 1.7: 91.13; 1.8: 8.4594; 1.9: 759.4167; 2: 24.1852; 2.1: 94.1604; 2.2: 612.48; 2.3: 25.6852; 2.4: -604.0412; 2.5: -25.3313
| 2 | 35.1 | 1: 2.2724; 1.1: 8.3483; 1.2: 0.011195; 1.3: 228.15; 1.4: 0.3496; 1.5: 8.3483; 1.6: 228.15; 1.7: 91.26; 1.8: 8.4594; 1.9: 760.5; 2: 24.2197; 2.1: 94.1639; 2.2: 614.2062; 2.3: 25.7209; 2.4: -605.858; 2.5: -25.3713
| 2 | 35.15 | 1: 2.2446; 1.1: 8.258; 1.2: 0.011074; 1.3: 228.475; 1.4: 0.34532; 1.5: 8.258; 1.6: 228.475; 1.7: 91.39; 1.8: 8.4594; 1.9: 761.5833; 2: 24.2542; 2.1: 94.1673; 2.2: 615.9349; 2.3: 25.7566; 2.4: -607.6769; 2.5: -25.4112
| 2 | 35.2 | 1: 2.217; 1.1: 8.1681; 1.2: 0.010954; 1.3: 228.8; 1.4: 0.34108; 1.5: 8.1681; 1.6: 228.8; 1.7: 91.52; 1.8: 8.4594; 1.9: 762.6667; 2: 24.2887; 2.1: 94.1707; 2.2: 617.666; 2.3: 25.7923; 2.4: -609.4979; 2.5: -25.4512
| 2 | 35.25 | 1: 2.1896; 1.1: 8.0785; 1.2: 0.010833; 1.3: 229.125; 1.4: 0.33686; 1.5: 8.0785; 1.6: 229.125; 1.7: 91.65; 1.8: 8.4594; 1.9: 763.75; 2: 24.3232; 2.1: 94.1741; 2.2: 619.3995; 2.3: 25.828; 2.4: -611.321; 2.5: -25.4911
| 2 | 35.3 | 1: 2.1623; 1.1: 7.9893; 1.2: 0.010714; 1.3: 229.45; 1.4: 0.33267; 1.5: 7.9893; 1.6: 229.45; 1.7: 91.78; 1.8: 8.4594; 1.9: 764.8333; 2: 24.3577; 2.1: 94.1775; 2.2: 621.1356; 2.3: 25.8637; 2.4: -613.1463; 2.5: -25.531
| 2 | 35.35 | 1: 2.1353; 1.1: 7.9004; 1.2: 0.010595; 1.3: 229.775; 1.4: 0.3285; 1.5: 7.9004; 1.6: 229.775; 1.7: 91.91; 1.8: 8.4594; 1.9: 765.9167; 2: 24.3923; 2.1: 94.1809; 2.2: 622.8741; 2.3: 25.8994; 2.4: -614.9736; 2.5: -25.5709
| 2 | 35.4 | 1: 2.1084; 1.1: 7.8119; 1.2: 0.010476; 1.3: 230.1; 1.4: 0.32436; 1.5: 7.8119; 1.6: 230.1; 1.7: 92.04; 1.8: 8.4594; 1.9: 767; 2: 24.4268; 2.1: 94.1843; 2.2: 624.615; 2.3: 25.9351; 2.4: -616.8031; 2.5: -25.6107
| 2 | 35.45 | 1: 2.0816; 1.1: 7.7238; 1.2: 0.010358; 1.3: 230.425; 1.4: 0.32025; 1.5: 7.7238; 1.6: 230.425; 1.7: 92.17; 1.8: 8.4594; 1.9: 768.0833; 2: 24.4613; 2.1: 94.1876; 2.2: 626.3584; 2.3: 25.9708; 2.4: -618.6347; 2.5: -25.6505
| 2 | 35.5 | 1: 2.0551; 1.1: 7.636; 1.2: 0.01024; 1.3: 230.75; 1.4: 0.31617; 1.5: 7.636; 1.6: 230.75; 1.7: 92.3; 1.8: 8.4594; 1.9: 769.1667; 2: 24.4958; 2.1: 94.1909; 2.2: 628.1043; 2.3: 26.0065; 2.4: -620.4683; 2.5: -25.6903
| 2 | 35.55 | 1: 2.0287; 1.1: 7.5486; 1.2: 0.010123; 1.3: 231.075; 1.4: 0.31211; 1.5: 7.5486; 1.6: 231.075; 1.7: 92.43; 1.8: 8.4594; 1.9: 770.25; 2: 24.5303; 2.1: 94.1943; 2.2: 629.8527; 2.3: 26.0422; 2.4: -622.3041; 2.5: -25.7301
| 2 | 35.6 | 1: 2.0025; 1.1: 7.4615; 1.2: 0.010006; 1.3: 231.4; 1.4: 0.30807; 1.5: 7.4615; 1.6: 231.4; 1.7: 92.56; 1.8: 8.4594; 1.9: 771.3333; 2: 24.5648; 2.1: 94.1976; 2.2: 631.6035; 2.3: 26.0779; 2.4: -624.142; 2.5: -25.7698
| 2 | 35.65 | 1: 1.9764; 1.1: 7.3748; 1.2: 0.0098898; 1.3: 231.725; 1.4: 0.30407; 1.5: 7.3748; 1.6: 231.725; 1.7: 92.69; 1.8: 8.4594; 1.9: 772.4167; 2: 24.5993; 2.1: 94.2009; 2.2: 633.3568; 2.3: 26.1136; 2.4: -625.982; 2.5: -25.8096
| 2 | 35.7 | 1: 1.9506; 1.1: 7.2885; 1.2: 0.009774; 1.3: 232.05; 1.4: 0.30009; 1.5: 7.2885; 1.6: 232.05; 1.7: 92.82; 1.8: 8.4594; 1.9: 773.5; 2: 24.6338; 2.1: 94.2041; 2.2: 635.1125; 2.3: 26.1493; 2.4: -627.824; 2.5: -25.8493
| 2 | 35.75 | 1: 1.9249; 1.1: 7.2025; 1.2: 0.0096588; 1.3: 232.375; 1.4: 0.29613; 1.5: 7.2025; 1.6: 232.375; 1.7: 92.95; 1.8: 8.4594; 1.9: 774.5833; 2: 24.6683; 2.1: 94.2074; 2.2: 636.8707; 2.3: 26.1851; 2.4: -629.6682; 2.5: -25.8889
| 2 | 35.8 | 1: 1.8993; 1.1: 7.117; 1.2: 0.009544; 1.3: 232.7; 1.4: 0.29221; 1.5: 7.117; 1.6: 232.7; 1.7: 93.08; 1.8: 8.4594; 1.9: 775.6667; 2: 24.7028; 2.1: 94.2107; 2.2: 638.6314; 2.3: 26.2208; 2.4: -631.5144; 2.5: -25.9286
| 2 | 35.85 | 1: 1.874; 1.1: 7.0318; 1.2: 0.0094298; 1.3: 233.025; 1.4: 0.28831; 1.5: 7.0318; 1.6: 233.025; 1.7: 93.21; 1.8: 8.4594; 1.9: 776.75; 2: 24.7373; 2.1: 94.2139; 2.2: 640.3945; 2.3: 26.2565; 2.4: -633.3627; 2.5: -25.9682
| 2 | 35.9 | 1: 1.8488; 1.1: 6.947; 1.2: 0.009316; 1.3: 233.35; 1.4: 0.28443; 1.5: 6.947; 1.6: 233.35; 1.7: 93.34; 1.8: 8.4594; 1.9: 777.8333; 2: 24.7718; 2.1: 94.2171; 2.2: 642.1601; 2.3: 26.2922; 2.4: -635.2131; 2.5: -26.0078
| 2 | 35.95 | 1: 1.8238; 1.1: 6.8625; 1.2: 0.0092028; 1.3: 233.675; 1.4: 0.28058; 1.5: 6.8625; 1.6: 233.675; 1.7: 93.47; 1.8: 8.4594; 1.9: 778.9167; 2: 24.8063; 2.1: 94.2203; 2.2: 643.9281; 2.3: 26.3279; 2.4: -637.0656; 2.5: -26.0473
| 2 | 36 | 1: 1.799; 1.1: 6.7785; 1.2: 0.0090901; 1.3: 234; 1.4: 0.27676; 1.5: 6.7785; 1.6: 234; 1.7: 93.6; 1.8: 8.4594; 1.9: 780; 2: 24.8408; 2.1: 94.2235; 2.2: 645.6987; 2.3: 26.3637; 2.4: -638.9202; 2.5: -26.0869
| 2 | 36.05 | 1: 1.7743; 1.1: 6.6949; 1.2: 0.008978; 1.3: 234.325; 1.4: 0.27297; 1.5: 6.6949; 1.6: 234.325; 1.7: 93.73; 1.8: 8.4594; 1.9: 781.0833; 2: 24.8753; 2.1: 94.2267; 2.2: 647.4716; 2.3: 26.3994; 2.4: -640.7768; 2.5: -26.1264
| 2 | 36.1 | 1: 1.7498; 1.1: 6.6116; 1.2: 0.0088663; 1.3: 234.65; 1.4: 0.2692; 1.5: 6.6116; 1.6: 234.65; 1.7: 93.86; 1.8: 8.4594; 1.9: 782.1667; 2: 24.9098; 2.1: 94.2299; 2.2: 649.2471; 2.3: 26.4351; 2.4: -642.6355; 2.5: -26.1659
| 2 | 36.15 | 1: 1.7255; 1.1: 6.5288; 1.2: 0.0087552; 1.3: 234.975; 1.4: 0.26546; 1.5: 6.5288; 1.6: 234.975; 1.7: 93.99; 1.8: 8.4594; 1.9: 783.25; 2: 24.9443; 2.1: 94.233; 2.2: 651.025; 2.3: 26.4708; 2.4: -644.4962; 2.5: -26.2054
| 2 | 36.2 | 1: 1.7013; 1.1: 6.4463; 1.2: 0.0086446; 1.3: 235.3; 1.4: 0.26175; 1.5: 6.4463; 1.6: 235.3; 1.7: 94.12; 1.8: 8.4594; 1.9: 784.3333; 2: 24.9788; 2.1: 94.2362; 2.2: 652.8053; 2.3: 26.5066; 2.4: -646.359; 2.5: -26.2448
| 2 | 36.25 | 1: 1.6774; 1.1: 6.3642; 1.2: 0.0085346; 1.3: 235.625; 1.4: 0.25806; 1.5: 6.3642; 1.6: 235.625; 1.7: 94.25; 1.8: 8.4594; 1.9: 785.4167; 2: 25.0133; 2.1: 94.2393; 2.2: 654.5882; 2.3: 26.5423; 2.4: -648.2239; 2.5: -26.2842
| 2 | 36.3 | 1: 1.6536; 1.1: 6.2826; 1.2: 0.0084251; 1.3: 235.95; 1.4: 0.2544; 1.5: 6.2826; 1.6: 235.95; 1.7: 94.38; 1.8: 8.4594; 1.9: 786.5; 2: 25.0478; 2.1: 94.2424; 2.2: 656.3734; 2.3: 26.578; 2.4: -650.0908; 2.5: -26.3236
| 2 | 36.35 | 1: 1.6299; 1.1: 6.2014; 1.2: 0.0083161; 1.3: 236.275; 1.4: 0.25076; 1.5: 6.2014; 1.6: 236.275; 1.7: 94.51; 1.8: 8.4594; 1.9: 787.5833; 2: 25.0823; 2.1: 94.2455; 2.2: 658.1612; 2.3: 26.6138; 2.4: -651.9598; 2.5: -26.363
| 2 | 36.4 | 1: 1.6065; 1.1: 6.1205; 1.2: 0.0082077; 1.3: 236.6; 1.4: 0.24715; 1.5: 6.1205; 1.6: 236.6; 1.7: 94.64; 1.8: 8.4594; 1.9: 788.6667; 2: 25.1168; 2.1: 94.2486; 2.2: 659.9514; 2.3: 26.6495; 2.4: -653.8309; 2.5: -26.4023
| 2 | 36.45 | 1: 1.5832; 1.1: 6.0401; 1.2: 0.0080999; 1.3: 236.925; 1.4: 0.24357; 1.5: 6.0401; 1.6: 236.925; 1.7: 94.77; 1.8: 8.4594; 1.9: 789.75; 2: 25.1513; 2.1: 94.2517; 2.2: 661.7441; 2.3: 26.6852; 2.4: -655.704; 2.5: -26.4416
| 2 | 36.5 | 1: 1.5601; 1.1: 5.9601; 1.2: 0.0079926; 1.3: 237.25; 1.4: 0.24002; 1.5: 5.9601; 1.6: 237.25; 1.7: 94.9; 1.8: 8.4594; 1.9: 790.8333; 2: 25.1858; 2.1: 94.2548; 2.2: 663.5392; 2.3: 26.721; 2.4: -657.5791; 2.5: -26.4809
| 2 | 36.55 | 1: 1.5372; 1.1: 5.8805; 1.2: 0.0078859; 1.3: 237.575; 1.4: 0.23649; 1.5: 5.8805; 1.6: 237.575; 1.7: 95.03; 1.8: 8.4594; 1.9: 791.9167; 2: 25.2203; 2.1: 94.2578; 2.2: 665.3368; 2.3: 26.7567; 2.4: -659.4563; 2.5: -26.5202
| 2 | 36.6 | 1: 1.5144; 1.1: 5.8013; 1.2: 0.0077797; 1.3: 237.9; 1.4: 0.23298; 1.5: 5.8013; 1.6: 237.9; 1.7: 95.16; 1.8: 8.4594; 1.9: 793; 2: 25.2548; 2.1: 94.2609; 2.2: 667.1368; 2.3: 26.7924; 2.4: -661.3355; 2.5: -26.5594
| 2 | 36.65 | 1: 1.4918; 1.1: 5.7226; 1.2: 0.0076741; 1.3: 238.225; 1.4: 0.22951; 1.5: 5.7226; 1.6: 238.225; 1.7: 95.29; 1.8: 8.4594; 1.9: 794.0833; 2: 25.2893; 2.1: 94.2639; 2.2: 668.9393; 2.3: 26.8282; 2.4: -663.2167; 2.5: -26.5987
| 2 | 36.7 | 1: 1.4694; 1.1: 5.6443; 1.2: 0.0075691; 1.3: 238.55; 1.4: 0.22606; 1.5: 5.6443; 1.6: 238.55; 1.7: 95.42; 1.8: 8.4594; 1.9: 795.1667; 2: 25.3238; 2.1: 94.2669; 2.2: 670.7443; 2.3: 26.8639; 2.4: -665.1; 2.5: -26.6378
| 2 | 36.75 | 1: 1.4471; 1.1: 5.5664; 1.2: 0.0074647; 1.3: 238.875; 1.4: 0.22264; 1.5: 5.5664; 1.6: 238.875; 1.7: 95.55; 1.8: 8.4594; 1.9: 796.25; 2: 25.3583; 2.1: 94.2699; 2.2: 672.5517; 2.3: 26.8996; 2.4: -666.9853; 2.5: -26.677
| 2 | 36.8 | 1: 1.4251; 1.1: 5.4889; 1.2: 0.0073608; 1.3: 239.2; 1.4: 0.21924; 1.5: 5.4889; 1.6: 239.2; 1.7: 95.68; 1.8: 8.4594; 1.9: 797.3333; 2: 25.3928; 2.1: 94.2729; 2.2: 674.3616; 2.3: 26.9354; 2.4: -668.8727; 2.5: -26.7161
| 2 | 36.85 | 1: 1.4032; 1.1: 5.4119; 1.2: 0.0072575; 1.3: 239.525; 1.4: 0.21587; 1.5: 5.4119; 1.6: 239.525; 1.7: 95.81; 1.8: 8.4594; 1.9: 798.4167; 2: 25.4273; 2.1: 94.2759; 2.2: 676.1739; 2.3: 26.9711; 2.4: -670.762; 2.5: -26.7553
| 2 | 36.9 | 1: 1.3814; 1.1: 5.3353; 1.2: 0.0071548; 1.3: 239.85; 1.4: 0.21253; 1.5: 5.3353; 1.6: 239.85; 1.7: 95.94; 1.8: 8.4594; 1.9: 799.5; 2: 25.4618; 2.1: 94.2789; 2.2: 677.9887; 2.3: 27.0069; 2.4: -672.6534; 2.5: -26.7943
| 2 | 36.95 | 1: 1.3599; 1.1: 5.2592; 1.2: 0.0070527; 1.3: 240.175; 1.4: 0.20921; 1.5: 5.2592; 1.6: 240.175; 1.7: 96.07; 1.8: 8.4594; 1.9: 800.5833; 2: 25.4963; 2.1: 94.2819; 2.2: 679.806; 2.3: 27.0426; 2.4: -674.5468; 2.5: -26.8334
| 2 | 37 | 1: 1.3385; 1.1: 5.1835; 1.2: 0.0069512; 1.3: 240.5; 1.4: 0.20592; 1.5: 5.1835; 1.6: 240.5; 1.7: 96.2; 1.8: 8.4594; 1.9: 801.6667; 2: 25.5308; 2.1: 94.2848; 2.2: 681.6257; 2.3: 27.0784; 2.4: -676.4422; 2.5: -26.8724
| 2 | 37.05 | 1: 1.3173; 1.1: 5.1082; 1.2: 0.0068503; 1.3: 240.825; 1.4: 0.20266; 1.5: 5.1082; 1.6: 240.825; 1.7: 96.33; 1.8: 8.4594; 1.9: 802.75; 2: 25.5653; 2.1: 94.2877; 2.2: 683.4479; 2.3: 27.1141; 2.4: -678.3397; 2.5: -26.9115
| 2 | 37.1 | 1: 1.2962; 1.1: 5.0334; 1.2: 0.00675; 1.3: 241.15; 1.4: 0.19942; 1.5: 5.0334; 1.6: 241.15; 1.7: 96.46; 1.8: 8.4594; 1.9: 803.8333; 2: 25.5998; 2.1: 94.2907; 2.2: 685.2725; 2.3: 27.1499; 2.4: -680.2391; 2.5: -26.9504
| 2 | 37.15 | 1: 1.2754; 1.1: 4.9591; 1.2: 0.0066502; 1.3: 241.475; 1.4: 0.19621; 1.5: 4.9591; 1.6: 241.475; 1.7: 96.59; 1.8: 8.4594; 1.9: 804.9167; 2: 25.6343; 2.1: 94.2936; 2.2: 687.0996; 2.3: 27.1856; 2.4: -682.1405; 2.5: -26.9894
| 2 | 37.2 | 1: 1.2547; 1.1: 4.8852; 1.2: 0.0065511; 1.3: 241.8; 1.4: 0.19303; 1.5: 4.8852; 1.6: 241.8; 1.7: 96.72; 1.8: 8.4594; 1.9: 806; 2: 25.6688; 2.1: 94.2965; 2.2: 688.9292; 2.3: 27.2214; 2.4: -684.044; 2.5: -27.0283
| 2 | 37.25 | 1: 1.2341; 1.1: 4.8117; 1.2: 0.0064526; 1.3: 242.125; 1.4: 0.18987; 1.5: 4.8117; 1.6: 242.125; 1.7: 96.85; 1.8: 8.4594; 1.9: 807.0833; 2: 25.7033; 2.1: 94.2994; 2.2: 690.7612; 2.3: 27.2571; 2.4: -685.9494; 2.5: -27.0672
| 2 | 37.3 | 1: 1.2138; 1.1: 4.7388; 1.2: 0.0063548; 1.3: 242.45; 1.4: 0.18674; 1.5: 4.7388; 1.6: 242.45; 1.7: 96.98; 1.8: 8.4594; 1.9: 808.1667; 2: 25.7378; 2.1: 94.3023; 2.2: 692.5957; 2.3: 27.2929; 2.4: -687.8569; 2.5: -27.1061
| 2 | 37.35 | 1: 1.1936; 1.1: 4.6662; 1.2: 0.0062575; 1.3: 242.775; 1.4: 0.18363; 1.5: 4.6662; 1.6: 242.775; 1.7: 97.11; 1.8: 8.4594; 1.9: 809.25; 2: 25.7723; 2.1: 94.3051; 2.2: 694.4326; 2.3: 27.3286; 2.4: -689.7663; 2.5: -27.145
| 2 | 37.4 | 1: 1.1736; 1.1: 4.5942; 1.2: 0.0061609; 1.3: 243.1; 1.4: 0.18056; 1.5: 4.5942; 1.6: 243.1; 1.7: 97.24; 1.8: 8.4594; 1.9: 810.3333; 2: 25.8068; 2.1: 94.308; 2.2: 696.272; 2.3: 27.3644; 2.4: -691.6778; 2.5: -27.1838
| 2 | 37.45 | 1: 1.1538; 1.1: 4.5226; 1.2: 0.0060649; 1.3: 243.425; 1.4: 0.17751; 1.5: 4.5226; 1.6: 243.425; 1.7: 97.37; 1.8: 8.4594; 1.9: 811.4167; 2: 25.8413; 2.1: 94.3108; 2.2: 698.1138; 2.3: 27.4001; 2.4: -693.5912; 2.5: -27.2226
| 2 | 37.5 | 1: 1.1341; 1.1: 4.4515; 1.2: 0.0059695; 1.3: 243.75; 1.4: 0.17448; 1.5: 4.4515; 1.6: 243.75; 1.7: 97.5; 1.8: 8.4594; 1.9: 812.5; 2: 25.8758; 2.1: 94.3137; 2.2: 699.9581; 2.3: 27.4359; 2.4: -695.5066; 2.5: -27.2614
| 2 | 37.55 | 1: 1.1146; 1.1: 4.3808; 1.2: 0.0058748; 1.3: 244.075; 1.4: 0.17148; 1.5: 4.3808; 1.6: 244.075; 1.7: 97.63; 1.8: 8.4594; 1.9: 813.5833; 2: 25.9103; 2.1: 94.3165; 2.2: 701.8048; 2.3: 27.4716; 2.4: -697.424; 2.5: -27.3002
| 2 | 37.6 | 1: 1.0953; 1.1: 4.3106; 1.2: 0.0057807; 1.3: 244.4; 1.4: 0.16851; 1.5: 4.3106; 1.6: 244.4; 1.7: 97.76; 1.8: 8.4594; 1.9: 814.6667; 2: 25.9448; 2.1: 94.3193; 2.2: 703.654; 2.3: 27.5074; 2.4: -699.3434; 2.5: -27.3389
| 2 | 37.65 | 1: 1.0762; 1.1: 4.241; 1.2: 0.0056872; 1.3: 244.725; 1.4: 0.16557; 1.5: 4.241; 1.6: 244.725; 1.7: 97.89; 1.8: 8.4594; 1.9: 815.75; 2: 25.9793; 2.1: 94.3221; 2.2: 705.5057; 2.3: 27.5432; 2.4: -701.2648; 2.5: -27.3776
| 2 | 37.7 | 1: 1.0572; 1.1: 4.1717; 1.2: 0.0055944; 1.3: 245.05; 1.4: 0.16265; 1.5: 4.1717; 1.6: 245.05; 1.7: 98.02; 1.8: 8.4594; 1.9: 816.8333; 2: 26.0138; 2.1: 94.3249; 2.2: 707.3598; 2.3: 27.5789; 2.4: -703.1881; 2.5: -27.4163
| 2 | 37.75 | 1: 1.0384; 1.1: 4.103; 1.2: 0.0055022; 1.3: 245.375; 1.4: 0.15976; 1.5: 4.103; 1.6: 245.375; 1.7: 98.15; 1.8: 8.4594; 1.9: 817.9167; 2: 26.0483; 2.1: 94.3277; 2.2: 709.2164; 2.3: 27.6147; 2.4: -705.1134; 2.5: -27.4549
| 2 | 37.8 | 1: 1.0198; 1.1: 4.0348; 1.2: 0.0054107; 1.3: 245.7; 1.4: 0.15689; 1.5: 4.0348; 1.6: 245.7; 1.7: 98.28; 1.8: 8.4594; 1.9: 819; 2: 26.0828; 2.1: 94.3305; 2.2: 711.0754; 2.3: 27.6504; 2.4: -707.0406; 2.5: -27.4936
| 2 | 37.85 | 1: 1.0014; 1.1: 3.967; 1.2: 0.0053199; 1.3: 246.025; 1.4: 0.15406; 1.5: 3.967; 1.6: 246.025; 1.7: 98.41; 1.8: 8.4594; 1.9: 820.0833; 2: 26.1173; 2.1: 94.3333; 2.2: 712.9369; 2.3: 27.6862; 2.4: -708.9699; 2.5: -27.5322
| 2 | 37.9 | 1: 0.98309; 1.1: 3.8998; 1.2: 0.0052297; 1.3: 246.35; 1.4: 0.15124; 1.5: 3.8998; 1.6: 246.35; 1.7: 98.54; 1.8: 8.4594; 1.9: 821.1667; 2: 26.1518; 2.1: 94.336; 2.2: 714.8008; 2.3: 27.722; 2.4: -710.9011; 2.5: -27.5707
| 2 | 37.95 | 1: 0.96498; 1.1: 3.833; 1.2: 0.0051401; 1.3: 246.675; 1.4: 0.14846; 1.5: 3.833; 1.6: 246.675; 1.7: 98.67; 1.8: 8.4594; 1.9: 822.25; 2: 26.1863; 2.1: 94.3388; 2.2: 716.6672; 2.3: 27.7577; 2.4: -712.8342; 2.5: -27.6093
| 2 | 38 | 1: 0.94705; 1.1: 3.7667; 1.2: 0.0050513; 1.3: 247; 1.4: 0.1457; 1.5: 3.7667; 1.6: 247; 1.7: 98.8; 1.8: 8.4594; 1.9: 823.3333; 2: 26.2208; 2.1: 94.3415; 2.2: 718.5361; 2.3: 27.7935; 2.4: -714.7693; 2.5: -27.6478
| 2 | 38.05 | 1: 0.9293; 1.1: 3.701; 1.2: 0.0049631; 1.3: 247.325; 1.4: 0.14297; 1.5: 3.701; 1.6: 247.325; 1.7: 98.93; 1.8: 8.4594; 1.9: 824.4167; 2: 26.2553; 2.1: 94.3442; 2.2: 720.4074; 2.3: 27.8293; 2.4: -716.7064; 2.5: -27.6863
| 2 | 38.1 | 1: 0.91171; 1.1: 3.6357; 1.2: 0.0048756; 1.3: 247.65; 1.4: 0.14026; 1.5: 3.6357; 1.6: 247.65; 1.7: 99.06; 1.8: 8.4594; 1.9: 825.5; 2: 26.2898; 2.1: 94.347; 2.2: 722.2812; 2.3: 27.865; 2.4: -718.6454; 2.5: -27.7248
| 2 | 38.15 | 1: 0.8943; 1.1: 3.571; 1.2: 0.0047887; 1.3: 247.975; 1.4: 0.13758; 1.5: 3.571; 1.6: 247.975; 1.7: 99.19; 1.8: 8.4594; 1.9: 826.5833; 2: 26.3243; 2.1: 94.3497; 2.2: 724.1574; 2.3: 27.9008; 2.4: -720.5864; 2.5: -27.7632
| 2 | 38.2 | 1: 0.87706; 1.1: 3.5067; 1.2: 0.0047026; 1.3: 248.3; 1.4: 0.13493; 1.5: 3.5067; 1.6: 248.3; 1.7: 99.32; 1.8: 8.4594; 1.9: 827.6667; 2: 26.3588; 2.1: 94.3524; 2.2: 726.036; 2.3: 27.9366; 2.4: -722.5293; 2.5: -27.8016
| 2 | 38.25 | 1: 0.85999; 1.1: 3.443; 1.2: 0.0046171; 1.3: 248.625; 1.4: 0.13231; 1.5: 3.443; 1.6: 248.625; 1.7: 99.45; 1.8: 8.4594; 1.9: 828.75; 2: 26.3933; 2.1: 94.355; 2.2: 727.9171; 2.3: 27.9723; 2.4: -724.4742; 2.5: -27.84
| 2 | 38.3 | 1: 0.8431; 1.1: 3.3798; 1.2: 0.0045323; 1.3: 248.95; 1.4: 0.12971; 1.5: 3.3798; 1.6: 248.95; 1.7: 99.58; 1.8: 8.4594; 1.9: 829.8333; 2: 26.4278; 2.1: 94.3577; 2.2: 729.8007; 2.3: 28.0081; 2.4: -726.421; 2.5: -27.8784
| 2 | 38.35 | 1: 0.82638; 1.1: 3.3171; 1.2: 0.0044483; 1.3: 249.275; 1.4: 0.12714; 1.5: 3.3171; 1.6: 249.275; 1.7: 99.71; 1.8: 8.4594; 1.9: 830.9167; 2: 26.4623; 2.1: 94.3604; 2.2: 731.6867; 2.3: 28.0439; 2.4: -728.3697; 2.5: -27.9167
| 2 | 38.4 | 1: 0.80983; 1.1: 3.2549; 1.2: 0.0043649; 1.3: 249.6; 1.4: 0.12459; 1.5: 3.2549; 1.6: 249.6; 1.7: 99.84; 1.8: 8.4594; 1.9: 832; 2: 26.4968; 2.1: 94.3631; 2.2: 733.5752; 2.3: 28.0796; 2.4: -730.3203; 2.5: -27.9551
| 2 | 38.45 | 1: 0.79346; 1.1: 3.1932; 1.2: 0.0042822; 1.3: 249.925; 1.4: 0.12207; 1.5: 3.1932; 1.6: 249.925; 1.7: 99.97; 1.8: 8.4594; 1.9: 833.0833; 2: 26.5313; 2.1: 94.3657; 2.2: 735.4662; 2.3: 28.1154; 2.4: -732.2729; 2.5: -27.9934
| 2 | 38.5 | 1: 0.77726; 1.1: 3.1321; 1.2: 0.0042002; 1.3: 250.25; 1.4: 0.11958; 1.5: 3.1321; 1.6: 250.25; 1.7: 100.1; 1.8: 8.4594; 1.9: 834.1667; 2: 26.5658; 2.1: 94.3683; 2.2: 737.3595; 2.3: 28.1512; 2.4: -734.2274; 2.5: -28.0316
| 2 | 38.55 | 1: 0.76123; 1.1: 3.0715; 1.2: 0.0041189; 1.3: 250.575; 1.4: 0.11711; 1.5: 3.0715; 1.6: 250.575; 1.7: 100.23; 1.8: 8.4594; 1.9: 835.25; 2: 26.6003; 2.1: 94.371; 2.2: 739.2554; 2.3: 28.187; 2.4: -736.1839; 2.5: -28.0699
| 2 | 38.6 | 1: 0.74538; 1.1: 3.0114; 1.2: 0.0040384; 1.3: 250.9; 1.4: 0.11467; 1.5: 3.0114; 1.6: 250.9; 1.7: 100.36; 1.8: 8.4594; 1.9: 836.3333; 2: 26.6348; 2.1: 94.3736; 2.2: 741.1537; 2.3: 28.2227; 2.4: -738.1422; 2.5: -28.1081
| 2 | 38.65 | 1: 0.72969; 1.1: 2.9519; 1.2: 0.0039585; 1.3: 251.225; 1.4: 0.11226; 1.5: 2.9519; 1.6: 251.225; 1.7: 100.49; 1.8: 8.4594; 1.9: 837.4167; 2: 26.6693; 2.1: 94.3762; 2.2: 743.0544; 2.3: 28.2585; 2.4: -740.1025; 2.5: -28.1463
| 2 | 38.7 | 1: 0.71418; 1.1: 2.8929; 1.2: 0.0038794; 1.3: 251.55; 1.4: 0.10987; 1.5: 2.8929; 1.6: 251.55; 1.7: 100.62; 1.8: 8.4594; 1.9: 838.5; 2: 26.7038; 2.1: 94.3788; 2.2: 744.9576; 2.3: 28.2943; 2.4: -742.0647; 2.5: -28.1844
| 2 | 38.75 | 1: 0.69885; 1.1: 2.8344; 1.2: 0.003801; 1.3: 251.875; 1.4: 0.10752; 1.5: 2.8344; 1.6: 251.875; 1.7: 100.75; 1.8: 8.4594; 1.9: 839.5833; 2: 26.7383; 2.1: 94.3814; 2.2: 746.8632; 2.3: 28.3301; 2.4: -744.0288; 2.5: -28.2226
| 2 | 38.8 | 1: 0.68369; 1.1: 2.7765; 1.2: 0.0037233; 1.3: 252.2; 1.4: 0.10518; 1.5: 2.7765; 1.6: 252.2; 1.7: 100.88; 1.8: 8.4594; 1.9: 840.6667; 2: 26.7728; 2.1: 94.384; 2.2: 748.7713; 2.3: 28.3658; 2.4: -745.9948; 2.5: -28.2607
| 2 | 38.85 | 1: 0.66869; 1.1: 2.7191; 1.2: 0.0036464; 1.3: 252.525; 1.4: 0.10288; 1.5: 2.7191; 1.6: 252.525; 1.7: 101.01; 1.8: 8.4594; 1.9: 841.75; 2: 26.8073; 2.1: 94.3866; 2.2: 750.6819; 2.3: 28.4016; 2.4: -747.9628; 2.5: -28.2987
| 2 | 38.9 | 1: 0.65388; 1.1: 2.6623; 1.2: 0.0035702; 1.3: 252.85; 1.4: 0.1006; 1.5: 2.6623; 1.6: 252.85; 1.7: 101.14; 1.8: 8.4594; 1.9: 842.8333; 2: 26.8418; 2.1: 94.3892; 2.2: 752.5949; 2.3: 28.4374; 2.4: -749.9326; 2.5: -28.3368
| 2 | 38.95 | 1: 0.63923; 1.1: 2.606; 1.2: 0.0034947; 1.3: 253.175; 1.4: 0.098344; 1.5: 2.606; 1.6: 253.175; 1.7: 101.27; 1.8: 8.4594; 1.9: 843.9167; 2: 26.8763; 2.1: 94.3917; 2.2: 754.5103; 2.3: 28.4732; 2.4: -751.9043; 2.5: -28.3748
| 2 | 39 | 1: 0.62476; 1.1: 2.5503; 1.2: 0.00342; 1.3: 253.5; 1.4: 0.096117; 1.5: 2.5503; 1.6: 253.5; 1.7: 101.4; 1.8: 8.4594; 1.9: 845; 2: 26.9108; 2.1: 94.3943; 2.2: 756.4282; 2.3: 28.509; 2.4: -753.8779; 2.5: -28.4128
| 2 | 39.05 | 1: 0.61046; 1.1: 2.4951; 1.2: 0.003346; 1.3: 253.825; 1.4: 0.093918; 1.5: 2.4951; 1.6: 253.825; 1.7: 101.53; 1.8: 8.4594; 1.9: 846.0833; 2: 26.9453; 2.1: 94.3968; 2.2: 758.3486; 2.3: 28.5447; 2.4: -755.8535; 2.5: -28.4508
| 2 | 39.1 | 1: 0.59634; 1.1: 2.4405; 1.2: 0.0032728; 1.3: 254.15; 1.4: 0.091745; 1.5: 2.4405; 1.6: 254.15; 1.7: 101.66; 1.8: 8.4594; 1.9: 847.1667; 2: 26.9798; 2.1: 94.3994; 2.2: 760.2714; 2.3: 28.5805; 2.4: -757.8309; 2.5: -28.4888
| 2 | 39.15 | 1: 0.58239; 1.1: 2.3865; 1.2: 0.0032003; 1.3: 254.475; 1.4: 0.089598; 1.5: 2.3865; 1.6: 254.475; 1.7: 101.79; 1.8: 8.4594; 1.9: 848.25; 2: 27.0143; 2.1: 94.4019; 2.2: 762.1966; 2.3: 28.6163; 2.4: -759.8102; 2.5: -28.5267
| 2 | 39.2 | 1: 0.56861; 1.1: 2.333; 1.2: 0.0031286; 1.3: 254.8; 1.4: 0.087478; 1.5: 2.333; 1.6: 254.8; 1.7: 101.92; 1.8: 8.4594; 1.9: 849.3333; 2: 27.0488; 2.1: 94.4044; 2.2: 764.1243; 2.3: 28.6521; 2.4: -761.7913; 2.5: -28.5646
| 2 | 39.25 | 1: 0.555; 1.1: 2.2801; 1.2: 0.0030576; 1.3: 255.125; 1.4: 0.085385; 1.5: 2.2801; 1.6: 255.125; 1.7: 102.05; 1.8: 8.4594; 1.9: 850.4167; 2: 27.0833; 2.1: 94.4069; 2.2: 766.0545; 2.3: 28.6879; 2.4: -763.7744; 2.5: -28.6025
| 2 | 39.3 | 1: 0.54157; 1.1: 2.2277; 1.2: 0.0029874; 1.3: 255.45; 1.4: 0.083319; 1.5: 2.2277; 1.6: 255.45; 1.7: 102.18; 1.8: 8.4594; 1.9: 851.5; 2: 27.1178; 2.1: 94.4094; 2.2: 767.9871; 2.3: 28.7236; 2.4: -765.7593; 2.5: -28.6403
| 2 | 39.35 | 1: 0.52831; 1.1: 2.1759; 1.2: 0.002918; 1.3: 255.775; 1.4: 0.081279; 1.5: 2.1759; 1.6: 255.775; 1.7: 102.31; 1.8: 8.4594; 1.9: 852.5833; 2: 27.1523; 2.1: 94.4119; 2.2: 769.9221; 2.3: 28.7594; 2.4: -767.7462; 2.5: -28.6782
| 2 | 39.4 | 1: 0.51523; 1.1: 2.1247; 1.2: 0.0028493; 1.3: 256.1; 1.4: 0.079266; 1.5: 2.1247; 1.6: 256.1; 1.7: 102.44; 1.8: 8.4594; 1.9: 853.6667; 2: 27.1868; 2.1: 94.4144; 2.2: 771.8596; 2.3: 28.7952; 2.4: -769.7349; 2.5: -28.7159
| 2 | 39.45 | 1: 0.50231; 1.1: 2.0741; 1.2: 0.0027814; 1.3: 256.425; 1.4: 0.077279; 1.5: 2.0741; 1.6: 256.425; 1.7: 102.57; 1.8: 8.4594; 1.9: 854.75; 2: 27.2213; 2.1: 94.4169; 2.2: 773.7995; 2.3: 28.831; 2.4: -771.7254; 2.5: -28.7537
| 2 | 39.5 | 1: 0.48958; 1.1: 2.0241; 1.2: 0.0027143; 1.3: 256.75; 1.4: 0.075319; 1.5: 2.0241; 1.6: 256.75; 1.7: 102.7; 1.8: 8.4594; 1.9: 855.8333; 2: 27.2558; 2.1: 94.4194; 2.2: 775.7419; 2.3: 28.8668; 2.4: -773.7179; 2.5: -28.7915
| 2 | 39.55 | 1: 0.47701; 1.1: 1.9746; 1.2: 0.002648; 1.3: 257.075; 1.4: 0.073386; 1.5: 1.9746; 1.6: 257.075; 1.7: 102.83; 1.8: 8.4594; 1.9: 856.9167; 2: 27.2903; 2.1: 94.4218; 2.2: 777.6868; 2.3: 28.9026; 2.4: -775.7122; 2.5: -28.8292
| 2 | 39.6 | 1: 0.46462; 1.1: 1.9257; 1.2: 0.0025825; 1.3: 257.4; 1.4: 0.071479; 1.5: 1.9257; 1.6: 257.4; 1.7: 102.96; 1.8: 8.4594; 1.9: 858; 2: 27.3248; 2.1: 94.4243; 2.2: 779.6341; 2.3: 28.9384; 2.4: -777.7083; 2.5: -28.8669
| 2 | 39.65 | 1: 0.4524; 1.1: 1.8775; 1.2: 0.0025177; 1.3: 257.725; 1.4: 0.069599; 1.5: 1.8775; 1.6: 257.725; 1.7: 103.09; 1.8: 8.4594; 1.9: 859.0833; 2: 27.3593; 2.1: 94.4268; 2.2: 781.5838; 2.3: 28.9741; 2.4: -779.7063; 2.5: -28.9045
| 2 | 39.7 | 1: 0.44035; 1.1: 1.8298; 1.2: 0.0024538; 1.3: 258.05; 1.4: 0.067746; 1.5: 1.8298; 1.6: 258.05; 1.7: 103.22; 1.8: 8.4594; 1.9: 860.1667; 2: 27.3938; 2.1: 94.4292; 2.2: 783.536; 2.3: 29.0099; 2.4: -781.7062; 2.5: -28.9422
| 2 | 39.75 | 1: 0.42848; 1.1: 1.7827; 1.2: 0.0023906; 1.3: 258.375; 1.4: 0.065919; 1.5: 1.7827; 1.6: 258.375; 1.7: 103.35; 1.8: 8.4594; 1.9: 861.25; 2: 27.4283; 2.1: 94.4316; 2.2: 785.4906; 2.3: 29.0457; 2.4: -783.7079; 2.5: -28.9798
| 2 | 39.8 | 1: 0.41678; 1.1: 1.7362; 1.2: 0.0023283; 1.3: 258.7; 1.4: 0.06412; 1.5: 1.7362; 1.6: 258.7; 1.7: 103.48; 1.8: 8.4594; 1.9: 862.3333; 2: 27.4628; 2.1: 94.4341; 2.2: 787.4477; 2.3: 29.0815; 2.4: -785.7115; 2.5: -29.0174
| 2 | 39.85 | 1: 0.40525; 1.1: 1.6903; 1.2: 0.0022667; 1.3: 259.025; 1.4: 0.062346; 1.5: 1.6903; 1.6: 259.025; 1.7: 103.61; 1.8: 8.4594; 1.9: 863.4167; 2: 27.4973; 2.1: 94.4365; 2.2: 789.4072; 2.3: 29.1173; 2.4: -787.7169; 2.5: -29.0549
| 2 | 39.9 | 1: 0.3939; 1.1: 1.645; 1.2: 0.002206; 1.3: 259.35; 1.4: 0.0606; 1.5: 1.645; 1.6: 259.35; 1.7: 103.74; 1.8: 8.4594; 1.9: 864.5; 2: 27.5318; 2.1: 94.4389; 2.2: 791.3692; 2.3: 29.1531; 2.4: -789.7242; 2.5: -29.0925
| 2 | 39.95 | 1: 0.38272; 1.1: 1.6003; 1.2: 0.002146; 1.3: 259.675; 1.4: 0.05888; 1.5: 1.6003; 1.6: 259.675; 1.7: 103.87; 1.8: 8.4594; 1.9: 865.5833; 2: 27.5663; 2.1: 94.4413; 2.2: 793.3336; 2.3: 29.1889; 2.4: -791.7333; 2.5: -29.13
| 2 | 40 | 1: 0.37171; 1.1: 1.5562; 1.2: 0.0020869; 1.3: 260; 1.4: 0.057186; 1.5: 1.5562; 1.6: 260; 1.7: 104; 1.8: 8.4594; 1.9: 866.6667; 2: 27.6008; 2.1: 94.4437; 2.2: 795.3005; 2.3: 29.2247; 2.4: -793.7442; 2.5: -29.1675
| 2 | 40.05 | 1: 0.36088; 1.1: 1.5128; 1.2: 0.0020286; 1.3: 260.325; 1.4: 0.05552; 1.5: 1.5128; 1.6: 260.325; 1.7: 104.13; 1.8: 8.4594; 1.9: 867.75; 2: 27.6354; 2.1: 94.4461; 2.2: 797.2698; 2.3: 29.2605; 2.4: -795.757; 2.5: -29.2049
| 2 | 40.1 | 1: 0.35022; 1.1: 1.4699; 1.2: 0.0019712; 1.3: 260.65; 1.4: 0.05388; 1.5: 1.4699; 1.6: 260.65; 1.7: 104.26; 1.8: 8.4594; 1.9: 868.8333; 2: 27.6699; 2.1: 94.4485; 2.2: 799.2415; 2.3: 29.2962; 2.4: -797.7716; 2.5: -29.2424
| 2 | 40.15 | 1: 0.33973; 1.1: 1.4277; 1.2: 0.0019145; 1.3: 260.975; 1.4: 0.052266; 1.5: 1.4277; 1.6: 260.975; 1.7: 104.39; 1.8: 8.4594; 1.9: 869.9167; 2: 27.7044; 2.1: 94.4508; 2.2: 801.2157; 2.3: 29.332; 2.4: -799.788; 2.5: -29.2798
| 2 | 40.2 | 1: 0.32942; 1.1: 1.3861; 1.2: 0.0018587; 1.3: 261.3; 1.4: 0.05068; 1.5: 1.3861; 1.6: 261.3; 1.7: 104.52; 1.8: 8.4594; 1.9: 871; 2: 27.7389; 2.1: 94.4532; 2.2: 803.1924; 2.3: 29.3678; 2.4: -801.8063; 2.5: -29.3171
| 2 | 40.25 | 1: 0.31928; 1.1: 1.3451; 1.2: 0.0018038; 1.3: 261.625; 1.4: 0.04912; 1.5: 1.3451; 1.6: 261.625; 1.7: 104.65; 1.8: 8.4594; 1.9: 872.0833; 2: 27.7734; 2.1: 94.4556; 2.2: 805.1715; 2.3: 29.4036; 2.4: -803.8264; 2.5: -29.3545
| 2 | 40.3 | 1: 0.30931; 1.1: 1.3047; 1.2: 0.0017496; 1.3: 261.95; 1.4: 0.047586; 1.5: 1.3047; 1.6: 261.95; 1.7: 104.78; 1.8: 8.4594; 1.9: 873.1667; 2: 27.8079; 2.1: 94.4579; 2.2: 807.153; 2.3: 29.4394; 2.4: -805.8483; 2.5: -29.3918
| 2 | 40.35 | 1: 0.29952; 1.1: 1.265; 1.2: 0.0016963; 1.3: 262.275; 1.4: 0.04608; 1.5: 1.265; 1.6: 262.275; 1.7: 104.91; 1.8: 8.4594; 1.9: 874.25; 2: 27.8424; 2.1: 94.4603; 2.2: 809.137; 2.3: 29.4752; 2.4: -807.872; 2.5: -29.4291
| 2 | 40.4 | 1: 0.2899; 1.1: 1.2258; 1.2: 0.0016439; 1.3: 262.6; 1.4: 0.0446; 1.5: 1.2258; 1.6: 262.6; 1.7: 105.04; 1.8: 8.4594; 1.9: 875.3333; 2: 27.8769; 2.1: 94.4626; 2.2: 811.1234; 2.3: 29.511; 2.4: -809.8976; 2.5: -29.4664
| 2 | 40.45 | 1: 0.28045; 1.1: 1.1874; 1.2: 0.0015923; 1.3: 262.925; 1.4: 0.043147; 1.5: 1.1874; 1.6: 262.925; 1.7: 105.17; 1.8: 8.4594; 1.9: 876.4167; 2: 27.9114; 2.1: 94.465; 2.2: 813.1123; 2.3: 29.5468; 2.4: -811.9249; 2.5: -29.5036
| 2 | 40.5 | 1: 0.27118; 1.1: 1.1495; 1.2: 0.0015415; 1.3: 263.25; 1.4: 0.04172; 1.5: 1.1495; 1.6: 263.25; 1.7: 105.3; 1.8: 8.4594; 1.9: 877.5; 2: 27.9459; 2.1: 94.4673; 2.2: 815.1036; 2.3: 29.5826; 2.4: -813.9541; 2.5: -29.5409
| 2 | 40.55 | 1: 0.26208; 1.1: 1.1123; 1.2: 0.0014917; 1.3: 263.575; 1.4: 0.04032; 1.5: 1.1123; 1.6: 263.575; 1.7: 105.43; 1.8: 8.4594; 1.9: 878.5833; 2: 27.9804; 2.1: 94.4696; 2.2: 817.0973; 2.3: 29.6184; 2.4: -815.985; 2.5: -29.5781
| 2 | 40.6 | 1: 0.25316; 1.1: 1.0758; 1.2: 0.0014426; 1.3: 263.9; 1.4: 0.038947; 1.5: 1.0758; 1.6: 263.9; 1.7: 105.56; 1.8: 8.4594; 1.9: 879.6667; 2: 28.0149; 2.1: 94.4719; 2.2: 819.0935; 2.3: 29.6542; 2.4: -818.0178; 2.5: -29.6152
| 2 | 40.65 | 1: 0.2444; 1.1: 1.0399; 1.2: 0.0013945; 1.3: 264.225; 1.4: 0.037601; 1.5: 1.0399; 1.6: 264.225; 1.7: 105.69; 1.8: 8.4594; 1.9: 880.75; 2: 28.0494; 2.1: 94.4742; 2.2: 821.0922; 2.3: 29.69; 2.4: -820.0523; 2.5: -29.6524
| 2 | 40.7 | 1: 0.23583; 1.1: 1.0046; 1.2: 0.0013472; 1.3: 264.55; 1.4: 0.036281; 1.5: 1.0046; 1.6: 264.55; 1.7: 105.82; 1.8: 8.4594; 1.9: 881.8333; 2: 28.0839; 2.1: 94.4765; 2.2: 823.0933; 2.3: 29.7258; 2.4: -822.0887; 2.5: -29.6895
| 2 | 40.75 | 1: 0.22742; 1.1: 0.96999; 1.2: 0.0013008; 1.3: 264.875; 1.4: 0.034988; 1.5: 0.96999; 1.6: 264.875; 1.7: 105.95; 1.8: 8.4594; 1.9: 882.9167; 2: 28.1184; 2.1: 94.4788; 2.2: 825.0968; 2.3: 29.7616; 2.4: -824.1268; 2.5: -29.7266
| 2 | 40.8 | 1: 0.21919; 1.1: 0.93603; 1.2: 0.0012552; 1.3: 265.2; 1.4: 0.033721; 1.5: 0.93603; 1.6: 265.2; 1.7: 106.08; 1.8: 8.4594; 1.9: 884; 2: 28.1529; 2.1: 94.4811; 2.2: 827.1028; 2.3: 29.7973; 2.4: -826.1668; 2.5: -29.7636
| 2 | 40.85 | 1: 0.21113; 1.1: 0.90272; 1.2: 0.0012106; 1.3: 265.525; 1.4: 0.032482; 1.5: 0.90272; 1.6: 265.525; 1.7: 106.21; 1.8: 8.4594; 1.9: 885.0833; 2: 28.1874; 2.1: 94.4834; 2.2: 829.1112; 2.3: 29.8331; 2.4: -828.2085; 2.5: -29.8007
| 2 | 40.9 | 1: 0.20325; 1.1: 0.87008; 1.2: 0.0011668; 1.3: 265.85; 1.4: 0.031269; 1.5: 0.87008; 1.6: 265.85; 1.7: 106.34; 1.8: 8.4594; 1.9: 886.1667; 2: 28.2219; 2.1: 94.4857; 2.2: 831.1221; 2.3: 29.8689; 2.4: -830.252; 2.5: -29.8377
| 2 | 40.95 | 1: 0.19554; 1.1: 0.83809; 1.2: 0.0011239; 1.3: 266.175; 1.4: 0.030083; 1.5: 0.83809; 1.6: 266.175; 1.7: 106.47; 1.8: 8.4594; 1.9: 887.25; 2: 28.2564; 2.1: 94.488; 2.2: 833.1354; 2.3: 29.9047; 2.4: -832.2973; 2.5: -29.8746
| 2 | 41 | 1: 0.188; 1.1: 0.80677; 1.2: 0.0010819; 1.3: 266.5; 1.4: 0.028923; 1.5: 0.80677; 1.6: 266.5; 1.7: 106.6; 1.8: 8.4594; 1.9: 888.3333; 2: 28.2909; 2.1: 94.4902; 2.2: 835.1511; 2.3: 29.9405; 2.4: -834.3444; 2.5: -29.9116
| 2 | 41.05 | 1: 0.18064; 1.1: 0.77612; 1.2: 0.0010408; 1.3: 266.825; 1.4: 0.02779; 1.5: 0.77612; 1.6: 266.825; 1.7: 106.73; 1.8: 8.4594; 1.9: 889.4167; 2: 28.3254; 2.1: 94.4925; 2.2: 837.1693; 2.3: 29.9763; 2.4: -836.3932; 2.5: -29.9485
| 2 | 41.1 | 1: 0.17345; 1.1: 0.74614; 1.2: 0.0010006; 1.3: 267.15; 1.4: 0.026684; 1.5: 0.74614; 1.6: 267.15; 1.7: 106.86; 1.8: 8.4594; 1.9: 890.5; 2: 28.3599; 2.1: 94.4947; 2.2: 839.1899; 2.3: 30.0121; 2.4: -838.4438; 2.5: -29.9854
| 2 | 41.15 | 1: 0.16643; 1.1: 0.71682; 1.2: 0.00096128; 1.3: 267.475; 1.4: 0.025605; 1.5: 0.71682; 1.6: 267.475; 1.7: 106.99; 1.8: 8.4594; 1.9: 891.5833; 2: 28.3944; 2.1: 94.497; 2.2: 841.213; 2.3: 30.0479; 2.4: -840.4962; 2.5: -30.0223
| 2 | 41.2 | 1: 0.15959; 1.1: 0.68819; 1.2: 0.00092288; 1.3: 267.8; 1.4: 0.024552; 1.5: 0.68819; 1.6: 267.8; 1.7: 107.12; 1.8: 8.4594; 1.9: 892.6667; 2: 28.4289; 2.1: 94.4992; 2.2: 843.2385; 2.3: 30.0837; 2.4: -842.5503; 2.5: -30.0592
| 2 | 41.25 | 1: 0.15292; 1.1: 0.66023; 1.2: 0.00088539; 1.3: 268.125; 1.4: 0.023526; 1.5: 0.66023; 1.6: 268.125; 1.7: 107.25; 1.8: 8.4594; 1.9: 893.75; 2: 28.4634; 2.1: 94.5014; 2.2: 845.2665; 2.3: 30.1195; 2.4: -844.6063; 2.5: -30.096
| 2 | 41.3 | 1: 0.14643; 1.1: 0.63296; 1.2: 0.00084881; 1.3: 268.45; 1.4: 0.022527; 1.5: 0.63296; 1.6: 268.45; 1.7: 107.38; 1.8: 8.4594; 1.9: 894.8333; 2: 28.4979; 2.1: 94.5037; 2.2: 847.2969; 2.3: 30.1553; 2.4: -846.6639; 2.5: -30.1328
| 2 | 41.35 | 1: 0.1401; 1.1: 0.60637; 1.2: 0.00081315; 1.3: 268.775; 1.4: 0.021555; 1.5: 0.60637; 1.6: 268.775; 1.7: 107.51; 1.8: 8.4594; 1.9: 895.9167; 2: 28.5324; 2.1: 94.5059; 2.2: 849.3297; 2.3: 30.1911; 2.4: -848.7234; 2.5: -30.1696
| 2 | 41.4 | 1: 0.13396; 1.1: 0.58046; 1.2: 0.00077841; 1.3: 269.1; 1.4: 0.020609; 1.5: 0.58046; 1.6: 269.1; 1.7: 107.64; 1.8: 8.4594; 1.9: 897; 2: 28.5669; 2.1: 94.5081; 2.2: 851.365; 2.3: 30.2269; 2.4: -850.7845; 2.5: -30.2063
| 2 | 41.45 | 1: 0.12798; 1.1: 0.55525; 1.2: 0.0007446; 1.3: 269.425; 1.4: 0.01969; 1.5: 0.55525; 1.6: 269.425; 1.7: 107.77; 1.8: 8.4594; 1.9: 898.0833; 2: 28.6014; 2.1: 94.5103; 2.2: 853.4027; 2.3: 30.2627; 2.4: -852.8475; 2.5: -30.243
| 2 | 41.5 | 1: 0.12218; 1.1: 0.53073; 1.2: 0.00071172; 1.3: 269.75; 1.4: 0.018798; 1.5: 0.53073; 1.6: 269.75; 1.7: 107.9; 1.8: 8.4594; 1.9: 899.1667; 2: 28.6359; 2.1: 94.5125; 2.2: 855.4429; 2.3: 30.2985; 2.4: -854.9122; 2.5: -30.2797
| 2 | 41.55 | 1: 0.11656; 1.1: 0.5069; 1.2: 0.00067976; 1.3: 270.075; 1.4: 0.017932; 1.5: 0.5069; 1.6: 270.075; 1.7: 108.03; 1.8: 8.4594; 1.9: 900.25; 2: 28.6704; 2.1: 94.5147; 2.2: 857.4855; 2.3: 30.3343; 2.4: -856.9786; 2.5: -30.3164
| 2 | 41.6 | 1: 0.11111; 1.1: 0.48377; 1.2: 0.00064875; 1.3: 270.4; 1.4: 0.017093; 1.5: 0.48377; 1.6: 270.4; 1.7: 108.16; 1.8: 8.4594; 1.9: 901.3333; 2: 28.7049; 2.1: 94.5169; 2.2: 859.5305; 2.3: 30.3701; 2.4: -859.0468; 2.5: -30.353
| 2 | 41.65 | 1: 0.10583; 1.1: 0.46134; 1.2: 0.00061867; 1.3: 270.725; 1.4: 0.016281; 1.5: 0.46134; 1.6: 270.725; 1.7: 108.29; 1.8: 8.4594; 1.9: 902.4167; 2: 28.7394; 2.1: 94.5191; 2.2: 861.578; 2.3: 30.4059; 2.4: -861.1167; 2.5: -30.3896
| 2 | 41.7 | 1: 0.10072; 1.1: 0.43961; 1.2: 0.00058953; 1.3: 271.05; 1.4: 0.015496; 1.5: 0.43961; 1.6: 271.05; 1.7: 108.42; 1.8: 8.4594; 1.9: 903.5; 2: 28.7739; 2.1: 94.5213; 2.2: 863.6279; 2.3: 30.4417; 2.4: -863.1883; 2.5: -30.4262
| 2 | 41.75 | 1: 0.095792; 1.1: 0.4186; 1.2: 0.00056135; 1.3: 271.375; 1.4: 0.014737; 1.5: 0.4186; 1.6: 271.375; 1.7: 108.55; 1.8: 8.4594; 1.9: 904.5833; 2: 28.8084; 2.1: 94.5235; 2.2: 865.6803; 2.3: 30.4775; 2.4: -865.2617; 2.5: -30.4628
| 2 | 41.8 | 1: 0.091035; 1.1: 0.39829; 1.2: 0.00053411; 1.3: 271.7; 1.4: 0.014005; 1.5: 0.39829; 1.6: 271.7; 1.7: 108.68; 1.8: 8.4594; 1.9: 905.6667; 2: 28.8429; 2.1: 94.5256; 2.2: 867.7351; 2.3: 30.5133; 2.4: -867.3368; 2.5: -30.4993
| 2 | 41.85 | 1: 0.086452; 1.1: 0.37869; 1.2: 0.00050783; 1.3: 272.025; 1.4: 0.0133; 1.5: 0.37869; 1.6: 272.025; 1.7: 108.81; 1.8: 8.4594; 1.9: 906.75; 2: 28.8774; 2.1: 94.5278; 2.2: 869.7923; 2.3: 30.5491; 2.4: -869.4136; 2.5: -30.5358
| 2 | 41.9 | 1: 0.082043; 1.1: 0.3598; 1.2: 0.00048251; 1.3: 272.35; 1.4: 0.012622; 1.5: 0.3598; 1.6: 272.35; 1.7: 108.94; 1.8: 8.4594; 1.9: 907.8333; 2: 28.9119; 2.1: 94.53; 2.2: 871.852; 2.3: 30.5849; 2.4: -871.4922; 2.5: -30.5723
| 2 | 41.95 | 1: 0.077808; 1.1: 0.34164; 1.2: 0.00045814; 1.3: 272.675; 1.4: 0.011971; 1.5: 0.34164; 1.6: 272.675; 1.7: 109.07; 1.8: 8.4594; 1.9: 908.9167; 2: 28.9464; 2.1: 94.5321; 2.2: 873.9141; 2.3: 30.6207; 2.4: -873.5725; 2.5: -30.6087
| 2 | 42 | 1: 0.073747; 1.1: 0.32419; 1.2: 0.00043475; 1.3: 273; 1.4: 0.011346; 1.5: 0.32419; 1.6: 273; 1.7: 109.2; 1.8: 8.4594; 1.9: 910; 2: 28.9809; 2.1: 94.5343; 2.2: 875.9787; 2.3: 30.6565; 2.4: -875.6545; 2.5: -30.6451
| 2 | 42.05 | 1: 0.06986; 1.1: 0.30747; 1.2: 0.00041232; 1.3: 273.325; 1.4: 0.010748; 1.5: 0.30747; 1.6: 273.325; 1.7: 109.33; 1.8: 8.4594; 1.9: 911.0833; 2: 29.0154; 2.1: 94.5364; 2.2: 878.0456; 2.3: 30.6923; 2.4: -877.7382; 2.5: -30.6815
| 2 | 42.1 | 1: 0.066147; 1.1: 0.29147; 1.2: 0.00039087; 1.3: 273.65; 1.4: 0.010176; 1.5: 0.29147; 1.6: 273.65; 1.7: 109.46; 1.8: 8.4594; 1.9: 912.1667; 2: 29.0499; 2.1: 94.5386; 2.2: 880.1151; 2.3: 30.7281; 2.4: -879.8236; 2.5: -30.7179
| 2 | 42.15 | 1: 0.062607; 1.1: 0.27621; 1.2: 0.0003704; 1.3: 273.975; 1.4: 0.0096319; 1.5: 0.27621; 1.6: 273.975; 1.7: 109.59; 1.8: 8.4594; 1.9: 913.25; 2: 29.0844; 2.1: 94.5407; 2.2: 882.1869; 2.3: 30.7639; 2.4: -881.9107; 2.5: -30.7543
| 2 | 42.2 | 1: 0.059242; 1.1: 0.26167; 1.2: 0.0003509; 1.3: 274.3; 1.4: 0.0091142; 1.5: 0.26167; 1.6: 274.3; 1.7: 109.72; 1.8: 8.4594; 1.9: 914.3333; 2: 29.1189; 2.1: 94.5428; 2.2: 884.2612; 2.3: 30.7997; 2.4: -883.9996; 2.5: -30.7906
| 2 | 42.25 | 1: 0.056051; 1.1: 0.24787; 1.2: 0.00033239; 1.3: 274.625; 1.4: 0.0086232; 1.5: 0.24787; 1.6: 274.625; 1.7: 109.85; 1.8: 8.4594; 1.9: 915.4167; 2: 29.1534; 2.1: 94.5449; 2.2: 886.338; 2.3: 30.8355; 2.4: -886.0901; 2.5: -30.8269
| 2 | 42.3 | 1: 0.053034; 1.1: 0.2348; 1.2: 0.00031487; 1.3: 274.95; 1.4: 0.008159; 1.5: 0.2348; 1.6: 274.95; 1.7: 109.98; 1.8: 8.4594; 1.9: 916.5; 2: 29.1879; 2.1: 94.5471; 2.2: 888.4172; 2.3: 30.8713; 2.4: -888.1824; 2.5: -30.8631
| 2 | 42.35 | 1: 0.050191; 1.1: 0.22248; 1.2: 0.00029835; 1.3: 275.275; 1.4: 0.0077216; 1.5: 0.22248; 1.6: 275.275; 1.7: 110.11; 1.8: 8.4594; 1.9: 917.5833; 2: 29.2224; 2.1: 94.5492; 2.2: 890.4988; 2.3: 30.9071; 2.4: -890.2763; 2.5: -30.8994
| 2 | 42.4 | 1: 0.047522; 1.1: 0.21089; 1.2: 0.00028281; 1.3: 275.6; 1.4: 0.007311; 1.5: 0.21089; 1.6: 275.6; 1.7: 110.24; 1.8: 8.4594; 1.9: 918.6667; 2: 29.2569; 2.1: 94.5513; 2.2: 892.5828; 2.3: 30.9429; 2.4: -892.3719; 2.5: -30.9356
| 2 | 42.45 | 1: 0.045027; 1.1: 0.20006; 1.2: 0.00026828; 1.3: 275.925; 1.4: 0.0069272; 1.5: 0.20006; 1.6: 275.925; 1.7: 110.37; 1.8: 8.4594; 1.9: 919.75; 2: 29.2914; 2.1: 94.5534; 2.2: 894.6693; 2.3: 30.9787; 2.4: -894.4693; 2.5: -30.9718
| 2 | 42.5 | 1: 0.042706; 1.1: 0.18997; 1.2: 0.00025475; 1.3: 276.25; 1.4: 0.0065701; 1.5: 0.18997; 1.6: 276.25; 1.7: 110.5; 1.8: 8.4594; 1.9: 920.8333; 2: 29.3259; 2.1: 94.5555; 2.2: 896.7583; 2.3: 31.0145; 2.4: -896.5683; 2.5: -31.0079
| 2 | 42.55 | 1: 0.040559; 1.1: 0.18063; 1.2: 0.00024223; 1.3: 276.575; 1.4: 0.0062398; 1.5: 0.18063; 1.6: 276.575; 1.7: 110.63; 1.8: 8.4594; 1.9: 921.9167; 2: 29.3604; 2.1: 94.5576; 2.2: 898.8496; 2.3: 31.0503; 2.4: -898.669; 2.5: -31.0441
| 2 | 42.6 | 1: 0.038586; 1.1: 0.17205; 1.2: 0.00023072; 1.3: 276.9; 1.4: 0.0059363; 1.5: 0.17205; 1.6: 276.9; 1.7: 110.76; 1.8: 8.4594; 1.9: 923; 2: 29.3949; 2.1: 94.5597; 2.2: 900.9434; 2.3: 31.0861; 2.4: -900.7714; 2.5: -31.0802
| 2 | 42.65 | 1: 0.036788; 1.1: 0.16422; 1.2: 0.00022022; 1.3: 277.225; 1.4: 0.0056596; 1.5: 0.16422; 1.6: 277.225; 1.7: 110.89; 1.8: 8.4594; 1.9: 924.0833; 2: 29.4294; 2.1: 94.5617; 2.2: 903.0397; 2.3: 31.1219; 2.4: -902.8754; 2.5: -31.1162
| 2 | 42.7 | 1: 0.035163; 1.1: 0.15715; 1.2: 0.00021075; 1.3: 277.55; 1.4: 0.0054097; 1.5: 0.15715; 1.6: 277.55; 1.7: 111.02; 1.8: 8.4594; 1.9: 925.1667; 2: 29.4639; 2.1: 94.5638; 2.2: 905.1383; 2.3: 31.1577; 2.4: -904.9812; 2.5: -31.1523
| 2 | 42.75 | 1: 0.033713; 1.1: 0.15085; 1.2: 0.00020229; 1.3: 277.875; 1.4: 0.0051866; 1.5: 0.15085; 1.6: 277.875; 1.7: 111.15; 1.8: 8.4594; 1.9: 926.25; 2: 29.4984; 2.1: 94.5659; 2.2: 907.2394; 2.3: 31.1935; 2.4: -907.0886; 2.5: -31.1883
| 2 | 42.8 | 1: 0.032437; 1.1: 0.14531; 1.2: 0.00019486; 1.3: 278.2; 1.4: 0.0049903; 1.5: 0.14531; 1.6: 278.2; 1.7: 111.28; 1.8: 8.4594; 1.9: 927.3333; 2: 29.5329; 2.1: 94.568; 2.2: 909.343; 2.3: 31.2293; 2.4: -909.1977; 2.5: -31.2243
| 2 | 42.85 | 1: 0.031335; 1.1: 0.14054; 1.2: 0.00018846; 1.3: 278.525; 1.4: 0.0048208; 1.5: 0.14054; 1.6: 278.525; 1.7: 111.41; 1.8: 8.4594; 1.9: 928.4167; 2: 29.5674; 2.1: 94.57; 2.2: 911.449; 2.3: 31.2651; 2.4: -911.3084; 2.5: -31.2603
| 2 | 42.9 | 1: 0.030408; 1.1: 0.13654; 1.2: 0.0001831; 1.3: 278.85; 1.4: 0.0046781; 1.5: 0.13654; 1.6: 278.85; 1.7: 111.54; 1.8: 8.4594; 1.9: 929.5; 2: 29.6019; 2.1: 94.5721; 2.2: 913.5574; 2.3: 31.3009; 2.4: -913.4208; 2.5: -31.2962
| 2 | 42.95 | 1: 0.029655; 1.1: 0.13331; 1.2: 0.00017877; 1.3: 279.175; 1.4: 0.0045622; 1.5: 0.13331; 1.6: 279.175; 1.7: 111.67; 1.8: 8.4594; 1.9: 930.5833; 2: 29.6364; 2.1: 94.5741; 2.2: 915.6682; 2.3: 31.3367; 2.4: -915.5349; 2.5: -31.3321
| 2 | 43 | 1: 0.029075; 1.1: 0.13086; 1.2: 0.00017548; 1.3: 279.5; 1.4: 0.0044732; 1.5: 0.13086; 1.6: 279.5; 1.7: 111.8; 1.8: 8.4594; 1.9: 931.6667; 2: 29.6709; 2.1: 94.5762; 2.2: 917.7815; 2.3: 31.3725; 2.4: -917.6507; 2.5: -31.368
| 2 | 43.05 | 1: 0.028671; 1.1: 0.12919; 1.2: 0.00017324; 1.3: 279.825; 1.4: 0.0044109; 1.5: 0.12919; 1.6: 279.825; 1.7: 111.93; 1.8: 8.4594; 1.9: 932.75; 2: 29.7054; 2.1: 94.5782; 2.2: 919.8972; 2.3: 31.4083; 2.4: -919.7681; 2.5: -31.4039
| 2 | 43.1 | 1: 0.02844; 1.1: 0.1283; 1.2: 0.00017205; 1.3: 280.15; 1.4: 0.0043754; 1.5: 0.1283; 1.6: 280.15; 1.7: 112.06; 1.8: 8.4594; 1.9: 933.8333; 2: 29.7399; 2.1: 94.5803; 2.2: 922.0154; 2.3: 31.4441; 2.4: -921.8871; 2.5: -31.4397
| 2 | 43.15 | 1: 0.028384; 1.1: 0.12819; 1.2: 0.00017191; 1.3: 280.475; 1.4: 0.0043668; 1.5: 0.12819; 1.6: 280.475; 1.7: 112.19; 1.8: 8.4594; 1.9: 934.9167; 2: 29.7744; 2.1: 94.5823; 2.2: 924.136; 2.3: 31.4799; 2.4: -924.0078; 2.5: -31.4755
| 2 | 43.2 | 1: 0.028502; 1.1: 0.12888; 1.2: 0.00017283; 1.3: 280.8; 1.4: 0.004385; 1.5: 0.12888; 1.6: 280.8; 1.7: 112.32; 1.8: 8.4594; 1.9: 936; 2: 29.8089; 2.1: 94.5843; 2.2: 926.259; 2.3: 31.5157; 2.4: -926.1301; 2.5: -31.5113
| 2 | 43.25 | 1: 0.028795; 1.1: 0.13035; 1.2: 0.0001748; 1.3: 281.125; 1.4: 0.00443; 1.5: 0.13035; 1.6: 281.125; 1.7: 112.45; 1.8: 8.4594; 1.9: 937.0833; 2: 29.8434; 2.1: 94.5864; 2.2: 928.3845; 2.3: 31.5515; 2.4: -928.2541; 2.5: -31.5471
| 2 | 43.3 | 1: 0.029262; 1.1: 0.13262; 1.2: 0.00017784; 1.3: 281.45; 1.4: 0.0045018; 1.5: 0.13262; 1.6: 281.45; 1.7: 112.58; 1.8: 8.4594; 1.9: 938.1667; 2: 29.8779; 2.1: 94.5884; 2.2: 930.5124; 2.3: 31.5873; 2.4: -930.3798; 2.5: -31.5828
| 2 | 43.35 | 1: 0.029903; 1.1: 0.13568; 1.2: 0.00018195; 1.3: 281.775; 1.4: 0.0046005; 1.5: 0.13568; 1.6: 281.775; 1.7: 112.71; 1.8: 8.4594; 1.9: 939.25; 2: 29.9124; 2.1: 94.5904; 2.2: 932.6427; 2.3: 31.6231; 2.4: -932.507; 2.5: -31.6185
| 2 | 43.4 | 1: 0.030719; 1.1: 0.13954; 1.2: 0.00018713; 1.3: 282.1; 1.4: 0.004726; 1.5: 0.13954; 1.6: 282.1; 1.7: 112.84; 1.8: 8.4594; 1.9: 940.3333; 2: 29.9469; 2.1: 94.5924; 2.2: 934.7755; 2.3: 31.6589; 2.4: -934.6359; 2.5: -31.6542
| 2 | 43.45 | 1: 0.031709; 1.1: 0.14421; 1.2: 0.00019338; 1.3: 282.425; 1.4: 0.0048783; 1.5: 0.14421; 1.6: 282.425; 1.7: 112.97; 1.8: 8.4594; 1.9: 941.4167; 2: 29.9814; 2.1: 94.5944; 2.2: 936.9107; 2.3: 31.6947; 2.4: -936.7665; 2.5: -31.6898
| 2 | 43.5 | 1: 0.032874; 1.1: 0.14967; 1.2: 0.00020072; 1.3: 282.75; 1.4: 0.0050575; 1.5: 0.14967; 1.6: 282.75; 1.7: 113.1; 1.8: 8.4594; 1.9: 942.5; 2: 30.0159; 2.1: 94.5964; 2.2: 939.0483; 2.3: 31.7305; 2.4: -938.8986; 2.5: -31.7254
| 2 | 43.55 | 1: 0.034213; 1.1: 0.15595; 1.2: 0.00020913; 1.3: 283.075; 1.4: 0.0052635; 1.5: 0.15595; 1.6: 283.075; 1.7: 113.23; 1.8: 8.4594; 1.9: 943.5833; 2: 30.0504; 2.1: 94.5984; 2.2: 941.1884; 2.3: 31.7663; 2.4: -941.0324; 2.5: -31.761
| 2 | 43.6 | 1: 0.035726; 1.1: 0.16304; 1.2: 0.00021863; 1.3: 283.4; 1.4: 0.0054964; 1.5: 0.16304; 1.6: 283.4; 1.7: 113.36; 1.8: 8.4594; 1.9: 944.6667; 2: 30.0849; 2.1: 94.6004; 2.2: 943.3309; 2.3: 31.8021; 2.4: -943.1678; 2.5: -31.7966
| 2 | 43.65 | 1: 0.037414; 1.1: 0.17093; 1.2: 0.00022923; 1.3: 283.725; 1.4: 0.0057561; 1.5: 0.17093; 1.6: 283.725; 1.7: 113.49; 1.8: 8.4594; 1.9: 945.75; 2: 30.1194; 2.1: 94.6024; 2.2: 945.4758; 2.3: 31.8379; 2.4: -945.3049; 2.5: -31.8321
| 2 | 43.7 | 1: 0.039277; 1.1: 0.17965; 1.2: 0.00024091; 1.3: 284.05; 1.4: 0.0060426; 1.5: 0.17965; 1.6: 284.05; 1.7: 113.62; 1.8: 8.4594; 1.9: 946.8333; 2: 30.1539; 2.1: 94.6044; 2.2: 947.6232; 2.3: 31.8737; 2.4: -947.4435; 2.5: -31.8677
| 2 | 43.75 | 1: 0.041314; 1.1: 0.18918; 1.2: 0.0002537; 1.3: 284.375; 1.4: 0.006356; 1.5: 0.18918; 1.6: 284.375; 1.7: 113.75; 1.8: 8.4594; 1.9: 947.9167; 2: 30.1884; 2.1: 94.6064; 2.2: 949.773; 2.3: 31.9095; 2.4: -949.5838; 2.5: -31.9031
| 2 | 43.8 | 1: 0.043526; 1.1: 0.19954; 1.2: 0.00026759; 1.3: 284.7; 1.4: 0.0066962; 1.5: 0.19954; 1.6: 284.7; 1.7: 113.88; 1.8: 8.4594; 1.9: 949; 2: 30.2229; 2.1: 94.6084; 2.2: 951.9252; 2.3: 31.9453; 2.4: -951.7256; 2.5: -31.9386
| 2 | 43.85 | 1: 0.045912; 1.1: 0.21072; 1.2: 0.00028258; 1.3: 285.025; 1.4: 0.0070633; 1.5: 0.21072; 1.6: 285.025; 1.7: 114.01; 1.8: 8.4594; 1.9: 950.0833; 2: 30.2574; 2.1: 94.6104; 2.2: 954.0799; 2.3: 31.9811; 2.4: -953.8691; 2.5: -31.974
| 2 | 43.9 | 1: 0.048472; 1.1: 0.22272; 1.2: 0.00029868; 1.3: 285.35; 1.4: 0.0074573; 1.5: 0.22272; 1.6: 285.35; 1.7: 114.14; 1.8: 8.4594; 1.9: 951.1667; 2: 30.2919; 2.1: 94.6123; 2.2: 956.2369; 2.3: 32.0169; 2.4: -956.0142; 2.5: -32.0094
| 2 | 43.95 | 1: 0.051208; 1.1: 0.23556; 1.2: 0.00031589; 1.3: 285.675; 1.4: 0.0078781; 1.5: 0.23556; 1.6: 285.675; 1.7: 114.27; 1.8: 8.4594; 1.9: 952.25; 2: 30.3264; 2.1: 94.6143; 2.2: 958.3965; 2.3: 32.0527; 2.4: -958.1609; 2.5: -32.0448
| 2 | 44 | 1: 0.054118; 1.1: 0.24923; 1.2: 0.00033422; 1.3: 286; 1.4: 0.0083258; 1.5: 0.24923; 1.6: 286; 1.7: 114.4; 1.8: 8.4594; 1.9: 953.3333; 2: 30.3609; 2.1: 94.6163; 2.2: 960.5584; 2.3: 32.0885; 2.4: -960.3092; 2.5: -32.0802
| 2 | 44.05 | 1: 0.057202; 1.1: 0.26374; 1.2: 0.00035368; 1.3: 286.325; 1.4: 0.0088004; 1.5: 0.26374; 1.6: 286.325; 1.7: 114.53; 1.8: 8.4594; 1.9: 954.4167; 2: 30.3954; 2.1: 94.6182; 2.2: 962.7228; 2.3: 32.1243; 2.4: -962.4591; 2.5: -32.1155
| 2 | 44.1 | 1: 0.060462; 1.1: 0.27908; 1.2: 0.00037425; 1.3: 286.65; 1.4: 0.0093018; 1.5: 0.27908; 1.6: 286.65; 1.7: 114.66; 1.8: 8.4594; 1.9: 955.5; 2: 30.4299; 2.1: 94.6202; 2.2: 964.8897; 2.3: 32.1601; 2.4: -964.6106; 2.5: -32.1508
| 2 | 44.15 | 1: 0.063896; 1.1: 0.29526; 1.2: 0.00039596; 1.3: 286.975; 1.4: 0.0098301; 1.5: 0.29526; 1.6: 286.975; 1.7: 114.79; 1.8: 8.4594; 1.9: 956.5833; 2: 30.4644; 2.1: 94.6221; 2.2: 967.0589; 2.3: 32.1959; 2.4: -966.7637; 2.5: -32.1861
| 2 | 44.2 | 1: 0.067504; 1.1: 0.31229; 1.2: 0.00041879; 1.3: 287.3; 1.4: 0.010385; 1.5: 0.31229; 1.6: 287.3; 1.7: 114.92; 1.8: 8.4594; 1.9: 957.6667; 2: 30.4989; 2.1: 94.6241; 2.2: 969.2306; 2.3: 32.2317; 2.4: -968.9183; 2.5: -32.2213
| 2 | 44.25 | 1: 0.071288; 1.1: 0.33017; 1.2: 0.00044276; 1.3: 287.625; 1.4: 0.010967; 1.5: 0.33017; 1.6: 287.625; 1.7: 115.05; 1.8: 8.4594; 1.9: 958.75; 2: 30.5334; 2.1: 94.626; 2.2: 971.4047; 2.3: 32.2675; 2.4: -971.0746; 2.5: -32.2565
| 2 | 44.3 | 1: 0.075246; 1.1: 0.34889; 1.2: 0.00046788; 1.3: 287.95; 1.4: 0.011576; 1.5: 0.34889; 1.6: 287.95; 1.7: 115.18; 1.8: 8.4594; 1.9: 959.8333; 2: 30.5679; 2.1: 94.628; 2.2: 973.5813; 2.3: 32.3033; 2.4: -973.2324; 2.5: -32.2917
| 2 | 44.35 | 1: 0.079379; 1.1: 0.36847; 1.2: 0.00049413; 1.3: 288.275; 1.4: 0.012212; 1.5: 0.36847; 1.6: 288.275; 1.7: 115.31; 1.8: 8.4594; 1.9: 960.9167; 2: 30.6024; 2.1: 94.6299; 2.2: 975.7603; 2.3: 32.3391; 2.4: -975.3918; 2.5: -32.3269
| 2 | 44.4 | 1: 0.083686; 1.1: 0.38891; 1.2: 0.00052153; 1.3: 288.6; 1.4: 0.012875; 1.5: 0.38891; 1.6: 288.6; 1.7: 115.44; 1.8: 8.4594; 1.9: 962; 2: 30.6369; 2.1: 94.6318; 2.2: 977.9417; 2.3: 32.3749; 2.4: -977.5528; 2.5: -32.362
| 2 | 44.45 | 1: 0.088169; 1.1: 0.4102; 1.2: 0.00055008; 1.3: 288.925; 1.4: 0.013564; 1.5: 0.4102; 1.6: 288.925; 1.7: 115.57; 1.8: 8.4594; 1.9: 963.0833; 2: 30.6714; 2.1: 94.6337; 2.2: 980.1255; 2.3: 32.4107; 2.4: -979.7153; 2.5: -32.3971
| 2 | 44.5 | 1: 0.092826; 1.1: 0.43235; 1.2: 0.00057979; 1.3: 289.25; 1.4: 0.014281; 1.5: 0.43235; 1.6: 289.25; 1.7: 115.7; 1.8: 8.4594; 1.9: 964.1667; 2: 30.7059; 2.1: 94.6357; 2.2: 982.3118; 2.3: 32.4465; 2.4: -981.8795; 2.5: -32.4322
| 2 | 44.55 | 1: 0.097658; 1.1: 0.45537; 1.2: 0.00061066; 1.3: 289.575; 1.4: 0.015024; 1.5: 0.45537; 1.6: 289.575; 1.7: 115.83; 1.8: 8.4594; 1.9: 965.25; 2: 30.7404; 2.1: 94.6376; 2.2: 984.5005; 2.3: 32.4823; 2.4: -984.0452; 2.5: -32.4673
| 2 | 44.6 | 1: 0.10266; 1.1: 0.47925; 1.2: 0.00064269; 1.3: 289.9; 1.4: 0.015795; 1.5: 0.47925; 1.6: 289.9; 1.7: 115.96; 1.8: 8.4594; 1.9: 966.3333; 2: 30.7749; 2.1: 94.6395; 2.2: 986.6917; 2.3: 32.5181; 2.4: -986.2124; 2.5: -32.5023
| 2 | 44.65 | 1: 0.10785; 1.1: 0.50401; 1.2: 0.00067588; 1.3: 290.225; 1.4: 0.016592; 1.5: 0.50401; 1.6: 290.225; 1.7: 116.09; 1.8: 8.4594; 1.9: 967.4167; 2: 30.8094; 2.1: 94.6414; 2.2: 988.8853; 2.3: 32.5539; 2.4: -988.3812; 2.5: -32.5373
| 2 | 44.7 | 1: 0.1132; 1.1: 0.52963; 1.2: 0.00071025; 1.3: 290.55; 1.4: 0.017416; 1.5: 0.52963; 1.6: 290.55; 1.7: 116.22; 1.8: 8.4594; 1.9: 968.5; 2: 30.8439; 2.1: 94.6433; 2.2: 991.0813; 2.3: 32.5897; 2.4: -990.5516; 2.5: -32.5723
| 2 | 44.75 | 1: 0.11873; 1.1: 0.55613; 1.2: 0.00074579; 1.3: 290.875; 1.4: 0.018267; 1.5: 0.55613; 1.6: 290.875; 1.7: 116.35; 1.8: 8.4594; 1.9: 969.5833; 2: 30.8785; 2.1: 94.6452; 2.2: 993.2797; 2.3: 32.6255; 2.4: -992.7236; 2.5: -32.6072
| 2 | 44.8 | 1: 0.12444; 1.1: 0.58351; 1.2: 0.0007825; 1.3: 291.2; 1.4: 0.019145; 1.5: 0.58351; 1.6: 291.2; 1.7: 116.48; 1.8: 8.4594; 1.9: 970.6667; 2: 30.913; 2.1: 94.6471; 2.2: 995.4806; 2.3: 32.6613; 2.4: -994.897; 2.5: -32.6421
| 2 | 44.85 | 1: 0.13032; 1.1: 0.61177; 1.2: 0.0008204; 1.3: 291.525; 1.4: 0.02005; 1.5: 0.61177; 1.6: 291.525; 1.7: 116.61; 1.8: 8.4594; 1.9: 971.75; 2: 30.9475; 2.1: 94.649; 2.2: 997.6839; 2.3: 32.6971; 2.4: -997.0721; 2.5: -32.677
| 2 | 44.9 | 1: 0.13638; 1.1: 0.64092; 1.2: 0.00085948; 1.3: 291.85; 1.4: 0.020981; 1.5: 0.64092; 1.6: 291.85; 1.7: 116.74; 1.8: 8.4594; 1.9: 972.8333; 2: 30.982; 2.1: 94.6509; 2.2: 999.8896; 2.3: 32.7329; 2.4: -999.2487; 2.5: -32.7119
| 2 | 44.95 | 1: 0.14261; 1.1: 0.67095; 1.2: 0.00089975; 1.3: 292.175; 1.4: 0.02194; 1.5: 0.67095; 1.6: 292.175; 1.7: 116.87; 1.8: 8.4594; 1.9: 973.9167; 2: 31.0165; 2.1: 94.6528; 2.2: 1002.0977; 2.3: 32.7687; 2.4: -1001.4268; 2.5: -32.7467
| 2 | 45 | 1: 0.14902; 1.1: 0.70187; 1.2: 0.00094122; 1.3: 292.5; 1.4: 0.022926; 1.5: 0.70187; 1.6: 292.5; 1.7: 117; 1.8: 8.4594; 1.9: 975; 2: 31.051; 2.1: 94.6547; 2.2: 1004.3083; 2.3: 32.8045; 2.4: -1003.6065; 2.5: -32.7815
| 2 | 45.05 | 1: 0.1556; 1.1: 0.73368; 1.2: 0.00098388; 1.3: 292.825; 1.4: 0.023938; 1.5: 0.73368; 1.6: 292.825; 1.7: 117.13; 1.8: 8.4594; 1.9: 976.0833; 2: 31.0855; 2.1: 94.6566; 2.2: 1006.5214; 2.3: 32.8402; 2.4: -1005.7877; 2.5: -32.8163
| 2 | 45.1 | 1: 0.16235; 1.1: 0.76639; 1.2: 0.0010277; 1.3: 293.15; 1.4: 0.024978; 1.5: 0.76639; 1.6: 293.15; 1.7: 117.26; 1.8: 8.4594; 1.9: 977.1667; 2: 31.12; 2.1: 94.6585; 2.2: 1008.7368; 2.3: 32.876; 2.4: -1007.9704; 2.5: -32.8511
| 2 | 45.15 | 1: 0.16929; 1.1: 0.79999; 1.2: 0.0010728; 1.3: 293.475; 1.4: 0.026044; 1.5: 0.79999; 1.6: 293.475; 1.7: 117.39; 1.8: 8.4594; 1.9: 978.25; 2: 31.1545; 2.1: 94.6603; 2.2: 1010.9547; 2.3: 32.9118; 2.4: -1010.1547; 2.5: -32.8858
| 2 | 45.2 | 1: 0.17639; 1.1: 0.8345; 1.2: 0.0011191; 1.3: 293.8; 1.4: 0.027137; 1.5: 0.8345; 1.6: 293.8; 1.7: 117.52; 1.8: 8.4594; 1.9: 979.3333; 2: 31.189; 2.1: 94.6622; 2.2: 1013.175; 2.3: 32.9476; 2.4: -1012.3405; 2.5: -32.9205
| 2 | 45.25 | 1: 0.18367; 1.1: 0.86991; 1.2: 0.0011666; 1.3: 294.125; 1.4: 0.028257; 1.5: 0.86991; 1.6: 294.125; 1.7: 117.65; 1.8: 8.4594; 1.9: 980.4167; 2: 31.2235; 2.1: 94.6641; 2.2: 1015.3977; 2.3: 32.9834; 2.4: -1014.5278; 2.5: -32.9552
| 2 | 45.3 | 1: 0.19113; 1.1: 0.90622; 1.2: 0.0012153; 1.3: 294.45; 1.4: 0.029405; 1.5: 0.90622; 1.6: 294.45; 1.7: 117.78; 1.8: 8.4594; 1.9: 981.5; 2: 31.258; 2.1: 94.6659; 2.2: 1017.6229; 2.3: 33.0192; 2.4: -1016.7167; 2.5: -32.9898
| 2 | 45.35 | 1: 0.19876; 1.1: 0.94345; 1.2: 0.0012652; 1.3: 294.775; 1.4: 0.030579; 1.5: 0.94345; 1.6: 294.775; 1.7: 117.91; 1.8: 8.4594; 1.9: 982.5833; 2: 31.2925; 2.1: 94.6678; 2.2: 1019.8505; 2.3: 33.055; 2.4: -1018.9071; 2.5: -33.0244
| 2 | 45.4 | 1: 0.20657; 1.1: 0.98159; 1.2: 0.0013163; 1.3: 295.1; 1.4: 0.03178; 1.5: 0.98159; 1.6: 295.1; 1.7: 118.04; 1.8: 8.4594; 1.9: 983.6667; 2: 31.327; 2.1: 94.6697; 2.2: 1022.0805; 2.3: 33.0908; 2.4: -1021.099; 2.5: -33.059
| 2 | 45.45 | 1: 0.21455; 1.1: 1.0206; 1.2: 0.0013687; 1.3: 295.425; 1.4: 0.033008; 1.5: 1.0206; 1.6: 295.425; 1.7: 118.17; 1.8: 8.4594; 1.9: 984.75; 2: 31.3615; 2.1: 94.6715; 2.2: 1024.313; 2.3: 33.1266; 2.4: -1023.2924; 2.5: -33.0936
| 2 | 45.5 | 1: 0.22271; 1.1: 1.0606; 1.2: 0.0014223; 1.3: 295.75; 1.4: 0.034263; 1.5: 1.0606; 1.6: 295.75; 1.7: 118.3; 1.8: 8.4594; 1.9: 985.8333; 2: 31.396; 2.1: 94.6734; 2.2: 1026.5479; 2.3: 33.1624; 2.4: -1025.4873; 2.5: -33.1281
| 2 | 45.55 | 1: 0.23104; 1.1: 1.1015; 1.2: 0.0014771; 1.3: 296.075; 1.4: 0.035545; 1.5: 1.1015; 1.6: 296.075; 1.7: 118.43; 1.8: 8.4594; 1.9: 986.9167; 2: 31.4305; 2.1: 94.6752; 2.2: 1028.7852; 2.3: 33.1982; 2.4: -1027.6837; 2.5: -33.1627
| 2 | 45.6 | 1: 0.23955; 1.1: 1.1433; 1.2: 0.0015332; 1.3: 296.4; 1.4: 0.036854; 1.5: 1.1433; 1.6: 296.4; 1.7: 118.56; 1.8: 8.4594; 1.9: 988; 2: 31.465; 2.1: 94.677; 2.2: 1031.025; 2.3: 33.234; 2.4: -1029.8817; 2.5: -33.1971
| 2 | 45.65 | 1: 0.24823; 1.1: 1.1861; 1.2: 0.0015905; 1.3: 296.725; 1.4: 0.038189; 1.5: 1.1861; 1.6: 296.725; 1.7: 118.69; 1.8: 8.4594; 1.9: 989.0833; 2: 31.4995; 2.1: 94.6789; 2.2: 1033.2671; 2.3: 33.2698; 2.4: -1032.0811; 2.5: -33.2316
| 2 | 45.7 | 1: 0.25709; 1.1: 1.2297; 1.2: 0.0016491; 1.3: 297.05; 1.4: 0.039552; 1.5: 1.2297; 1.6: 297.05; 1.7: 118.82; 1.8: 8.4594; 1.9: 990.1667; 2: 31.534; 2.1: 94.6807; 2.2: 1035.5118; 2.3: 33.3056; 2.4: -1034.282; 2.5: -33.266
| 2 | 45.75 | 1: 0.26612; 1.1: 1.2743; 1.2: 0.0017089; 1.3: 297.375; 1.4: 0.040942; 1.5: 1.2743; 1.6: 297.375; 1.7: 118.95; 1.8: 8.4594; 1.9: 991.25; 2: 31.5685; 2.1: 94.6826; 2.2: 1037.7588; 2.3: 33.3414; 2.4: -1036.4845; 2.5: -33.3004
| 2 | 45.8 | 1: 0.27533; 1.1: 1.3199; 1.2: 0.00177; 1.3: 297.7; 1.4: 0.042359; 1.5: 1.3199; 1.6: 297.7; 1.7: 119.08; 1.8: 8.4594; 1.9: 992.3333; 2: 31.603; 2.1: 94.6844; 2.2: 1040.0083; 2.3: 33.3772; 2.4: -1038.6884; 2.5: -33.3348
| 2 | 45.85 | 1: 0.28472; 1.1: 1.3663; 1.2: 0.0018323; 1.3: 298.025; 1.4: 0.043803; 1.5: 1.3663; 1.6: 298.025; 1.7: 119.21; 1.8: 8.4594; 1.9: 993.4167; 2: 31.6375; 2.1: 94.6862; 2.2: 1042.2602; 2.3: 33.413; 2.4: -1040.8938; 2.5: -33.3692
| 2 | 45.9 | 1: 0.29428; 1.1: 1.4138; 1.2: 0.0018959; 1.3: 298.35; 1.4: 0.045273; 1.5: 1.4138; 1.6: 298.35; 1.7: 119.34; 1.8: 8.4594; 1.9: 994.5; 2: 31.672; 2.1: 94.688; 2.2: 1044.5145; 2.3: 33.4488; 2.4: -1043.1007; 2.5: -33.4035
| 2 | 45.95 | 1: 0.30401; 1.1: 1.4621; 1.2: 0.0019607; 1.3: 298.675; 1.4: 0.046771; 1.5: 1.4621; 1.6: 298.675; 1.7: 119.47; 1.8: 8.4594; 1.9: 995.5833; 2: 31.7065; 2.1: 94.6899; 2.2: 1046.7713; 2.3: 33.4846; 2.4: -1045.3091; 2.5: -33.4378
| 2 | 46 | 1: 0.31392; 1.1: 1.5114; 1.2: 0.0020269; 1.3: 299; 1.4: 0.048296; 1.5: 1.5114; 1.6: 299; 1.7: 119.6; 1.8: 8.4594; 1.9: 996.6667; 2: 31.741; 2.1: 94.6917; 2.2: 1049.0304; 2.3: 33.5203; 2.4: -1047.519; 2.5: -33.4721
| 2 | 46.05 | 1: 0.32401; 1.1: 1.5617; 1.2: 0.0020943; 1.3: 299.325; 1.4: 0.049847; 1.5: 1.5617; 1.6: 299.325; 1.7: 119.73; 1.8: 8.4594; 1.9: 997.75; 2: 31.7755; 2.1: 94.6935; 2.2: 1051.2921; 2.3: 33.5561; 2.4: -1049.7304; 2.5: -33.5063
| 2 | 46.1 | 1: 0.33427; 1.1: 1.6129; 1.2: 0.0021629; 1.3: 299.65; 1.4: 0.051426; 1.5: 1.6129; 1.6: 299.65; 1.7: 119.86; 1.8: 8.4594; 1.9: 998.8333; 2: 31.81; 2.1: 94.6953; 2.2: 1053.5561; 2.3: 33.5919; 2.4: -1051.9432; 2.5: -33.5405
| 2 | 46.15 | 1: 0.34471; 1.1: 1.6651; 1.2: 0.0022329; 1.3: 299.975; 1.4: 0.053032; 1.5: 1.6651; 1.6: 299.975; 1.7: 119.99; 1.8: 8.4594; 1.9: 999.9167; 2: 31.8445; 2.1: 94.6971; 2.2: 1055.8226; 2.3: 33.6277; 2.4: -1054.1575; 2.5: -33.5747
| 2 | 46.2 | 1: 0.35532; 1.1: 1.7182; 1.2: 0.0023041; 1.3: 300.3; 1.4: 0.054664; 1.5: 1.7182; 1.6: 300.3; 1.7: 120.12; 1.8: 8.4594; 1.9: 1001; 2: 31.879; 2.1: 94.6989; 2.2: 1058.0915; 2.3: 33.6635; 2.4: -1056.3733; 2.5: -33.6089
| 2 | 46.25 | 1: 0.36611; 1.1: 1.7723; 1.2: 0.0023766; 1.3: 300.625; 1.4: 0.056324; 1.5: 1.7723; 1.6: 300.625; 1.7: 120.25; 1.8: 8.4594; 1.9: 1002.0833; 2: 31.9135; 2.1: 94.7007; 2.2: 1060.3628; 2.3: 33.6993; 2.4: -1058.5906; 2.5: -33.643
| 2 | 46.3 | 1: 0.37707; 1.1: 1.8273; 1.2: 0.0024504; 1.3: 300.95; 1.4: 0.058011; 1.5: 1.8273; 1.6: 300.95; 1.7: 120.38; 1.8: 8.4594; 1.9: 1003.1667; 2: 31.948; 2.1: 94.7025; 2.2: 1062.6366; 2.3: 33.7351; 2.4: -1060.8093; 2.5: -33.6771
| 2 | 46.35 | 1: 0.38821; 1.1: 1.8833; 1.2: 0.0025256; 1.3: 301.275; 1.4: 0.059724; 1.5: 1.8833; 1.6: 301.275; 1.7: 120.51; 1.8: 8.4594; 1.9: 1004.25; 2: 31.9825; 2.1: 94.7043; 2.2: 1064.9128; 2.3: 33.7709; 2.4: -1063.0295; 2.5: -33.7112
| 2 | 46.4 | 1: 0.39952; 1.1: 1.9403; 1.2: 0.002602; 1.3: 301.6; 1.4: 0.061465; 1.5: 1.9403; 1.6: 301.6; 1.7: 120.64; 1.8: 8.4594; 1.9: 1005.3333; 2: 32.017; 2.1: 94.7061; 2.2: 1067.1914; 2.3: 33.8067; 2.4: -1065.2511; 2.5: -33.7452
| 2 | 46.45 | 1: 0.41101; 1.1: 1.9982; 1.2: 0.0026797; 1.3: 301.925; 1.4: 0.063233; 1.5: 1.9982; 1.6: 301.925; 1.7: 120.77; 1.8: 8.4594; 1.9: 1006.4167; 2: 32.0515; 2.1: 94.7079; 2.2: 1069.4724; 2.3: 33.8425; 2.4: -1067.4742; 2.5: -33.7792
| 2 | 46.5 | 1: 0.42268; 1.1: 2.0572; 1.2: 0.0027587; 1.3: 302.25; 1.4: 0.065027; 1.5: 2.0572; 1.6: 302.25; 1.7: 120.9; 1.8: 8.4594; 1.9: 1007.5; 2: 32.086; 2.1: 94.7096; 2.2: 1071.7559; 2.3: 33.8783; 2.4: -1069.6988; 2.5: -33.8132
| 2 | 46.55 | 1: 0.43452; 1.1: 2.1171; 1.2: 0.002839; 1.3: 302.575; 1.4: 0.066849; 1.5: 2.1171; 1.6: 302.575; 1.7: 121.03; 1.8: 8.4594; 1.9: 1008.5833; 2: 32.1205; 2.1: 94.7114; 2.2: 1074.0418; 2.3: 33.9141; 2.4: -1071.9248; 2.5: -33.8472
| 2 | 46.6 | 1: 0.44653; 1.1: 2.178; 1.2: 0.0029207; 1.3: 302.9; 1.4: 0.068698; 1.5: 2.178; 1.6: 302.9; 1.7: 121.16; 1.8: 8.4594; 1.9: 1009.6667; 2: 32.155; 2.1: 94.7132; 2.2: 1076.3302; 2.3: 33.9498; 2.4: -1074.1522; 2.5: -33.8812
| 2 | 46.65 | 1: 0.45873; 1.1: 2.2398; 1.2: 0.0030037; 1.3: 303.225; 1.4: 0.070573; 1.5: 2.2398; 1.6: 303.225; 1.7: 121.29; 1.8: 8.4594; 1.9: 1010.75; 2: 32.1895; 2.1: 94.715; 2.2: 1078.6209; 2.3: 33.9856; 2.4: -1076.3811; 2.5: -33.9151
| 2 | 46.7 | 1: 0.4711; 1.1: 2.3027; 1.2: 0.0030879; 1.3: 303.55; 1.4: 0.072476; 1.5: 2.3027; 1.6: 303.55; 1.7: 121.42; 1.8: 8.4594; 1.9: 1011.8333; 2: 32.224; 2.1: 94.7167; 2.2: 1080.9141; 2.3: 34.0214; 2.4: -1078.6114; 2.5: -33.949
| 2 | 46.75 | 1: 0.48364; 1.1: 2.3665; 1.2: 0.0031736; 1.3: 303.875; 1.4: 0.074406; 1.5: 2.3665; 1.6: 303.875; 1.7: 121.55; 1.8: 8.4594; 1.9: 1012.9167; 2: 32.2585; 2.1: 94.7185; 2.2: 1083.2098; 2.3: 34.0572; 2.4: -1080.8432; 2.5: -33.9828
| 2 | 46.8 | 1: 0.49636; 1.1: 2.4314; 1.2: 0.0032605; 1.3: 304.2; 1.4: 0.076363; 1.5: 2.4314; 1.6: 304.2; 1.7: 121.68; 1.8: 8.4594; 1.9: 1014; 2: 32.293; 2.1: 94.7203; 2.2: 1085.5078; 2.3: 34.093; 2.4: -1083.0764; 2.5: -34.0166
| 2 | 46.85 | 1: 0.50925; 1.1: 2.4972; 1.2: 0.0033488; 1.3: 304.525; 1.4: 0.078347; 1.5: 2.4972; 1.6: 304.525; 1.7: 121.81; 1.8: 8.4594; 1.9: 1015.0833; 2: 32.3275; 2.1: 94.722; 2.2: 1087.8083; 2.3: 34.1288; 2.4: -1085.3111; 2.5: -34.0505
| 2 | 46.9 | 1: 0.52232; 1.1: 2.564; 1.2: 0.0034384; 1.3: 304.85; 1.4: 0.080358; 1.5: 2.564; 1.6: 304.85; 1.7: 121.94; 1.8: 8.4594; 1.9: 1016.1667; 2: 32.362; 2.1: 94.7238; 2.2: 1090.1112; 2.3: 34.1646; 2.4: -1087.5472; 2.5: -34.0842
| 2 | 46.95 | 1: 0.53557; 1.1: 2.6319; 1.2: 0.0035294; 1.3: 305.175; 1.4: 0.082396; 1.5: 2.6319; 1.6: 305.175; 1.7: 122.07; 1.8: 8.4594; 1.9: 1017.25; 2: 32.3965; 2.1: 94.7255; 2.2: 1092.4165; 2.3: 34.2004; 2.4: -1089.7847; 2.5: -34.118
| 2 | 47 | 1: 0.54899; 1.1: 2.7007; 1.2: 0.0036217; 1.3: 305.5; 1.4: 0.084461; 1.5: 2.7007; 1.6: 305.5; 1.7: 122.2; 1.8: 8.4594; 1.9: 1018.3333; 2: 32.431; 2.1: 94.7273; 2.2: 1094.7243; 2.3: 34.2362; 2.4: -1092.0236; 2.5: -34.1517
| 2 | 47.05 | 1: 0.56259; 1.1: 2.7705; 1.2: 0.0037153; 1.3: 305.825; 1.4: 0.086553; 1.5: 2.7705; 1.6: 305.825; 1.7: 122.33; 1.8: 8.4594; 1.9: 1019.4167; 2: 32.4655; 2.1: 94.729; 2.2: 1097.0345; 2.3: 34.272; 2.4: -1094.264; 2.5: -34.1854
| 2 | 47.1 | 1: 0.57637; 1.1: 2.8414; 1.2: 0.0038103; 1.3: 306.15; 1.4: 0.088672; 1.5: 2.8414; 1.6: 306.15; 1.7: 122.46; 1.8: 8.4594; 1.9: 1020.5; 2: 32.5; 2.1: 94.7308; 2.2: 1099.3471; 2.3: 34.3077; 2.4: -1096.5058; 2.5: -34.2191
| 2 | 47.15 | 1: 0.59032; 1.1: 2.9132; 1.2: 0.0039067; 1.3: 306.475; 1.4: 0.090818; 1.5: 2.9132; 1.6: 306.475; 1.7: 122.59; 1.8: 8.4594; 1.9: 1021.5833; 2: 32.5345; 2.1: 94.7325; 2.2: 1101.6622; 2.3: 34.3435; 2.4: -1098.749; 2.5: -34.2527
| 2 | 47.2 | 1: 0.60444; 1.1: 2.9861; 1.2: 0.0040044; 1.3: 306.8; 1.4: 0.092991; 1.5: 2.9861; 1.6: 306.8; 1.7: 122.72; 1.8: 8.4594; 1.9: 1022.6667; 2: 32.569; 2.1: 94.7343; 2.2: 1103.9797; 2.3: 34.3793; 2.4: -1100.9936; 2.5: -34.2863
| 2 | 47.25 | 1: 0.61875; 1.1: 3.06; 1.2: 0.0041035; 1.3: 307.125; 1.4: 0.095192; 1.5: 3.06; 1.6: 307.125; 1.7: 122.85; 1.8: 8.4594; 1.9: 1023.75; 2: 32.6035; 2.1: 94.736; 2.2: 1106.2996; 2.3: 34.4151; 2.4: -1103.2396; 2.5: -34.3199
| 2 | 47.3 | 1: 0.63322; 1.1: 3.1349; 1.2: 0.004204; 1.3: 307.45; 1.4: 0.097419; 1.5: 3.1349; 1.6: 307.45; 1.7: 122.98; 1.8: 8.4594; 1.9: 1024.8333; 2: 32.638; 2.1: 94.7377; 2.2: 1108.622; 2.3: 34.4509; 2.4: -1105.487; 2.5: -34.3535
| 2 | 47.35 | 1: 0.64788; 1.1: 3.2109; 1.2: 0.0043058; 1.3: 307.775; 1.4: 0.099674; 1.5: 3.2109; 1.6: 307.775; 1.7: 123.11; 1.8: 8.4594; 1.9: 1025.9167; 2: 32.6725; 2.1: 94.7395; 2.2: 1110.9467; 2.3: 34.4867; 2.4: -1107.7359; 2.5: -34.387
| 2 | 47.4 | 1: 0.66271; 1.1: 3.2878; 1.2: 0.004409; 1.3: 308.1; 1.4: 0.10196; 1.5: 3.2878; 1.6: 308.1; 1.7: 123.24; 1.8: 8.4594; 1.9: 1027; 2: 32.707; 2.1: 94.7412; 2.2: 1113.2739; 2.3: 34.5225; 2.4: -1109.9861; 2.5: -34.4205
| 2 | 47.45 | 1: 0.67771; 1.1: 3.3658; 1.2: 0.0045136; 1.3: 308.425; 1.4: 0.10426; 1.5: 3.3658; 1.6: 308.425; 1.7: 123.37; 1.8: 8.4594; 1.9: 1028.0833; 2: 32.7415; 2.1: 94.7429; 2.2: 1115.6036; 2.3: 34.5583; 2.4: -1112.2378; 2.5: -34.454
| 2 | 47.5 | 1: 0.6929; 1.1: 3.4448; 1.2: 0.0046196; 1.3: 308.75; 1.4: 0.1066; 1.5: 3.4448; 1.6: 308.75; 1.7: 123.5; 1.8: 8.4594; 1.9: 1029.1667; 2: 32.776; 2.1: 94.7446; 2.2: 1117.9356; 2.3: 34.5941; 2.4: -1114.4908; 2.5: -34.4875
| 2 | 47.55 | 1: 0.70825; 1.1: 3.5249; 1.2: 0.004727; 1.3: 309.075; 1.4: 0.10896; 1.5: 3.5249; 1.6: 309.075; 1.7: 123.63; 1.8: 8.4594; 1.9: 1030.25; 2: 32.8105; 2.1: 94.7463; 2.2: 1120.2701; 2.3: 34.6298; 2.4: -1116.7452; 2.5: -34.5209
| 2 | 47.6 | 1: 0.72379; 1.1: 3.606; 1.2: 0.0048357; 1.3: 309.4; 1.4: 0.11135; 1.5: 3.606; 1.6: 309.4; 1.7: 123.76; 1.8: 8.4594; 1.9: 1031.3333; 2: 32.845; 2.1: 94.7481; 2.2: 1122.6071; 2.3: 34.6656; 2.4: -1119.001; 2.5: -34.5543
| 2 | 47.65 | 1: 0.7395; 1.1: 3.6882; 1.2: 0.0049459; 1.3: 309.725; 1.4: 0.11377; 1.5: 3.6882; 1.6: 309.725; 1.7: 123.89; 1.8: 8.4594; 1.9: 1032.4167; 2: 32.8795; 2.1: 94.7498; 2.2: 1124.9464; 2.3: 34.7014; 2.4: -1121.2583; 2.5: -34.5876
| 2 | 47.7 | 1: 0.75539; 1.1: 3.7713; 1.2: 0.0050574; 1.3: 310.05; 1.4: 0.11621; 1.5: 3.7713; 1.6: 310.05; 1.7: 124.02; 1.8: 8.4594; 1.9: 1033.5; 2: 32.914; 2.1: 94.7515; 2.2: 1127.2882; 2.3: 34.7372; 2.4: -1123.5169; 2.5: -34.621
| 2 | 47.75 | 1: 0.77145; 1.1: 3.8556; 1.2: 0.0051704; 1.3: 310.375; 1.4: 0.11868; 1.5: 3.8556; 1.6: 310.375; 1.7: 124.15; 1.8: 8.4594; 1.9: 1034.5833; 2: 32.9485; 2.1: 94.7532; 2.2: 1129.6324; 2.3: 34.773; 2.4: -1125.7768; 2.5: -34.6543
| 2 | 47.8 | 1: 0.78769; 1.1: 3.9408; 1.2: 0.0052848; 1.3: 310.7; 1.4: 0.12118; 1.5: 3.9408; 1.6: 310.7; 1.7: 124.28; 1.8: 8.4594; 1.9: 1035.6667; 2: 32.983; 2.1: 94.7549; 2.2: 1131.9791; 2.3: 34.8088; 2.4: -1128.0382; 2.5: -34.6876
| 2 | 47.85 | 1: 0.8041; 1.1: 4.0272; 1.2: 0.0054005; 1.3: 311.025; 1.4: 0.12371; 1.5: 4.0272; 1.6: 311.025; 1.7: 124.41; 1.8: 8.4594; 1.9: 1036.75; 2: 33.0175; 2.1: 94.7566; 2.2: 1134.3281; 2.3: 34.8446; 2.4: -1130.3009; 2.5: -34.7209
| 2 | 47.9 | 1: 0.82069; 1.1: 4.1146; 1.2: 0.0055177; 1.3: 311.35; 1.4: 0.12626; 1.5: 4.1146; 1.6: 311.35; 1.7: 124.54; 1.8: 8.4594; 1.9: 1037.8333; 2: 33.052; 2.1: 94.7583; 2.2: 1136.6796; 2.3: 34.8803; 2.4: -1132.5651; 2.5: -34.7541
| 2 | 47.95 | 1: 0.83746; 1.1: 4.203; 1.2: 0.0056363; 1.3: 311.675; 1.4: 0.12884; 1.5: 4.203; 1.6: 311.675; 1.7: 124.67; 1.8: 8.4594; 1.9: 1038.9167; 2: 33.0865; 2.1: 94.76; 2.2: 1139.0336; 2.3: 34.9161; 2.4: -1134.8305; 2.5: -34.7873
| 2 | 48 | 1: 0.8544; 1.1: 4.2925; 1.2: 0.0057564; 1.3: 312; 1.4: 0.13145; 1.5: 4.2925; 1.6: 312; 1.7: 124.8; 1.8: 8.4594; 1.9: 1040; 2: 33.121; 2.1: 94.7617; 2.2: 1141.3899; 2.3: 34.9519; 2.4: -1137.0974; 2.5: -34.8205
| 2 | 48.05 | 1: 0.87152; 1.1: 4.3831; 1.2: 0.0058778; 1.3: 312.325; 1.4: 0.13408; 1.5: 4.3831; 1.6: 312.325; 1.7: 124.93; 1.8: 8.4594; 1.9: 1041.0833; 2: 33.1555; 2.1: 94.7633; 2.2: 1143.7487; 2.3: 34.9877; 2.4: -1139.3656; 2.5: -34.8536
| 2 | 48.1 | 1: 0.88882; 1.1: 4.4747; 1.2: 0.0060007; 1.3: 312.65; 1.4: 0.13674; 1.5: 4.4747; 1.6: 312.65; 1.7: 125.06; 1.8: 8.4594; 1.9: 1042.1667; 2: 33.19; 2.1: 94.765; 2.2: 1146.1099; 2.3: 35.0235; 2.4: -1141.6352; 2.5: -34.8868
| 2 | 48.15 | 1: 0.90629; 1.1: 4.5674; 1.2: 0.006125; 1.3: 312.975; 1.4: 0.13943; 1.5: 4.5674; 1.6: 312.975; 1.7: 125.19; 1.8: 8.4594; 1.9: 1043.25; 2: 33.2245; 2.1: 94.7667; 2.2: 1148.4736; 2.3: 35.0593; 2.4: -1143.9061; 2.5: -34.9198
| 2 | 48.2 | 1: 0.92394; 1.1: 4.6612; 1.2: 0.0062508; 1.3: 313.3; 1.4: 0.14214; 1.5: 4.6612; 1.6: 313.3; 1.7: 125.32; 1.8: 8.4594; 1.9: 1044.3333; 2: 33.259; 2.1: 94.7684; 2.2: 1150.8397; 2.3: 35.0951; 2.4: -1146.1784; 2.5: -34.9529
| 2 | 48.25 | 1: 0.94177; 1.1: 4.7561; 1.2: 0.006378; 1.3: 313.625; 1.4: 0.14489; 1.5: 4.7561; 1.6: 313.625; 1.7: 125.45; 1.8: 8.4594; 1.9: 1045.4167; 2: 33.2935; 2.1: 94.7701; 2.2: 1153.2082; 2.3: 35.1308; 2.4: -1148.4521; 2.5: -34.986
| 2 | 48.3 | 1: 0.95977; 1.1: 4.852; 1.2: 0.0065067; 1.3: 313.95; 1.4: 0.14766; 1.5: 4.852; 1.6: 313.95; 1.7: 125.58; 1.8: 8.4594; 1.9: 1046.5; 2: 33.328; 2.1: 94.7717; 2.2: 1155.5791; 2.3: 35.1666; 2.4: -1150.7271; 2.5: -35.019
| 2 | 48.35 | 1: 0.97795; 1.1: 4.949; 1.2: 0.0066368; 1.3: 314.275; 1.4: 0.15045; 1.5: 4.949; 1.6: 314.275; 1.7: 125.71; 1.8: 8.4594; 1.9: 1047.5833; 2: 33.3625; 2.1: 94.7734; 2.2: 1157.9525; 2.3: 35.2024; 2.4: -1153.0035; 2.5: -35.052
| 2 | 48.4 | 1: 0.9963; 1.1: 5.0471; 1.2: 0.0067683; 1.3: 314.6; 1.4: 0.15328; 1.5: 5.0471; 1.6: 314.6; 1.7: 125.84; 1.8: 8.4594; 1.9: 1048.6667; 2: 33.397; 2.1: 94.7751; 2.2: 1160.3283; 2.3: 35.2382; 2.4: -1155.2812; 2.5: -35.0849
| 2 | 48.45 | 1: 1.0148; 1.1: 5.1463; 1.2: 0.0069013; 1.3: 314.925; 1.4: 0.15613; 1.5: 5.1463; 1.6: 314.925; 1.7: 125.97; 1.8: 8.4594; 1.9: 1049.75; 2: 33.4315; 2.1: 94.7767; 2.2: 1162.7065; 2.3: 35.274; 2.4: -1157.5602; 2.5: -35.1179
| 2 | 48.5 | 1: 1.0335; 1.1: 5.2466; 1.2: 0.0070358; 1.3: 315.25; 1.4: 0.15901; 1.5: 5.2466; 1.6: 315.25; 1.7: 126.1; 1.8: 8.4594; 1.9: 1050.8333; 2: 33.466; 2.1: 94.7784; 2.2: 1165.0872; 2.3: 35.3098; 2.4: -1159.8406; 2.5: -35.1508
| 2 | 48.55 | 1: 1.0524; 1.1: 5.348; 1.2: 0.0071717; 1.3: 315.575; 1.4: 0.16191; 1.5: 5.348; 1.6: 315.575; 1.7: 126.23; 1.8: 8.4594; 1.9: 1051.9167; 2: 33.5005; 2.1: 94.78; 2.2: 1167.4703; 2.3: 35.3456; 2.4: -1162.1223; 2.5: -35.1836
| 2 | 48.6 | 1: 1.0715; 1.1: 5.4504; 1.2: 0.0073091; 1.3: 315.9; 1.4: 0.16484; 1.5: 5.4504; 1.6: 315.9; 1.7: 126.36; 1.8: 8.4594; 1.9: 1053; 2: 33.535; 2.1: 94.7817; 2.2: 1169.8558; 2.3: 35.3813; 2.4: -1164.4054; 2.5: -35.2165
| 2 | 48.65 | 1: 1.0907; 1.1: 5.554; 1.2: 0.007448; 1.3: 316.225; 1.4: 0.1678; 1.5: 5.554; 1.6: 316.225; 1.7: 126.49; 1.8: 8.4594; 1.9: 1054.0833; 2: 33.5695; 2.1: 94.7833; 2.2: 1172.2438; 2.3: 35.4171; 2.4: -1166.6898; 2.5: -35.2493
| 2 | 48.7 | 1: 1.1101; 1.1: 5.6587; 1.2: 0.0075884; 1.3: 316.55; 1.4: 0.17079; 1.5: 5.6587; 1.6: 316.55; 1.7: 126.62; 1.8: 8.4594; 1.9: 1055.1667; 2: 33.604; 2.1: 94.785; 2.2: 1174.6342; 2.3: 35.4529; 2.4: -1168.9755; 2.5: -35.2821
| 2 | 48.75 | 1: 1.1297; 1.1: 5.7644; 1.2: 0.0077302; 1.3: 316.875; 1.4: 0.1738; 1.5: 5.7644; 1.6: 316.875; 1.7: 126.75; 1.8: 8.4594; 1.9: 1056.25; 2: 33.6385; 2.1: 94.7866; 2.2: 1177.027; 2.3: 35.4887; 2.4: -1171.2626; 2.5: -35.3149
| 2 | 48.8 | 1: 1.1495; 1.1: 5.8713; 1.2: 0.0078736; 1.3: 317.2; 1.4: 0.17685; 1.5: 5.8713; 1.6: 317.2; 1.7: 126.88; 1.8: 8.4594; 1.9: 1057.3333; 2: 33.673; 2.1: 94.7883; 2.2: 1179.4223; 2.3: 35.5245; 2.4: -1173.551; 2.5: -35.3476
| 2 | 48.85 | 1: 1.1694; 1.1: 5.9793; 1.2: 0.0080184; 1.3: 317.525; 1.4: 0.17991; 1.5: 5.9793; 1.6: 317.525; 1.7: 127.01; 1.8: 8.4594; 1.9: 1058.4167; 2: 33.7075; 2.1: 94.7899; 2.2: 1181.82; 2.3: 35.5603; 2.4: -1175.8407; 2.5: -35.3804
| 2 | 48.9 | 1: 1.1896; 1.1: 6.0884; 1.2: 0.0081647; 1.3: 317.85; 1.4: 0.18301; 1.5: 6.0884; 1.6: 317.85; 1.7: 127.14; 1.8: 8.4594; 1.9: 1059.5; 2: 33.742; 2.1: 94.7915; 2.2: 1184.2201; 2.3: 35.5961; 2.4: -1178.1317; 2.5: -35.413
| 2 | 48.95 | 1: 1.2099; 1.1: 6.1986; 1.2: 0.0083125; 1.3: 318.175; 1.4: 0.18613; 1.5: 6.1986; 1.6: 318.175; 1.7: 127.27; 1.8: 8.4594; 1.9: 1060.5833; 2: 33.7765; 2.1: 94.7932; 2.2: 1186.6226; 2.3: 35.6318; 2.4: -1180.424; 2.5: -35.4457
| 2 | 49 | 1: 1.2303; 1.1: 6.3099; 1.2: 0.0084618; 1.3: 318.5; 1.4: 0.18928; 1.5: 6.3099; 1.6: 318.5; 1.7: 127.4; 1.8: 8.4594; 1.9: 1061.6667; 2: 33.811; 2.1: 94.7948; 2.2: 1189.0276; 2.3: 35.6676; 2.4: -1182.7177; 2.5: -35.4783
| 2 | 49.05 | 1: 1.251; 1.1: 6.4224; 1.2: 0.0086126; 1.3: 318.825; 1.4: 0.19246; 1.5: 6.4224; 1.6: 318.825; 1.7: 127.53; 1.8: 8.4594; 1.9: 1062.75; 2: 33.8455; 2.1: 94.7964; 2.2: 1191.435; 2.3: 35.7034; 2.4: -1185.0126; 2.5: -35.5109
| 2 | 49.1 | 1: 1.2718; 1.1: 6.536; 1.2: 0.0087649; 1.3: 319.15; 1.4: 0.19566; 1.5: 6.536; 1.6: 319.15; 1.7: 127.66; 1.8: 8.4594; 1.9: 1063.8333; 2: 33.88; 2.1: 94.798; 2.2: 1193.8449; 2.3: 35.7392; 2.4: -1187.3089; 2.5: -35.5435
| 2 | 49.15 | 1: 1.2928; 1.1: 6.6507; 1.2: 0.0089187; 1.3: 319.475; 1.4: 0.19889; 1.5: 6.6507; 1.6: 319.475; 1.7: 127.79; 1.8: 8.4594; 1.9: 1064.9167; 2: 33.9145; 2.1: 94.7996; 2.2: 1196.2571; 2.3: 35.775; 2.4: -1189.6065; 2.5: -35.5761
| 2 | 49.2 | 1: 1.314; 1.1: 6.7665; 1.2: 0.0090741; 1.3: 319.8; 1.4: 0.20215; 1.5: 6.7665; 1.6: 319.8; 1.7: 127.92; 1.8: 8.4594; 1.9: 1066; 2: 33.949; 2.1: 94.8013; 2.2: 1198.6719; 2.3: 35.8108; 2.4: -1191.9053; 2.5: -35.6086
| 2 | 49.25 | 1: 1.3353; 1.1: 6.8835; 1.2: 0.0092309; 1.3: 320.125; 1.4: 0.20544; 1.5: 6.8835; 1.6: 320.125; 1.7: 128.05; 1.8: 8.4594; 1.9: 1067.0833; 2: 33.9835; 2.1: 94.8029; 2.2: 1201.089; 2.3: 35.8465; 2.4: -1194.2055; 2.5: -35.6411
| 2 | 49.3 | 1: 1.3569; 1.1: 7.0016; 1.2: 0.0093893; 1.3: 320.45; 1.4: 0.20875; 1.5: 7.0016; 1.6: 320.45; 1.7: 128.18; 1.8: 8.4594; 1.9: 1068.1667; 2: 34.018; 2.1: 94.8045; 2.2: 1203.5086; 2.3: 35.8823; 2.4: -1196.507; 2.5: -35.6736
| 2 | 49.35 | 1: 1.3786; 1.1: 7.1209; 1.2: 0.0095492; 1.3: 320.775; 1.4: 0.21209; 1.5: 7.1209; 1.6: 320.775; 1.7: 128.31; 1.8: 8.4594; 1.9: 1069.25; 2: 34.0525; 2.1: 94.8061; 2.2: 1205.9306; 2.3: 35.9181; 2.4: -1198.8097; 2.5: -35.706
| 2 | 49.4 | 1: 1.4005; 1.1: 7.2413; 1.2: 0.0097107; 1.3: 321.1; 1.4: 0.21546; 1.5: 7.2413; 1.6: 321.1; 1.7: 128.44; 1.8: 8.4594; 1.9: 1070.3333; 2: 34.087; 2.1: 94.8077; 2.2: 1208.355; 2.3: 35.9539; 2.4: -1201.1138; 2.5: -35.7384
| 2 | 49.45 | 1: 1.4226; 1.1: 7.3628; 1.2: 0.0098737; 1.3: 321.425; 1.4: 0.21885; 1.5: 7.3628; 1.6: 321.425; 1.7: 128.57; 1.8: 8.4594; 1.9: 1071.4167; 2: 34.1215; 2.1: 94.8093; 2.2: 1210.7819; 2.3: 35.9897; 2.4: -1203.4191; 2.5: -35.7708
| 2 | 49.5 | 1: 1.4448; 1.1: 7.4855; 1.2: 0.010038; 1.3: 321.75; 1.4: 0.22228; 1.5: 7.4855; 1.6: 321.75; 1.7: 128.7; 1.8: 8.4594; 1.9: 1072.5; 2: 34.1561; 2.1: 94.8109; 2.2: 1213.2112; 2.3: 36.0255; 2.4: -1205.7257; 2.5: -35.8032
| 2 | 49.55 | 1: 1.4672; 1.1: 7.6093; 1.2: 0.010204; 1.3: 322.075; 1.4: 0.22572; 1.5: 7.6093; 1.6: 322.075; 1.7: 128.83; 1.8: 8.4594; 1.9: 1073.5833; 2: 34.1906; 2.1: 94.8125; 2.2: 1215.6429; 2.3: 36.0612; 2.4: -1208.0336; 2.5: -35.8355
| 2 | 49.6 | 1: 1.4898; 1.1: 7.7343; 1.2: 0.010372; 1.3: 322.4; 1.4: 0.2292; 1.5: 7.7343; 1.6: 322.4; 1.7: 128.96; 1.8: 8.4594; 1.9: 1074.6667; 2: 34.2251; 2.1: 94.8141; 2.2: 1218.0771; 2.3: 36.097; 2.4: -1210.3428; 2.5: -35.8678
| 2 | 49.65 | 1: 1.5126; 1.1: 7.8604; 1.2: 0.010541; 1.3: 322.725; 1.4: 0.2327; 1.5: 7.8604; 1.6: 322.725; 1.7: 129.09; 1.8: 8.4594; 1.9: 1075.75; 2: 34.2596; 2.1: 94.8157; 2.2: 1220.5137; 2.3: 36.1328; 2.4: -1212.6533; 2.5: -35.9001
| 2 | 49.7 | 1: 1.5355; 1.1: 7.9877; 1.2: 0.010712; 1.3: 323.05; 1.4: 0.23624; 1.5: 7.9877; 1.6: 323.05; 1.7: 129.22; 1.8: 8.4594; 1.9: 1076.8333; 2: 34.2941; 2.1: 94.8172; 2.2: 1222.9528; 2.3: 36.1686; 2.4: -1214.965; 2.5: -35.9324
| 2 | 49.75 | 1: 1.5587; 1.1: 8.1162; 1.2: 0.010884; 1.3: 323.375; 1.4: 0.23979; 1.5: 8.1162; 1.6: 323.375; 1.7: 129.35; 1.8: 8.4594; 1.9: 1077.9167; 2: 34.3286; 2.1: 94.8188; 2.2: 1225.3943; 2.3: 36.2044; 2.4: -1217.278; 2.5: -35.9646
| 2 | 49.8 | 1: 1.582; 1.1: 8.2458; 1.2: 0.011058; 1.3: 323.7; 1.4: 0.24338; 1.5: 8.2458; 1.6: 323.7; 1.7: 129.48; 1.8: 8.4594; 1.9: 1079; 2: 34.3631; 2.1: 94.8204; 2.2: 1227.8382; 2.3: 36.2402; 2.4: -1219.5923; 2.5: -35.9968
| 2 | 49.85 | 1: 1.6054; 1.1: 8.3766; 1.2: 0.011233; 1.3: 324.025; 1.4: 0.24699; 1.5: 8.3766; 1.6: 324.025; 1.7: 129.61; 1.8: 8.4594; 1.9: 1080.0833; 2: 34.3976; 2.1: 94.822; 2.2: 1230.2845; 2.3: 36.2759; 2.4: -1221.9079; 2.5: -36.0289
| 2 | 49.9 | 1: 1.6291; 1.1: 8.5086; 1.2: 0.01141; 1.3: 324.35; 1.4: 0.25063; 1.5: 8.5086; 1.6: 324.35; 1.7: 129.74; 1.8: 8.4594; 1.9: 1081.1667; 2: 34.4321; 2.1: 94.8235; 2.2: 1232.7333; 2.3: 36.3117; 2.4: -1224.2247; 2.5: -36.0611
| 2 | 49.95 | 1: 1.6529; 1.1: 8.6417; 1.2: 0.011589; 1.3: 324.675; 1.4: 0.2543; 1.5: 8.6417; 1.6: 324.675; 1.7: 129.87; 1.8: 8.4594; 1.9: 1082.25; 2: 34.4666; 2.1: 94.8251; 2.2: 1235.1845; 2.3: 36.3475; 2.4: -1226.5428; 2.5: -36.0932
| 2 | 50 | 1: 1.677; 1.1: 8.7761; 1.2: 0.011769; 1.3: 325; 1.4: 0.25799; 1.5: 8.7761; 1.6: 325; 1.7: 130; 1.8: 8.4594; 1.9: 1083.3333; 2: 34.5011; 2.1: 94.8267; 2.2: 1237.6382; 2.3: 36.3833; 2.4: -1228.8621; 2.5: -36.1253
| 2 | 50.05 | 1: 1.7011; 1.1: 8.9116; 1.2: 0.011951; 1.3: 325.325; 1.4: 0.26171; 1.5: 8.9116; 1.6: 325.325; 1.7: 130.13; 1.8: 8.4594; 1.9: 1084.4167; 2: 34.5356; 2.1: 94.8282; 2.2: 1240.0942; 2.3: 36.4191; 2.4: -1231.1827; 2.5: -36.1574
| 2 | 50.1 | 1: 1.7255; 1.1: 9.0483; 1.2: 0.012134; 1.3: 325.65; 1.4: 0.26546; 1.5: 9.0483; 1.6: 325.65; 1.7: 130.26; 1.8: 8.4594; 1.9: 1085.5; 2: 34.5701; 2.1: 94.8298; 2.2: 1242.5528; 2.3: 36.4549; 2.4: -1233.5045; 2.5: -36.1894
| 2 | 50.15 | 1: 1.7501; 1.1: 9.1861; 1.2: 0.012319; 1.3: 325.975; 1.4: 0.26924; 1.5: 9.1861; 1.6: 325.975; 1.7: 130.39; 1.8: 8.4594; 1.9: 1086.5833; 2: 34.6046; 2.1: 94.8314; 2.2: 1245.0137; 2.3: 36.4906; 2.4: -1235.8276; 2.5: -36.2214
| 2 | 50.2 | 1: 1.7748; 1.1: 9.3252; 1.2: 0.012505; 1.3: 326.3; 1.4: 0.27304; 1.5: 9.3252; 1.6: 326.3; 1.7: 130.52; 1.8: 8.4594; 1.9: 1087.6667; 2: 34.6391; 2.1: 94.8329; 2.2: 1247.4771; 2.3: 36.5264; 2.4: -1238.1519; 2.5: -36.2534
| 2 | 50.25 | 1: 1.7997; 1.1: 9.4654; 1.2: 0.012693; 1.3: 326.625; 1.4: 0.27687; 1.5: 9.4654; 1.6: 326.625; 1.7: 130.65; 1.8: 8.4594; 1.9: 1088.75; 2: 34.6736; 2.1: 94.8345; 2.2: 1249.9429; 2.3: 36.5622; 2.4: -1240.4775; 2.5: -36.2853
| 2 | 50.3 | 1: 1.8248; 1.1: 9.6069; 1.2: 0.012883; 1.3: 326.95; 1.4: 0.28073; 1.5: 9.6069; 1.6: 326.95; 1.7: 130.78; 1.8: 8.4594; 1.9: 1089.8333; 2: 34.7081; 2.1: 94.836; 2.2: 1252.4112; 2.3: 36.598; 2.4: -1242.8043; 2.5: -36.3173
| 2 | 50.35 | 1: 1.85; 1.1: 9.7495; 1.2: 0.013074; 1.3: 327.275; 1.4: 0.28462; 1.5: 9.7495; 1.6: 327.275; 1.7: 130.91; 1.8: 8.4594; 1.9: 1090.9167; 2: 34.7426; 2.1: 94.8375; 2.2: 1254.8819; 2.3: 36.6338; 2.4: -1245.1324; 2.5: -36.3492
| 2 | 50.4 | 1: 1.8754; 1.1: 9.8934; 1.2: 0.013267; 1.3: 327.6; 1.4: 0.28853; 1.5: 9.8934; 1.6: 327.6; 1.7: 131.04; 1.8: 8.4594; 1.9: 1092; 2: 34.7771; 2.1: 94.8391; 2.2: 1257.355; 2.3: 36.6696; 2.4: -1247.4617; 2.5: -36.381
| 2 | 50.45 | 1: 1.9011; 1.1: 10.0384; 1.2: 0.013462; 1.3: 327.925; 1.4: 0.29247; 1.5: 10.0384; 1.6: 327.925; 1.7: 131.17; 1.8: 8.4594; 1.9: 1093.0833; 2: 34.8116; 2.1: 94.8406; 2.2: 1259.8306; 2.3: 36.7053; 2.4: -1249.7922; 2.5: -36.4129
| 2 | 50.5 | 1: 1.9268; 1.1: 10.1847; 1.2: 0.013658; 1.3: 328.25; 1.4: 0.29644; 1.5: 10.1847; 1.6: 328.25; 1.7: 131.3; 1.8: 8.4594; 1.9: 1094.1667; 2: 34.8461; 2.1: 94.8422; 2.2: 1262.3086; 2.3: 36.7411; 2.4: -1252.124; 2.5: -36.4447
| 2 | 50.55 | 1: 1.9528; 1.1: 10.3321; 1.2: 0.013856; 1.3: 328.575; 1.4: 0.30043; 1.5: 10.3321; 1.6: 328.575; 1.7: 131.43; 1.8: 8.4594; 1.9: 1095.25; 2: 34.8806; 2.1: 94.8437; 2.2: 1264.7891; 2.3: 36.7769; 2.4: -1254.4569; 2.5: -36.4765
| 2 | 50.6 | 1: 1.979; 1.1: 10.4808; 1.2: 0.014055; 1.3: 328.9; 1.4: 0.30445; 1.5: 10.4808; 1.6: 328.9; 1.7: 131.56; 1.8: 8.4594; 1.9: 1096.3333; 2: 34.9151; 2.1: 94.8452; 2.2: 1267.2719; 2.3: 36.8127; 2.4: -1256.7911; 2.5: -36.5082
| 2 | 50.65 | 1: 2.0053; 1.1: 10.6307; 1.2: 0.014256; 1.3: 329.225; 1.4: 0.3085; 1.5: 10.6307; 1.6: 329.225; 1.7: 131.69; 1.8: 8.4594; 1.9: 1097.4167; 2: 34.9496; 2.1: 94.8467; 2.2: 1269.7573; 2.3: 36.8485; 2.4: -1259.1266; 2.5: -36.54
| 2 | 50.7 | 1: 2.0318; 1.1: 10.7818; 1.2: 0.014459; 1.3: 329.55; 1.4: 0.31258; 1.5: 10.7818; 1.6: 329.55; 1.7: 131.82; 1.8: 8.4594; 1.9: 1098.5; 2: 34.9841; 2.1: 94.8483; 2.2: 1272.245; 2.3: 36.8843; 2.4: -1261.4632; 2.5: -36.5717
| 2 | 50.75 | 1: 2.0584; 1.1: 10.9341; 1.2: 0.014663; 1.3: 329.875; 1.4: 0.31668; 1.5: 10.9341; 1.6: 329.875; 1.7: 131.95; 1.8: 8.4594; 1.9: 1099.5833; 2: 35.0186; 2.1: 94.8498; 2.2: 1274.7352; 2.3: 36.92; 2.4: -1263.8011; 2.5: -36.6034
| 2 | 50.8 | 1: 2.0853; 1.1: 11.0877; 1.2: 0.014869; 1.3: 330.2; 1.4: 0.32081; 1.5: 11.0877; 1.6: 330.2; 1.7: 132.08; 1.8: 8.4594; 1.9: 1100.6667; 2: 35.0531; 2.1: 94.8513; 2.2: 1277.2278; 2.3: 36.9558; 2.4: -1266.1402; 2.5: -36.635
| 2 | 50.85 | 1: 2.1123; 1.1: 11.2424; 1.2: 0.015076; 1.3: 330.525; 1.4: 0.32497; 1.5: 11.2424; 1.6: 330.525; 1.7: 132.21; 1.8: 8.4594; 1.9: 1101.75; 2: 35.0876; 2.1: 94.8528; 2.2: 1279.7229; 2.3: 36.9916; 2.4: -1268.4805; 2.5: -36.6666
| 2 | 50.9 | 1: 2.1395; 1.1: 11.3984; 1.2: 0.015286; 1.3: 330.85; 1.4: 0.32916; 1.5: 11.3984; 1.6: 330.85; 1.7: 132.34; 1.8: 8.4594; 1.9: 1102.8333; 2: 35.1221; 2.1: 94.8543; 2.2: 1282.2204; 2.3: 37.0274; 2.4: -1270.822; 2.5: -36.6982
| 2 | 50.95 | 1: 2.1669; 1.1: 11.5557; 1.2: 0.015496; 1.3: 331.175; 1.4: 0.33337; 1.5: 11.5557; 1.6: 331.175; 1.7: 132.47; 1.8: 8.4594; 1.9: 1103.9167; 2: 35.1566; 2.1: 94.8558; 2.2: 1284.7204; 2.3: 37.0632; 2.4: -1273.1647; 2.5: -36.7298
| 2 | 51 | 1: 2.1945; 1.1: 11.7141; 1.2: 0.015709; 1.3: 331.5; 1.4: 0.33761; 1.5: 11.7141; 1.6: 331.5; 1.7: 132.6; 1.8: 8.4594; 1.9: 1105; 2: 35.1911; 2.1: 94.8573; 2.2: 1287.2228; 2.3: 37.099; 2.4: -1275.5086; 2.5: -36.7614
| 2 | 51.05 | 1: 2.2222; 1.1: 11.8739; 1.2: 0.015923; 1.3: 331.825; 1.4: 0.34188; 1.5: 11.8739; 1.6: 331.825; 1.7: 132.73; 1.8: 8.4594; 1.9: 1106.0833; 2: 35.2256; 2.1: 94.8588; 2.2: 1289.7276; 2.3: 37.1347; 2.4: -1277.8537; 2.5: -36.7929
| 2 | 51.1 | 1: 2.2501; 1.1: 12.0348; 1.2: 0.016139; 1.3: 332.15; 1.4: 0.34618; 1.5: 12.0348; 1.6: 332.15; 1.7: 132.86; 1.8: 8.4594; 1.9: 1107.1667; 2: 35.2601; 2.1: 94.8603; 2.2: 1292.2349; 2.3: 37.1705; 2.4: -1280.2; 2.5: -36.8244
| 2 | 51.15 | 1: 2.2782; 1.1: 12.197; 1.2: 0.016356; 1.3: 332.475; 1.4: 0.3505; 1.5: 12.197; 1.6: 332.475; 1.7: 132.99; 1.8: 8.4594; 1.9: 1108.25; 2: 35.2946; 2.1: 94.8618; 2.2: 1294.7446; 2.3: 37.2063; 2.4: -1282.5476; 2.5: -36.8558
| 2 | 51.2 | 1: 2.3065; 1.1: 12.3605; 1.2: 0.016576; 1.3: 332.8; 1.4: 0.35485; 1.5: 12.3605; 1.6: 332.8; 1.7: 133.12; 1.8: 8.4594; 1.9: 1109.3333; 2: 35.3291; 2.1: 94.8633; 2.2: 1297.2567; 2.3: 37.2421; 2.4: -1284.8963; 2.5: -36.8873
| 2 | 51.25 | 1: 2.335; 1.1: 12.5251; 1.2: 0.016796; 1.3: 333.125; 1.4: 0.35923; 1.5: 12.5251; 1.6: 333.125; 1.7: 133.25; 1.8: 8.4594; 1.9: 1110.4167; 2: 35.3636; 2.1: 94.8648; 2.2: 1299.7713; 2.3: 37.2779; 2.4: -1287.2461; 2.5: -36.9187
| 2 | 51.3 | 1: 2.3636; 1.1: 12.6911; 1.2: 0.017019; 1.3: 333.45; 1.4: 0.36363; 1.5: 12.6911; 1.6: 333.45; 1.7: 133.38; 1.8: 8.4594; 1.9: 1111.5; 2: 35.3981; 2.1: 94.8663; 2.2: 1302.2883; 2.3: 37.3137; 2.4: -1289.5972; 2.5: -36.95
| 2 | 51.35 | 1: 2.3924; 1.1: 12.8583; 1.2: 0.017243; 1.3: 333.775; 1.4: 0.36806; 1.5: 12.8583; 1.6: 333.775; 1.7: 133.51; 1.8: 8.4594; 1.9: 1112.5833; 2: 35.4326; 2.1: 94.8677; 2.2: 1304.8078; 2.3: 37.3495; 2.4: -1291.9495; 2.5: -36.9814
| 2 | 51.4 | 1: 2.4214; 1.1: 13.0268; 1.2: 0.017469; 1.3: 334.1; 1.4: 0.37252; 1.5: 13.0268; 1.6: 334.1; 1.7: 133.64; 1.8: 8.4594; 1.9: 1113.6667; 2: 35.4671; 2.1: 94.8692; 2.2: 1307.3297; 2.3: 37.3852; 2.4: -1294.3029; 2.5: -37.0127
| 2 | 51.45 | 1: 2.4506; 1.1: 13.1965; 1.2: 0.017697; 1.3: 334.425; 1.4: 0.37701; 1.5: 13.1965; 1.6: 334.425; 1.7: 133.77; 1.8: 8.4594; 1.9: 1114.75; 2: 35.5016; 2.1: 94.8707; 2.2: 1309.854; 2.3: 37.421; 2.4: -1296.6576; 2.5: -37.044
| 2 | 51.5 | 1: 2.4799; 1.1: 13.3675; 1.2: 0.017926; 1.3: 334.75; 1.4: 0.38152; 1.5: 13.3675; 1.6: 334.75; 1.7: 133.9; 1.8: 8.4594; 1.9: 1115.8333; 2: 35.5361; 2.1: 94.8722; 2.2: 1312.3808; 2.3: 37.4568; 2.4: -1299.0134; 2.5: -37.0753
| 2 | 51.55 | 1: 2.5094; 1.1: 13.5397; 1.2: 0.018157; 1.3: 335.075; 1.4: 0.38606; 1.5: 13.5397; 1.6: 335.075; 1.7: 134.03; 1.8: 8.4594; 1.9: 1116.9167; 2: 35.5706; 2.1: 94.8736; 2.2: 1314.9101; 2.3: 37.4926; 2.4: -1301.3703; 2.5: -37.1065
| 2 | 51.6 | 1: 2.5391; 1.1: 13.7133; 1.2: 0.01839; 1.3: 335.4; 1.4: 0.39063; 1.5: 13.7133; 1.6: 335.4; 1.7: 134.16; 1.8: 8.4594; 1.9: 1118; 2: 35.6051; 2.1: 94.8751; 2.2: 1317.4417; 2.3: 37.5284; 2.4: -1303.7285; 2.5: -37.1378
| 2 | 51.65 | 1: 2.569; 1.1: 13.8881; 1.2: 0.018624; 1.3: 335.725; 1.4: 0.39523; 1.5: 13.8881; 1.6: 335.725; 1.7: 134.29; 1.8: 8.4594; 1.9: 1119.0833; 2: 35.6396; 2.1: 94.8765; 2.2: 1319.9759; 2.3: 37.5642; 2.4: -1306.0878; 2.5: -37.169
| 2 | 51.7 | 1: 2.599; 1.1: 14.0641; 1.2: 0.01886; 1.3: 336.05; 1.4: 0.39985; 1.5: 14.0641; 1.6: 336.05; 1.7: 134.42; 1.8: 8.4594; 1.9: 1120.1667; 2: 35.6741; 2.1: 94.878; 2.2: 1322.5124; 2.3: 37.6; 2.4: -1308.4483; 2.5: -37.2001
| 2 | 51.75 | 1: 2.6293; 1.1: 14.2415; 1.2: 0.019098; 1.3: 336.375; 1.4: 0.4045; 1.5: 14.2415; 1.6: 336.375; 1.7: 134.55; 1.8: 8.4594; 1.9: 1121.25; 2: 35.7086; 2.1: 94.8795; 2.2: 1325.0514; 2.3: 37.6358; 2.4: -1310.8099; 2.5: -37.2313
| 2 | 51.8 | 1: 2.6597; 1.1: 14.4201; 1.2: 0.019338; 1.3: 336.7; 1.4: 0.40918; 1.5: 14.4201; 1.6: 336.7; 1.7: 134.68; 1.8: 8.4594; 1.9: 1122.3333; 2: 35.7431; 2.1: 94.8809; 2.2: 1327.5929; 2.3: 37.6715; 2.4: -1313.1727; 2.5: -37.2624
| 2 | 51.85 | 1: 2.6903; 1.1: 14.6; 1.2: 0.019579; 1.3: 337.025; 1.4: 0.41389; 1.5: 14.6; 1.6: 337.025; 1.7: 134.81; 1.8: 8.4594; 1.9: 1123.4167; 2: 35.7776; 2.1: 94.8824; 2.2: 1330.1367; 2.3: 37.7073; 2.4: -1315.5367; 2.5: -37.2934
| 2 | 51.9 | 1: 2.721; 1.1: 14.7813; 1.2: 0.019822; 1.3: 337.35; 1.4: 0.41862; 1.5: 14.7813; 1.6: 337.35; 1.7: 134.94; 1.8: 8.4594; 1.9: 1124.5; 2: 35.8121; 2.1: 94.8838; 2.2: 1332.6831; 2.3: 37.7431; 2.4: -1317.9018; 2.5: -37.3245
| 2 | 51.95 | 1: 2.752; 1.1: 14.9638; 1.2: 0.020067; 1.3: 337.675; 1.4: 0.42338; 1.5: 14.9638; 1.6: 337.675; 1.7: 135.07; 1.8: 8.4594; 1.9: 1125.5833; 2: 35.8466; 2.1: 94.8852; 2.2: 1335.2319; 2.3: 37.7789; 2.4: -1320.2681; 2.5: -37.3555
| 2 | 52 | 1: 2.7831; 1.1: 15.1476; 1.2: 0.020313; 1.3: 338; 1.4: 0.42817; 1.5: 15.1476; 1.6: 338; 1.7: 135.2; 1.8: 8.4594; 1.9: 1126.6667; 2: 35.8811; 2.1: 94.8867; 2.2: 1337.7831; 2.3: 37.8147; 2.4: -1322.6355; 2.5: -37.3865
| 2 | 52.05 | 1: 2.8144; 1.1: 15.3327; 1.2: 0.020561; 1.3: 338.325; 1.4: 0.43299; 1.5: 15.3327; 1.6: 338.325; 1.7: 135.33; 1.8: 8.4594; 1.9: 1127.75; 2: 35.9156; 2.1: 94.8881; 2.2: 1340.3367; 2.3: 37.8505; 2.4: -1325.0041; 2.5: -37.4175
| 2 | 52.1 | 1: 2.8459; 1.1: 15.5191; 1.2: 0.020811; 1.3: 338.65; 1.4: 0.43783; 1.5: 15.5191; 1.6: 338.65; 1.7: 135.46; 1.8: 8.4594; 1.9: 1128.8333; 2: 35.9501; 2.1: 94.8895; 2.2: 1342.8928; 2.3: 37.8863; 2.4: -1327.3738; 2.5: -37.4484
| 2 | 52.15 | 1: 2.8776; 1.1: 15.7067; 1.2: 0.021063; 1.3: 338.975; 1.4: 0.4427; 1.5: 15.7067; 1.6: 338.975; 1.7: 135.59; 1.8: 8.4594; 1.9: 1129.9167; 2: 35.9846; 2.1: 94.891; 2.2: 1345.4514; 2.3: 37.9221; 2.4: -1329.7446; 2.5: -37.4794
| 2 | 52.2 | 1: 2.9094; 1.1: 15.8958; 1.2: 0.021317; 1.3: 339.3; 1.4: 0.4476; 1.5: 15.8958; 1.6: 339.3; 1.7: 135.72; 1.8: 8.4594; 1.9: 1131; 2: 36.0191; 2.1: 94.8924; 2.2: 1348.0124; 2.3: 37.9579; 2.4: -1332.1166; 2.5: -37.5103
| 2 | 52.25 | 1: 2.9414; 1.1: 16.0861; 1.2: 0.021572; 1.3: 339.625; 1.4: 0.45252; 1.5: 16.0861; 1.6: 339.625; 1.7: 135.85; 1.8: 8.4594; 1.9: 1132.0833; 2: 36.0536; 2.1: 94.8938; 2.2: 1350.5758; 2.3: 37.9936; 2.4: -1334.4898; 2.5: -37.5411
| 2 | 52.3 | 1: 2.9736; 1.1: 16.2777; 1.2: 0.021829; 1.3: 339.95; 1.4: 0.45748; 1.5: 16.2777; 1.6: 339.95; 1.7: 135.98; 1.8: 8.4594; 1.9: 1133.1667; 2: 36.0881; 2.1: 94.8952; 2.2: 1353.1417; 2.3: 38.0294; 2.4: -1336.864; 2.5: -37.572
| 2 | 52.35 | 1: 3.006; 1.1: 16.4706; 1.2: 0.022087; 1.3: 340.275; 1.4: 0.46246; 1.5: 16.4706; 1.6: 340.275; 1.7: 136.11; 1.8: 8.4594; 1.9: 1134.25; 2: 36.1226; 2.1: 94.8966; 2.2: 1355.71; 2.3: 38.0652; 2.4: -1339.2394; 2.5: -37.6028
| 2 | 52.4 | 1: 3.0385; 1.1: 16.6649; 1.2: 0.022348; 1.3: 340.6; 1.4: 0.46747; 1.5: 16.6649; 1.6: 340.6; 1.7: 136.24; 1.8: 8.4594; 1.9: 1135.3333; 2: 36.1571; 2.1: 94.898; 2.2: 1358.2808; 2.3: 38.101; 2.4: -1341.6159; 2.5: -37.6335
| 2 | 52.45 | 1: 3.0713; 1.1: 16.8605; 1.2: 0.02261; 1.3: 340.925; 1.4: 0.4725; 1.5: 16.8605; 1.6: 340.925; 1.7: 136.37; 1.8: 8.4594; 1.9: 1136.4167; 2: 36.1916; 2.1: 94.8994; 2.2: 1360.854; 2.3: 38.1368; 2.4: -1343.9936; 2.5: -37.6643
| 2 | 52.5 | 1: 3.1042; 1.1: 17.0574; 1.2: 0.022874; 1.3: 341.25; 1.4: 0.47756; 1.5: 17.0574; 1.6: 341.25; 1.7: 136.5; 1.8: 8.4594; 1.9: 1137.5; 2: 36.2261; 2.1: 94.9008; 2.2: 1363.4297; 2.3: 38.1726; 2.4: -1346.3724; 2.5: -37.695
| 2 | 52.55 | 1: 3.1372; 1.1: 17.2556; 1.2: 0.02314; 1.3: 341.575; 1.4: 0.48265; 1.5: 17.2556; 1.6: 341.575; 1.7: 136.63; 1.8: 8.4594; 1.9: 1138.5833; 2: 36.2606; 2.1: 94.9022; 2.2: 1366.0078; 2.3: 38.2084; 2.4: -1348.7522; 2.5: -37.7257
| 2 | 52.6 | 1: 3.1705; 1.1: 17.4552; 1.2: 0.023408; 1.3: 341.9; 1.4: 0.48777; 1.5: 17.4552; 1.6: 341.9; 1.7: 136.76; 1.8: 8.4594; 1.9: 1139.6667; 2: 36.2951; 2.1: 94.9036; 2.2: 1368.5884; 2.3: 38.2442; 2.4: -1351.1333; 2.5: -37.7564
| 2 | 52.65 | 1: 3.204; 1.1: 17.656; 1.2: 0.023677; 1.3: 342.225; 1.4: 0.49292; 1.5: 17.656; 1.6: 342.225; 1.7: 136.89; 1.8: 8.4594; 1.9: 1140.75; 2: 36.3296; 2.1: 94.905; 2.2: 1371.1714; 2.3: 38.28; 2.4: -1353.5154; 2.5: -37.7871
| 2 | 52.7 | 1: 3.2376; 1.1: 17.8583; 1.2: 0.023948; 1.3: 342.55; 1.4: 0.49809; 1.5: 17.8583; 1.6: 342.55; 1.7: 137.02; 1.8: 8.4594; 1.9: 1141.8333; 2: 36.3641; 2.1: 94.9064; 2.2: 1373.7569; 2.3: 38.3158; 2.4: -1355.8986; 2.5: -37.8177
| 2 | 52.75 | 1: 3.2714; 1.1: 18.0618; 1.2: 0.024221; 1.3: 342.875; 1.4: 0.50329; 1.5: 18.0618; 1.6: 342.875; 1.7: 137.15; 1.8: 8.4594; 1.9: 1142.9167; 2: 36.3986; 2.1: 94.9078; 2.2: 1376.3448; 2.3: 38.3516; 2.4: -1358.283; 2.5: -37.8483
| 2 | 52.8 | 1: 3.3054; 1.1: 18.2667; 1.2: 0.024496; 1.3: 343.2; 1.4: 0.50852; 1.5: 18.2667; 1.6: 343.2; 1.7: 137.28; 1.8: 8.4594; 1.9: 1144; 2: 36.4331; 2.1: 94.9092; 2.2: 1378.9352; 2.3: 38.3874; 2.4: -1360.6684; 2.5: -37.8788
| 2 | 52.85 | 1: 3.3395; 1.1: 18.473; 1.2: 0.024773; 1.3: 343.525; 1.4: 0.51377; 1.5: 18.473; 1.6: 343.525; 1.7: 137.41; 1.8: 8.4594; 1.9: 1145.0833; 2: 36.4676; 2.1: 94.9106; 2.2: 1381.528; 2.3: 38.4231; 2.4: -1363.055; 2.5: -37.9094
| 2 | 52.9 | 1: 3.3739; 1.1: 18.6806; 1.2: 0.025051; 1.3: 343.85; 1.4: 0.51905; 1.5: 18.6806; 1.6: 343.85; 1.7: 137.54; 1.8: 8.4594; 1.9: 1146.1667; 2: 36.5021; 2.1: 94.9119; 2.2: 1384.1232; 2.3: 38.4589; 2.4: -1365.4426; 2.5: -37.9399
| 2 | 52.95 | 1: 3.4084; 1.1: 18.8895; 1.2: 0.025331; 1.3: 344.175; 1.4: 0.52436; 1.5: 18.8895; 1.6: 344.175; 1.7: 137.67; 1.8: 8.4594; 1.9: 1147.25; 2: 36.5366; 2.1: 94.9133; 2.2: 1386.7209; 2.3: 38.4947; 2.4: -1367.8314; 2.5: -37.9704
| 2 | 53 | 1: 3.4431; 1.1: 19.0998; 1.2: 0.025613; 1.3: 344.5; 1.4: 0.5297; 1.5: 19.0998; 1.6: 344.5; 1.7: 137.8; 1.8: 8.4594; 1.9: 1148.3333; 2: 36.5711; 2.1: 94.9147; 2.2: 1389.3211; 2.3: 38.5305; 2.4: -1370.2212; 2.5: -38.0008
| 2 | 53.05 | 1: 3.4779; 1.1: 19.3115; 1.2: 0.025897; 1.3: 344.825; 1.4: 0.53507; 1.5: 19.3115; 1.6: 344.825; 1.7: 137.93; 1.8: 8.4594; 1.9: 1149.4167; 2: 36.6056; 2.1: 94.916; 2.2: 1391.9237; 2.3: 38.5663; 2.4: -1372.6122; 2.5: -38.0313
| 2 | 53.1 | 1: 3.513; 1.1: 19.5245; 1.2: 0.026183; 1.3: 345.15; 1.4: 0.54046; 1.5: 19.5245; 1.6: 345.15; 1.7: 138.06; 1.8: 8.4594; 1.9: 1150.5; 2: 36.6401; 2.1: 94.9174; 2.2: 1394.5287; 2.3: 38.6021; 2.4: -1375.0042; 2.5: -38.0617
| 2 | 53.15 | 1: 3.5482; 1.1: 19.7389; 1.2: 0.02647; 1.3: 345.475; 1.4: 0.54588; 1.5: 19.7389; 1.6: 345.475; 1.7: 138.19; 1.8: 8.4594; 1.9: 1151.5833; 2: 36.6746; 2.1: 94.9187; 2.2: 1397.1362; 2.3: 38.6379; 2.4: -1377.3974; 2.5: -38.092
| 2 | 53.2 | 1: 3.5836; 1.1: 19.9546; 1.2: 0.02676; 1.3: 345.8; 1.4: 0.55133; 1.5: 19.9546; 1.6: 345.8; 1.7: 138.32; 1.8: 8.4594; 1.9: 1152.6667; 2: 36.7091; 2.1: 94.9201; 2.2: 1399.7462; 2.3: 38.6737; 2.4: -1379.7916; 2.5: -38.1224
| 2 | 53.25 | 1: 3.6192; 1.1: 20.1717; 1.2: 0.027051; 1.3: 346.125; 1.4: 0.5568; 1.5: 20.1717; 1.6: 346.125; 1.7: 138.45; 1.8: 8.4594; 1.9: 1153.75; 2: 36.7436; 2.1: 94.9214; 2.2: 1402.3586; 2.3: 38.7095; 2.4: -1382.1869; 2.5: -38.1527
| 2 | 53.3 | 1: 3.655; 1.1: 20.3902; 1.2: 0.027344; 1.3: 346.45; 1.4: 0.56231; 1.5: 20.3902; 1.6: 346.45; 1.7: 138.58; 1.8: 8.4594; 1.9: 1154.8333; 2: 36.7781; 2.1: 94.9228; 2.2: 1404.9735; 2.3: 38.7453; 2.4: -1384.5833; 2.5: -38.183
| 2 | 53.35 | 1: 3.6909; 1.1: 20.6101; 1.2: 0.027639; 1.3: 346.775; 1.4: 0.56784; 1.5: 20.6101; 1.6: 346.775; 1.7: 138.71; 1.8: 8.4594; 1.9: 1155.9167; 2: 36.8126; 2.1: 94.9241; 2.2: 1407.5908; 2.3: 38.7811; 2.4: -1386.9807; 2.5: -38.2133
| 2 | 53.4 | 1: 3.7271; 1.1: 20.8313; 1.2: 0.027935; 1.3: 347.1; 1.4: 0.57339; 1.5: 20.8313; 1.6: 347.1; 1.7: 138.84; 1.8: 8.4594; 1.9: 1157; 2: 36.8471; 2.1: 94.9255; 2.2: 1410.2106; 2.3: 38.8169; 2.4: -1389.3792; 2.5: -38.2435
| 2 | 53.45 | 1: 3.7634; 1.1: 21.0539; 1.2: 0.028234; 1.3: 347.425; 1.4: 0.57898; 1.5: 21.0539; 1.6: 347.425; 1.7: 138.97; 1.8: 8.4594; 1.9: 1158.0833; 2: 36.8816; 2.1: 94.9268; 2.2: 1412.8328; 2.3: 38.8527; 2.4: -1391.7788; 2.5: -38.2737
| 2 | 53.5 | 1: 3.7999; 1.1: 21.2779; 1.2: 0.028534; 1.3: 347.75; 1.4: 0.58459; 1.5: 21.2779; 1.6: 347.75; 1.7: 139.1; 1.8: 8.4594; 1.9: 1159.1667; 2: 36.9161; 2.1: 94.9281; 2.2: 1415.4574; 2.3: 38.8885; 2.4: -1394.1795; 2.5: -38.3039
| 2 | 53.55 | 1: 3.8365; 1.1: 21.5033; 1.2: 0.028836; 1.3: 348.075; 1.4: 0.59023; 1.5: 21.5033; 1.6: 348.075; 1.7: 139.23; 1.8: 8.4594; 1.9: 1160.25; 2: 36.9506; 2.1: 94.9295; 2.2: 1418.0846; 2.3: 38.9243; 2.4: -1396.5813; 2.5: -38.3341
| 2 | 53.6 | 1: 3.8734; 1.1: 21.7301; 1.2: 0.029141; 1.3: 348.4; 1.4: 0.5959; 1.5: 21.7301; 1.6: 348.4; 1.7: 139.36; 1.8: 8.4594; 1.9: 1161.3333; 2: 36.9851; 2.1: 94.9308; 2.2: 1420.7141; 2.3: 38.9601; 2.4: -1398.9841; 2.5: -38.3642
| 2 | 53.65 | 1: 3.9104; 1.1: 21.9582; 1.2: 0.029446; 1.3: 348.725; 1.4: 0.6016; 1.5: 21.9582; 1.6: 348.725; 1.7: 139.49; 1.8: 8.4594; 1.9: 1162.4167; 2: 37.0196; 2.1: 94.9321; 2.2: 1423.3462; 2.3: 38.9959; 2.4: -1401.3879; 2.5: -38.3943
| 2 | 53.7 | 1: 3.9476; 1.1: 22.1878; 1.2: 0.029754; 1.3: 349.05; 1.4: 0.60732; 1.5: 22.1878; 1.6: 349.05; 1.7: 139.62; 1.8: 8.4594; 1.9: 1163.5; 2: 37.0541; 2.1: 94.9334; 2.2: 1425.9807; 2.3: 39.0317; 2.4: -1403.7929; 2.5: -38.4244
| 2 | 53.75 | 1: 3.985; 1.1: 22.4188; 1.2: 0.030064; 1.3: 349.375; 1.4: 0.61307; 1.5: 22.4188; 1.6: 349.375; 1.7: 139.75; 1.8: 8.4594; 1.9: 1164.5833; 2: 37.0886; 2.1: 94.9347; 2.2: 1428.6176; 2.3: 39.0675; 2.4: -1406.1988; 2.5: -38.4544
| 2 | 53.8 | 1: 4.0225; 1.1: 22.6511; 1.2: 0.030376; 1.3: 349.7; 1.4: 0.61885; 1.5: 22.6511; 1.6: 349.7; 1.7: 139.88; 1.8: 8.4594; 1.9: 1165.6667; 2: 37.1231; 2.1: 94.936; 2.2: 1431.257; 2.3: 39.1033; 2.4: -1408.6059; 2.5: -38.4845
| 2 | 53.85 | 1: 4.0603; 1.1: 22.8849; 1.2: 0.030689; 1.3: 350.025; 1.4: 0.62466; 1.5: 22.8849; 1.6: 350.025; 1.7: 140.01; 1.8: 8.4594; 1.9: 1166.75; 2: 37.1576; 2.1: 94.9373; 2.2: 1433.8989; 2.3: 39.1391; 2.4: -1411.014; 2.5: -38.5145
| 2 | 53.9 | 1: 4.0982; 1.1: 23.12; 1.2: 0.031004; 1.3: 350.35; 1.4: 0.63049; 1.5: 23.12; 1.6: 350.35; 1.7: 140.14; 1.8: 8.4594; 1.9: 1167.8333; 2: 37.1921; 2.1: 94.9387; 2.2: 1436.5432; 2.3: 39.1749; 2.4: -1413.4231; 2.5: -38.5444
| 2 | 53.95 | 1: 4.1363; 1.1: 23.3566; 1.2: 0.031322; 1.3: 350.675; 1.4: 0.63635; 1.5: 23.3566; 1.6: 350.675; 1.7: 140.27; 1.8: 8.4594; 1.9: 1168.9167; 2: 37.2266; 2.1: 94.9399; 2.2: 1439.1899; 2.3: 39.2107; 2.4: -1415.8333; 2.5: -38.5744
| 2 | 54 | 1: 4.1746; 1.1: 23.5946; 1.2: 0.031641; 1.3: 351; 1.4: 0.64224; 1.5: 23.5946; 1.6: 351; 1.7: 140.4; 1.8: 8.4594; 1.9: 1170; 2: 37.2611; 2.1: 94.9412; 2.2: 1441.8391; 2.3: 39.2465; 2.4: -1418.2445; 2.5: -38.6043
| 2 | 54.05 | 1: 4.213; 1.1: 23.834; 1.2: 0.031962; 1.3: 351.325; 1.4: 0.64816; 1.5: 23.834; 1.6: 351.325; 1.7: 140.53; 1.8: 8.4594; 1.9: 1171.0833; 2: 37.2956; 2.1: 94.9425; 2.2: 1444.4908; 2.3: 39.2823; 2.4: -1420.6568; 2.5: -38.6342
| 2 | 54.1 | 1: 4.2517; 1.1: 24.0748; 1.2: 0.032285; 1.3: 351.65; 1.4: 0.6541; 1.5: 24.0748; 1.6: 351.65; 1.7: 140.66; 1.8: 8.4594; 1.9: 1172.1667; 2: 37.3301; 2.1: 94.9438; 2.2: 1447.145; 2.3: 39.3181; 2.4: -1423.0701; 2.5: -38.664
| 2 | 54.15 | 1: 4.2905; 1.1: 24.3171; 1.2: 0.03261; 1.3: 351.975; 1.4: 0.66007; 1.5: 24.3171; 1.6: 351.975; 1.7: 140.79; 1.8: 8.4594; 1.9: 1173.25; 2: 37.3646; 2.1: 94.9451; 2.2: 1449.8015; 2.3: 39.354; 2.4: -1425.4844; 2.5: -38.6939
| 2 | 54.2 | 1: 4.3295; 1.1: 24.5608; 1.2: 0.032937; 1.3: 352.3; 1.4: 0.66607; 1.5: 24.5608; 1.6: 352.3; 1.7: 140.92; 1.8: 8.4594; 1.9: 1174.3333; 2: 37.3992; 2.1: 94.9464; 2.2: 1452.4606; 2.3: 39.3898; 2.4: -1427.8998; 2.5: -38.7237
| 2 | 54.25 | 1: 4.3686; 1.1: 24.8059; 1.2: 0.033265; 1.3: 352.625; 1.4: 0.6721; 1.5: 24.8059; 1.6: 352.625; 1.7: 141.05; 1.8: 8.4594; 1.9: 1175.4167; 2: 37.4337; 2.1: 94.9477; 2.2: 1455.1221; 2.3: 39.4256; 2.4: -1430.3162; 2.5: -38.7535
| 2 | 54.3 | 1: 4.408; 1.1: 25.0524; 1.2: 0.033596; 1.3: 352.95; 1.4: 0.67815; 1.5: 25.0524; 1.6: 352.95; 1.7: 141.18; 1.8: 8.4594; 1.9: 1176.5; 2: 37.4682; 2.1: 94.9489; 2.2: 1457.7861; 2.3: 39.4614; 2.4: -1432.7337; 2.5: -38.7832
| 2 | 54.35 | 1: 4.4475; 1.1: 25.3004; 1.2: 0.033928; 1.3: 353.275; 1.4: 0.68424; 1.5: 25.3004; 1.6: 353.275; 1.7: 141.31; 1.8: 8.4594; 1.9: 1177.5833; 2: 37.5027; 2.1: 94.9502; 2.2: 1460.4525; 2.3: 39.4972; 2.4: -1435.1521; 2.5: -38.8129
| 2 | 54.4 | 1: 4.4872; 1.1: 25.5498; 1.2: 0.034263; 1.3: 353.6; 1.4: 0.69035; 1.5: 25.5498; 1.6: 353.6; 1.7: 141.44; 1.8: 8.4594; 1.9: 1178.6667; 2: 37.5372; 2.1: 94.9515; 2.2: 1463.1214; 2.3: 39.533; 2.4: -1437.5716; 2.5: -38.8426
| 2 | 54.45 | 1: 4.5271; 1.1: 25.8006; 1.2: 0.034599; 1.3: 353.925; 1.4: 0.69648; 1.5: 25.8006; 1.6: 353.925; 1.7: 141.57; 1.8: 8.4594; 1.9: 1179.75; 2: 37.5717; 2.1: 94.9527; 2.2: 1465.7927; 2.3: 39.5688; 2.4: -1439.9921; 2.5: -38.8723
| 2 | 54.5 | 1: 4.5672; 1.1: 26.0529; 1.2: 0.034937; 1.3: 354.25; 1.4: 0.70265; 1.5: 26.0529; 1.6: 354.25; 1.7: 141.7; 1.8: 8.4594; 1.9: 1180.8333; 2: 37.6062; 2.1: 94.954; 2.2: 1468.4665; 2.3: 39.6046; 2.4: -1442.4136; 2.5: -38.902
| 2 | 54.55 | 1: 4.6075; 1.1: 26.3066; 1.2: 0.035278; 1.3: 354.575; 1.4: 0.70884; 1.5: 26.3066; 1.6: 354.575; 1.7: 141.83; 1.8: 8.4594; 1.9: 1181.9167; 2: 37.6407; 2.1: 94.9552; 2.2: 1471.1428; 2.3: 39.6404; 2.4: -1444.8362; 2.5: -38.9316
| 2 | 54.6 | 1: 4.6479; 1.1: 26.5618; 1.2: 0.03562; 1.3: 354.9; 1.4: 0.71506; 1.5: 26.5618; 1.6: 354.9; 1.7: 141.96; 1.8: 8.4594; 1.9: 1183; 2: 37.6752; 2.1: 94.9565; 2.2: 1473.8215; 2.3: 39.6762; 2.4: -1447.2597; 2.5: -38.9612
| 2 | 54.65 | 1: 4.6885; 1.1: 26.8184; 1.2: 0.035964; 1.3: 355.225; 1.4: 0.72131; 1.5: 26.8184; 1.6: 355.225; 1.7: 142.09; 1.8: 8.4594; 1.9: 1184.0833; 2: 37.7097; 2.1: 94.9577; 2.2: 1476.5027; 2.3: 39.7121; 2.4: -1449.6843; 2.5: -38.9907
| 2 | 54.7 | 1: 4.7293; 1.1: 27.0765; 1.2: 0.03631; 1.3: 355.55; 1.4: 0.72758; 1.5: 27.0765; 1.6: 355.55; 1.7: 142.22; 1.8: 8.4594; 1.9: 1185.1667; 2: 37.7442; 2.1: 94.959; 2.2: 1479.1863; 2.3: 39.7479; 2.4: -1452.1098; 2.5: -39.0203
| 2 | 54.75 | 1: 4.7703; 1.1: 27.336; 1.2: 0.036658; 1.3: 355.875; 1.4: 0.73389; 1.5: 27.336; 1.6: 355.875; 1.7: 142.35; 1.8: 8.4594; 1.9: 1186.25; 2: 37.7787; 2.1: 94.9602; 2.2: 1481.8724; 2.3: 39.7837; 2.4: -1454.5364; 2.5: -39.0498
| 2 | 54.8 | 1: 4.8114; 1.1: 27.597; 1.2: 0.037008; 1.3: 356.2; 1.4: 0.74022; 1.5: 27.597; 1.6: 356.2; 1.7: 142.48; 1.8: 8.4594; 1.9: 1187.3333; 2: 37.8132; 2.1: 94.9614; 2.2: 1484.561; 2.3: 39.8195; 2.4: -1456.964; 2.5: -39.0793
| 2 | 54.85 | 1: 4.8528; 1.1: 27.8595; 1.2: 0.03736; 1.3: 356.525; 1.4: 0.74658; 1.5: 27.8595; 1.6: 356.525; 1.7: 142.61; 1.8: 8.4594; 1.9: 1188.4167; 2: 37.8477; 2.1: 94.9627; 2.2: 1487.252; 2.3: 39.8553; 2.4: -1459.3925; 2.5: -39.1087
| 2 | 54.9 | 1: 4.8943; 1.1: 28.1234; 1.2: 0.037714; 1.3: 356.85; 1.4: 0.75296; 1.5: 28.1234; 1.6: 356.85; 1.7: 142.74; 1.8: 8.4594; 1.9: 1189.5; 2: 37.8822; 2.1: 94.9639; 2.2: 1489.9455; 2.3: 39.8911; 2.4: -1461.8221; 2.5: -39.1382
| 2 | 54.95 | 1: 4.936; 1.1: 28.3888; 1.2: 0.03807; 1.3: 357.175; 1.4: 0.75938; 1.5: 28.3888; 1.6: 357.175; 1.7: 142.87; 1.8: 8.4594; 1.9: 1190.5833; 2: 37.9167; 2.1: 94.9651; 2.2: 1492.6415; 2.3: 39.9269; 2.4: -1464.2526; 2.5: -39.1676
| 2 | 55 | 1: 4.9778; 1.1: 28.6557; 1.2: 0.038428; 1.3: 357.5; 1.4: 0.76582; 1.5: 28.6557; 1.6: 357.5; 1.7: 143; 1.8: 8.4594; 1.9: 1191.6667; 2: 37.9512; 2.1: 94.9663; 2.2: 1495.3399; 2.3: 39.9628; 2.4: -1466.6842; 2.5: -39.1969
| 2 | 55.05 | 1: 5.0199; 1.1: 28.9241; 1.2: 0.038788; 1.3: 357.825; 1.4: 0.77229; 1.5: 28.9241; 1.6: 357.825; 1.7: 143.13; 1.8: 8.4594; 1.9: 1192.75; 2: 37.9857; 2.1: 94.9675; 2.2: 1498.0408; 2.3: 39.9986; 2.4: -1469.1167; 2.5: -39.2263
| 2 | 55.1 | 1: 5.0621; 1.1: 29.1939; 1.2: 0.03915; 1.3: 358.15; 1.4: 0.77879; 1.5: 29.1939; 1.6: 358.15; 1.7: 143.26; 1.8: 8.4594; 1.9: 1193.8333; 2: 38.0202; 2.1: 94.9688; 2.2: 1500.7441; 2.3: 40.0344; 2.4: -1471.5502; 2.5: -39.2556
| 2 | 55.15 | 1: 5.1045; 1.1: 29.4652; 1.2: 0.039513; 1.3: 358.475; 1.4: 0.78531; 1.5: 29.4652; 1.6: 358.475; 1.7: 143.39; 1.8: 8.4594; 1.9: 1194.9167; 2: 38.0547; 2.1: 94.97; 2.2: 1503.4499; 2.3: 40.0702; 2.4: -1473.9847; 2.5: -39.2849
| 2 | 55.2 | 1: 5.1471; 1.1: 29.738; 1.2: 0.039879; 1.3: 358.8; 1.4: 0.79186; 1.5: 29.738; 1.6: 358.8; 1.7: 143.52; 1.8: 8.4594; 1.9: 1196; 2: 38.0892; 2.1: 94.9712; 2.2: 1506.1582; 2.3: 40.106; 2.4: -1476.4202; 2.5: -39.3142
| 2 | 55.25 | 1: 5.1899; 1.1: 30.0123; 1.2: 0.040247; 1.3: 359.125; 1.4: 0.79845; 1.5: 30.0123; 1.6: 359.125; 1.7: 143.65; 1.8: 8.4594; 1.9: 1197.0833; 2: 38.1237; 2.1: 94.9724; 2.2: 1508.869; 2.3: 40.1419; 2.4: -1478.8567; 2.5: -39.3434
| 2 | 55.3 | 1: 5.2328; 1.1: 30.2881; 1.2: 0.040617; 1.3: 359.45; 1.4: 0.80505; 1.5: 30.2881; 1.6: 359.45; 1.7: 143.78; 1.8: 8.4594; 1.9: 1198.1667; 2: 38.1582; 2.1: 94.9736; 2.2: 1511.5822; 2.3: 40.1777; 2.4: -1481.2941; 2.5: -39.3726
| 2 | 55.35 | 1: 5.276; 1.1: 30.5653; 1.2: 0.040989; 1.3: 359.775; 1.4: 0.81169; 1.5: 30.5653; 1.6: 359.775; 1.7: 143.91; 1.8: 8.4594; 1.9: 1199.25; 2: 38.1927; 2.1: 94.9747; 2.2: 1514.2978; 2.3: 40.2135; 2.4: -1483.7325; 2.5: -39.4018
| 2 | 55.4 | 1: 5.3193; 1.1: 30.8441; 1.2: 0.041363; 1.3: 360.1; 1.4: 0.81835; 1.5: 30.8441; 1.6: 360.1; 1.7: 144.04; 1.8: 8.4594; 1.9: 1200.3333; 2: 38.2272; 2.1: 94.9759; 2.2: 1517.016; 2.3: 40.2493; 2.4: -1486.1719; 2.5: -39.431
| 2 | 55.45 | 1: 5.3628; 1.1: 31.1244; 1.2: 0.041738; 1.3: 360.425; 1.4: 0.82504; 1.5: 31.1244; 1.6: 360.425; 1.7: 144.17; 1.8: 8.4594; 1.9: 1201.4167; 2: 38.2617; 2.1: 94.9771; 2.2: 1519.7366; 2.3: 40.2852; 2.4: -1488.6122; 2.5: -39.4601
| 2 | 55.5 | 1: 5.4065; 1.1: 31.4061; 1.2: 0.042116; 1.3: 360.75; 1.4: 0.83176; 1.5: 31.4061; 1.6: 360.75; 1.7: 144.3; 1.8: 8.4594; 1.9: 1202.5; 2: 38.2962; 2.1: 94.9783; 2.2: 1522.4597; 2.3: 40.321; 2.4: -1491.0535; 2.5: -39.4892
| 2 | 55.55 | 1: 5.4503; 1.1: 31.6894; 1.2: 0.042496; 1.3: 361.075; 1.4: 0.83851; 1.5: 31.6894; 1.6: 361.075; 1.7: 144.43; 1.8: 8.4594; 1.9: 1203.5833; 2: 38.3307; 2.1: 94.9795; 2.2: 1525.1852; 2.3: 40.3568; 2.4: -1493.4958; 2.5: -39.5183
| 2 | 55.6 | 1: 5.4943; 1.1: 31.9742; 1.2: 0.042878; 1.3: 361.4; 1.4: 0.84528; 1.5: 31.9742; 1.6: 361.4; 1.7: 144.56; 1.8: 8.4594; 1.9: 1204.6667; 2: 38.3652; 2.1: 94.9806; 2.2: 1527.9132; 2.3: 40.3926; 2.4: -1495.939; 2.5: -39.5473
| 2 | 55.65 | 1: 5.5386; 1.1: 32.2605; 1.2: 0.043262; 1.3: 361.725; 1.4: 0.85209; 1.5: 32.2605; 1.6: 361.725; 1.7: 144.69; 1.8: 8.4594; 1.9: 1205.75; 2: 38.3997; 2.1: 94.9818; 2.2: 1530.6437; 2.3: 40.4285; 2.4: -1498.3832; 2.5: -39.5764
| 2 | 55.7 | 1: 5.583; 1.1: 32.5483; 1.2: 0.043648; 1.3: 362.05; 1.4: 0.85892; 1.5: 32.5483; 1.6: 362.05; 1.7: 144.82; 1.8: 8.4594; 1.9: 1206.8333; 2: 38.4342; 2.1: 94.983; 2.2: 1533.3766; 2.3: 40.4643; 2.4: -1500.8283; 2.5: -39.6054
| 2 | 55.75 | 1: 5.6275; 1.1: 32.8376; 1.2: 0.044036; 1.3: 362.375; 1.4: 0.86577; 1.5: 32.8376; 1.6: 362.375; 1.7: 144.95; 1.8: 8.4594; 1.9: 1207.9167; 2: 38.4687; 2.1: 94.9841; 2.2: 1536.112; 2.3: 40.5001; 2.4: -1503.2744; 2.5: -39.6343
| 2 | 55.8 | 1: 5.6723; 1.1: 33.1285; 1.2: 0.044426; 1.3: 362.7; 1.4: 0.87266; 1.5: 33.1285; 1.6: 362.7; 1.7: 145.08; 1.8: 8.4594; 1.9: 1209; 2: 38.5032; 2.1: 94.9853; 2.2: 1538.8499; 2.3: 40.5359; 2.4: -1505.7215; 2.5: -39.6633
| 2 | 55.85 | 1: 5.7172; 1.1: 33.4208; 1.2: 0.044818; 1.3: 363.025; 1.4: 0.87957; 1.5: 33.4208; 1.6: 363.025; 1.7: 145.21; 1.8: 8.4594; 1.9: 1210.0833; 2: 38.5377; 2.1: 94.9864; 2.2: 1541.5903; 2.3: 40.5718; 2.4: -1508.1695; 2.5: -39.6922
| 2 | 55.9 | 1: 5.7623; 1.1: 33.7147; 1.2: 0.045212; 1.3: 363.35; 1.4: 0.88651; 1.5: 33.7147; 1.6: 363.35; 1.7: 145.34; 1.8: 8.4594; 1.9: 1211.1667; 2: 38.5722; 2.1: 94.9876; 2.2: 1544.3331; 2.3: 40.6076; 2.4: -1510.6184; 2.5: -39.7211
| 2 | 55.95 | 1: 5.8076; 1.1: 34.0101; 1.2: 0.045608; 1.3: 363.675; 1.4: 0.89348; 1.5: 34.0101; 1.6: 363.675; 1.7: 145.47; 1.8: 8.4594; 1.9: 1212.25; 2: 38.6067; 2.1: 94.9887; 2.2: 1547.0784; 2.3: 40.6434; 2.4: -1513.0682; 2.5: -39.75
| 2 | 56 | 1: 5.8531; 1.1: 34.3071; 1.2: 0.046007; 1.3: 364; 1.4: 0.90048; 1.5: 34.3071; 1.6: 364; 1.7: 145.6; 1.8: 8.4594; 1.9: 1213.3333; 2: 38.6412; 2.1: 94.9899; 2.2: 1549.8262; 2.3: 40.6793; 2.4: -1515.5191; 2.5: -39.7788
| 2 | 56.05 | 1: 5.8988; 1.1: 34.6056; 1.2: 0.046407; 1.3: 364.325; 1.4: 0.90751; 1.5: 34.6056; 1.6: 364.325; 1.7: 145.73; 1.8: 8.4594; 1.9: 1214.4167; 2: 38.6757; 2.1: 94.991; 2.2: 1552.5764; 2.3: 40.7151; 2.4: -1517.9708; 2.5: -39.8076
| 2 | 56.1 | 1: 5.9446; 1.1: 34.9056; 1.2: 0.046809; 1.3: 364.65; 1.4: 0.91456; 1.5: 34.9056; 1.6: 364.65; 1.7: 145.86; 1.8: 8.4594; 1.9: 1215.5; 2: 38.7102; 2.1: 94.9921; 2.2: 1555.3291; 2.3: 40.7509; 2.4: -1520.4235; 2.5: -39.8364
| 2 | 56.15 | 1: 5.9906; 1.1: 35.2072; 1.2: 0.047214; 1.3: 364.975; 1.4: 0.92164; 1.5: 35.2072; 1.6: 364.975; 1.7: 145.99; 1.8: 8.4594; 1.9: 1216.5833; 2: 38.7447; 2.1: 94.9933; 2.2: 1558.0843; 2.3: 40.7868; 2.4: -1522.8771; 2.5: -39.8651
| 2 | 56.2 | 1: 6.0368; 1.1: 35.5103; 1.2: 0.04762; 1.3: 365.3; 1.4: 0.92875; 1.5: 35.5103; 1.6: 365.3; 1.7: 146.12; 1.8: 8.4594; 1.9: 1217.6667; 2: 38.7792; 2.1: 94.9944; 2.2: 1560.8419; 2.3: 40.8226; 2.4: -1525.3316; 2.5: -39.8939
| 2 | 56.25 | 1: 6.0832; 1.1: 35.815; 1.2: 0.048029; 1.3: 365.625; 1.4: 0.93588; 1.5: 35.815; 1.6: 365.625; 1.7: 146.25; 1.8: 8.4594; 1.9: 1218.75; 2: 38.8137; 2.1: 94.9955; 2.2: 1563.602; 2.3: 40.8585; 2.4: -1527.787; 2.5: -39.9226
| 2 | 56.3 | 1: 6.1298; 1.1: 36.1212; 1.2: 0.048439; 1.3: 365.95; 1.4: 0.94304; 1.5: 36.1212; 1.6: 365.95; 1.7: 146.38; 1.8: 8.4594; 1.9: 1219.8333; 2: 38.8482; 2.1: 94.9966; 2.2: 1566.3646; 2.3: 40.8943; 2.4: -1530.2434; 2.5: -39.9513
| 2 | 56.35 | 1: 6.1765; 1.1: 36.429; 1.2: 0.048852; 1.3: 366.275; 1.4: 0.95024; 1.5: 36.429; 1.6: 366.275; 1.7: 146.51; 1.8: 8.4594; 1.9: 1220.9167; 2: 38.8827; 2.1: 94.9977; 2.2: 1569.1297; 2.3: 40.9301; 2.4: -1532.7007; 2.5: -39.9799
| 2 | 56.4 | 1: 6.2235; 1.1: 36.7383; 1.2: 0.049267; 1.3: 366.6; 1.4: 0.95746; 1.5: 36.7383; 1.6: 366.6; 1.7: 146.64; 1.8: 8.4594; 1.9: 1222; 2: 38.9172; 2.1: 94.9988; 2.2: 1571.8973; 2.3: 40.966; 2.4: -1535.1589; 2.5: -40.0085
| 2 | 56.45 | 1: 6.2706; 1.1: 37.0492; 1.2: 0.049684; 1.3: 366.925; 1.4: 0.9647; 1.5: 37.0492; 1.6: 366.925; 1.7: 146.77; 1.8: 8.4594; 1.9: 1223.0833; 2: 38.9517; 2.1: 94.9999; 2.2: 1574.6673; 2.3: 41.0018; 2.4: -1537.618; 2.5: -40.0371
| 2 | 56.5 | 1: 6.3179; 1.1: 37.3617; 1.2: 0.050103; 1.3: 367.25; 1.4: 0.97198; 1.5: 37.3617; 1.6: 367.25; 1.7: 146.9; 1.8: 8.4594; 1.9: 1224.1667; 2: 38.9862; 2.1: 95.001; 2.2: 1577.4398; 2.3: 41.0377; 2.4: -1540.0781; 2.5: -40.0657
| 2 | 56.55 | 1: 6.3653; 1.1: 37.6757; 1.2: 0.050524; 1.3: 367.575; 1.4: 0.97928; 1.5: 37.6757; 1.6: 367.575; 1.7: 147.03; 1.8: 8.4594; 1.9: 1225.25; 2: 39.0207; 2.1: 95.0021; 2.2: 1580.2147; 2.3: 41.0735; 2.4: -1542.539; 2.5: -40.0942
| 2 | 56.6 | 1: 6.413; 1.1: 37.9913; 1.2: 0.050947; 1.3: 367.9; 1.4: 0.98661; 1.5: 37.9913; 1.6: 367.9; 1.7: 147.16; 1.8: 8.4594; 1.9: 1226.3333; 2: 39.0552; 2.1: 95.0032; 2.2: 1582.9922; 2.3: 41.1093; 2.4: -1545.0009; 2.5: -40.1227
| 2 | 56.65 | 1: 6.4608; 1.1: 38.3085; 1.2: 0.051372; 1.3: 368.225; 1.4: 0.99397; 1.5: 38.3085; 1.6: 368.225; 1.7: 147.29; 1.8: 8.4594; 1.9: 1227.4167; 2: 39.0897; 2.1: 95.0043; 2.2: 1585.7721; 2.3: 41.1452; 2.4: -1547.4636; 2.5: -40.1512
| 2 | 56.7 | 1: 6.5088; 1.1: 38.6272; 1.2: 0.0518; 1.3: 368.55; 1.4: 1.0014; 1.5: 38.6272; 1.6: 368.55; 1.7: 147.42; 1.8: 8.4594; 1.9: 1228.5; 2: 39.1242; 2.1: 95.0054; 2.2: 1588.5545; 2.3: 41.181; 2.4: -1549.9273; 2.5: -40.1797
| 2 | 56.75 | 1: 6.557; 1.1: 38.9475; 1.2: 0.052229; 1.3: 368.875; 1.4: 1.0088; 1.5: 38.9475; 1.6: 368.875; 1.7: 147.55; 1.8: 8.4594; 1.9: 1229.5833; 2: 39.1587; 2.1: 95.0065; 2.2: 1591.3393; 2.3: 41.2169; 2.4: -1552.3918; 2.5: -40.2081
| 2 | 56.8 | 1: 6.6054; 1.1: 39.2694; 1.2: 0.052661; 1.3: 369.2; 1.4: 1.0162; 1.5: 39.2694; 1.6: 369.2; 1.7: 147.68; 1.8: 8.4594; 1.9: 1230.6667; 2: 39.1932; 2.1: 95.0075; 2.2: 1594.1267; 2.3: 41.2527; 2.4: -1554.8573; 2.5: -40.2365
| 2 | 56.85 | 1: 6.6539; 1.1: 39.5929; 1.2: 0.053095; 1.3: 369.525; 1.4: 1.0237; 1.5: 39.5929; 1.6: 369.525; 1.7: 147.81; 1.8: 8.4594; 1.9: 1231.75; 2: 39.2277; 2.1: 95.0086; 2.2: 1596.9165; 2.3: 41.2886; 2.4: -1557.3236; 2.5: -40.2649
| 2 | 56.9 | 1: 6.7027; 1.1: 39.918; 1.2: 0.053531; 1.3: 369.85; 1.4: 1.0312; 1.5: 39.918; 1.6: 369.85; 1.7: 147.94; 1.8: 8.4594; 1.9: 1232.8333; 2: 39.2622; 2.1: 95.0097; 2.2: 1599.7088; 2.3: 41.3244; 2.4: -1559.7908; 2.5: -40.2933
| 2 | 56.95 | 1: 6.7516; 1.1: 40.2446; 1.2: 0.053969; 1.3: 370.175; 1.4: 1.0387; 1.5: 40.2446; 1.6: 370.175; 1.7: 148.07; 1.8: 8.4594; 1.9: 1233.9167; 2: 39.2967; 2.1: 95.0107; 2.2: 1602.5036; 2.3: 41.3603; 2.4: -1562.2589; 2.5: -40.3216
| 2 | 57 | 1: 6.8007; 1.1: 40.5729; 1.2: 0.054409; 1.3: 370.5; 1.4: 1.0463; 1.5: 40.5729; 1.6: 370.5; 1.7: 148.2; 1.8: 8.4594; 1.9: 1235; 2: 39.3312; 2.1: 95.0118; 2.2: 1605.3008; 2.3: 41.3961; 2.4: -1564.7279; 2.5: -40.3499
| 2 | 57.05 | 1: 6.85; 1.1: 40.9027; 1.2: 0.054851; 1.3: 370.825; 1.4: 1.0538; 1.5: 40.9027; 1.6: 370.825; 1.7: 148.33; 1.8: 8.4594; 1.9: 1236.0833; 2: 39.3657; 2.1: 95.0128; 2.2: 1608.1006; 2.3: 41.432; 2.4: -1567.1978; 2.5: -40.3782
| 2 | 57.1 | 1: 6.8994; 1.1: 41.2342; 1.2: 0.055296; 1.3: 371.15; 1.4: 1.0614; 1.5: 41.2342; 1.6: 371.15; 1.7: 148.46; 1.8: 8.4594; 1.9: 1237.1667; 2: 39.4002; 2.1: 95.0139; 2.2: 1610.9028; 2.3: 41.4678; 2.4: -1569.6686; 2.5: -40.4064
| 2 | 57.15 | 1: 6.9491; 1.1: 41.5672; 1.2: 0.055743; 1.3: 371.475; 1.4: 1.0691; 1.5: 41.5672; 1.6: 371.475; 1.7: 148.59; 1.8: 8.4594; 1.9: 1238.25; 2: 39.4347; 2.1: 95.0149; 2.2: 1613.7074; 2.3: 41.5037; 2.4: -1572.1402; 2.5: -40.4346
| 2 | 57.2 | 1: 6.9989; 1.1: 41.9019; 1.2: 0.056191; 1.3: 371.8; 1.4: 1.0768; 1.5: 41.9019; 1.6: 371.8; 1.7: 148.72; 1.8: 8.4594; 1.9: 1239.3333; 2: 39.4692; 2.1: 95.016; 2.2: 1616.5146; 2.3: 41.5396; 2.4: -1574.6127; 2.5: -40.4628
| 2 | 57.25 | 1: 7.0489; 1.1: 42.2382; 1.2: 0.056642; 1.3: 372.125; 1.4: 1.0844; 1.5: 42.2382; 1.6: 372.125; 1.7: 148.85; 1.8: 8.4594; 1.9: 1240.4167; 2: 39.5037; 2.1: 95.017; 2.2: 1619.3243; 2.3: 41.5754; 2.4: -1577.0861; 2.5: -40.491
| 2 | 57.3 | 1: 7.0991; 1.1: 42.576; 1.2: 0.057095; 1.3: 372.45; 1.4: 1.0922; 1.5: 42.576; 1.6: 372.45; 1.7: 148.98; 1.8: 8.4594; 1.9: 1241.5; 2: 39.5382; 2.1: 95.018; 2.2: 1622.1364; 2.3: 41.6113; 2.4: -1579.5603; 2.5: -40.5191
| 2 | 57.35 | 1: 7.1495; 1.1: 42.9155; 1.2: 0.057551; 1.3: 372.775; 1.4: 1.0999; 1.5: 42.9155; 1.6: 372.775; 1.7: 149.11; 1.8: 8.4594; 1.9: 1242.5833; 2: 39.5727; 2.1: 95.0191; 2.2: 1624.951; 2.3: 41.6471; 2.4: -1582.0355; 2.5: -40.5472
| 2 | 57.4 | 1: 7.2; 1.1: 43.2567; 1.2: 0.058008; 1.3: 373.1; 1.4: 1.1077; 1.5: 43.2567; 1.6: 373.1; 1.7: 149.24; 1.8: 8.4594; 1.9: 1243.6667; 2: 39.6072; 2.1: 95.0201; 2.2: 1627.7681; 2.3: 41.683; 2.4: -1584.5114; 2.5: -40.5753
| 2 | 57.45 | 1: 7.2507; 1.1: 43.5994; 1.2: 0.058468; 1.3: 373.425; 1.4: 1.1155; 1.5: 43.5994; 1.6: 373.425; 1.7: 149.37; 1.8: 8.4594; 1.9: 1244.75; 2: 39.6417; 2.1: 95.0211; 2.2: 1630.5876; 2.3: 41.7189; 2.4: -1586.9883; 2.5: -40.6034
| 2 | 57.5 | 1: 7.3016; 1.1: 43.9437; 1.2: 0.05893; 1.3: 373.75; 1.4: 1.1233; 1.5: 43.9437; 1.6: 373.75; 1.7: 149.5; 1.8: 8.4594; 1.9: 1245.8333; 2: 39.6762; 2.1: 95.0221; 2.2: 1633.4097; 2.3: 41.7547; 2.4: -1589.466; 2.5: -40.6314
| 2 | 57.55 | 1: 7.3527; 1.1: 44.2897; 1.2: 0.059394; 1.3: 374.075; 1.4: 1.1312; 1.5: 44.2897; 1.6: 374.075; 1.7: 149.63; 1.8: 8.4594; 1.9: 1246.9167; 2: 39.7107; 2.1: 95.0231; 2.2: 1636.2342; 2.3: 41.7906; 2.4: -1591.9445; 2.5: -40.6594
| 2 | 57.6 | 1: 7.404; 1.1: 44.6373; 1.2: 0.05986; 1.3: 374.4; 1.4: 1.1391; 1.5: 44.6373; 1.6: 374.4; 1.7: 149.76; 1.8: 8.4594; 1.9: 1248; 2: 39.7452; 2.1: 95.0241; 2.2: 1639.0612; 2.3: 41.8264; 2.4: -1594.4239; 2.5: -40.6874
| 2 | 57.65 | 1: 7.4555; 1.1: 44.9866; 1.2: 0.060328; 1.3: 374.725; 1.4: 1.147; 1.5: 44.9866; 1.6: 374.725; 1.7: 149.89; 1.8: 8.4594; 1.9: 1249.0833; 2: 39.7797; 2.1: 95.0252; 2.2: 1641.8907; 2.3: 41.8623; 2.4: -1596.9041; 2.5: -40.7153
| 2 | 57.7 | 1: 7.5071; 1.1: 45.3375; 1.2: 0.060799; 1.3: 375.05; 1.4: 1.1549; 1.5: 45.3375; 1.6: 375.05; 1.7: 150.02; 1.8: 8.4594; 1.9: 1250.1667; 2: 39.8142; 2.1: 95.0262; 2.2: 1644.7227; 2.3: 41.8982; 2.4: -1599.3852; 2.5: -40.7432
| 2 | 57.75 | 1: 7.5589; 1.1: 45.69; 1.2: 0.061271; 1.3: 375.375; 1.4: 1.1629; 1.5: 45.69; 1.6: 375.375; 1.7: 150.15; 1.8: 8.4594; 1.9: 1251.25; 2: 39.8487; 2.1: 95.0271; 2.2: 1647.5572; 2.3: 41.934; 2.4: -1601.8672; 2.5: -40.7711
| 2 | 57.8 | 1: 7.6109; 1.1: 46.0442; 1.2: 0.061746; 1.3: 375.7; 1.4: 1.1709; 1.5: 46.0442; 1.6: 375.7; 1.7: 150.28; 1.8: 8.4594; 1.9: 1252.3333; 2: 39.8832; 2.1: 95.0281; 2.2: 1650.3941; 2.3: 41.9699; 2.4: -1604.3499; 2.5: -40.799
| 2 | 57.85 | 1: 7.6631; 1.1: 46.4; 1.2: 0.062223; 1.3: 376.025; 1.4: 1.1789; 1.5: 46.4; 1.6: 376.025; 1.7: 150.41; 1.8: 8.4594; 1.9: 1253.4167; 2: 39.9177; 2.1: 95.0291; 2.2: 1653.2335; 2.3: 42.0058; 2.4: -1606.8336; 2.5: -40.8268
| 2 | 57.9 | 1: 7.7155; 1.1: 46.7574; 1.2: 0.062703; 1.3: 376.35; 1.4: 1.187; 1.5: 46.7574; 1.6: 376.35; 1.7: 150.54; 1.8: 8.4594; 1.9: 1254.5; 2: 39.9522; 2.1: 95.0301; 2.2: 1656.0755; 2.3: 42.0417; 2.4: -1609.318; 2.5: -40.8547
| 2 | 57.95 | 1: 7.768; 1.1: 47.1166; 1.2: 0.063184; 1.3: 376.675; 1.4: 1.1951; 1.5: 47.1166; 1.6: 376.675; 1.7: 150.67; 1.8: 8.4594; 1.9: 1255.5833; 2: 39.9867; 2.1: 95.0311; 2.2: 1658.9198; 2.3: 42.0775; 2.4: -1611.8033; 2.5: -40.8824
| 2 | 58 | 1: 7.8208; 1.1: 47.4773; 1.2: 0.063668; 1.3: 377; 1.4: 1.2032; 1.5: 47.4773; 1.6: 377; 1.7: 150.8; 1.8: 8.4594; 1.9: 1256.6667; 2: 40.0212; 2.1: 95.0321; 2.2: 1661.7667; 2.3: 42.1134; 2.4: -1614.2894; 2.5: -40.9102
| 2 | 58.05 | 1: 7.8737; 1.1: 47.8397; 1.2: 0.064154; 1.3: 377.325; 1.4: 1.2113; 1.5: 47.8397; 1.6: 377.325; 1.7: 150.93; 1.8: 8.4594; 1.9: 1257.75; 2: 40.0557; 2.1: 95.033; 2.2: 1664.6161; 2.3: 42.1493; 2.4: -1616.7763; 2.5: -40.9379
| 2 | 58.1 | 1: 7.9268; 1.1: 48.2038; 1.2: 0.064642; 1.3: 377.65; 1.4: 1.2195; 1.5: 48.2038; 1.6: 377.65; 1.7: 151.06; 1.8: 8.4594; 1.9: 1258.8333; 2: 40.0902; 2.1: 95.034; 2.2: 1667.4679; 2.3: 42.1852; 2.4: -1619.2641; 2.5: -40.9656
| 2 | 58.15 | 1: 7.9801; 1.1: 48.5696; 1.2: 0.065133; 1.3: 377.975; 1.4: 1.2277; 1.5: 48.5696; 1.6: 377.975; 1.7: 151.19; 1.8: 8.4594; 1.9: 1259.9167; 2: 40.1247; 2.1: 95.035; 2.2: 1670.3223; 2.3: 42.221; 2.4: -1621.7527; 2.5: -40.9933
| 2 | 58.2 | 1: 8.0335; 1.1: 48.937; 1.2: 0.065626; 1.3: 378.3; 1.4: 1.2359; 1.5: 48.937; 1.6: 378.3; 1.7: 151.32; 1.8: 8.4594; 1.9: 1261; 2: 40.1592; 2.1: 95.0359; 2.2: 1673.1791; 2.3: 42.2569; 2.4: -1624.2421; 2.5: -41.021
| 2 | 58.25 | 1: 8.0872; 1.1: 49.3061; 1.2: 0.066121; 1.3: 378.625; 1.4: 1.2442; 1.5: 49.3061; 1.6: 378.625; 1.7: 151.45; 1.8: 8.4594; 1.9: 1262.0833; 2: 40.1937; 2.1: 95.0369; 2.2: 1676.0384; 2.3: 42.2928; 2.4: -1626.7323; 2.5: -41.0486
| 2 | 58.3 | 1: 8.141; 1.1: 49.6768; 1.2: 0.066618; 1.3: 378.95; 1.4: 1.2525; 1.5: 49.6768; 1.6: 378.95; 1.7: 151.58; 1.8: 8.4594; 1.9: 1263.1667; 2: 40.2282; 2.1: 95.0378; 2.2: 1678.9002; 2.3: 42.3287; 2.4: -1629.2233; 2.5: -41.0762
| 2 | 58.35 | 1: 8.195; 1.1: 50.0493; 1.2: 0.067117; 1.3: 379.275; 1.4: 1.2608; 1.5: 50.0493; 1.6: 379.275; 1.7: 151.71; 1.8: 8.4594; 1.9: 1264.25; 2: 40.2627; 2.1: 95.0388; 2.2: 1681.7645; 2.3: 42.3645; 2.4: -1631.7152; 2.5: -41.1038
| 2 | 58.4 | 1: 8.2492; 1.1: 50.4234; 1.2: 0.067619; 1.3: 379.6; 1.4: 1.2691; 1.5: 50.4234; 1.6: 379.6; 1.7: 151.84; 1.8: 8.4594; 1.9: 1265.3333; 2: 40.2972; 2.1: 95.0397; 2.2: 1684.6312; 2.3: 42.4004; 2.4: -1634.2078; 2.5: -41.1313
| 2 | 58.45 | 1: 8.3036; 1.1: 50.7992; 1.2: 0.068123; 1.3: 379.925; 1.4: 1.2775; 1.5: 50.7992; 1.6: 379.925; 1.7: 151.97; 1.8: 8.4594; 1.9: 1266.4167; 2: 40.3317; 2.1: 95.0406; 2.2: 1687.5005; 2.3: 42.4363; 2.4: -1636.7013; 2.5: -41.1588
| 2 | 58.5 | 1: 8.3581; 1.1: 51.1767; 1.2: 0.068629; 1.3: 380.25; 1.4: 1.2859; 1.5: 51.1767; 1.6: 380.25; 1.7: 152.1; 1.8: 8.4594; 1.9: 1267.5; 2: 40.3662; 2.1: 95.0416; 2.2: 1690.3722; 2.3: 42.4722; 2.4: -1639.1956; 2.5: -41.1863
| 2 | 58.55 | 1: 8.4128; 1.1: 51.5558; 1.2: 0.069138; 1.3: 380.575; 1.4: 1.2943; 1.5: 51.5558; 1.6: 380.575; 1.7: 152.23; 1.8: 8.4594; 1.9: 1268.5833; 2: 40.4007; 2.1: 95.0425; 2.2: 1693.2464; 2.3: 42.5081; 2.4: -1641.6906; 2.5: -41.2138
| 2 | 58.6 | 1: 8.4678; 1.1: 51.9367; 1.2: 0.069648; 1.3: 380.9; 1.4: 1.3027; 1.5: 51.9367; 1.6: 380.9; 1.7: 152.36; 1.8: 8.4594; 1.9: 1269.6667; 2: 40.4352; 2.1: 95.0434; 2.2: 1696.1232; 2.3: 42.544; 2.4: -1644.1865; 2.5: -41.2412
| 2 | 58.65 | 1: 8.5229; 1.1: 52.3193; 1.2: 0.070161; 1.3: 381.225; 1.4: 1.3112; 1.5: 52.3193; 1.6: 381.225; 1.7: 152.49; 1.8: 8.4594; 1.9: 1270.75; 2: 40.4697; 2.1: 95.0443; 2.2: 1699.0024; 2.3: 42.5799; 2.4: -1646.6831; 2.5: -41.2687
| 2 | 58.7 | 1: 8.5781; 1.1: 52.7035; 1.2: 0.070677; 1.3: 381.55; 1.4: 1.3197; 1.5: 52.7035; 1.6: 381.55; 1.7: 152.62; 1.8: 8.4594; 1.9: 1271.8333; 2: 40.5042; 2.1: 95.0453; 2.2: 1701.8841; 2.3: 42.6157; 2.4: -1649.1805; 2.5: -41.296
| 2 | 58.75 | 1: 8.6336; 1.1: 53.0895; 1.2: 0.071194; 1.3: 381.875; 1.4: 1.3282; 1.5: 53.0895; 1.6: 381.875; 1.7: 152.75; 1.8: 8.4594; 1.9: 1272.9167; 2: 40.5387; 2.1: 95.0462; 2.2: 1704.7682; 2.3: 42.6516; 2.4: -1651.6788; 2.5: -41.3234
| 2 | 58.8 | 1: 8.6893; 1.1: 53.4771; 1.2: 0.071714; 1.3: 382.2; 1.4: 1.3368; 1.5: 53.4771; 1.6: 382.2; 1.7: 152.88; 1.8: 8.4594; 1.9: 1274; 2: 40.5732; 2.1: 95.0471; 2.2: 1707.6549; 2.3: 42.6875; 2.4: -1654.1778; 2.5: -41.3507
| 2 | 58.85 | 1: 8.7451; 1.1: 53.8665; 1.2: 0.072236; 1.3: 382.525; 1.4: 1.3454; 1.5: 53.8665; 1.6: 382.525; 1.7: 153.01; 1.8: 8.4594; 1.9: 1275.0833; 2: 40.6077; 2.1: 95.048; 2.2: 1710.5441; 2.3: 42.7234; 2.4: -1656.6776; 2.5: -41.378
| 2 | 58.9 | 1: 8.8011; 1.1: 54.2576; 1.2: 0.072761; 1.3: 382.85; 1.4: 1.354; 1.5: 54.2576; 1.6: 382.85; 1.7: 153.14; 1.8: 8.4594; 1.9: 1276.1667; 2: 40.6423; 2.1: 95.0489; 2.2: 1713.4357; 2.3: 42.7593; 2.4: -1659.1781; 2.5: -41.4053
| 2 | 58.95 | 1: 8.8573; 1.1: 54.6504; 1.2: 0.073287; 1.3: 383.175; 1.4: 1.3627; 1.5: 54.6504; 1.6: 383.175; 1.7: 153.27; 1.8: 8.4594; 1.9: 1277.25; 2: 40.6768; 2.1: 95.0498; 2.2: 1716.3299; 2.3: 42.7952; 2.4: -1661.6795; 2.5: -41.4326
| 2 | 59 | 1: 8.9137; 1.1: 55.0449; 1.2: 0.073816; 1.3: 383.5; 1.4: 1.3713; 1.5: 55.0449; 1.6: 383.5; 1.7: 153.4; 1.8: 8.4594; 1.9: 1278.3333; 2: 40.7113; 2.1: 95.0507; 2.2: 1719.2265; 2.3: 42.8311; 2.4: -1664.1816; 2.5: -41.4598
| 2 | 59.05 | 1: 8.9702; 1.1: 55.4411; 1.2: 0.074348; 1.3: 383.825; 1.4: 1.38; 1.5: 55.4411; 1.6: 383.825; 1.7: 153.53; 1.8: 8.4594; 1.9: 1279.4167; 2: 40.7458; 2.1: 95.0515; 2.2: 1722.1256; 2.3: 42.867; 2.4: -1666.6845; 2.5: -41.487
| 2 | 59.1 | 1: 9.027; 1.1: 55.839; 1.2: 0.074881; 1.3: 384.15; 1.4: 1.3888; 1.5: 55.839; 1.6: 384.15; 1.7: 153.66; 1.8: 8.4594; 1.9: 1280.5; 2: 40.7803; 2.1: 95.0524; 2.2: 1725.0272; 2.3: 42.9029; 2.4: -1669.1882; 2.5: -41.5141
| 2 | 59.15 | 1: 9.0839; 1.1: 56.2387; 1.2: 0.075417; 1.3: 384.475; 1.4: 1.3975; 1.5: 56.2387; 1.6: 384.475; 1.7: 153.79; 1.8: 8.4594; 1.9: 1281.5833; 2: 40.8148; 2.1: 95.0533; 2.2: 1727.9313; 2.3: 42.9388; 2.4: -1671.6926; 2.5: -41.5413
| 2 | 59.2 | 1: 9.141; 1.1: 56.6401; 1.2: 0.075956; 1.3: 384.8; 1.4: 1.4063; 1.5: 56.6401; 1.6: 384.8; 1.7: 153.92; 1.8: 8.4594; 1.9: 1282.6667; 2: 40.8493; 2.1: 95.0542; 2.2: 1730.8379; 2.3: 42.9747; 2.4: -1674.1978; 2.5: -41.5684
| 2 | 59.25 | 1: 9.1983; 1.1: 57.0432; 1.2: 0.076496; 1.3: 385.125; 1.4: 1.4151; 1.5: 57.0432; 1.6: 385.125; 1.7: 154.05; 1.8: 8.4594; 1.9: 1283.75; 2: 40.8838; 2.1: 95.0551; 2.2: 1733.747; 2.3: 43.0106; 2.4: -1676.7037; 2.5: -41.5955
| 2 | 59.3 | 1: 9.2558; 1.1: 57.4481; 1.2: 0.077039; 1.3: 385.45; 1.4: 1.424; 1.5: 57.4481; 1.6: 385.45; 1.7: 154.18; 1.8: 8.4594; 1.9: 1284.8333; 2: 40.9183; 2.1: 95.0559; 2.2: 1736.6586; 2.3: 43.0465; 2.4: -1679.2104; 2.5: -41.6226
| 2 | 59.35 | 1: 9.3134; 1.1: 57.8547; 1.2: 0.077584; 1.3: 385.775; 1.4: 1.4328; 1.5: 57.8547; 1.6: 385.775; 1.7: 154.31; 1.8: 8.4594; 1.9: 1285.9167; 2: 40.9528; 2.1: 95.0568; 2.2: 1739.5726; 2.3: 43.0824; 2.4: -1681.7179; 2.5: -41.6496
| 2 | 59.4 | 1: 9.3713; 1.1: 58.2631; 1.2: 0.078132; 1.3: 386.1; 1.4: 1.4417; 1.5: 58.2631; 1.6: 386.1; 1.7: 154.44; 1.8: 8.4594; 1.9: 1287; 2: 40.9873; 2.1: 95.0576; 2.2: 1742.4892; 2.3: 43.1183; 2.4: -1684.2261; 2.5: -41.6766
| 2 | 59.45 | 1: 9.4293; 1.1: 58.6731; 1.2: 0.078682; 1.3: 386.425; 1.4: 1.4507; 1.5: 58.6731; 1.6: 386.425; 1.7: 154.57; 1.8: 8.4594; 1.9: 1288.0833; 2: 41.0218; 2.1: 95.0585; 2.2: 1745.4082; 2.3: 43.1542; 2.4: -1686.7351; 2.5: -41.7036
| 2 | 59.5 | 1: 9.4875; 1.1: 59.085; 1.2: 0.079234; 1.3: 386.75; 1.4: 1.4596; 1.5: 59.085; 1.6: 386.75; 1.7: 154.7; 1.8: 8.4594; 1.9: 1289.1667; 2: 41.0563; 2.1: 95.0593; 2.2: 1748.3298; 2.3: 43.1901; 2.4: -1689.2448; 2.5: -41.7305
| 2 | 59.55 | 1: 9.5459; 1.1: 59.4986; 1.2: 0.079789; 1.3: 387.075; 1.4: 1.4686; 1.5: 59.4986; 1.6: 387.075; 1.7: 154.83; 1.8: 8.4594; 1.9: 1290.25; 2: 41.0908; 2.1: 95.0602; 2.2: 1751.2538; 2.3: 43.2261; 2.4: -1691.7552; 2.5: -41.7575
| 2 | 59.6 | 1: 9.6045; 1.1: 59.9139; 1.2: 0.080346; 1.3: 387.4; 1.4: 1.4776; 1.5: 59.9139; 1.6: 387.4; 1.7: 154.96; 1.8: 8.4594; 1.9: 1291.3333; 2: 41.1253; 2.1: 95.061; 2.2: 1754.1803; 2.3: 43.262; 2.4: -1694.2664; 2.5: -41.7844
| 2 | 59.65 | 1: 9.6632; 1.1: 60.331; 1.2: 0.080905; 1.3: 387.725; 1.4: 1.4866; 1.5: 60.331; 1.6: 387.725; 1.7: 155.09; 1.8: 8.4594; 1.9: 1292.4167; 2: 41.1598; 2.1: 95.0619; 2.2: 1757.1093; 2.3: 43.2979; 2.4: -1696.7783; 2.5: -41.8112
| 2 | 59.7 | 1: 9.7222; 1.1: 60.7499; 1.2: 0.081467; 1.3: 388.05; 1.4: 1.4957; 1.5: 60.7499; 1.6: 388.05; 1.7: 155.22; 1.8: 8.4594; 1.9: 1293.5; 2: 41.1943; 2.1: 95.0627; 2.2: 1760.0409; 2.3: 43.3338; 2.4: -1699.291; 2.5: -41.8381
| 2 | 59.75 | 1: 9.7813; 1.1: 61.1705; 1.2: 0.082031; 1.3: 388.375; 1.4: 1.5048; 1.5: 61.1705; 1.6: 388.375; 1.7: 155.35; 1.8: 8.4594; 1.9: 1294.5833; 2: 41.2288; 2.1: 95.0635; 2.2: 1762.9749; 2.3: 43.3697; 2.4: -1701.8044; 2.5: -41.8649
| 2 | 59.8 | 1: 9.8406; 1.1: 61.5929; 1.2: 0.082597; 1.3: 388.7; 1.4: 1.5139; 1.5: 61.5929; 1.6: 388.7; 1.7: 155.48; 1.8: 8.4594; 1.9: 1295.6667; 2: 41.2633; 2.1: 95.0643; 2.2: 1765.9114; 2.3: 43.4056; 2.4: -1704.3185; 2.5: -41.8917
| 2 | 59.85 | 1: 9.9001; 1.1: 62.017; 1.2: 0.083166; 1.3: 389.025; 1.4: 1.5231; 1.5: 62.017; 1.6: 389.025; 1.7: 155.61; 1.8: 8.4594; 1.9: 1296.75; 2: 41.2978; 2.1: 95.0652; 2.2: 1768.8503; 2.3: 43.4415; 2.4: -1706.8333; 2.5: -41.9184
| 2 | 59.9 | 1: 9.9597; 1.1: 62.4429; 1.2: 0.083737; 1.3: 389.35; 1.4: 1.5323; 1.5: 62.4429; 1.6: 389.35; 1.7: 155.74; 1.8: 8.4594; 1.9: 1297.8333; 2: 41.3323; 2.1: 95.066; 2.2: 1771.7918; 2.3: 43.4775; 2.4: -1709.3489; 2.5: -41.9452
| 2 | 59.95 | 1: 10.0196; 1.1: 62.8706; 1.2: 0.084311; 1.3: 389.675; 1.4: 1.5415; 1.5: 62.8706; 1.6: 389.675; 1.7: 155.87; 1.8: 8.4594; 1.9: 1298.9167; 2: 41.3668; 2.1: 95.0668; 2.2: 1774.7358; 2.3: 43.5134; 2.4: -1711.8652; 2.5: -41.9719
| 2 | 60 | 1: 10.0796; 1.1: 63.3001; 1.2: 0.084887; 1.3: 390; 1.4: 1.5507; 1.5: 63.3001; 1.6: 390; 1.7: 156; 1.8: 8.4594; 1.9: 1300; 2: 41.4013; 2.1: 95.0676; 2.2: 1777.6823; 2.3: 43.5493; 2.4: -1714.3822; 2.5: -41.9986
| 2 | 60.05 | 1: 10.1399; 1.1: 63.7314; 1.2: 0.085465; 1.3: 390.325; 1.4: 1.56; 1.5: 63.7314; 1.6: 390.325; 1.7: 156.13; 1.8: 8.4594; 1.9: 1301.0833; 2: 41.4358; 2.1: 95.0684; 2.2: 1780.6313; 2.3: 43.5852; 2.4: -1716.8999; 2.5: -42.0252
| 2 | 60.1 | 1: 10.2003; 1.1: 64.1644; 1.2: 0.086046; 1.3: 390.65; 1.4: 1.5693; 1.5: 64.1644; 1.6: 390.65; 1.7: 156.26; 1.8: 8.4594; 1.9: 1302.1667; 2: 41.4703; 2.1: 95.0692; 2.2: 1783.5827; 2.3: 43.6211; 2.4: -1719.4183; 2.5: -42.0519
| 2 | 60.15 | 1: 10.2609; 1.1: 64.5992; 1.2: 0.086629; 1.3: 390.975; 1.4: 1.5786; 1.5: 64.5992; 1.6: 390.975; 1.7: 156.39; 1.8: 8.4594; 1.9: 1303.25; 2: 41.5048; 2.1: 95.07; 2.2: 1786.5367; 2.3: 43.6571; 2.4: -1721.9374; 2.5: -42.0785
| 2 | 60.2 | 1: 10.3216; 1.1: 65.0359; 1.2: 0.087215; 1.3: 391.3; 1.4: 1.5879; 1.5: 65.0359; 1.6: 391.3; 1.7: 156.52; 1.8: 8.4594; 1.9: 1304.3333; 2: 41.5393; 2.1: 95.0708; 2.2: 1789.4931; 2.3: 43.693; 2.4: -1724.4573; 2.5: -42.1051
| 2 | 60.25 | 1: 10.3826; 1.1: 65.4743; 1.2: 0.087802; 1.3: 391.625; 1.4: 1.5973; 1.5: 65.4743; 1.6: 391.625; 1.7: 156.65; 1.8: 8.4594; 1.9: 1305.4167; 2: 41.5738; 2.1: 95.0716; 2.2: 1792.4521; 2.3: 43.7289; 2.4: -1726.9778; 2.5: -42.1316
| 2 | 60.3 | 1: 10.4437; 1.1: 65.9145; 1.2: 0.088393; 1.3: 391.95; 1.4: 1.6067; 1.5: 65.9145; 1.6: 391.95; 1.7: 156.78; 1.8: 8.4594; 1.9: 1306.5; 2: 41.6083; 2.1: 95.0724; 2.2: 1795.4135; 2.3: 43.7648; 2.4: -1729.499; 2.5: -42.1581
| 2 | 60.35 | 1: 10.505; 1.1: 66.3565; 1.2: 0.088986; 1.3: 392.275; 1.4: 1.6162; 1.5: 66.3565; 1.6: 392.275; 1.7: 156.91; 1.8: 8.4594; 1.9: 1307.5833; 2: 41.6428; 2.1: 95.0732; 2.2: 1798.3774; 2.3: 43.8008; 2.4: -1732.0209; 2.5: -42.1846
| 2 | 60.4 | 1: 10.5666; 1.1: 66.8003; 1.2: 0.089581; 1.3: 392.6; 1.4: 1.6256; 1.5: 66.8003; 1.6: 392.6; 1.7: 157.04; 1.8: 8.4594; 1.9: 1308.6667; 2: 41.6773; 2.1: 95.0739; 2.2: 1801.3439; 2.3: 43.8367; 2.4: -1734.5436; 2.5: -42.2111
| 2 | 60.45 | 1: 10.6282; 1.1: 67.2459; 1.2: 0.090178; 1.3: 392.925; 1.4: 1.6351; 1.5: 67.2459; 1.6: 392.925; 1.7: 157.17; 1.8: 8.4594; 1.9: 1309.75; 2: 41.7118; 2.1: 95.0747; 2.2: 1804.3128; 2.3: 43.8726; 2.4: -1737.0669; 2.5: -42.2375
| 2 | 60.5 | 1: 10.6901; 1.1: 67.6934; 1.2: 0.090778; 1.3: 393.25; 1.4: 1.6446; 1.5: 67.6934; 1.6: 393.25; 1.7: 157.3; 1.8: 8.4594; 1.9: 1310.8333; 2: 41.7463; 2.1: 95.0755; 2.2: 1807.2842; 2.3: 43.9086; 2.4: -1739.5909; 2.5: -42.2639
| 2 | 60.55 | 1: 10.7522; 1.1: 68.1426; 1.2: 0.091381; 1.3: 393.575; 1.4: 1.6542; 1.5: 68.1426; 1.6: 393.575; 1.7: 157.43; 1.8: 8.4594; 1.9: 1311.9167; 2: 41.7808; 2.1: 95.0762; 2.2: 1810.2581; 2.3: 43.9445; 2.4: -1742.1155; 2.5: -42.2903
| 2 | 60.6 | 1: 10.8144; 1.1: 68.5937; 1.2: 0.091986; 1.3: 393.9; 1.4: 1.6638; 1.5: 68.5937; 1.6: 393.9; 1.7: 157.56; 1.8: 8.4594; 1.9: 1313; 2: 41.8153; 2.1: 95.077; 2.2: 1813.2346; 2.3: 43.9804; 2.4: -1744.6409; 2.5: -42.3167
| 2 | 60.65 | 1: 10.8768; 1.1: 69.0465; 1.2: 0.092593; 1.3: 394.225; 1.4: 1.6734; 1.5: 69.0465; 1.6: 394.225; 1.7: 157.69; 1.8: 8.4594; 1.9: 1314.0833; 2: 41.8498; 2.1: 95.0778; 2.2: 1816.2135; 2.3: 44.0164; 2.4: -1747.1669; 2.5: -42.343
| 2 | 60.7 | 1: 10.9395; 1.1: 69.5012; 1.2: 0.093203; 1.3: 394.55; 1.4: 1.683; 1.5: 69.5012; 1.6: 394.55; 1.7: 157.82; 1.8: 8.4594; 1.9: 1315.1667; 2: 41.8843; 2.1: 95.0785; 2.2: 1819.1949; 2.3: 44.0523; 2.4: -1749.6936; 2.5: -42.3693
| 2 | 60.75 | 1: 11.0022; 1.1: 69.9578; 1.2: 0.093815; 1.3: 394.875; 1.4: 1.6927; 1.5: 69.9578; 1.6: 394.875; 1.7: 157.95; 1.8: 8.4594; 1.9: 1316.25; 2: 41.9188; 2.1: 95.0793; 2.2: 1822.1788; 2.3: 44.0883; 2.4: -1752.221; 2.5: -42.3956
| 2 | 60.8 | 1: 11.0652; 1.1: 70.4161; 1.2: 0.09443; 1.3: 395.2; 1.4: 1.7023; 1.5: 70.4161; 1.6: 395.2; 1.7: 158.08; 1.8: 8.4594; 1.9: 1317.3333; 2: 41.9533; 2.1: 95.08; 2.2: 1825.1652; 2.3: 44.1242; 2.4: -1754.749; 2.5: -42.4219
| 2 | 60.85 | 1: 11.1284; 1.1: 70.8763; 1.2: 0.095047; 1.3: 395.525; 1.4: 1.7121; 1.5: 70.8763; 1.6: 395.525; 1.7: 158.21; 1.8: 8.4594; 1.9: 1318.4167; 2: 41.9878; 2.1: 95.0807; 2.2: 1828.1541; 2.3: 44.1601; 2.4: -1757.2777; 2.5: -42.4481
| 2 | 60.9 | 1: 11.1917; 1.1: 71.3383; 1.2: 0.095666; 1.3: 395.85; 1.4: 1.7218; 1.5: 71.3383; 1.6: 395.85; 1.7: 158.34; 1.8: 8.4594; 1.9: 1319.5; 2: 42.0223; 2.1: 95.0815; 2.2: 1831.1454; 2.3: 44.1961; 2.4: -1759.8071; 2.5: -42.4743
| 2 | 60.95 | 1: 11.2553; 1.1: 71.8022; 1.2: 0.096288; 1.3: 396.175; 1.4: 1.7316; 1.5: 71.8022; 1.6: 396.175; 1.7: 158.47; 1.8: 8.4594; 1.9: 1320.5833; 2: 42.0568; 2.1: 95.0822; 2.2: 1834.1393; 2.3: 44.232; 2.4: -1762.3371; 2.5: -42.5005
| 2 | 61 | 1: 11.319; 1.1: 72.2679; 1.2: 0.096913; 1.3: 396.5; 1.4: 1.7414; 1.5: 72.2679; 1.6: 396.5; 1.7: 158.6; 1.8: 8.4594; 1.9: 1321.6667; 2: 42.0913; 2.1: 95.0829; 2.2: 1837.1357; 2.3: 44.268; 2.4: -1764.8678; 2.5: -42.5266
| 2 | 61.05 | 1: 11.3829; 1.1: 72.7354; 1.2: 0.09754; 1.3: 396.825; 1.4: 1.7512; 1.5: 72.7354; 1.6: 396.825; 1.7: 158.73; 1.8: 8.4594; 1.9: 1322.75; 2: 42.1258; 2.1: 95.0837; 2.2: 1840.1346; 2.3: 44.3039; 2.4: -1767.3992; 2.5: -42.5527
| 2 | 61.1 | 1: 11.447; 1.1: 73.2048; 1.2: 0.098169; 1.3: 397.15; 1.4: 1.7611; 1.5: 73.2048; 1.6: 397.15; 1.7: 158.86; 1.8: 8.4594; 1.9: 1323.8333; 2: 42.1603; 2.1: 95.0844; 2.2: 1843.1359; 2.3: 44.3399; 2.4: -1769.9312; 2.5: -42.5788
| 2 | 61.15 | 1: 11.5112; 1.1: 73.676; 1.2: 0.098801; 1.3: 397.475; 1.4: 1.771; 1.5: 73.676; 1.6: 397.475; 1.7: 158.99; 1.8: 8.4594; 1.9: 1324.9167; 2: 42.1948; 2.1: 95.0851; 2.2: 1846.1398; 2.3: 44.3758; 2.4: -1772.4638; 2.5: -42.6049
| 2 | 61.2 | 1: 11.5757; 1.1: 74.1491; 1.2: 0.099436; 1.3: 397.8; 1.4: 1.7809; 1.5: 74.1491; 1.6: 397.8; 1.7: 159.12; 1.8: 8.4594; 1.9: 1326; 2: 42.2293; 2.1: 95.0858; 2.2: 1849.1462; 2.3: 44.4118; 2.4: -1774.9971; 2.5: -42.6309
| 2 | 61.25 | 1: 11.6403; 1.1: 74.624; 1.2: 0.10007; 1.3: 398.125; 1.4: 1.7908; 1.5: 74.624; 1.6: 398.125; 1.7: 159.25; 1.8: 8.4594; 1.9: 1327.0833; 2: 42.2638; 2.1: 95.0865; 2.2: 1852.155; 2.3: 44.4477; 2.4: -1777.531; 2.5: -42.6569
| 2 | 61.3 | 1: 11.7051; 1.1: 75.1009; 1.2: 0.10071; 1.3: 398.45; 1.4: 1.8008; 1.5: 75.1009; 1.6: 398.45; 1.7: 159.38; 1.8: 8.4594; 1.9: 1328.1667; 2: 42.2983; 2.1: 95.0873; 2.2: 1855.1664; 2.3: 44.4837; 2.4: -1780.0655; 2.5: -42.6829
| 2 | 61.35 | 1: 11.7701; 1.1: 75.5795; 1.2: 0.10135; 1.3: 398.775; 1.4: 1.8108; 1.5: 75.5795; 1.6: 398.775; 1.7: 159.51; 1.8: 8.4594; 1.9: 1329.25; 2: 42.3328; 2.1: 95.088; 2.2: 1858.1802; 2.3: 44.5196; 2.4: -1782.6007; 2.5: -42.7088
| 2 | 61.4 | 1: 11.8353; 1.1: 76.06; 1.2: 0.102; 1.3: 399.1; 1.4: 1.8208; 1.5: 76.06; 1.6: 399.1; 1.7: 159.64; 1.8: 8.4594; 1.9: 1330.3333; 2: 42.3673; 2.1: 95.0887; 2.2: 1861.1966; 2.3: 44.5556; 2.4: -1785.1365; 2.5: -42.7348
| 2 | 61.45 | 1: 11.9007; 1.1: 76.5424; 1.2: 0.10265; 1.3: 399.425; 1.4: 1.8309; 1.5: 76.5424; 1.6: 399.425; 1.7: 159.77; 1.8: 8.4594; 1.9: 1331.4167; 2: 42.4018; 2.1: 95.0894; 2.2: 1864.2154; 2.3: 44.5915; 2.4: -1787.673; 2.5: -42.7607
| 2 | 61.5 | 1: 11.9662; 1.1: 77.0267; 1.2: 0.10329; 1.3: 399.75; 1.4: 1.841; 1.5: 77.0267; 1.6: 399.75; 1.7: 159.9; 1.8: 8.4594; 1.9: 1332.5; 2: 42.4363; 2.1: 95.09; 2.2: 1867.2367; 2.3: 44.6275; 2.4: -1790.21; 2.5: -42.7865
| 2 | 61.55 | 1: 12.032; 1.1: 77.5129; 1.2: 0.10395; 1.3: 400.075; 1.4: 1.8511; 1.5: 77.5129; 1.6: 400.075; 1.7: 160.03; 1.8: 8.4594; 1.9: 1333.5833; 2: 42.4708; 2.1: 95.0907; 2.2: 1870.2606; 2.3: 44.6635; 2.4: -1792.7477; 2.5: -42.8124
| 2 | 61.6 | 1: 12.0979; 1.1: 78.0009; 1.2: 0.1046; 1.3: 400.4; 1.4: 1.8612; 1.5: 78.0009; 1.6: 400.4; 1.7: 160.16; 1.8: 8.4594; 1.9: 1334.6667; 2: 42.5053; 2.1: 95.0914; 2.2: 1873.2869; 2.3: 44.6994; 2.4: -1795.286; 2.5: -42.8382
| 2 | 61.65 | 1: 12.164; 1.1: 78.4908; 1.2: 0.10526; 1.3: 400.725; 1.4: 1.8714; 1.5: 78.4908; 1.6: 400.725; 1.7: 160.29; 1.8: 8.4594; 1.9: 1335.75; 2: 42.5398; 2.1: 95.0921; 2.2: 1876.3157; 2.3: 44.7354; 2.4: -1797.8249; 2.5: -42.864
| 2 | 61.7 | 1: 12.2303; 1.1: 78.9826; 1.2: 0.10592; 1.3: 401.05; 1.4: 1.8816; 1.5: 78.9826; 1.6: 401.05; 1.7: 160.42; 1.8: 8.4594; 1.9: 1336.8333; 2: 42.5743; 2.1: 95.0928; 2.2: 1879.3471; 2.3: 44.7713; 2.4: -1800.3645; 2.5: -42.8898
| 2 | 61.75 | 1: 12.2968; 1.1: 79.4763; 1.2: 0.10658; 1.3: 401.375; 1.4: 1.8918; 1.5: 79.4763; 1.6: 401.375; 1.7: 160.55; 1.8: 8.4594; 1.9: 1337.9167; 2: 42.6088; 2.1: 95.0935; 2.2: 1882.3809; 2.3: 44.8073; 2.4: -1802.9046; 2.5: -42.9155
| 2 | 61.8 | 1: 12.3635; 1.1: 79.9718; 1.2: 0.10724; 1.3: 401.7; 1.4: 1.9021; 1.5: 79.9718; 1.6: 401.7; 1.7: 160.68; 1.8: 8.4594; 1.9: 1339; 2: 42.6433; 2.1: 95.0941; 2.2: 1885.4172; 2.3: 44.8433; 2.4: -1805.4453; 2.5: -42.9412
| 2 | 61.85 | 1: 12.4303; 1.1: 80.4693; 1.2: 0.10791; 1.3: 402.025; 1.4: 1.9124; 1.5: 80.4693; 1.6: 402.025; 1.7: 160.81; 1.8: 8.4594; 1.9: 1340.0833; 2: 42.6778; 2.1: 95.0948; 2.2: 1888.456; 2.3: 44.8792; 2.4: -1807.9867; 2.5: -42.9669
| 2 | 61.9 | 1: 12.4973; 1.1: 80.9686; 1.2: 0.10858; 1.3: 402.35; 1.4: 1.9227; 1.5: 80.9686; 1.6: 402.35; 1.7: 160.94; 1.8: 8.4594; 1.9: 1341.1667; 2: 42.7123; 2.1: 95.0955; 2.2: 1891.4973; 2.3: 44.9152; 2.4: -1810.5286; 2.5: -42.9925
| 2 | 61.95 | 1: 12.5646; 1.1: 81.4699; 1.2: 0.10925; 1.3: 402.675; 1.4: 1.933; 1.5: 81.4699; 1.6: 402.675; 1.7: 161.07; 1.8: 8.4594; 1.9: 1342.25; 2: 42.7468; 2.1: 95.0961; 2.2: 1894.5411; 2.3: 44.9512; 2.4: -1813.0712; 2.5: -43.0182
| 2 | 62 | 1: 12.632; 1.1: 81.9731; 1.2: 0.10993; 1.3: 403; 1.4: 1.9434; 1.5: 81.9731; 1.6: 403; 1.7: 161.2; 1.8: 8.4594; 1.9: 1343.3333; 2: 42.7813; 2.1: 95.0968; 2.2: 1897.5874; 2.3: 44.9871; 2.4: -1815.6143; 2.5: -43.0438
| 2 | 62.05 | 1: 12.6996; 1.1: 82.4781; 1.2: 0.11061; 1.3: 403.325; 1.4: 1.9538; 1.5: 82.4781; 1.6: 403.325; 1.7: 161.33; 1.8: 8.4594; 1.9: 1344.4167; 2: 42.8158; 2.1: 95.0974; 2.2: 1900.6361; 2.3: 45.0231; 2.4: -1818.158; 2.5: -43.0693
| 2 | 62.1 | 1: 12.7673; 1.1: 82.9851; 1.2: 0.11128; 1.3: 403.65; 1.4: 1.9642; 1.5: 82.9851; 1.6: 403.65; 1.7: 161.46; 1.8: 8.4594; 1.9: 1345.5; 2: 42.8503; 2.1: 95.0981; 2.2: 1903.6874; 2.3: 45.0591; 2.4: -1820.7023; 2.5: -43.0949
| 2 | 62.15 | 1: 12.8353; 1.1: 83.494; 1.2: 0.11197; 1.3: 403.975; 1.4: 1.9747; 1.5: 83.494; 1.6: 403.975; 1.7: 161.59; 1.8: 8.4594; 1.9: 1346.5833; 2: 42.8848; 2.1: 95.0987; 2.2: 1906.7412; 2.3: 45.095; 2.4: -1823.2472; 2.5: -43.1204
| 2 | 62.2 | 1: 12.9034; 1.1: 84.0048; 1.2: 0.11265; 1.3: 404.3; 1.4: 1.9851; 1.5: 84.0048; 1.6: 404.3; 1.7: 161.72; 1.8: 8.4594; 1.9: 1347.6667; 2: 42.9193; 2.1: 95.0994; 2.2: 1909.7975; 2.3: 45.131; 2.4: -1825.7926; 2.5: -43.1459
| 2 | 62.25 | 1: 12.9718; 1.1: 84.5175; 1.2: 0.11334; 1.3: 404.625; 1.4: 1.9957; 1.5: 84.5175; 1.6: 404.625; 1.7: 161.85; 1.8: 8.4594; 1.9: 1348.75; 2: 42.9538; 2.1: 95.1; 2.2: 1912.8562; 2.3: 45.167; 2.4: -1828.3387; 2.5: -43.1713
| 2 | 62.3 | 1: 13.0403; 1.1: 85.0322; 1.2: 0.11403; 1.3: 404.95; 1.4: 2.0062; 1.5: 85.0322; 1.6: 404.95; 1.7: 161.98; 1.8: 8.4594; 1.9: 1349.8333; 2: 42.9883; 2.1: 95.1007; 2.2: 1915.9175; 2.3: 45.203; 2.4: -1830.8853; 2.5: -43.1968
| 2 | 62.35 | 1: 13.109; 1.1: 85.5488; 1.2: 0.11472; 1.3: 405.275; 1.4: 2.0168; 1.5: 85.5488; 1.6: 405.275; 1.7: 162.11; 1.8: 8.4594; 1.9: 1350.9167; 2: 43.0228; 2.1: 95.1013; 2.2: 1918.9812; 2.3: 45.239; 2.4: -1833.4325; 2.5: -43.2222
| 2 | 62.4 | 1: 13.1779; 1.1: 86.0673; 1.2: 0.11542; 1.3: 405.6; 1.4: 2.0274; 1.5: 86.0673; 1.6: 405.6; 1.7: 162.24; 1.8: 8.4594; 1.9: 1352; 2: 43.0573; 2.1: 95.1019; 2.2: 1922.0475; 2.3: 45.2749; 2.4: -1835.9802; 2.5: -43.2476
| 2 | 62.45 | 1: 13.2469; 1.1: 86.5877; 1.2: 0.11612; 1.3: 405.925; 1.4: 2.038; 1.5: 86.5877; 1.6: 405.925; 1.7: 162.37; 1.8: 8.4594; 1.9: 1353.0833; 2: 43.0918; 2.1: 95.1025; 2.2: 1925.1162; 2.3: 45.3109; 2.4: -1838.5285; 2.5: -43.2729
| 2 | 62.5 | 1: 13.3162; 1.1: 87.1101; 1.2: 0.11682; 1.3: 406.25; 1.4: 2.0486; 1.5: 87.1101; 1.6: 406.25; 1.7: 162.5; 1.8: 8.4594; 1.9: 1354.1667; 2: 43.1263; 2.1: 95.1032; 2.2: 1928.1874; 2.3: 45.3469; 2.4: -1841.0774; 2.5: -43.2982
| 2 | 62.55 | 1: 13.3856; 1.1: 87.6344; 1.2: 0.11752; 1.3: 406.575; 1.4: 2.0593; 1.5: 87.6344; 1.6: 406.575; 1.7: 162.63; 1.8: 8.4594; 1.9: 1355.25; 2: 43.1608; 2.1: 95.1038; 2.2: 1931.2611; 2.3: 45.3829; 2.4: -1843.6268; 2.5: -43.3235
| 2 | 62.6 | 1: 13.4553; 1.1: 88.1606; 1.2: 0.11823; 1.3: 406.9; 1.4: 2.07; 1.5: 88.1606; 1.6: 406.9; 1.7: 162.76; 1.8: 8.4594; 1.9: 1356.3333; 2: 43.1953; 2.1: 95.1044; 2.2: 1934.3374; 2.3: 45.4189; 2.4: -1846.1767; 2.5: -43.3488
| 2 | 62.65 | 1: 13.5251; 1.1: 88.6888; 1.2: 0.11893; 1.3: 407.225; 1.4: 2.0808; 1.5: 88.6888; 1.6: 407.225; 1.7: 162.89; 1.8: 8.4594; 1.9: 1357.4167; 2: 43.2298; 2.1: 95.105; 2.2: 1937.4161; 2.3: 45.4548; 2.4: -1848.7272; 2.5: -43.3741
| 2 | 62.7 | 1: 13.5951; 1.1: 89.219; 1.2: 0.11964; 1.3: 407.55; 1.4: 2.0915; 1.5: 89.219; 1.6: 407.55; 1.7: 163.02; 1.8: 8.4594; 1.9: 1358.5; 2: 43.2643; 2.1: 95.1056; 2.2: 1940.4973; 2.3: 45.4908; 2.4: -1851.2783; 2.5: -43.3993
| 2 | 62.75 | 1: 13.6652; 1.1: 89.751; 1.2: 0.12036; 1.3: 407.875; 1.4: 2.1023; 1.5: 89.751; 1.6: 407.875; 1.7: 163.15; 1.8: 8.4594; 1.9: 1359.5833; 2: 43.2988; 2.1: 95.1062; 2.2: 1943.5809; 2.3: 45.5268; 2.4: -1853.8299; 2.5: -43.4245
| 2 | 62.8 | 1: 13.7356; 1.1: 90.2851; 1.2: 0.12107; 1.3: 408.2; 1.4: 2.1132; 1.5: 90.2851; 1.6: 408.2; 1.7: 163.28; 1.8: 8.4594; 1.9: 1360.6667; 2: 43.3333; 2.1: 95.1068; 2.2: 1946.6671; 2.3: 45.5628; 2.4: -1856.382; 2.5: -43.4496
| 2 | 62.85 | 1: 13.8062; 1.1: 90.8211; 1.2: 0.12179; 1.3: 408.525; 1.4: 2.124; 1.5: 90.8211; 1.6: 408.525; 1.7: 163.41; 1.8: 8.4594; 1.9: 1361.75; 2: 43.3678; 2.1: 95.1075; 2.2: 1949.7558; 2.3: 45.5988; 2.4: -1858.9347; 2.5: -43.4748
| 2 | 62.9 | 1: 13.8769; 1.1: 91.3591; 1.2: 0.12251; 1.3: 408.85; 1.4: 2.1349; 1.5: 91.3591; 1.6: 408.85; 1.7: 163.54; 1.8: 8.4594; 1.9: 1362.8333; 2: 43.4023; 2.1: 95.1081; 2.2: 1952.847; 2.3: 45.6348; 2.4: -1861.4879; 2.5: -43.4999
| 2 | 62.95 | 1: 13.9478; 1.1: 91.899; 1.2: 0.12324; 1.3: 409.175; 1.4: 2.1458; 1.5: 91.899; 1.6: 409.175; 1.7: 163.67; 1.8: 8.4594; 1.9: 1363.9167; 2: 43.4368; 2.1: 95.1086; 2.2: 1955.9406; 2.3: 45.6708; 2.4: -1864.0416; 2.5: -43.5249
| 2 | 63 | 1: 14.0189; 1.1: 92.4409; 1.2: 0.12397; 1.3: 409.5; 1.4: 2.1568; 1.5: 92.4409; 1.6: 409.5; 1.7: 163.8; 1.8: 8.4594; 1.9: 1365; 2: 43.4713; 2.1: 95.1092; 2.2: 1959.0367; 2.3: 45.7067; 2.4: -1866.5959; 2.5: -43.55
| 2 | 63.05 | 1: 14.0902; 1.1: 92.9847; 1.2: 0.12469; 1.3: 409.825; 1.4: 2.1677; 1.5: 92.9847; 1.6: 409.825; 1.7: 163.93; 1.8: 8.4594; 1.9: 1366.0833; 2: 43.5058; 2.1: 95.1098; 2.2: 1962.1354; 2.3: 45.7427; 2.4: -1869.1506; 2.5: -43.575
| 2 | 63.1 | 1: 14.1617; 1.1: 93.5306; 1.2: 0.12543; 1.3: 410.15; 1.4: 2.1787; 1.5: 93.5306; 1.6: 410.15; 1.7: 164.06; 1.8: 8.4594; 1.9: 1367.1667; 2: 43.5403; 2.1: 95.1104; 2.2: 1965.2365; 2.3: 45.7787; 2.4: -1871.7059; 2.5: -43.6
| 2 | 63.15 | 1: 14.2334; 1.1: 94.0784; 1.2: 0.12616; 1.3: 410.475; 1.4: 2.1898; 1.5: 94.0784; 1.6: 410.475; 1.7: 164.19; 1.8: 8.4594; 1.9: 1368.25; 2: 43.5748; 2.1: 95.111; 2.2: 1968.3401; 2.3: 45.8147; 2.4: -1874.2617; 2.5: -43.625
| 2 | 63.2 | 1: 14.3052; 1.1: 94.6282; 1.2: 0.1269; 1.3: 410.8; 1.4: 2.2008; 1.5: 94.6282; 1.6: 410.8; 1.7: 164.32; 1.8: 8.4594; 1.9: 1369.3333; 2: 43.6093; 2.1: 95.1116; 2.2: 1971.4462; 2.3: 45.8507; 2.4: -1876.818; 2.5: -43.6499
| 2 | 63.25 | 1: 14.3773; 1.1: 95.18; 1.2: 0.12764; 1.3: 411.125; 1.4: 2.2119; 1.5: 95.18; 1.6: 411.125; 1.7: 164.45; 1.8: 8.4594; 1.9: 1370.4167; 2: 43.6438; 2.1: 95.1122; 2.2: 1974.5548; 2.3: 45.8867; 2.4: -1879.3748; 2.5: -43.6748
| 2 | 63.3 | 1: 14.4495; 1.1: 95.7337; 1.2: 0.12838; 1.3: 411.45; 1.4: 2.223; 1.5: 95.7337; 1.6: 411.45; 1.7: 164.58; 1.8: 8.4594; 1.9: 1371.5; 2: 43.6783; 2.1: 95.1127; 2.2: 1977.6659; 2.3: 45.9227; 2.4: -1881.9321; 2.5: -43.6997
| 2 | 63.35 | 1: 14.5219; 1.1: 96.2895; 1.2: 0.12913; 1.3: 411.775; 1.4: 2.2341; 1.5: 96.2895; 1.6: 411.775; 1.7: 164.71; 1.8: 8.4594; 1.9: 1372.5833; 2: 43.7128; 2.1: 95.1133; 2.2: 1980.7794; 2.3: 45.9587; 2.4: -1884.49; 2.5: -43.7246
| 2 | 63.4 | 1: 14.5945; 1.1: 96.8472; 1.2: 0.12987; 1.3: 412.1; 1.4: 2.2453; 1.5: 96.8472; 1.6: 412.1; 1.7: 164.84; 1.8: 8.4594; 1.9: 1373.6667; 2: 43.7473; 2.1: 95.1139; 2.2: 1983.8955; 2.3: 45.9947; 2.4: -1887.0483; 2.5: -43.7494
| 2 | 63.45 | 1: 14.6673; 1.1: 97.4069; 1.2: 0.13062; 1.3: 412.425; 1.4: 2.2565; 1.5: 97.4069; 1.6: 412.425; 1.7: 164.97; 1.8: 8.4594; 1.9: 1374.75; 2: 43.7818; 2.1: 95.1145; 2.2: 1987.014; 2.3: 46.0307; 2.4: -1889.6071; 2.5: -43.7742
| 2 | 63.5 | 1: 14.7403; 1.1: 97.9687; 1.2: 0.13138; 1.3: 412.75; 1.4: 2.2677; 1.5: 97.9687; 1.6: 412.75; 1.7: 165.1; 1.8: 8.4594; 1.9: 1375.8333; 2: 43.8163; 2.1: 95.115; 2.2: 1990.135; 2.3: 46.0667; 2.4: -1892.1663; 2.5: -43.799
| 2 | 63.55 | 1: 14.8134; 1.1: 98.5324; 1.2: 0.13213; 1.3: 413.075; 1.4: 2.279; 1.5: 98.5324; 1.6: 413.075; 1.7: 165.23; 1.8: 8.4594; 1.9: 1376.9167; 2: 43.8508; 2.1: 95.1156; 2.2: 1993.2585; 2.3: 46.1027; 2.4: -1894.7261; 2.5: -43.8237
| 2 | 63.6 | 1: 14.8868; 1.1: 99.0981; 1.2: 0.13289; 1.3: 413.4; 1.4: 2.2903; 1.5: 99.0981; 1.6: 413.4; 1.7: 165.36; 1.8: 8.4594; 1.9: 1378; 2: 43.8854; 2.1: 95.1161; 2.2: 1996.3845; 2.3: 46.1387; 2.4: -1897.2863; 2.5: -43.8484
| 2 | 63.65 | 1: 14.9603; 1.1: 99.6659; 1.2: 0.13365; 1.3: 413.725; 1.4: 2.3016; 1.5: 99.6659; 1.6: 413.725; 1.7: 165.49; 1.8: 8.4594; 1.9: 1379.0833; 2: 43.9199; 2.1: 95.1167; 2.2: 1999.513; 2.3: 46.1747; 2.4: -1899.8471; 2.5: -43.8731
| 2 | 63.7 | 1: 15.034; 1.1: 100.2357; 1.2: 0.13442; 1.3: 414.05; 1.4: 2.3129; 1.5: 100.2357; 1.6: 414.05; 1.7: 165.62; 1.8: 8.4594; 1.9: 1380.1667; 2: 43.9544; 2.1: 95.1173; 2.2: 2002.6439; 2.3: 46.2107; 2.4: -1902.4083; 2.5: -43.8978
| 2 | 63.75 | 1: 15.1079; 1.1: 100.8074; 1.2: 0.13518; 1.3: 414.375; 1.4: 2.3243; 1.5: 100.8074; 1.6: 414.375; 1.7: 165.75; 1.8: 8.4594; 1.9: 1381.25; 2: 43.9889; 2.1: 95.1178; 2.2: 2005.7774; 2.3: 46.2467; 2.4: -1904.9699; 2.5: -43.9224
| 2 | 63.8 | 1: 15.182; 1.1: 101.3812; 1.2: 0.13595; 1.3: 414.7; 1.4: 2.3357; 1.5: 101.3812; 1.6: 414.7; 1.7: 165.88; 1.8: 8.4594; 1.9: 1382.3333; 2: 44.0234; 2.1: 95.1184; 2.2: 2008.9133; 2.3: 46.2827; 2.4: -1907.5321; 2.5: -43.947
| 2 | 63.85 | 1: 15.2563; 1.1: 101.957; 1.2: 0.13673; 1.3: 415.025; 1.4: 2.3471; 1.5: 101.957; 1.6: 415.025; 1.7: 166.01; 1.8: 8.4594; 1.9: 1383.4167; 2: 44.0579; 2.1: 95.1189; 2.2: 2012.0517; 2.3: 46.3187; 2.4: -1910.0946; 2.5: -43.9716
| 2 | 63.9 | 1: 15.3307; 1.1: 102.5349; 1.2: 0.1375; 1.3: 415.35; 1.4: 2.3586; 1.5: 102.5349; 1.6: 415.35; 1.7: 166.14; 1.8: 8.4594; 1.9: 1384.5; 2: 44.0924; 2.1: 95.1195; 2.2: 2015.1926; 2.3: 46.3547; 2.4: -1912.6577; 2.5: -43.9961
| 2 | 63.95 | 1: 15.4054; 1.1: 103.1147; 1.2: 0.13828; 1.3: 415.675; 1.4: 2.3701; 1.5: 103.1147; 1.6: 415.675; 1.7: 166.27; 1.8: 8.4594; 1.9: 1385.5833; 2: 44.1269; 2.1: 95.12; 2.2: 2018.3359; 2.3: 46.3907; 2.4: -1915.2212; 2.5: -44.0207
| 2 | 64 | 1: 15.4802; 1.1: 103.6966; 1.2: 0.13906; 1.3: 416; 1.4: 2.3816; 1.5: 103.6966; 1.6: 416; 1.7: 166.4; 1.8: 8.4594; 1.9: 1386.6667; 2: 44.1614; 2.1: 95.1205; 2.2: 2021.4818; 2.3: 46.4267; 2.4: -1917.7851; 2.5: -44.0452
| 2 | 64.05 | 1: 15.5552; 1.1: 104.2806; 1.2: 0.13984; 1.3: 416.325; 1.4: 2.3931; 1.5: 104.2806; 1.6: 416.325; 1.7: 166.53; 1.8: 8.4594; 1.9: 1387.75; 2: 44.1959; 2.1: 95.1211; 2.2: 2024.6301; 2.3: 46.4627; 2.4: -1920.3495; 2.5: -44.0696
| 2 | 64.1 | 1: 15.6304; 1.1: 104.8665; 1.2: 0.14063; 1.3: 416.65; 1.4: 2.4047; 1.5: 104.8665; 1.6: 416.65; 1.7: 166.66; 1.8: 8.4594; 1.9: 1388.8333; 2: 44.2304; 2.1: 95.1216; 2.2: 2027.7809; 2.3: 46.4987; 2.4: -1922.9144; 2.5: -44.0941
| 2 | 64.15 | 1: 15.7058; 1.1: 105.4545; 1.2: 0.14142; 1.3: 416.975; 1.4: 2.4163; 1.5: 105.4545; 1.6: 416.975; 1.7: 166.79; 1.8: 8.4594; 1.9: 1389.9167; 2: 44.2649; 2.1: 95.1222; 2.2: 2030.9342; 2.3: 46.5348; 2.4: -1925.4797; 2.5: -44.1185
| 2 | 64.2 | 1: 15.7814; 1.1: 106.0446; 1.2: 0.14221; 1.3: 417.3; 1.4: 2.4279; 1.5: 106.0446; 1.6: 417.3; 1.7: 166.92; 1.8: 8.4594; 1.9: 1391; 2: 44.2994; 2.1: 95.1227; 2.2: 2034.0899; 2.3: 46.5708; 2.4: -1928.0454; 2.5: -44.1429
| 2 | 64.25 | 1: 15.8571; 1.1: 106.6367; 1.2: 0.143; 1.3: 417.625; 1.4: 2.4396; 1.5: 106.6367; 1.6: 417.625; 1.7: 167.05; 1.8: 8.4594; 1.9: 1392.0833; 2: 44.3339; 2.1: 95.1232; 2.2: 2037.2482; 2.3: 46.6068; 2.4: -1930.6115; 2.5: -44.1672
| 2 | 64.3 | 1: 15.9331; 1.1: 107.2308; 1.2: 0.1438; 1.3: 417.95; 1.4: 2.4512; 1.5: 107.2308; 1.6: 417.95; 1.7: 167.18; 1.8: 8.4594; 1.9: 1393.1667; 2: 44.3684; 2.1: 95.1237; 2.2: 2040.4089; 2.3: 46.6428; 2.4: -1933.1781; 2.5: -44.1915
| 2 | 64.35 | 1: 16.0092; 1.1: 107.827; 1.2: 0.1446; 1.3: 418.275; 1.4: 2.463; 1.5: 107.827; 1.6: 418.275; 1.7: 167.31; 1.8: 8.4594; 1.9: 1394.25; 2: 44.4029; 2.1: 95.1243; 2.2: 2043.5721; 2.3: 46.6788; 2.4: -1935.7451; 2.5: -44.2158
| 2 | 64.4 | 1: 16.0856; 1.1: 108.4253; 1.2: 0.1454; 1.3: 418.6; 1.4: 2.4747; 1.5: 108.4253; 1.6: 418.6; 1.7: 167.44; 1.8: 8.4594; 1.9: 1395.3333; 2: 44.4374; 2.1: 95.1248; 2.2: 2046.7378; 2.3: 46.7148; 2.4: -1938.3125; 2.5: -44.2401
| 2 | 64.45 | 1: 16.1621; 1.1: 109.0256; 1.2: 0.14621; 1.3: 418.925; 1.4: 2.4865; 1.5: 109.0256; 1.6: 418.925; 1.7: 167.57; 1.8: 8.4594; 1.9: 1396.4167; 2: 44.4719; 2.1: 95.1253; 2.2: 2049.9059; 2.3: 46.7508; 2.4: -1940.8803; 2.5: -44.2643
| 2 | 64.5 | 1: 16.2388; 1.1: 109.6279; 1.2: 0.14701; 1.3: 419.25; 1.4: 2.4983; 1.5: 109.6279; 1.6: 419.25; 1.7: 167.7; 1.8: 8.4594; 1.9: 1397.5; 2: 44.5064; 2.1: 95.1258; 2.2: 2053.0765; 2.3: 46.7868; 2.4: -1943.4486; 2.5: -44.2886
| 2 | 64.55 | 1: 16.3157; 1.1: 110.2324; 1.2: 0.14782; 1.3: 419.575; 1.4: 2.5101; 1.5: 110.2324; 1.6: 419.575; 1.7: 167.83; 1.8: 8.4594; 1.9: 1398.5833; 2: 44.5409; 2.1: 95.1264; 2.2: 2056.2496; 2.3: 46.8228; 2.4: -1946.0172; 2.5: -44.3127
| 2 | 64.6 | 1: 16.3927; 1.1: 110.8389; 1.2: 0.14864; 1.3: 419.9; 1.4: 2.522; 1.5: 110.8389; 1.6: 419.9; 1.7: 167.96; 1.8: 8.4594; 1.9: 1399.6667; 2: 44.5754; 2.1: 95.1269; 2.2: 2059.4251; 2.3: 46.8589; 2.4: -1948.5862; 2.5: -44.3369
| 2 | 64.65 | 1: 16.47; 1.1: 111.4475; 1.2: 0.14945; 1.3: 420.225; 1.4: 2.5338; 1.5: 111.4475; 1.6: 420.225; 1.7: 168.09; 1.8: 8.4594; 1.9: 1400.75; 2: 44.6099; 2.1: 95.1274; 2.2: 2062.6032; 2.3: 46.8949; 2.4: -1951.1557; 2.5: -44.361
| 2 | 64.7 | 1: 16.5474; 1.1: 112.0581; 1.2: 0.15027; 1.3: 420.55; 1.4: 2.5458; 1.5: 112.0581; 1.6: 420.55; 1.7: 168.22; 1.8: 8.4594; 1.9: 1401.8333; 2: 44.6444; 2.1: 95.1279; 2.2: 2065.7837; 2.3: 46.9309; 2.4: -1953.7255; 2.5: -44.3851
| 2 | 64.75 | 1: 16.6251; 1.1: 112.6709; 1.2: 0.15109; 1.3: 420.875; 1.4: 2.5577; 1.5: 112.6709; 1.6: 420.875; 1.7: 168.35; 1.8: 8.4594; 1.9: 1402.9167; 2: 44.6789; 2.1: 95.1284; 2.2: 2068.9666; 2.3: 46.9669; 2.4: -1956.2958; 2.5: -44.4092
| 2 | 64.8 | 1: 16.7029; 1.1: 113.2857; 1.2: 0.15192; 1.3: 421.2; 1.4: 2.5697; 1.5: 113.2857; 1.6: 421.2; 1.7: 168.48; 1.8: 8.4594; 1.9: 1404; 2: 44.7134; 2.1: 95.1289; 2.2: 2072.1521; 2.3: 47.0029; 2.4: -1958.8664; 2.5: -44.4332
| 2 | 64.85 | 1: 16.7809; 1.1: 113.9026; 1.2: 0.15275; 1.3: 421.525; 1.4: 2.5817; 1.5: 113.9026; 1.6: 421.525; 1.7: 168.61; 1.8: 8.4594; 1.9: 1405.0833; 2: 44.7479; 2.1: 95.1294; 2.2: 2075.34; 2.3: 47.0389; 2.4: -1961.4374; 2.5: -44.4573
| 2 | 64.9 | 1: 16.8591; 1.1: 114.5216; 1.2: 0.15358; 1.3: 421.85; 1.4: 2.5937; 1.5: 114.5216; 1.6: 421.85; 1.7: 168.74; 1.8: 8.4594; 1.9: 1406.1667; 2: 44.7824; 2.1: 95.1299; 2.2: 2078.5303; 2.3: 47.075; 2.4: -1964.0088; 2.5: -44.4812
| 2 | 64.95 | 1: 16.9375; 1.1: 115.1427; 1.2: 0.15441; 1.3: 422.175; 1.4: 2.6058; 1.5: 115.1427; 1.6: 422.175; 1.7: 168.87; 1.8: 8.4594; 1.9: 1407.25; 2: 44.8169; 2.1: 95.1304; 2.2: 2081.7232; 2.3: 47.111; 2.4: -1966.5805; 2.5: -44.5052
| 2 | 65 | 1: 17.016; 1.1: 115.7658; 1.2: 0.15524; 1.3: 422.5; 1.4: 2.6179; 1.5: 115.7658; 1.6: 422.5; 1.7: 169; 1.8: 8.4594; 1.9: 1408.3333; 2: 44.8514; 2.1: 95.131; 2.2: 2084.9185; 2.3: 47.147; 2.4: -1969.1526; 2.5: -44.5291
| 2 | 65.05 | 1: 17.0948; 1.1: 116.3911; 1.2: 0.15608; 1.3: 422.825; 1.4: 2.63; 1.5: 116.3911; 1.6: 422.825; 1.7: 169.13; 1.8: 8.4594; 1.9: 1409.4167; 2: 44.8859; 2.1: 95.1315; 2.2: 2088.1162; 2.3: 47.183; 2.4: -1971.7251; 2.5: -44.553
| 2 | 65.1 | 1: 17.1737; 1.1: 117.0185; 1.2: 0.15692; 1.3: 423.15; 1.4: 2.6421; 1.5: 117.0185; 1.6: 423.15; 1.7: 169.26; 1.8: 8.4594; 1.9: 1410.5; 2: 44.9204; 2.1: 95.132; 2.2: 2091.3165; 2.3: 47.219; 2.4: -1974.298; 2.5: -44.5769
| 2 | 65.15 | 1: 17.2529; 1.1: 117.648; 1.2: 0.15777; 1.3: 423.475; 1.4: 2.6543; 1.5: 117.648; 1.6: 423.475; 1.7: 169.39; 1.8: 8.4594; 1.9: 1411.5833; 2: 44.9549; 2.1: 95.1325; 2.2: 2094.5192; 2.3: 47.255; 2.4: -1976.8712; 2.5: -44.6008
| 2 | 65.2 | 1: 17.3322; 1.1: 118.2796; 1.2: 0.15862; 1.3: 423.8; 1.4: 2.6665; 1.5: 118.2796; 1.6: 423.8; 1.7: 169.52; 1.8: 8.4594; 1.9: 1412.6667; 2: 44.9894; 2.1: 95.133; 2.2: 2097.7243; 2.3: 47.2911; 2.4: -1979.4448; 2.5: -44.6246
| 2 | 65.25 | 1: 17.4117; 1.1: 118.9133; 1.2: 0.15947; 1.3: 424.125; 1.4: 2.6787; 1.5: 118.9133; 1.6: 424.125; 1.7: 169.65; 1.8: 8.4594; 1.9: 1413.75; 2: 45.0239; 2.1: 95.1335; 2.2: 2100.9319; 2.3: 47.3271; 2.4: -1982.0187; 2.5: -44.6484
| 2 | 65.3 | 1: 17.4914; 1.1: 119.5491; 1.2: 0.16032; 1.3: 424.45; 1.4: 2.691; 1.5: 119.5491; 1.6: 424.45; 1.7: 169.78; 1.8: 8.4594; 1.9: 1414.8333; 2: 45.0584; 2.1: 95.1339; 2.2: 2104.142; 2.3: 47.3631; 2.4: -1984.5929; 2.5: -44.6721
| 2 | 65.35 | 1: 17.5713; 1.1: 120.187; 1.2: 0.16117; 1.3: 424.775; 1.4: 2.7033; 1.5: 120.187; 1.6: 424.775; 1.7: 169.91; 1.8: 8.4594; 1.9: 1415.9167; 2: 45.0929; 2.1: 95.1344; 2.2: 2107.3545; 2.3: 47.3991; 2.4: -1987.1675; 2.5: -44.6958
| 2 | 65.4 | 1: 17.6514; 1.1: 120.8271; 1.2: 0.16203; 1.3: 425.1; 1.4: 2.7156; 1.5: 120.8271; 1.6: 425.1; 1.7: 170.04; 1.8: 8.4594; 1.9: 1417; 2: 45.1274; 2.1: 95.1349; 2.2: 2110.5695; 2.3: 47.4351; 2.4: -1989.7425; 2.5: -44.7195
| 2 | 65.45 | 1: 17.7316; 1.1: 121.4692; 1.2: 0.16289; 1.3: 425.425; 1.4: 2.7279; 1.5: 121.4692; 1.6: 425.425; 1.7: 170.17; 1.8: 8.4594; 1.9: 1418.0833; 2: 45.1619; 2.1: 95.1354; 2.2: 2113.787; 2.3: 47.4712; 2.4: -1992.3177; 2.5: -44.7432
| 2 | 65.5 | 1: 17.8121; 1.1: 122.1135; 1.2: 0.16376; 1.3: 425.75; 1.4: 2.7403; 1.5: 122.1135; 1.6: 425.75; 1.7: 170.3; 1.8: 8.4594; 1.9: 1419.1667; 2: 45.1964; 2.1: 95.1359; 2.2: 2117.0069; 2.3: 47.5072; 2.4: -1994.8933; 2.5: -44.7669
| 2 | 65.55 | 1: 17.8927; 1.1: 122.76; 1.2: 0.16462; 1.3: 426.075; 1.4: 2.7527; 1.5: 122.76; 1.6: 426.075; 1.7: 170.43; 1.8: 8.4594; 1.9: 1420.25; 2: 45.2309; 2.1: 95.1364; 2.2: 2120.2292; 2.3: 47.5432; 2.4: -1997.4692; 2.5: -44.7905
| 2 | 65.6 | 1: 17.9735; 1.1: 123.4085; 1.2: 0.16549; 1.3: 426.4; 1.4: 2.7652; 1.5: 123.4085; 1.6: 426.4; 1.7: 170.56; 1.8: 8.4594; 1.9: 1421.3333; 2: 45.2654; 2.1: 95.1369; 2.2: 2123.454; 2.3: 47.5792; 2.4: -2000.0455; 2.5: -44.8141
| 2 | 65.65 | 1: 18.0545; 1.1: 124.0592; 1.2: 0.16637; 1.3: 426.725; 1.4: 2.7776; 1.5: 124.0592; 1.6: 426.725; 1.7: 170.69; 1.8: 8.4594; 1.9: 1422.4167; 2: 45.2999; 2.1: 95.1374; 2.2: 2126.6813; 2.3: 47.6152; 2.4: -2002.622; 2.5: -44.8376
| 2 | 65.7 | 1: 18.1357; 1.1: 124.7121; 1.2: 0.16724; 1.3: 427.05; 1.4: 2.7901; 1.5: 124.7121; 1.6: 427.05; 1.7: 170.82; 1.8: 8.4594; 1.9: 1423.5; 2: 45.3344; 2.1: 95.1379; 2.2: 2129.911; 2.3: 47.6513; 2.4: -2005.1989; 2.5: -44.8611
| 2 | 65.75 | 1: 18.2171; 1.1: 125.3671; 1.2: 0.16812; 1.3: 427.375; 1.4: 2.8026; 1.5: 125.3671; 1.6: 427.375; 1.7: 170.95; 1.8: 8.4594; 1.9: 1424.5833; 2: 45.3689; 2.1: 95.1384; 2.2: 2133.1431; 2.3: 47.6873; 2.4: -2007.7761; 2.5: -44.8846
| 2 | 65.8 | 1: 18.2987; 1.1: 126.0242; 1.2: 0.169; 1.3: 427.7; 1.4: 2.8152; 1.5: 126.0242; 1.6: 427.7; 1.7: 171.08; 1.8: 8.4594; 1.9: 1425.6667; 2: 45.4034; 2.1: 95.1389; 2.2: 2136.3777; 2.3: 47.7233; 2.4: -2010.3535; 2.5: -44.9081
| 2 | 65.85 | 1: 18.3804; 1.1: 126.6835; 1.2: 0.16989; 1.3: 428.025; 1.4: 2.8278; 1.5: 126.6835; 1.6: 428.025; 1.7: 171.21; 1.8: 8.4594; 1.9: 1426.75; 2: 45.4379; 2.1: 95.1393; 2.2: 2139.6148; 2.3: 47.7593; 2.4: -2012.9313; 2.5: -44.9316
| 2 | 65.9 | 1: 18.4624; 1.1: 127.3449; 1.2: 0.17077; 1.3: 428.35; 1.4: 2.8404; 1.5: 127.3449; 1.6: 428.35; 1.7: 171.34; 1.8: 8.4594; 1.9: 1427.8333; 2: 45.4724; 2.1: 95.1398; 2.2: 2142.8543; 2.3: 47.7953; 2.4: -2015.5094; 2.5: -44.955
| 2 | 65.95 | 1: 18.5445; 1.1: 128.0085; 1.2: 0.17166; 1.3: 428.675; 1.4: 2.853; 1.5: 128.0085; 1.6: 428.675; 1.7: 171.47; 1.8: 8.4594; 1.9: 1428.9167; 2: 45.5069; 2.1: 95.1403; 2.2: 2146.0962; 2.3: 47.8313; 2.4: -2018.0877; 2.5: -44.9783
| 2 | 66 | 1: 18.6268; 1.1: 128.6743; 1.2: 0.17256; 1.3: 429; 1.4: 2.8657; 1.5: 128.6743; 1.6: 429; 1.7: 171.6; 1.8: 8.4594; 1.9: 1430; 2: 45.5414; 2.1: 95.1408; 2.2: 2149.3406; 2.3: 47.8674; 2.4: -2020.6663; 2.5: -45.0017
| 2 | 66.05 | 1: 18.7094; 1.1: 129.3422; 1.2: 0.17345; 1.3: 429.325; 1.4: 2.8784; 1.5: 129.3422; 1.6: 429.325; 1.7: 171.73; 1.8: 8.4594; 1.9: 1431.0833; 2: 45.5759; 2.1: 95.1413; 2.2: 2152.5874; 2.3: 47.9034; 2.4: -2023.2452; 2.5: -45.025
| 2 | 66.1 | 1: 18.7921; 1.1: 130.0123; 1.2: 0.17435; 1.3: 429.65; 1.4: 2.8911; 1.5: 130.0123; 1.6: 429.65; 1.7: 171.86; 1.8: 8.4594; 1.9: 1432.1667; 2: 45.6104; 2.1: 95.1418; 2.2: 2155.8367; 2.3: 47.9394; 2.4: -2025.8244; 2.5: -45.0483
| 2 | 66.15 | 1: 18.875; 1.1: 130.6845; 1.2: 0.17525; 1.3: 429.975; 1.4: 2.9038; 1.5: 130.6845; 1.6: 429.975; 1.7: 171.99; 1.8: 8.4594; 1.9: 1433.25; 2: 45.6449; 2.1: 95.1423; 2.2: 2159.0884; 2.3: 47.9754; 2.4: -2028.4039; 2.5: -45.0716
| 2 | 66.2 | 1: 18.958; 1.1: 131.3589; 1.2: 0.17616; 1.3: 430.3; 1.4: 2.9166; 1.5: 131.3589; 1.6: 430.3; 1.7: 172.12; 1.8: 8.4594; 1.9: 1434.3333; 2: 45.6794; 2.1: 95.1427; 2.2: 2162.3425; 2.3: 48.0114; 2.4: -2030.9836; 2.5: -45.0948
| 2 | 66.25 | 1: 19.0413; 1.1: 132.0355; 1.2: 0.17706; 1.3: 430.625; 1.4: 2.9294; 1.5: 132.0355; 1.6: 430.625; 1.7: 172.25; 1.8: 8.4594; 1.9: 1435.4167; 2: 45.7139; 2.1: 95.1432; 2.2: 2165.5991; 2.3: 48.0475; 2.4: -2033.5636; 2.5: -45.118
| 2 | 66.3 | 1: 19.1248; 1.1: 132.7143; 1.2: 0.17797; 1.3: 430.95; 1.4: 2.9423; 1.5: 132.7143; 1.6: 430.95; 1.7: 172.38; 1.8: 8.4594; 1.9: 1436.5; 2: 45.7484; 2.1: 95.1437; 2.2: 2168.8581; 2.3: 48.0835; 2.4: -2036.1438; 2.5: -45.1412
| 2 | 66.35 | 1: 19.2084; 1.1: 133.3953; 1.2: 0.17889; 1.3: 431.275; 1.4: 2.9551; 1.5: 133.3953; 1.6: 431.275; 1.7: 172.51; 1.8: 8.4594; 1.9: 1437.5833; 2: 45.7829; 2.1: 95.1442; 2.2: 2172.1195; 2.3: 48.1195; 2.4: -2038.7243; 2.5: -45.1644
| 2 | 66.4 | 1: 19.2922; 1.1: 134.0784; 1.2: 0.1798; 1.3: 431.6; 1.4: 2.968; 1.5: 134.0784; 1.6: 431.6; 1.7: 172.64; 1.8: 8.4594; 1.9: 1438.6667; 2: 45.8174; 2.1: 95.1447; 2.2: 2175.3834; 2.3: 48.1555; 2.4: -2041.305; 2.5: -45.1875
| 2 | 66.45 | 1: 19.3762; 1.1: 134.7637; 1.2: 0.18072; 1.3: 431.925; 1.4: 2.981; 1.5: 134.7637; 1.6: 431.925; 1.7: 172.77; 1.8: 8.4594; 1.9: 1439.75; 2: 45.8519; 2.1: 95.1452; 2.2: 2178.6497; 2.3: 48.1915; 2.4: -2043.886; 2.5: -45.2106
| 2 | 66.5 | 1: 19.4605; 1.1: 135.4513; 1.2: 0.18164; 1.3: 432.25; 1.4: 2.9939; 1.5: 135.4513; 1.6: 432.25; 1.7: 172.9; 1.8: 8.4594; 1.9: 1440.8333; 2: 45.8864; 2.1: 95.1457; 2.2: 2181.9185; 2.3: 48.2275; 2.4: -2046.4672; 2.5: -45.2336
| 2 | 66.55 | 1: 19.5449; 1.1: 136.141; 1.2: 0.18257; 1.3: 432.575; 1.4: 3.0069; 1.5: 136.141; 1.6: 432.575; 1.7: 173.03; 1.8: 8.4594; 1.9: 1441.9167; 2: 45.9209; 2.1: 95.1461; 2.2: 2185.1896; 2.3: 48.2636; 2.4: -2049.0486; 2.5: -45.2567
| 2 | 66.6 | 1: 19.6294; 1.1: 136.8329; 1.2: 0.1835; 1.3: 432.9; 1.4: 3.0199; 1.5: 136.8329; 1.6: 432.9; 1.7: 173.16; 1.8: 8.4594; 1.9: 1443; 2: 45.9554; 2.1: 95.1466; 2.2: 2188.4632; 2.3: 48.2996; 2.4: -2051.6303; 2.5: -45.2797
| 2 | 66.65 | 1: 19.7142; 1.1: 137.527; 1.2: 0.18443; 1.3: 433.225; 1.4: 3.033; 1.5: 137.527; 1.6: 433.225; 1.7: 173.29; 1.8: 8.4594; 1.9: 1444.0833; 2: 45.9899; 2.1: 95.1471; 2.2: 2191.7392; 2.3: 48.3356; 2.4: -2054.2122; 2.5: -45.3026
| 2 | 66.7 | 1: 19.7992; 1.1: 138.2234; 1.2: 0.18536; 1.3: 433.55; 1.4: 3.046; 1.5: 138.2234; 1.6: 433.55; 1.7: 173.42; 1.8: 8.4594; 1.9: 1445.1667; 2: 46.0244; 2.1: 95.1476; 2.2: 2195.0176; 2.3: 48.3716; 2.4: -2056.7943; 2.5: -45.3256
| 2 | 66.75 | 1: 19.8843; 1.1: 138.9219; 1.2: 0.1863; 1.3: 433.875; 1.4: 3.0591; 1.5: 138.9219; 1.6: 433.875; 1.7: 173.55; 1.8: 8.4594; 1.9: 1446.25; 2: 46.0589; 2.1: 95.1481; 2.2: 2198.2985; 2.3: 48.4076; 2.4: -2059.3766; 2.5: -45.3485
| 2 | 66.8 | 1: 19.9697; 1.1: 139.6226; 1.2: 0.18724; 1.3: 434.2; 1.4: 3.0723; 1.5: 139.6226; 1.6: 434.2; 1.7: 173.68; 1.8: 8.4594; 1.9: 1447.3333; 2: 46.0934; 2.1: 95.1486; 2.2: 2201.5818; 2.3: 48.4436; 2.4: -2061.9591; 2.5: -45.3714
| 2 | 66.85 | 1: 20.0552; 1.1: 140.3256; 1.2: 0.18818; 1.3: 434.525; 1.4: 3.0854; 1.5: 140.3256; 1.6: 434.525; 1.7: 173.81; 1.8: 8.4594; 1.9: 1448.4167; 2: 46.1279; 2.1: 95.1491; 2.2: 2204.8675; 2.3: 48.4796; 2.4: -2064.5419; 2.5: -45.3942
| 2 | 66.9 | 1: 20.1409; 1.1: 141.0308; 1.2: 0.18913; 1.3: 434.85; 1.4: 3.0986; 1.5: 141.0308; 1.6: 434.85; 1.7: 173.94; 1.8: 8.4594; 1.9: 1449.5; 2: 46.1624; 2.1: 95.1496; 2.2: 2208.1556; 2.3: 48.5156; 2.4: -2067.1248; 2.5: -45.417
| 2 | 66.95 | 1: 20.2268; 1.1: 141.7382; 1.2: 0.19007; 1.3: 435.175; 1.4: 3.1118; 1.5: 141.7382; 1.6: 435.175; 1.7: 174.07; 1.8: 8.4594; 1.9: 1450.5833; 2: 46.1969; 2.1: 95.15; 2.2: 2211.4461; 2.3: 48.5517; 2.4: -2069.7079; 2.5: -45.4398
| 2 | 67 | 1: 20.3129; 1.1: 142.4478; 1.2: 0.19103; 1.3: 435.5; 1.4: 3.1251; 1.5: 142.4478; 1.6: 435.5; 1.7: 174.2; 1.8: 8.4594; 1.9: 1451.6667; 2: 46.2314; 2.1: 95.1505; 2.2: 2214.739; 2.3: 48.5877; 2.4: -2072.2912; 2.5: -45.4626
| 2 | 67.05 | 1: 20.3992; 1.1: 143.1597; 1.2: 0.19198; 1.3: 435.825; 1.4: 3.1383; 1.5: 143.1597; 1.6: 435.825; 1.7: 174.33; 1.8: 8.4594; 1.9: 1452.75; 2: 46.2659; 2.1: 95.151; 2.2: 2218.0344; 2.3: 48.6237; 2.4: -2074.8747; 2.5: -45.4853
| 2 | 67.1 | 1: 20.4857; 1.1: 143.8737; 1.2: 0.19294; 1.3: 436.15; 1.4: 3.1516; 1.5: 143.8737; 1.6: 436.15; 1.7: 174.46; 1.8: 8.4594; 1.9: 1453.8333; 2: 46.3004; 2.1: 95.1515; 2.2: 2221.3321; 2.3: 48.6597; 2.4: -2077.4584; 2.5: -45.508
| 2 | 67.15 | 1: 20.5724; 1.1: 144.5901; 1.2: 0.1939; 1.3: 436.475; 1.4: 3.165; 1.5: 144.5901; 1.6: 436.475; 1.7: 174.59; 1.8: 8.4594; 1.9: 1454.9167; 2: 46.3349; 2.1: 95.152; 2.2: 2224.6323; 2.3: 48.6957; 2.4: -2080.0422; 2.5: -45.5307
| 2 | 67.2 | 1: 20.6592; 1.1: 145.3086; 1.2: 0.19486; 1.3: 436.8; 1.4: 3.1783; 1.5: 145.3086; 1.6: 436.8; 1.7: 174.72; 1.8: 8.4594; 1.9: 1456; 2: 46.3694; 2.1: 95.1525; 2.2: 2227.9349; 2.3: 48.7317; 2.4: -2082.6262; 2.5: -45.5533
| 2 | 67.25 | 1: 20.7463; 1.1: 146.0294; 1.2: 0.19583; 1.3: 437.125; 1.4: 3.1917; 1.5: 146.0294; 1.6: 437.125; 1.7: 174.85; 1.8: 8.4594; 1.9: 1457.0833; 2: 46.4039; 2.1: 95.153; 2.2: 2231.2398; 2.3: 48.7677; 2.4: -2085.2104; 2.5: -45.576
| 2 | 67.3 | 1: 20.8335; 1.1: 146.7525; 1.2: 0.1968; 1.3: 437.45; 1.4: 3.2052; 1.5: 146.7525; 1.6: 437.45; 1.7: 174.98; 1.8: 8.4594; 1.9: 1458.1667; 2: 46.4384; 2.1: 95.1535; 2.2: 2234.5472; 2.3: 48.8037; 2.4: -2087.7947; 2.5: -45.5985
| 2 | 67.35 | 1: 20.9209; 1.1: 147.4778; 1.2: 0.19777; 1.3: 437.775; 1.4: 3.2186; 1.5: 147.4778; 1.6: 437.775; 1.7: 175.11; 1.8: 8.4594; 1.9: 1459.25; 2: 46.4729; 2.1: 95.154; 2.2: 2237.857; 2.3: 48.8397; 2.4: -2090.3792; 2.5: -45.6211
| 2 | 67.4 | 1: 21.0085; 1.1: 148.2053; 1.2: 0.19875; 1.3: 438.1; 1.4: 3.2321; 1.5: 148.2053; 1.6: 438.1; 1.7: 175.24; 1.8: 8.4594; 1.9: 1460.3333; 2: 46.5074; 2.1: 95.1545; 2.2: 2241.1691; 2.3: 48.8757; 2.4: -2092.9638; 2.5: -45.6436
| 2 | 67.45 | 1: 21.0963; 1.1: 148.9351; 1.2: 0.19973; 1.3: 438.425; 1.4: 3.2456; 1.5: 148.9351; 1.6: 438.425; 1.7: 175.37; 1.8: 8.4594; 1.9: 1461.4167; 2: 46.5419; 2.1: 95.155; 2.2: 2244.4837; 2.3: 48.9117; 2.4: -2095.5486; 2.5: -45.6661
| 2 | 67.5 | 1: 21.1843; 1.1: 149.6672; 1.2: 0.20071; 1.3: 438.75; 1.4: 3.2591; 1.5: 149.6672; 1.6: 438.75; 1.7: 175.5; 1.8: 8.4594; 1.9: 1462.5; 2: 46.5764; 2.1: 95.1555; 2.2: 2247.8007; 2.3: 48.9477; 2.4: -2098.1335; 2.5: -45.6886
| 2 | 67.55 | 1: 21.2725; 1.1: 150.4015; 1.2: 0.20169; 1.3: 439.075; 1.4: 3.2727; 1.5: 150.4015; 1.6: 439.075; 1.7: 175.63; 1.8: 8.4594; 1.9: 1463.5833; 2: 46.6109; 2.1: 95.156; 2.2: 2251.12; 2.3: 48.9837; 2.4: -2100.7185; 2.5: -45.711
| 2 | 67.6 | 1: 21.3609; 1.1: 151.1381; 1.2: 0.20268; 1.3: 439.4; 1.4: 3.2863; 1.5: 151.1381; 1.6: 439.4; 1.7: 175.76; 1.8: 8.4594; 1.9: 1464.6667; 2: 46.6454; 2.1: 95.1565; 2.2: 2254.4418; 2.3: 49.0197; 2.4: -2103.3037; 2.5: -45.7334
| 2 | 67.65 | 1: 21.4494; 1.1: 151.8769; 1.2: 0.20367; 1.3: 439.725; 1.4: 3.2999; 1.5: 151.8769; 1.6: 439.725; 1.7: 175.89; 1.8: 8.4594; 1.9: 1465.75; 2: 46.6799; 2.1: 95.157; 2.2: 2257.7659; 2.3: 49.0557; 2.4: -2105.889; 2.5: -45.7558
| 2 | 67.7 | 1: 21.5382; 1.1: 152.618; 1.2: 0.20466; 1.3: 440.05; 1.4: 3.3136; 1.5: 152.618; 1.6: 440.05; 1.7: 176.02; 1.8: 8.4594; 1.9: 1466.8333; 2: 46.7144; 2.1: 95.1575; 2.2: 2261.0924; 2.3: 49.0917; 2.4: -2108.4744; 2.5: -45.7781
| 2 | 67.75 | 1: 21.6271; 1.1: 153.3614; 1.2: 0.20566; 1.3: 440.375; 1.4: 3.3272; 1.5: 153.3614; 1.6: 440.375; 1.7: 176.15; 1.8: 8.4594; 1.9: 1467.9167; 2: 46.7489; 2.1: 95.1581; 2.2: 2264.4213; 2.3: 49.1277; 2.4: -2111.0599; 2.5: -45.8004
| 2 | 67.8 | 1: 21.7162; 1.1: 154.1071; 1.2: 0.20666; 1.3: 440.7; 1.4: 3.341; 1.5: 154.1071; 1.6: 440.7; 1.7: 176.28; 1.8: 8.4594; 1.9: 1469; 2: 46.7834; 2.1: 95.1586; 2.2: 2267.7526; 2.3: 49.1637; 2.4: -2113.6455; 2.5: -45.8227
| 2 | 67.85 | 1: 21.8056; 1.1: 154.855; 1.2: 0.20766; 1.3: 441.025; 1.4: 3.3547; 1.5: 154.855; 1.6: 441.025; 1.7: 176.41; 1.8: 8.4594; 1.9: 1470.0833; 2: 46.8179; 2.1: 95.1591; 2.2: 2271.0862; 2.3: 49.1997; 2.4: -2116.2312; 2.5: -45.845
| 2 | 67.9 | 1: 21.8951; 1.1: 155.6053; 1.2: 0.20867; 1.3: 441.35; 1.4: 3.3685; 1.5: 155.6053; 1.6: 441.35; 1.7: 176.54; 1.8: 8.4594; 1.9: 1471.1667; 2: 46.8524; 2.1: 95.1596; 2.2: 2274.4223; 2.3: 49.2356; 2.4: -2118.817; 2.5: -45.8672
| 2 | 67.95 | 1: 21.9848; 1.1: 156.3578; 1.2: 0.20968; 1.3: 441.675; 1.4: 3.3823; 1.5: 156.3578; 1.6: 441.675; 1.7: 176.67; 1.8: 8.4594; 1.9: 1472.25; 2: 46.8869; 2.1: 95.1601; 2.2: 2277.7607; 2.3: 49.2716; 2.4: -2121.4029; 2.5: -45.8894
| 2 | 68 | 1: 22.0746; 1.1: 157.1126; 1.2: 0.21069; 1.3: 442; 1.4: 3.3961; 1.5: 157.1126; 1.6: 442; 1.7: 176.8; 1.8: 8.4594; 1.9: 1473.3333; 2: 46.9214; 2.1: 95.1607; 2.2: 2281.1015; 2.3: 49.3076; 2.4: -2123.9889; 2.5: -45.9115
| 2 | 68.05 | 1: 22.1647; 1.1: 157.8697; 1.2: 0.21171; 1.3: 442.325; 1.4: 3.41; 1.5: 157.8697; 1.6: 442.325; 1.7: 176.93; 1.8: 8.4594; 1.9: 1474.4167; 2: 46.9559; 2.1: 95.1612; 2.2: 2284.4446; 2.3: 49.3436; 2.4: -2126.5749; 2.5: -45.9336
| 2 | 68.1 | 1: 22.255; 1.1: 158.6291; 1.2: 0.21273; 1.3: 442.65; 1.4: 3.4238; 1.5: 158.6291; 1.6: 442.65; 1.7: 177.06; 1.8: 8.4594; 1.9: 1475.5; 2: 46.9904; 2.1: 95.1617; 2.2: 2287.7902; 2.3: 49.3796; 2.4: -2129.161; 2.5: -45.9557
| 2 | 68.15 | 1: 22.3454; 1.1: 159.3908; 1.2: 0.21375; 1.3: 442.975; 1.4: 3.4378; 1.5: 159.3908; 1.6: 442.975; 1.7: 177.19; 1.8: 8.4594; 1.9: 1476.5833; 2: 47.0249; 2.1: 95.1622; 2.2: 2291.1381; 2.3: 49.4156; 2.4: -2131.7472; 2.5: -45.9778
| 2 | 68.2 | 1: 22.4361; 1.1: 160.1548; 1.2: 0.21477; 1.3: 443.3; 1.4: 3.4517; 1.5: 160.1548; 1.6: 443.3; 1.7: 177.32; 1.8: 8.4594; 1.9: 1477.6667; 2: 47.0594; 2.1: 95.1628; 2.2: 2294.4883; 2.3: 49.4515; 2.4: -2134.3335; 2.5: -45.9998
| 2 | 68.25 | 1: 22.5269; 1.1: 160.9212; 1.2: 0.2158; 1.3: 443.625; 1.4: 3.4657; 1.5: 160.9212; 1.6: 443.625; 1.7: 177.45; 1.8: 8.4594; 1.9: 1478.75; 2: 47.0939; 2.1: 95.1633; 2.2: 2297.8409; 2.3: 49.4875; 2.4: -2136.9198; 2.5: -46.0218
| 2 | 68.3 | 1: 22.618; 1.1: 161.6898; 1.2: 0.21683; 1.3: 443.95; 1.4: 3.4797; 1.5: 161.6898; 1.6: 443.95; 1.7: 177.58; 1.8: 8.4594; 1.9: 1479.8333; 2: 47.1285; 2.1: 95.1639; 2.2: 2301.1959; 2.3: 49.5235; 2.4: -2139.5061; 2.5: -46.0438
| 2 | 68.35 | 1: 22.7092; 1.1: 162.4607; 1.2: 0.21786; 1.3: 444.275; 1.4: 3.4937; 1.5: 162.4607; 1.6: 444.275; 1.7: 177.71; 1.8: 8.4594; 1.9: 1480.9167; 2: 47.163; 2.1: 95.1644; 2.2: 2304.5532; 2.3: 49.5594; 2.4: -2142.0925; 2.5: -46.0657
| 2 | 68.4 | 1: 22.8006; 1.1: 163.234; 1.2: 0.2189; 1.3: 444.6; 1.4: 3.5078; 1.5: 163.234; 1.6: 444.6; 1.7: 177.84; 1.8: 8.4594; 1.9: 1482; 2: 47.1975; 2.1: 95.1649; 2.2: 2307.9129; 2.3: 49.5954; 2.4: -2144.6789; 2.5: -46.0876
| 2 | 68.45 | 1: 22.8922; 1.1: 164.0096; 1.2: 0.21994; 1.3: 444.925; 1.4: 3.5219; 1.5: 164.0096; 1.6: 444.925; 1.7: 177.97; 1.8: 8.4594; 1.9: 1483.0833; 2: 47.232; 2.1: 95.1655; 2.2: 2311.2749; 2.3: 49.6314; 2.4: -2147.2654; 2.5: -46.1095
| 2 | 68.5 | 1: 22.984; 1.1: 164.7875; 1.2: 0.22098; 1.3: 445.25; 1.4: 3.536; 1.5: 164.7875; 1.6: 445.25; 1.7: 178.1; 1.8: 8.4594; 1.9: 1484.1667; 2: 47.2665; 2.1: 95.166; 2.2: 2314.6393; 2.3: 49.6674; 2.4: -2149.8518; 2.5: -46.1314
| 2 | 68.55 | 1: 23.076; 1.1: 165.5677; 1.2: 0.22203; 1.3: 445.575; 1.4: 3.5501; 1.5: 165.5677; 1.6: 445.575; 1.7: 178.23; 1.8: 8.4594; 1.9: 1485.25; 2: 47.301; 2.1: 95.1666; 2.2: 2318.0061; 2.3: 49.7033; 2.4: -2152.4383; 2.5: -46.1532
| 2 | 68.6 | 1: 23.1681; 1.1: 166.3503; 1.2: 0.22308; 1.3: 445.9; 1.4: 3.5643; 1.5: 166.3503; 1.6: 445.9; 1.7: 178.36; 1.8: 8.4594; 1.9: 1486.3333; 2: 47.3355; 2.1: 95.1672; 2.2: 2321.3751; 2.3: 49.7393; 2.4: -2155.0249; 2.5: -46.1749
| 2 | 68.65 | 1: 23.2605; 1.1: 167.1352; 1.2: 0.22413; 1.3: 446.225; 1.4: 3.5785; 1.5: 167.1352; 1.6: 446.225; 1.7: 178.49; 1.8: 8.4594; 1.9: 1487.4167; 2: 47.37; 2.1: 95.1677; 2.2: 2324.7465; 2.3: 49.7752; 2.4: -2157.6114; 2.5: -46.1967
| 2 | 68.7 | 1: 23.353; 1.1: 167.9224; 1.2: 0.22519; 1.3: 446.55; 1.4: 3.5928; 1.5: 167.9224; 1.6: 446.55; 1.7: 178.62; 1.8: 8.4594; 1.9: 1488.5; 2: 47.4045; 2.1: 95.1683; 2.2: 2328.1203; 2.3: 49.8112; 2.4: -2160.1979; 2.5: -46.2184
| 2 | 68.75 | 1: 23.4458; 1.1: 168.712; 1.2: 0.22625; 1.3: 446.875; 1.4: 3.607; 1.5: 168.712; 1.6: 446.875; 1.7: 178.75; 1.8: 8.4594; 1.9: 1489.5833; 2: 47.439; 2.1: 95.1689; 2.2: 2331.4964; 2.3: 49.8471; 2.4: -2162.7844; 2.5: -46.2401
| 2 | 68.8 | 1: 23.5387; 1.1: 169.5039; 1.2: 0.22731; 1.3: 447.2; 1.4: 3.6213; 1.5: 169.5039; 1.6: 447.2; 1.7: 178.88; 1.8: 8.4594; 1.9: 1490.6667; 2: 47.4735; 2.1: 95.1694; 2.2: 2334.8748; 2.3: 49.8831; 2.4: -2165.3709; 2.5: -46.2618
| 2 | 68.85 | 1: 23.6318; 1.1: 170.2981; 1.2: 0.22837; 1.3: 447.525; 1.4: 3.6357; 1.5: 170.2981; 1.6: 447.525; 1.7: 179.01; 1.8: 8.4594; 1.9: 1491.75; 2: 47.508; 2.1: 95.17; 2.2: 2338.2556; 2.3: 49.919; 2.4: -2167.9574; 2.5: -46.2834
| 2 | 68.9 | 1: 23.7252; 1.1: 171.0948; 1.2: 0.22944; 1.3: 447.85; 1.4: 3.65; 1.5: 171.0948; 1.6: 447.85; 1.7: 179.14; 1.8: 8.4594; 1.9: 1492.8333; 2: 47.5425; 2.1: 95.1706; 2.2: 2341.6386; 2.3: 49.955; 2.4: -2170.5439; 2.5: -46.305
| 2 | 68.95 | 1: 23.8187; 1.1: 171.8937; 1.2: 0.23051; 1.3: 448.175; 1.4: 3.6644; 1.5: 171.8937; 1.6: 448.175; 1.7: 179.27; 1.8: 8.4594; 1.9: 1493.9167; 2: 47.577; 2.1: 95.1712; 2.2: 2345.024; 2.3: 49.9909; 2.4: -2173.1303; 2.5: -46.3265
| 2 | 69 | 1: 23.9124; 1.1: 172.6951; 1.2: 0.23159; 1.3: 448.5; 1.4: 3.6788; 1.5: 172.6951; 1.6: 448.5; 1.7: 179.4; 1.8: 8.4594; 1.9: 1495; 2: 47.6115; 2.1: 95.1718; 2.2: 2348.4118; 2.3: 50.0269; 2.4: -2175.7167; 2.5: -46.3481
| 2 | 69.05 | 1: 24.0062; 1.1: 173.4987; 1.2: 0.23267; 1.3: 448.825; 1.4: 3.6933; 1.5: 173.4987; 1.6: 448.825; 1.7: 179.53; 1.8: 8.4594; 1.9: 1496.0833; 2: 47.646; 2.1: 95.1724; 2.2: 2351.8018; 2.3: 50.0628; 2.4: -2178.3031; 2.5: -46.3695
| 2 | 69.1 | 1: 24.1003; 1.1: 174.3048; 1.2: 0.23375; 1.3: 449.15; 1.4: 3.7077; 1.5: 174.3048; 1.6: 449.15; 1.7: 179.66; 1.8: 8.4594; 1.9: 1497.1667; 2: 47.6805; 2.1: 95.173; 2.2: 2355.1942; 2.3: 50.0988; 2.4: -2180.8894; 2.5: -46.391
| 2 | 69.15 | 1: 24.1946; 1.1: 175.1132; 1.2: 0.23483; 1.3: 449.475; 1.4: 3.7222; 1.5: 175.1132; 1.6: 449.475; 1.7: 179.79; 1.8: 8.4594; 1.9: 1498.25; 2: 47.715; 2.1: 95.1736; 2.2: 2358.5889; 2.3: 50.1347; 2.4: -2183.4757; 2.5: -46.4124
| 2 | 69.2 | 1: 24.2891; 1.1: 175.924; 1.2: 0.23592; 1.3: 449.8; 1.4: 3.7368; 1.5: 175.924; 1.6: 449.8; 1.7: 179.92; 1.8: 8.4594; 1.9: 1499.3333; 2: 47.7495; 2.1: 95.1742; 2.2: 2361.9858; 2.3: 50.1706; 2.4: -2186.0619; 2.5: -46.4338
| 2 | 69.25 | 1: 24.3837; 1.1: 176.7371; 1.2: 0.23701; 1.3: 450.125; 1.4: 3.7513; 1.5: 176.7371; 1.6: 450.125; 1.7: 180.05; 1.8: 8.4594; 1.9: 1500.4167; 2: 47.784; 2.1: 95.1748; 2.2: 2365.3851; 2.3: 50.2065; 2.4: -2188.648; 2.5: -46.4552
| 2 | 69.3 | 1: 24.4785; 1.1: 177.5527; 1.2: 0.2381; 1.3: 450.45; 1.4: 3.7659; 1.5: 177.5527; 1.6: 450.45; 1.7: 180.18; 1.8: 8.4594; 1.9: 1501.5; 2: 47.8185; 2.1: 95.1754; 2.2: 2368.7867; 2.3: 50.2425; 2.4: -2191.2341; 2.5: -46.4765
| 2 | 69.35 | 1: 24.5736; 1.1: 178.3706; 1.2: 0.2392; 1.3: 450.775; 1.4: 3.7806; 1.5: 178.3706; 1.6: 450.775; 1.7: 180.31; 1.8: 8.4594; 1.9: 1502.5833; 2: 47.853; 2.1: 95.176; 2.2: 2372.1906; 2.3: 50.2784; 2.4: -2193.82; 2.5: -46.4978
| 2 | 69.4 | 1: 24.6688; 1.1: 179.1909; 1.2: 0.2403; 1.3: 451.1; 1.4: 3.7952; 1.5: 179.1909; 1.6: 451.1; 1.7: 180.44; 1.8: 8.4594; 1.9: 1503.6667; 2: 47.8875; 2.1: 95.1766; 2.2: 2375.5968; 2.3: 50.3143; 2.4: -2196.4059; 2.5: -46.5191
| 2 | 69.45 | 1: 24.7642; 1.1: 180.0136; 1.2: 0.2414; 1.3: 451.425; 1.4: 3.8099; 1.5: 180.0136; 1.6: 451.425; 1.7: 180.57; 1.8: 8.4594; 1.9: 1504.75; 2: 47.922; 2.1: 95.1773; 2.2: 2379.0053; 2.3: 50.3502; 2.4: -2198.9917; 2.5: -46.5403
| 2 | 69.5 | 1: 24.8598; 1.1: 180.8387; 1.2: 0.24251; 1.3: 451.75; 1.4: 3.8246; 1.5: 180.8387; 1.6: 451.75; 1.7: 180.7; 1.8: 8.4594; 1.9: 1505.8333; 2: 47.9565; 2.1: 95.1779; 2.2: 2382.4161; 2.3: 50.3861; 2.4: -2201.5774; 2.5: -46.5615
| 2 | 69.55 | 1: 24.9556; 1.1: 181.6661; 1.2: 0.24362; 1.3: 452.075; 1.4: 3.8393; 1.5: 181.6661; 1.6: 452.075; 1.7: 180.83; 1.8: 8.4594; 1.9: 1506.9167; 2: 47.991; 2.1: 95.1786; 2.2: 2385.8292; 2.3: 50.422; 2.4: -2204.163; 2.5: -46.5827
| 2 | 69.6 | 1: 25.0516; 1.1: 182.496; 1.2: 0.24473; 1.3: 452.4; 1.4: 3.8541; 1.5: 182.496; 1.6: 452.4; 1.7: 180.96; 1.8: 8.4594; 1.9: 1508; 2: 48.0255; 2.1: 95.1792; 2.2: 2389.2446; 2.3: 50.458; 2.4: -2206.7485; 2.5: -46.6039
| 2 | 69.65 | 1: 25.1478; 1.1: 183.3283; 1.2: 0.24585; 1.3: 452.725; 1.4: 3.8689; 1.5: 183.3283; 1.6: 452.725; 1.7: 181.09; 1.8: 8.4594; 1.9: 1509.0833; 2: 48.06; 2.1: 95.1799; 2.2: 2392.6622; 2.3: 50.4939; 2.4: -2209.3339; 2.5: -46.625
| 2 | 69.7 | 1: 25.2442; 1.1: 184.163; 1.2: 0.24697; 1.3: 453.05; 1.4: 3.8837; 1.5: 184.163; 1.6: 453.05; 1.7: 181.22; 1.8: 8.4594; 1.9: 1510.1667; 2: 48.0945; 2.1: 95.1805; 2.2: 2396.0821; 2.3: 50.5298; 2.4: -2211.9192; 2.5: -46.646
| 2 | 69.75 | 1: 25.3407; 1.1: 185; 1.2: 0.24809; 1.3: 453.375; 1.4: 3.8986; 1.5: 185; 1.6: 453.375; 1.7: 181.35; 1.8: 8.4594; 1.9: 1511.25; 2: 48.129; 2.1: 95.1812; 2.2: 2399.5043; 2.3: 50.5656; 2.4: -2214.5043; 2.5: -46.6671
| 2 | 69.8 | 1: 25.4375; 1.1: 185.8395; 1.2: 0.24921; 1.3: 453.7; 1.4: 3.9135; 1.5: 185.8395; 1.6: 453.7; 1.7: 181.48; 1.8: 8.4594; 1.9: 1512.3333; 2: 48.1635; 2.1: 95.1819; 2.2: 2402.9288; 2.3: 50.6015; 2.4: -2217.0892; 2.5: -46.6881
| 2 | 69.85 | 1: 25.5344; 1.1: 186.6814; 1.2: 0.25034; 1.3: 454.025; 1.4: 3.9284; 1.5: 186.6814; 1.6: 454.025; 1.7: 181.61; 1.8: 8.4594; 1.9: 1513.4167; 2: 48.198; 2.1: 95.1825; 2.2: 2406.3555; 2.3: 50.6374; 2.4: -2219.6741; 2.5: -46.7091
| 2 | 69.9 | 1: 25.6316; 1.1: 187.5258; 1.2: 0.25148; 1.3: 454.35; 1.4: 3.9433; 1.5: 187.5258; 1.6: 454.35; 1.7: 181.74; 1.8: 8.4594; 1.9: 1514.5; 2: 48.2325; 2.1: 95.1832; 2.2: 2409.7845; 2.3: 50.6733; 2.4: -2222.2588; 2.5: -46.73
| 2 | 69.95 | 1: 25.7289; 1.1: 188.3725; 1.2: 0.25261; 1.3: 454.675; 1.4: 3.9583; 1.5: 188.3725; 1.6: 454.675; 1.7: 181.87; 1.8: 8.4594; 1.9: 1515.5833; 2: 48.267; 2.1: 95.1839; 2.2: 2413.2158; 2.3: 50.7092; 2.4: -2224.8433; 2.5: -46.7509
| 2 | 70 | 1: 25.8264; 1.1: 189.2217; 1.2: 0.25375; 1.3: 455; 1.4: 3.9733; 1.5: 189.2217; 1.6: 455; 1.7: 182; 1.8: 8.4594; 1.9: 1516.6667; 2: 48.3015; 2.1: 95.1846; 2.2: 2416.6493; 2.3: 50.7451; 2.4: -2227.4276; 2.5: -46.7718
| 2 | 70.05 | 1: 25.9241; 1.1: 190.0733; 1.2: 0.25489; 1.3: 455.325; 1.4: 3.9883; 1.5: 190.0733; 1.6: 455.325; 1.7: 182.13; 1.8: 8.4594; 1.9: 1517.75; 2: 48.336; 2.1: 95.1853; 2.2: 2420.0851; 2.3: 50.7809; 2.4: -2230.0118; 2.5: -46.7926
| 2 | 70.1 | 1: 26.0221; 1.1: 190.9273; 1.2: 0.25604; 1.3: 455.65; 1.4: 4.0034; 1.5: 190.9273; 1.6: 455.65; 1.7: 182.26; 1.8: 8.4594; 1.9: 1518.8333; 2: 48.3705; 2.1: 95.186; 2.2: 2423.5231; 2.3: 50.8168; 2.4: -2232.5958; 2.5: -46.8134
| 2 | 70.15 | 1: 26.1202; 1.1: 191.7838; 1.2: 0.25719; 1.3: 455.975; 1.4: 4.0185; 1.5: 191.7838; 1.6: 455.975; 1.7: 182.39; 1.8: 8.4594; 1.9: 1519.9167; 2: 48.405; 2.1: 95.1867; 2.2: 2426.9634; 2.3: 50.8527; 2.4: -2235.1796; 2.5: -46.8342
| 2 | 70.2 | 1: 26.2184; 1.1: 192.6427; 1.2: 0.25834; 1.3: 456.3; 1.4: 4.0336; 1.5: 192.6427; 1.6: 456.3; 1.7: 182.52; 1.8: 8.4594; 1.9: 1521; 2: 48.4395; 2.1: 95.1874; 2.2: 2430.4059; 2.3: 50.8885; 2.4: -2237.7633; 2.5: -46.8549
| 2 | 70.25 | 1: 26.3169; 1.1: 193.504; 1.2: 0.25949; 1.3: 456.625; 1.4: 4.0488; 1.5: 193.504; 1.6: 456.625; 1.7: 182.65; 1.8: 8.4594; 1.9: 1522.0833; 2: 48.474; 2.1: 95.1882; 2.2: 2433.8507; 2.3: 50.9244; 2.4: -2240.3467; 2.5: -46.8756
| 2 | 70.3 | 1: 26.4156; 1.1: 194.3678; 1.2: 0.26065; 1.3: 456.95; 1.4: 4.0639; 1.5: 194.3678; 1.6: 456.95; 1.7: 182.78; 1.8: 8.4594; 1.9: 1523.1667; 2: 48.5085; 2.1: 95.1889; 2.2: 2437.2977; 2.3: 50.9602; 2.4: -2242.9299; 2.5: -46.8963
| 2 | 70.35 | 1: 26.5145; 1.1: 195.234; 1.2: 0.26181; 1.3: 457.275; 1.4: 4.0791; 1.5: 195.234; 1.6: 457.275; 1.7: 182.91; 1.8: 8.4594; 1.9: 1524.25; 2: 48.543; 2.1: 95.1896; 2.2: 2440.7469; 2.3: 50.9961; 2.4: -2245.5129; 2.5: -46.9169
| 2 | 70.4 | 1: 26.6135; 1.1: 196.1027; 1.2: 0.26298; 1.3: 457.6; 1.4: 4.0944; 1.5: 196.1027; 1.6: 457.6; 1.7: 183.04; 1.8: 8.4594; 1.9: 1525.3333; 2: 48.5775; 2.1: 95.1904; 2.2: 2444.1984; 2.3: 51.0319; 2.4: -2248.0957; 2.5: -46.9375
| 2 | 70.45 | 1: 26.7128; 1.1: 196.9738; 1.2: 0.26415; 1.3: 457.925; 1.4: 4.1097; 1.5: 196.9738; 1.6: 457.925; 1.7: 183.17; 1.8: 8.4594; 1.9: 1526.4167; 2: 48.612; 2.1: 95.1911; 2.2: 2447.6521; 2.3: 51.0678; 2.4: -2250.6782; 2.5: -46.9581
| 2 | 70.5 | 1: 26.8122; 1.1: 197.8474; 1.2: 0.26532; 1.3: 458.25; 1.4: 4.125; 1.5: 197.8474; 1.6: 458.25; 1.7: 183.3; 1.8: 8.4594; 1.9: 1527.5; 2: 48.6465; 2.1: 95.1919; 2.2: 2451.108; 2.3: 51.1036; 2.4: -2253.2606; 2.5: -46.9787
| 2 | 70.55 | 1: 26.9119; 1.1: 198.7235; 1.2: 0.26649; 1.3: 458.575; 1.4: 4.1403; 1.5: 198.7235; 1.6: 458.575; 1.7: 183.43; 1.8: 8.4594; 1.9: 1528.5833; 2: 48.681; 2.1: 95.1927; 2.2: 2454.5661; 2.3: 51.1394; 2.4: -2255.8426; 2.5: -46.9992
| 2 | 70.6 | 1: 27.0117; 1.1: 199.602; 1.2: 0.26767; 1.3: 458.9; 1.4: 4.1556; 1.5: 199.602; 1.6: 458.9; 1.7: 183.56; 1.8: 8.4594; 1.9: 1529.6667; 2: 48.7155; 2.1: 95.1934; 2.2: 2458.0265; 2.3: 51.1753; 2.4: -2258.4245; 2.5: -47.0196
| 2 | 70.65 | 1: 27.1117; 1.1: 200.483; 1.2: 0.26885; 1.3: 459.225; 1.4: 4.171; 1.5: 200.483; 1.6: 459.225; 1.7: 183.69; 1.8: 8.4594; 1.9: 1530.75; 2: 48.75; 2.1: 95.1942; 2.2: 2461.489; 2.3: 51.2111; 2.4: -2261.006; 2.5: -47.0401
| 2 | 70.7 | 1: 27.2119; 1.1: 201.3664; 1.2: 0.27004; 1.3: 459.55; 1.4: 4.1865; 1.5: 201.3664; 1.6: 459.55; 1.7: 183.82; 1.8: 8.4594; 1.9: 1531.8333; 2: 48.7845; 2.1: 95.195; 2.2: 2464.9538; 2.3: 51.2469; 2.4: -2263.5873; 2.5: -47.0605
| 2 | 70.75 | 1: 27.3123; 1.1: 202.2524; 1.2: 0.27122; 1.3: 459.875; 1.4: 4.2019; 1.5: 202.2524; 1.6: 459.875; 1.7: 183.95; 1.8: 8.4594; 1.9: 1532.9167; 2: 48.819; 2.1: 95.1958; 2.2: 2468.4207; 2.3: 51.2827; 2.4: -2266.1684; 2.5: -47.0808
| 2 | 70.8 | 1: 27.4129; 1.1: 203.1408; 1.2: 0.27242; 1.3: 460.2; 1.4: 4.2174; 1.5: 203.1408; 1.6: 460.2; 1.7: 184.08; 1.8: 8.4594; 1.9: 1534; 2: 48.8535; 2.1: 95.1966; 2.2: 2471.8899; 2.3: 51.3185; 2.4: -2268.7491; 2.5: -47.1011
| 2 | 70.85 | 1: 27.5137; 1.1: 204.0317; 1.2: 0.27361; 1.3: 460.525; 1.4: 4.2329; 1.5: 204.0317; 1.6: 460.525; 1.7: 184.21; 1.8: 8.4594; 1.9: 1535.0833; 2: 48.888; 2.1: 95.1975; 2.2: 2475.3612; 2.3: 51.3543; 2.4: -2271.3296; 2.5: -47.1214
| 2 | 70.9 | 1: 27.6147; 1.1: 204.9251; 1.2: 0.27481; 1.3: 460.85; 1.4: 4.2484; 1.5: 204.9251; 1.6: 460.85; 1.7: 184.34; 1.8: 8.4594; 1.9: 1536.1667; 2: 48.9225; 2.1: 95.1983; 2.2: 2478.8348; 2.3: 51.3901; 2.4: -2273.9097; 2.5: -47.1417
| 2 | 70.95 | 1: 27.7159; 1.1: 205.8209; 1.2: 0.27601; 1.3: 461.175; 1.4: 4.264; 1.5: 205.8209; 1.6: 461.175; 1.7: 184.47; 1.8: 8.4594; 1.9: 1537.25; 2: 48.957; 2.1: 95.1991; 2.2: 2482.3105; 2.3: 51.4259; 2.4: -2276.4896; 2.5: -47.1619
| 2 | 71 | 1: 27.8173; 1.1: 206.7193; 1.2: 0.27722; 1.3: 461.5; 1.4: 4.2796; 1.5: 206.7193; 1.6: 461.5; 1.7: 184.6; 1.8: 8.4594; 1.9: 1538.3333; 2: 48.9915; 2.1: 95.2; 2.2: 2485.7884; 2.3: 51.4617; 2.4: -2279.0691; 2.5: -47.1821
| 2 | 71.05 | 1: 27.9188; 1.1: 207.6201; 1.2: 0.27842; 1.3: 461.825; 1.4: 4.2952; 1.5: 207.6201; 1.6: 461.825; 1.7: 184.73; 1.8: 8.4594; 1.9: 1539.4167; 2: 49.026; 2.1: 95.2008; 2.2: 2489.2685; 2.3: 51.4975; 2.4: -2281.6484; 2.5: -47.2023
| 2 | 71.1 | 1: 28.0206; 1.1: 208.5235; 1.2: 0.27963; 1.3: 462.15; 1.4: 4.3109; 1.5: 208.5235; 1.6: 462.15; 1.7: 184.86; 1.8: 8.4594; 1.9: 1540.5; 2: 49.0605; 2.1: 95.2017; 2.2: 2492.7508; 2.3: 51.5332; 2.4: -2284.2273; 2.5: -47.2224
| 2 | 71.15 | 1: 28.1225; 1.1: 209.4293; 1.2: 0.28085; 1.3: 462.475; 1.4: 4.3265; 1.5: 209.4293; 1.6: 462.475; 1.7: 184.99; 1.8: 8.4594; 1.9: 1541.5833; 2: 49.095; 2.1: 95.2025; 2.2: 2496.2352; 2.3: 51.569; 2.4: -2286.8058; 2.5: -47.2425
| 2 | 71.2 | 1: 28.2247; 1.1: 210.3377; 1.2: 0.28207; 1.3: 462.8; 1.4: 4.3423; 1.5: 210.3377; 1.6: 462.8; 1.7: 185.12; 1.8: 8.4594; 1.9: 1542.6667; 2: 49.1295; 2.1: 95.2034; 2.2: 2499.7218; 2.3: 51.6048; 2.4: -2289.3841; 2.5: -47.2625
| 2 | 71.25 | 1: 28.327; 1.1: 211.2486; 1.2: 0.28329; 1.3: 463.125; 1.4: 4.358; 1.5: 211.2486; 1.6: 463.125; 1.7: 185.25; 1.8: 8.4594; 1.9: 1543.75; 2: 49.164; 2.1: 95.2043; 2.2: 2503.2105; 2.3: 51.6405; 2.4: -2291.962; 2.5: -47.2825
| 2 | 71.3 | 1: 28.4295; 1.1: 212.1619; 1.2: 0.28451; 1.3: 463.45; 1.4: 4.3738; 1.5: 212.1619; 1.6: 463.45; 1.7: 185.38; 1.8: 8.4594; 1.9: 1544.8333; 2: 49.1985; 2.1: 95.2052; 2.2: 2506.7014; 2.3: 51.6763; 2.4: -2294.5395; 2.5: -47.3025
| 2 | 71.35 | 1: 28.5322; 1.1: 213.0778; 1.2: 0.28574; 1.3: 463.775; 1.4: 4.3896; 1.5: 213.0778; 1.6: 463.775; 1.7: 185.51; 1.8: 8.4594; 1.9: 1545.9167; 2: 49.233; 2.1: 95.2061; 2.2: 2510.1945; 2.3: 51.712; 2.4: -2297.1166; 2.5: -47.3225
| 2 | 71.4 | 1: 28.6352; 1.1: 213.9963; 1.2: 0.28697; 1.3: 464.1; 1.4: 4.4054; 1.5: 213.9963; 1.6: 464.1; 1.7: 185.64; 1.8: 8.4594; 1.9: 1547; 2: 49.2675; 2.1: 95.207; 2.2: 2513.6897; 2.3: 51.7478; 2.4: -2299.6934; 2.5: -47.3424
| 2 | 71.45 | 1: 28.7383; 1.1: 214.9172; 1.2: 0.28821; 1.3: 464.425; 1.4: 4.4213; 1.5: 214.9172; 1.6: 464.425; 1.7: 185.77; 1.8: 8.4594; 1.9: 1548.0833; 2: 49.302; 2.1: 95.2079; 2.2: 2517.187; 2.3: 51.7835; 2.4: -2302.2698; 2.5: -47.3622
| 2 | 71.5 | 1: 28.8416; 1.1: 215.8406; 1.2: 0.28945; 1.3: 464.75; 1.4: 4.4372; 1.5: 215.8406; 1.6: 464.75; 1.7: 185.9; 1.8: 8.4594; 1.9: 1549.1667; 2: 49.3365; 2.1: 95.2089; 2.2: 2520.6865; 2.3: 51.8192; 2.4: -2304.8458; 2.5: -47.3821
| 2 | 71.55 | 1: 28.9451; 1.1: 216.7666; 1.2: 0.29069; 1.3: 465.075; 1.4: 4.4531; 1.5: 216.7666; 1.6: 465.075; 1.7: 186.03; 1.8: 8.4594; 1.9: 1550.25; 2: 49.371; 2.1: 95.2098; 2.2: 2524.1881; 2.3: 51.855; 2.4: -2307.4214; 2.5: -47.4019
| 2 | 71.6 | 1: 29.0487; 1.1: 217.6952; 1.2: 0.29193; 1.3: 465.4; 1.4: 4.469; 1.5: 217.6952; 1.6: 465.4; 1.7: 186.16; 1.8: 8.4594; 1.9: 1551.3333; 2: 49.4055; 2.1: 95.2108; 2.2: 2527.6918; 2.3: 51.8907; 2.4: -2309.9967; 2.5: -47.4216
| 2 | 71.65 | 1: 29.1526; 1.1: 218.6262; 1.2: 0.29318; 1.3: 465.725; 1.4: 4.485; 1.5: 218.6262; 1.6: 465.725; 1.7: 186.29; 1.8: 8.4594; 1.9: 1552.4167; 2: 49.44; 2.1: 95.2117; 2.2: 2531.1977; 2.3: 51.9264; 2.4: -2312.5715; 2.5: -47.4414
| 2 | 71.7 | 1: 29.2567; 1.1: 219.5598; 1.2: 0.29443; 1.3: 466.05; 1.4: 4.501; 1.5: 219.5598; 1.6: 466.05; 1.7: 186.42; 1.8: 8.4594; 1.9: 1553.5; 2: 49.4745; 2.1: 95.2127; 2.2: 2534.7056; 2.3: 51.9621; 2.4: -2315.1458; 2.5: -47.4611
| 2 | 71.75 | 1: 29.361; 1.1: 220.4959; 1.2: 0.29569; 1.3: 466.375; 1.4: 4.5171; 1.5: 220.4959; 1.6: 466.375; 1.7: 186.55; 1.8: 8.4594; 1.9: 1554.5833; 2: 49.509; 2.1: 95.2137; 2.2: 2538.2157; 2.3: 51.9978; 2.4: -2317.7198; 2.5: -47.4807
| 2 | 71.8 | 1: 29.4654; 1.1: 221.4346; 1.2: 0.29695; 1.3: 466.7; 1.4: 4.5331; 1.5: 221.4346; 1.6: 466.7; 1.7: 186.68; 1.8: 8.4594; 1.9: 1555.6667; 2: 49.5435; 2.1: 95.2147; 2.2: 2541.7279; 2.3: 52.0335; 2.4: -2320.2933; 2.5: -47.5003
| 2 | 71.85 | 1: 29.5701; 1.1: 222.3759; 1.2: 0.29821; 1.3: 467.025; 1.4: 4.5492; 1.5: 222.3759; 1.6: 467.025; 1.7: 186.81; 1.8: 8.4594; 1.9: 1556.75; 2: 49.578; 2.1: 95.2157; 2.2: 2545.2422; 2.3: 52.0692; 2.4: -2322.8663; 2.5: -47.5199
| 2 | 71.9 | 1: 29.6749; 1.1: 223.3197; 1.2: 0.29948; 1.3: 467.35; 1.4: 4.5654; 1.5: 223.3197; 1.6: 467.35; 1.7: 186.94; 1.8: 8.4594; 1.9: 1557.8333; 2: 49.6125; 2.1: 95.2167; 2.2: 2548.7586; 2.3: 52.1048; 2.4: -2325.4389; 2.5: -47.5395
| 2 | 71.95 | 1: 29.78; 1.1: 224.266; 1.2: 0.30075; 1.3: 467.675; 1.4: 4.5815; 1.5: 224.266; 1.6: 467.675; 1.7: 187.07; 1.8: 8.4594; 1.9: 1558.9167; 2: 49.647; 2.1: 95.2178; 2.2: 2552.2771; 2.3: 52.1405; 2.4: -2328.0111; 2.5: -47.559
| 2 | 72 | 1: 29.8852; 1.1: 225.2149; 1.2: 0.30202; 1.3: 468; 1.4: 4.5977; 1.5: 225.2149; 1.6: 468; 1.7: 187.2; 1.8: 8.4594; 1.9: 1560; 2: 49.6815; 2.1: 95.2188; 2.2: 2555.7976; 2.3: 52.1762; 2.4: -2330.5827; 2.5: -47.5784
| 2 | 72.05 | 1: 29.9906; 1.1: 226.1664; 1.2: 0.30329; 1.3: 468.325; 1.4: 4.6139; 1.5: 226.1664; 1.6: 468.325; 1.7: 187.33; 1.8: 8.4594; 1.9: 1561.0833; 2: 49.716; 2.1: 95.2199; 2.2: 2559.3203; 2.3: 52.2118; 2.4: -2333.1539; 2.5: -47.5979
| 2 | 72.1 | 1: 30.0963; 1.1: 227.1204; 1.2: 0.30457; 1.3: 468.65; 1.4: 4.6302; 1.5: 227.1204; 1.6: 468.65; 1.7: 187.46; 1.8: 8.4594; 1.9: 1562.1667; 2: 49.7505; 2.1: 95.2209; 2.2: 2562.845; 2.3: 52.2475; 2.4: -2335.7246; 2.5: -47.6173
| 2 | 72.15 | 1: 30.2021; 1.1: 228.077; 1.2: 0.30586; 1.3: 468.975; 1.4: 4.6465; 1.5: 228.077; 1.6: 468.975; 1.7: 187.59; 1.8: 8.4594; 1.9: 1563.25; 2: 49.785; 2.1: 95.222; 2.2: 2566.3718; 2.3: 52.2831; 2.4: -2338.2948; 2.5: -47.6366
| 2 | 72.2 | 1: 30.3081; 1.1: 229.0362; 1.2: 0.30714; 1.3: 469.3; 1.4: 4.6628; 1.5: 229.0362; 1.6: 469.3; 1.7: 187.72; 1.8: 8.4594; 1.9: 1564.3333; 2: 49.8195; 2.1: 95.2231; 2.2: 2569.9007; 2.3: 52.3188; 2.4: -2340.8645; 2.5: -47.656
| 2 | 72.25 | 1: 30.4143; 1.1: 229.9979; 1.2: 0.30843; 1.3: 469.625; 1.4: 4.6791; 1.5: 229.9979; 1.6: 469.625; 1.7: 187.85; 1.8: 8.4594; 1.9: 1565.4167; 2: 49.854; 2.1: 95.2242; 2.2: 2573.4316; 2.3: 52.3544; 2.4: -2343.4337; 2.5: -47.6753
| 2 | 72.3 | 1: 30.5207; 1.1: 230.9623; 1.2: 0.30973; 1.3: 469.95; 1.4: 4.6955; 1.5: 230.9623; 1.6: 469.95; 1.7: 187.98; 1.8: 8.4594; 1.9: 1566.5; 2: 49.8885; 2.1: 95.2253; 2.2: 2576.9646; 2.3: 52.39; 2.4: -2346.0023; 2.5: -47.6945
| 2 | 72.35 | 1: 30.6273; 1.1: 231.9292; 1.2: 0.31102; 1.3: 470.275; 1.4: 4.7119; 1.5: 231.9292; 1.6: 470.275; 1.7: 188.11; 1.8: 8.4594; 1.9: 1567.5833; 2: 49.923; 2.1: 95.2264; 2.2: 2580.4996; 2.3: 52.4256; 2.4: -2348.5704; 2.5: -47.7137
| 2 | 72.4 | 1: 30.7341; 1.1: 232.8987; 1.2: 0.31232; 1.3: 470.6; 1.4: 4.7283; 1.5: 232.8987; 1.6: 470.6; 1.7: 188.24; 1.8: 8.4594; 1.9: 1568.6667; 2: 49.9575; 2.1: 95.2276; 2.2: 2584.0367; 2.3: 52.4612; 2.4: -2351.138; 2.5: -47.7329
| 2 | 72.45 | 1: 30.8411; 1.1: 233.8708; 1.2: 0.31363; 1.3: 470.925; 1.4: 4.7448; 1.5: 233.8708; 1.6: 470.925; 1.7: 188.37; 1.8: 8.4594; 1.9: 1569.75; 2: 49.992; 2.1: 95.2287; 2.2: 2587.5758; 2.3: 52.4968; 2.4: -2353.705; 2.5: -47.752
| 2 | 72.5 | 1: 30.9482; 1.1: 234.8455; 1.2: 0.31493; 1.3: 471.25; 1.4: 4.7613; 1.5: 234.8455; 1.6: 471.25; 1.7: 188.5; 1.8: 8.4594; 1.9: 1570.8333; 2: 50.0265; 2.1: 95.2299; 2.2: 2591.1169; 2.3: 52.5324; 2.4: -2356.2715; 2.5: -47.7711
| 2 | 72.55 | 1: 31.0556; 1.1: 235.8228; 1.2: 0.31624; 1.3: 471.575; 1.4: 4.7778; 1.5: 235.8228; 1.6: 471.575; 1.7: 188.63; 1.8: 8.4594; 1.9: 1571.9167; 2: 50.061; 2.1: 95.231; 2.2: 2594.6601; 2.3: 52.568; 2.4: -2358.8374; 2.5: -47.7902
| 2 | 72.6 | 1: 31.1632; 1.1: 236.8026; 1.2: 0.31756; 1.3: 471.9; 1.4: 4.7943; 1.5: 236.8026; 1.6: 471.9; 1.7: 188.76; 1.8: 8.4594; 1.9: 1573; 2: 50.0955; 2.1: 95.2322; 2.2: 2598.2053; 2.3: 52.6036; 2.4: -2361.4027; 2.5: -47.8092
| 2 | 72.65 | 1: 31.2709; 1.1: 237.7851; 1.2: 0.31888; 1.3: 472.225; 1.4: 4.8109; 1.5: 237.7851; 1.6: 472.225; 1.7: 188.89; 1.8: 8.4594; 1.9: 1574.0833; 2: 50.13; 2.1: 95.2334; 2.2: 2601.7525; 2.3: 52.6391; 2.4: -2363.9674; 2.5: -47.8282
| 2 | 72.7 | 1: 31.3789; 1.1: 238.7702; 1.2: 0.3202; 1.3: 472.55; 1.4: 4.8275; 1.5: 238.7702; 1.6: 472.55; 1.7: 189.02; 1.8: 8.4594; 1.9: 1575.1667; 2: 50.1645; 2.1: 95.2347; 2.2: 2605.3018; 2.3: 52.6747; 2.4: -2366.5315; 2.5: -47.8472
| 2 | 72.75 | 1: 31.487; 1.1: 239.7579; 1.2: 0.32152; 1.3: 472.875; 1.4: 4.8442; 1.5: 239.7579; 1.6: 472.875; 1.7: 189.15; 1.8: 8.4594; 1.9: 1576.25; 2: 50.199; 2.1: 95.2359; 2.2: 2608.853; 2.3: 52.7102; 2.4: -2369.095; 2.5: -47.8661
| 2 | 72.8 | 1: 31.5954; 1.1: 240.7483; 1.2: 0.32285; 1.3: 473.2; 1.4: 4.8608; 1.5: 240.7483; 1.6: 473.2; 1.7: 189.28; 1.8: 8.4594; 1.9: 1577.3333; 2: 50.2335; 2.1: 95.2371; 2.2: 2612.4062; 2.3: 52.7458; 2.4: -2371.6579; 2.5: -47.8849
| 2 | 72.85 | 1: 31.7039; 1.1: 241.7412; 1.2: 0.32418; 1.3: 473.525; 1.4: 4.8775; 1.5: 241.7412; 1.6: 473.525; 1.7: 189.41; 1.8: 8.4594; 1.9: 1578.4167; 2: 50.268; 2.1: 95.2384; 2.2: 2615.9614; 2.3: 52.7813; 2.4: -2374.2202; 2.5: -47.9038
| 2 | 72.9 | 1: 31.8126; 1.1: 242.7368; 1.2: 0.32552; 1.3: 473.85; 1.4: 4.8943; 1.5: 242.7368; 1.6: 473.85; 1.7: 189.54; 1.8: 8.4594; 1.9: 1579.5; 2: 50.3025; 2.1: 95.2396; 2.2: 2619.5186; 2.3: 52.8168; 2.4: -2376.7819; 2.5: -47.9226
| 2 | 72.95 | 1: 31.9216; 1.1: 243.735; 1.2: 0.32685; 1.3: 474.175; 1.4: 4.911; 1.5: 243.735; 1.6: 474.175; 1.7: 189.67; 1.8: 8.4594; 1.9: 1580.5833; 2: 50.337; 2.1: 95.2409; 2.2: 2623.0778; 2.3: 52.8523; 2.4: -2379.3429; 2.5: -47.9413
| 2 | 73 | 1: 32.0307; 1.1: 244.7358; 1.2: 0.3282; 1.3: 474.5; 1.4: 4.9278; 1.5: 244.7358; 1.6: 474.5; 1.7: 189.8; 1.8: 8.4594; 1.9: 1581.6667; 2: 50.3715; 2.1: 95.2422; 2.2: 2626.639; 2.3: 52.8878; 2.4: -2381.9032; 2.5: -47.96
| 2 | 73.05 | 1: 32.14; 1.1: 245.7392; 1.2: 0.32954; 1.3: 474.825; 1.4: 4.9446; 1.5: 245.7392; 1.6: 474.825; 1.7: 189.93; 1.8: 8.4594; 1.9: 1582.75; 2: 50.4061; 2.1: 95.2435; 2.2: 2630.2021; 2.3: 52.9233; 2.4: -2384.4629; 2.5: -47.9787
| 2 | 73.1 | 1: 32.2495; 1.1: 246.7453; 1.2: 0.33089; 1.3: 475.15; 1.4: 4.9615; 1.5: 246.7453; 1.6: 475.15; 1.7: 190.06; 1.8: 8.4594; 1.9: 1583.8333; 2: 50.4406; 2.1: 95.2449; 2.2: 2633.7672; 2.3: 52.9588; 2.4: -2387.0219; 2.5: -47.9974
| 2 | 73.15 | 1: 32.3592; 1.1: 247.754; 1.2: 0.33224; 1.3: 475.475; 1.4: 4.9783; 1.5: 247.754; 1.6: 475.475; 1.7: 190.19; 1.8: 8.4594; 1.9: 1584.9167; 2: 50.4751; 2.1: 95.2462; 2.2: 2637.3343; 2.3: 52.9943; 2.4: -2389.5802; 2.5: -48.016
| 2 | 73.2 | 1: 32.4691; 1.1: 248.7654; 1.2: 0.3336; 1.3: 475.8; 1.4: 4.9952; 1.5: 248.7654; 1.6: 475.8; 1.7: 190.32; 1.8: 8.4594; 1.9: 1586; 2: 50.5096; 2.1: 95.2476; 2.2: 2640.9033; 2.3: 53.0298; 2.4: -2392.1379; 2.5: -48.0345
| 2 | 73.25 | 1: 32.5792; 1.1: 249.7794; 1.2: 0.33496; 1.3: 476.125; 1.4: 5.0122; 1.5: 249.7794; 1.6: 476.125; 1.7: 190.45; 1.8: 8.4594; 1.9: 1587.0833; 2: 50.5441; 2.1: 95.2489; 2.2: 2644.4742; 2.3: 53.0652; 2.4: -2394.6948; 2.5: -48.053
| 2 | 73.3 | 1: 32.6895; 1.1: 250.7961; 1.2: 0.33632; 1.3: 476.45; 1.4: 5.0292; 1.5: 250.7961; 1.6: 476.45; 1.7: 190.58; 1.8: 8.4594; 1.9: 1588.1667; 2: 50.5786; 2.1: 95.2503; 2.2: 2648.0471; 2.3: 53.1007; 2.4: -2397.251; 2.5: -48.0715
| 2 | 73.35 | 1: 32.8; 1.1: 251.8154; 1.2: 0.33769; 1.3: 476.775; 1.4: 5.0462; 1.5: 251.8154; 1.6: 476.775; 1.7: 190.71; 1.8: 8.4594; 1.9: 1589.25; 2: 50.6131; 2.1: 95.2517; 2.2: 2651.6219; 2.3: 53.1361; 2.4: -2399.8065; 2.5: -48.09
| 2 | 73.4 | 1: 32.9107; 1.1: 252.8373; 1.2: 0.33906; 1.3: 477.1; 1.4: 5.0632; 1.5: 252.8373; 1.6: 477.1; 1.7: 190.84; 1.8: 8.4594; 1.9: 1590.3333; 2: 50.6476; 2.1: 95.2531; 2.2: 2655.1986; 2.3: 53.1715; 2.4: -2402.3613; 2.5: -48.1084
| 2 | 73.45 | 1: 33.0215; 1.1: 253.862; 1.2: 0.34043; 1.3: 477.425; 1.4: 5.0802; 1.5: 253.862; 1.6: 477.425; 1.7: 190.97; 1.8: 8.4594; 1.9: 1591.4167; 2: 50.6821; 2.1: 95.2546; 2.2: 2658.7773; 2.3: 53.207; 2.4: -2404.9153; 2.5: -48.1267
| 2 | 73.5 | 1: 33.1326; 1.1: 254.8893; 1.2: 0.34181; 1.3: 477.75; 1.4: 5.0973; 1.5: 254.8893; 1.6: 477.75; 1.7: 191.1; 1.8: 8.4594; 1.9: 1592.5; 2: 50.7166; 2.1: 95.256; 2.2: 2662.3578; 2.3: 53.2424; 2.4: -2407.4686; 2.5: -48.145
| 2 | 73.55 | 1: 33.2439; 1.1: 255.9192; 1.2: 0.34319; 1.3: 478.075; 1.4: 5.1144; 1.5: 255.9192; 1.6: 478.075; 1.7: 191.23; 1.8: 8.4594; 1.9: 1593.5833; 2: 50.7511; 2.1: 95.2575; 2.2: 2665.9403; 2.3: 53.2778; 2.4: -2410.0211; 2.5: -48.1633
| 2 | 73.6 | 1: 33.3554; 1.1: 256.9518; 1.2: 0.34458; 1.3: 478.4; 1.4: 5.1316; 1.5: 256.9518; 1.6: 478.4; 1.7: 191.36; 1.8: 8.4594; 1.9: 1594.6667; 2: 50.7856; 2.1: 95.259; 2.2: 2669.5247; 2.3: 53.3132; 2.4: -2412.5729; 2.5: -48.1816
| 2 | 73.65 | 1: 33.467; 1.1: 257.9871; 1.2: 0.34597; 1.3: 478.725; 1.4: 5.1488; 1.5: 257.9871; 1.6: 478.725; 1.7: 191.49; 1.8: 8.4594; 1.9: 1595.75; 2: 50.8201; 2.1: 95.2605; 2.2: 2673.1109; 2.3: 53.3485; 2.4: -2415.1238; 2.5: -48.1998
| 2 | 73.7 | 1: 33.5789; 1.1: 259.0251; 1.2: 0.34736; 1.3: 479.05; 1.4: 5.166; 1.5: 259.0251; 1.6: 479.05; 1.7: 191.62; 1.8: 8.4594; 1.9: 1596.8333; 2: 50.8546; 2.1: 95.262; 2.2: 2676.6991; 2.3: 53.3839; 2.4: -2417.674; 2.5: -48.2179
| 2 | 73.75 | 1: 33.6909; 1.1: 260.0658; 1.2: 0.34875; 1.3: 479.375; 1.4: 5.1832; 1.5: 260.0658; 1.6: 479.375; 1.7: 191.75; 1.8: 8.4594; 1.9: 1597.9167; 2: 50.8891; 2.1: 95.2635; 2.2: 2680.2891; 2.3: 53.4193; 2.4: -2420.2233; 2.5: -48.236
| 2 | 73.8 | 1: 33.8032; 1.1: 261.1091; 1.2: 0.35015; 1.3: 479.7; 1.4: 5.2005; 1.5: 261.1091; 1.6: 479.7; 1.7: 191.88; 1.8: 8.4594; 1.9: 1599; 2: 50.9236; 2.1: 95.2651; 2.2: 2683.881; 2.3: 53.4546; 2.4: -2422.7719; 2.5: -48.2541
| 2 | 73.85 | 1: 33.9156; 1.1: 262.1551; 1.2: 0.35156; 1.3: 480.025; 1.4: 5.2178; 1.5: 262.1551; 1.6: 480.025; 1.7: 192.01; 1.8: 8.4594; 1.9: 1600.0833; 2: 50.9581; 2.1: 95.2666; 2.2: 2687.4748; 2.3: 53.4899; 2.4: -2425.3196; 2.5: -48.2722
| 2 | 73.9 | 1: 34.0282; 1.1: 263.2039; 1.2: 0.35296; 1.3: 480.35; 1.4: 5.2351; 1.5: 263.2039; 1.6: 480.35; 1.7: 192.14; 1.8: 8.4594; 1.9: 1601.1667; 2: 50.9926; 2.1: 95.2682; 2.2: 2691.0704; 2.3: 53.5253; 2.4: -2427.8665; 2.5: -48.2902
| 2 | 73.95 | 1: 34.1411; 1.1: 264.2553; 1.2: 0.35437; 1.3: 480.675; 1.4: 5.2525; 1.5: 264.2553; 1.6: 480.675; 1.7: 192.27; 1.8: 8.4594; 1.9: 1602.25; 2: 51.0271; 2.1: 95.2698; 2.2: 2694.6678; 2.3: 53.5606; 2.4: -2430.4126; 2.5: -48.3081
| 2 | 74 | 1: 34.2541; 1.1: 265.3094; 1.2: 0.35579; 1.3: 481; 1.4: 5.2699; 1.5: 265.3094; 1.6: 481; 1.7: 192.4; 1.8: 8.4594; 1.9: 1603.3333; 2: 51.0616; 2.1: 95.2714; 2.2: 2698.2671; 2.3: 53.5959; 2.4: -2432.9578; 2.5: -48.326
| 2 | 74.05 | 1: 34.3673; 1.1: 266.3662; 1.2: 0.3572; 1.3: 481.325; 1.4: 5.2873; 1.5: 266.3662; 1.6: 481.325; 1.7: 192.53; 1.8: 8.4594; 1.9: 1604.4167; 2: 51.0961; 2.1: 95.2731; 2.2: 2701.8683; 2.3: 53.6312; 2.4: -2435.5021; 2.5: -48.3439
| 2 | 74.1 | 1: 34.4807; 1.1: 267.4257; 1.2: 0.35862; 1.3: 481.65; 1.4: 5.3047; 1.5: 267.4257; 1.6: 481.65; 1.7: 192.66; 1.8: 8.4594; 1.9: 1605.5; 2: 51.1306; 2.1: 95.2747; 2.2: 2705.4712; 2.3: 53.6665; 2.4: -2438.0455; 2.5: -48.3617
| 2 | 74.15 | 1: 34.5944; 1.1: 268.4879; 1.2: 0.36005; 1.3: 481.975; 1.4: 5.3222; 1.5: 268.4879; 1.6: 481.975; 1.7: 192.79; 1.8: 8.4594; 1.9: 1606.5833; 2: 51.1651; 2.1: 95.2764; 2.2: 2709.076; 2.3: 53.7017; 2.4: -2440.5881; 2.5: -48.3795
| 2 | 74.2 | 1: 34.7082; 1.1: 269.5529; 1.2: 0.36148; 1.3: 482.3; 1.4: 5.3397; 1.5: 269.5529; 1.6: 482.3; 1.7: 192.92; 1.8: 8.4594; 1.9: 1607.6667; 2: 51.1996; 2.1: 95.2781; 2.2: 2712.6826; 2.3: 53.737; 2.4: -2443.1298; 2.5: -48.3973
| 2 | 74.25 | 1: 34.8222; 1.1: 270.6205; 1.2: 0.36291; 1.3: 482.625; 1.4: 5.3573; 1.5: 270.6205; 1.6: 482.625; 1.7: 193.05; 1.8: 8.4594; 1.9: 1608.75; 2: 51.2341; 2.1: 95.2798; 2.2: 2716.291; 2.3: 53.7722; 2.4: -2445.6705; 2.5: -48.415
| 2 | 74.3 | 1: 34.9364; 1.1: 271.6909; 1.2: 0.36434; 1.3: 482.95; 1.4: 5.3748; 1.5: 271.6909; 1.6: 482.95; 1.7: 193.18; 1.8: 8.4594; 1.9: 1609.8333; 2: 51.2686; 2.1: 95.2815; 2.2: 2719.9012; 2.3: 53.8075; 2.4: -2448.2104; 2.5: -48.4326
| 2 | 74.35 | 1: 35.0508; 1.1: 272.764; 1.2: 0.36578; 1.3: 483.275; 1.4: 5.3924; 1.5: 272.764; 1.6: 483.275; 1.7: 193.31; 1.8: 8.4594; 1.9: 1610.9167; 2: 51.3031; 2.1: 95.2833; 2.2: 2723.5132; 2.3: 53.8427; 2.4: -2450.7493; 2.5: -48.4503
| 2 | 74.4 | 1: 35.1654; 1.1: 273.8398; 1.2: 0.36723; 1.3: 483.6; 1.4: 5.4101; 1.5: 273.8398; 1.6: 483.6; 1.7: 193.44; 1.8: 8.4594; 1.9: 1612; 2: 51.3376; 2.1: 95.285; 2.2: 2727.127; 2.3: 53.8779; 2.4: -2453.2872; 2.5: -48.4678
| 2 | 74.45 | 1: 35.2802; 1.1: 274.9183; 1.2: 0.36867; 1.3: 483.925; 1.4: 5.4277; 1.5: 274.9183; 1.6: 483.925; 1.7: 193.57; 1.8: 8.4594; 1.9: 1613.0833; 2: 51.3721; 2.1: 95.2868; 2.2: 2730.7426; 2.3: 53.9131; 2.4: -2455.8242; 2.5: -48.4854
| 2 | 74.5 | 1: 35.3952; 1.1: 275.9996; 1.2: 0.37012; 1.3: 484.25; 1.4: 5.4454; 1.5: 275.9996; 1.6: 484.25; 1.7: 193.7; 1.8: 8.4594; 1.9: 1614.1667; 2: 51.4066; 2.1: 95.2886; 2.2: 2734.3599; 2.3: 53.9483; 2.4: -2458.3603; 2.5: -48.5029
| 2 | 74.55 | 1: 35.5103; 1.1: 277.0836; 1.2: 0.37158; 1.3: 484.575; 1.4: 5.4631; 1.5: 277.0836; 1.6: 484.575; 1.7: 193.83; 1.8: 8.4594; 1.9: 1615.25; 2: 51.4411; 2.1: 95.2905; 2.2: 2737.979; 2.3: 53.9835; 2.4: -2460.8954; 2.5: -48.5203
| 2 | 74.6 | 1: 35.6257; 1.1: 278.1704; 1.2: 0.37303; 1.3: 484.9; 1.4: 5.4809; 1.5: 278.1704; 1.6: 484.9; 1.7: 193.96; 1.8: 8.4594; 1.9: 1616.3333; 2: 51.4756; 2.1: 95.2923; 2.2: 2741.5998; 2.3: 54.0186; 2.4: -2463.4294; 2.5: -48.5377
| 2 | 74.65 | 1: 35.7413; 1.1: 279.2599; 1.2: 0.37449; 1.3: 485.225; 1.4: 5.4987; 1.5: 279.2599; 1.6: 485.225; 1.7: 194.09; 1.8: 8.4594; 1.9: 1617.4167; 2: 51.5101; 2.1: 95.2942; 2.2: 2745.2224; 2.3: 54.0538; 2.4: -2465.9625; 2.5: -48.5551
| 2 | 74.7 | 1: 35.8571; 1.1: 280.3521; 1.2: 0.37596; 1.3: 485.55; 1.4: 5.5165; 1.5: 280.3521; 1.6: 485.55; 1.7: 194.22; 1.8: 8.4594; 1.9: 1618.5; 2: 51.5446; 2.1: 95.296; 2.2: 2748.8467; 2.3: 54.0889; 2.4: -2468.4946; 2.5: -48.5724
| 2 | 74.75 | 1: 35.973; 1.1: 281.4471; 1.2: 0.37743; 1.3: 485.875; 1.4: 5.5343; 1.5: 281.4471; 1.6: 485.875; 1.7: 194.35; 1.8: 8.4594; 1.9: 1619.5833; 2: 51.5791; 2.1: 95.298; 2.2: 2752.4728; 2.3: 54.124; 2.4: -2471.0256; 2.5: -48.5897
| 2 | 74.8 | 1: 36.0892; 1.1: 282.5449; 1.2: 0.3789; 1.3: 486.2; 1.4: 5.5522; 1.5: 282.5449; 1.6: 486.2; 1.7: 194.48; 1.8: 8.4594; 1.9: 1620.6667; 2: 51.6136; 2.1: 95.2999; 2.2: 2756.1005; 2.3: 54.1591; 2.4: -2473.5557; 2.5: -48.6069
| 2 | 74.85 | 1: 36.2056; 1.1: 283.6454; 1.2: 0.38037; 1.3: 486.525; 1.4: 5.5701; 1.5: 283.6454; 1.6: 486.525; 1.7: 194.61; 1.8: 8.4594; 1.9: 1621.75; 2: 51.6481; 2.1: 95.3018; 2.2: 2759.73; 2.3: 54.1942; 2.4: -2476.0846; 2.5: -48.6241
| 2 | 74.9 | 1: 36.3221; 1.1: 284.7486; 1.2: 0.38185; 1.3: 486.85; 1.4: 5.588; 1.5: 284.7486; 1.6: 486.85; 1.7: 194.74; 1.8: 8.4594; 1.9: 1622.8333; 2: 51.6826; 2.1: 95.3038; 2.2: 2763.3612; 2.3: 54.2293; 2.4: -2478.6125; 2.5: -48.6413
| 2 | 74.95 | 1: 36.4389; 1.1: 285.8547; 1.2: 0.38334; 1.3: 487.175; 1.4: 5.606; 1.5: 285.8547; 1.6: 487.175; 1.7: 194.87; 1.8: 8.4594; 1.9: 1623.9167; 2: 51.7171; 2.1: 95.3058; 2.2: 2766.9941; 2.3: 54.2644; 2.4: -2481.1394; 2.5: -48.6584
| 2 | 75 | 1: 36.5559; 1.1: 286.9635; 1.2: 0.38482; 1.3: 487.5; 1.4: 5.624; 1.5: 286.9635; 1.6: 487.5; 1.7: 195; 1.8: 8.4594; 1.9: 1625; 2: 51.7516; 2.1: 95.3078; 2.2: 2770.6286; 2.3: 54.2994; 2.4: -2483.6652; 2.5: -48.6755
| 2 | 75.05 | 1: 36.673; 1.1: 288.075; 1.2: 0.38631; 1.3: 487.825; 1.4: 5.642; 1.5: 288.075; 1.6: 487.825; 1.7: 195.13; 1.8: 8.4594; 1.9: 1626.0833; 2: 51.7861; 2.1: 95.3098; 2.2: 2774.2649; 2.3: 54.3345; 2.4: -2486.1898; 2.5: -48.6925
| 2 | 75.1 | 1: 36.7904; 1.1: 289.1894; 1.2: 0.38781; 1.3: 488.15; 1.4: 5.6601; 1.5: 289.1894; 1.6: 488.15; 1.7: 195.26; 1.8: 8.4594; 1.9: 1627.1667; 2: 51.8206; 2.1: 95.3119; 2.2: 2777.9028; 2.3: 54.3695; 2.4: -2488.7134; 2.5: -48.7094
| 2 | 75.15 | 1: 36.9079; 1.1: 290.3065; 1.2: 0.38931; 1.3: 488.475; 1.4: 5.6781; 1.5: 290.3065; 1.6: 488.475; 1.7: 195.39; 1.8: 8.4594; 1.9: 1628.25; 2: 51.8551; 2.1: 95.314; 2.2: 2781.5424; 2.3: 54.4045; 2.4: -2491.2359; 2.5: -48.7264
| 2 | 75.2 | 1: 37.0256; 1.1: 291.4264; 1.2: 0.39081; 1.3: 488.8; 1.4: 5.6963; 1.5: 291.4264; 1.6: 488.8; 1.7: 195.52; 1.8: 8.4594; 1.9: 1629.3333; 2: 51.8896; 2.1: 95.3161; 2.2: 2785.1836; 2.3: 54.4395; 2.4: -2493.7572; 2.5: -48.7433
| 2 | 75.25 | 1: 37.1436; 1.1: 292.5491; 1.2: 0.39231; 1.3: 489.125; 1.4: 5.7144; 1.5: 292.5491; 1.6: 489.125; 1.7: 195.65; 1.8: 8.4594; 1.9: 1630.4167; 2: 51.9241; 2.1: 95.3182; 2.2: 2788.8265; 2.3: 54.4745; 2.4: -2496.2774; 2.5: -48.7601
| 2 | 75.3 | 1: 37.2617; 1.1: 293.6746; 1.2: 0.39382; 1.3: 489.45; 1.4: 5.7326; 1.5: 293.6746; 1.6: 489.45; 1.7: 195.78; 1.8: 8.4594; 1.9: 1631.5; 2: 51.9586; 2.1: 95.3203; 2.2: 2792.471; 2.3: 54.5095; 2.4: -2498.7964; 2.5: -48.7769
| 2 | 75.35 | 1: 37.3801; 1.1: 294.8028; 1.2: 0.39534; 1.3: 489.775; 1.4: 5.7508; 1.5: 294.8028; 1.6: 489.775; 1.7: 195.91; 1.8: 8.4594; 1.9: 1632.5833; 2: 51.9931; 2.1: 95.3225; 2.2: 2796.1171; 2.3: 54.5444; 2.4: -2501.3143; 2.5: -48.7936
| 2 | 75.4 | 1: 37.4986; 1.1: 295.9339; 1.2: 0.39685; 1.3: 490.1; 1.4: 5.769; 1.5: 295.9339; 1.6: 490.1; 1.7: 196.04; 1.8: 8.4594; 1.9: 1633.6667; 2: 52.0276; 2.1: 95.3247; 2.2: 2799.7649; 2.3: 54.5794; 2.4: -2503.831; 2.5: -48.8103
| 2 | 75.45 | 1: 37.6173; 1.1: 297.0677; 1.2: 0.39837; 1.3: 490.425; 1.4: 5.7873; 1.5: 297.0677; 1.6: 490.425; 1.7: 196.17; 1.8: 8.4594; 1.9: 1634.75; 2: 52.0621; 2.1: 95.3269; 2.2: 2803.4142; 2.3: 54.6143; 2.4: -2506.3465; 2.5: -48.827
| 2 | 75.5 | 1: 37.7362; 1.1: 298.2044; 1.2: 0.3999; 1.3: 490.75; 1.4: 5.8056; 1.5: 298.2044; 1.6: 490.75; 1.7: 196.3; 1.8: 8.4594; 1.9: 1635.8333; 2: 52.0966; 2.1: 95.3291; 2.2: 2807.0652; 2.3: 54.6492; 2.4: -2508.8608; 2.5: -48.8436
| 2 | 75.55 | 1: 37.8554; 1.1: 299.3439; 1.2: 0.40143; 1.3: 491.075; 1.4: 5.8239; 1.5: 299.3439; 1.6: 491.075; 1.7: 196.43; 1.8: 8.4594; 1.9: 1636.9167; 2: 52.1311; 2.1: 95.3314; 2.2: 2810.7178; 2.3: 54.6841; 2.4: -2511.3739; 2.5: -48.8602
| 2 | 75.6 | 1: 37.9747; 1.1: 300.4862; 1.2: 0.40296; 1.3: 491.4; 1.4: 5.8423; 1.5: 300.4862; 1.6: 491.4; 1.7: 196.56; 1.8: 8.4594; 1.9: 1638; 2: 52.1656; 2.1: 95.3337; 2.2: 2814.3719; 2.3: 54.719; 2.4: -2513.8858; 2.5: -48.8767
| 2 | 75.65 | 1: 38.0942; 1.1: 301.6313; 1.2: 0.40449; 1.3: 491.725; 1.4: 5.8606; 1.5: 301.6313; 1.6: 491.725; 1.7: 196.69; 1.8: 8.4594; 1.9: 1639.0833; 2: 52.2001; 2.1: 95.336; 2.2: 2818.0276; 2.3: 54.7538; 2.4: -2516.3964; 2.5: -48.8932
| 2 | 75.7 | 1: 38.2139; 1.1: 302.7792; 1.2: 0.40603; 1.3: 492.05; 1.4: 5.8791; 1.5: 302.7792; 1.6: 492.05; 1.7: 196.82; 1.8: 8.4594; 1.9: 1640.1667; 2: 52.2346; 2.1: 95.3383; 2.2: 2821.6849; 2.3: 54.7887; 2.4: -2518.9058; 2.5: -48.9096
| 2 | 75.75 | 1: 38.3338; 1.1: 303.9299; 1.2: 0.40758; 1.3: 492.375; 1.4: 5.8975; 1.5: 303.9299; 1.6: 492.375; 1.7: 196.95; 1.8: 8.4594; 1.9: 1641.25; 2: 52.2691; 2.1: 95.3407; 2.2: 2825.3438; 2.3: 54.8235; 2.4: -2521.4139; 2.5: -48.926
| 2 | 75.8 | 1: 38.454; 1.1: 305.0835; 1.2: 0.40912; 1.3: 492.7; 1.4: 5.916; 1.5: 305.0835; 1.6: 492.7; 1.7: 197.08; 1.8: 8.4594; 1.9: 1642.3333; 2: 52.3036; 2.1: 95.343; 2.2: 2829.0041; 2.3: 54.8583; 2.4: -2523.9207; 2.5: -48.9423
| 2 | 75.85 | 1: 38.5743; 1.1: 306.2398; 1.2: 0.41067; 1.3: 493.025; 1.4: 5.9345; 1.5: 306.2398; 1.6: 493.025; 1.7: 197.21; 1.8: 8.4594; 1.9: 1643.4167; 2: 52.3381; 2.1: 95.3455; 2.2: 2832.6661; 2.3: 54.8931; 2.4: -2526.4262; 2.5: -48.9586
| 2 | 75.9 | 1: 38.6948; 1.1: 307.3991; 1.2: 0.41223; 1.3: 493.35; 1.4: 5.953; 1.5: 307.3991; 1.6: 493.35; 1.7: 197.34; 1.8: 8.4594; 1.9: 1644.5; 2: 52.3726; 2.1: 95.3479; 2.2: 2836.3295; 2.3: 54.9279; 2.4: -2528.9305; 2.5: -48.9749
| 2 | 75.95 | 1: 38.8155; 1.1: 308.5611; 1.2: 0.41379; 1.3: 493.675; 1.4: 5.9716; 1.5: 308.5611; 1.6: 493.675; 1.7: 197.47; 1.8: 8.4594; 1.9: 1645.5833; 2: 52.4071; 2.1: 95.3503; 2.2: 2839.9945; 2.3: 54.9627; 2.4: -2531.4334; 2.5: -48.9911
| 2 | 76 | 1: 38.9364; 1.1: 309.726; 1.2: 0.41535; 1.3: 494; 1.4: 5.9902; 1.5: 309.726; 1.6: 494; 1.7: 197.6; 1.8: 8.4594; 1.9: 1646.6667; 2: 52.4416; 2.1: 95.3528; 2.2: 2843.6609; 2.3: 54.9974; 2.4: -2533.935; 2.5: -49.0072
| 2 | 76.05 | 1: 39.0575; 1.1: 310.8937; 1.2: 0.41692; 1.3: 494.325; 1.4: 6.0088; 1.5: 310.8937; 1.6: 494.325; 1.7: 197.73; 1.8: 8.4594; 1.9: 1647.75; 2: 52.4761; 2.1: 95.3553; 2.2: 2847.3289; 2.3: 55.0322; 2.4: -2536.4352; 2.5: -49.0233
| 2 | 76.1 | 1: 39.1788; 1.1: 312.0643; 1.2: 0.41849; 1.3: 494.65; 1.4: 6.0275; 1.5: 312.0643; 1.6: 494.65; 1.7: 197.86; 1.8: 8.4594; 1.9: 1648.8333; 2: 52.5106; 2.1: 95.3579; 2.2: 2850.9984; 2.3: 55.0669; 2.4: -2538.9341; 2.5: -49.0394
| 2 | 76.15 | 1: 39.3003; 1.1: 313.2377; 1.2: 0.42006; 1.3: 494.975; 1.4: 6.0462; 1.5: 313.2377; 1.6: 494.975; 1.7: 197.99; 1.8: 8.4594; 1.9: 1649.9167; 2: 52.5451; 2.1: 95.3604; 2.2: 2854.6693; 2.3: 55.1016; 2.4: -2541.4316; 2.5: -49.0554
| 2 | 76.2 | 1: 39.422; 1.1: 314.414; 1.2: 0.42164; 1.3: 495.3; 1.4: 6.0649; 1.5: 314.414; 1.6: 495.3; 1.7: 198.12; 1.8: 8.4594; 1.9: 1651; 2: 52.5796; 2.1: 95.363; 2.2: 2858.3417; 2.3: 55.1363; 2.4: -2543.9277; 2.5: -49.0714
| 2 | 76.25 | 1: 39.5439; 1.1: 315.5931; 1.2: 0.42322; 1.3: 495.625; 1.4: 6.0837; 1.5: 315.5931; 1.6: 495.625; 1.7: 198.25; 1.8: 8.4594; 1.9: 1652.0833; 2: 52.6141; 2.1: 95.3656; 2.2: 2862.0156; 2.3: 55.1709; 2.4: -2546.4225; 2.5: -49.0873
| 2 | 76.3 | 1: 39.666; 1.1: 316.7751; 1.2: 0.4248; 1.3: 495.95; 1.4: 6.1025; 1.5: 316.7751; 1.6: 495.95; 1.7: 198.38; 1.8: 8.4594; 1.9: 1653.1667; 2: 52.6486; 2.1: 95.3683; 2.2: 2865.6909; 2.3: 55.2056; 2.4: -2548.9158; 2.5: -49.1031
| 2 | 76.35 | 1: 39.7883; 1.1: 317.96; 1.2: 0.42639; 1.3: 496.275; 1.4: 6.1213; 1.5: 317.96; 1.6: 496.275; 1.7: 198.51; 1.8: 8.4594; 1.9: 1654.25; 2: 52.6831; 2.1: 95.3709; 2.2: 2869.3677; 2.3: 55.2402; 2.4: -2551.4077; 2.5: -49.1189
| 2 | 76.4 | 1: 39.9108; 1.1: 319.1477; 1.2: 0.42798; 1.3: 496.6; 1.4: 6.1401; 1.5: 319.1477; 1.6: 496.6; 1.7: 198.64; 1.8: 8.4594; 1.9: 1655.3333; 2: 52.7176; 2.1: 95.3736; 2.2: 2873.0458; 2.3: 55.2748; 2.4: -2553.8982; 2.5: -49.1347
| 2 | 76.45 | 1: 40.0334; 1.1: 320.3383; 1.2: 0.42958; 1.3: 496.925; 1.4: 6.159; 1.5: 320.3383; 1.6: 496.925; 1.7: 198.77; 1.8: 8.4594; 1.9: 1656.4167; 2: 52.7521; 2.1: 95.3764; 2.2: 2876.7254; 2.3: 55.3094; 2.4: -2556.3872; 2.5: -49.1504
| 2 | 76.5 | 1: 40.1563; 1.1: 321.5317; 1.2: 0.43118; 1.3: 497.25; 1.4: 6.1779; 1.5: 321.5317; 1.6: 497.25; 1.7: 198.9; 1.8: 8.4594; 1.9: 1657.5; 2: 52.7866; 2.1: 95.3791; 2.2: 2880.4064; 2.3: 55.344; 2.4: -2558.8747; 2.5: -49.1661
| 2 | 76.55 | 1: 40.2794; 1.1: 322.7281; 1.2: 0.43279; 1.3: 497.575; 1.4: 6.1968; 1.5: 322.7281; 1.6: 497.575; 1.7: 199.03; 1.8: 8.4594; 1.9: 1658.5833; 2: 52.8211; 2.1: 95.3819; 2.2: 2884.0888; 2.3: 55.3786; 2.4: -2561.3608; 2.5: -49.1817
| 2 | 76.6 | 1: 40.4027; 1.1: 323.9273; 1.2: 0.43439; 1.3: 497.9; 1.4: 6.2158; 1.5: 323.9273; 1.6: 497.9; 1.7: 199.16; 1.8: 8.4594; 1.9: 1659.6667; 2: 52.8556; 2.1: 95.3847; 2.2: 2887.7726; 2.3: 55.4131; 2.4: -2563.8453; 2.5: -49.1973
| 2 | 76.65 | 1: 40.5262; 1.1: 325.1294; 1.2: 0.43601; 1.3: 498.225; 1.4: 6.2348; 1.5: 325.1294; 1.6: 498.225; 1.7: 199.29; 1.8: 8.4594; 1.9: 1660.75; 2: 52.8901; 2.1: 95.3875; 2.2: 2891.4578; 2.3: 55.4476; 2.4: -2566.3284; 2.5: -49.2128
| 2 | 76.7 | 1: 40.6499; 1.1: 326.3344; 1.2: 0.43762; 1.3: 498.55; 1.4: 6.2538; 1.5: 326.3344; 1.6: 498.55; 1.7: 199.42; 1.8: 8.4594; 1.9: 1661.8333; 2: 52.9246; 2.1: 95.3904; 2.2: 2895.1443; 2.3: 55.4821; 2.4: -2568.81; 2.5: -49.2283
| 2 | 76.75 | 1: 40.7737; 1.1: 327.5423; 1.2: 0.43924; 1.3: 498.875; 1.4: 6.2729; 1.5: 327.5423; 1.6: 498.875; 1.7: 199.55; 1.8: 8.4594; 1.9: 1662.9167; 2: 52.9591; 2.1: 95.3933; 2.2: 2898.8322; 2.3: 55.5166; 2.4: -2571.29; 2.5: -49.2437
| 2 | 76.8 | 1: 40.8978; 1.1: 328.7531; 1.2: 0.44087; 1.3: 499.2; 1.4: 6.292; 1.5: 328.7531; 1.6: 499.2; 1.7: 199.68; 1.8: 8.4594; 1.9: 1664; 2: 52.9936; 2.1: 95.3962; 2.2: 2902.5215; 2.3: 55.5511; 2.4: -2573.7684; 2.5: -49.2591
| 2 | 76.85 | 1: 41.0221; 1.1: 329.9667; 1.2: 0.44249; 1.3: 499.525; 1.4: 6.3111; 1.5: 329.9667; 1.6: 499.525; 1.7: 199.81; 1.8: 8.4594; 1.9: 1665.0833; 2: 53.0281; 2.1: 95.3992; 2.2: 2906.212; 2.3: 55.5855; 2.4: -2576.2453; 2.5: -49.2744
| 2 | 76.9 | 1: 41.1466; 1.1: 331.1833; 1.2: 0.44412; 1.3: 499.85; 1.4: 6.3302; 1.5: 331.1833; 1.6: 499.85; 1.7: 199.94; 1.8: 8.4594; 1.9: 1666.1667; 2: 53.0626; 2.1: 95.4022; 2.2: 2909.9039; 2.3: 55.6199; 2.4: -2578.7206; 2.5: -49.2897
| 2 | 76.95 | 1: 41.2713; 1.1: 332.4028; 1.2: 0.44576; 1.3: 500.175; 1.4: 6.3494; 1.5: 332.4028; 1.6: 500.175; 1.7: 200.07; 1.8: 8.4594; 1.9: 1667.25; 2: 53.0971; 2.1: 95.4052; 2.2: 2913.5971; 2.3: 55.6544; 2.4: -2581.1943; 2.5: -49.3049
| 2 | 77 | 1: 41.3961; 1.1: 333.6252; 1.2: 0.4474; 1.3: 500.5; 1.4: 6.3686; 1.5: 333.6252; 1.6: 500.5; 1.7: 200.2; 1.8: 8.4594; 1.9: 1668.3333; 2: 53.1316; 2.1: 95.4082; 2.2: 2917.2916; 2.3: 55.6887; 2.4: -2583.6664; 2.5: -49.3201
| 2 | 77.05 | 1: 41.5212; 1.1: 334.8505; 1.2: 0.44904; 1.3: 500.825; 1.4: 6.3879; 1.5: 334.8505; 1.6: 500.825; 1.7: 200.33; 1.8: 8.4594; 1.9: 1669.4167; 2: 53.1661; 2.1: 95.4113; 2.2: 2920.9874; 2.3: 55.7231; 2.4: -2586.1369; 2.5: -49.3352
| 2 | 77.1 | 1: 41.6465; 1.1: 336.0787; 1.2: 0.45069; 1.3: 501.15; 1.4: 6.4071; 1.5: 336.0787; 1.6: 501.15; 1.7: 200.46; 1.8: 8.4594; 1.9: 1670.5; 2: 53.2006; 2.1: 95.4144; 2.2: 2924.6845; 2.3: 55.7574; 2.4: -2588.6058; 2.5: -49.3503
| 2 | 77.15 | 1: 41.7719; 1.1: 337.3099; 1.2: 0.45234; 1.3: 501.475; 1.4: 6.4265; 1.5: 337.3099; 1.6: 501.475; 1.7: 200.59; 1.8: 8.4594; 1.9: 1671.5833; 2: 53.2351; 2.1: 95.4175; 2.2: 2928.3829; 2.3: 55.7918; 2.4: -2591.073; 2.5: -49.3653
| 2 | 77.2 | 1: 41.8976; 1.1: 338.5439; 1.2: 0.45399; 1.3: 501.8; 1.4: 6.4458; 1.5: 338.5439; 1.6: 501.8; 1.7: 200.72; 1.8: 8.4594; 1.9: 1672.6667; 2: 53.2696; 2.1: 95.4207; 2.2: 2932.0825; 2.3: 55.8261; 2.4: -2593.5385; 2.5: -49.3803
| 2 | 77.25 | 1: 42.0235; 1.1: 339.7809; 1.2: 0.45565; 1.3: 502.125; 1.4: 6.4652; 1.5: 339.7809; 1.6: 502.125; 1.7: 200.85; 1.8: 8.4594; 1.9: 1673.75; 2: 53.3041; 2.1: 95.4239; 2.2: 2935.7833; 2.3: 55.8604; 2.4: -2596.0024; 2.5: -49.3952
| 2 | 77.3 | 1: 42.1496; 1.1: 341.0209; 1.2: 0.45732; 1.3: 502.45; 1.4: 6.4845; 1.5: 341.0209; 1.6: 502.45; 1.7: 200.98; 1.8: 8.4594; 1.9: 1674.8333; 2: 53.3386; 2.1: 95.4271; 2.2: 2939.4854; 2.3: 55.8946; 2.4: -2598.4645; 2.5: -49.4101
| 2 | 77.35 | 1: 42.2758; 1.1: 342.2637; 1.2: 0.45898; 1.3: 502.775; 1.4: 6.504; 1.5: 342.2637; 1.6: 502.775; 1.7: 201.11; 1.8: 8.4594; 1.9: 1675.9167; 2: 53.3731; 2.1: 95.4304; 2.2: 2943.1887; 2.3: 55.9289; 2.4: -2600.925; 2.5: -49.4249
| 2 | 77.4 | 1: 42.4023; 1.1: 343.5095; 1.2: 0.46065; 1.3: 503.1; 1.4: 6.5234; 1.5: 343.5095; 1.6: 503.1; 1.7: 201.24; 1.8: 8.4594; 1.9: 1677; 2: 53.4076; 2.1: 95.4337; 2.2: 2946.8932; 2.3: 55.9631; 2.4: -2603.3837; 2.5: -49.4397
| 2 | 77.45 | 1: 42.529; 1.1: 344.7583; 1.2: 0.46233; 1.3: 503.425; 1.4: 6.5429; 1.5: 344.7583; 1.6: 503.425; 1.7: 201.37; 1.8: 8.4594; 1.9: 1678.0833; 2: 53.4421; 2.1: 95.437; 2.2: 2950.5989; 2.3: 55.9973; 2.4: -2605.8406; 2.5: -49.4544
| 2 | 77.5 | 1: 42.6558; 1.1: 346.0099; 1.2: 0.46401; 1.3: 503.75; 1.4: 6.5624; 1.5: 346.0099; 1.6: 503.75; 1.7: 201.5; 1.8: 8.4594; 1.9: 1679.1667; 2: 53.4766; 2.1: 95.4404; 2.2: 2954.3058; 2.3: 56.0315; 2.4: -2608.2958; 2.5: -49.469
| 2 | 77.55 | 1: 42.7829; 1.1: 347.2646; 1.2: 0.46569; 1.3: 504.075; 1.4: 6.582; 1.5: 347.2646; 1.6: 504.075; 1.7: 201.63; 1.8: 8.4594; 1.9: 1680.25; 2: 53.5111; 2.1: 95.4438; 2.2: 2958.0139; 2.3: 56.0656; 2.4: -2610.7493; 2.5: -49.4836
| 2 | 77.6 | 1: 42.9102; 1.1: 348.5222; 1.2: 0.46738; 1.3: 504.4; 1.4: 6.6016; 1.5: 348.5222; 1.6: 504.4; 1.7: 201.76; 1.8: 8.4594; 1.9: 1681.3333; 2: 53.5456; 2.1: 95.4472; 2.2: 2961.7231; 2.3: 56.0998; 2.4: -2613.2009; 2.5: -49.4982
| 2 | 77.65 | 1: 43.0376; 1.1: 349.7827; 1.2: 0.46907; 1.3: 504.725; 1.4: 6.6212; 1.5: 349.7827; 1.6: 504.725; 1.7: 201.89; 1.8: 8.4594; 1.9: 1682.4167; 2: 53.5801; 2.1: 95.4507; 2.2: 2965.4335; 2.3: 56.1339; 2.4: -2615.6508; 2.5: -49.5127
| 2 | 77.7 | 1: 43.1653; 1.1: 351.0462; 1.2: 0.47076; 1.3: 505.05; 1.4: 6.6408; 1.5: 351.0462; 1.6: 505.05; 1.7: 202.02; 1.8: 8.4594; 1.9: 1683.5; 2: 53.6146; 2.1: 95.4542; 2.2: 2969.145; 2.3: 56.168; 2.4: -2618.0988; 2.5: -49.5271
| 2 | 77.75 | 1: 43.2932; 1.1: 352.3127; 1.2: 0.47246; 1.3: 505.375; 1.4: 6.6605; 1.5: 352.3127; 1.6: 505.375; 1.7: 202.15; 1.8: 8.4594; 1.9: 1684.5833; 2: 53.6492; 2.1: 95.4577; 2.2: 2972.8576; 2.3: 56.202; 2.4: -2620.545; 2.5: -49.5415
| 2 | 77.8 | 1: 43.4212; 1.1: 353.5821; 1.2: 0.47416; 1.3: 505.7; 1.4: 6.6802; 1.5: 353.5821; 1.6: 505.7; 1.7: 202.28; 1.8: 8.4594; 1.9: 1685.6667; 2: 53.6837; 2.1: 95.4612; 2.2: 2976.5714; 2.3: 56.2361; 2.4: -2622.9893; 2.5: -49.5559
| 2 | 77.85 | 1: 43.5495; 1.1: 354.8545; 1.2: 0.47587; 1.3: 506.025; 1.4: 6.6999; 1.5: 354.8545; 1.6: 506.025; 1.7: 202.41; 1.8: 8.4594; 1.9: 1686.75; 2: 53.7182; 2.1: 95.4648; 2.2: 2980.2863; 2.3: 56.2701; 2.4: -2625.4318; 2.5: -49.5702
| 2 | 77.9 | 1: 43.678; 1.1: 356.1299; 1.2: 0.47758; 1.3: 506.35; 1.4: 6.7197; 1.5: 356.1299; 1.6: 506.35; 1.7: 202.54; 1.8: 8.4594; 1.9: 1687.8333; 2: 53.7527; 2.1: 95.4685; 2.2: 2984.0022; 2.3: 56.3041; 2.4: -2627.8724; 2.5: -49.5844
| 2 | 77.95 | 1: 43.8066; 1.1: 357.4082; 1.2: 0.47929; 1.3: 506.675; 1.4: 6.7395; 1.5: 357.4082; 1.6: 506.675; 1.7: 202.67; 1.8: 8.4594; 1.9: 1688.9167; 2: 53.7872; 2.1: 95.4721; 2.2: 2987.7193; 2.3: 56.3381; 2.4: -2630.311; 2.5: -49.5986
| 2 | 78 | 1: 43.9355; 1.1: 358.6896; 1.2: 0.48101; 1.3: 507; 1.4: 6.7593; 1.5: 358.6896; 1.6: 507; 1.7: 202.8; 1.8: 8.4594; 1.9: 1690; 2: 53.8217; 2.1: 95.4758; 2.2: 2991.4374; 2.3: 56.372; 2.4: -2632.7478; 2.5: -49.6127
| 2 | 78.05 | 1: 44.0646; 1.1: 359.9739; 1.2: 0.48273; 1.3: 507.325; 1.4: 6.7792; 1.5: 359.9739; 1.6: 507.325; 1.7: 202.93; 1.8: 8.4594; 1.9: 1691.0833; 2: 53.8562; 2.1: 95.4796; 2.2: 2995.1565; 2.3: 56.4059; 2.4: -2635.1826; 2.5: -49.6268
| 2 | 78.1 | 1: 44.1939; 1.1: 361.2612; 1.2: 0.48446; 1.3: 507.65; 1.4: 6.7991; 1.5: 361.2612; 1.6: 507.65; 1.7: 203.06; 1.8: 8.4594; 1.9: 1692.1667; 2: 53.8907; 2.1: 95.4834; 2.2: 2998.8767; 2.3: 56.4398; 2.4: -2637.6155; 2.5: -49.6408
| 2 | 78.15 | 1: 44.3233; 1.1: 362.5515; 1.2: 0.48619; 1.3: 507.975; 1.4: 6.819; 1.5: 362.5515; 1.6: 507.975; 1.7: 203.19; 1.8: 8.4594; 1.9: 1693.25; 2: 53.9252; 2.1: 95.4872; 2.2: 3002.5979; 2.3: 56.4737; 2.4: -2640.0465; 2.5: -49.6548
| 2 | 78.2 | 1: 44.453; 1.1: 363.8448; 1.2: 0.48792; 1.3: 508.3; 1.4: 6.8389; 1.5: 363.8448; 1.6: 508.3; 1.7: 203.32; 1.8: 8.4594; 1.9: 1694.3333; 2: 53.9597; 2.1: 95.491; 2.2: 3006.3202; 2.3: 56.5076; 2.4: -2642.4754; 2.5: -49.6687
| 2 | 78.25 | 1: 44.5829; 1.1: 365.1411; 1.2: 0.48966; 1.3: 508.625; 1.4: 6.8589; 1.5: 365.1411; 1.6: 508.625; 1.7: 203.45; 1.8: 8.4594; 1.9: 1695.4167; 2: 53.9942; 2.1: 95.4949; 2.2: 3010.0434; 2.3: 56.5414; 2.4: -2644.9023; 2.5: -49.6825
| 2 | 78.3 | 1: 44.7129; 1.1: 366.4404; 1.2: 0.4914; 1.3: 508.95; 1.4: 6.8789; 1.5: 366.4404; 1.6: 508.95; 1.7: 203.58; 1.8: 8.4594; 1.9: 1696.5; 2: 54.0287; 2.1: 95.4988; 2.2: 3013.7676; 2.3: 56.5752; 2.4: -2647.3273; 2.5: -49.6963
| 2 | 78.35 | 1: 44.8432; 1.1: 367.7427; 1.2: 0.49315; 1.3: 509.275; 1.4: 6.899; 1.5: 367.7427; 1.6: 509.275; 1.7: 203.71; 1.8: 8.4594; 1.9: 1697.5833; 2: 54.0632; 2.1: 95.5028; 2.2: 3017.4928; 2.3: 56.609; 2.4: -2649.7502; 2.5: -49.71
| 2 | 78.4 | 1: 44.9737; 1.1: 369.048; 1.2: 0.4949; 1.3: 509.6; 1.4: 6.919; 1.5: 369.048; 1.6: 509.6; 1.7: 203.84; 1.8: 8.4594; 1.9: 1698.6667; 2: 54.0977; 2.1: 95.5068; 2.2: 3021.219; 2.3: 56.6428; 2.4: -2652.171; 2.5: -49.7237
| 2 | 78.45 | 1: 45.1043; 1.1: 370.3563; 1.2: 0.49666; 1.3: 509.925; 1.4: 6.9391; 1.5: 370.3563; 1.6: 509.925; 1.7: 203.97; 1.8: 8.4594; 1.9: 1699.75; 2: 54.1322; 2.1: 95.5108; 2.2: 3024.9461; 2.3: 56.6765; 2.4: -2654.5898; 2.5: -49.7374
| 2 | 78.5 | 1: 45.2352; 1.1: 371.6676; 1.2: 0.49841; 1.3: 510.25; 1.4: 6.9593; 1.5: 371.6676; 1.6: 510.25; 1.7: 204.1; 1.8: 8.4594; 1.9: 1700.8333; 2: 54.1667; 2.1: 95.5149; 2.2: 3028.6741; 2.3: 56.7102; 2.4: -2657.0065; 2.5: -49.7509
| 2 | 78.55 | 1: 45.3663; 1.1: 372.982; 1.2: 0.50018; 1.3: 510.575; 1.4: 6.9794; 1.5: 372.982; 1.6: 510.575; 1.7: 204.23; 1.8: 8.4594; 1.9: 1701.9167; 2: 54.2012; 2.1: 95.519; 2.2: 3032.4031; 2.3: 56.7439; 2.4: -2659.4211; 2.5: -49.7644
| 2 | 78.6 | 1: 45.4976; 1.1: 374.2994; 1.2: 0.50194; 1.3: 510.9; 1.4: 6.9996; 1.5: 374.2994; 1.6: 510.9; 1.7: 204.36; 1.8: 8.4594; 1.9: 1703; 2: 54.2357; 2.1: 95.5231; 2.2: 3036.133; 2.3: 56.7775; 2.4: -2661.8336; 2.5: -49.7779
| 2 | 78.65 | 1: 45.629; 1.1: 375.6198; 1.2: 0.50371; 1.3: 511.225; 1.4: 7.0199; 1.5: 375.6198; 1.6: 511.225; 1.7: 204.49; 1.8: 8.4594; 1.9: 1704.0833; 2: 54.2702; 2.1: 95.5273; 2.2: 3039.8637; 2.3: 56.8112; 2.4: -2664.2439; 2.5: -49.7913
| 2 | 78.7 | 1: 45.7607; 1.1: 376.9433; 1.2: 0.50549; 1.3: 511.55; 1.4: 7.0401; 1.5: 376.9433; 1.6: 511.55; 1.7: 204.62; 1.8: 8.4594; 1.9: 1705.1667; 2: 54.3047; 2.1: 95.5315; 2.2: 3043.5954; 2.3: 56.8448; 2.4: -2666.6521; 2.5: -49.8046
| 2 | 78.75 | 1: 45.8926; 1.1: 378.2697; 1.2: 0.50727; 1.3: 511.875; 1.4: 7.0604; 1.5: 378.2697; 1.6: 511.875; 1.7: 204.75; 1.8: 8.4594; 1.9: 1706.25; 2: 54.3392; 2.1: 95.5358; 2.2: 3047.3279; 2.3: 56.8783; 2.4: -2669.0581; 2.5: -49.8179
| 2 | 78.8 | 1: 46.0247; 1.1: 379.5993; 1.2: 0.50905; 1.3: 512.2; 1.4: 7.0807; 1.5: 379.5993; 1.6: 512.2; 1.7: 204.88; 1.8: 8.4594; 1.9: 1707.3333; 2: 54.3737; 2.1: 95.5401; 2.2: 3051.0612; 2.3: 56.9119; 2.4: -2671.462; 2.5: -49.8312
| 2 | 78.85 | 1: 46.157; 1.1: 380.9318; 1.2: 0.51084; 1.3: 512.525; 1.4: 7.1011; 1.5: 380.9318; 1.6: 512.525; 1.7: 205.01; 1.8: 8.4594; 1.9: 1708.4167; 2: 54.4082; 2.1: 95.5444; 2.2: 3054.7955; 2.3: 56.9454; 2.4: -2673.8636; 2.5: -49.8443
| 2 | 78.9 | 1: 46.2894; 1.1: 382.2674; 1.2: 0.51263; 1.3: 512.85; 1.4: 7.1215; 1.5: 382.2674; 1.6: 512.85; 1.7: 205.14; 1.8: 8.4594; 1.9: 1709.5; 2: 54.4427; 2.1: 95.5488; 2.2: 3058.5305; 2.3: 56.9789; 2.4: -2676.2631; 2.5: -49.8574
| 2 | 78.95 | 1: 46.4221; 1.1: 383.6061; 1.2: 0.51442; 1.3: 513.175; 1.4: 7.1419; 1.5: 383.6061; 1.6: 513.175; 1.7: 205.27; 1.8: 8.4594; 1.9: 1710.5833; 2: 54.4772; 2.1: 95.5533; 2.2: 3062.2663; 2.3: 57.0124; 2.4: -2678.6602; 2.5: -49.8705
| 2 | 79 | 1: 46.555; 1.1: 384.9478; 1.2: 0.51622; 1.3: 513.5; 1.4: 7.1623; 1.5: 384.9478; 1.6: 513.5; 1.7: 205.4; 1.8: 8.4594; 1.9: 1711.6667; 2: 54.5117; 2.1: 95.5577; 2.2: 3066.003; 2.3: 57.0458; 2.4: -2681.0552; 2.5: -49.8835
| 2 | 79.05 | 1: 46.6881; 1.1: 386.2926; 1.2: 0.51803; 1.3: 513.825; 1.4: 7.1828; 1.5: 386.2926; 1.6: 513.825; 1.7: 205.53; 1.8: 8.4594; 1.9: 1712.75; 2: 54.5462; 2.1: 95.5622; 2.2: 3069.7404; 2.3: 57.0792; 2.4: -2683.4478; 2.5: -49.8964
| 2 | 79.1 | 1: 46.8214; 1.1: 387.6404; 1.2: 0.51983; 1.3: 514.15; 1.4: 7.2033; 1.5: 387.6404; 1.6: 514.15; 1.7: 205.66; 1.8: 8.4594; 1.9: 1713.8333; 2: 54.5807; 2.1: 95.5668; 2.2: 3073.4786; 2.3: 57.1126; 2.4: -2685.8382; 2.5: -49.9093
| 2 | 79.15 | 1: 46.9549; 1.1: 388.9913; 1.2: 0.52165; 1.3: 514.475; 1.4: 7.2238; 1.5: 388.9913; 1.6: 514.475; 1.7: 205.79; 1.8: 8.4594; 1.9: 1714.9167; 2: 54.6152; 2.1: 95.5714; 2.2: 3077.2175; 2.3: 57.146; 2.4: -2688.2262; 2.5: -49.9221
| 2 | 79.2 | 1: 47.0886; 1.1: 390.3453; 1.2: 0.52346; 1.3: 514.8; 1.4: 7.2444; 1.5: 390.3453; 1.6: 514.8; 1.7: 205.92; 1.8: 8.4594; 1.9: 1716; 2: 54.6497; 2.1: 95.576; 2.2: 3080.9572; 2.3: 57.1793; 2.4: -2690.6119; 2.5: -49.9349
| 2 | 79.25 | 1: 47.2224; 1.1: 391.7023; 1.2: 0.52528; 1.3: 515.125; 1.4: 7.265; 1.5: 391.7023; 1.6: 515.125; 1.7: 206.05; 1.8: 8.4594; 1.9: 1717.0833; 2: 54.6842; 2.1: 95.5807; 2.2: 3084.6976; 2.3: 57.2126; 2.4: -2692.9953; 2.5: -49.9476
| 2 | 79.3 | 1: 47.3565; 1.1: 393.0624; 1.2: 0.52711; 1.3: 515.45; 1.4: 7.2856; 1.5: 393.0624; 1.6: 515.45; 1.7: 206.18; 1.8: 8.4594; 1.9: 1718.1667; 2: 54.7187; 2.1: 95.5854; 2.2: 3088.4387; 2.3: 57.2459; 2.4: -2695.3763; 2.5: -49.9602
| 2 | 79.35 | 1: 47.4908; 1.1: 394.4256; 1.2: 0.52893; 1.3: 515.775; 1.4: 7.3063; 1.5: 394.4256; 1.6: 515.775; 1.7: 206.31; 1.8: 8.4594; 1.9: 1719.25; 2: 54.7532; 2.1: 95.5902; 2.2: 3092.1806; 2.3: 57.2791; 2.4: -2697.7549; 2.5: -49.9728
| 2 | 79.4 | 1: 47.6253; 1.1: 395.7919; 1.2: 0.53077; 1.3: 516.1; 1.4: 7.327; 1.5: 395.7919; 1.6: 516.1; 1.7: 206.44; 1.8: 8.4594; 1.9: 1720.3333; 2: 54.7877; 2.1: 95.595; 2.2: 3095.9231; 2.3: 57.3123; 2.4: -2700.1312; 2.5: -49.9853
| 2 | 79.45 | 1: 47.76; 1.1: 397.1613; 1.2: 0.5326; 1.3: 516.425; 1.4: 7.3477; 1.5: 397.1613; 1.6: 516.425; 1.7: 206.57; 1.8: 8.4594; 1.9: 1721.4167; 2: 54.8222; 2.1: 95.5998; 2.2: 3099.6662; 2.3: 57.3455; 2.4: -2702.505; 2.5: -49.9978
| 2 | 79.5 | 1: 47.8949; 1.1: 398.5337; 1.2: 0.53444; 1.3: 516.75; 1.4: 7.3685; 1.5: 398.5337; 1.6: 516.75; 1.7: 206.7; 1.8: 8.4594; 1.9: 1722.5; 2: 54.8567; 2.1: 95.6047; 2.2: 3103.41; 2.3: 57.3786; 2.4: -2704.8763; 2.5: -50.0102
| 2 | 79.55 | 1: 48.03; 1.1: 399.9093; 1.2: 0.53629; 1.3: 517.075; 1.4: 7.3892; 1.5: 399.9093; 1.6: 517.075; 1.7: 206.83; 1.8: 8.4594; 1.9: 1723.5833; 2: 54.8912; 2.1: 95.6096; 2.2: 3107.1545; 2.3: 57.4118; 2.4: -2707.2452; 2.5: -50.0225
| 2 | 79.6 | 1: 48.1653; 1.1: 401.2879; 1.2: 0.53814; 1.3: 517.4; 1.4: 7.4101; 1.5: 401.2879; 1.6: 517.4; 1.7: 206.96; 1.8: 8.4594; 1.9: 1724.6667; 2: 54.9257; 2.1: 95.6146; 2.2: 3110.8995; 2.3: 57.4449; 2.4: -2709.6116; 2.5: -50.0348
| 2 | 79.65 | 1: 48.3008; 1.1: 402.6696; 1.2: 0.53999; 1.3: 517.725; 1.4: 7.4309; 1.5: 402.6696; 1.6: 517.725; 1.7: 207.09; 1.8: 8.4594; 1.9: 1725.75; 2: 54.9602; 2.1: 95.6197; 2.2: 3114.6452; 2.3: 57.4779; 2.4: -2711.9756; 2.5: -50.047
| 2 | 79.7 | 1: 48.4366; 1.1: 404.0545; 1.2: 0.54185; 1.3: 518.05; 1.4: 7.4518; 1.5: 404.0545; 1.6: 518.05; 1.7: 207.22; 1.8: 8.4594; 1.9: 1726.8333; 2: 54.9947; 2.1: 95.6247; 2.2: 3118.3915; 2.3: 57.511; 2.4: -2714.337; 2.5: -50.0592
| 2 | 79.75 | 1: 48.5725; 1.1: 405.4424; 1.2: 0.54371; 1.3: 518.375; 1.4: 7.4727; 1.5: 405.4424; 1.6: 518.375; 1.7: 207.35; 1.8: 8.4594; 1.9: 1727.9167; 2: 55.0292; 2.1: 95.6298; 2.2: 3122.1383; 2.3: 57.544; 2.4: -2716.6959; 2.5: -50.0713
| 2 | 79.8 | 1: 48.7086; 1.1: 406.8335; 1.2: 0.54557; 1.3: 518.7; 1.4: 7.4936; 1.5: 406.8335; 1.6: 518.7; 1.7: 207.48; 1.8: 8.4594; 1.9: 1729; 2: 55.0637; 2.1: 95.635; 2.2: 3125.8857; 2.3: 57.5769; 2.4: -2719.0522; 2.5: -50.0833
| 2 | 79.85 | 1: 48.8449; 1.1: 408.2277; 1.2: 0.54744; 1.3: 519.025; 1.4: 7.5146; 1.5: 408.2277; 1.6: 519.025; 1.7: 207.61; 1.8: 8.4594; 1.9: 1730.0833; 2: 55.0982; 2.1: 95.6402; 2.2: 3129.6336; 2.3: 57.6099; 2.4: -2721.4059; 2.5: -50.0953
| 2 | 79.9 | 1: 48.9814; 1.1: 409.625; 1.2: 0.54932; 1.3: 519.35; 1.4: 7.5356; 1.5: 409.625; 1.6: 519.35; 1.7: 207.74; 1.8: 8.4594; 1.9: 1731.1667; 2: 55.1327; 2.1: 95.6455; 2.2: 3133.3821; 2.3: 57.6428; 2.4: -2723.7571; 2.5: -50.1072
| 2 | 79.95 | 1: 49.1181; 1.1: 411.0254; 1.2: 0.55119; 1.3: 519.675; 1.4: 7.5566; 1.5: 411.0254; 1.6: 519.675; 1.7: 207.87; 1.8: 8.4594; 1.9: 1732.25; 2: 55.1672; 2.1: 95.6508; 2.2: 3137.1311; 2.3: 57.6756; 2.4: -2726.1056; 2.5: -50.119
| 2 | 80 | 1: 49.2551; 1.1: 412.429; 1.2: 0.55308; 1.3: 520; 1.4: 7.5777; 1.5: 412.429; 1.6: 520; 1.7: 208; 1.8: 8.4594; 1.9: 1733.3333; 2: 55.2017; 2.1: 95.6561; 2.2: 3140.8805; 2.3: 57.7085; 2.4: -2728.4516; 2.5: -50.1308
| 2 | 80.05 | 1: 49.3922; 1.1: 413.8357; 1.2: 0.55496; 1.3: 520.325; 1.4: 7.5988; 1.5: 413.8357; 1.6: 520.325; 1.7: 208.13; 1.8: 8.4594; 1.9: 1734.4167; 2: 55.2362; 2.1: 95.6615; 2.2: 3144.6305; 2.3: 57.7413; 2.4: -2730.7948; 2.5: -50.1425
| 2 | 80.1 | 1: 49.5295; 1.1: 415.2455; 1.2: 0.55685; 1.3: 520.65; 1.4: 7.6199; 1.5: 415.2455; 1.6: 520.65; 1.7: 208.26; 1.8: 8.4594; 1.9: 1735.5; 2: 55.2707; 2.1: 95.667; 2.2: 3148.3809; 2.3: 57.7741; 2.4: -2733.1354; 2.5: -50.1542
| 2 | 80.15 | 1: 49.667; 1.1: 416.6584; 1.2: 0.55875; 1.3: 520.975; 1.4: 7.6411; 1.5: 416.6584; 1.6: 520.975; 1.7: 208.39; 1.8: 8.4594; 1.9: 1736.5833; 2: 55.3052; 2.1: 95.6725; 2.2: 3152.1317; 2.3: 57.8068; 2.4: -2735.4733; 2.5: -50.1657
| 2 | 80.2 | 1: 49.8048; 1.1: 418.0745; 1.2: 0.56065; 1.3: 521.3; 1.4: 7.6623; 1.5: 418.0745; 1.6: 521.3; 1.7: 208.52; 1.8: 8.4594; 1.9: 1737.6667; 2: 55.3397; 2.1: 95.678; 2.2: 3155.883; 2.3: 57.8395; 2.4: -2737.8085; 2.5: -50.1773
| 2 | 80.25 | 1: 49.9427; 1.1: 419.4938; 1.2: 0.56255; 1.3: 521.625; 1.4: 7.6835; 1.5: 419.4938; 1.6: 521.625; 1.7: 208.65; 1.8: 8.4594; 1.9: 1738.75; 2: 55.3742; 2.1: 95.6836; 2.2: 3159.6347; 2.3: 57.8722; 2.4: -2740.1409; 2.5: -50.1887
| 2 | 80.3 | 1: 50.0808; 1.1: 420.9162; 1.2: 0.56446; 1.3: 521.95; 1.4: 7.7047; 1.5: 420.9162; 1.6: 521.95; 1.7: 208.78; 1.8: 8.4594; 1.9: 1739.8333; 2: 55.4087; 2.1: 95.6892; 2.2: 3163.3868; 2.3: 57.9049; 2.4: -2742.4707; 2.5: -50.2001
| 2 | 80.35 | 1: 50.2192; 1.1: 422.3417; 1.2: 0.56637; 1.3: 522.275; 1.4: 7.726; 1.5: 422.3417; 1.6: 522.275; 1.7: 208.91; 1.8: 8.4594; 1.9: 1740.9167; 2: 55.4432; 2.1: 95.6949; 2.2: 3167.1393; 2.3: 57.9375; 2.4: -2744.7976; 2.5: -50.2114
| 2 | 80.4 | 1: 50.3577; 1.1: 423.7704; 1.2: 0.56829; 1.3: 522.6; 1.4: 7.7473; 1.5: 423.7704; 1.6: 522.6; 1.7: 209.04; 1.8: 8.4594; 1.9: 1742; 2: 55.4777; 2.1: 95.7006; 2.2: 3170.8921; 2.3: 57.97; 2.4: -2747.1217; 2.5: -50.2227
| 2 | 80.45 | 1: 50.4965; 1.1: 425.2023; 1.2: 0.57021; 1.3: 522.925; 1.4: 7.7687; 1.5: 425.2023; 1.6: 522.925; 1.7: 209.17; 1.8: 8.4594; 1.9: 1743.0833; 2: 55.5122; 2.1: 95.7064; 2.2: 3174.6453; 2.3: 58.0026; 2.4: -2749.4431; 2.5: -50.2339
| 2 | 80.5 | 1: 50.6354; 1.1: 426.6373; 1.2: 0.57213; 1.3: 523.25; 1.4: 7.7901; 1.5: 426.6373; 1.6: 523.25; 1.7: 209.3; 1.8: 8.4594; 1.9: 1744.1667; 2: 55.5467; 2.1: 95.7123; 2.2: 3178.3988; 2.3: 58.0351; 2.4: -2751.7616; 2.5: -50.245
| 2 | 80.55 | 1: 50.7746; 1.1: 428.0755; 1.2: 0.57406; 1.3: 523.575; 1.4: 7.8115; 1.5: 428.0755; 1.6: 523.575; 1.7: 209.43; 1.8: 8.4594; 1.9: 1745.25; 2: 55.5812; 2.1: 95.7181; 2.2: 3182.1527; 2.3: 58.0676; 2.4: -2754.0772; 2.5: -50.2561
| 2 | 80.6 | 1: 50.9139; 1.1: 429.5168; 1.2: 0.57599; 1.3: 523.9; 1.4: 7.8329; 1.5: 429.5168; 1.6: 523.9; 1.7: 209.56; 1.8: 8.4594; 1.9: 1746.3333; 2: 55.6157; 2.1: 95.7241; 2.2: 3185.9068; 2.3: 58.1; 2.4: -2756.39; 2.5: -50.2671
| 2 | 80.65 | 1: 51.0535; 1.1: 430.9614; 1.2: 0.57793; 1.3: 524.225; 1.4: 7.8544; 1.5: 430.9614; 1.6: 524.225; 1.7: 209.69; 1.8: 8.4594; 1.9: 1747.4167; 2: 55.6502; 2.1: 95.7301; 2.2: 3189.6612; 2.3: 58.1324; 2.4: -2758.6998; 2.5: -50.278
| 2 | 80.7 | 1: 51.1933; 1.1: 432.4091; 1.2: 0.57987; 1.3: 524.55; 1.4: 7.8759; 1.5: 432.4091; 1.6: 524.55; 1.7: 209.82; 1.8: 8.4594; 1.9: 1748.5; 2: 55.6847; 2.1: 95.7361; 2.2: 3193.4159; 2.3: 58.1648; 2.4: -2761.0068; 2.5: -50.2889
| 2 | 80.75 | 1: 51.3332; 1.1: 433.86; 1.2: 0.58182; 1.3: 524.875; 1.4: 7.8974; 1.5: 433.86; 1.6: 524.875; 1.7: 209.95; 1.8: 8.4594; 1.9: 1749.5833; 2: 55.7192; 2.1: 95.7422; 2.2: 3197.1708; 2.3: 58.1971; 2.4: -2763.3108; 2.5: -50.2997
| 2 | 80.8 | 1: 51.4734; 1.1: 435.3141; 1.2: 0.58377; 1.3: 525.2; 1.4: 7.919; 1.5: 435.3141; 1.6: 525.2; 1.7: 210.08; 1.8: 8.4594; 1.9: 1750.6667; 2: 55.7537; 2.1: 95.7484; 2.2: 3200.9259; 2.3: 58.2294; 2.4: -2765.6119; 2.5: -50.3104
| 2 | 80.85 | 1: 51.6138; 1.1: 436.7713; 1.2: 0.58572; 1.3: 525.525; 1.4: 7.9406; 1.5: 436.7713; 1.6: 525.525; 1.7: 210.21; 1.8: 8.4594; 1.9: 1751.75; 2: 55.7882; 2.1: 95.7545; 2.2: 3204.6813; 2.3: 58.2617; 2.4: -2767.9099; 2.5: -50.3211
| 2 | 80.9 | 1: 51.7544; 1.1: 438.2318; 1.2: 0.58768; 1.3: 525.85; 1.4: 7.9622; 1.5: 438.2318; 1.6: 525.85; 1.7: 210.34; 1.8: 8.4594; 1.9: 1752.8333; 2: 55.8227; 2.1: 95.7608; 2.2: 3208.4368; 2.3: 58.2939; 2.4: -2770.205; 2.5: -50.3317
| 2 | 80.95 | 1: 51.8951; 1.1: 439.6955; 1.2: 0.58964; 1.3: 526.175; 1.4: 7.9839; 1.5: 439.6955; 1.6: 526.175; 1.7: 210.47; 1.8: 8.4594; 1.9: 1753.9167; 2: 55.8572; 2.1: 95.7671; 2.2: 3212.1925; 2.3: 58.3261; 2.4: -2772.4971; 2.5: -50.3422
| 2 | 81 | 1: 52.0361; 1.1: 441.1623; 1.2: 0.59161; 1.3: 526.5; 1.4: 8.0056; 1.5: 441.1623; 1.6: 526.5; 1.7: 210.6; 1.8: 8.4594; 1.9: 1755; 2: 55.8917; 2.1: 95.7735; 2.2: 3215.9484; 2.3: 58.3583; 2.4: -2774.7861; 2.5: -50.3527
| 2 | 81.05 | 1: 52.1773; 1.1: 442.6324; 1.2: 0.59358; 1.3: 526.825; 1.4: 8.0273; 1.5: 442.6324; 1.6: 526.825; 1.7: 210.73; 1.8: 8.4594; 1.9: 1756.0833; 2: 55.9262; 2.1: 95.7799; 2.2: 3219.7044; 2.3: 58.3904; 2.4: -2777.072; 2.5: -50.3631
| 2 | 81.1 | 1: 52.3187; 1.1: 444.1057; 1.2: 0.59556; 1.3: 527.15; 1.4: 8.049; 1.5: 444.1057; 1.6: 527.15; 1.7: 210.86; 1.8: 8.4594; 1.9: 1757.1667; 2: 55.9607; 2.1: 95.7863; 2.2: 3223.4606; 2.3: 58.4224; 2.4: -2779.3549; 2.5: -50.3734
| 2 | 81.15 | 1: 52.4603; 1.1: 445.5822; 1.2: 0.59754; 1.3: 527.475; 1.4: 8.0708; 1.5: 445.5822; 1.6: 527.475; 1.7: 210.99; 1.8: 8.4594; 1.9: 1758.25; 2: 55.9952; 2.1: 95.7929; 2.2: 3227.2168; 2.3: 58.4545; 2.4: -2781.6347; 2.5: -50.3837
| 2 | 81.2 | 1: 52.6021; 1.1: 447.0619; 1.2: 0.59952; 1.3: 527.8; 1.4: 8.0926; 1.5: 447.0619; 1.6: 527.8; 1.7: 211.12; 1.8: 8.4594; 1.9: 1759.3333; 2: 56.0297; 2.1: 95.7994; 2.2: 3230.9731; 2.3: 58.4865; 2.4: -2783.9113; 2.5: -50.3939
| 2 | 81.25 | 1: 52.7441; 1.1: 448.5448; 1.2: 0.60151; 1.3: 528.125; 1.4: 8.1145; 1.5: 448.5448; 1.6: 528.125; 1.7: 211.25; 1.8: 8.4594; 1.9: 1760.4167; 2: 56.0642; 2.1: 95.8061; 2.2: 3234.7295; 2.3: 58.5185; 2.4: -2786.1847; 2.5: -50.404
| 2 | 81.3 | 1: 52.8863; 1.1: 450.0309; 1.2: 0.6035; 1.3: 528.45; 1.4: 8.1364; 1.5: 450.0309; 1.6: 528.45; 1.7: 211.38; 1.8: 8.4594; 1.9: 1761.5; 2: 56.0987; 2.1: 95.8127; 2.2: 3238.4859; 2.3: 58.5504; 2.4: -2788.455; 2.5: -50.414
| 2 | 81.35 | 1: 53.0287; 1.1: 451.5203; 1.2: 0.6055; 1.3: 528.775; 1.4: 8.1583; 1.5: 451.5203; 1.6: 528.775; 1.7: 211.51; 1.8: 8.4594; 1.9: 1762.5833; 2: 56.1332; 2.1: 95.8195; 2.2: 3242.2424; 2.3: 58.5823; 2.4: -2790.7221; 2.5: -50.424
| 2 | 81.4 | 1: 53.1714; 1.1: 453.0129; 1.2: 0.6075; 1.3: 529.1; 1.4: 8.1802; 1.5: 453.0129; 1.6: 529.1; 1.7: 211.64; 1.8: 8.4594; 1.9: 1763.6667; 2: 56.1677; 2.1: 95.8263; 2.2: 3245.9989; 2.3: 58.6141; 2.4: -2792.986; 2.5: -50.4339
| 2 | 81.45 | 1: 53.3142; 1.1: 454.5087; 1.2: 0.60951; 1.3: 529.425; 1.4: 8.2022; 1.5: 454.5087; 1.6: 529.425; 1.7: 211.77; 1.8: 8.4594; 1.9: 1764.75; 2: 56.2022; 2.1: 95.8331; 2.2: 3249.7553; 2.3: 58.6459; 2.4: -2795.2466; 2.5: -50.4437
| 2 | 81.5 | 1: 53.4572; 1.1: 456.0078; 1.2: 0.61152; 1.3: 529.75; 1.4: 8.2242; 1.5: 456.0078; 1.6: 529.75; 1.7: 211.9; 1.8: 8.4594; 1.9: 1765.8333; 2: 56.2367; 2.1: 95.8401; 2.2: 3253.5118; 2.3: 58.6777; 2.4: -2797.504; 2.5: -50.4535
| 2 | 81.55 | 1: 53.6004; 1.1: 457.5101; 1.2: 0.61353; 1.3: 530.075; 1.4: 8.2462; 1.5: 457.5101; 1.6: 530.075; 1.7: 212.03; 1.8: 8.4594; 1.9: 1766.9167; 2: 56.2712; 2.1: 95.847; 2.2: 3257.2682; 2.3: 58.7094; 2.4: -2799.7581; 2.5: -50.4632
| 2 | 81.6 | 1: 53.7439; 1.1: 459.0157; 1.2: 0.61555; 1.3: 530.4; 1.4: 8.2683; 1.5: 459.0157; 1.6: 530.4; 1.7: 212.16; 1.8: 8.4594; 1.9: 1768; 2: 56.3057; 2.1: 95.854; 2.2: 3261.0245; 2.3: 58.7411; 2.4: -2802.0088; 2.5: -50.4728
| 2 | 81.65 | 1: 53.8875; 1.1: 460.5245; 1.2: 0.61757; 1.3: 530.725; 1.4: 8.2904; 1.5: 460.5245; 1.6: 530.725; 1.7: 212.29; 1.8: 8.4594; 1.9: 1769.0833; 2: 56.3402; 2.1: 95.8611; 2.2: 3264.7807; 2.3: 58.7728; 2.4: -2804.2563; 2.5: -50.4824
| 2 | 81.7 | 1: 54.0314; 1.1: 462.0365; 1.2: 0.6196; 1.3: 531.05; 1.4: 8.3125; 1.5: 462.0365; 1.6: 531.05; 1.7: 212.42; 1.8: 8.4594; 1.9: 1770.1667; 2: 56.3747; 2.1: 95.8683; 2.2: 3268.5369; 2.3: 58.8044; 2.4: -2806.5003; 2.5: -50.4919
| 2 | 81.75 | 1: 54.1754; 1.1: 463.5519; 1.2: 0.62163; 1.3: 531.375; 1.4: 8.3347; 1.5: 463.5519; 1.6: 531.375; 1.7: 212.55; 1.8: 8.4594; 1.9: 1771.25; 2: 56.4092; 2.1: 95.8755; 2.2: 3272.2929; 2.3: 58.8359; 2.4: -2808.741; 2.5: -50.5013
| 2 | 81.8 | 1: 54.3197; 1.1: 465.0704; 1.2: 0.62367; 1.3: 531.7; 1.4: 8.3569; 1.5: 465.0704; 1.6: 531.7; 1.7: 212.68; 1.8: 8.4594; 1.9: 1772.3333; 2: 56.4437; 2.1: 95.8827; 2.2: 3276.0488; 2.3: 58.8675; 2.4: -2810.9783; 2.5: -50.5106
| 2 | 81.85 | 1: 54.4641; 1.1: 466.5923; 1.2: 0.62571; 1.3: 532.025; 1.4: 8.3791; 1.5: 466.5923; 1.6: 532.025; 1.7: 212.81; 1.8: 8.4594; 1.9: 1773.4167; 2: 56.4782; 2.1: 95.8901; 2.2: 3279.8045; 2.3: 58.8989; 2.4: -2813.2122; 2.5: -50.5199
| 2 | 81.9 | 1: 54.6088; 1.1: 468.1174; 1.2: 0.62776; 1.3: 532.35; 1.4: 8.4014; 1.5: 468.1174; 1.6: 532.35; 1.7: 212.94; 1.8: 8.4594; 1.9: 1774.5; 2: 56.5127; 2.1: 95.8974; 2.2: 3283.56; 2.3: 58.9304; 2.4: -2815.4426; 2.5: -50.529
| 2 | 81.95 | 1: 54.7536; 1.1: 469.6458; 1.2: 0.62981; 1.3: 532.675; 1.4: 8.4236; 1.5: 469.6458; 1.6: 532.675; 1.7: 213.07; 1.8: 8.4594; 1.9: 1775.5833; 2: 56.5472; 2.1: 95.9049; 2.2: 3287.3154; 2.3: 58.9618; 2.4: -2817.6696; 2.5: -50.5382
| 2 | 82 | 1: 54.8987; 1.1: 471.1774; 1.2: 0.63186; 1.3: 533; 1.4: 8.446; 1.5: 471.1774; 1.6: 533; 1.7: 213.2; 1.8: 8.4594; 1.9: 1776.6667; 2: 56.5817; 2.1: 95.9124; 2.2: 3291.0705; 2.3: 58.9931; 2.4: -2819.893; 2.5: -50.5472
| 2 | 82.05 | 1: 55.044; 1.1: 472.7123; 1.2: 0.63392; 1.3: 533.325; 1.4: 8.4683; 1.5: 472.7123; 1.6: 533.325; 1.7: 213.33; 1.8: 8.4594; 1.9: 1777.75; 2: 56.6162; 2.1: 95.92; 2.2: 3294.8253; 2.3: 59.0245; 2.4: -2822.113; 2.5: -50.5562
| 2 | 82.1 | 1: 55.1895; 1.1: 474.2506; 1.2: 0.63598; 1.3: 533.65; 1.4: 8.4907; 1.5: 474.2506; 1.6: 533.65; 1.7: 213.46; 1.8: 8.4594; 1.9: 1778.8333; 2: 56.6507; 2.1: 95.9276; 2.2: 3298.5799; 2.3: 59.0557; 2.4: -2824.3294; 2.5: -50.565
| 2 | 82.15 | 1: 55.3352; 1.1: 475.7921; 1.2: 0.63805; 1.3: 533.975; 1.4: 8.5131; 1.5: 475.7921; 1.6: 533.975; 1.7: 213.59; 1.8: 8.4594; 1.9: 1779.9167; 2: 56.6852; 2.1: 95.9353; 2.2: 3302.3343; 2.3: 59.087; 2.4: -2826.5422; 2.5: -50.5739
| 2 | 82.2 | 1: 55.4811; 1.1: 477.3369; 1.2: 0.64012; 1.3: 534.3; 1.4: 8.5355; 1.5: 477.3369; 1.6: 534.3; 1.7: 213.72; 1.8: 8.4594; 1.9: 1781; 2: 56.7197; 2.1: 95.943; 2.2: 3306.0883; 2.3: 59.1182; 2.4: -2828.7514; 2.5: -50.5826
| 2 | 82.25 | 1: 55.6272; 1.1: 478.8849; 1.2: 0.6422; 1.3: 534.625; 1.4: 8.558; 1.5: 478.8849; 1.6: 534.625; 1.7: 213.85; 1.8: 8.4594; 1.9: 1782.0833; 2: 56.7542; 2.1: 95.9508; 2.2: 3309.842; 2.3: 59.1493; 2.4: -2830.9571; 2.5: -50.5913
| 2 | 82.3 | 1: 55.7735; 1.1: 480.4363; 1.2: 0.64428; 1.3: 534.95; 1.4: 8.5805; 1.5: 480.4363; 1.6: 534.95; 1.7: 213.98; 1.8: 8.4594; 1.9: 1783.1667; 2: 56.7887; 2.1: 95.9587; 2.2: 3313.5954; 2.3: 59.1804; 2.4: -2833.1591; 2.5: -50.5999
| 2 | 82.35 | 1: 55.92; 1.1: 481.991; 1.2: 0.64636; 1.3: 535.275; 1.4: 8.6031; 1.5: 481.991; 1.6: 535.275; 1.7: 214.11; 1.8: 8.4594; 1.9: 1784.25; 2: 56.8232; 2.1: 95.9666; 2.2: 3317.3484; 2.3: 59.2115; 2.4: -2835.3574; 2.5: -50.6084
| 2 | 82.4 | 1: 56.0667; 1.1: 483.549; 1.2: 0.64845; 1.3: 535.6; 1.4: 8.6256; 1.5: 483.549; 1.6: 535.6; 1.7: 214.24; 1.8: 8.4594; 1.9: 1785.3333; 2: 56.8577; 2.1: 95.9747; 2.2: 3321.101; 2.3: 59.2425; 2.4: -2837.552; 2.5: -50.6168
| 2 | 82.45 | 1: 56.2136; 1.1: 485.1103; 1.2: 0.65054; 1.3: 535.925; 1.4: 8.6482; 1.5: 485.1103; 1.6: 535.925; 1.7: 214.37; 1.8: 8.4594; 1.9: 1786.4167; 2: 56.8923; 2.1: 95.9827; 2.2: 3324.8532; 2.3: 59.2734; 2.4: -2839.7429; 2.5: -50.6252
| 2 | 82.5 | 1: 56.3607; 1.1: 486.6749; 1.2: 0.65264; 1.3: 536.25; 1.4: 8.6709; 1.5: 486.6749; 1.6: 536.25; 1.7: 214.5; 1.8: 8.4594; 1.9: 1787.5; 2: 56.9268; 2.1: 95.9908; 2.2: 3328.605; 2.3: 59.3044; 2.4: -2841.9301; 2.5: -50.6335
| 2 | 82.55 | 1: 56.5081; 1.1: 488.2429; 1.2: 0.65474; 1.3: 536.575; 1.4: 8.6935; 1.5: 488.2429; 1.6: 536.575; 1.7: 214.63; 1.8: 8.4594; 1.9: 1788.5833; 2: 56.9613; 2.1: 95.999; 2.2: 3332.3564; 2.3: 59.3352; 2.4: -2844.1135; 2.5: -50.6417
| 2 | 82.6 | 1: 56.6556; 1.1: 489.8141; 1.2: 0.65685; 1.3: 536.9; 1.4: 8.7162; 1.5: 489.8141; 1.6: 536.9; 1.7: 214.76; 1.8: 8.4594; 1.9: 1789.6667; 2: 56.9958; 2.1: 96.0073; 2.2: 3336.1073; 2.3: 59.3661; 2.4: -2846.2932; 2.5: -50.6498
| 2 | 82.65 | 1: 56.8033; 1.1: 491.3887; 1.2: 0.65896; 1.3: 537.225; 1.4: 8.739; 1.5: 491.3887; 1.6: 537.225; 1.7: 214.89; 1.8: 8.4594; 1.9: 1790.75; 2: 57.0303; 2.1: 96.0156; 2.2: 3339.8577; 2.3: 59.3968; 2.4: -2848.469; 2.5: -50.6579
| 2 | 82.7 | 1: 56.9513; 1.1: 492.9666; 1.2: 0.66108; 1.3: 537.55; 1.4: 8.7617; 1.5: 492.9666; 1.6: 537.55; 1.7: 215.02; 1.8: 8.4594; 1.9: 1791.8333; 2: 57.0648; 2.1: 96.024; 2.2: 3343.6076; 2.3: 59.4276; 2.4: -2850.641; 2.5: -50.6658
| 2 | 82.75 | 1: 57.0994; 1.1: 494.5478; 1.2: 0.6632; 1.3: 537.875; 1.4: 8.7845; 1.5: 494.5478; 1.6: 537.875; 1.7: 215.15; 1.8: 8.4594; 1.9: 1792.9167; 2: 57.0993; 2.1: 96.0325; 2.2: 3347.3569; 2.3: 59.4583; 2.4: -2852.8091; 2.5: -50.6737
| 2 | 82.8 | 1: 57.2478; 1.1: 496.1324; 1.2: 0.66532; 1.3: 538.2; 1.4: 8.8074; 1.5: 496.1324; 1.6: 538.2; 1.7: 215.28; 1.8: 8.4594; 1.9: 1794; 2: 57.1338; 2.1: 96.041; 2.2: 3351.1058; 2.3: 59.4889; 2.4: -2854.9734; 2.5: -50.6816
| 2 | 82.85 | 1: 57.3964; 1.1: 497.7203; 1.2: 0.66745; 1.3: 538.525; 1.4: 8.8302; 1.5: 497.7203; 1.6: 538.525; 1.7: 215.41; 1.8: 8.4594; 1.9: 1795.0833; 2: 57.1683; 2.1: 96.0496; 2.2: 3354.854; 2.3: 59.5195; 2.4: -2857.1337; 2.5: -50.6893
| 2 | 82.9 | 1: 57.5451; 1.1: 499.3115; 1.2: 0.66959; 1.3: 538.85; 1.4: 8.8531; 1.5: 499.3115; 1.6: 538.85; 1.7: 215.54; 1.8: 8.4594; 1.9: 1796.1667; 2: 57.2028; 2.1: 96.0583; 2.2: 3358.6016; 2.3: 59.5501; 2.4: -2859.2901; 2.5: -50.697
| 2 | 82.95 | 1: 57.6941; 1.1: 500.9061; 1.2: 0.67173; 1.3: 539.175; 1.4: 8.876; 1.5: 500.9061; 1.6: 539.175; 1.7: 215.67; 1.8: 8.4594; 1.9: 1797.25; 2: 57.2373; 2.1: 96.067; 2.2: 3362.3487; 2.3: 59.5806; 2.4: -2861.4425; 2.5: -50.7045
| 2 | 83 | 1: 57.8433; 1.1: 502.5041; 1.2: 0.67387; 1.3: 539.5; 1.4: 8.899; 1.5: 502.5041; 1.6: 539.5; 1.7: 215.8; 1.8: 8.4594; 1.9: 1798.3333; 2: 57.2718; 2.1: 96.0758; 2.2: 3366.0951; 2.3: 59.611; 2.4: -2863.591; 2.5: -50.712
| 2 | 83.05 | 1: 57.9927; 1.1: 504.1054; 1.2: 0.67602; 1.3: 539.825; 1.4: 8.922; 1.5: 504.1054; 1.6: 539.825; 1.7: 215.93; 1.8: 8.4594; 1.9: 1799.4167; 2: 57.3063; 2.1: 96.0847; 2.2: 3369.8408; 2.3: 59.6414; 2.4: -2865.7354; 2.5: -50.7195
| 2 | 83.1 | 1: 58.1423; 1.1: 505.71; 1.2: 0.67817; 1.3: 540.15; 1.4: 8.945; 1.5: 505.71; 1.6: 540.15; 1.7: 216.06; 1.8: 8.4594; 1.9: 1800.5; 2: 57.3408; 2.1: 96.0936; 2.2: 3373.5859; 2.3: 59.6718; 2.4: -2867.8758; 2.5: -50.7268
| 2 | 83.15 | 1: 58.2921; 1.1: 507.3181; 1.2: 0.68032; 1.3: 540.475; 1.4: 8.968; 1.5: 507.3181; 1.6: 540.475; 1.7: 216.19; 1.8: 8.4594; 1.9: 1801.5833; 2: 57.3753; 2.1: 96.1026; 2.2: 3377.3302; 2.3: 59.7021; 2.4: -2870.0121; 2.5: -50.7341
| 2 | 83.2 | 1: 58.4421; 1.1: 508.9294; 1.2: 0.68249; 1.3: 540.8; 1.4: 8.9911; 1.5: 508.9294; 1.6: 540.8; 1.7: 216.32; 1.8: 8.4594; 1.9: 1802.6667; 2: 57.4098; 2.1: 96.1117; 2.2: 3381.0738; 2.3: 59.7323; 2.4: -2872.1444; 2.5: -50.7413
| 2 | 83.25 | 1: 58.5923; 1.1: 510.5442; 1.2: 0.68465; 1.3: 541.125; 1.4: 9.0142; 1.5: 510.5442; 1.6: 541.125; 1.7: 216.45; 1.8: 8.4594; 1.9: 1803.75; 2: 57.4443; 2.1: 96.1208; 2.2: 3384.8167; 2.3: 59.7626; 2.4: -2874.2725; 2.5: -50.7484
| 2 | 83.3 | 1: 58.7427; 1.1: 512.1623; 1.2: 0.68682; 1.3: 541.45; 1.4: 9.0373; 1.5: 512.1623; 1.6: 541.45; 1.7: 216.58; 1.8: 8.4594; 1.9: 1804.8333; 2: 57.4788; 2.1: 96.1301; 2.2: 3388.5588; 2.3: 59.7927; 2.4: -2876.3965; 2.5: -50.7554
| 2 | 83.35 | 1: 58.8934; 1.1: 513.7838; 1.2: 0.689; 1.3: 541.775; 1.4: 9.0605; 1.5: 513.7838; 1.6: 541.775; 1.7: 216.71; 1.8: 8.4594; 1.9: 1805.9167; 2: 57.5133; 2.1: 96.1393; 2.2: 3392.3001; 2.3: 59.8228; 2.4: -2878.5163; 2.5: -50.7623
| 2 | 83.4 | 1: 59.0442; 1.1: 515.4087; 1.2: 0.69117; 1.3: 542.1; 1.4: 9.0837; 1.5: 515.4087; 1.6: 542.1; 1.7: 216.84; 1.8: 8.4594; 1.9: 1807; 2: 57.5478; 2.1: 96.1487; 2.2: 3396.0406; 2.3: 59.8529; 2.4: -2880.6319; 2.5: -50.7692
| 2 | 83.45 | 1: 59.1953; 1.1: 517.037; 1.2: 0.69336; 1.3: 542.425; 1.4: 9.107; 1.5: 517.037; 1.6: 542.425; 1.7: 216.97; 1.8: 8.4594; 1.9: 1808.0833; 2: 57.5823; 2.1: 96.1581; 2.2: 3399.7803; 2.3: 59.8829; 2.4: -2882.7433; 2.5: -50.7759
| 2 | 83.5 | 1: 59.3465; 1.1: 518.6686; 1.2: 0.69555; 1.3: 542.75; 1.4: 9.1302; 1.5: 518.6686; 1.6: 542.75; 1.7: 217.1; 1.8: 8.4594; 1.9: 1809.1667; 2: 57.6168; 2.1: 96.1676; 2.2: 3403.5191; 2.3: 59.9128; 2.4: -2884.8504; 2.5: -50.7826
| 2 | 83.55 | 1: 59.498; 1.1: 520.3037; 1.2: 0.69774; 1.3: 543.075; 1.4: 9.1535; 1.5: 520.3037; 1.6: 543.075; 1.7: 217.23; 1.8: 8.4594; 1.9: 1810.25; 2: 57.6513; 2.1: 96.1772; 2.2: 3407.257; 2.3: 59.9428; 2.4: -2886.9533; 2.5: -50.7892
| 2 | 83.6 | 1: 59.6496; 1.1: 521.9421; 1.2: 0.69994; 1.3: 543.4; 1.4: 9.1769; 1.5: 521.9421; 1.6: 543.4; 1.7: 217.36; 1.8: 8.4594; 1.9: 1811.3333; 2: 57.6858; 2.1: 96.1869; 2.2: 3410.994; 2.3: 59.9726; 2.4: -2889.0518; 2.5: -50.7957
| 2 | 83.65 | 1: 59.8015; 1.1: 523.584; 1.2: 0.70214; 1.3: 543.725; 1.4: 9.2002; 1.5: 523.584; 1.6: 543.725; 1.7: 217.49; 1.8: 8.4594; 1.9: 1812.4167; 2: 57.7203; 2.1: 96.1966; 2.2: 3414.73; 2.3: 60.0024; 2.4: -2891.1461; 2.5: -50.8022
| 2 | 83.7 | 1: 59.9536; 1.1: 525.2292; 1.2: 0.70434; 1.3: 544.05; 1.4: 9.2236; 1.5: 525.2292; 1.6: 544.05; 1.7: 217.62; 1.8: 8.4594; 1.9: 1813.5; 2: 57.7548; 2.1: 96.2064; 2.2: 3418.4652; 2.3: 60.0322; 2.4: -2893.2359; 2.5: -50.8085
| 2 | 83.75 | 1: 60.1059; 1.1: 526.8779; 1.2: 0.70655; 1.3: 544.375; 1.4: 9.2471; 1.5: 526.8779; 1.6: 544.375; 1.7: 217.75; 1.8: 8.4594; 1.9: 1814.5833; 2: 57.7893; 2.1: 96.2163; 2.2: 3422.1993; 2.3: 60.0619; 2.4: -2895.3214; 2.5: -50.8148
| 2 | 83.8 | 1: 60.2583; 1.1: 528.53; 1.2: 0.70877; 1.3: 544.7; 1.4: 9.2705; 1.5: 528.53; 1.6: 544.7; 1.7: 217.88; 1.8: 8.4594; 1.9: 1815.6667; 2: 57.8238; 2.1: 96.2262; 2.2: 3425.9324; 2.3: 60.0915; 2.4: -2897.4025; 2.5: -50.821
| 2 | 83.85 | 1: 60.411; 1.1: 530.1854; 1.2: 0.71099; 1.3: 545.025; 1.4: 9.294; 1.5: 530.1854; 1.6: 545.025; 1.7: 218.01; 1.8: 8.4594; 1.9: 1816.75; 2: 57.8583; 2.1: 96.2363; 2.2: 3429.6645; 2.3: 60.1211; 2.4: -2899.4791; 2.5: -50.8271
| 2 | 83.9 | 1: 60.5639; 1.1: 531.8443; 1.2: 0.71322; 1.3: 545.35; 1.4: 9.3175; 1.5: 531.8443; 1.6: 545.35; 1.7: 218.14; 1.8: 8.4594; 1.9: 1817.8333; 2: 57.8928; 2.1: 96.2464; 2.2: 3433.3956; 2.3: 60.1506; 2.4: -2901.5513; 2.5: -50.8331
| 2 | 83.95 | 1: 60.7171; 1.1: 533.5067; 1.2: 0.71544; 1.3: 545.675; 1.4: 9.3411; 1.5: 533.5067; 1.6: 545.675; 1.7: 218.27; 1.8: 8.4594; 1.9: 1818.9167; 2: 57.9273; 2.1: 96.2565; 2.2: 3437.1256; 2.3: 60.1801; 2.4: -2903.6189; 2.5: -50.839
| 2 | 84 | 1: 60.8704; 1.1: 535.1724; 1.2: 0.71768; 1.3: 546; 1.4: 9.3647; 1.5: 535.1724; 1.6: 546; 1.7: 218.4; 1.8: 8.4594; 1.9: 1820; 2: 57.9618; 2.1: 96.2668; 2.2: 3440.8545; 2.3: 60.2095; 2.4: -2905.6821; 2.5: -50.8449
| 2 | 84.05 | 1: 61.0239; 1.1: 536.8416; 1.2: 0.71992; 1.3: 546.325; 1.4: 9.3883; 1.5: 536.8416; 1.6: 546.325; 1.7: 218.53; 1.8: 8.4594; 1.9: 1821.0833; 2: 57.9963; 2.1: 96.2771; 2.2: 3444.5823; 2.3: 60.2389; 2.4: -2907.7407; 2.5: -50.8506
| 2 | 84.1 | 1: 61.1776; 1.1: 538.5142; 1.2: 0.72216; 1.3: 546.65; 1.4: 9.4119; 1.5: 538.5142; 1.6: 546.65; 1.7: 218.66; 1.8: 8.4594; 1.9: 1822.1667; 2: 58.0308; 2.1: 96.2875; 2.2: 3448.3089; 2.3: 60.2682; 2.4: -2909.7947; 2.5: -50.8563
| 2 | 84.15 | 1: 61.3316; 1.1: 540.1903; 1.2: 0.72441; 1.3: 546.975; 1.4: 9.4356; 1.5: 540.1903; 1.6: 546.975; 1.7: 218.79; 1.8: 8.4594; 1.9: 1823.25; 2: 58.0653; 2.1: 96.298; 2.2: 3452.0344; 2.3: 60.2975; 2.4: -2911.8441; 2.5: -50.8619
| 2 | 84.2 | 1: 61.4857; 1.1: 541.8698; 1.2: 0.72666; 1.3: 547.3; 1.4: 9.4593; 1.5: 541.8698; 1.6: 547.3; 1.7: 218.92; 1.8: 8.4594; 1.9: 1824.3333; 2: 58.0998; 2.1: 96.3086; 2.2: 3455.7586; 2.3: 60.3267; 2.4: -2913.8889; 2.5: -50.8674
| 2 | 84.25 | 1: 61.6401; 1.1: 543.5527; 1.2: 0.72892; 1.3: 547.625; 1.4: 9.4831; 1.5: 543.5527; 1.6: 547.625; 1.7: 219.05; 1.8: 8.4594; 1.9: 1825.4167; 2: 58.1343; 2.1: 96.3192; 2.2: 3459.4817; 2.3: 60.3559; 2.4: -2915.929; 2.5: -50.8728
| 2 | 84.3 | 1: 61.7947; 1.1: 545.2391; 1.2: 0.73118; 1.3: 547.95; 1.4: 9.5069; 1.5: 545.2391; 1.6: 547.95; 1.7: 219.18; 1.8: 8.4594; 1.9: 1826.5; 2: 58.1688; 2.1: 96.33; 2.2: 3463.2035; 2.3: 60.3849; 2.4: -2917.9644; 2.5: -50.8781
| 2 | 84.35 | 1: 61.9494; 1.1: 546.9289; 1.2: 0.73344; 1.3: 548.275; 1.4: 9.5307; 1.5: 546.9289; 1.6: 548.275; 1.7: 219.31; 1.8: 8.4594; 1.9: 1827.5833; 2: 58.2033; 2.1: 96.3408; 2.2: 3466.924; 2.3: 60.414; 2.4: -2919.9951; 2.5: -50.8833
| 2 | 84.4 | 1: 62.1044; 1.1: 548.6222; 1.2: 0.73571; 1.3: 548.6; 1.4: 9.5545; 1.5: 548.6222; 1.6: 548.6; 1.7: 219.44; 1.8: 8.4594; 1.9: 1828.6667; 2: 58.2378; 2.1: 96.3516; 2.2: 3470.6433; 2.3: 60.443; 2.4: -2922.021; 2.5: -50.8884
| 2 | 84.45 | 1: 62.2596; 1.1: 550.319; 1.2: 0.73799; 1.3: 548.925; 1.4: 9.5784; 1.5: 550.319; 1.6: 548.925; 1.7: 219.57; 1.8: 8.4594; 1.9: 1829.75; 2: 58.2723; 2.1: 96.3626; 2.2: 3474.3612; 2.3: 60.4719; 2.4: -2924.0422; 2.5: -50.8935
| 2 | 84.5 | 1: 62.415; 1.1: 552.0192; 1.2: 0.74027; 1.3: 549.25; 1.4: 9.6023; 1.5: 552.0192; 1.6: 549.25; 1.7: 219.7; 1.8: 8.4594; 1.9: 1830.8333; 2: 58.3068; 2.1: 96.3737; 2.2: 3478.0778; 2.3: 60.5008; 2.4: -2926.0586; 2.5: -50.8985
| 2 | 84.55 | 1: 62.5706; 1.1: 553.7229; 1.2: 0.74255; 1.3: 549.575; 1.4: 9.6262; 1.5: 553.7229; 1.6: 549.575; 1.7: 219.83; 1.8: 8.4594; 1.9: 1831.9167; 2: 58.3413; 2.1: 96.3848; 2.2: 3481.793; 2.3: 60.5296; 2.4: -2928.0701; 2.5: -50.9033
| 2 | 84.6 | 1: 62.7264; 1.1: 555.4301; 1.2: 0.74484; 1.3: 549.9; 1.4: 9.6502; 1.5: 555.4301; 1.6: 549.9; 1.7: 219.96; 1.8: 8.4594; 1.9: 1833; 2: 58.3758; 2.1: 96.396; 2.2: 3485.5068; 2.3: 60.5583; 2.4: -2930.0768; 2.5: -50.9081
| 2 | 84.65 | 1: 62.8825; 1.1: 557.1407; 1.2: 0.74714; 1.3: 550.225; 1.4: 9.6742; 1.5: 557.1407; 1.6: 550.225; 1.7: 220.09; 1.8: 8.4594; 1.9: 1834.0833; 2: 58.4103; 2.1: 96.4073; 2.2: 3489.2193; 2.3: 60.587; 2.4: -2932.0785; 2.5: -50.9128
| 2 | 84.7 | 1: 63.0387; 1.1: 558.8548; 1.2: 0.74944; 1.3: 550.55; 1.4: 9.6983; 1.5: 558.8548; 1.6: 550.55; 1.7: 220.22; 1.8: 8.4594; 1.9: 1835.1667; 2: 58.4448; 2.1: 96.4187; 2.2: 3492.9302; 2.3: 60.6156; 2.4: -2934.0754; 2.5: -50.9174
| 2 | 84.75 | 1: 63.1951; 1.1: 560.5724; 1.2: 0.75174; 1.3: 550.875; 1.4: 9.7223; 1.5: 560.5724; 1.6: 550.875; 1.7: 220.35; 1.8: 8.4594; 1.9: 1836.25; 2: 58.4793; 2.1: 96.4301; 2.2: 3496.6397; 2.3: 60.6442; 2.4: -2936.0673; 2.5: -50.9219
| 2 | 84.8 | 1: 63.3518; 1.1: 562.2935; 1.2: 0.75405; 1.3: 551.2; 1.4: 9.7464; 1.5: 562.2935; 1.6: 551.2; 1.7: 220.48; 1.8: 8.4594; 1.9: 1837.3333; 2: 58.5138; 2.1: 96.4417; 2.2: 3500.3477; 2.3: 60.6727; 2.4: -2938.0542; 2.5: -50.9263
| 2 | 84.85 | 1: 63.5086; 1.1: 564.0181; 1.2: 0.75636; 1.3: 551.525; 1.4: 9.7706; 1.5: 564.0181; 1.6: 551.525; 1.7: 220.61; 1.8: 8.4594; 1.9: 1838.4167; 2: 58.5483; 2.1: 96.4533; 2.2: 3504.0542; 2.3: 60.7012; 2.4: -2940.0361; 2.5: -50.9306
| 2 | 84.9 | 1: 63.6657; 1.1: 565.7462; 1.2: 0.75868; 1.3: 551.85; 1.4: 9.7947; 1.5: 565.7462; 1.6: 551.85; 1.7: 220.74; 1.8: 8.4594; 1.9: 1839.5; 2: 58.5828; 2.1: 96.465; 2.2: 3507.7592; 2.3: 60.7296; 2.4: -2942.013; 2.5: -50.9349
| 2 | 84.95 | 1: 63.823; 1.1: 567.4778; 1.2: 0.761; 1.3: 552.175; 1.4: 9.8189; 1.5: 567.4778; 1.6: 552.175; 1.7: 220.87; 1.8: 8.4594; 1.9: 1840.5833; 2: 58.6173; 2.1: 96.4768; 2.2: 3511.4625; 2.3: 60.7579; 2.4: -2943.9848; 2.5: -50.939
| 2 | 85 | 1: 63.9805; 1.1: 569.2129; 1.2: 0.76333; 1.3: 552.5; 1.4: 9.8431; 1.5: 569.2129; 1.6: 552.5; 1.7: 221; 1.8: 8.4594; 1.9: 1841.6667; 2: 58.6518; 2.1: 96.4887; 2.2: 3515.1643; 2.3: 60.7862; 2.4: -2945.9514; 2.5: -50.943
| 2 | 85.05 | 1: 64.1382; 1.1: 570.9514; 1.2: 0.76566; 1.3: 552.825; 1.4: 9.8674; 1.5: 570.9514; 1.6: 552.825; 1.7: 221.13; 1.8: 8.4594; 1.9: 1842.75; 2: 58.6863; 2.1: 96.5007; 2.2: 3518.8644; 2.3: 60.8144; 2.4: -2947.913; 2.5: -50.947
| 2 | 85.1 | 1: 64.2961; 1.1: 572.6935; 1.2: 0.76799; 1.3: 553.15; 1.4: 9.8917; 1.5: 572.6935; 1.6: 553.15; 1.7: 221.26; 1.8: 8.4594; 1.9: 1843.8333; 2: 58.7208; 2.1: 96.5127; 2.2: 3522.5629; 2.3: 60.8426; 2.4: -2949.8694; 2.5: -50.9509
| 2 | 85.15 | 1: 64.4542; 1.1: 574.4392; 1.2: 0.77034; 1.3: 553.475; 1.4: 9.916; 1.5: 574.4392; 1.6: 553.475; 1.7: 221.39; 1.8: 8.4594; 1.9: 1844.9167; 2: 58.7553; 2.1: 96.5249; 2.2: 3526.2597; 2.3: 60.8706; 2.4: -2951.8206; 2.5: -50.9546
| 2 | 85.2 | 1: 64.6125; 1.1: 576.1883; 1.2: 0.77268; 1.3: 553.8; 1.4: 9.9404; 1.5: 576.1883; 1.6: 553.8; 1.7: 221.52; 1.8: 8.4594; 1.9: 1846; 2: 58.7898; 2.1: 96.5371; 2.2: 3529.9549; 2.3: 60.8987; 2.4: -2953.7666; 2.5: -50.9583
| 2 | 85.25 | 1: 64.771; 1.1: 577.9409; 1.2: 0.77503; 1.3: 554.125; 1.4: 9.9648; 1.5: 577.9409; 1.6: 554.125; 1.7: 221.65; 1.8: 8.4594; 1.9: 1847.0833; 2: 58.8243; 2.1: 96.5494; 2.2: 3533.6482; 2.3: 60.9266; 2.4: -2955.7073; 2.5: -50.9619
| 2 | 85.3 | 1: 64.9297; 1.1: 579.6971; 1.2: 0.77739; 1.3: 554.45; 1.4: 9.9892; 1.5: 579.6971; 1.6: 554.45; 1.7: 221.78; 1.8: 8.4594; 1.9: 1848.1667; 2: 58.8588; 2.1: 96.5618; 2.2: 3537.3399; 2.3: 60.9545; 2.4: -2957.6427; 2.5: -50.9653
| 2 | 85.35 | 1: 65.0887; 1.1: 581.4568; 1.2: 0.77975; 1.3: 554.775; 1.4: 10.0136; 1.5: 581.4568; 1.6: 554.775; 1.7: 221.91; 1.8: 8.4594; 1.9: 1849.25; 2: 58.8933; 2.1: 96.5743; 2.2: 3541.0297; 2.3: 60.9824; 2.4: -2959.5729; 2.5: -50.9687
| 2 | 85.4 | 1: 65.2479; 1.1: 583.2201; 1.2: 0.78211; 1.3: 555.1; 1.4: 10.0381; 1.5: 583.2201; 1.6: 555.1; 1.7: 222.04; 1.8: 8.4594; 1.9: 1850.3333; 2: 58.9278; 2.1: 96.5869; 2.2: 3544.7177; 2.3: 61.0101; 2.4: -2961.4976; 2.5: -50.972
| 2 | 85.45 | 1: 65.4072; 1.1: 584.9869; 1.2: 0.78448; 1.3: 555.425; 1.4: 10.0626; 1.5: 584.9869; 1.6: 555.425; 1.7: 222.17; 1.8: 8.4594; 1.9: 1851.4167; 2: 58.9623; 2.1: 96.5996; 2.2: 3548.4039; 2.3: 61.0379; 2.4: -2963.417; 2.5: -50.9752
| 2 | 85.5 | 1: 65.5668; 1.1: 586.7572; 1.2: 0.78685; 1.3: 555.75; 1.4: 10.0872; 1.5: 586.7572; 1.6: 555.75; 1.7: 222.3; 1.8: 8.4594; 1.9: 1852.5; 2: 58.9968; 2.1: 96.6124; 2.2: 3552.0882; 2.3: 61.0655; 2.4: -2965.331; 2.5: -50.9783
| 2 | 85.55 | 1: 65.7266; 1.1: 588.5311; 1.2: 0.78923; 1.3: 556.075; 1.4: 10.1118; 1.5: 588.5311; 1.6: 556.075; 1.7: 222.43; 1.8: 8.4594; 1.9: 1853.5833; 2: 59.0313; 2.1: 96.6252; 2.2: 3555.7707; 2.3: 61.0931; 2.4: -2967.2396; 2.5: -50.9813
| 2 | 85.6 | 1: 65.8866; 1.1: 590.3085; 1.2: 0.79162; 1.3: 556.4; 1.4: 10.1364; 1.5: 590.3085; 1.6: 556.4; 1.7: 222.56; 1.8: 8.4594; 1.9: 1854.6667; 2: 59.0658; 2.1: 96.6382; 2.2: 3559.4512; 2.3: 61.1206; 2.4: -2969.1427; 2.5: -50.9842
| 2 | 85.65 | 1: 66.0468; 1.1: 592.0895; 1.2: 0.79401; 1.3: 556.725; 1.4: 10.161; 1.5: 592.0895; 1.6: 556.725; 1.7: 222.69; 1.8: 8.4594; 1.9: 1855.75; 2: 59.1003; 2.1: 96.6512; 2.2: 3563.1297; 2.3: 61.148; 2.4: -2971.0403; 2.5: -50.987
| 2 | 85.7 | 1: 66.2072; 1.1: 593.874; 1.2: 0.7964; 1.3: 557.05; 1.4: 10.1857; 1.5: 593.874; 1.6: 557.05; 1.7: 222.82; 1.8: 8.4594; 1.9: 1856.8333; 2: 59.1348; 2.1: 96.6643; 2.2: 3566.8063; 2.3: 61.1754; 2.4: -2972.9323; 2.5: -50.9897
| 2 | 85.75 | 1: 66.3678; 1.1: 595.6621; 1.2: 0.7988; 1.3: 557.375; 1.4: 10.2104; 1.5: 595.6621; 1.6: 557.375; 1.7: 222.95; 1.8: 8.4594; 1.9: 1857.9167; 2: 59.1693; 2.1: 96.6776; 2.2: 3570.4809; 2.3: 61.2027; 2.4: -2974.8188; 2.5: -50.9923
| 2 | 85.8 | 1: 66.5286; 1.1: 597.4537; 1.2: 0.8012; 1.3: 557.7; 1.4: 10.2352; 1.5: 597.4537; 1.6: 557.7; 1.7: 223.08; 1.8: 8.4594; 1.9: 1859; 2: 59.2038; 2.1: 96.6909; 2.2: 3574.1535; 2.3: 61.23; 2.4: -2976.6997; 2.5: -50.9948
| 2 | 85.85 | 1: 66.6897; 1.1: 599.249; 1.2: 0.80361; 1.3: 558.025; 1.4: 10.2599; 1.5: 599.249; 1.6: 558.025; 1.7: 223.21; 1.8: 8.4594; 1.9: 1860.0833; 2: 59.2383; 2.1: 96.7043; 2.2: 3577.8239; 2.3: 61.2572; 2.4: -2978.575; 2.5: -50.9972
| 2 | 85.9 | 1: 66.8509; 1.1: 601.0478; 1.2: 0.80602; 1.3: 558.35; 1.4: 10.2848; 1.5: 601.0478; 1.6: 558.35; 1.7: 223.34; 1.8: 8.4594; 1.9: 1861.1667; 2: 59.2728; 2.1: 96.7178; 2.2: 3581.4923; 2.3: 61.2843; 2.4: -2980.4446; 2.5: -50.9995
| 2 | 85.95 | 1: 67.0124; 1.1: 602.8501; 1.2: 0.80844; 1.3: 558.675; 1.4: 10.3096; 1.5: 602.8501; 1.6: 558.675; 1.7: 223.47; 1.8: 8.4594; 1.9: 1862.25; 2: 59.3073; 2.1: 96.7314; 2.2: 3585.1586; 2.3: 61.3113; 2.4: -2982.3085; 2.5: -51.0017
| 2 | 86 | 1: 67.1741; 1.1: 604.6561; 1.2: 0.81086; 1.3: 559; 1.4: 10.3345; 1.5: 604.6561; 1.6: 559; 1.7: 223.6; 1.8: 8.4594; 1.9: 1863.3333; 2: 59.3418; 2.1: 96.7451; 2.2: 3588.8228; 2.3: 61.3383; 2.4: -2984.1667; 2.5: -51.0038
| 2 | 86.05 | 1: 67.3359; 1.1: 606.4656; 1.2: 0.81328; 1.3: 559.325; 1.4: 10.3594; 1.5: 606.4656; 1.6: 559.325; 1.7: 223.73; 1.8: 8.4594; 1.9: 1864.4167; 2: 59.3763; 2.1: 96.7589; 2.2: 3592.4848; 2.3: 61.3652; 2.4: -2986.0191; 2.5: -51.0058
| 2 | 86.1 | 1: 67.498; 1.1: 608.2788; 1.2: 0.81572; 1.3: 559.65; 1.4: 10.3843; 1.5: 608.2788; 1.6: 559.65; 1.7: 223.86; 1.8: 8.4594; 1.9: 1865.5; 2: 59.4108; 2.1: 96.7728; 2.2: 3596.1445; 2.3: 61.3921; 2.4: -2987.8658; 2.5: -51.0078
| 2 | 86.15 | 1: 67.6603; 1.1: 610.0955; 1.2: 0.81815; 1.3: 559.975; 1.4: 10.4093; 1.5: 610.0955; 1.6: 559.975; 1.7: 223.99; 1.8: 8.4594; 1.9: 1866.5833; 2: 59.4453; 2.1: 96.7868; 2.2: 3599.8021; 2.3: 61.4188; 2.4: -2989.7066; 2.5: -51.0096
| 2 | 86.2 | 1: 67.8228; 1.1: 611.9158; 1.2: 0.82059; 1.3: 560.3; 1.4: 10.4343; 1.5: 611.9158; 1.6: 560.3; 1.7: 224.12; 1.8: 8.4594; 1.9: 1867.6667; 2: 59.4798; 2.1: 96.8009; 2.2: 3603.4573; 2.3: 61.4455; 2.4: -2991.5416; 2.5: -51.0113
| 2 | 86.25 | 1: 67.9856; 1.1: 613.7397; 1.2: 0.82304; 1.3: 560.625; 1.4: 10.4593; 1.5: 613.7397; 1.6: 560.625; 1.7: 224.25; 1.8: 8.4594; 1.9: 1868.75; 2: 59.5143; 2.1: 96.8151; 2.2: 3607.1103; 2.3: 61.4722; 2.4: -2993.3706; 2.5: -51.0129
| 2 | 86.3 | 1: 68.1485; 1.1: 615.5672; 1.2: 0.82549; 1.3: 560.95; 1.4: 10.4844; 1.5: 615.5672; 1.6: 560.95; 1.7: 224.38; 1.8: 8.4594; 1.9: 1869.8333; 2: 59.5488; 2.1: 96.8294; 2.2: 3610.761; 2.3: 61.4987; 2.4: -2995.1938; 2.5: -51.0144
| 2 | 86.35 | 1: 68.3116; 1.1: 617.3984; 1.2: 0.82794; 1.3: 561.275; 1.4: 10.5095; 1.5: 617.3984; 1.6: 561.275; 1.7: 224.51; 1.8: 8.4594; 1.9: 1870.9167; 2: 59.5833; 2.1: 96.8437; 2.2: 3614.4094; 2.3: 61.5252; 2.4: -2997.011; 2.5: -51.0157
| 2 | 86.4 | 1: 68.475; 1.1: 619.2331; 1.2: 0.83041; 1.3: 561.6; 1.4: 10.5346; 1.5: 619.2331; 1.6: 561.6; 1.7: 224.64; 1.8: 8.4594; 1.9: 1872; 2: 59.6178; 2.1: 96.8582; 2.2: 3618.0553; 2.3: 61.5517; 2.4: -2998.8222; 2.5: -51.017
| 2 | 86.45 | 1: 68.6386; 1.1: 621.0714; 1.2: 0.83287; 1.3: 561.925; 1.4: 10.5598; 1.5: 621.0714; 1.6: 561.925; 1.7: 224.77; 1.8: 8.4594; 1.9: 1873.0833; 2: 59.6523; 2.1: 96.8728; 2.2: 3621.6989; 2.3: 61.578; 2.4: -3000.6274; 2.5: -51.0182
| 2 | 86.5 | 1: 68.8023; 1.1: 622.9134; 1.2: 0.83534; 1.3: 562.25; 1.4: 10.585; 1.5: 622.9134; 1.6: 562.25; 1.7: 224.9; 1.8: 8.4594; 1.9: 1874.1667; 2: 59.6868; 2.1: 96.8875; 2.2: 3625.34; 2.3: 61.6043; 2.4: -3002.4266; 2.5: -51.0193
| 2 | 86.55 | 1: 68.9663; 1.1: 624.759; 1.2: 0.83782; 1.3: 562.575; 1.4: 10.6102; 1.5: 624.759; 1.6: 562.575; 1.7: 225.03; 1.8: 8.4594; 1.9: 1875.25; 2: 59.7213; 2.1: 96.9023; 2.2: 3628.9786; 2.3: 61.6305; 2.4: -3004.2196; 2.5: -51.0203
| 2 | 86.6 | 1: 69.1305; 1.1: 626.6082; 1.2: 0.8403; 1.3: 562.9; 1.4: 10.6355; 1.5: 626.6082; 1.6: 562.9; 1.7: 225.16; 1.8: 8.4594; 1.9: 1876.3333; 2: 59.7558; 2.1: 96.9172; 2.2: 3632.6148; 2.3: 61.6566; 2.4: -3006.0066; 2.5: -51.0212
| 2 | 86.65 | 1: 69.2949; 1.1: 628.4611; 1.2: 0.84278; 1.3: 563.225; 1.4: 10.6608; 1.5: 628.4611; 1.6: 563.225; 1.7: 225.29; 1.8: 8.4594; 1.9: 1877.4167; 2: 59.7903; 2.1: 96.9321; 2.2: 3636.2485; 2.3: 61.6827; 2.4: -3007.7874; 2.5: -51.0219
| 2 | 86.7 | 1: 69.4595; 1.1: 630.3176; 1.2: 0.84527; 1.3: 563.55; 1.4: 10.6861; 1.5: 630.3176; 1.6: 563.55; 1.7: 225.42; 1.8: 8.4594; 1.9: 1878.5; 2: 59.8248; 2.1: 96.9472; 2.2: 3639.8795; 2.3: 61.7087; 2.4: -3009.562; 2.5: -51.0226
| 2 | 86.75 | 1: 69.6244; 1.1: 632.1777; 1.2: 0.84776; 1.3: 563.875; 1.4: 10.7114; 1.5: 632.1777; 1.6: 563.875; 1.7: 225.55; 1.8: 8.4594; 1.9: 1879.5833; 2: 59.8593; 2.1: 96.9624; 2.2: 3643.5081; 2.3: 61.7346; 2.4: -3011.3303; 2.5: -51.0231
| 2 | 86.8 | 1: 69.7894; 1.1: 634.0415; 1.2: 0.85026; 1.3: 564.2; 1.4: 10.7368; 1.5: 634.0415; 1.6: 564.2; 1.7: 225.68; 1.8: 8.4594; 1.9: 1880.6667; 2: 59.8938; 2.1: 96.9777; 2.2: 3647.134; 2.3: 61.7604; 2.4: -3013.0925; 2.5: -51.0236
| 2 | 86.85 | 1: 69.9547; 1.1: 635.9089; 1.2: 0.85277; 1.3: 564.525; 1.4: 10.7623; 1.5: 635.9089; 1.6: 564.525; 1.7: 225.81; 1.8: 8.4594; 1.9: 1881.75; 2: 59.9283; 2.1: 96.9931; 2.2: 3650.7572; 2.3: 61.7862; 2.4: -3014.8483; 2.5: -51.0239
| 2 | 86.9 | 1: 70.1201; 1.1: 637.78; 1.2: 0.85528; 1.3: 564.85; 1.4: 10.7877; 1.5: 637.78; 1.6: 564.85; 1.7: 225.94; 1.8: 8.4594; 1.9: 1882.8333; 2: 59.9628; 2.1: 97.0086; 2.2: 3654.3778; 2.3: 61.8119; 2.4: -3016.5978; 2.5: -51.0242
| 2 | 86.95 | 1: 70.2858; 1.1: 639.6547; 1.2: 0.85779; 1.3: 565.175; 1.4: 10.8132; 1.5: 639.6547; 1.6: 565.175; 1.7: 226.07; 1.8: 8.4594; 1.9: 1883.9167; 2: 59.9973; 2.1: 97.0242; 2.2: 3657.9957; 2.3: 61.8375; 2.4: -3018.341; 2.5: -51.0243
| 2 | 87 | 1: 70.4517; 1.1: 641.5331; 1.2: 0.86031; 1.3: 565.5; 1.4: 10.8387; 1.5: 641.5331; 1.6: 565.5; 1.7: 226.2; 1.8: 8.4594; 1.9: 1885; 2: 60.0318; 2.1: 97.0399; 2.2: 3661.6108; 2.3: 61.863; 2.4: -3020.0777; 2.5: -51.0243
| 2 | 87.05 | 1: 70.6178; 1.1: 643.4152; 1.2: 0.86283; 1.3: 565.825; 1.4: 10.8643; 1.5: 643.4152; 1.6: 565.825; 1.7: 226.33; 1.8: 8.4594; 1.9: 1886.0833; 2: 60.0663; 2.1: 97.0558; 2.2: 3665.2232; 2.3: 61.8885; 2.4: -3021.8081; 2.5: -51.0242
| 2 | 87.1 | 1: 70.7841; 1.1: 645.3009; 1.2: 0.86536; 1.3: 566.15; 1.4: 10.8899; 1.5: 645.3009; 1.6: 566.15; 1.7: 226.46; 1.8: 8.4594; 1.9: 1887.1667; 2: 60.1008; 2.1: 97.0717; 2.2: 3668.8328; 2.3: 61.9139; 2.4: -3023.5319; 2.5: -51.024
| 2 | 87.15 | 1: 70.9506; 1.1: 647.1902; 1.2: 0.8679; 1.3: 566.475; 1.4: 10.9155; 1.5: 647.1902; 1.6: 566.475; 1.7: 226.59; 1.8: 8.4594; 1.9: 1888.25; 2: 60.1354; 2.1: 97.0877; 2.2: 3672.4396; 2.3: 61.9392; 2.4: -3025.2493; 2.5: -51.0237
| 2 | 87.2 | 1: 71.1173; 1.1: 649.0833; 1.2: 0.87044; 1.3: 566.8; 1.4: 10.9411; 1.5: 649.0833; 1.6: 566.8; 1.7: 226.72; 1.8: 8.4594; 1.9: 1889.3333; 2: 60.1699; 2.1: 97.1039; 2.2: 3676.0435; 2.3: 61.9644; 2.4: -3026.9601; 2.5: -51.0233
| 2 | 87.25 | 1: 71.2843; 1.1: 650.98; 1.2: 0.87298; 1.3: 567.125; 1.4: 10.9668; 1.5: 650.98; 1.6: 567.125; 1.7: 226.85; 1.8: 8.4594; 1.9: 1890.4167; 2: 60.2044; 2.1: 97.1201; 2.2: 3679.6445; 2.3: 61.9896; 2.4: -3028.6644; 2.5: -51.0228
| 2 | 87.3 | 1: 71.4514; 1.1: 652.8805; 1.2: 0.87553; 1.3: 567.45; 1.4: 10.9925; 1.5: 652.8805; 1.6: 567.45; 1.7: 226.98; 1.8: 8.4594; 1.9: 1891.5; 2: 60.2389; 2.1: 97.1365; 2.2: 3683.2426; 2.3: 62.0147; 2.4: -3030.3621; 2.5: -51.0221
| 2 | 87.35 | 1: 71.6188; 1.1: 654.7846; 1.2: 0.87808; 1.3: 567.775; 1.4: 11.0183; 1.5: 654.7846; 1.6: 567.775; 1.7: 227.11; 1.8: 8.4594; 1.9: 1892.5833; 2: 60.2734; 2.1: 97.153; 2.2: 3686.8377; 2.3: 62.0397; 2.4: -3032.0531; 2.5: -51.0214
| 2 | 87.4 | 1: 71.7864; 1.1: 656.6924; 1.2: 0.88064; 1.3: 568.1; 1.4: 11.0441; 1.5: 656.6924; 1.6: 568.1; 1.7: 227.24; 1.8: 8.4594; 1.9: 1893.6667; 2: 60.3079; 2.1: 97.1695; 2.2: 3690.4299; 2.3: 62.0646; 2.4: -3033.7375; 2.5: -51.0205
| 2 | 87.45 | 1: 71.9542; 1.1: 658.6039; 1.2: 0.8832; 1.3: 568.425; 1.4: 11.0699; 1.5: 658.6039; 1.6: 568.425; 1.7: 227.37; 1.8: 8.4594; 1.9: 1894.75; 2: 60.3424; 2.1: 97.1862; 2.2: 3694.019; 2.3: 62.0894; 2.4: -3035.4152; 2.5: -51.0195
| 2 | 87.5 | 1: 72.1222; 1.1: 660.5191; 1.2: 0.88577; 1.3: 568.75; 1.4: 11.0957; 1.5: 660.5191; 1.6: 568.75; 1.7: 227.5; 1.8: 8.4594; 1.9: 1895.8333; 2: 60.3769; 2.1: 97.203; 2.2: 3697.6051; 2.3: 62.1142; 2.4: -3037.0861; 2.5: -51.0185
| 2 | 87.55 | 1: 72.2904; 1.1: 662.4379; 1.2: 0.88834; 1.3: 569.075; 1.4: 11.1216; 1.5: 662.4379; 1.6: 569.075; 1.7: 227.63; 1.8: 8.4594; 1.9: 1896.9167; 2: 60.4114; 2.1: 97.2199; 2.2: 3701.1882; 2.3: 62.1389; 2.4: -3038.7502; 2.5: -51.0173
| 2 | 87.6 | 1: 72.4588; 1.1: 664.3605; 1.2: 0.89092; 1.3: 569.4; 1.4: 11.1475; 1.5: 664.3605; 1.6: 569.4; 1.7: 227.76; 1.8: 8.4594; 1.9: 1898; 2: 60.4459; 2.1: 97.237; 2.2: 3704.7681; 2.3: 62.1635; 2.4: -3040.4076; 2.5: -51.0159
| 2 | 87.65 | 1: 72.6275; 1.1: 666.2868; 1.2: 0.89351; 1.3: 569.725; 1.4: 11.1735; 1.5: 666.2868; 1.6: 569.725; 1.7: 227.89; 1.8: 8.4594; 1.9: 1899.0833; 2: 60.4804; 2.1: 97.2541; 2.2: 3708.3449; 2.3: 62.188; 2.4: -3042.058; 2.5: -51.0145
| 2 | 87.7 | 1: 72.7963; 1.1: 668.2169; 1.2: 0.89609; 1.3: 570.05; 1.4: 11.1994; 1.5: 668.2169; 1.6: 570.05; 1.7: 228.02; 1.8: 8.4594; 1.9: 1900.1667; 2: 60.5149; 2.1: 97.2714; 2.2: 3711.9185; 2.3: 62.2124; 2.4: -3043.7016; 2.5: -51.013
| 2 | 87.75 | 1: 72.9654; 1.1: 670.1506; 1.2: 0.89869; 1.3: 570.375; 1.4: 11.2254; 1.5: 670.1506; 1.6: 570.375; 1.7: 228.15; 1.8: 8.4594; 1.9: 1901.25; 2: 60.5494; 2.1: 97.2887; 2.2: 3715.4889; 2.3: 62.2368; 2.4: -3045.3383; 2.5: -51.0113
| 2 | 87.8 | 1: 73.1347; 1.1: 672.0881; 1.2: 0.90128; 1.3: 570.7; 1.4: 11.2515; 1.5: 672.0881; 1.6: 570.7; 1.7: 228.28; 1.8: 8.4594; 1.9: 1902.3333; 2: 60.5839; 2.1: 97.3062; 2.2: 3719.0561; 2.3: 62.2611; 2.4: -3046.968; 2.5: -51.0096
| 2 | 87.85 | 1: 73.3042; 1.1: 674.0293; 1.2: 0.90389; 1.3: 571.025; 1.4: 11.2776; 1.5: 674.0293; 1.6: 571.025; 1.7: 228.41; 1.8: 8.4594; 1.9: 1903.4167; 2: 60.6184; 2.1: 97.3238; 2.2: 3722.62; 2.3: 62.2852; 2.4: -3048.5907; 2.5: -51.0077
| 2 | 87.9 | 1: 73.4739; 1.1: 675.9742; 1.2: 0.9065; 1.3: 571.35; 1.4: 11.3037; 1.5: 675.9742; 1.6: 571.35; 1.7: 228.54; 1.8: 8.4594; 1.9: 1904.5; 2: 60.6529; 2.1: 97.3415; 2.2: 3726.1806; 2.3: 62.3094; 2.4: -3050.2064; 2.5: -51.0057
| 2 | 87.95 | 1: 73.6438; 1.1: 677.9228; 1.2: 0.90911; 1.3: 571.675; 1.4: 11.3298; 1.5: 677.9228; 1.6: 571.675; 1.7: 228.67; 1.8: 8.4594; 1.9: 1905.5833; 2: 60.6874; 2.1: 97.3593; 2.2: 3729.7379; 2.3: 62.3334; 2.4: -3051.815; 2.5: -51.0036
| 2 | 88 | 1: 73.8139; 1.1: 679.8752; 1.2: 0.91173; 1.3: 572; 1.4: 11.356; 1.5: 679.8752; 1.6: 572; 1.7: 228.8; 1.8: 8.4594; 1.9: 1906.6667; 2: 60.7219; 2.1: 97.3773; 2.2: 3733.2918; 2.3: 62.3573; 2.4: -3053.4166; 2.5: -51.0013
| 2 | 88.05 | 1: 73.9842; 1.1: 681.8313; 1.2: 0.91435; 1.3: 572.325; 1.4: 11.3822; 1.5: 681.8313; 1.6: 572.325; 1.7: 228.93; 1.8: 8.4594; 1.9: 1907.75; 2: 60.7564; 2.1: 97.3953; 2.2: 3736.8423; 2.3: 62.3812; 2.4: -3055.0109; 2.5: -50.999
| 2 | 88.1 | 1: 74.1548; 1.1: 683.7912; 1.2: 0.91698; 1.3: 572.65; 1.4: 11.4084; 1.5: 683.7912; 1.6: 572.65; 1.7: 229.06; 1.8: 8.4594; 1.9: 1908.8333; 2: 60.7909; 2.1: 97.4135; 2.2: 3740.3893; 2.3: 62.405; 2.4: -3056.5981; 2.5: -50.9965
| 2 | 88.15 | 1: 74.3256; 1.1: 685.7548; 1.2: 0.91961; 1.3: 572.975; 1.4: 11.4347; 1.5: 685.7548; 1.6: 572.975; 1.7: 229.19; 1.8: 8.4594; 1.9: 1909.9167; 2: 60.8254; 2.1: 97.4318; 2.2: 3743.933; 2.3: 62.4287; 2.4: -3058.1781; 2.5: -50.994
| 2 | 88.2 | 1: 74.4965; 1.1: 687.7222; 1.2: 0.92225; 1.3: 573.3; 1.4: 11.461; 1.5: 687.7222; 1.6: 573.3; 1.7: 229.32; 1.8: 8.4594; 1.9: 1911; 2: 60.8599; 2.1: 97.4502; 2.2: 3747.4731; 2.3: 62.4523; 2.4: -3059.7508; 2.5: -50.9913
| 2 | 88.25 | 1: 74.6677; 1.1: 689.6934; 1.2: 0.92489; 1.3: 573.625; 1.4: 11.4873; 1.5: 689.6934; 1.6: 573.625; 1.7: 229.45; 1.8: 8.4594; 1.9: 1912.0833; 2: 60.8944; 2.1: 97.4688; 2.2: 3751.0096; 2.3: 62.4758; 2.4: -3061.3163; 2.5: -50.9884
| 2 | 88.3 | 1: 74.8391; 1.1: 691.6683; 1.2: 0.92754; 1.3: 573.95; 1.4: 11.5137; 1.5: 691.6683; 1.6: 573.95; 1.7: 229.58; 1.8: 8.4594; 1.9: 1913.1667; 2: 60.9289; 2.1: 97.4874; 2.2: 3754.5427; 2.3: 62.4992; 2.4: -3062.8744; 2.5: -50.9855
| 2 | 88.35 | 1: 75.0108; 1.1: 693.6469; 1.2: 0.9302; 1.3: 574.275; 1.4: 11.5401; 1.5: 693.6469; 1.6: 574.275; 1.7: 229.71; 1.8: 8.4594; 1.9: 1914.25; 2: 60.9634; 2.1: 97.5062; 2.2: 3758.0721; 2.3: 62.5226; 2.4: -3064.4252; 2.5: -50.9825
| 2 | 88.4 | 1: 75.1826; 1.1: 695.6293; 1.2: 0.93285; 1.3: 574.6; 1.4: 11.5666; 1.5: 695.6293; 1.6: 574.6; 1.7: 229.84; 1.8: 8.4594; 1.9: 1915.3333; 2: 60.9979; 2.1: 97.5251; 2.2: 3761.5979; 2.3: 62.5458; 2.4: -3065.9685; 2.5: -50.9793
| 2 | 88.45 | 1: 75.3546; 1.1: 697.6156; 1.2: 0.93552; 1.3: 574.925; 1.4: 11.593; 1.5: 697.6156; 1.6: 574.925; 1.7: 229.97; 1.8: 8.4594; 1.9: 1916.4167; 2: 61.0324; 2.1: 97.5441; 2.2: 3765.12; 2.3: 62.569; 2.4: -3067.5044; 2.5: -50.976
| 2 | 88.5 | 1: 75.5269; 1.1: 699.6055; 1.2: 0.93819; 1.3: 575.25; 1.4: 11.6195; 1.5: 699.6055; 1.6: 575.25; 1.7: 230.1; 1.8: 8.4594; 1.9: 1917.5; 2: 61.0669; 2.1: 97.5633; 2.2: 3768.6384; 2.3: 62.5921; 2.4: -3069.0329; 2.5: -50.9726
| 2 | 88.55 | 1: 75.6994; 1.1: 701.5993; 1.2: 0.94086; 1.3: 575.575; 1.4: 11.6461; 1.5: 701.5993; 1.6: 575.575; 1.7: 230.23; 1.8: 8.4594; 1.9: 1918.5833; 2: 61.1014; 2.1: 97.5825; 2.2: 3772.1531; 2.3: 62.6151; 2.4: -3070.5538; 2.5: -50.969
| 2 | 88.6 | 1: 75.872; 1.1: 703.5969; 1.2: 0.94354; 1.3: 575.9; 1.4: 11.6726; 1.5: 703.5969; 1.6: 575.9; 1.7: 230.36; 1.8: 8.4594; 1.9: 1919.6667; 2: 61.1359; 2.1: 97.6019; 2.2: 3775.664; 2.3: 62.638; 2.4: -3072.0672; 2.5: -50.9654
| 2 | 88.65 | 1: 76.0449; 1.1: 705.5982; 1.2: 0.94622; 1.3: 576.225; 1.4: 11.6992; 1.5: 705.5982; 1.6: 576.225; 1.7: 230.49; 1.8: 8.4594; 1.9: 1920.75; 2: 61.1704; 2.1: 97.6214; 2.2: 3779.1711; 2.3: 62.6608; 2.4: -3073.5729; 2.5: -50.9616
| 2 | 88.7 | 1: 76.2181; 1.1: 707.6033; 1.2: 0.94891; 1.3: 576.55; 1.4: 11.7259; 1.5: 707.6033; 1.6: 576.55; 1.7: 230.62; 1.8: 8.4594; 1.9: 1921.8333; 2: 61.2049; 2.1: 97.6411; 2.2: 3782.6744; 2.3: 62.6836; 2.4: -3075.0711; 2.5: -50.9577
| 2 | 88.75 | 1: 76.3914; 1.1: 709.6123; 1.2: 0.95161; 1.3: 576.875; 1.4: 11.7525; 1.5: 709.6123; 1.6: 576.875; 1.7: 230.75; 1.8: 8.4594; 1.9: 1922.9167; 2: 61.2394; 2.1: 97.6608; 2.2: 3786.1739; 2.3: 62.7062; 2.4: -3076.5616; 2.5: -50.9537
| 2 | 88.8 | 1: 76.5649; 1.1: 711.625; 1.2: 0.9543; 1.3: 577.2; 1.4: 11.7792; 1.5: 711.625; 1.6: 577.2; 1.7: 230.88; 1.8: 8.4594; 1.9: 1924; 2: 61.2739; 2.1: 97.6807; 2.2: 3789.6694; 2.3: 62.7287; 2.4: -3078.0444; 2.5: -50.9495
| 2 | 88.85 | 1: 76.7387; 1.1: 713.6415; 1.2: 0.95701; 1.3: 577.525; 1.4: 11.8059; 1.5: 713.6415; 1.6: 577.525; 1.7: 231.01; 1.8: 8.4594; 1.9: 1925.0833; 2: 61.3084; 2.1: 97.7007; 2.2: 3793.161; 2.3: 62.7512; 2.4: -3079.5194; 2.5: -50.9453
| 2 | 88.9 | 1: 76.9126; 1.1: 715.6619; 1.2: 0.95972; 1.3: 577.85; 1.4: 11.8327; 1.5: 715.6619; 1.6: 577.85; 1.7: 231.14; 1.8: 8.4594; 1.9: 1926.1667; 2: 61.3429; 2.1: 97.7209; 2.2: 3796.6486; 2.3: 62.7736; 2.4: -3080.9867; 2.5: -50.9409
| 2 | 88.95 | 1: 77.0868; 1.1: 717.686; 1.2: 0.96243; 1.3: 578.175; 1.4: 11.8595; 1.5: 717.686; 1.6: 578.175; 1.7: 231.27; 1.8: 8.4594; 1.9: 1927.25; 2: 61.3774; 2.1: 97.7411; 2.2: 3800.1322; 2.3: 62.7959; 2.4: -3082.4461; 2.5: -50.9363
| 2 | 89 | 1: 77.2612; 1.1: 719.714; 1.2: 0.96515; 1.3: 578.5; 1.4: 11.8863; 1.5: 719.714; 1.6: 578.5; 1.7: 231.4; 1.8: 8.4594; 1.9: 1928.3333; 2: 61.4119; 2.1: 97.7615; 2.2: 3803.6117; 2.3: 62.818; 2.4: -3083.8977; 2.5: -50.9317
| 2 | 89.05 | 1: 77.4358; 1.1: 721.7458; 1.2: 0.96788; 1.3: 578.825; 1.4: 11.9132; 1.5: 721.7458; 1.6: 578.825; 1.7: 231.53; 1.8: 8.4594; 1.9: 1929.4167; 2: 61.4464; 2.1: 97.7821; 2.2: 3807.0872; 2.3: 62.8401; 2.4: -3085.3414; 2.5: -50.9269
| 2 | 89.1 | 1: 77.6107; 1.1: 723.7814; 1.2: 0.97061; 1.3: 579.15; 1.4: 11.9401; 1.5: 723.7814; 1.6: 579.15; 1.7: 231.66; 1.8: 8.4594; 1.9: 1930.5; 2: 61.4809; 2.1: 97.8027; 2.2: 3810.5586; 2.3: 62.8621; 2.4: -3086.7772; 2.5: -50.922
| 2 | 89.15 | 1: 77.7857; 1.1: 725.8209; 1.2: 0.97334; 1.3: 579.475; 1.4: 11.967; 1.5: 725.8209; 1.6: 579.475; 1.7: 231.79; 1.8: 8.4594; 1.9: 1931.5833; 2: 61.5154; 2.1: 97.8235; 2.2: 3814.0258; 2.3: 62.8841; 2.4: -3088.2049; 2.5: -50.917
| 2 | 89.2 | 1: 77.9609; 1.1: 727.8642; 1.2: 0.97608; 1.3: 579.8; 1.4: 11.994; 1.5: 727.8642; 1.6: 579.8; 1.7: 231.92; 1.8: 8.4594; 1.9: 1932.6667; 2: 61.5499; 2.1: 97.8444; 2.2: 3817.4889; 2.3: 62.9059; 2.4: -3089.6247; 2.5: -50.9119
| 2 | 89.25 | 1: 78.1364; 1.1: 729.9113; 1.2: 0.97883; 1.3: 580.125; 1.4: 12.021; 1.5: 729.9113; 1.6: 580.125; 1.7: 232.05; 1.8: 8.4594; 1.9: 1933.75; 2: 61.5844; 2.1: 97.8655; 2.2: 3820.9477; 2.3: 62.9276; 2.4: -3091.0364; 2.5: -50.9066
| 2 | 89.3 | 1: 78.3121; 1.1: 731.9623; 1.2: 0.98158; 1.3: 580.45; 1.4: 12.048; 1.5: 731.9623; 1.6: 580.45; 1.7: 232.18; 1.8: 8.4594; 1.9: 1934.8333; 2: 61.6189; 2.1: 97.8867; 2.2: 3824.4023; 2.3: 62.9492; 2.4: -3092.44; 2.5: -50.9012
| 2 | 89.35 | 1: 78.488; 1.1: 734.0171; 1.2: 0.98433; 1.3: 580.775; 1.4: 12.0751; 1.5: 734.0171; 1.6: 580.775; 1.7: 232.31; 1.8: 8.4594; 1.9: 1935.9167; 2: 61.6534; 2.1: 97.908; 2.2: 3827.8526; 2.3: 62.9708; 2.4: -3093.8355; 2.5: -50.8957
| 2 | 89.4 | 1: 78.6641; 1.1: 736.0758; 1.2: 0.98709; 1.3: 581.1; 1.4: 12.1022; 1.5: 736.0758; 1.6: 581.1; 1.7: 232.44; 1.8: 8.4594; 1.9: 1937; 2: 61.6879; 2.1: 97.9294; 2.2: 3831.2986; 2.3: 62.9922; 2.4: -3095.2228; 2.5: -50.89
| 2 | 89.45 | 1: 78.8404; 1.1: 738.1383; 1.2: 0.98986; 1.3: 581.425; 1.4: 12.1293; 1.5: 738.1383; 1.6: 581.425; 1.7: 232.57; 1.8: 8.4594; 1.9: 1938.0833; 2: 61.7224; 2.1: 97.951; 2.2: 3834.7402; 2.3: 63.0135; 2.4: -3096.6019; 2.5: -50.8842
| 2 | 89.5 | 1: 79.017; 1.1: 740.2046; 1.2: 0.99263; 1.3: 581.75; 1.4: 12.1565; 1.5: 740.2046; 1.6: 581.75; 1.7: 232.7; 1.8: 8.4594; 1.9: 1939.1667; 2: 61.7569; 2.1: 97.9727; 2.2: 3838.1774; 2.3: 63.0348; 2.4: -3097.9728; 2.5: -50.8783
| 2 | 89.55 | 1: 79.1937; 1.1: 742.2749; 1.2: 0.99541; 1.3: 582.075; 1.4: 12.1837; 1.5: 742.2749; 1.6: 582.075; 1.7: 232.83; 1.8: 8.4594; 1.9: 1940.25; 2: 61.7914; 2.1: 97.9946; 2.2: 3841.6102; 2.3: 63.0559; 2.4: -3099.3353; 2.5: -50.8723
| 2 | 89.6 | 1: 79.3707; 1.1: 744.349; 1.2: 0.99819; 1.3: 582.4; 1.4: 12.2109; 1.5: 744.349; 1.6: 582.4; 1.7: 232.96; 1.8: 8.4594; 1.9: 1941.3333; 2: 61.8259; 2.1: 98.0166; 2.2: 3845.0386; 2.3: 63.077; 2.4: -3100.6896; 2.5: -50.8661
| 2 | 89.65 | 1: 79.5479; 1.1: 746.427; 1.2: 1.001; 1.3: 582.725; 1.4: 12.2381; 1.5: 746.427; 1.6: 582.725; 1.7: 233.09; 1.8: 8.4594; 1.9: 1942.4167; 2: 61.8604; 2.1: 98.0387; 2.2: 3848.4624; 2.3: 63.0979; 2.4: -3102.0354; 2.5: -50.8598
| 2 | 89.7 | 1: 79.7253; 1.1: 748.5088; 1.2: 1.0038; 1.3: 583.05; 1.4: 12.2654; 1.5: 748.5088; 1.6: 583.05; 1.7: 233.22; 1.8: 8.4594; 1.9: 1943.5; 2: 61.8949; 2.1: 98.061; 2.2: 3851.8817; 2.3: 63.1188; 2.4: -3103.3729; 2.5: -50.8534
| 2 | 89.75 | 1: 79.9029; 1.1: 750.5945; 1.2: 1.0066; 1.3: 583.375; 1.4: 12.2928; 1.5: 750.5945; 1.6: 583.375; 1.7: 233.35; 1.8: 8.4594; 1.9: 1944.5833; 2: 61.9294; 2.1: 98.0834; 2.2: 3855.2964; 2.3: 63.1396; 2.4: -3104.7019; 2.5: -50.8468
| 2 | 89.8 | 1: 80.0807; 1.1: 752.6841; 1.2: 1.0094; 1.3: 583.7; 1.4: 12.3201; 1.5: 752.6841; 1.6: 583.7; 1.7: 233.48; 1.8: 8.4594; 1.9: 1945.6667; 2: 61.9639; 2.1: 98.1059; 2.2: 3858.7065; 2.3: 63.1602; 2.4: -3106.0224; 2.5: -50.8401
| 2 | 89.85 | 1: 80.2588; 1.1: 754.7776; 1.2: 1.0122; 1.3: 584.025; 1.4: 12.3475; 1.5: 754.7776; 1.6: 584.025; 1.7: 233.61; 1.8: 8.4594; 1.9: 1946.75; 2: 61.9984; 2.1: 98.1286; 2.2: 3862.112; 2.3: 63.1808; 2.4: -3107.3344; 2.5: -50.8333
| 2 | 89.9 | 1: 80.437; 1.1: 756.875; 1.2: 1.015; 1.3: 584.35; 1.4: 12.3749; 1.5: 756.875; 1.6: 584.35; 1.7: 233.74; 1.8: 8.4594; 1.9: 1947.8333; 2: 62.0329; 2.1: 98.1514; 2.2: 3865.5128; 2.3: 63.2013; 2.4: -3108.6378; 2.5: -50.8263
| 2 | 89.95 | 1: 80.6155; 1.1: 758.9763; 1.2: 1.0178; 1.3: 584.675; 1.4: 12.4024; 1.5: 758.9763; 1.6: 584.675; 1.7: 233.87; 1.8: 8.4594; 1.9: 1948.9167; 2: 62.0674; 2.1: 98.1744; 2.2: 3868.9088; 2.3: 63.2216; 2.4: -3109.9326; 2.5: -50.8192
| 2 | 90 | 1: 80.7942; 1.1: 761.0814; 1.2: 1.0206; 1.3: 585; 1.4: 12.4299; 1.5: 761.0814; 1.6: 585; 1.7: 234; 1.8: 8.4594; 1.9: 1950; 2: 62.1019; 2.1: 98.1975; 2.2: 3872.3001; 2.3: 63.2419; 2.4: -3111.2187; 2.5: -50.812
| 2 | 90.05 | 1: 80.9731; 1.1: 763.1905; 1.2: 1.0235; 1.3: 585.325; 1.4: 12.4574; 1.5: 763.1905; 1.6: 585.325; 1.7: 234.13; 1.8: 8.4594; 1.9: 1951.0833; 2: 62.1364; 2.1: 98.2207; 2.2: 3875.6867; 2.3: 63.262; 2.4: -3112.4961; 2.5: -50.8046
| 2 | 90.1 | 1: 81.1522; 1.1: 765.3035; 1.2: 1.0263; 1.3: 585.65; 1.4: 12.485; 1.5: 765.3035; 1.6: 585.65; 1.7: 234.26; 1.8: 8.4594; 1.9: 1952.1667; 2: 62.1709; 2.1: 98.2441; 2.2: 3879.0684; 2.3: 63.2821; 2.4: -3113.7648; 2.5: -50.7971
| 2 | 90.15 | 1: 81.3316; 1.1: 767.4204; 1.2: 1.0291; 1.3: 585.975; 1.4: 12.5126; 1.5: 767.4204; 1.6: 585.975; 1.7: 234.39; 1.8: 8.4594; 1.9: 1953.25; 2: 62.2054; 2.1: 98.2676; 2.2: 3882.4452; 2.3: 63.3021; 2.4: -3115.0248; 2.5: -50.7895
| 2 | 90.2 | 1: 81.5111; 1.1: 769.5412; 1.2: 1.032; 1.3: 586.3; 1.4: 12.5402; 1.5: 769.5412; 1.6: 586.3; 1.7: 234.52; 1.8: 8.4594; 1.9: 1954.3333; 2: 62.2399; 2.1: 98.2913; 2.2: 3885.8171; 2.3: 63.3219; 2.4: -3116.2759; 2.5: -50.7817
| 2 | 90.25 | 1: 81.6909; 1.1: 771.6659; 1.2: 1.0348; 1.3: 586.625; 1.4: 12.5678; 1.5: 771.6659; 1.6: 586.625; 1.7: 234.65; 1.8: 8.4594; 1.9: 1955.4167; 2: 62.2744; 2.1: 98.3151; 2.2: 3889.1841; 2.3: 63.3417; 2.4: -3117.5182; 2.5: -50.7738
| 2 | 90.3 | 1: 81.8709; 1.1: 773.7946; 1.2: 1.0377; 1.3: 586.95; 1.4: 12.5955; 1.5: 773.7946; 1.6: 586.95; 1.7: 234.78; 1.8: 8.4594; 1.9: 1956.5; 2: 62.3089; 2.1: 98.339; 2.2: 3892.5461; 2.3: 63.3613; 2.4: -3118.7515; 2.5: -50.7658
| 2 | 90.35 | 1: 82.0511; 1.1: 775.9271; 1.2: 1.0405; 1.3: 587.275; 1.4: 12.6232; 1.5: 775.9271; 1.6: 587.275; 1.7: 234.91; 1.8: 8.4594; 1.9: 1957.5833; 2: 62.3434; 2.1: 98.3631; 2.2: 3895.9031; 2.3: 63.3809; 2.4: -3119.9759; 2.5: -50.7576
| 2 | 90.4 | 1: 82.2315; 1.1: 778.0636; 1.2: 1.0434; 1.3: 587.6; 1.4: 12.651; 1.5: 778.0636; 1.6: 587.6; 1.7: 235.04; 1.8: 8.4594; 1.9: 1958.6667; 2: 62.3779; 2.1: 98.3874; 2.2: 3899.255; 2.3: 63.4003; 2.4: -3121.1914; 2.5: -50.7493
| 2 | 90.45 | 1: 82.4122; 1.1: 780.2041; 1.2: 1.0463; 1.3: 587.925; 1.4: 12.6788; 1.5: 780.2041; 1.6: 587.925; 1.7: 235.17; 1.8: 8.4594; 1.9: 1959.75; 2: 62.4124; 2.1: 98.4118; 2.2: 3902.6019; 2.3: 63.4197; 2.4: -3122.3978; 2.5: -50.7409
| 2 | 90.5 | 1: 82.593; 1.1: 782.3485; 1.2: 1.0491; 1.3: 588.25; 1.4: 12.7066; 1.5: 782.3485; 1.6: 588.25; 1.7: 235.3; 1.8: 8.4594; 1.9: 1960.8333; 2: 62.4469; 2.1: 98.4363; 2.2: 3905.9436; 2.3: 63.4389; 2.4: -3123.5951; 2.5: -50.7323
| 2 | 90.55 | 1: 82.7741; 1.1: 784.4968; 1.2: 1.052; 1.3: 588.575; 1.4: 12.7345; 1.5: 784.4968; 1.6: 588.575; 1.7: 235.43; 1.8: 8.4594; 1.9: 1961.9167; 2: 62.4814; 2.1: 98.461; 2.2: 3909.2802; 2.3: 63.458; 2.4: -3124.7834; 2.5: -50.7236
| 2 | 90.6 | 1: 82.9554; 1.1: 786.649; 1.2: 1.0549; 1.3: 588.9; 1.4: 12.7624; 1.5: 786.649; 1.6: 588.9; 1.7: 235.56; 1.8: 8.4594; 1.9: 1963; 2: 62.5159; 2.1: 98.4859; 2.2: 3912.6115; 2.3: 63.4771; 2.4: -3125.9625; 2.5: -50.7147
| 2 | 90.65 | 1: 83.1369; 1.1: 788.8053; 1.2: 1.0578; 1.3: 589.225; 1.4: 12.7903; 1.5: 788.8053; 1.6: 589.225; 1.7: 235.69; 1.8: 8.4594; 1.9: 1964.0833; 2: 62.5504; 2.1: 98.5108; 2.2: 3915.9377; 2.3: 63.496; 2.4: -3127.1324; 2.5: -50.7057
| 2 | 90.7 | 1: 83.3186; 1.1: 790.9654; 1.2: 1.0607; 1.3: 589.55; 1.4: 12.8182; 1.5: 790.9654; 1.6: 589.55; 1.7: 235.82; 1.8: 8.4594; 1.9: 1965.1667; 2: 62.5849; 2.1: 98.536; 2.2: 3919.2585; 2.3: 63.5148; 2.4: -3128.2931; 2.5: -50.6965
| 2 | 90.75 | 1: 83.5005; 1.1: 793.1296; 1.2: 1.0636; 1.3: 589.875; 1.4: 12.8462; 1.5: 793.1296; 1.6: 589.875; 1.7: 235.95; 1.8: 8.4594; 1.9: 1966.25; 2: 62.6194; 2.1: 98.5613; 2.2: 3922.574; 2.3: 63.5335; 2.4: -3129.4445; 2.5: -50.6873
| 2 | 90.8 | 1: 83.6827; 1.1: 795.2977; 1.2: 1.0665; 1.3: 590.2; 1.4: 12.8743; 1.5: 795.2977; 1.6: 590.2; 1.7: 236.08; 1.8: 8.4594; 1.9: 1967.3333; 2: 62.6539; 2.1: 98.5867; 2.2: 3925.8842; 2.3: 63.5521; 2.4: -3130.5866; 2.5: -50.6778
| 2 | 90.85 | 1: 83.865; 1.1: 797.4697; 1.2: 1.0694; 1.3: 590.525; 1.4: 12.9023; 1.5: 797.4697; 1.6: 590.525; 1.7: 236.21; 1.8: 8.4594; 1.9: 1968.4167; 2: 62.6884; 2.1: 98.6123; 2.2: 3929.189; 2.3: 63.5706; 2.4: -3131.7193; 2.5: -50.6683
| 2 | 90.9 | 1: 84.0476; 1.1: 799.6457; 1.2: 1.0723; 1.3: 590.85; 1.4: 12.9304; 1.5: 799.6457; 1.6: 590.85; 1.7: 236.34; 1.8: 8.4594; 1.9: 1969.5; 2: 62.7229; 2.1: 98.6381; 2.2: 3932.4884; 2.3: 63.589; 2.4: -3132.8426; 2.5: -50.6586
| 2 | 90.95 | 1: 84.2304; 1.1: 801.8258; 1.2: 1.0753; 1.3: 591.175; 1.4: 12.9585; 1.5: 801.8258; 1.6: 591.175; 1.7: 236.47; 1.8: 8.4594; 1.9: 1970.5833; 2: 62.7574; 2.1: 98.664; 2.2: 3935.7823; 2.3: 63.6072; 2.4: -3133.9565; 2.5: -50.6487
| 2 | 91 | 1: 84.4134; 1.1: 804.0097; 1.2: 1.0782; 1.3: 591.5; 1.4: 12.9867; 1.5: 804.0097; 1.6: 591.5; 1.7: 236.6; 1.8: 8.4594; 1.9: 1971.6667; 2: 62.7919; 2.1: 98.69; 2.2: 3939.0706; 2.3: 63.6254; 2.4: -3135.0609; 2.5: -50.6387
| 2 | 91.05 | 1: 84.5967; 1.1: 806.1977; 1.2: 1.0811; 1.3: 591.825; 1.4: 13.0149; 1.5: 806.1977; 1.6: 591.825; 1.7: 236.73; 1.8: 8.4594; 1.9: 1972.75; 2: 62.8264; 2.1: 98.7162; 2.2: 3942.3535; 2.3: 63.6435; 2.4: -3136.1558; 2.5: -50.6286
| 2 | 91.1 | 1: 84.7801; 1.1: 808.3897; 1.2: 1.0841; 1.3: 592.15; 1.4: 13.0431; 1.5: 808.3897; 1.6: 592.15; 1.7: 236.86; 1.8: 8.4594; 1.9: 1973.8333; 2: 62.8609; 2.1: 98.7426; 2.2: 3945.6307; 2.3: 63.6614; 2.4: -3137.2411; 2.5: -50.6183
| 2 | 91.15 | 1: 84.9638; 1.1: 810.5856; 1.2: 1.087; 1.3: 592.475; 1.4: 13.0714; 1.5: 810.5856; 1.6: 592.475; 1.7: 236.99; 1.8: 8.4594; 1.9: 1974.9167; 2: 62.8954; 2.1: 98.7691; 2.2: 3948.9024; 2.3: 63.6793; 2.4: -3138.3168; 2.5: -50.6079
| 2 | 91.2 | 1: 85.1477; 1.1: 812.7856; 1.2: 1.09; 1.3: 592.8; 1.4: 13.0996; 1.5: 812.7856; 1.6: 592.8; 1.7: 237.12; 1.8: 8.4594; 1.9: 1976; 2: 62.9299; 2.1: 98.7958; 2.2: 3952.1684; 2.3: 63.697; 2.4: -3139.3828; 2.5: -50.5973
| 2 | 91.25 | 1: 85.3318; 1.1: 814.9895; 1.2: 1.0929; 1.3: 593.125; 1.4: 13.128; 1.5: 814.9895; 1.6: 593.125; 1.7: 237.25; 1.8: 8.4594; 1.9: 1977.0833; 2: 62.9644; 2.1: 98.8226; 2.2: 3955.4286; 2.3: 63.7146; 2.4: -3140.4391; 2.5: -50.5866
| 2 | 91.3 | 1: 85.5161; 1.1: 817.1975; 1.2: 1.0959; 1.3: 593.45; 1.4: 13.1563; 1.5: 817.1975; 1.6: 593.45; 1.7: 237.38; 1.8: 8.4594; 1.9: 1978.1667; 2: 62.9989; 2.1: 98.8496; 2.2: 3958.6832; 2.3: 63.7321; 2.4: -3141.4857; 2.5: -50.5758
| 2 | 91.35 | 1: 85.7006; 1.1: 819.4094; 1.2: 1.0988; 1.3: 593.775; 1.4: 13.1847; 1.5: 819.4094; 1.6: 593.775; 1.7: 237.51; 1.8: 8.4594; 1.9: 1979.25; 2: 63.0334; 2.1: 98.8768; 2.2: 3961.9319; 2.3: 63.7495; 2.4: -3142.5225; 2.5: -50.5648
| 2 | 91.4 | 1: 85.8854; 1.1: 821.6254; 1.2: 1.1018; 1.3: 594.1; 1.4: 13.2131; 1.5: 821.6254; 1.6: 594.1; 1.7: 237.64; 1.8: 8.4594; 1.9: 1980.3333; 2: 63.0679; 2.1: 98.9041; 2.2: 3965.1749; 2.3: 63.7668; 2.4: -3143.5495; 2.5: -50.5536
| 2 | 91.45 | 1: 86.0704; 1.1: 823.8454; 1.2: 1.1048; 1.3: 594.425; 1.4: 13.2416; 1.5: 823.8454; 1.6: 594.425; 1.7: 237.77; 1.8: 8.4594; 1.9: 1981.4167; 2: 63.1024; 2.1: 98.9316; 2.2: 3968.412; 2.3: 63.7839; 2.4: -3144.5666; 2.5: -50.5423
| 2 | 91.5 | 1: 86.2555; 1.1: 826.0694; 1.2: 1.1078; 1.3: 594.75; 1.4: 13.2701; 1.5: 826.0694; 1.6: 594.75; 1.7: 237.9; 1.8: 8.4594; 1.9: 1982.5; 2: 63.1369; 2.1: 98.9592; 2.2: 3971.6432; 2.3: 63.801; 2.4: -3145.5738; 2.5: -50.5309
| 2 | 91.55 | 1: 86.441; 1.1: 828.2974; 1.2: 1.1108; 1.3: 595.075; 1.4: 13.2986; 1.5: 828.2974; 1.6: 595.075; 1.7: 238.03; 1.8: 8.4594; 1.9: 1983.5833; 2: 63.1714; 2.1: 98.987; 2.2: 3974.8685; 2.3: 63.8179; 2.4: -3146.5711; 2.5: -50.5193
| 2 | 91.6 | 1: 86.6266; 1.1: 830.5295; 1.2: 1.1138; 1.3: 595.4; 1.4: 13.3272; 1.5: 830.5295; 1.6: 595.4; 1.7: 238.16; 1.8: 8.4594; 1.9: 1984.6667; 2: 63.2059; 2.1: 99.015; 2.2: 3978.0878; 2.3: 63.8347; 2.4: -3147.5583; 2.5: -50.5076
| 2 | 91.65 | 1: 86.8124; 1.1: 832.7656; 1.2: 1.1168; 1.3: 595.725; 1.4: 13.3558; 1.5: 832.7656; 1.6: 595.725; 1.7: 238.29; 1.8: 8.4594; 1.9: 1985.75; 2: 63.2404; 2.1: 99.0431; 2.2: 3981.301; 2.3: 63.8515; 2.4: -3148.5355; 2.5: -50.4957
| 2 | 91.7 | 1: 86.9985; 1.1: 835.0057; 1.2: 1.1198; 1.3: 596.05; 1.4: 13.3844; 1.5: 835.0057; 1.6: 596.05; 1.7: 238.42; 1.8: 8.4594; 1.9: 1986.8333; 2: 63.2749; 2.1: 99.0714; 2.2: 3984.5083; 2.3: 63.868; 2.4: -3149.5026; 2.5: -50.4837
| 2 | 91.75 | 1: 87.1848; 1.1: 837.2499; 1.2: 1.1228; 1.3: 596.375; 1.4: 13.413; 1.5: 837.2499; 1.6: 596.375; 1.7: 238.55; 1.8: 8.4594; 1.9: 1987.9167; 2: 63.3094; 2.1: 99.0998; 2.2: 3987.7094; 2.3: 63.8845; 2.4: -3150.4596; 2.5: -50.4715
| 2 | 91.8 | 1: 87.3713; 1.1: 839.4981; 1.2: 1.1258; 1.3: 596.7; 1.4: 13.4417; 1.5: 839.4981; 1.6: 596.7; 1.7: 238.68; 1.8: 8.4594; 1.9: 1989; 2: 63.3439; 2.1: 99.1284; 2.2: 3990.9044; 2.3: 63.9009; 2.4: -3151.4064; 2.5: -50.4592
| 2 | 91.85 | 1: 87.558; 1.1: 841.7503; 1.2: 1.1288; 1.3: 597.025; 1.4: 13.4705; 1.5: 841.7503; 1.6: 597.025; 1.7: 238.81; 1.8: 8.4594; 1.9: 1990.0833; 2: 63.3785; 2.1: 99.1572; 2.2: 3994.0933; 2.3: 63.9171; 2.4: -3152.343; 2.5: -50.4467
| 2 | 91.9 | 1: 87.7449; 1.1: 844.0066; 1.2: 1.1318; 1.3: 597.35; 1.4: 13.4992; 1.5: 844.0066; 1.6: 597.35; 1.7: 238.94; 1.8: 8.4594; 1.9: 1991.1667; 2: 63.413; 2.1: 99.1862; 2.2: 3997.2759; 2.3: 63.9333; 2.4: -3153.2693; 2.5: -50.434
| 2 | 91.95 | 1: 87.9321; 1.1: 846.267; 1.2: 1.1349; 1.3: 597.675; 1.4: 13.528; 1.5: 846.267; 1.6: 597.675; 1.7: 239.07; 1.8: 8.4594; 1.9: 1992.25; 2: 63.4475; 2.1: 99.2153; 2.2: 4000.4523; 2.3: 63.9493; 2.4: -3154.1853; 2.5: -50.4213
| 2 | 92 | 1: 88.1194; 1.1: 848.5315; 1.2: 1.1379; 1.3: 598; 1.4: 13.5568; 1.5: 848.5315; 1.6: 598; 1.7: 239.2; 1.8: 8.4594; 1.9: 1993.3333; 2: 63.482; 2.1: 99.2446; 2.2: 4003.6224; 2.3: 63.9652; 2.4: -3155.091; 2.5: -50.4083
| 2 | 92.05 | 1: 88.307; 1.1: 850.8; 1.2: 1.1409; 1.3: 598.325; 1.4: 13.5857; 1.5: 850.8; 1.6: 598.325; 1.7: 239.33; 1.8: 8.4594; 1.9: 1994.4167; 2: 63.5165; 2.1: 99.274; 2.2: 4006.7862; 2.3: 63.9809; 2.4: -3155.9862; 2.5: -50.3952
| 2 | 92.1 | 1: 88.4948; 1.1: 853.0725; 1.2: 1.144; 1.3: 598.65; 1.4: 13.6146; 1.5: 853.0725; 1.6: 598.65; 1.7: 239.46; 1.8: 8.4594; 1.9: 1995.5; 2: 63.551; 2.1: 99.3036; 2.2: 4009.9436; 2.3: 63.9966; 2.4: -3156.8711; 2.5: -50.382
| 2 | 92.15 | 1: 88.6829; 1.1: 855.3492; 1.2: 1.147; 1.3: 598.975; 1.4: 13.6435; 1.5: 855.3492; 1.6: 598.975; 1.7: 239.59; 1.8: 8.4594; 1.9: 1996.5833; 2: 63.5855; 2.1: 99.3334; 2.2: 4013.0946; 2.3: 64.0121; 2.4: -3157.7454; 2.5: -50.3686
| 2 | 92.2 | 1: 88.8711; 1.1: 857.6299; 1.2: 1.1501; 1.3: 599.3; 1.4: 13.6725; 1.5: 857.6299; 1.6: 599.3; 1.7: 239.72; 1.8: 8.4594; 1.9: 1997.6667; 2: 63.62; 2.1: 99.3634; 2.2: 4016.2392; 2.3: 64.0276; 2.4: -3158.6092; 2.5: -50.3551
| 2 | 92.25 | 1: 89.0596; 1.1: 859.9147; 1.2: 1.1532; 1.3: 599.625; 1.4: 13.7015; 1.5: 859.9147; 1.6: 599.625; 1.7: 239.85; 1.8: 8.4594; 1.9: 1998.75; 2: 63.6545; 2.1: 99.3935; 2.2: 4019.3772; 2.3: 64.0428; 2.4: -3159.4625; 2.5: -50.3414
| 2 | 92.3 | 1: 89.2483; 1.1: 862.2036; 1.2: 1.1562; 1.3: 599.95; 1.4: 13.7305; 1.5: 862.2036; 1.6: 599.95; 1.7: 239.98; 1.8: 8.4594; 1.9: 1999.8333; 2: 63.689; 2.1: 99.4239; 2.2: 4022.5087; 2.3: 64.058; 2.4: -3160.3051; 2.5: -50.3275
| 2 | 92.35 | 1: 89.4372; 1.1: 864.4966; 1.2: 1.1593; 1.3: 600.275; 1.4: 13.7596; 1.5: 864.4966; 1.6: 600.275; 1.7: 240.11; 1.8: 8.4594; 1.9: 2000.9167; 2: 63.7235; 2.1: 99.4543; 2.2: 4025.6337; 2.3: 64.0731; 2.4: -3161.1371; 2.5: -50.3135
| 2 | 92.4 | 1: 89.6263; 1.1: 866.7937; 1.2: 1.1624; 1.3: 600.6; 1.4: 13.7887; 1.5: 866.7937; 1.6: 600.6; 1.7: 240.24; 1.8: 8.4594; 1.9: 2002; 2: 63.758; 2.1: 99.485; 2.2: 4028.7521; 2.3: 64.088; 2.4: -3161.9584; 2.5: -50.2994
| 2 | 92.45 | 1: 89.8156; 1.1: 869.0948; 1.2: 1.1655; 1.3: 600.925; 1.4: 13.8178; 1.5: 869.0948; 1.6: 600.925; 1.7: 240.37; 1.8: 8.4594; 1.9: 2003.0833; 2: 63.7925; 2.1: 99.5158; 2.2: 4031.8638; 2.3: 64.1028; 2.4: -3162.7689; 2.5: -50.285
| 2 | 92.5 | 1: 90.0052; 1.1: 871.4001; 1.2: 1.1686; 1.3: 601.25; 1.4: 13.847; 1.5: 871.4001; 1.6: 601.25; 1.7: 240.5; 1.8: 8.4594; 1.9: 2004.1667; 2: 63.827; 2.1: 99.5468; 2.2: 4034.9688; 2.3: 64.1175; 2.4: -3163.5687; 2.5: -50.2706
| 2 | 92.55 | 1: 90.195; 1.1: 873.7095; 1.2: 1.1717; 1.3: 601.575; 1.4: 13.8761; 1.5: 873.7095; 1.6: 601.575; 1.7: 240.63; 1.8: 8.4594; 1.9: 2005.25; 2: 63.8615; 2.1: 99.578; 2.2: 4038.0671; 2.3: 64.1321; 2.4: -3164.3576; 2.5: -50.2559
| 2 | 92.6 | 1: 90.385; 1.1: 876.023; 1.2: 1.1748; 1.3: 601.9; 1.4: 13.9054; 1.5: 876.023; 1.6: 601.9; 1.7: 240.76; 1.8: 8.4594; 1.9: 2006.3333; 2: 63.896; 2.1: 99.6094; 2.2: 4041.1586; 2.3: 64.1465; 2.4: -3165.1356; 2.5: -50.2412
| 2 | 92.65 | 1: 90.5752; 1.1: 878.3406; 1.2: 1.1779; 1.3: 602.225; 1.4: 13.9346; 1.5: 878.3406; 1.6: 602.225; 1.7: 240.89; 1.8: 8.4594; 1.9: 2007.4167; 2: 63.9305; 2.1: 99.6409; 2.2: 4044.2433; 2.3: 64.1608; 2.4: -3165.9027; 2.5: -50.2262
| 2 | 92.7 | 1: 90.7656; 1.1: 880.6623; 1.2: 1.181; 1.3: 602.55; 1.4: 13.9639; 1.5: 880.6623; 1.6: 602.55; 1.7: 241.02; 1.8: 8.4594; 1.9: 2008.5; 2: 63.965; 2.1: 99.6727; 2.2: 4047.3211; 2.3: 64.175; 2.4: -3166.6588; 2.5: -50.2111
| 2 | 92.75 | 1: 90.9563; 1.1: 882.9882; 1.2: 1.1841; 1.3: 602.875; 1.4: 13.9933; 1.5: 882.9882; 1.6: 602.875; 1.7: 241.15; 1.8: 8.4594; 1.9: 2009.5833; 2: 63.9995; 2.1: 99.7045; 2.2: 4050.3921; 2.3: 64.1891; 2.4: -3167.4039; 2.5: -50.1958
| 2 | 92.8 | 1: 91.1471; 1.1: 885.3182; 1.2: 1.1872; 1.3: 603.2; 1.4: 14.0226; 1.5: 885.3182; 1.6: 603.2; 1.7: 241.28; 1.8: 8.4594; 1.9: 2010.6667; 2: 64.034; 2.1: 99.7366; 2.2: 4053.4561; 2.3: 64.2031; 2.4: -3168.1379; 2.5: -50.1804
| 2 | 92.85 | 1: 91.3382; 1.1: 887.6523; 1.2: 1.1904; 1.3: 603.525; 1.4: 14.052; 1.5: 887.6523; 1.6: 603.525; 1.7: 241.41; 1.8: 8.4594; 1.9: 2011.75; 2: 64.0685; 2.1: 99.7689; 2.2: 4056.5131; 2.3: 64.2169; 2.4: -3168.8608; 2.5: -50.1648
| 2 | 92.9 | 1: 91.5295; 1.1: 889.9906; 1.2: 1.1935; 1.3: 603.85; 1.4: 14.0815; 1.5: 889.9906; 1.6: 603.85; 1.7: 241.54; 1.8: 8.4594; 1.9: 2012.8333; 2: 64.103; 2.1: 99.8013; 2.2: 4059.5632; 2.3: 64.2306; 2.4: -3169.5726; 2.5: -50.1491
| 2 | 92.95 | 1: 91.7211; 1.1: 892.333; 1.2: 1.1966; 1.3: 604.175; 1.4: 14.1109; 1.5: 892.333; 1.6: 604.175; 1.7: 241.67; 1.8: 8.4594; 1.9: 2013.9167; 2: 64.1375; 2.1: 99.834; 2.2: 4062.6061; 2.3: 64.2441; 2.4: -3170.2732; 2.5: -50.1332
| 2 | 93 | 1: 91.9128; 1.1: 894.6795; 1.2: 1.1998; 1.3: 604.5; 1.4: 14.1404; 1.5: 894.6795; 1.6: 604.5; 1.7: 241.8; 1.8: 8.4594; 1.9: 2015; 2: 64.172; 2.1: 99.8668; 2.2: 4065.642; 2.3: 64.2576; 2.4: -3170.9625; 2.5: -50.1172
| 2 | 93.05 | 1: 92.1048; 1.1: 897.0302; 1.2: 1.2029; 1.3: 604.825; 1.4: 14.17; 1.5: 897.0302; 1.6: 604.825; 1.7: 241.93; 1.8: 8.4594; 1.9: 2016.0833; 2: 64.2065; 2.1: 99.8998; 2.2: 4068.6708; 2.3: 64.2709; 2.4: -3171.6406; 2.5: -50.1009
| 2 | 93.1 | 1: 92.297; 1.1: 899.385; 1.2: 1.2061; 1.3: 605.15; 1.4: 14.1995; 1.5: 899.385; 1.6: 605.15; 1.7: 242.06; 1.8: 8.4594; 1.9: 2017.1667; 2: 64.241; 2.1: 99.9329; 2.2: 4071.6923; 2.3: 64.2841; 2.4: -3172.3073; 2.5: -50.0846
| 2 | 93.15 | 1: 92.4894; 1.1: 901.744; 1.2: 1.2093; 1.3: 605.475; 1.4: 14.2291; 1.5: 901.744; 1.6: 605.475; 1.7: 242.19; 1.8: 8.4594; 1.9: 2018.25; 2: 64.2755; 2.1: 99.9663; 2.2: 4074.7066; 2.3: 64.2972; 2.4: -3172.9626; 2.5: -50.068
| 2 | 93.2 | 1: 92.682; 1.1: 904.1072; 1.2: 1.2124; 1.3: 605.8; 1.4: 14.2588; 1.5: 904.1072; 1.6: 605.8; 1.7: 242.32; 1.8: 8.4594; 1.9: 2019.3333; 2: 64.31; 2.1: 99.9998; 2.2: 4077.7137; 2.3: 64.3101; 2.4: -3173.6065; 2.5: -50.0513
| 2 | 93.25 | 1: 92.8749; 1.1: 906.4745; 1.2: 1.2156; 1.3: 606.125; 1.4: 14.2884; 1.5: 906.4745; 1.6: 606.125; 1.7: 242.45; 1.8: 8.4594; 1.9: 2020.4167; 2: 64.3445; 2.1: 100.0336; 2.2: 4080.7135; 2.3: 64.3229; 2.4: -3174.239; 2.5: -50.0344
| 2 | 93.3 | 1: 93.068; 1.1: 908.846; 1.2: 1.2188; 1.3: 606.45; 1.4: 14.3181; 1.5: 908.846; 1.6: 606.45; 1.7: 242.58; 1.8: 8.4594; 1.9: 2021.5; 2: 64.379; 2.1: 100.0675; 2.2: 4083.7059; 2.3: 64.3356; 2.4: -3174.8599; 2.5: -50.0174
| 2 | 93.35 | 1: 93.2613; 1.1: 911.2217; 1.2: 1.222; 1.3: 606.775; 1.4: 14.3479; 1.5: 911.2217; 1.6: 606.775; 1.7: 242.71; 1.8: 8.4594; 1.9: 2022.5833; 2: 64.4135; 2.1: 100.1016; 2.2: 4086.6909; 2.3: 64.3481; 2.4: -3175.4693; 2.5: -50.0002
| 2 | 93.4 | 1: 93.4548; 1.1: 913.6015; 1.2: 1.2252; 1.3: 607.1; 1.4: 14.3777; 1.5: 913.6015; 1.6: 607.1; 1.7: 242.84; 1.8: 8.4594; 1.9: 2023.6667; 2: 64.448; 2.1: 100.1359; 2.2: 4089.6686; 2.3: 64.3605; 2.4: -3176.0671; 2.5: -49.9829
| 2 | 93.45 | 1: 93.6485; 1.1: 915.9855; 1.2: 1.2284; 1.3: 607.425; 1.4: 14.4075; 1.5: 915.9855; 1.6: 607.425; 1.7: 242.97; 1.8: 8.4594; 1.9: 2024.75; 2: 64.4825; 2.1: 100.1704; 2.2: 4092.6387; 2.3: 64.3728; 2.4: -3176.6532; 2.5: -49.9653
| 2 | 93.5 | 1: 93.8425; 1.1: 918.3737; 1.2: 1.2316; 1.3: 607.75; 1.4: 14.4373; 1.5: 918.3737; 1.6: 607.75; 1.7: 243.1; 1.8: 8.4594; 1.9: 2025.8333; 2: 64.517; 2.1: 100.2051; 2.2: 4095.6013; 2.3: 64.3849; 2.4: -3177.2276; 2.5: -49.9476
| 2 | 93.55 | 1: 94.0367; 1.1: 920.7661; 1.2: 1.2348; 1.3: 608.075; 1.4: 14.4672; 1.5: 920.7661; 1.6: 608.075; 1.7: 243.23; 1.8: 8.4594; 1.9: 2026.9167; 2: 64.5515; 2.1: 100.24; 2.2: 4098.5564; 2.3: 64.397; 2.4: -3177.7903; 2.5: -49.9298
| 2 | 93.6 | 1: 94.231; 1.1: 923.1627; 1.2: 1.238; 1.3: 608.4; 1.4: 14.4971; 1.5: 923.1627; 1.6: 608.4; 1.7: 243.36; 1.8: 8.4594; 1.9: 2028; 2: 64.586; 2.1: 100.275; 2.2: 4101.5039; 2.3: 64.4088; 2.4: -3178.3412; 2.5: -49.9118
| 2 | 93.65 | 1: 94.4257; 1.1: 925.5635; 1.2: 1.2412; 1.3: 608.725; 1.4: 14.527; 1.5: 925.5635; 1.6: 608.725; 1.7: 243.49; 1.8: 8.4594; 1.9: 2029.0833; 2: 64.6205; 2.1: 100.3103; 2.2: 4104.4438; 2.3: 64.4206; 2.4: -3178.8802; 2.5: -49.8936
| 2 | 93.7 | 1: 94.6205; 1.1: 927.9685; 1.2: 1.2444; 1.3: 609.05; 1.4: 14.557; 1.5: 927.9685; 1.6: 609.05; 1.7: 243.62; 1.8: 8.4594; 1.9: 2030.1667; 2: 64.655; 2.1: 100.3457; 2.2: 4107.3759; 2.3: 64.4322; 2.4: -3179.4074; 2.5: -49.8752
| 2 | 93.75 | 1: 94.8156; 1.1: 930.3778; 1.2: 1.2477; 1.3: 609.375; 1.4: 14.587; 1.5: 930.3778; 1.6: 609.375; 1.7: 243.75; 1.8: 8.4594; 1.9: 2031.25; 2: 64.6895; 2.1: 100.3814; 2.2: 4110.3004; 2.3: 64.4437; 2.4: -3179.9226; 2.5: -49.8567
| 2 | 93.8 | 1: 95.0108; 1.1: 932.7912; 1.2: 1.2509; 1.3: 609.7; 1.4: 14.6171; 1.5: 932.7912; 1.6: 609.7; 1.7: 243.88; 1.8: 8.4594; 1.9: 2032.3333; 2: 64.724; 2.1: 100.4172; 2.2: 4113.2171; 2.3: 64.4551; 2.4: -3180.4259; 2.5: -49.838
| 2 | 93.85 | 1: 95.2064; 1.1: 935.2088; 1.2: 1.2541; 1.3: 610.025; 1.4: 14.6471; 1.5: 935.2088; 1.6: 610.025; 1.7: 244.01; 1.8: 8.4594; 1.9: 2033.4167; 2: 64.7585; 2.1: 100.4533; 2.2: 4116.126; 2.3: 64.4663; 2.4: -3180.9172; 2.5: -49.8192
| 2 | 93.9 | 1: 95.4021; 1.1: 937.6307; 1.2: 1.2574; 1.3: 610.35; 1.4: 14.6772; 1.5: 937.6307; 1.6: 610.35; 1.7: 244.14; 1.8: 8.4594; 1.9: 2034.5; 2: 64.793; 2.1: 100.4895; 2.2: 4119.027; 2.3: 64.4774; 2.4: -3181.3964; 2.5: -49.8001
| 2 | 93.95 | 1: 95.598; 1.1: 940.0567; 1.2: 1.2606; 1.3: 610.675; 1.4: 14.7074; 1.5: 940.0567; 1.6: 610.675; 1.7: 244.27; 1.8: 8.4594; 1.9: 2035.5833; 2: 64.8275; 2.1: 100.526; 2.2: 4121.9202; 2.3: 64.4883; 2.4: -3181.8635; 2.5: -49.7809
| 2 | 94 | 1: 95.7942; 1.1: 942.4871; 1.2: 1.2639; 1.3: 611; 1.4: 14.7376; 1.5: 942.4871; 1.6: 611; 1.7: 244.4; 1.8: 8.4594; 1.9: 2036.6667; 2: 64.862; 2.1: 100.5626; 2.2: 4124.8054; 2.3: 64.4991; 2.4: -3182.3184; 2.5: -49.7616
| 2 | 94.05 | 1: 95.9906; 1.1: 944.9216; 1.2: 1.2672; 1.3: 611.325; 1.4: 14.7678; 1.5: 944.9216; 1.6: 611.325; 1.7: 244.53; 1.8: 8.4594; 1.9: 2037.75; 2: 64.8965; 2.1: 100.5994; 2.2: 4127.6827; 2.3: 64.5098; 2.4: -3182.7611; 2.5: -49.742
| 2 | 94.1 | 1: 96.1872; 1.1: 947.3604; 1.2: 1.2704; 1.3: 611.65; 1.4: 14.798; 1.5: 947.3604; 1.6: 611.65; 1.7: 244.66; 1.8: 8.4594; 1.9: 2038.8333; 2: 64.931; 2.1: 100.6365; 2.2: 4130.552; 2.3: 64.5204; 2.4: -3183.1916; 2.5: -49.7223
| 2 | 94.15 | 1: 96.384; 1.1: 949.8034; 1.2: 1.2737; 1.3: 611.975; 1.4: 14.8283; 1.5: 949.8034; 1.6: 611.975; 1.7: 244.79; 1.8: 8.4594; 1.9: 2039.9167; 2: 64.9655; 2.1: 100.6737; 2.2: 4133.4132; 2.3: 64.5308; 2.4: -3183.6098; 2.5: -49.7024
| 2 | 94.2 | 1: 96.5811; 1.1: 952.2507; 1.2: 1.277; 1.3: 612.3; 1.4: 14.8586; 1.5: 952.2507; 1.6: 612.3; 1.7: 244.92; 1.8: 8.4594; 1.9: 2041; 2: 65; 2.1: 100.7111; 2.2: 4136.2663; 2.3: 64.541; 2.4: -3184.0156; 2.5: -49.6824
| 2 | 94.25 | 1: 96.7783; 1.1: 954.7022; 1.2: 1.2803; 1.3: 612.625; 1.4: 14.889; 1.5: 954.7022; 1.6: 612.625; 1.7: 245.05; 1.8: 8.4594; 1.9: 2042.0833; 2: 65.0345; 2.1: 100.7488; 2.2: 4139.1113; 2.3: 64.5512; 2.4: -3184.4091; 2.5: -49.6622
| 2 | 94.3 | 1: 96.9758; 1.1: 957.1579; 1.2: 1.2836; 1.3: 612.95; 1.4: 14.9194; 1.5: 957.1579; 1.6: 612.95; 1.7: 245.18; 1.8: 8.4594; 1.9: 2043.1667; 2: 65.069; 2.1: 100.7866; 2.2: 4141.9481; 2.3: 64.5611; 2.4: -3184.7901; 2.5: -49.6418
| 2 | 94.35 | 1: 97.1736; 1.1: 959.618; 1.2: 1.2869; 1.3: 613.275; 1.4: 14.9498; 1.5: 959.618; 1.6: 613.275; 1.7: 245.31; 1.8: 8.4594; 1.9: 2044.25; 2: 65.1035; 2.1: 100.8247; 2.2: 4144.7766; 2.3: 64.571; 2.4: -3185.1587; 2.5: -49.6212
| 2 | 94.4 | 1: 97.3715; 1.1: 962.0823; 1.2: 1.2902; 1.3: 613.6; 1.4: 14.9802; 1.5: 962.0823; 1.6: 613.6; 1.7: 245.44; 1.8: 8.4594; 1.9: 2045.3333; 2: 65.138; 2.1: 100.8629; 2.2: 4147.597; 2.3: 64.5807; 2.4: -3185.5147; 2.5: -49.6005
| 2 | 94.45 | 1: 97.5697; 1.1: 964.5508; 1.2: 1.2935; 1.3: 613.925; 1.4: 15.0107; 1.5: 964.5508; 1.6: 613.925; 1.7: 245.57; 1.8: 8.4594; 1.9: 2046.4167; 2: 65.1725; 2.1: 100.9014; 2.2: 4150.409; 2.3: 64.5903; 2.4: -3185.8582; 2.5: -49.5796
| 2 | 94.5 | 1: 97.768; 1.1: 967.0236; 1.2: 1.2968; 1.3: 614.25; 1.4: 15.0412; 1.5: 967.0236; 1.6: 614.25; 1.7: 245.7; 1.8: 8.4594; 1.9: 2047.5; 2: 65.207; 2.1: 100.9401; 2.2: 4153.2126; 2.3: 64.5997; 2.4: -3186.189; 2.5: -49.5585
| 2 | 94.55 | 1: 97.9666; 1.1: 969.5007; 1.2: 1.3001; 1.3: 614.575; 1.4: 15.0718; 1.5: 969.5007; 1.6: 614.575; 1.7: 245.83; 1.8: 8.4594; 1.9: 2048.5833; 2: 65.2415; 2.1: 100.979; 2.2: 4156.0079; 2.3: 64.609; 2.4: -3186.5072; 2.5: -49.5372
| 2 | 94.6 | 1: 98.1655; 1.1: 971.9821; 1.2: 1.3034; 1.3: 614.9; 1.4: 15.1024; 1.5: 971.9821; 1.6: 614.9; 1.7: 245.96; 1.8: 8.4594; 1.9: 2049.6667; 2: 65.276; 2.1: 101.0181; 2.2: 4158.7947; 2.3: 64.6182; 2.4: -3186.8126; 2.5: -49.5158
| 2 | 94.65 | 1: 98.3645; 1.1: 974.4678; 1.2: 1.3068; 1.3: 615.225; 1.4: 15.133; 1.5: 974.4678; 1.6: 615.225; 1.7: 246.09; 1.8: 8.4594; 1.9: 2050.75; 2: 65.3105; 2.1: 101.0574; 2.2: 4161.5731; 2.3: 64.6272; 2.4: -3187.1053; 2.5: -49.4942
| 2 | 94.7 | 1: 98.5638; 1.1: 976.9577; 1.2: 1.3101; 1.3: 615.55; 1.4: 15.1637; 1.5: 976.9577; 1.6: 615.55; 1.7: 246.22; 1.8: 8.4594; 1.9: 2051.8333; 2: 65.345; 2.1: 101.0969; 2.2: 4164.343; 2.3: 64.636; 2.4: -3187.3852; 2.5: -49.4724
| 2 | 94.75 | 1: 98.7633; 1.1: 979.452; 1.2: 1.3135; 1.3: 615.875; 1.4: 15.1944; 1.5: 979.452; 1.6: 615.875; 1.7: 246.35; 1.8: 8.4594; 1.9: 2052.9167; 2: 65.3795; 2.1: 101.1366; 2.2: 4167.1043; 2.3: 64.6448; 2.4: -3187.6523; 2.5: -49.4504
| 2 | 94.8 | 1: 98.963; 1.1: 981.9505; 1.2: 1.3168; 1.3: 616.2; 1.4: 15.2251; 1.5: 981.9505; 1.6: 616.2; 1.7: 246.48; 1.8: 8.4594; 1.9: 2054; 2: 65.414; 2.1: 101.1765; 2.2: 4169.857; 2.3: 64.6534; 2.4: -3187.9065; 2.5: -49.4283
| 2 | 94.85 | 1: 99.1629; 1.1: 984.4534; 1.2: 1.3202; 1.3: 616.525; 1.4: 15.2558; 1.5: 984.4534; 1.6: 616.525; 1.7: 246.61; 1.8: 8.4594; 1.9: 2055.0833; 2: 65.4485; 2.1: 101.2167; 2.2: 4172.601; 2.3: 64.6618; 2.4: -3188.1477; 2.5: -49.406
| 2 | 94.9 | 1: 99.3631; 1.1: 986.9605; 1.2: 1.3235; 1.3: 616.85; 1.4: 15.2866; 1.5: 986.9605; 1.6: 616.85; 1.7: 246.74; 1.8: 8.4594; 1.9: 2056.1667; 2: 65.483; 2.1: 101.257; 2.2: 4175.3364; 2.3: 64.6701; 2.4: -3188.3759; 2.5: -49.3835
| 2 | 94.95 | 1: 99.5635; 1.1: 989.4719; 1.2: 1.3269; 1.3: 617.175; 1.4: 15.3175; 1.5: 989.4719; 1.6: 617.175; 1.7: 246.87; 1.8: 8.4594; 1.9: 2057.25; 2: 65.5175; 2.1: 101.2976; 2.2: 4178.063; 2.3: 64.6783; 2.4: -3188.5911; 2.5: -49.3608
| 2 | 95 | 1: 99.7641; 1.1: 991.9877; 1.2: 1.3303; 1.3: 617.5; 1.4: 15.3483; 1.5: 991.9877; 1.6: 617.5; 1.7: 247; 1.8: 8.4594; 1.9: 2058.3333; 2: 65.552; 2.1: 101.3384; 2.2: 4180.7809; 2.3: 64.6863; 2.4: -3188.7932; 2.5: -49.3379
| 2 | 95.05 | 1: 99.9649; 1.1: 994.5078; 1.2: 1.3337; 1.3: 617.825; 1.4: 15.3792; 1.5: 994.5078; 1.6: 617.825; 1.7: 247.13; 1.8: 8.4594; 1.9: 2059.4167; 2: 65.5865; 2.1: 101.3794; 2.2: 4183.49; 2.3: 64.6941; 2.4: -3188.9822; 2.5: -49.3149
| 2 | 95.1 | 1: 100.166; 1.1: 997.0322; 1.2: 1.337; 1.3: 618.15; 1.4: 15.4102; 1.5: 997.0322; 1.6: 618.15; 1.7: 247.26; 1.8: 8.4594; 1.9: 2060.5; 2: 65.621; 2.1: 101.4206; 2.2: 4186.1902; 2.3: 64.7018; 2.4: -3189.158; 2.5: -49.2917
| 2 | 95.15 | 1: 100.3673; 1.1: 999.5609; 1.2: 1.3404; 1.3: 618.475; 1.4: 15.4411; 1.5: 999.5609; 1.6: 618.475; 1.7: 247.39; 1.8: 8.4594; 1.9: 2061.5833; 2: 65.6555; 2.1: 101.4621; 2.2: 4188.8815; 2.3: 64.7094; 2.4: -3189.3206; 2.5: -49.2683
| 2 | 95.2 | 1: 100.5688; 1.1: 1002.094; 1.2: 1.3438; 1.3: 618.8; 1.4: 15.4721; 1.5: 1002.094; 1.6: 618.8; 1.7: 247.52; 1.8: 8.4594; 1.9: 2062.6667; 2: 65.69; 2.1: 101.5037; 2.2: 4191.5639; 2.3: 64.7169; 2.4: -3189.4699; 2.5: -49.2447
| 2 | 95.25 | 1: 100.7705; 1.1: 1004.6314; 1.2: 1.3472; 1.3: 619.125; 1.4: 15.5032; 1.5: 1004.6314; 1.6: 619.125; 1.7: 247.65; 1.8: 8.4594; 1.9: 2063.75; 2: 65.7245; 2.1: 101.5456; 2.2: 4194.2373; 2.3: 64.7241; 2.4: -3189.6059; 2.5: -49.221
| 2 | 95.3 | 1: 100.9724; 1.1: 1007.1731; 1.2: 1.3506; 1.3: 619.45; 1.4: 15.5342; 1.5: 1007.1731; 1.6: 619.45; 1.7: 247.78; 1.8: 8.4594; 1.9: 2064.8333; 2: 65.759; 2.1: 101.5877; 2.2: 4196.9017; 2.3: 64.7313; 2.4: -3189.7286; 2.5: -49.1971
| 2 | 95.35 | 1: 101.1746; 1.1: 1009.7192; 1.2: 1.3541; 1.3: 619.775; 1.4: 15.5653; 1.5: 1009.7192; 1.6: 619.775; 1.7: 247.91; 1.8: 8.4594; 1.9: 2065.9167; 2: 65.7935; 2.1: 101.63; 2.2: 4199.557; 2.3: 64.7383; 2.4: -3189.8378; 2.5: -49.1729
| 2 | 95.4 | 1: 101.377; 1.1: 1012.2696; 1.2: 1.3575; 1.3: 620.1; 1.4: 15.5965; 1.5: 1012.2696; 1.6: 620.1; 1.7: 248.04; 1.8: 8.4594; 1.9: 2067; 2: 65.828; 2.1: 101.6726; 2.2: 4202.2032; 2.3: 64.7451; 2.4: -3189.9336; 2.5: -49.1486
| 2 | 95.45 | 1: 101.5796; 1.1: 1014.8244; 1.2: 1.3609; 1.3: 620.425; 1.4: 15.6276; 1.5: 1014.8244; 1.6: 620.425; 1.7: 248.17; 1.8: 8.4594; 1.9: 2068.0833; 2: 65.8625; 2.1: 101.7154; 2.2: 4204.8403; 2.3: 64.7518; 2.4: -3190.0159; 2.5: -49.1242
| 2 | 95.5 | 1: 101.7825; 1.1: 1017.3835; 1.2: 1.3643; 1.3: 620.75; 1.4: 15.6588; 1.5: 1017.3835; 1.6: 620.75; 1.7: 248.3; 1.8: 8.4594; 1.9: 2069.1667; 2: 65.897; 2.1: 101.7584; 2.2: 4207.4681; 2.3: 64.7583; 2.4: -3190.0846; 2.5: -49.0995
| 2 | 95.55 | 1: 101.9855; 1.1: 1019.947; 1.2: 1.3678; 1.3: 621.075; 1.4: 15.6901; 1.5: 1019.947; 1.6: 621.075; 1.7: 248.43; 1.8: 8.4594; 1.9: 2070.25; 2: 65.9315; 2.1: 101.8016; 2.2: 4210.0868; 2.3: 64.7647; 2.4: -3190.1398; 2.5: -49.0747
| 2 | 95.6 | 1: 102.1888; 1.1: 1022.5149; 1.2: 1.3712; 1.3: 621.4; 1.4: 15.7214; 1.5: 1022.5149; 1.6: 621.4; 1.7: 248.56; 1.8: 8.4594; 1.9: 2071.3333; 2: 65.966; 2.1: 101.845; 2.2: 4212.6961; 2.3: 64.771; 2.4: -3190.1813; 2.5: -49.0496
| 2 | 95.65 | 1: 102.3923; 1.1: 1025.0871; 1.2: 1.3747; 1.3: 621.725; 1.4: 15.7527; 1.5: 1025.0871; 1.6: 621.725; 1.7: 248.69; 1.8: 8.4594; 1.9: 2072.4167; 2: 66.0005; 2.1: 101.8887; 2.2: 4215.2962; 2.3: 64.7771; 2.4: -3190.2091; 2.5: -49.0244
| 2 | 95.7 | 1: 102.5961; 1.1: 1027.6637; 1.2: 1.3781; 1.3: 622.05; 1.4: 15.784; 1.5: 1027.6637; 1.6: 622.05; 1.7: 248.82; 1.8: 8.4594; 1.9: 2073.5; 2: 66.035; 2.1: 101.9326; 2.2: 4217.8869; 2.3: 64.783; 2.4: -3190.2232; 2.5: -48.999
| 2 | 95.75 | 1: 102.8; 1.1: 1030.2447; 1.2: 1.3816; 1.3: 622.375; 1.4: 15.8154; 1.5: 1030.2447; 1.6: 622.375; 1.7: 248.95; 1.8: 8.4594; 1.9: 2074.5833; 2: 66.0695; 2.1: 101.9767; 2.2: 4220.4681; 2.3: 64.7888; 2.4: -3190.2235; 2.5: -48.9734
| 2 | 95.8 | 1: 103.0042; 1.1: 1032.83; 1.2: 1.385; 1.3: 622.7; 1.4: 15.8468; 1.5: 1032.83; 1.6: 622.7; 1.7: 249.08; 1.8: 8.4594; 1.9: 2075.6667; 2: 66.104; 2.1: 102.0211; 2.2: 4223.04; 2.3: 64.7945; 2.4: -3190.2099; 2.5: -48.9477
| 2 | 95.85 | 1: 103.2086; 1.1: 1035.4198; 1.2: 1.3885; 1.3: 623.025; 1.4: 15.8782; 1.5: 1035.4198; 1.6: 623.025; 1.7: 249.21; 1.8: 8.4594; 1.9: 2076.75; 2: 66.1385; 2.1: 102.0657; 2.2: 4225.6023; 2.3: 64.8; 2.4: -3190.1826; 2.5: -48.9217
| 2 | 95.9 | 1: 103.4132; 1.1: 1038.0139; 1.2: 1.392; 1.3: 623.35; 1.4: 15.9097; 1.5: 1038.0139; 1.6: 623.35; 1.7: 249.34; 1.8: 8.4594; 1.9: 2077.8333; 2: 66.173; 2.1: 102.1105; 2.2: 4228.1552; 2.3: 64.8053; 2.4: -3190.1412; 2.5: -48.8956
| 2 | 95.95 | 1: 103.6181; 1.1: 1040.6124; 1.2: 1.3955; 1.3: 623.675; 1.4: 15.9412; 1.5: 1040.6124; 1.6: 623.675; 1.7: 249.47; 1.8: 8.4594; 1.9: 2078.9167; 2: 66.2075; 2.1: 102.1556; 2.2: 4230.6984; 2.3: 64.8105; 2.4: -3190.086; 2.5: -48.8692
| 2 | 96 | 1: 103.8232; 1.1: 1043.2154; 1.2: 1.399; 1.3: 624; 1.4: 15.9728; 1.5: 1043.2154; 1.6: 624; 1.7: 249.6; 1.8: 8.4594; 1.9: 2080; 2: 66.242; 2.1: 102.2009; 2.2: 4233.232; 2.3: 64.8155; 2.4: -3190.0167; 2.5: -48.8427
| 2 | 96.05 | 1: 104.0285; 1.1: 1045.8227; 1.2: 1.4025; 1.3: 624.325; 1.4: 16.0044; 1.5: 1045.8227; 1.6: 624.325; 1.7: 249.73; 1.8: 8.4594; 1.9: 2081.0833; 2: 66.2765; 2.1: 102.2464; 2.2: 4235.756; 2.3: 64.8204; 2.4: -3189.9333; 2.5: -48.816
| 2 | 96.1 | 1: 104.234; 1.1: 1048.4344; 1.2: 1.406; 1.3: 624.65; 1.4: 16.036; 1.5: 1048.4344; 1.6: 624.65; 1.7: 249.86; 1.8: 8.4594; 1.9: 2082.1667; 2: 66.311; 2.1: 102.2922; 2.2: 4238.2703; 2.3: 64.8251; 2.4: -3189.8359; 2.5: -48.7891
| 2 | 96.15 | 1: 104.4398; 1.1: 1051.0506; 1.2: 1.4095; 1.3: 624.975; 1.4: 16.0677; 1.5: 1051.0506; 1.6: 624.975; 1.7: 249.99; 1.8: 8.4594; 1.9: 2083.25; 2: 66.3455; 2.1: 102.3382; 2.2: 4240.7749; 2.3: 64.8297; 2.4: -3189.7243; 2.5: -48.7621
| 2 | 96.2 | 1: 104.6458; 1.1: 1053.6711; 1.2: 1.413; 1.3: 625.3; 1.4: 16.0993; 1.5: 1053.6711; 1.6: 625.3; 1.7: 250.12; 1.8: 8.4594; 1.9: 2084.3333; 2: 66.38; 2.1: 102.3844; 2.2: 4243.2696; 2.3: 64.8341; 2.4: -3189.5985; 2.5: -48.7348
| 2 | 96.25 | 1: 104.852; 1.1: 1056.2961; 1.2: 1.4165; 1.3: 625.625; 1.4: 16.1311; 1.5: 1056.2961; 1.6: 625.625; 1.7: 250.25; 1.8: 8.4594; 1.9: 2085.4167; 2: 66.4145; 2.1: 102.4309; 2.2: 4245.7546; 2.3: 64.8384; 2.4: -3189.4585; 2.5: -48.7073
| 2 | 96.3 | 1: 105.0584; 1.1: 1058.9255; 1.2: 1.42; 1.3: 625.95; 1.4: 16.1628; 1.5: 1058.9255; 1.6: 625.95; 1.7: 250.38; 1.8: 8.4594; 1.9: 2086.5; 2: 66.449; 2.1: 102.4776; 2.2: 4248.2297; 2.3: 64.8425; 2.4: -3189.3041; 2.5: -48.6797
| 2 | 96.35 | 1: 105.265; 1.1: 1061.5594; 1.2: 1.4236; 1.3: 626.275; 1.4: 16.1946; 1.5: 1061.5594; 1.6: 626.275; 1.7: 250.51; 1.8: 8.4594; 1.9: 2087.5833; 2: 66.4835; 2.1: 102.5245; 2.2: 4250.6948; 2.3: 64.8465; 2.4: -3189.1355; 2.5: -48.6519
| 2 | 96.4 | 1: 105.4719; 1.1: 1064.1976; 1.2: 1.4271; 1.3: 626.6; 1.4: 16.2264; 1.5: 1064.1976; 1.6: 626.6; 1.7: 250.64; 1.8: 8.4594; 1.9: 2088.6667; 2: 66.518; 2.1: 102.5717; 2.2: 4253.15; 2.3: 64.8503; 2.4: -3188.9524; 2.5: -48.6238
| 2 | 96.45 | 1: 105.679; 1.1: 1066.8403; 1.2: 1.4307; 1.3: 626.925; 1.4: 16.2583; 1.5: 1066.8403; 1.6: 626.925; 1.7: 250.77; 1.8: 8.4594; 1.9: 2089.75; 2: 66.5525; 2.1: 102.6191; 2.2: 4255.5953; 2.3: 64.8539; 2.4: -3188.7549; 2.5: -48.5956
| 2 | 96.5 | 1: 105.8864; 1.1: 1069.4875; 1.2: 1.4342; 1.3: 627.25; 1.4: 16.2902; 1.5: 1069.4875; 1.6: 627.25; 1.7: 250.9; 1.8: 8.4594; 1.9: 2090.8333; 2: 66.587; 2.1: 102.6668; 2.2: 4258.0305; 2.3: 64.8574; 2.4: -3188.543; 2.5: -48.5672
| 2 | 96.55 | 1: 106.0939; 1.1: 1072.1391; 1.2: 1.4378; 1.3: 627.575; 1.4: 16.3221; 1.5: 1072.1391; 1.6: 627.575; 1.7: 251.03; 1.8: 8.4594; 1.9: 2091.9167; 2: 66.6215; 2.1: 102.7147; 2.2: 4260.4556; 2.3: 64.8608; 2.4: -3188.3165; 2.5: -48.5386
| 2 | 96.6 | 1: 106.3017; 1.1: 1074.7951; 1.2: 1.4413; 1.3: 627.9; 1.4: 16.3541; 1.5: 1074.7951; 1.6: 627.9; 1.7: 251.16; 1.8: 8.4594; 1.9: 2093; 2: 66.6561; 2.1: 102.7629; 2.2: 4262.8706; 2.3: 64.8639; 2.4: -3188.0755; 2.5: -48.5098
| 2 | 96.65 | 1: 106.5097; 1.1: 1077.4556; 1.2: 1.4449; 1.3: 628.225; 1.4: 16.3861; 1.5: 1077.4556; 1.6: 628.225; 1.7: 251.29; 1.8: 8.4594; 1.9: 2094.0833; 2: 66.6906; 2.1: 102.8113; 2.2: 4265.2754; 2.3: 64.8669; 2.4: -3187.8198; 2.5: -48.4808
| 2 | 96.7 | 1: 106.7179; 1.1: 1080.1206; 1.2: 1.4485; 1.3: 628.55; 1.4: 16.4181; 1.5: 1080.1206; 1.6: 628.55; 1.7: 251.42; 1.8: 8.4594; 1.9: 2095.1667; 2: 66.7251; 2.1: 102.86; 2.2: 4267.6701; 2.3: 64.8698; 2.4: -3187.5495; 2.5: -48.4517
| 2 | 96.75 | 1: 106.9264; 1.1: 1082.79; 1.2: 1.452; 1.3: 628.875; 1.4: 16.4502; 1.5: 1082.79; 1.6: 628.875; 1.7: 251.55; 1.8: 8.4594; 1.9: 2096.25; 2: 66.7596; 2.1: 102.9089; 2.2: 4270.0545; 2.3: 64.8725; 2.4: -3187.2645; 2.5: -48.4223
| 2 | 96.8 | 1: 107.1351; 1.1: 1085.4639; 1.2: 1.4556; 1.3: 629.2; 1.4: 16.4823; 1.5: 1085.4639; 1.6: 629.2; 1.7: 251.68; 1.8: 8.4594; 1.9: 2097.3333; 2: 66.7941; 2.1: 102.958; 2.2: 4272.4286; 2.3: 64.8751; 2.4: -3186.9647; 2.5: -48.3927
| 2 | 96.85 | 1: 107.344; 1.1: 1088.1423; 1.2: 1.4592; 1.3: 629.525; 1.4: 16.5145; 1.5: 1088.1423; 1.6: 629.525; 1.7: 251.81; 1.8: 8.4594; 1.9: 2098.4167; 2: 66.8286; 2.1: 103.0074; 2.2: 4274.7924; 2.3: 64.8774; 2.4: -3186.6501; 2.5: -48.363
| 2 | 96.9 | 1: 107.5531; 1.1: 1090.8251; 1.2: 1.4628; 1.3: 629.85; 1.4: 16.5466; 1.5: 1090.8251; 1.6: 629.85; 1.7: 251.94; 1.8: 8.4594; 1.9: 2099.5; 2: 66.8631; 2.1: 103.057; 2.2: 4277.1458; 2.3: 64.8797; 2.4: -3186.3207; 2.5: -48.333
| 2 | 96.95 | 1: 107.7625; 1.1: 1093.5124; 1.2: 1.4664; 1.3: 630.175; 1.4: 16.5788; 1.5: 1093.5124; 1.6: 630.175; 1.7: 252.07; 1.8: 8.4594; 1.9: 2100.5833; 2: 66.8976; 2.1: 103.1069; 2.2: 4279.4888; 2.3: 64.8817; 2.4: -3185.9764; 2.5: -48.3029
| 2 | 97 | 1: 107.9721; 1.1: 1096.2043; 1.2: 1.47; 1.3: 630.5; 1.4: 16.6111; 1.5: 1096.2043; 1.6: 630.5; 1.7: 252.2; 1.8: 8.4594; 1.9: 2101.6667; 2: 66.9321; 2.1: 103.1571; 2.2: 4281.8214; 2.3: 64.8836; 2.4: -3185.6172; 2.5: -48.2725
| 2 | 97.05 | 1: 108.1819; 1.1: 1098.9005; 1.2: 1.4736; 1.3: 630.825; 1.4: 16.6434; 1.5: 1098.9005; 1.6: 630.825; 1.7: 252.33; 1.8: 8.4594; 1.9: 2102.75; 2: 66.9666; 2.1: 103.2075; 2.2: 4284.1435; 2.3: 64.8854; 2.4: -3185.2429; 2.5: -48.242
| 2 | 97.1 | 1: 108.3919; 1.1: 1101.6013; 1.2: 1.4773; 1.3: 631.15; 1.4: 16.6757; 1.5: 1101.6013; 1.6: 631.15; 1.7: 252.46; 1.8: 8.4594; 1.9: 2103.8333; 2: 67.0011; 2.1: 103.2582; 2.2: 4286.455; 2.3: 64.8869; 2.4: -3184.8537; 2.5: -48.2113
| 2 | 97.15 | 1: 108.6022; 1.1: 1104.3066; 1.2: 1.4809; 1.3: 631.475; 1.4: 16.708; 1.5: 1104.3066; 1.6: 631.475; 1.7: 252.59; 1.8: 8.4594; 1.9: 2104.9167; 2: 67.0356; 2.1: 103.3091; 2.2: 4288.756; 2.3: 64.8884; 2.4: -3184.4494; 2.5: -48.1803
| 2 | 97.2 | 1: 108.8127; 1.1: 1107.0164; 1.2: 1.4845; 1.3: 631.8; 1.4: 16.7404; 1.5: 1107.0164; 1.6: 631.8; 1.7: 252.72; 1.8: 8.4594; 1.9: 2106; 2: 67.0701; 2.1: 103.3602; 2.2: 4291.0463; 2.3: 64.8896; 2.4: -3184.0299; 2.5: -48.1492
| 2 | 97.25 | 1: 109.0234; 1.1: 1109.7307; 1.2: 1.4882; 1.3: 632.125; 1.4: 16.7728; 1.5: 1109.7307; 1.6: 632.125; 1.7: 252.85; 1.8: 8.4594; 1.9: 2107.0833; 2: 67.1046; 2.1: 103.4117; 2.2: 4293.326; 2.3: 64.8907; 2.4: -3183.5953; 2.5: -48.1179
| 2 | 97.3 | 1: 109.2343; 1.1: 1112.4495; 1.2: 1.4918; 1.3: 632.45; 1.4: 16.8053; 1.5: 1112.4495; 1.6: 632.45; 1.7: 252.98; 1.8: 8.4594; 1.9: 2108.1667; 2: 67.1391; 2.1: 103.4634; 2.2: 4295.595; 2.3: 64.8916; 2.4: -3183.1455; 2.5: -48.0864
| 2 | 97.35 | 1: 109.4455; 1.1: 1115.1728; 1.2: 1.4955; 1.3: 632.775; 1.4: 16.8378; 1.5: 1115.1728; 1.6: 632.775; 1.7: 253.11; 1.8: 8.4594; 1.9: 2109.25; 2: 67.1736; 2.1: 103.5153; 2.2: 4297.8533; 2.3: 64.8924; 2.4: -3182.6804; 2.5: -48.0546
| 2 | 97.4 | 1: 109.6569; 1.1: 1117.9007; 1.2: 1.4991; 1.3: 633.1; 1.4: 16.8703; 1.5: 1117.9007; 1.6: 633.1; 1.7: 253.24; 1.8: 8.4594; 1.9: 2110.3333; 2: 67.2081; 2.1: 103.5675; 2.2: 4300.1008; 2.3: 64.893; 2.4: -3182.2001; 2.5: -48.0227
| 2 | 97.45 | 1: 109.8685; 1.1: 1120.6331; 1.2: 1.5028; 1.3: 633.425; 1.4: 16.9028; 1.5: 1120.6331; 1.6: 633.425; 1.7: 253.37; 1.8: 8.4594; 1.9: 2111.4167; 2: 67.2426; 2.1: 103.62; 2.2: 4302.3374; 2.3: 64.8935; 2.4: -3181.7043; 2.5: -47.9906
| 2 | 97.5 | 1: 110.0803; 1.1: 1123.37; 1.2: 1.5065; 1.3: 633.75; 1.4: 16.9354; 1.5: 1123.37; 1.6: 633.75; 1.7: 253.5; 1.8: 8.4594; 1.9: 2112.5; 2: 67.2771; 2.1: 103.6727; 2.2: 4304.5632; 2.3: 64.8937; 2.4: -3181.1932; 2.5: -47.9583
| 2 | 97.55 | 1: 110.2924; 1.1: 1126.1114; 1.2: 1.5101; 1.3: 634.075; 1.4: 16.9681; 1.5: 1126.1114; 1.6: 634.075; 1.7: 253.63; 1.8: 8.4594; 1.9: 2113.5833; 2: 67.3116; 2.1: 103.7257; 2.2: 4306.7781; 2.3: 64.8938; 2.4: -3180.6667; 2.5: -47.9258
| 2 | 97.6 | 1: 110.5047; 1.1: 1128.8574; 1.2: 1.5138; 1.3: 634.4; 1.4: 17.0007; 1.5: 1128.8574; 1.6: 634.4; 1.7: 253.76; 1.8: 8.4594; 1.9: 2114.6667; 2: 67.3461; 2.1: 103.7789; 2.2: 4308.982; 2.3: 64.8938; 2.4: -3180.1247; 2.5: -47.8931
| 2 | 97.65 | 1: 110.7173; 1.1: 1131.6079; 1.2: 1.5175; 1.3: 634.725; 1.4: 17.0334; 1.5: 1131.6079; 1.6: 634.725; 1.7: 253.89; 1.8: 8.4594; 1.9: 2115.75; 2: 67.3806; 2.1: 103.8324; 2.2: 4311.175; 2.3: 64.8936; 2.4: -3179.5671; 2.5: -47.8601
| 2 | 97.7 | 1: 110.93; 1.1: 1134.3629; 1.2: 1.5212; 1.3: 635.05; 1.4: 17.0662; 1.5: 1134.3629; 1.6: 635.05; 1.7: 254.02; 1.8: 8.4594; 1.9: 2116.8333; 2: 67.4151; 2.1: 103.8862; 2.2: 4313.3569; 2.3: 64.8932; 2.4: -3178.994; 2.5: -47.827
| 2 | 97.75 | 1: 111.143; 1.1: 1137.1225; 1.2: 1.5249; 1.3: 635.375; 1.4: 17.0989; 1.5: 1137.1225; 1.6: 635.375; 1.7: 254.15; 1.8: 8.4594; 1.9: 2117.9167; 2: 67.4496; 2.1: 103.9403; 2.2: 4315.5278; 2.3: 64.8926; 2.4: -3178.4052; 2.5: -47.7937
| 2 | 97.8 | 1: 111.3562; 1.1: 1139.8867; 1.2: 1.5286; 1.3: 635.7; 1.4: 17.1317; 1.5: 1139.8867; 1.6: 635.7; 1.7: 254.28; 1.8: 8.4594; 1.9: 2119; 2: 67.4841; 2.1: 103.9946; 2.2: 4317.6875; 2.3: 64.8919; 2.4: -3177.8008; 2.5: -47.7602
| 2 | 97.85 | 1: 111.5696; 1.1: 1142.6554; 1.2: 1.5323; 1.3: 636.025; 1.4: 17.1646; 1.5: 1142.6554; 1.6: 636.025; 1.7: 254.41; 1.8: 8.4594; 1.9: 2120.0833; 2: 67.5186; 2.1: 104.0492; 2.2: 4319.8361; 2.3: 64.891; 2.4: -3177.1807; 2.5: -47.7265
| 2 | 97.9 | 1: 111.7833; 1.1: 1145.4287; 1.2: 1.536; 1.3: 636.35; 1.4: 17.1974; 1.5: 1145.4287; 1.6: 636.35; 1.7: 254.54; 1.8: 8.4594; 1.9: 2121.1667; 2: 67.5531; 2.1: 104.104; 2.2: 4321.9735; 2.3: 64.89; 2.4: -3176.5448; 2.5: -47.6926
| 2 | 97.95 | 1: 111.9972; 1.1: 1148.2065; 1.2: 1.5398; 1.3: 636.675; 1.4: 17.2303; 1.5: 1148.2065; 1.6: 636.675; 1.7: 254.67; 1.8: 8.4594; 1.9: 2122.25; 2: 67.5876; 2.1: 104.1591; 2.2: 4324.0997; 2.3: 64.8888; 2.4: -3175.8931; 2.5: -47.6584
| 2 | 98 | 1: 112.2113; 1.1: 1150.989; 1.2: 1.5435; 1.3: 637; 1.4: 17.2633; 1.5: 1150.989; 1.6: 637; 1.7: 254.8; 1.8: 8.4594; 1.9: 2123.3333; 2: 67.6221; 2.1: 104.2145; 2.2: 4326.2146; 2.3: 64.8874; 2.4: -3175.2256; 2.5: -47.6241
| 2 | 98.05 | 1: 112.4257; 1.1: 1153.776; 1.2: 1.5472; 1.3: 637.325; 1.4: 17.2963; 1.5: 1153.776; 1.6: 637.325; 1.7: 254.93; 1.8: 8.4594; 1.9: 2124.4167; 2: 67.6566; 2.1: 104.2702; 2.2: 4328.3182; 2.3: 64.8858; 2.4: -3174.5422; 2.5: -47.5896
| 2 | 98.1 | 1: 112.6403; 1.1: 1156.5676; 1.2: 1.551; 1.3: 637.65; 1.4: 17.3293; 1.5: 1156.5676; 1.6: 637.65; 1.7: 255.06; 1.8: 8.4594; 1.9: 2125.5; 2: 67.6911; 2.1: 104.3261; 2.2: 4330.4105; 2.3: 64.8841; 2.4: -3173.8429; 2.5: -47.5548
| 2 | 98.15 | 1: 112.8551; 1.1: 1159.3637; 1.2: 1.5547; 1.3: 637.975; 1.4: 17.3623; 1.5: 1159.3637; 1.6: 637.975; 1.7: 255.19; 1.8: 8.4594; 1.9: 2126.5833; 2: 67.7256; 2.1: 104.3824; 2.2: 4332.4913; 2.3: 64.8822; 2.4: -3173.1276; 2.5: -47.5199
| 2 | 98.2 | 1: 113.0701; 1.1: 1162.1645; 1.2: 1.5585; 1.3: 638.3; 1.4: 17.3954; 1.5: 1162.1645; 1.6: 638.3; 1.7: 255.32; 1.8: 8.4594; 1.9: 2127.6667; 2: 67.7601; 2.1: 104.4389; 2.2: 4334.5608; 2.3: 64.8802; 2.4: -3172.3963; 2.5: -47.4848
| 2 | 98.25 | 1: 113.2853; 1.1: 1164.9698; 1.2: 1.5623; 1.3: 638.625; 1.4: 17.4285; 1.5: 1164.9698; 1.6: 638.625; 1.7: 255.45; 1.8: 8.4594; 1.9: 2128.75; 2: 67.7946; 2.1: 104.4956; 2.2: 4336.6187; 2.3: 64.8779; 2.4: -3171.6489; 2.5: -47.4494
| 2 | 98.3 | 1: 113.5008; 1.1: 1167.7798; 1.2: 1.566; 1.3: 638.95; 1.4: 17.4617; 1.5: 1167.7798; 1.6: 638.95; 1.7: 255.58; 1.8: 8.4594; 1.9: 2129.8333; 2: 67.8291; 2.1: 104.5527; 2.2: 4338.6652; 2.3: 64.8755; 2.4: -3170.8854; 2.5: -47.4139
| 2 | 98.35 | 1: 113.7165; 1.1: 1170.5944; 1.2: 1.5698; 1.3: 639.275; 1.4: 17.4949; 1.5: 1170.5944; 1.6: 639.275; 1.7: 255.71; 1.8: 8.4594; 1.9: 2130.9167; 2: 67.8636; 2.1: 104.61; 2.2: 4340.7001; 2.3: 64.873; 2.4: -3170.1057; 2.5: -47.3781
| 2 | 98.4 | 1: 113.9325; 1.1: 1173.4135; 1.2: 1.5736; 1.3: 639.6; 1.4: 17.5281; 1.5: 1173.4135; 1.6: 639.6; 1.7: 255.84; 1.8: 8.4594; 1.9: 2132; 2: 67.8981; 2.1: 104.6676; 2.2: 4342.7234; 2.3: 64.8702; 2.4: -3169.3099; 2.5: -47.3421
| 2 | 98.45 | 1: 114.1487; 1.1: 1176.2373; 1.2: 1.5774; 1.3: 639.925; 1.4: 17.5613; 1.5: 1176.2373; 1.6: 639.925; 1.7: 255.97; 1.8: 8.4594; 1.9: 2133.0833; 2: 67.9326; 2.1: 104.7255; 2.2: 4344.7351; 2.3: 64.8673; 2.4: -3168.4978; 2.5: -47.306
| 2 | 98.5 | 1: 114.3651; 1.1: 1179.0657; 1.2: 1.5812; 1.3: 640.25; 1.4: 17.5946; 1.5: 1179.0657; 1.6: 640.25; 1.7: 256.1; 1.8: 8.4594; 1.9: 2134.1667; 2: 67.9671; 2.1: 104.7836; 2.2: 4346.7351; 2.3: 64.8642; 2.4: -3167.6694; 2.5: -47.2696
| 2 | 98.55 | 1: 114.5817; 1.1: 1181.8987; 1.2: 1.585; 1.3: 640.575; 1.4: 17.628; 1.5: 1181.8987; 1.6: 640.575; 1.7: 256.23; 1.8: 8.4594; 1.9: 2135.25; 2: 68.0016; 2.1: 104.8421; 2.2: 4348.7234; 2.3: 64.861; 2.4: -3166.8247; 2.5: -47.233
| 2 | 98.6 | 1: 114.7985; 1.1: 1184.7363; 1.2: 1.5888; 1.3: 640.9; 1.4: 17.6613; 1.5: 1184.7363; 1.6: 640.9; 1.7: 256.36; 1.8: 8.4594; 1.9: 2136.3333; 2: 68.0361; 2.1: 104.9008; 2.2: 4350.6999; 2.3: 64.8575; 2.4: -3165.9636; 2.5: -47.1962
| 2 | 98.65 | 1: 115.0156; 1.1: 1187.5786; 1.2: 1.5926; 1.3: 641.225; 1.4: 17.6947; 1.5: 1187.5786; 1.6: 641.225; 1.7: 256.49; 1.8: 8.4594; 1.9: 2137.4167; 2: 68.0706; 2.1: 104.9598; 2.2: 4352.6647; 2.3: 64.8539; 2.4: -3165.0861; 2.5: -47.1592
| 2 | 98.7 | 1: 115.2329; 1.1: 1190.4255; 1.2: 1.5964; 1.3: 641.55; 1.4: 17.7281; 1.5: 1190.4255; 1.6: 641.55; 1.7: 256.62; 1.8: 8.4594; 1.9: 2138.5; 2: 68.1051; 2.1: 105.0191; 2.2: 4354.6176; 2.3: 64.8502; 2.4: -3164.1921; 2.5: -47.122
| 2 | 98.75 | 1: 115.4505; 1.1: 1193.277; 1.2: 1.6002; 1.3: 641.875; 1.4: 17.7616; 1.5: 1193.277; 1.6: 641.875; 1.7: 256.75; 1.8: 8.4594; 1.9: 2139.5833; 2: 68.1396; 2.1: 105.0787; 2.2: 4356.5587; 2.3: 64.8462; 2.4: -3163.2817; 2.5: -47.0846
| 2 | 98.8 | 1: 115.6683; 1.1: 1196.1332; 1.2: 1.604; 1.3: 642.2; 1.4: 17.7951; 1.5: 1196.1332; 1.6: 642.2; 1.7: 256.88; 1.8: 8.4594; 1.9: 2140.6667; 2: 68.1741; 2.1: 105.1386; 2.2: 4358.4879; 2.3: 64.8421; 2.4: -3162.3547; 2.5: -47.047
| 2 | 98.85 | 1: 115.8863; 1.1: 1198.9941; 1.2: 1.6079; 1.3: 642.525; 1.4: 17.8287; 1.5: 1198.9941; 1.6: 642.525; 1.7: 257.01; 1.8: 8.4594; 1.9: 2141.75; 2: 68.2086; 2.1: 105.1988; 2.2: 4360.4051; 2.3: 64.8378; 2.4: -3161.4111; 2.5: -47.0092
| 2 | 98.9 | 1: 116.1045; 1.1: 1201.8595; 1.2: 1.6117; 1.3: 642.85; 1.4: 17.8622; 1.5: 1201.8595; 1.6: 642.85; 1.7: 257.14; 1.8: 8.4594; 1.9: 2142.8333; 2: 68.2431; 2.1: 105.2592; 2.2: 4362.3104; 2.3: 64.8334; 2.4: -3160.4508; 2.5: -46.9711
| 2 | 98.95 | 1: 116.323; 1.1: 1204.7297; 1.2: 1.6156; 1.3: 643.175; 1.4: 17.8958; 1.5: 1204.7297; 1.6: 643.175; 1.7: 257.27; 1.8: 8.4594; 1.9: 2143.9167; 2: 68.2776; 2.1: 105.32; 2.2: 4364.2036; 2.3: 64.8287; 2.4: -3159.4739; 2.5: -46.9329
| 2 | 99 | 1: 116.5416; 1.1: 1207.6045; 1.2: 1.6194; 1.3: 643.5; 1.4: 17.9295; 1.5: 1207.6045; 1.6: 643.5; 1.7: 257.4; 1.8: 8.4594; 1.9: 2145; 2: 68.3121; 2.1: 105.381; 2.2: 4366.0848; 2.3: 64.8239; 2.4: -3158.4803; 2.5: -46.8944
| 2 | 99.05 | 1: 116.7606; 1.1: 1210.484; 1.2: 1.6233; 1.3: 643.825; 1.4: 17.9632; 1.5: 1210.484; 1.6: 643.825; 1.7: 257.53; 1.8: 8.4594; 1.9: 2146.0833; 2: 68.3466; 2.1: 105.4424; 2.2: 4367.9538; 2.3: 64.8189; 2.4: -3157.4699; 2.5: -46.8558
| 2 | 99.1 | 1: 116.9797; 1.1: 1213.3681; 1.2: 1.6272; 1.3: 644.15; 1.4: 17.9969; 1.5: 1213.3681; 1.6: 644.15; 1.7: 257.66; 1.8: 8.4594; 1.9: 2147.1667; 2: 68.3811; 2.1: 105.504; 2.2: 4369.8108; 2.3: 64.8138; 2.4: -3156.4427; 2.5: -46.8169
| 2 | 99.15 | 1: 117.1991; 1.1: 1216.2569; 1.2: 1.631; 1.3: 644.475; 1.4: 18.0306; 1.5: 1216.2569; 1.6: 644.475; 1.7: 257.79; 1.8: 8.4594; 1.9: 2148.25; 2: 68.4156; 2.1: 105.5659; 2.2: 4371.6555; 2.3: 64.8084; 2.4: -3155.3986; 2.5: -46.7778
| 2 | 99.2 | 1: 117.4187; 1.1: 1219.1504; 1.2: 1.6349; 1.3: 644.8; 1.4: 18.0644; 1.5: 1219.1504; 1.6: 644.8; 1.7: 257.92; 1.8: 8.4594; 1.9: 2149.3333; 2: 68.4501; 2.1: 105.6281; 2.2: 4373.4881; 2.3: 64.8029; 2.4: -3154.3377; 2.5: -46.7385
| 2 | 99.25 | 1: 117.6385; 1.1: 1222.0486; 1.2: 1.6388; 1.3: 645.125; 1.4: 18.0982; 1.5: 1222.0486; 1.6: 645.125; 1.7: 258.05; 1.8: 8.4594; 1.9: 2150.4167; 2: 68.4846; 2.1: 105.6907; 2.2: 4375.3084; 2.3: 64.7972; 2.4: -3153.2598; 2.5: -46.699
| 2 | 99.3 | 1: 117.8586; 1.1: 1224.9514; 1.2: 1.6427; 1.3: 645.45; 1.4: 18.1321; 1.5: 1224.9514; 1.6: 645.45; 1.7: 258.18; 1.8: 8.4594; 1.9: 2151.5; 2: 68.5191; 2.1: 105.7535; 2.2: 4377.1164; 2.3: 64.7914; 2.4: -3152.1649; 2.5: -46.6593
| 2 | 99.35 | 1: 118.0789; 1.1: 1227.859; 1.2: 1.6466; 1.3: 645.775; 1.4: 18.166; 1.5: 1227.859; 1.6: 645.775; 1.7: 258.31; 1.8: 8.4594; 1.9: 2152.5833; 2: 68.5536; 2.1: 105.8166; 2.2: 4378.912; 2.3: 64.7853; 2.4: -3151.0531; 2.5: -46.6193
| 2 | 99.4 | 1: 118.2994; 1.1: 1230.7712; 1.2: 1.6505; 1.3: 646.1; 1.4: 18.1999; 1.5: 1230.7712; 1.6: 646.1; 1.7: 258.44; 1.8: 8.4594; 1.9: 2153.6667; 2: 68.5881; 2.1: 105.88; 2.2: 4380.6954; 2.3: 64.7791; 2.4: -3149.9241; 2.5: -46.5792
| 2 | 99.45 | 1: 118.5202; 1.1: 1233.6882; 1.2: 1.6544; 1.3: 646.425; 1.4: 18.2339; 1.5: 1233.6882; 1.6: 646.425; 1.7: 258.57; 1.8: 8.4594; 1.9: 2154.75; 2: 68.6226; 2.1: 105.9437; 2.2: 4382.4663; 2.3: 64.7727; 2.4: -3148.7781; 2.5: -46.5388
| 2 | 99.5 | 1: 118.7411; 1.1: 1236.6098; 1.2: 1.6583; 1.3: 646.75; 1.4: 18.2679; 1.5: 1236.6098; 1.6: 646.75; 1.7: 258.7; 1.8: 8.4594; 1.9: 2155.8333; 2: 68.6571; 2.1: 106.0077; 2.2: 4384.2247; 2.3: 64.7661; 2.4: -3147.6149; 2.5: -46.4983
| 2 | 99.55 | 1: 118.9624; 1.1: 1239.5362; 1.2: 1.6622; 1.3: 647.075; 1.4: 18.3019; 1.5: 1239.5362; 1.6: 647.075; 1.7: 258.83; 1.8: 8.4594; 1.9: 2156.9167; 2: 68.6916; 2.1: 106.0721; 2.2: 4385.9707; 2.3: 64.7594; 2.4: -3146.4346; 2.5: -46.4575
| 2 | 99.6 | 1: 119.1838; 1.1: 1242.4672; 1.2: 1.6662; 1.3: 647.4; 1.4: 18.336; 1.5: 1242.4672; 1.6: 647.4; 1.7: 258.96; 1.8: 8.4594; 1.9: 2158; 2: 68.7261; 2.1: 106.1367; 2.2: 4387.7042; 2.3: 64.7525; 2.4: -3145.237; 2.5: -46.4165
| 2 | 99.65 | 1: 119.4055; 1.1: 1245.403; 1.2: 1.6701; 1.3: 647.725; 1.4: 18.3701; 1.5: 1245.403; 1.6: 647.725; 1.7: 259.09; 1.8: 8.4594; 1.9: 2159.0833; 2: 68.7606; 2.1: 106.2016; 2.2: 4389.4252; 2.3: 64.7454; 2.4: -3144.0221; 2.5: -46.3753
| 2 | 99.7 | 1: 119.6274; 1.1: 1248.3436; 1.2: 1.6741; 1.3: 648.05; 1.4: 18.4042; 1.5: 1248.3436; 1.6: 648.05; 1.7: 259.22; 1.8: 8.4594; 1.9: 2160.1667; 2: 68.7951; 2.1: 106.2669; 2.2: 4391.1335; 2.3: 64.7381; 2.4: -3142.7899; 2.5: -46.3339
| 2 | 99.75 | 1: 119.8495; 1.1: 1251.2888; 1.2: 1.678; 1.3: 648.375; 1.4: 18.4384; 1.5: 1251.2888; 1.6: 648.375; 1.7: 259.35; 1.8: 8.4594; 1.9: 2161.25; 2: 68.8296; 2.1: 106.3324; 2.2: 4392.8292; 2.3: 64.7306; 2.4: -3141.5404; 2.5: -46.2922
| 2 | 99.8 | 1: 120.0719; 1.1: 1254.2388; 1.2: 1.682; 1.3: 648.7; 1.4: 18.4726; 1.5: 1254.2388; 1.6: 648.7; 1.7: 259.48; 1.8: 8.4594; 1.9: 2162.3333; 2: 68.8641; 2.1: 106.3983; 2.2: 4394.5123; 2.3: 64.723; 2.4: -3140.2735; 2.5: -46.2504
| 2 | 99.85 | 1: 120.2945; 1.1: 1257.1935; 1.2: 1.6859; 1.3: 649.025; 1.4: 18.5068; 1.5: 1257.1935; 1.6: 649.025; 1.7: 259.61; 1.8: 8.4594; 1.9: 2163.4167; 2: 68.8986; 2.1: 106.4645; 2.2: 4396.1826; 2.3: 64.7151; 2.4: -3138.9891; 2.5: -46.2083
| 2 | 99.9 | 1: 120.5173; 1.1: 1260.1529; 1.2: 1.6899; 1.3: 649.35; 1.4: 18.5411; 1.5: 1260.1529; 1.6: 649.35; 1.7: 259.74; 1.8: 8.4594; 1.9: 2164.5; 2: 68.9331; 2.1: 106.5309; 2.2: 4397.8403; 2.3: 64.7071; 2.4: -3137.6873; 2.5: -46.166
| 2 | 99.95 | 1: 120.7404; 1.1: 1263.1171; 1.2: 1.6939; 1.3: 649.675; 1.4: 18.5754; 1.5: 1263.1171; 1.6: 649.675; 1.7: 259.87; 1.8: 8.4594; 1.9: 2165.5833; 2: 68.9676; 2.1: 106.5977; 2.2: 4399.4851; 2.3: 64.699; 2.4: -3136.368; 2.5: -46.1235
| #REF! | 100 | 1: 120.9636; 1.1: 1266.0861; 1.2: 1.6978; 1.3: 650; 1.4: 18.6098; 1.5: 1266.0861; 1.6: 650; 1.7: 260; 1.8: 8.4594; 1.9: 2166.6667; 2: 69.0021; 2.1: 106.6648; 2.2: 4401.1172; 2.3: 64.6906; 2.4: -3135.0311; 2.5: -46.0808
y = 0,00000000119560081800x5 - 0,00000019088655511812x4 + 0,00000447593918551092x3 + 0,03497978836213630000x2 - 3,75196654701381000000x + 101,00099999982900000000
WIND SPEED m/s
| 5 |  | 1: συναρτηση με; 1.3: "Power shaft"; 1.4: "Power shaft"; 1.5: "Power shaft"; 1.9: Electric; 2: συναρτηση; 2.2: Power; 2.3: Torque
|  |  | βαση τις στροφές |  |  | rotation speed | torque | power |  |  |  | energy | Torque |  | supply | supply
|  | Turbine | 1: Turbine; 1.1: Turbine; 1.2: Turbine; 1.3: after; 1.4: after; 1.5: after; 1.6: Generators; 1.7: Generators; 1.8: Generators; 1.9: from; 2: output from; 2.1: συνάρτηση; 2.2: to; 2.3: to; 2.4: Rest of; 2.5: Rest of
|  | speed | 1: torque; 1.1: power; 1.2: power; 1.3: transmission; 1.4: transmission; 1.5: transmission; 1.6: speed; 1.7: voltage; 1.8: current; 1.9: generator; 2: generator; 2.1: Efficiency; 2.2: generator; 2.3: generator; 2.4: power; 2.5: torque
|  | rpm | 1: Nm; 1.1: watt; 1.2: Hp; 1.3: rpm; 1.4: Nm; 1.5: watt; 1.6: rpm; 1.7: acv; 1.8: ampere; 1.9: watt/hour; 2: Nm; 2.1: %; 2.2: watt; 2.3: Nm; 2.4: watt; 2.5: Nm
| 1 | 2 | 1: 3; 1.1: 4; 1.2: 5; 1.3: 6; 1.4: 7; 1.5: 8; 1.6: 9; 1.7: 10; 1.8: 11; 1.9: 12; 2: 13; 2.1: 14; 2.2: 15; 2.3: 16
8140 το 10140 | 1 | 0 | 1: 101.001; 1.1: 0; 1.2: 0; 1.3: 0; 1.4: 15.5386; 1.5: 0; 1.6: 0; 1.7: 0; 1.8: 0; 1.9: 0; 2: 0; 2.1: 74.5037; 2.2: 0; 2.3: 0; 2.4: 0; 2.5: 15.5386
| 1 | 0.05 | 1: 100.8135; 1.1: 0.52759; 1.2: 0.00070751; 1.3: 0.325; 1.4: 15.5098; 1.5: 0.52759; 1.6: 0.325; 1.7: 0.13; 1.8: 8.4594; 1.9: 1.0833; 2: 0.034501; 2.1: 74.5874; 2.2: 0.0015735; 2.3: 0.046256; 2.4: 0.52602; 2.5: 15.4635
| 1 | 0.1 | 1: 100.6262; 1.1: 1.0532; 1.2: 0.0014124; 1.3: 0.65; 1.4: 15.4809; 1.5: 1.0532; 1.6: 0.65; 1.7: 0.26; 1.8: 8.4594; 1.9: 2.1667; 2: 0.069002; 2.1: 74.6708; 2.2: 0.0062869; 2.3: 0.092408; 2.4: 1.0469; 2.5: 15.3885
| 1 | 0.15 | 1: 100.439; 1.1: 1.5769; 1.2: 0.0021146; 1.3: 0.975; 1.4: 15.4522; 1.5: 1.5769; 1.6: 0.975; 1.7: 0.39; 1.8: 8.4594; 1.9: 3.25; 2: 0.1035; 2.1: 74.754; 2.2: 0.01413; 2.3: 0.13846; 2.4: 1.5628; 2.5: 15.3137
| 1 | 0.2 | 1: 100.252; 1.1: 2.0986; 1.2: 0.0028143; 1.3: 1.3; 1.4: 15.4234; 1.5: 2.0986; 1.6: 1.3; 1.7: 0.52; 1.8: 8.4594; 1.9: 4.3333; 2: 0.138; 2.1: 74.8368; 2.2: 0.025092; 2.3: 0.18441; 2.4: 2.0735; 2.5: 15.239
| 1 | 0.25 | 1: 100.0652; 1.1: 2.6184; 1.2: 0.0035113; 1.3: 1.625; 1.4: 15.3946; 1.5: 2.6184; 1.6: 1.625; 1.7: 0.65; 1.8: 8.4594; 1.9: 5.4167; 2: 0.17251; 2.1: 74.9194; 2.2: 0.039162; 2.3: 0.23025; 2.4: 2.5792; 2.5: 15.1644
| 1 | 0.3 | 1: 99.8786; 1.1: 3.1362; 1.2: 0.0042057; 1.3: 1.95; 1.4: 15.3659; 1.5: 3.1362; 1.6: 1.95; 1.7: 0.78; 1.8: 8.4594; 1.9: 6.5; 2: 0.20701; 2.1: 75.0017; 2.2: 0.056332; 2.3: 0.276; 2.4: 3.0799; 2.5: 15.0899
| 1 | 0.35 | 1: 99.6921; 1.1: 3.6521; 1.2: 0.0048975; 1.3: 2.275; 1.4: 15.3372; 1.5: 3.6521; 1.6: 2.275; 1.7: 0.91; 1.8: 8.4594; 1.9: 7.5833; 2: 0.24151; 2.1: 75.0837; 2.2: 0.07659; 2.3: 0.32165; 2.4: 3.5755; 2.5: 15.0156
| 1 | 0.4 | 1: 99.5058; 1.1: 4.166; 1.2: 0.0055867; 1.3: 2.6; 1.4: 15.3086; 1.5: 4.166; 1.6: 2.6; 1.7: 1.04; 1.8: 8.4594; 1.9: 8.6667; 2: 0.27601; 2.1: 75.1655; 2.2: 0.099928; 2.3: 0.3672; 2.4: 4.066; 2.5: 14.9414
| 1 | 0.45 | 1: 99.3197; 1.1: 4.678; 1.2: 0.0062732; 1.3: 2.925; 1.4: 15.28; 1.5: 4.678; 1.6: 2.925; 1.7: 1.17; 1.8: 8.4594; 1.9: 9.75; 2: 0.31051; 2.1: 75.2469; 2.2: 0.12633; 2.3: 0.41265; 2.4: 4.5516; 2.5: 14.8673
| 1 | 0.5 | 1: 99.1338; 1.1: 5.188; 1.2: 0.0069572; 1.3: 3.25; 1.4: 15.2513; 1.5: 5.188; 1.6: 3.25; 1.7: 1.3; 1.8: 8.4594; 1.9: 10.8333; 2: 0.34501; 2.1: 75.3281; 2.2: 0.1558; 2.3: 0.45801; 2.4: 5.0322; 2.5: 14.7933
| 1 | 0.55 | 1: 98.948; 1.1: 5.6961; 1.2: 0.0076386; 1.3: 3.575; 1.4: 15.2228; 1.5: 5.6961; 1.6: 3.575; 1.7: 1.43; 1.8: 8.4594; 1.9: 11.9167; 2: 0.37951; 2.1: 75.409; 2.2: 0.18832; 2.3: 0.50327; 2.4: 5.5078; 2.5: 14.7195
| 1 | 0.6 | 1: 98.7624; 1.1: 6.2023; 1.2: 0.0083174; 1.3: 3.9; 1.4: 15.1942; 1.5: 6.2023; 1.6: 3.9; 1.7: 1.56; 1.8: 8.4594; 1.9: 13; 2: 0.41401; 2.1: 75.4896; 2.2: 0.22387; 2.3: 0.54844; 2.4: 5.9784; 2.5: 14.6458
| 1 | 0.65 | 1: 98.577; 1.1: 6.7065; 1.2: 0.0089936; 1.3: 4.225; 1.4: 15.1657; 1.5: 6.7065; 1.6: 4.225; 1.7: 1.69; 1.8: 8.4594; 1.9: 14.0833; 2: 0.44851; 2.1: 75.57; 2.2: 0.26246; 2.3: 0.59351; 2.4: 6.4441; 2.5: 14.5722
| 1 | 0.7 | 1: 98.3918; 1.1: 7.2088; 1.2: 0.0096672; 1.3: 4.55; 1.4: 15.1372; 1.5: 7.2088; 1.6: 4.55; 1.7: 1.82; 1.8: 8.4594; 1.9: 15.1667; 2: 0.48301; 2.1: 75.65; 2.2: 0.30407; 2.3: 0.63849; 2.4: 6.9048; 2.5: 14.4987
| 1 | 0.75 | 1: 98.2067; 1.1: 7.7092; 1.2: 0.010338; 1.3: 4.875; 1.4: 15.1087; 1.5: 7.7092; 1.6: 4.875; 1.7: 1.95; 1.8: 8.4594; 1.9: 16.25; 2: 0.51752; 2.1: 75.7298; 2.2: 0.34869; 2.3: 0.68337; 2.4: 7.3605; 2.5: 14.4254
| 1 | 0.8 | 1: 98.0218; 1.1: 8.2077; 1.2: 0.011007; 1.3: 5.2; 1.4: 15.0803; 1.5: 8.2077; 1.6: 5.2; 1.7: 2.08; 1.8: 8.4594; 1.9: 17.3333; 2: 0.55202; 2.1: 75.8094; 2.2: 0.39632; 2.3: 0.72816; 2.4: 7.8114; 2.5: 14.3521
| 1 | 0.85 | 1: 97.8371; 1.1: 8.7042; 1.2: 0.011673; 1.3: 5.525; 1.4: 15.0519; 1.5: 8.7042; 1.6: 5.525; 1.7: 2.21; 1.8: 8.4594; 1.9: 18.4167; 2: 0.58652; 2.1: 75.8886; 2.2: 0.44694; 2.3: 0.77287; 2.4: 8.2573; 2.5: 14.279
| 1 | 0.9 | 1: 97.6526; 1.1: 9.1989; 1.2: 0.012336; 1.3: 5.85; 1.4: 15.0235; 1.5: 9.1989; 1.6: 5.85; 1.7: 2.34; 1.8: 8.4594; 1.9: 19.5; 2: 0.62102; 2.1: 75.9676; 2.2: 0.50054; 2.3: 0.81748; 2.4: 8.6983; 2.5: 14.206
| 1 | 0.95 | 1: 97.4682; 1.1: 9.6916; 1.2: 0.012997; 1.3: 6.175; 1.4: 14.9951; 1.5: 9.6916; 1.6: 6.175; 1.7: 2.47; 1.8: 8.4594; 1.9: 20.5833; 2: 0.65552; 2.1: 76.0463; 2.2: 0.55713; 2.3: 0.862; 2.4: 9.1345; 2.5: 14.1331
| 1 | 1 | 1: 97.284; 1.1: 10.1824; 1.2: 0.013655; 1.3: 6.5; 1.4: 14.9668; 1.5: 10.1824; 1.6: 6.5; 1.7: 2.6; 1.8: 8.4594; 1.9: 21.6667; 2: 0.69002; 2.1: 76.1247; 2.2: 0.61668; 2.3: 0.90644; 2.4: 9.5657; 2.5: 14.0603
| 1 | 1.05 | 1: 97.1; 1.1: 10.6713; 1.2: 0.01431; 1.3: 6.825; 1.4: 14.9385; 1.5: 10.6713; 1.6: 6.825; 1.7: 2.73; 1.8: 8.4594; 1.9: 22.75; 2: 0.72452; 2.1: 76.2028; 2.2: 0.67919; 2.3: 0.95078; 2.4: 9.9921; 2.5: 13.9877
| 1 | 1.1 | 1: 96.9162; 1.1: 11.1583; 1.2: 0.014964; 1.3: 7.15; 1.4: 14.9102; 1.5: 11.1583; 1.6: 7.15; 1.7: 2.86; 1.8: 8.4594; 1.9: 23.8333; 2: 0.75902; 2.1: 76.2807; 2.2: 0.74465; 2.3: 0.99504; 2.4: 10.4136; 2.5: 13.9151
| 1 | 1.15 | 1: 96.7325; 1.1: 11.6434; 1.2: 0.015614; 1.3: 7.475; 1.4: 14.8819; 1.5: 11.6434; 1.6: 7.475; 1.7: 2.99; 1.8: 8.4594; 1.9: 24.9167; 2: 0.79352; 2.1: 76.3583; 2.2: 0.81306; 2.3: 1.0392; 2.4: 10.8303; 2.5: 13.8427
| 1 | 1.2 | 1: 96.549; 1.1: 12.1266; 1.2: 0.016262; 1.3: 7.8; 1.4: 14.8537; 1.5: 12.1266; 1.6: 7.8; 1.7: 3.12; 1.8: 8.4594; 1.9: 26; 2: 0.82803; 2.1: 76.4357; 2.2: 0.8844; 2.3: 1.0833; 2.4: 11.2422; 2.5: 13.7704
| 1 | 1.25 | 1: 96.3657; 1.1: 12.6078; 1.2: 0.016907; 1.3: 8.125; 1.4: 14.8255; 1.5: 12.6078; 1.6: 8.125; 1.7: 3.25; 1.8: 8.4594; 1.9: 27.0833; 2: 0.86253; 2.1: 76.5128; 2.2: 0.95867; 2.3: 1.1273; 2.4: 11.6492; 2.5: 13.6982
| 1 | 1.3 | 1: 96.1826; 1.1: 13.0872; 1.2: 0.01755; 1.3: 8.45; 1.4: 14.7973; 1.5: 13.0872; 1.6: 8.45; 1.7: 3.38; 1.8: 8.4594; 1.9: 28.1667; 2: 0.89703; 2.1: 76.5896; 2.2: 1.0359; 2.3: 1.1712; 2.4: 12.0514; 2.5: 13.6261
| 1 | 1.35 | 1: 95.9996; 1.1: 13.5647; 1.2: 0.018191; 1.3: 8.775; 1.4: 14.7692; 1.5: 13.5647; 1.6: 8.775; 1.7: 3.51; 1.8: 8.4594; 1.9: 29.25; 2: 0.93153; 2.1: 76.6661; 2.2: 1.116; 2.3: 1.215; 2.4: 12.4488; 2.5: 13.5541
| 1 | 1.4 | 1: 95.8168; 1.1: 14.0404; 1.2: 0.018828; 1.3: 9.1; 1.4: 14.741; 1.5: 14.0404; 1.6: 9.1; 1.7: 3.64; 1.8: 8.4594; 1.9: 30.3333; 2: 0.96603; 2.1: 76.7424; 2.2: 1.199; 2.3: 1.2588; 2.4: 12.8414; 2.5: 13.4823
| 1 | 1.45 | 1: 95.6342; 1.1: 14.5141; 1.2: 0.019464; 1.3: 9.425; 1.4: 14.713; 1.5: 14.5141; 1.6: 9.425; 1.7: 3.77; 1.8: 8.4594; 1.9: 31.4167; 2: 1.0005; 2.1: 76.8184; 2.2: 1.2849; 2.3: 1.3025; 2.4: 13.2292; 2.5: 13.4105
| 1 | 1.5 | 1: 95.4518; 1.1: 14.9859; 1.2: 0.020096; 1.3: 9.75; 1.4: 14.6849; 1.5: 14.9859; 1.6: 9.75; 1.7: 3.9; 1.8: 8.4594; 1.9: 32.5; 2: 1.035; 2.1: 76.8941; 2.2: 1.3736; 2.3: 1.346; 2.4: 13.6123; 2.5: 13.3388
| 1 | 1.55 | 1: 95.2695; 1.1: 15.4559; 1.2: 0.020727; 1.3: 10.075; 1.4: 14.6568; 1.5: 15.4559; 1.6: 10.075; 1.7: 4.03; 1.8: 8.4594; 1.9: 33.5833; 2: 1.0695; 2.1: 76.9696; 2.2: 1.4653; 2.3: 1.3896; 2.4: 13.9906; 2.5: 13.2673
| 1 | 1.6 | 1: 95.0874; 1.1: 15.924; 1.2: 0.021354; 1.3: 10.4; 1.4: 14.6288; 1.5: 15.924; 1.6: 10.4; 1.7: 4.16; 1.8: 8.4594; 1.9: 34.6667; 2: 1.104; 2.1: 77.0448; 2.2: 1.5598; 2.3: 1.433; 2.4: 14.3641; 2.5: 13.1959
| 1 | 1.65 | 1: 94.9055; 1.1: 16.3902; 1.2: 0.02198; 1.3: 10.725; 1.4: 14.6008; 1.5: 16.3902; 1.6: 10.725; 1.7: 4.29; 1.8: 8.4594; 1.9: 35.75; 2: 1.1385; 2.1: 77.1197; 2.2: 1.6572; 2.3: 1.4763; 2.4: 14.7329; 2.5: 13.1245
| 1 | 1.7 | 1: 94.7238; 1.1: 16.8545; 1.2: 0.022602; 1.3: 11.05; 1.4: 14.5729; 1.5: 16.8545; 1.6: 11.05; 1.7: 4.42; 1.8: 8.4594; 1.9: 36.8333; 2: 1.173; 2.1: 77.1944; 2.2: 1.7575; 2.3: 1.5196; 2.4: 15.097; 2.5: 13.0533
| 1 | 1.75 | 1: 94.5422; 1.1: 17.317; 1.2: 0.023222; 1.3: 11.375; 1.4: 14.545; 1.5: 17.317; 1.6: 11.375; 1.7: 4.55; 1.8: 8.4594; 1.9: 37.9167; 2: 1.2075; 2.1: 77.2689; 2.2: 1.8606; 2.3: 1.5628; 2.4: 15.4564; 2.5: 12.9822
| 1 | 1.8 | 1: 94.3608; 1.1: 17.7776; 1.2: 0.02384; 1.3: 11.7; 1.4: 14.517; 1.5: 17.7776; 1.6: 11.7; 1.7: 4.68; 1.8: 8.4594; 1.9: 39; 2: 1.242; 2.1: 77.343; 2.2: 1.9666; 2.3: 1.6059; 2.4: 15.811; 2.5: 12.9112
| 1 | 1.85 | 1: 94.1796; 1.1: 18.2363; 1.2: 0.024455; 1.3: 12.025; 1.4: 14.4892; 1.5: 18.2363; 1.6: 12.025; 1.7: 4.81; 1.8: 8.4594; 1.9: 40.0833; 2: 1.2765; 2.1: 77.4169; 2.2: 2.0754; 2.3: 1.6489; 2.4: 16.161; 2.5: 12.8403
| 1 | 1.9 | 1: 93.9986; 1.1: 18.6932; 1.2: 0.025068; 1.3: 12.35; 1.4: 14.4613; 1.5: 18.6932; 1.6: 12.35; 1.7: 4.94; 1.8: 8.4594; 1.9: 41.1667; 2: 1.311; 2.1: 77.4906; 2.2: 2.187; 2.3: 1.6919; 2.4: 16.5062; 2.5: 12.7694
| 1 | 1.95 | 1: 93.8177; 1.1: 19.1482; 1.2: 0.025678; 1.3: 12.675; 1.4: 14.4335; 1.5: 19.1482; 1.6: 12.675; 1.7: 5.07; 1.8: 8.4594; 1.9: 42.25; 2: 1.3455; 2.1: 77.5639; 2.2: 2.3014; 2.3: 1.7348; 2.4: 16.8468; 2.5: 12.6987
| 1 | 2 | 1: 93.637; 1.1: 19.6013; 1.2: 0.026286; 1.3: 13; 1.4: 14.4057; 1.5: 19.6013; 1.6: 13; 1.7: 5.2; 1.8: 8.4594; 1.9: 43.3333; 2: 1.38; 2.1: 77.6371; 2.2: 2.4187; 2.3: 1.7776; 2.4: 17.1827; 2.5: 12.6281
| 1 | 2.05 | 1: 93.4565; 1.1: 20.0527; 1.2: 0.026891; 1.3: 13.325; 1.4: 14.3779; 1.5: 20.0527; 1.6: 13.325; 1.7: 5.33; 1.8: 8.4594; 1.9: 44.4167; 2: 1.4145; 2.1: 77.7099; 2.2: 2.5387; 2.3: 1.8203; 2.4: 17.5139; 2.5: 12.5576
| 1 | 2.1 | 1: 93.2762; 1.1: 20.5021; 1.2: 0.027494; 1.3: 13.65; 1.4: 14.3502; 1.5: 20.5021; 1.6: 13.65; 1.7: 5.46; 1.8: 8.4594; 1.9: 45.5; 2: 1.449; 2.1: 77.7825; 2.2: 2.6616; 2.3: 1.8629; 2.4: 17.8405; 2.5: 12.4872
| 1 | 2.15 | 1: 93.096; 1.1: 20.9497; 1.2: 0.028094; 1.3: 13.975; 1.4: 14.3225; 1.5: 20.9497; 1.6: 13.975; 1.7: 5.59; 1.8: 8.4594; 1.9: 46.5833; 2: 1.4835; 2.1: 77.8549; 2.2: 2.7872; 2.3: 1.9055; 2.4: 18.1625; 2.5: 12.4169
| 1 | 2.2 | 1: 92.916; 1.1: 21.3955; 1.2: 0.028692; 1.3: 14.3; 1.4: 14.2948; 1.5: 21.3955; 1.6: 14.3; 1.7: 5.72; 1.8: 8.4594; 1.9: 47.6667; 2: 1.518; 2.1: 77.927; 2.2: 2.9157; 2.3: 1.948; 2.4: 18.4798; 2.5: 12.3467
| 1 | 2.25 | 1: 92.7362; 1.1: 21.8394; 1.2: 0.029287; 1.3: 14.625; 1.4: 14.2671; 1.5: 21.8394; 1.6: 14.625; 1.7: 5.85; 1.8: 8.4594; 1.9: 48.75; 2: 1.5525; 2.1: 77.9988; 2.2: 3.0469; 2.3: 1.9905; 2.4: 18.7925; 2.5: 12.2766
| 1 | 2.3 | 1: 92.5566; 1.1: 22.2815; 1.2: 0.02988; 1.3: 14.95; 1.4: 14.2395; 1.5: 22.2815; 1.6: 14.95; 1.7: 5.98; 1.8: 8.4594; 1.9: 49.8333; 2: 1.587; 2.1: 78.0704; 2.2: 3.1809; 2.3: 2.0328; 2.4: 19.1005; 2.5: 12.2066
| 1 | 2.35 | 1: 92.3771; 1.1: 22.7217; 1.2: 0.03047; 1.3: 15.275; 1.4: 14.2119; 1.5: 22.7217; 1.6: 15.275; 1.7: 6.11; 1.8: 8.4594; 1.9: 50.9167; 2: 1.6215; 2.1: 78.1417; 2.2: 3.3177; 2.3: 2.0751; 2.4: 19.404; 2.5: 12.1367
| 1 | 2.4 | 1: 92.1978; 1.1: 23.1601; 1.2: 0.031058; 1.3: 15.6; 1.4: 14.1843; 1.5: 23.1601; 1.6: 15.6; 1.7: 6.24; 1.8: 8.4594; 1.9: 52; 2: 1.6561; 2.1: 78.2128; 2.2: 3.4572; 2.3: 2.1174; 2.4: 19.7029; 2.5: 12.0669
| 1 | 2.45 | 1: 92.0187; 1.1: 23.5967; 1.2: 0.031644; 1.3: 15.925; 1.4: 14.1567; 1.5: 23.5967; 1.6: 15.925; 1.7: 6.37; 1.8: 8.4594; 1.9: 53.0833; 2: 1.6906; 2.1: 78.2836; 2.2: 3.5995; 2.3: 2.1595; 2.4: 19.9971; 2.5: 11.9972
| 1 | 2.5 | 1: 91.8398; 1.1: 24.0314; 1.2: 0.032227; 1.3: 16.25; 1.4: 14.1292; 1.5: 24.0314; 1.6: 16.25; 1.7: 6.5; 1.8: 8.4594; 1.9: 54.1667; 2: 1.7251; 2.1: 78.3542; 2.2: 3.7446; 2.3: 2.2016; 2.4: 20.2868; 2.5: 11.9276
| 1 | 2.55 | 1: 91.661; 1.1: 24.4643; 1.2: 0.032807; 1.3: 16.575; 1.4: 14.1017; 1.5: 24.4643; 1.6: 16.575; 1.7: 6.63; 1.8: 8.4594; 1.9: 55.25; 2: 1.7596; 2.1: 78.4245; 2.2: 3.8924; 2.3: 2.2436; 2.4: 20.572; 2.5: 11.8581
| 1 | 2.6 | 1: 91.4824; 1.1: 24.8954; 1.2: 0.033385; 1.3: 16.9; 1.4: 14.0742; 1.5: 24.8954; 1.6: 16.9; 1.7: 6.76; 1.8: 8.4594; 1.9: 56.3333; 2: 1.7941; 2.1: 78.4946; 2.2: 4.0429; 2.3: 2.2856; 2.4: 20.8525; 2.5: 11.7886
| 1 | 2.65 | 1: 91.304; 1.1: 25.3247; 1.2: 0.033961; 1.3: 17.225; 1.4: 14.0468; 1.5: 25.3247; 1.6: 17.225; 1.7: 6.89; 1.8: 8.4594; 1.9: 57.4167; 2: 1.8286; 2.1: 78.5644; 2.2: 4.1961; 2.3: 2.3275; 2.4: 21.1285; 2.5: 11.7193
| 1 | 2.7 | 1: 91.1258; 1.1: 25.7521; 1.2: 0.034534; 1.3: 17.55; 1.4: 14.0193; 1.5: 25.7521; 1.6: 17.55; 1.7: 7.02; 1.8: 8.4594; 1.9: 58.5; 2: 1.8631; 2.1: 78.634; 2.2: 4.3521; 2.3: 2.3693; 2.4: 21.4; 2.5: 11.6501
| 1 | 2.75 | 1: 90.9477; 1.1: 26.1778; 1.2: 0.035105; 1.3: 17.875; 1.4: 13.992; 1.5: 26.1778; 1.6: 17.875; 1.7: 7.15; 1.8: 8.4594; 1.9: 59.5833; 2: 1.8976; 2.1: 78.7033; 2.2: 4.5108; 2.3: 2.411; 2.4: 21.6669; 2.5: 11.5809
| 1 | 2.8 | 1: 90.7698; 1.1: 26.6016; 1.2: 0.035673; 1.3: 18.2; 1.4: 13.9646; 1.5: 26.6016; 1.6: 18.2; 1.7: 7.28; 1.8: 8.4594; 1.9: 60.6667; 2: 1.9321; 2.1: 78.7724; 2.2: 4.6723; 2.3: 2.4527; 2.4: 21.9294; 2.5: 11.5119
| 1 | 2.85 | 1: 90.5921; 1.1: 27.0236; 1.2: 0.036239; 1.3: 18.525; 1.4: 13.9372; 1.5: 27.0236; 1.6: 18.525; 1.7: 7.41; 1.8: 8.4594; 1.9: 61.75; 2: 1.9666; 2.1: 78.8412; 2.2: 4.8364; 2.3: 2.4943; 2.4: 22.1872; 2.5: 11.4429
| 1 | 2.9 | 1: 90.4146; 1.1: 27.4438; 1.2: 0.036803; 1.3: 18.85; 1.4: 13.9099; 1.5: 27.4438; 1.6: 18.85; 1.7: 7.54; 1.8: 8.4594; 1.9: 62.8333; 2: 2.0011; 2.1: 78.9098; 2.2: 5.0032; 2.3: 2.5359; 2.4: 22.4406; 2.5: 11.374
| 1 | 2.95 | 1: 90.2372; 1.1: 27.8622; 1.2: 0.037364; 1.3: 19.175; 1.4: 13.8826; 1.5: 27.8622; 1.6: 19.175; 1.7: 7.67; 1.8: 8.4594; 1.9: 63.9167; 2: 2.0356; 2.1: 78.9781; 2.2: 5.1728; 2.3: 2.5774; 2.4: 22.6895; 2.5: 11.3053
| 1 | 3 | 1: 90.06; 1.1: 28.2788; 1.2: 0.037923; 1.3: 19.5; 1.4: 13.8554; 1.5: 28.2788; 1.6: 19.5; 1.7: 7.8; 1.8: 8.4594; 1.9: 65; 2: 2.0701; 2.1: 79.0462; 2.2: 5.345; 2.3: 2.6188; 2.4: 22.9339; 2.5: 11.2366
| 1 | 3.05 | 1: 89.883; 1.1: 28.6937; 1.2: 0.038479; 1.3: 19.825; 1.4: 13.8282; 1.5: 28.6937; 1.6: 19.825; 1.7: 7.93; 1.8: 8.4594; 1.9: 66.0833; 2: 2.1046; 2.1: 79.114; 2.2: 5.5199; 2.3: 2.6602; 2.4: 23.1738; 2.5: 11.168
| 1 | 3.1 | 1: 89.7062; 1.1: 29.1067; 1.2: 0.039033; 1.3: 20.15; 1.4: 13.801; 1.5: 29.1067; 1.6: 20.15; 1.7: 8.06; 1.8: 8.4594; 1.9: 67.1667; 2: 2.1391; 2.1: 79.1816; 2.2: 5.6975; 2.3: 2.7015; 2.4: 23.4092; 2.5: 11.0995
| 1 | 3.15 | 1: 89.5295; 1.1: 29.5179; 1.2: 0.039584; 1.3: 20.475; 1.4: 13.7738; 1.5: 29.5179; 1.6: 20.475; 1.7: 8.19; 1.8: 8.4594; 1.9: 68.25; 2: 2.1736; 2.1: 79.249; 2.2: 5.8778; 2.3: 2.7427; 2.4: 23.6401; 2.5: 11.0311
| 1 | 3.2 | 1: 89.353; 1.1: 29.9273; 1.2: 0.040133; 1.3: 20.8; 1.4: 13.7466; 1.5: 29.9273; 1.6: 20.8; 1.7: 8.32; 1.8: 8.4594; 1.9: 69.3333; 2: 2.2081; 2.1: 79.3161; 2.2: 6.0607; 2.3: 2.7839; 2.4: 23.8666; 2.5: 10.9627
| 1 | 3.25 | 1: 89.1767; 1.1: 30.3349; 1.2: 0.04068; 1.3: 21.125; 1.4: 13.7195; 1.5: 30.3349; 1.6: 21.125; 1.7: 8.45; 1.8: 8.4594; 1.9: 70.4167; 2: 2.2426; 2.1: 79.3829; 2.2: 6.2463; 2.3: 2.825; 2.4: 24.0886; 2.5: 10.8945
| 1 | 3.3 | 1: 89.0006; 1.1: 30.7408; 1.2: 0.041224; 1.3: 21.45; 1.4: 13.6924; 1.5: 30.7408; 1.6: 21.45; 1.7: 8.58; 1.8: 8.4594; 1.9: 71.5; 2: 2.2771; 2.1: 79.4496; 2.2: 6.4346; 2.3: 2.8661; 2.4: 24.3062; 2.5: 10.8263
| 1 | 3.35 | 1: 88.8246; 1.1: 31.1449; 1.2: 0.041766; 1.3: 21.775; 1.4: 13.6653; 1.5: 31.1449; 1.6: 21.775; 1.7: 8.71; 1.8: 8.4594; 1.9: 72.5833; 2: 2.3116; 2.1: 79.5159; 2.2: 6.6255; 2.3: 2.9071; 2.4: 24.5194; 2.5: 10.7583
| 1 | 3.4 | 1: 88.6488; 1.1: 31.5472; 1.2: 0.042305; 1.3: 22.1; 1.4: 13.6383; 1.5: 31.5472; 1.6: 22.1; 1.7: 8.84; 1.8: 8.4594; 1.9: 73.6667; 2: 2.3461; 2.1: 79.5821; 2.2: 6.8191; 2.3: 2.948; 2.4: 24.7281; 2.5: 10.6903
| 1 | 3.45 | 1: 88.4732; 1.1: 31.9477; 1.2: 0.042843; 1.3: 22.425; 1.4: 13.6113; 1.5: 31.9477; 1.6: 22.425; 1.7: 8.97; 1.8: 8.4594; 1.9: 74.75; 2: 2.3806; 2.1: 79.648; 2.2: 7.0153; 2.3: 2.9889; 2.4: 24.9324; 2.5: 10.6224
| 1 | 3.5 | 1: 88.2978; 1.1: 32.3464; 1.2: 0.043377; 1.3: 22.75; 1.4: 13.5843; 1.5: 32.3464; 1.6: 22.75; 1.7: 9.1; 1.8: 8.4594; 1.9: 75.8333; 2: 2.4151; 2.1: 79.7137; 2.2: 7.2142; 2.3: 3.0297; 2.4: 25.1322; 2.5: 10.5546
| 1 | 3.55 | 1: 88.1225; 1.1: 32.7434; 1.2: 0.04391; 1.3: 23.075; 1.4: 13.5573; 1.5: 32.7434; 1.6: 23.075; 1.7: 9.23; 1.8: 8.4594; 1.9: 76.9167; 2: 2.4496; 2.1: 79.7791; 2.2: 7.4157; 2.3: 3.0704; 2.4: 25.3277; 2.5: 10.4869
| 1 | 3.6 | 1: 87.9474; 1.1: 33.1386; 1.2: 0.04444; 1.3: 23.4; 1.4: 13.5304; 1.5: 33.1386; 1.6: 23.4; 1.7: 9.36; 1.8: 8.4594; 1.9: 78; 2: 2.4841; 2.1: 79.8443; 2.2: 7.6198; 2.3: 3.1112; 2.4: 25.5188; 2.5: 10.4192
| 1 | 3.65 | 1: 87.7725; 1.1: 33.532; 1.2: 0.044967; 1.3: 23.725; 1.4: 13.5035; 1.5: 33.532; 1.6: 23.725; 1.7: 9.49; 1.8: 8.4594; 1.9: 79.0833; 2: 2.5186; 2.1: 79.9092; 2.2: 7.8266; 2.3: 3.1518; 2.4: 25.7054; 2.5: 10.3517
| 1 | 3.7 | 1: 87.5978; 1.1: 33.9237; 1.2: 0.045492; 1.3: 24.05; 1.4: 13.4766; 1.5: 33.9237; 1.6: 24.05; 1.7: 9.62; 1.8: 8.4594; 1.9: 80.1667; 2: 2.5531; 2.1: 79.974; 2.2: 8.036; 2.3: 3.1924; 2.4: 25.8877; 2.5: 10.2842
| 1 | 3.75 | 1: 87.4232; 1.1: 34.3136; 1.2: 0.046015; 1.3: 24.375; 1.4: 13.4497; 1.5: 34.3136; 1.6: 24.375; 1.7: 9.75; 1.8: 8.4594; 1.9: 81.25; 2: 2.5876; 2.1: 80.0384; 2.2: 8.248; 2.3: 3.2329; 2.4: 26.0656; 2.5: 10.2168
| 1 | 3.8 | 1: 87.2488; 1.1: 34.7018; 1.2: 0.046536; 1.3: 24.7; 1.4: 13.4229; 1.5: 34.7018; 1.6: 24.7; 1.7: 9.88; 1.8: 8.4594; 1.9: 82.3333; 2: 2.6221; 2.1: 80.1027; 2.2: 8.4626; 2.3: 3.2734; 2.4: 26.2392; 2.5: 10.1495
| 1 | 3.85 | 1: 87.0746; 1.1: 35.0882; 1.2: 0.047054; 1.3: 25.025; 1.4: 13.3961; 1.5: 35.0882; 1.6: 25.025; 1.7: 10.01; 1.8: 8.4594; 1.9: 83.4167; 2: 2.6566; 2.1: 80.1667; 2.2: 8.6798; 2.3: 3.3138; 2.4: 26.4083; 2.5: 10.0823
| 1 | 3.9 | 1: 86.9006; 1.1: 35.4728; 1.2: 0.04757; 1.3: 25.35; 1.4: 13.3693; 1.5: 35.4728; 1.6: 25.35; 1.7: 10.14; 1.8: 8.4594; 1.9: 84.5; 2: 2.6911; 2.1: 80.2305; 2.2: 8.8997; 2.3: 3.3542; 2.4: 26.5731; 2.5: 10.0151
| 1 | 3.95 | 1: 86.7267; 1.1: 35.8557; 1.2: 0.048083; 1.3: 25.675; 1.4: 13.3426; 1.5: 35.8557; 1.6: 25.675; 1.7: 10.27; 1.8: 8.4594; 1.9: 85.5833; 2: 2.7256; 2.1: 80.294; 2.2: 9.1221; 2.3: 3.3945; 2.4: 26.7336; 2.5: 9.9481
| 1 | 4 | 1: 86.553; 1.1: 36.2369; 1.2: 0.048594; 1.3: 26; 1.4: 13.3159; 1.5: 36.2369; 1.6: 26; 1.7: 10.4; 1.8: 8.4594; 1.9: 86.6667; 2: 2.7601; 2.1: 80.3573; 2.2: 9.3471; 2.3: 3.4348; 2.4: 26.8897; 2.5: 9.8811
| 1 | 4.05 | 1: 86.3795; 1.1: 36.6163; 1.2: 0.049103; 1.3: 26.325; 1.4: 13.2892; 1.5: 36.6163; 1.6: 26.325; 1.7: 10.53; 1.8: 8.4594; 1.9: 87.75; 2: 2.7946; 2.1: 80.4204; 2.2: 9.5748; 2.3: 3.475; 2.4: 27.0415; 2.5: 9.8142
| 1 | 4.1 | 1: 86.2062; 1.1: 36.994; 1.2: 0.04961; 1.3: 26.65; 1.4: 13.2625; 1.5: 36.994; 1.6: 26.65; 1.7: 10.66; 1.8: 8.4594; 1.9: 88.8333; 2: 2.8291; 2.1: 80.4832; 2.2: 9.805; 2.3: 3.5151; 2.4: 27.189; 2.5: 9.7474
| 1 | 4.15 | 1: 86.033; 1.1: 37.3699; 1.2: 0.050114; 1.3: 26.975; 1.4: 13.2359; 1.5: 37.3699; 1.6: 26.975; 1.7: 10.79; 1.8: 8.4594; 1.9: 89.9167; 2: 2.8636; 2.1: 80.5459; 2.2: 10.0378; 2.3: 3.5552; 2.4: 27.3321; 2.5: 9.6806
| 1 | 4.2 | 1: 85.8601; 1.1: 37.7441; 1.2: 0.050616; 1.3: 27.3; 1.4: 13.2092; 1.5: 37.7441; 1.6: 27.3; 1.7: 10.92; 1.8: 8.4594; 1.9: 91; 2: 2.8981; 2.1: 80.6082; 2.2: 10.2731; 2.3: 3.5953; 2.4: 27.4709; 2.5: 9.614
| 1 | 4.25 | 1: 85.6872; 1.1: 38.1165; 1.2: 0.051115; 1.3: 27.625; 1.4: 13.1827; 1.5: 38.1165; 1.6: 27.625; 1.7: 11.05; 1.8: 8.4594; 1.9: 92.0833; 2: 2.9326; 2.1: 80.6704; 2.2: 10.5111; 2.3: 3.6353; 2.4: 27.6055; 2.5: 9.5474
| 1 | 4.3 | 1: 85.5146; 1.1: 38.4873; 1.2: 0.051612; 1.3: 27.95; 1.4: 13.1561; 1.5: 38.4873; 1.6: 27.95; 1.7: 11.18; 1.8: 8.4594; 1.9: 93.1667; 2: 2.9671; 2.1: 80.7323; 2.2: 10.7516; 2.3: 3.6752; 2.4: 27.7357; 2.5: 9.4809
| 1 | 4.35 | 1: 85.3422; 1.1: 38.8563; 1.2: 0.052107; 1.3: 28.275; 1.4: 13.1296; 1.5: 38.8563; 1.6: 28.275; 1.7: 11.31; 1.8: 8.4594; 1.9: 94.25; 2: 3.0016; 2.1: 80.794; 2.2: 10.9947; 2.3: 3.7151; 2.4: 27.8616; 2.5: 9.4144
| 1 | 4.4 | 1: 85.1699; 1.1: 39.2236; 1.2: 0.0526; 1.3: 28.6; 1.4: 13.1031; 1.5: 39.2236; 1.6: 28.6; 1.7: 11.44; 1.8: 8.4594; 1.9: 95.3333; 2: 3.0361; 2.1: 80.8555; 2.2: 11.2404; 2.3: 3.755; 2.4: 27.9832; 2.5: 9.3481
| 1 | 4.45 | 1: 84.9978; 1.1: 39.5891; 1.2: 0.05309; 1.3: 28.925; 1.4: 13.0766; 1.5: 39.5891; 1.6: 28.925; 1.7: 11.57; 1.8: 8.4594; 1.9: 96.4167; 2: 3.0706; 2.1: 80.9167; 2.2: 11.4886; 2.3: 3.7948; 2.4: 28.1006; 2.5: 9.2818
| 1 | 4.5 | 1: 84.8258; 1.1: 39.953; 1.2: 0.053578; 1.3: 29.25; 1.4: 13.0501; 1.5: 39.953; 1.6: 29.25; 1.7: 11.7; 1.8: 8.4594; 1.9: 97.5; 2: 3.1051; 2.1: 80.9778; 2.2: 11.7393; 2.3: 3.8345; 2.4: 28.2136; 2.5: 9.2156
| 1 | 4.55 | 1: 84.6541; 1.1: 40.3151; 1.2: 0.054063; 1.3: 29.575; 1.4: 13.0237; 1.5: 40.3151; 1.6: 29.575; 1.7: 11.83; 1.8: 8.4594; 1.9: 98.5833; 2: 3.1396; 2.1: 81.0385; 2.2: 11.9927; 2.3: 3.8742; 2.4: 28.3224; 2.5: 9.1495
| 1 | 4.6 | 1: 84.4825; 1.1: 40.6755; 1.2: 0.054547; 1.3: 29.9; 1.4: 12.9973; 1.5: 40.6755; 1.6: 29.9; 1.7: 11.96; 1.8: 8.4594; 1.9: 99.6667; 2: 3.1741; 2.1: 81.0991; 2.2: 12.2485; 2.3: 3.9139; 2.4: 28.427; 2.5: 9.0835
| 1 | 4.65 | 1: 84.3111; 1.1: 41.0342; 1.2: 0.055028; 1.3: 30.225; 1.4: 12.9709; 1.5: 41.0342; 1.6: 30.225; 1.7: 12.09; 1.8: 8.4594; 1.9: 100.75; 2: 3.2086; 2.1: 81.1595; 2.2: 12.5069; 2.3: 3.9535; 2.4: 28.5273; 2.5: 9.0175
| 1 | 4.7 | 1: 84.1398; 1.1: 41.3912; 1.2: 0.055506; 1.3: 30.55; 1.4: 12.9446; 1.5: 41.3912; 1.6: 30.55; 1.7: 12.22; 1.8: 8.4594; 1.9: 101.8333; 2: 3.2431; 2.1: 81.2196; 2.2: 12.7679; 2.3: 3.993; 2.4: 28.6233; 2.5: 8.9516
| 1 | 4.75 | 1: 83.9688; 1.1: 41.7465; 1.2: 0.055983; 1.3: 30.875; 1.4: 12.9183; 1.5: 41.7465; 1.6: 30.875; 1.7: 12.35; 1.8: 8.4594; 1.9: 102.9167; 2: 3.2776; 2.1: 81.2795; 2.2: 13.0314; 2.3: 4.0325; 2.4: 28.7151; 2.5: 8.8858
| 1 | 4.8 | 1: 83.7979; 1.1: 42.1001; 1.2: 0.056457; 1.3: 31.2; 1.4: 12.892; 1.5: 42.1001; 1.6: 31.2; 1.7: 12.48; 1.8: 8.4594; 1.9: 104; 2: 3.3121; 2.1: 81.3391; 2.2: 13.2974; 2.3: 4.072; 2.4: 28.8026; 2.5: 8.82
| 1 | 4.85 | 1: 83.6272; 1.1: 42.4519; 1.2: 0.056929; 1.3: 31.525; 1.4: 12.8657; 1.5: 42.4519; 1.6: 31.525; 1.7: 12.61; 1.8: 8.4594; 1.9: 105.0833; 2: 3.3466; 2.1: 81.3986; 2.2: 13.566; 2.3: 4.1114; 2.4: 28.886; 2.5: 8.7543
| 1 | 4.9 | 1: 83.4566; 1.1: 42.8021; 1.2: 0.057399; 1.3: 31.85; 1.4: 12.8395; 1.5: 42.8021; 1.6: 31.85; 1.7: 12.74; 1.8: 8.4594; 1.9: 106.1667; 2: 3.3811; 2.1: 81.4578; 2.2: 13.8371; 2.3: 4.1507; 2.4: 28.9651; 2.5: 8.6887
| 1 | 4.95 | 1: 83.2863; 1.1: 43.1506; 1.2: 0.057866; 1.3: 32.175; 1.4: 12.8133; 1.5: 43.1506; 1.6: 32.175; 1.7: 12.87; 1.8: 8.4594; 1.9: 107.25; 2: 3.4156; 2.1: 81.5168; 2.2: 14.1107; 2.3: 4.1901; 2.4: 29.04; 2.5: 8.6232
| 1 | 5 | 1: 83.1161; 1.1: 43.4974; 1.2: 0.058331; 1.3: 32.5; 1.4: 12.7871; 1.5: 43.4974; 1.6: 32.5; 1.7: 13; 1.8: 8.4594; 1.9: 108.3333; 2: 3.4501; 2.1: 81.5756; 2.2: 14.3868; 2.3: 4.2293; 2.4: 29.1106; 2.5: 8.5578
| 1 | 5.05 | 1: 82.9461; 1.1: 43.8425; 1.2: 0.058794; 1.3: 32.825; 1.4: 12.7609; 1.5: 43.8425; 1.6: 32.825; 1.7: 13.13; 1.8: 8.4594; 1.9: 109.4167; 2: 3.4846; 2.1: 81.6342; 2.2: 14.6654; 2.3: 4.2686; 2.4: 29.1771; 2.5: 8.4924
| 1 | 5.1 | 1: 82.7763; 1.1: 44.186; 1.2: 0.059254; 1.3: 33.15; 1.4: 12.7348; 1.5: 44.186; 1.6: 33.15; 1.7: 13.26; 1.8: 8.4594; 1.9: 110.5; 2: 3.5191; 2.1: 81.6925; 2.2: 14.9466; 2.3: 4.3077; 2.4: 29.2394; 2.5: 8.4271
| 1 | 5.15 | 1: 82.6066; 1.1: 44.5277; 1.2: 0.059713; 1.3: 33.475; 1.4: 12.7087; 1.5: 44.5277; 1.6: 33.475; 1.7: 13.39; 1.8: 8.4594; 1.9: 111.5833; 2: 3.5536; 2.1: 81.7507; 2.2: 15.2303; 2.3: 4.3469; 2.4: 29.2974; 2.5: 8.3618
| 1 | 5.2 | 1: 82.4371; 1.1: 44.8678; 1.2: 0.060169; 1.3: 33.8; 1.4: 12.6826; 1.5: 44.8678; 1.6: 33.8; 1.7: 13.52; 1.8: 8.4594; 1.9: 112.6667; 2: 3.5881; 2.1: 81.8086; 2.2: 15.5164; 2.3: 4.386; 2.4: 29.3513; 2.5: 8.2967
| 1 | 5.25 | 1: 82.2678; 1.1: 45.2062; 1.2: 0.060622; 1.3: 34.125; 1.4: 12.6566; 1.5: 45.2062; 1.6: 34.125; 1.7: 13.65; 1.8: 8.4594; 1.9: 113.75; 2: 3.6226; 2.1: 81.8663; 2.2: 15.8051; 2.3: 4.425; 2.4: 29.401; 2.5: 8.2316
| 1 | 5.3 | 1: 82.0987; 1.1: 45.5429; 1.2: 0.061074; 1.3: 34.45; 1.4: 12.6306; 1.5: 45.5429; 1.6: 34.45; 1.7: 13.78; 1.8: 8.4594; 1.9: 114.8333; 2: 3.6571; 2.1: 81.9237; 2.2: 16.0963; 2.3: 4.464; 2.4: 29.4466; 2.5: 8.1665
| 1 | 5.35 | 1: 81.9297; 1.1: 45.8779; 1.2: 0.061523; 1.3: 34.775; 1.4: 12.6046; 1.5: 45.8779; 1.6: 34.775; 1.7: 13.91; 1.8: 8.4594; 1.9: 115.9167; 2: 3.6916; 2.1: 81.981; 2.2: 16.39; 2.3: 4.503; 2.4: 29.4879; 2.5: 8.1016
| 1 | 5.4 | 1: 81.7609; 1.1: 46.2113; 1.2: 0.06197; 1.3: 35.1; 1.4: 12.5786; 1.5: 46.2113; 1.6: 35.1; 1.7: 14.04; 1.8: 8.4594; 1.9: 117; 2: 3.7261; 2.1: 82.038; 2.2: 16.6862; 2.3: 4.5419; 2.4: 29.5251; 2.5: 8.0367
| 1 | 5.45 | 1: 81.5923; 1.1: 46.543; 1.2: 0.062415; 1.3: 35.425; 1.4: 12.5527; 1.5: 46.543; 1.6: 35.425; 1.7: 14.17; 1.8: 8.4594; 1.9: 118.0833; 2: 3.7606; 2.1: 82.0949; 2.2: 16.9848; 2.3: 4.5808; 2.4: 29.5582; 2.5: 7.9718
| 1 | 5.5 | 1: 81.4239; 1.1: 46.873; 1.2: 0.062858; 1.3: 35.75; 1.4: 12.5268; 1.5: 46.873; 1.6: 35.75; 1.7: 14.3; 1.8: 8.4594; 1.9: 119.1667; 2: 3.7951; 2.1: 82.1515; 2.2: 17.286; 2.3: 4.6197; 2.4: 29.587; 2.5: 7.9071
| 1 | 5.55 | 1: 81.2556; 1.1: 47.2014; 1.2: 0.063298; 1.3: 36.075; 1.4: 12.5009; 1.5: 47.2014; 1.6: 36.075; 1.7: 14.43; 1.8: 8.4594; 1.9: 120.25; 2: 3.8296; 2.1: 82.2079; 2.2: 17.5896; 2.3: 4.6585; 2.4: 29.6118; 2.5: 7.8424
| 1 | 5.6 | 1: 81.0876; 1.1: 47.5281; 1.2: 0.063736; 1.3: 36.4; 1.4: 12.475; 1.5: 47.5281; 1.6: 36.4; 1.7: 14.56; 1.8: 8.4594; 1.9: 121.3333; 2: 3.8641; 2.1: 82.2641; 2.2: 17.8958; 2.3: 4.6972; 2.4: 29.6324; 2.5: 7.7778
| 1 | 5.65 | 1: 80.9197; 1.1: 47.8532; 1.2: 0.064172; 1.3: 36.725; 1.4: 12.4492; 1.5: 47.8532; 1.6: 36.725; 1.7: 14.69; 1.8: 8.4594; 1.9: 122.4167; 2: 3.8986; 2.1: 82.3201; 2.2: 18.2044; 2.3: 4.7359; 2.4: 29.6488; 2.5: 7.7132
| 1 | 5.7 | 1: 80.7519; 1.1: 48.1766; 1.2: 0.064606; 1.3: 37.05; 1.4: 12.4234; 1.5: 48.1766; 1.6: 37.05; 1.7: 14.82; 1.8: 8.4594; 1.9: 123.5; 2: 3.9331; 2.1: 82.3758; 2.2: 18.5154; 2.3: 4.7746; 2.4: 29.6612; 2.5: 7.6488
| 1 | 5.75 | 1: 80.5844; 1.1: 48.4984; 1.2: 0.065037; 1.3: 37.375; 1.4: 12.3976; 1.5: 48.4984; 1.6: 37.375; 1.7: 14.95; 1.8: 8.4594; 1.9: 124.5833; 2: 3.9676; 2.1: 82.4314; 2.2: 18.829; 2.3: 4.8132; 2.4: 29.6694; 2.5: 7.5844
| 1 | 5.8 | 1: 80.417; 1.1: 48.8185; 1.2: 0.065467; 1.3: 37.7; 1.4: 12.3718; 1.5: 48.8185; 1.6: 37.7; 1.7: 15.08; 1.8: 8.4594; 1.9: 125.6667; 2: 4.0021; 2.1: 82.4867; 2.2: 19.145; 2.3: 4.8518; 2.4: 29.6734; 2.5: 7.52
| 1 | 5.85 | 1: 80.2498; 1.1: 49.1369; 1.2: 0.065894; 1.3: 38.025; 1.4: 12.3461; 1.5: 49.1369; 1.6: 38.025; 1.7: 15.21; 1.8: 8.4594; 1.9: 126.75; 2: 4.0366; 2.1: 82.5419; 2.2: 19.4635; 2.3: 4.8904; 2.4: 29.6734; 2.5: 7.4557
| 1 | 5.9 | 1: 80.0827; 1.1: 49.4538; 1.2: 0.066319; 1.3: 38.35; 1.4: 12.3204; 1.5: 49.4538; 1.6: 38.35; 1.7: 15.34; 1.8: 8.4594; 1.9: 127.8333; 2: 4.0711; 2.1: 82.5968; 2.2: 19.7845; 2.3: 4.9289; 2.4: 29.6693; 2.5: 7.3915
| 1 | 5.95 | 1: 79.9159; 1.1: 49.7689; 1.2: 0.066741; 1.3: 38.675; 1.4: 12.2948; 1.5: 49.7689; 1.6: 38.675; 1.7: 15.47; 1.8: 8.4594; 1.9: 128.9167; 2: 4.1056; 2.1: 82.6515; 2.2: 20.1079; 2.3: 4.9674; 2.4: 29.661; 2.5: 7.3274
| 1 | 6 | 1: 79.7492; 1.1: 50.0825; 1.2: 0.067162; 1.3: 39; 1.4: 12.2691; 1.5: 50.0825; 1.6: 39; 1.7: 15.6; 1.8: 8.4594; 1.9: 130; 2: 4.1401; 2.1: 82.706; 2.2: 20.4338; 2.3: 5.0058; 2.4: 29.6487; 2.5: 7.2633
| 1 | 6.05 | 1: 79.5827; 1.1: 50.3944; 1.2: 0.06758; 1.3: 39.325; 1.4: 12.2435; 1.5: 50.3944; 1.6: 39.325; 1.7: 15.73; 1.8: 8.4594; 1.9: 131.0833; 2: 4.1746; 2.1: 82.7603; 2.2: 20.7622; 2.3: 5.0442; 2.4: 29.6322; 2.5: 7.1993
| 1 | 6.1 | 1: 79.4164; 1.1: 50.7047; 1.2: 0.067996; 1.3: 39.65; 1.4: 12.2179; 1.5: 50.7047; 1.6: 39.65; 1.7: 15.86; 1.8: 8.4594; 1.9: 132.1667; 2: 4.2091; 2.1: 82.8144; 2.2: 21.093; 2.3: 5.0826; 2.4: 29.6117; 2.5: 7.1353
| 1 | 6.15 | 1: 79.2502; 1.1: 51.0134; 1.2: 0.06841; 1.3: 39.975; 1.4: 12.1923; 1.5: 51.0134; 1.6: 39.975; 1.7: 15.99; 1.8: 8.4594; 1.9: 133.25; 2: 4.2436; 2.1: 82.8683; 2.2: 21.4262; 2.3: 5.1209; 2.4: 29.5871; 2.5: 7.0714
| 1 | 6.2 | 1: 79.0842; 1.1: 51.3204; 1.2: 0.068822; 1.3: 40.3; 1.4: 12.1668; 1.5: 51.3204; 1.6: 40.3; 1.7: 16.12; 1.8: 8.4594; 1.9: 134.3333; 2: 4.2781; 2.1: 82.922; 2.2: 21.762; 2.3: 5.1592; 2.4: 29.5584; 2.5: 7.0076
| 1 | 6.25 | 1: 78.9184; 1.1: 51.6258; 1.2: 0.069231; 1.3: 40.625; 1.4: 12.1413; 1.5: 51.6258; 1.6: 40.625; 1.7: 16.25; 1.8: 8.4594; 1.9: 135.4167; 2: 4.3126; 2.1: 82.9754; 2.2: 22.1001; 2.3: 5.1975; 2.4: 29.5257; 2.5: 6.9438
| 1 | 6.3 | 1: 78.7528; 1.1: 51.9296; 1.2: 0.069639; 1.3: 40.95; 1.4: 12.1158; 1.5: 51.9296; 1.6: 40.95; 1.7: 16.38; 1.8: 8.4594; 1.9: 136.5; 2: 4.3471; 2.1: 83.0287; 2.2: 22.4407; 2.3: 5.2357; 2.4: 29.4889; 2.5: 6.8801
| 1 | 6.35 | 1: 78.5873; 1.1: 52.2318; 1.2: 0.070044; 1.3: 41.275; 1.4: 12.0904; 1.5: 52.2318; 1.6: 41.275; 1.7: 16.51; 1.8: 8.4594; 1.9: 137.5833; 2: 4.3816; 2.1: 83.0818; 2.2: 22.7838; 2.3: 5.2739; 2.4: 29.448; 2.5: 6.8165
| 1 | 6.4 | 1: 78.4221; 1.1: 52.5323; 1.2: 0.070447; 1.3: 41.6; 1.4: 12.0649; 1.5: 52.5323; 1.6: 41.6; 1.7: 16.64; 1.8: 8.4594; 1.9: 138.6667; 2: 4.4161; 2.1: 83.1346; 2.2: 23.1293; 2.3: 5.312; 2.4: 29.403; 2.5: 6.7529
| 1 | 6.45 | 1: 78.2569; 1.1: 52.8313; 1.2: 0.070848; 1.3: 41.925; 1.4: 12.0395; 1.5: 52.8313; 1.6: 41.925; 1.7: 16.77; 1.8: 8.4594; 1.9: 139.75; 2: 4.4506; 2.1: 83.1873; 2.2: 23.4772; 2.3: 5.3501; 2.4: 29.354; 2.5: 6.6894
| 1 | 6.5 | 1: 78.092; 1.1: 53.1286; 1.2: 0.071247; 1.3: 42.25; 1.4: 12.0142; 1.5: 53.1286; 1.6: 42.25; 1.7: 16.9; 1.8: 8.4594; 1.9: 140.8333; 2: 4.4851; 2.1: 83.2398; 2.2: 23.8276; 2.3: 5.3882; 2.4: 29.301; 2.5: 6.6259
| 1 | 6.55 | 1: 77.9273; 1.1: 53.4243; 1.2: 0.071643; 1.3: 42.575; 1.4: 11.9888; 1.5: 53.4243; 1.6: 42.575; 1.7: 17.03; 1.8: 8.4594; 1.9: 141.9167; 2: 4.5196; 2.1: 83.292; 2.2: 24.1804; 2.3: 5.4263; 2.4: 29.2439; 2.5: 6.5626
| 1 | 6.6 | 1: 77.7627; 1.1: 53.7185; 1.2: 0.072038; 1.3: 42.9; 1.4: 11.9635; 1.5: 53.7185; 1.6: 42.9; 1.7: 17.16; 1.8: 8.4594; 1.9: 143; 2: 4.5541; 2.1: 83.3441; 2.2: 24.5356; 2.3: 5.4643; 2.4: 29.1828; 2.5: 6.4992
| 1 | 6.65 | 1: 77.5983; 1.1: 54.011; 1.2: 0.07243; 1.3: 43.225; 1.4: 11.9382; 1.5: 54.011; 1.6: 43.225; 1.7: 17.29; 1.8: 8.4594; 1.9: 144.0833; 2: 4.5886; 2.1: 83.3959; 2.2: 24.8933; 2.3: 5.5022; 2.4: 29.1177; 2.5: 6.436
| 1 | 6.7 | 1: 77.434; 1.1: 54.3019; 1.2: 0.07282; 1.3: 43.55; 1.4: 11.9129; 1.5: 54.3019; 1.6: 43.55; 1.7: 17.42; 1.8: 8.4594; 1.9: 145.1667; 2: 4.6231; 2.1: 83.4476; 2.2: 25.2534; 2.3: 5.5402; 2.4: 29.0485; 2.5: 6.3728
| 1 | 6.75 | 1: 77.27; 1.1: 54.5912; 1.2: 0.073208; 1.3: 43.875; 1.4: 11.8877; 1.5: 54.5912; 1.6: 43.875; 1.7: 17.55; 1.8: 8.4594; 1.9: 146.25; 2: 4.6576; 2.1: 83.499; 2.2: 25.6159; 2.3: 5.5781; 2.4: 28.9753; 2.5: 6.3096
| 1 | 6.8 | 1: 77.1061; 1.1: 54.879; 1.2: 0.073594; 1.3: 44.2; 1.4: 11.8625; 1.5: 54.879; 1.6: 44.2; 1.7: 17.68; 1.8: 8.4594; 1.9: 147.3333; 2: 4.6921; 2.1: 83.5503; 2.2: 25.9809; 2.3: 5.616; 2.4: 28.8981; 2.5: 6.2465
| 1 | 6.85 | 1: 76.9424; 1.1: 55.1651; 1.2: 0.073978; 1.3: 44.525; 1.4: 11.8373; 1.5: 55.1651; 1.6: 44.525; 1.7: 17.81; 1.8: 8.4594; 1.9: 148.4167; 2: 4.7266; 2.1: 83.6013; 2.2: 26.3483; 2.3: 5.6538; 2.4: 28.8169; 2.5: 6.1835
| 1 | 6.9 | 1: 76.7789; 1.1: 55.4497; 1.2: 0.074359; 1.3: 44.85; 1.4: 11.8121; 1.5: 55.4497; 1.6: 44.85; 1.7: 17.94; 1.8: 8.4594; 1.9: 149.5; 2: 4.7611; 2.1: 83.6522; 2.2: 26.7181; 2.3: 5.6916; 2.4: 28.7316; 2.5: 6.1205
| 1 | 6.95 | 1: 76.6155; 1.1: 55.7327; 1.2: 0.074739; 1.3: 45.175; 1.4: 11.787; 1.5: 55.7327; 1.6: 45.175; 1.7: 18.07; 1.8: 8.4594; 1.9: 150.5833; 2: 4.7956; 2.1: 83.7029; 2.2: 27.0903; 2.3: 5.7294; 2.4: 28.6424; 2.5: 6.0576
| 1 | 7 | 1: 76.4523; 1.1: 56.0141; 1.2: 0.075116; 1.3: 45.5; 1.4: 11.7619; 1.5: 56.0141; 1.6: 45.5; 1.7: 18.2; 1.8: 8.4594; 1.9: 151.6667; 2: 4.8301; 2.1: 83.7533; 2.2: 27.4649; 2.3: 5.7671; 2.4: 28.5492; 2.5: 5.9948
| 1 | 7.05 | 1: 76.2893; 1.1: 56.2939; 1.2: 0.075491; 1.3: 45.825; 1.4: 11.7368; 1.5: 56.2939; 1.6: 45.825; 1.7: 18.33; 1.8: 8.4594; 1.9: 152.75; 2: 4.8646; 2.1: 83.8036; 2.2: 27.842; 2.3: 5.8048; 2.4: 28.4519; 2.5: 5.932
| 1 | 7.1 | 1: 76.1265; 1.1: 56.5721; 1.2: 0.075864; 1.3: 46.15; 1.4: 11.7118; 1.5: 56.5721; 1.6: 46.15; 1.7: 18.46; 1.8: 8.4594; 1.9: 153.8333; 2: 4.8992; 2.1: 83.8537; 2.2: 28.2214; 2.3: 5.8425; 2.4: 28.3507; 2.5: 5.8693
| 1 | 7.15 | 1: 75.9639; 1.1: 56.8488; 1.2: 0.076236; 1.3: 46.475; 1.4: 11.6867; 1.5: 56.8488; 1.6: 46.475; 1.7: 18.59; 1.8: 8.4594; 1.9: 154.9167; 2: 4.9337; 2.1: 83.9036; 2.2: 28.6033; 2.3: 5.8801; 2.4: 28.2455; 2.5: 5.8066
| 1 | 7.2 | 1: 75.8014; 1.1: 57.1239; 1.2: 0.076604; 1.3: 46.8; 1.4: 11.6617; 1.5: 57.1239; 1.6: 46.8; 1.7: 18.72; 1.8: 8.4594; 1.9: 156; 2: 4.9682; 2.1: 83.9532; 2.2: 28.9876; 2.3: 5.9178; 2.4: 28.1364; 2.5: 5.744
| 1 | 7.25 | 1: 75.6391; 1.1: 57.3974; 1.2: 0.076971; 1.3: 47.125; 1.4: 11.6368; 1.5: 57.3974; 1.6: 47.125; 1.7: 18.85; 1.8: 8.4594; 1.9: 157.0833; 2: 5.0027; 2.1: 84.0027; 2.2: 29.3743; 2.3: 5.9553; 2.4: 28.0232; 2.5: 5.6814
| 1 | 7.3 | 1: 75.4769; 1.1: 57.6694; 1.2: 0.077336; 1.3: 47.45; 1.4: 11.6118; 1.5: 57.6694; 1.6: 47.45; 1.7: 18.98; 1.8: 8.4594; 1.9: 158.1667; 2: 5.0372; 2.1: 84.052; 2.2: 29.7633; 2.3: 5.9929; 2.4: 27.9061; 2.5: 5.6189
| 1 | 7.35 | 1: 75.315; 1.1: 57.9398; 1.2: 0.077699; 1.3: 47.775; 1.4: 11.5869; 1.5: 57.9398; 1.6: 47.775; 1.7: 19.11; 1.8: 8.4594; 1.9: 159.25; 2: 5.0717; 2.1: 84.1011; 2.2: 30.1548; 2.3: 6.0304; 2.4: 27.785; 2.5: 5.5565
| 1 | 7.4 | 1: 75.1532; 1.1: 58.2087; 1.2: 0.078059; 1.3: 48.1; 1.4: 11.562; 1.5: 58.2087; 1.6: 48.1; 1.7: 19.24; 1.8: 8.4594; 1.9: 160.3333; 2: 5.1062; 2.1: 84.15; 2.2: 30.5487; 2.3: 6.0679; 2.4: 27.6599; 2.5: 5.4941
| 1 | 7.45 | 1: 74.9916; 1.1: 58.476; 1.2: 0.078418; 1.3: 48.425; 1.4: 11.5372; 1.5: 58.476; 1.6: 48.425; 1.7: 19.37; 1.8: 8.4594; 1.9: 161.4167; 2: 5.1407; 2.1: 84.1988; 2.2: 30.945; 2.3: 6.1054; 2.4: 27.5309; 2.5: 5.4318
| 1 | 7.5 | 1: 74.8302; 1.1: 58.7417; 1.2: 0.078774; 1.3: 48.75; 1.4: 11.5123; 1.5: 58.7417; 1.6: 48.75; 1.7: 19.5; 1.8: 8.4594; 1.9: 162.5; 2: 5.1752; 2.1: 84.2473; 2.2: 31.3437; 2.3: 6.1428; 2.4: 27.398; 2.5: 5.3695
| 1 | 7.55 | 1: 74.6689; 1.1: 59.0059; 1.2: 0.079128; 1.3: 49.075; 1.4: 11.4875; 1.5: 59.0059; 1.6: 49.075; 1.7: 19.63; 1.8: 8.4594; 1.9: 163.5833; 2: 5.2097; 2.1: 84.2956; 2.2: 31.7448; 2.3: 6.1802; 2.4: 27.261; 2.5: 5.3073
| 1 | 7.6 | 1: 74.5078; 1.1: 59.2685; 1.2: 0.07948; 1.3: 49.4; 1.4: 11.4627; 1.5: 59.2685; 1.6: 49.4; 1.7: 19.76; 1.8: 8.4594; 1.9: 164.6667; 2: 5.2442; 2.1: 84.3438; 2.2: 32.1483; 2.3: 6.2176; 2.4: 27.1202; 2.5: 5.2451
| 1 | 7.65 | 1: 74.3469; 1.1: 59.5296; 1.2: 0.079831; 1.3: 49.725; 1.4: 11.438; 1.5: 59.5296; 1.6: 49.725; 1.7: 19.89; 1.8: 8.4594; 1.9: 165.75; 2: 5.2787; 2.1: 84.3918; 2.2: 32.5542; 2.3: 6.255; 2.4: 26.9754; 2.5: 5.183
| 1 | 7.7 | 1: 74.1862; 1.1: 59.7891; 1.2: 0.080179; 1.3: 50.05; 1.4: 11.4133; 1.5: 59.7891; 1.6: 50.05; 1.7: 20.02; 1.8: 8.4594; 1.9: 166.8333; 2: 5.3132; 2.1: 84.4395; 2.2: 32.9625; 2.3: 6.2923; 2.4: 26.8267; 2.5: 5.121
| 1 | 7.75 | 1: 74.0257; 1.1: 60.0471; 1.2: 0.080525; 1.3: 50.375; 1.4: 11.3886; 1.5: 60.0471; 1.6: 50.375; 1.7: 20.15; 1.8: 8.4594; 1.9: 167.9167; 2: 5.3477; 2.1: 84.4871; 2.2: 33.3731; 2.3: 6.3296; 2.4: 26.674; 2.5: 5.059
| 1 | 7.8 | 1: 73.8653; 1.1: 60.3036; 1.2: 0.080868; 1.3: 50.7; 1.4: 11.3639; 1.5: 60.3036; 1.6: 50.7; 1.7: 20.28; 1.8: 8.4594; 1.9: 169; 2: 5.3822; 2.1: 84.5345; 2.2: 33.7862; 2.3: 6.3668; 2.4: 26.5174; 2.5: 4.9971
| 1 | 7.85 | 1: 73.7051; 1.1: 60.5586; 1.2: 0.08121; 1.3: 51.025; 1.4: 11.3392; 1.5: 60.5586; 1.6: 51.025; 1.7: 20.41; 1.8: 8.4594; 1.9: 170.0833; 2: 5.4167; 2.1: 84.5817; 2.2: 34.2016; 2.3: 6.4041; 2.4: 26.3569; 2.5: 4.9352
| 1 | 7.9 | 1: 73.5451; 1.1: 60.812; 1.2: 0.08155; 1.3: 51.35; 1.4: 11.3146; 1.5: 60.812; 1.6: 51.35; 1.7: 20.54; 1.8: 8.4594; 1.9: 171.1667; 2: 5.4512; 2.1: 84.6287; 2.2: 34.6195; 2.3: 6.4413; 2.4: 26.1925; 2.5: 4.8734
| 1 | 7.95 | 1: 73.3852; 1.1: 61.0638; 1.2: 0.081888; 1.3: 51.675; 1.4: 11.29; 1.5: 61.0638; 1.6: 51.675; 1.7: 20.67; 1.8: 8.4594; 1.9: 172.25; 2: 5.4857; 2.1: 84.6756; 2.2: 35.0397; 2.3: 6.4785; 2.4: 26.0241; 2.5: 4.8116
| 1 | 8 | 1: 73.2255; 1.1: 61.3142; 1.2: 0.082224; 1.3: 52; 1.4: 11.2655; 1.5: 61.3142; 1.6: 52; 1.7: 20.8; 1.8: 8.4594; 1.9: 173.3333; 2: 5.5202; 2.1: 84.7222; 2.2: 35.4623; 2.3: 6.5156; 2.4: 25.8519; 2.5: 4.7499
| 1 | 8.05 | 1: 73.066; 1.1: 61.563; 1.2: 0.082557; 1.3: 52.325; 1.4: 11.2409; 1.5: 61.563; 1.6: 52.325; 1.7: 20.93; 1.8: 8.4594; 1.9: 174.4167; 2: 5.5547; 2.1: 84.7687; 2.2: 35.8873; 2.3: 6.5527; 2.4: 25.6757; 2.5: 4.6882
| 1 | 8.1 | 1: 72.9067; 1.1: 61.8103; 1.2: 0.082889; 1.3: 52.65; 1.4: 11.2164; 1.5: 61.8103; 1.6: 52.65; 1.7: 21.06; 1.8: 8.4594; 1.9: 175.5; 2: 5.5892; 2.1: 84.815; 2.2: 36.3146; 2.3: 6.5898; 2.4: 25.4957; 2.5: 4.6266
| 1 | 8.15 | 1: 72.7475; 1.1: 62.0561; 1.2: 0.083219; 1.3: 52.975; 1.4: 11.1919; 1.5: 62.0561; 1.6: 52.975; 1.7: 21.19; 1.8: 8.4594; 1.9: 176.5833; 2: 5.6237; 2.1: 84.8611; 2.2: 36.7444; 2.3: 6.6269; 2.4: 25.3117; 2.5: 4.565
| 1 | 8.2 | 1: 72.5886; 1.1: 62.3003; 1.2: 0.083546; 1.3: 53.3; 1.4: 11.1675; 1.5: 62.3003; 1.6: 53.3; 1.7: 21.32; 1.8: 8.4594; 1.9: 177.6667; 2: 5.6582; 2.1: 84.907; 2.2: 37.1765; 2.3: 6.664; 2.4: 25.1239; 2.5: 4.5035
| 1 | 8.25 | 1: 72.4298; 1.1: 62.5431; 1.2: 0.083872; 1.3: 53.625; 1.4: 11.143; 1.5: 62.5431; 1.6: 53.625; 1.7: 21.45; 1.8: 8.4594; 1.9: 178.75; 2: 5.6927; 2.1: 84.9527; 2.2: 37.611; 2.3: 6.701; 2.4: 24.9321; 2.5: 4.442
| 1 | 8.3 | 1: 72.2711; 1.1: 62.7843; 1.2: 0.084195; 1.3: 53.95; 1.4: 11.1186; 1.5: 62.7843; 1.6: 53.95; 1.7: 21.58; 1.8: 8.4594; 1.9: 179.8333; 2: 5.7272; 2.1: 84.9983; 2.2: 38.0479; 2.3: 6.738; 2.4: 24.7365; 2.5: 4.3806
| 1 | 8.35 | 1: 72.1127; 1.1: 63.0241; 1.2: 0.084517; 1.3: 54.275; 1.4: 11.0943; 1.5: 63.0241; 1.6: 54.275; 1.7: 21.71; 1.8: 8.4594; 1.9: 180.9167; 2: 5.7617; 2.1: 85.0437; 2.2: 38.4871; 2.3: 6.775; 2.4: 24.537; 2.5: 4.3193
| 1 | 8.4 | 1: 71.9544; 1.1: 63.2623; 1.2: 0.084836; 1.3: 54.6; 1.4: 11.0699; 1.5: 63.2623; 1.6: 54.6; 1.7: 21.84; 1.8: 8.4594; 1.9: 182; 2: 5.7962; 2.1: 85.0888; 2.2: 38.9287; 2.3: 6.8119; 2.4: 24.3336; 2.5: 4.258
| 1 | 8.45 | 1: 71.7963; 1.1: 63.499; 1.2: 0.085154; 1.3: 54.925; 1.4: 11.0456; 1.5: 63.499; 1.6: 54.925; 1.7: 21.97; 1.8: 8.4594; 1.9: 183.0833; 2: 5.8307; 2.1: 85.1339; 2.2: 39.3727; 2.3: 6.8488; 2.4: 24.1263; 2.5: 4.1967
| 1 | 8.5 | 1: 71.6384; 1.1: 63.7343; 1.2: 0.085469; 1.3: 55.25; 1.4: 11.0213; 1.5: 63.7343; 1.6: 55.25; 1.7: 22.1; 1.8: 8.4594; 1.9: 184.1667; 2: 5.8652; 2.1: 85.1787; 2.2: 39.8191; 2.3: 6.8857; 2.4: 23.9152; 2.5: 4.1356
| 1 | 8.55 | 1: 71.4806; 1.1: 63.968; 1.2: 0.085783; 1.3: 55.575; 1.4: 10.997; 1.5: 63.968; 1.6: 55.575; 1.7: 22.23; 1.8: 8.4594; 1.9: 185.25; 2: 5.8997; 2.1: 85.2233; 2.2: 40.2678; 2.3: 6.9226; 2.4: 23.7002; 2.5: 4.0744
| 1 | 8.6 | 1: 71.3231; 1.1: 64.2003; 1.2: 0.086094; 1.3: 55.9; 1.4: 10.9728; 1.5: 64.2003; 1.6: 55.9; 1.7: 22.36; 1.8: 8.4594; 1.9: 186.3333; 2: 5.9342; 2.1: 85.2678; 2.2: 40.7189; 2.3: 6.9595; 2.4: 23.4814; 2.5: 4.0133
| 1 | 8.65 | 1: 71.1657; 1.1: 64.431; 1.2: 0.086403; 1.3: 56.225; 1.4: 10.9486; 1.5: 64.431; 1.6: 56.225; 1.7: 22.49; 1.8: 8.4594; 1.9: 187.4167; 2: 5.9687; 2.1: 85.3121; 2.2: 41.1724; 2.3: 6.9963; 2.4: 23.2586; 2.5: 3.9523
| 1 | 8.7 | 1: 71.0084; 1.1: 64.6603; 1.2: 0.086711; 1.3: 56.55; 1.4: 10.9244; 1.5: 64.6603; 1.6: 56.55; 1.7: 22.62; 1.8: 8.4594; 1.9: 188.5; 2: 6.0032; 2.1: 85.3562; 2.2: 41.6282; 2.3: 7.0331; 2.4: 23.0321; 2.5: 3.8913
| 1 | 8.75 | 1: 70.8514; 1.1: 64.888; 1.2: 0.087016; 1.3: 56.875; 1.4: 10.9002; 1.5: 64.888; 1.6: 56.875; 1.7: 22.75; 1.8: 8.4594; 1.9: 189.5833; 2: 6.0377; 2.1: 85.4002; 2.2: 42.0864; 2.3: 7.0699; 2.4: 22.8017; 2.5: 3.8303
| 1 | 8.8 | 1: 70.6945; 1.1: 65.1143; 1.2: 0.08732; 1.3: 57.2; 1.4: 10.8761; 1.5: 65.1143; 1.6: 57.2; 1.7: 22.88; 1.8: 8.4594; 1.9: 190.6667; 2: 6.0722; 2.1: 85.4439; 2.2: 42.5469; 2.3: 7.1066; 2.4: 22.5674; 2.5: 3.7694
| 1 | 8.85 | 1: 70.5378; 1.1: 65.3392; 1.2: 0.087621; 1.3: 57.525; 1.4: 10.852; 1.5: 65.3392; 1.6: 57.525; 1.7: 23.01; 1.8: 8.4594; 1.9: 191.75; 2: 6.1067; 2.1: 85.4875; 2.2: 43.0099; 2.3: 7.1434; 2.4: 22.3293; 2.5: 3.7086
| 1 | 8.9 | 1: 70.3813; 1.1: 65.5625; 1.2: 0.087921; 1.3: 57.85; 1.4: 10.8279; 1.5: 65.5625; 1.6: 57.85; 1.7: 23.14; 1.8: 8.4594; 1.9: 192.8333; 2: 6.1412; 2.1: 85.5309; 2.2: 43.4752; 2.3: 7.1801; 2.4: 22.0873; 2.5: 3.6478
| 1 | 8.95 | 1: 70.2249; 1.1: 65.7844; 1.2: 0.088218; 1.3: 58.175; 1.4: 10.8038; 1.5: 65.7844; 1.6: 58.175; 1.7: 23.27; 1.8: 8.4594; 1.9: 193.9167; 2: 6.1757; 2.1: 85.5741; 2.2: 43.9428; 2.3: 7.2168; 2.4: 21.8416; 2.5: 3.5871
| 1 | 9 | 1: 70.0687; 1.1: 66.0048; 1.2: 0.088514; 1.3: 58.5; 1.4: 10.7798; 1.5: 66.0048; 1.6: 58.5; 1.7: 23.4; 1.8: 8.4594; 1.9: 195; 2: 6.2102; 2.1: 85.6172; 2.2: 44.4128; 2.3: 7.2534; 2.4: 21.592; 2.5: 3.5264
| 1 | 9.05 | 1: 69.9127; 1.1: 66.2237; 1.2: 0.088807; 1.3: 58.825; 1.4: 10.7558; 1.5: 66.2237; 1.6: 58.825; 1.7: 23.53; 1.8: 8.4594; 1.9: 196.0833; 2: 6.2447; 2.1: 85.6601; 2.2: 44.8852; 2.3: 7.2901; 2.4: 21.3385; 2.5: 3.4657
| 1 | 9.1 | 1: 69.7569; 1.1: 66.4411; 1.2: 0.089099; 1.3: 59.15; 1.4: 10.7318; 1.5: 66.4411; 1.6: 59.15; 1.7: 23.66; 1.8: 8.4594; 1.9: 197.1667; 2: 6.2792; 2.1: 85.7028; 2.2: 45.3599; 2.3: 7.3267; 2.4: 21.0813; 2.5: 3.4051
| 1 | 9.15 | 1: 69.6013; 1.1: 66.6571; 1.2: 0.089389; 1.3: 59.475; 1.4: 10.7079; 1.5: 66.6571; 1.6: 59.475; 1.7: 23.79; 1.8: 8.4594; 1.9: 198.25; 2: 6.3137; 2.1: 85.7453; 2.2: 45.837; 2.3: 7.3633; 2.4: 20.8202; 2.5: 3.3446
| 1 | 9.2 | 1: 69.4458; 1.1: 66.8717; 1.2: 0.089676; 1.3: 59.8; 1.4: 10.684; 1.5: 66.8717; 1.6: 59.8; 1.7: 23.92; 1.8: 8.4594; 1.9: 199.3333; 2: 6.3482; 2.1: 85.7877; 2.2: 46.3164; 2.3: 7.3999; 2.4: 20.5553; 2.5: 3.2841
| 1 | 9.25 | 1: 69.2905; 1.1: 67.0847; 1.2: 0.089962; 1.3: 60.125; 1.4: 10.6601; 1.5: 67.0847; 1.6: 60.125; 1.7: 24.05; 1.8: 8.4594; 1.9: 200.4167; 2: 6.3827; 2.1: 85.8299; 2.2: 46.7982; 2.3: 7.4364; 2.4: 20.2866; 2.5: 3.2236
| 1 | 9.3 | 1: 69.1354; 1.1: 67.2964; 1.2: 0.090246; 1.3: 60.45; 1.4: 10.6362; 1.5: 67.2964; 1.6: 60.45; 1.7: 24.18; 1.8: 8.4594; 1.9: 201.5; 2: 6.4172; 2.1: 85.8719; 2.2: 47.2823; 2.3: 7.473; 2.4: 20.014; 2.5: 3.1632
| 1 | 9.35 | 1: 68.9804; 1.1: 67.5065; 1.2: 0.090528; 1.3: 60.775; 1.4: 10.6124; 1.5: 67.5065; 1.6: 60.775; 1.7: 24.31; 1.8: 8.4594; 1.9: 202.5833; 2: 6.4517; 2.1: 85.9138; 2.2: 47.7688; 2.3: 7.5095; 2.4: 19.7377; 2.5: 3.1029
| 1 | 9.4 | 1: 68.8256; 1.1: 67.7153; 1.2: 0.090808; 1.3: 61.1; 1.4: 10.5886; 1.5: 67.7153; 1.6: 61.1; 1.7: 24.44; 1.8: 8.4594; 1.9: 203.6667; 2: 6.4862; 2.1: 85.9555; 2.2: 48.2577; 2.3: 7.546; 2.4: 19.4576; 2.5: 3.0426
| 1 | 9.45 | 1: 68.671; 1.1: 67.9225; 1.2: 0.091086; 1.3: 61.425; 1.4: 10.5648; 1.5: 67.9225; 1.6: 61.425; 1.7: 24.57; 1.8: 8.4594; 1.9: 204.75; 2: 6.5207; 2.1: 85.997; 2.2: 48.7489; 2.3: 7.5825; 2.4: 19.1737; 2.5: 2.9823
| 1 | 9.5 | 1: 68.5166; 1.1: 68.1284; 1.2: 0.091362; 1.3: 61.75; 1.4: 10.541; 1.5: 68.1284; 1.6: 61.75; 1.7: 24.7; 1.8: 8.4594; 1.9: 205.8333; 2: 6.5552; 2.1: 86.0383; 2.2: 49.2424; 2.3: 7.6189; 2.4: 18.8859; 2.5: 2.9221
| 1 | 9.55 | 1: 68.3624; 1.1: 68.3327; 1.2: 0.091636; 1.3: 62.075; 1.4: 10.5173; 1.5: 68.3327; 1.6: 62.075; 1.7: 24.83; 1.8: 8.4594; 1.9: 206.9167; 2: 6.5897; 2.1: 86.0795; 2.2: 49.7383; 2.3: 7.6554; 2.4: 18.5944; 2.5: 2.8619
| 1 | 9.6 | 1: 68.2083; 1.1: 68.5357; 1.2: 0.091908; 1.3: 62.4; 1.4: 10.4936; 1.5: 68.5357; 1.6: 62.4; 1.7: 24.96; 1.8: 8.4594; 1.9: 208; 2: 6.6242; 2.1: 86.1205; 2.2: 50.2366; 2.3: 7.6918; 2.4: 18.2991; 2.5: 2.8018
| 1 | 9.65 | 1: 68.0544; 1.1: 68.7372; 1.2: 0.092178; 1.3: 62.725; 1.4: 10.4699; 1.5: 68.7372; 1.6: 62.725; 1.7: 25.09; 1.8: 8.4594; 1.9: 209.0833; 2: 6.6587; 2.1: 86.1614; 2.2: 50.7372; 2.3: 7.7282; 2.4: 18; 2.5: 2.7417
| 1 | 9.7 | 1: 67.9007; 1.1: 68.9373; 1.2: 0.092446; 1.3: 63.05; 1.4: 10.4463; 1.5: 68.9373; 1.6: 63.05; 1.7: 25.22; 1.8: 8.4594; 1.9: 210.1667; 2: 6.6932; 2.1: 86.202; 2.2: 51.2401; 2.3: 7.7646; 2.4: 17.6972; 2.5: 2.6817
| 1 | 9.75 | 1: 67.7471; 1.1: 69.1359; 1.2: 0.092713; 1.3: 63.375; 1.4: 10.4226; 1.5: 69.1359; 1.6: 63.375; 1.7: 25.35; 1.8: 8.4594; 1.9: 211.25; 2: 6.7277; 2.1: 86.2425; 2.2: 51.7454; 2.3: 7.8009; 2.4: 17.3905; 2.5: 2.6217
| 1 | 9.8 | 1: 67.5937; 1.1: 69.3332; 1.2: 0.092977; 1.3: 63.7; 1.4: 10.399; 1.5: 69.3332; 1.6: 63.7; 1.7: 25.48; 1.8: 8.4594; 1.9: 212.3333; 2: 6.7622; 2.1: 86.2829; 2.2: 52.2531; 2.3: 7.8373; 2.4: 17.0801; 2.5: 2.5618
| 1 | 9.85 | 1: 67.4405; 1.1: 69.529; 1.2: 0.09324; 1.3: 64.025; 1.4: 10.3755; 1.5: 69.529; 1.6: 64.025; 1.7: 25.61; 1.8: 8.4594; 1.9: 213.4167; 2: 6.7967; 2.1: 86.3231; 2.2: 52.763; 2.3: 7.8736; 2.4: 16.7659; 2.5: 2.5019
| 1 | 9.9 | 1: 67.2875; 1.1: 69.7233; 1.2: 0.093501; 1.3: 64.35; 1.4: 10.3519; 1.5: 69.7233; 1.6: 64.35; 1.7: 25.74; 1.8: 8.4594; 1.9: 214.5; 2: 6.8312; 2.1: 86.3631; 2.2: 53.2754; 2.3: 7.9099; 2.4: 16.448; 2.5: 2.4421
| 1 | 9.95 | 1: 67.1347; 1.1: 69.9163; 1.2: 0.093759; 1.3: 64.675; 1.4: 10.3284; 1.5: 69.9163; 1.6: 64.675; 1.7: 25.87; 1.8: 8.4594; 1.9: 215.5833; 2: 6.8657; 2.1: 86.4029; 2.2: 53.7901; 2.3: 7.9462; 2.4: 16.1262; 2.5: 2.3823
| 1 | 10 | 1: 66.982; 1.1: 70.1078; 1.2: 0.094016; 1.3: 65; 1.4: 10.3049; 1.5: 70.1078; 1.6: 65; 1.7: 26; 1.8: 8.4594; 1.9: 216.6667; 2: 6.9002; 2.1: 86.4426; 2.2: 54.3071; 2.3: 7.9824; 2.4: 15.8008; 2.5: 2.3225
| 1 | 10.05 | 1: 66.8295; 1.1: 70.298; 1.2: 0.094271; 1.3: 65.325; 1.4: 10.2815; 1.5: 70.298; 1.6: 65.325; 1.7: 26.13; 1.8: 8.4594; 1.9: 217.75; 2: 6.9347; 2.1: 86.4821; 2.2: 54.8264; 2.3: 8.0187; 2.4: 15.4715; 2.5: 2.2628
| 1 | 10.1 | 1: 66.6772; 1.1: 70.4867; 1.2: 0.094524; 1.3: 65.65; 1.4: 10.258; 1.5: 70.4867; 1.6: 65.65; 1.7: 26.26; 1.8: 8.4594; 1.9: 218.8333; 2: 6.9692; 2.1: 86.5215; 2.2: 55.3481; 2.3: 8.0549; 2.4: 15.1385; 2.5: 2.2031
| 1 | 10.15 | 1: 66.525; 1.1: 70.674; 1.2: 0.094775; 1.3: 65.975; 1.4: 10.2346; 1.5: 70.674; 1.6: 65.975; 1.7: 26.39; 1.8: 8.4594; 1.9: 219.9167; 2: 7.0037; 2.1: 86.5607; 2.2: 55.8722; 2.3: 8.0911; 2.4: 14.8018; 2.5: 2.1435
| 1 | 10.2 | 1: 66.3731; 1.1: 70.8599; 1.2: 0.095025; 1.3: 66.3; 1.4: 10.2112; 1.5: 70.8599; 1.6: 66.3; 1.7: 26.52; 1.8: 8.4594; 1.9: 221; 2: 7.0382; 2.1: 86.5997; 2.2: 56.3986; 2.3: 8.1273; 2.4: 14.4613; 2.5: 2.0839
| 1 | 10.25 | 1: 66.2213; 1.1: 71.0444; 1.2: 0.095272; 1.3: 66.625; 1.4: 10.1879; 1.5: 71.0444; 1.6: 66.625; 1.7: 26.65; 1.8: 8.4594; 1.9: 222.0833; 2: 7.0727; 2.1: 86.6386; 2.2: 56.9273; 2.3: 8.1635; 2.4: 14.1171; 2.5: 2.0244
| 1 | 10.3 | 1: 66.0696; 1.1: 71.2275; 1.2: 0.095518; 1.3: 66.95; 1.4: 10.1646; 1.5: 71.2275; 1.6: 66.95; 1.7: 26.78; 1.8: 8.4594; 1.9: 223.1667; 2: 7.1072; 2.1: 86.6773; 2.2: 57.4584; 2.3: 8.1996; 2.4: 13.7691; 2.5: 1.9649
| 1 | 10.35 | 1: 65.9182; 1.1: 71.4092; 1.2: 0.095761; 1.3: 67.275; 1.4: 10.1413; 1.5: 71.4092; 1.6: 67.275; 1.7: 26.91; 1.8: 8.4594; 1.9: 224.25; 2: 7.1417; 2.1: 86.7158; 2.2: 57.9918; 2.3: 8.2358; 2.4: 13.4174; 2.5: 1.9055
| 1 | 10.4 | 1: 65.7669; 1.1: 71.5895; 1.2: 0.096003; 1.3: 67.6; 1.4: 10.118; 1.5: 71.5895; 1.6: 67.6; 1.7: 27.04; 1.8: 8.4594; 1.9: 225.3333; 2: 7.1762; 2.1: 86.7542; 2.2: 58.5275; 2.3: 8.2719; 2.4: 13.0619; 2.5: 1.8461
| 1 | 10.45 | 1: 65.6158; 1.1: 71.7684; 1.2: 0.096243; 1.3: 67.925; 1.4: 10.0947; 1.5: 71.7684; 1.6: 67.925; 1.7: 27.17; 1.8: 8.4594; 1.9: 226.4167; 2: 7.2107; 2.1: 86.7925; 2.2: 59.0656; 2.3: 8.308; 2.4: 12.7028; 2.5: 1.7867
| 1 | 10.5 | 1: 65.4649; 1.1: 71.9459; 1.2: 0.096481; 1.3: 68.25; 1.4: 10.0715; 1.5: 71.9459; 1.6: 68.25; 1.7: 27.3; 1.8: 8.4594; 1.9: 227.5; 2: 7.2452; 2.1: 86.8305; 2.2: 59.6061; 2.3: 8.3441; 2.4: 12.3399; 2.5: 1.7274
| 1 | 10.55 | 1: 65.3141; 1.1: 72.122; 1.2: 0.096717; 1.3: 68.575; 1.4: 10.0483; 1.5: 72.122; 1.6: 68.575; 1.7: 27.43; 1.8: 8.4594; 1.9: 228.5833; 2: 7.2797; 2.1: 86.8684; 2.2: 60.1488; 2.3: 8.3802; 2.4: 11.9732; 2.5: 1.6682
| 1 | 10.6 | 1: 65.1636; 1.1: 72.2968; 1.2: 0.096952; 1.3: 68.9; 1.4: 10.0252; 1.5: 72.2968; 1.6: 68.9; 1.7: 27.56; 1.8: 8.4594; 1.9: 229.6667; 2: 7.3142; 2.1: 86.9062; 2.2: 60.6939; 2.3: 8.4162; 2.4: 11.6029; 2.5: 1.6089
| 1 | 10.65 | 1: 65.0132; 1.1: 72.4702; 1.2: 0.097184; 1.3: 69.225; 1.4: 10.002; 1.5: 72.4702; 1.6: 69.225; 1.7: 27.69; 1.8: 8.4594; 1.9: 230.75; 2: 7.3487; 2.1: 86.9438; 2.2: 61.2414; 2.3: 8.4523; 2.4: 11.2288; 2.5: 1.5498
| 1 | 10.7 | 1: 64.8629; 1.1: 72.6422; 1.2: 0.097415; 1.3: 69.55; 1.4: 9.9789; 1.5: 72.6422; 1.6: 69.55; 1.7: 27.82; 1.8: 8.4594; 1.9: 231.8333; 2: 7.3832; 2.1: 86.9812; 2.2: 61.7911; 2.3: 8.4883; 2.4: 10.851; 2.5: 1.4906
| 1 | 10.75 | 1: 64.7129; 1.1: 72.8128; 1.2: 0.097644; 1.3: 69.875; 1.4: 9.9558; 1.5: 72.8128; 1.6: 69.875; 1.7: 27.95; 1.8: 8.4594; 1.9: 232.9167; 2: 7.4177; 2.1: 87.0185; 2.2: 62.3433; 2.3: 8.5243; 2.4: 10.4695; 2.5: 1.4315
| 1 | 10.8 | 1: 64.563; 1.1: 72.982; 1.2: 0.097871; 1.3: 70.2; 1.4: 9.9328; 1.5: 72.982; 1.6: 70.2; 1.7: 28.08; 1.8: 8.4594; 1.9: 234; 2: 7.4522; 2.1: 87.0556; 2.2: 62.8977; 2.3: 8.5603; 2.4: 10.0843; 2.5: 1.3725
| 1 | 10.85 | 1: 64.4133; 1.1: 73.1499; 1.2: 0.098096; 1.3: 70.525; 1.4: 9.9097; 1.5: 73.1499; 1.6: 70.525; 1.7: 28.21; 1.8: 8.4594; 1.9: 235.0833; 2: 7.4867; 2.1: 87.0926; 2.2: 63.4545; 2.3: 8.5963; 2.4: 9.6954; 2.5: 1.3135
| 1 | 10.9 | 1: 64.2638; 1.1: 73.3164; 1.2: 0.098319; 1.3: 70.85; 1.4: 9.8867; 1.5: 73.3164; 1.6: 70.85; 1.7: 28.34; 1.8: 8.4594; 1.9: 236.1667; 2: 7.5212; 2.1: 87.1294; 2.2: 64.0136; 2.3: 8.6323; 2.4: 9.3028; 2.5: 1.2545
| 1 | 10.95 | 1: 64.1145; 1.1: 73.4816; 1.2: 0.09854; 1.3: 71.175; 1.4: 9.8638; 1.5: 73.4816; 1.6: 71.175; 1.7: 28.47; 1.8: 8.4594; 1.9: 237.25; 2: 7.5557; 2.1: 87.1661; 2.2: 64.5751; 2.3: 8.6682; 2.4: 8.9065; 2.5: 1.1956
| 1 | 11 | 1: 63.9653; 1.1: 73.6454; 1.2: 0.09876; 1.3: 71.5; 1.4: 9.8408; 1.5: 73.6454; 1.6: 71.5; 1.7: 28.6; 1.8: 8.4594; 1.9: 238.3333; 2: 7.5902; 2.1: 87.2026; 2.2: 65.1388; 2.3: 8.7041; 2.4: 8.5065; 2.5: 1.1367
| 1 | 11.05 | 1: 63.8163; 1.1: 73.8078; 1.2: 0.098978; 1.3: 71.825; 1.4: 9.8179; 1.5: 73.8078; 1.6: 71.825; 1.7: 28.73; 1.8: 8.4594; 1.9: 239.4167; 2: 7.6247; 2.1: 87.239; 2.2: 65.705; 2.3: 8.7401; 2.4: 8.1028; 2.5: 1.0778
| 1 | 11.1 | 1: 63.6675; 1.1: 73.9689; 1.2: 0.099194; 1.3: 72.15; 1.4: 9.795; 1.5: 73.9689; 1.6: 72.15; 1.7: 28.86; 1.8: 8.4594; 1.9: 240.5; 2: 7.6592; 2.1: 87.2752; 2.2: 66.2734; 2.3: 8.776; 2.4: 7.6954; 2.5: 1.019
| 1 | 11.15 | 1: 63.5188; 1.1: 74.1286; 1.2: 0.099408; 1.3: 72.475; 1.4: 9.7721; 1.5: 74.1286; 1.6: 72.475; 1.7: 28.99; 1.8: 8.4594; 1.9: 241.5833; 2: 7.6937; 2.1: 87.3112; 2.2: 66.8442; 2.3: 8.8119; 2.4: 7.2843; 2.5: 0.96027
| 1 | 11.2 | 1: 63.3703; 1.1: 74.2869; 1.2: 0.09962; 1.3: 72.8; 1.4: 9.7493; 1.5: 74.2869; 1.6: 72.8; 1.7: 29.12; 1.8: 8.4594; 1.9: 242.6667; 2: 7.7282; 2.1: 87.3471; 2.2: 67.4173; 2.3: 8.8477; 2.4: 6.8696; 2.5: 0.90155
| 1 | 11.25 | 1: 63.222; 1.1: 74.4439; 1.2: 0.099831; 1.3: 73.125; 1.4: 9.7265; 1.5: 74.4439; 1.6: 73.125; 1.7: 29.25; 1.8: 8.4594; 1.9: 243.75; 2: 7.7627; 2.1: 87.3829; 2.2: 67.9928; 2.3: 8.8836; 2.4: 6.4511; 2.5: 0.84287
| 1 | 11.3 | 1: 63.0739; 1.1: 74.5996; 1.2: 0.10004; 1.3: 73.45; 1.4: 9.7037; 1.5: 74.5996; 1.6: 73.45; 1.7: 29.38; 1.8: 8.4594; 1.9: 244.8333; 2: 7.7972; 2.1: 87.4185; 2.2: 68.5706; 2.3: 8.9194; 2.4: 6.029; 2.5: 0.78424
| 1 | 11.35 | 1: 62.926; 1.1: 74.7539; 1.2: 0.10025; 1.3: 73.775; 1.4: 9.6809; 1.5: 74.7539; 1.6: 73.775; 1.7: 29.51; 1.8: 8.4594; 1.9: 245.9167; 2: 7.8317; 2.1: 87.4539; 2.2: 69.1507; 2.3: 8.9553; 2.4: 5.6032; 2.5: 0.72564
| 1 | 11.4 | 1: 62.7782; 1.1: 74.9069; 1.2: 0.10045; 1.3: 74.1; 1.4: 9.6582; 1.5: 74.9069; 1.6: 74.1; 1.7: 29.64; 1.8: 8.4594; 1.9: 247; 2: 7.8662; 2.1: 87.4892; 2.2: 69.7332; 2.3: 8.9911; 2.4: 5.1738; 2.5: 0.66708
| 1 | 11.45 | 1: 62.6306; 1.1: 75.0586; 1.2: 0.10066; 1.3: 74.425; 1.4: 9.6355; 1.5: 75.0586; 1.6: 74.425; 1.7: 29.77; 1.8: 8.4594; 1.9: 248.0833; 2: 7.9007; 2.1: 87.5244; 2.2: 70.3179; 2.3: 9.0269; 2.4: 4.7406; 2.5: 0.60857
| 1 | 11.5 | 1: 62.4832; 1.1: 75.2089; 1.2: 0.10086; 1.3: 74.75; 1.4: 9.6128; 1.5: 75.2089; 1.6: 74.75; 1.7: 29.9; 1.8: 8.4594; 1.9: 249.1667; 2: 7.9352; 2.1: 87.5594; 2.2: 70.9051; 2.3: 9.0627; 2.4: 4.3038; 2.5: 0.55009
| 1 | 11.55 | 1: 62.3359; 1.1: 75.3579; 1.2: 0.10106; 1.3: 75.075; 1.4: 9.5901; 1.5: 75.3579; 1.6: 75.075; 1.7: 30.03; 1.8: 8.4594; 1.9: 250.25; 2: 7.9697; 2.1: 87.5942; 2.2: 71.4945; 2.3: 9.0985; 2.4: 3.8634; 2.5: 0.49166
| 1 | 11.6 | 1: 62.1888; 1.1: 75.5056; 1.2: 0.10125; 1.3: 75.4; 1.4: 9.5675; 1.5: 75.5056; 1.6: 75.4; 1.7: 30.16; 1.8: 8.4594; 1.9: 251.3333; 2: 8.0042; 2.1: 87.6289; 2.2: 72.0863; 2.3: 9.1343; 2.4: 3.4193; 2.5: 0.43326
| 1 | 11.65 | 1: 62.042; 1.1: 75.6519; 1.2: 0.10145; 1.3: 75.725; 1.4: 9.5449; 1.5: 75.6519; 1.6: 75.725; 1.7: 30.29; 1.8: 8.4594; 1.9: 252.4167; 2: 8.0387; 2.1: 87.6635; 2.2: 72.6804; 2.3: 9.17; 2.4: 2.9715; 2.5: 0.37491
| 1 | 11.7 | 1: 61.8952; 1.1: 75.7969; 1.2: 0.10165; 1.3: 76.05; 1.4: 9.5223; 1.5: 75.7969; 1.6: 76.05; 1.7: 30.42; 1.8: 8.4594; 1.9: 253.5; 2: 8.0732; 2.1: 87.6979; 2.2: 73.2769; 2.3: 9.2058; 2.4: 2.52; 2.5: 0.31659
| 1 | 11.75 | 1: 61.7487; 1.1: 75.9406; 1.2: 0.10184; 1.3: 76.375; 1.4: 9.4998; 1.5: 75.9406; 1.6: 76.375; 1.7: 30.55; 1.8: 8.4594; 1.9: 254.5833; 2: 8.1077; 2.1: 87.7321; 2.2: 73.8756; 2.3: 9.2415; 2.4: 2.065; 2.5: 0.25832
| 1 | 11.8 | 1: 61.6023; 1.1: 76.083; 1.2: 0.10203; 1.3: 76.7; 1.4: 9.4773; 1.5: 76.083; 1.6: 76.7; 1.7: 30.68; 1.8: 8.4594; 1.9: 255.6667; 2: 8.1423; 2.1: 87.7663; 2.2: 74.4767; 2.3: 9.2772; 2.4: 1.6062; 2.5: 0.20008
| 1 | 11.85 | 1: 61.4561; 1.1: 76.224; 1.2: 0.10222; 1.3: 77.025; 1.4: 9.4548; 1.5: 76.224; 1.6: 77.025; 1.7: 30.81; 1.8: 8.4594; 1.9: 256.75; 2: 8.1768; 2.1: 87.8002; 2.2: 75.0802; 2.3: 9.3129; 2.4: 1.1438; 2.5: 0.14188
| 1 | 11.9 | 1: 61.3101; 1.1: 76.3638; 1.2: 0.10241; 1.3: 77.35; 1.4: 9.4323; 1.5: 76.3638; 1.6: 77.35; 1.7: 30.94; 1.8: 8.4594; 1.9: 257.8333; 2: 8.2113; 2.1: 87.8341; 2.2: 75.6859; 2.3: 9.3486; 2.4: 0.67782; 2.5: 0.083724
| 2 | 11.95 | 1: 61.1642; 1.1: 76.5022; 1.2: 0.10259; 1.3: 77.675; 1.4: 9.4099; 1.5: 76.5022; 1.6: 77.675; 1.7: 31.07; 1.8: 8.4594; 1.9: 258.9167; 2: 8.2458; 2.1: 87.8677; 2.2: 76.294; 2.3: 9.3843; 2.4: 0.20816; 2.5: 0.025604
| 2 | 12 | 1: 61.0186; 1.1: 76.6393; 1.2: 0.10278; 1.3: 78; 1.4: 9.3875; 1.5: 76.6393; 1.6: 78; 1.7: 31.2; 1.8: 8.4594; 1.9: 260; 2: 8.2803; 2.1: 87.9013; 2.2: 76.9045; 2.3: 9.4199; 2.4: -0.26514; 2.5: -0.032476
| 2 | 12.05 | 1: 60.8731; 1.1: 76.7751; 1.2: 0.10296; 1.3: 78.325; 1.4: 9.3651; 1.5: 76.7751; 1.6: 78.325; 1.7: 31.33; 1.8: 8.4594; 1.9: 261.0833; 2: 8.3148; 2.1: 87.9347; 2.2: 77.5172; 2.3: 9.4556; 2.4: -0.74207; 2.5: -0.090518
| 2 | 12.1 | 1: 60.7277; 1.1: 76.9097; 1.2: 0.10314; 1.3: 78.65; 1.4: 9.3427; 1.5: 76.9097; 1.6: 78.65; 1.7: 31.46; 1.8: 8.4594; 1.9: 262.1667; 2: 8.3493; 2.1: 87.9679; 2.2: 78.1323; 2.3: 9.4913; 2.4: -1.2226; 2.5: -0.14852
| 2 | 12.15 | 1: 60.5826; 1.1: 77.0429; 1.2: 0.10332; 1.3: 78.975; 1.4: 9.3204; 1.5: 77.0429; 1.6: 78.975; 1.7: 31.59; 1.8: 8.4594; 1.9: 263.25; 2: 8.3838; 2.1: 88.001; 2.2: 78.7497; 2.3: 9.5269; 2.4: -1.7068; 2.5: -0.20649
| 2 | 12.2 | 1: 60.4376; 1.1: 77.1748; 1.2: 0.10349; 1.3: 79.3; 1.4: 9.2981; 1.5: 77.1748; 1.6: 79.3; 1.7: 31.72; 1.8: 8.4594; 1.9: 264.3333; 2: 8.4183; 2.1: 88.034; 2.2: 79.3695; 2.3: 9.5625; 2.4: -2.1946; 2.5: -0.26441
| 2 | 12.25 | 1: 60.2928; 1.1: 77.3054; 1.2: 0.10367; 1.3: 79.625; 1.4: 9.2758; 1.5: 77.3054; 1.6: 79.625; 1.7: 31.85; 1.8: 8.4594; 1.9: 265.4167; 2: 8.4528; 2.1: 88.0668; 2.2: 79.9915; 2.3: 9.5981; 2.4: -2.6861; 2.5: -0.3223
| 2 | 12.3 | 1: 60.1482; 1.1: 77.4348; 1.2: 0.10384; 1.3: 79.95; 1.4: 9.2536; 1.5: 77.4348; 1.6: 79.95; 1.7: 31.98; 1.8: 8.4594; 1.9: 266.5; 2: 8.4873; 2.1: 88.0995; 2.2: 80.6159; 2.3: 9.6337; 2.4: -3.1812; 2.5: -0.38015
| 2 | 12.35 | 1: 60.0038; 1.1: 77.5628; 1.2: 0.10401; 1.3: 80.275; 1.4: 9.2313; 1.5: 77.5628; 1.6: 80.275; 1.7: 32.11; 1.8: 8.4594; 1.9: 267.5833; 2: 8.5218; 2.1: 88.132; 2.2: 81.2427; 2.3: 9.6693; 2.4: -3.6798; 2.5: -0.43797
| 2 | 12.4 | 1: 59.8595; 1.1: 77.6896; 1.2: 0.10418; 1.3: 80.6; 1.4: 9.2092; 1.5: 77.6896; 1.6: 80.6; 1.7: 32.24; 1.8: 8.4594; 1.9: 268.6667; 2: 8.5563; 2.1: 88.1644; 2.2: 81.8718; 2.3: 9.7049; 2.4: -4.1821; 2.5: -0.49574
| 2 | 12.45 | 1: 59.7154; 1.1: 77.8151; 1.2: 0.10435; 1.3: 80.925; 1.4: 9.187; 1.5: 77.8151; 1.6: 80.925; 1.7: 32.37; 1.8: 8.4594; 1.9: 269.75; 2: 8.5908; 2.1: 88.1967; 2.2: 82.5031; 2.3: 9.7405; 2.4: -4.688; 2.5: -0.55348
| 2 | 12.5 | 1: 59.5715; 1.1: 77.9393; 1.2: 0.10452; 1.3: 81.25; 1.4: 9.1648; 1.5: 77.9393; 1.6: 81.25; 1.7: 32.5; 1.8: 8.4594; 1.9: 270.8333; 2: 8.6253; 2.1: 88.2288; 2.2: 83.1369; 2.3: 9.776; 2.4: -5.1976; 2.5: -0.61118
| 2 | 12.55 | 1: 59.4277; 1.1: 78.0623; 1.2: 0.10468; 1.3: 81.575; 1.4: 9.1427; 1.5: 78.0623; 1.6: 81.575; 1.7: 32.63; 1.8: 8.4594; 1.9: 271.9167; 2: 8.6598; 2.1: 88.2608; 2.2: 83.7729; 2.3: 9.8116; 2.4: -5.7107; 2.5: -0.66884
| 2 | 12.6 | 1: 59.2841; 1.1: 78.1839; 1.2: 0.10485; 1.3: 81.9; 1.4: 9.1206; 1.5: 78.1839; 1.6: 81.9; 1.7: 32.76; 1.8: 8.4594; 1.9: 273; 2: 8.6943; 2.1: 88.2927; 2.2: 84.4113; 2.3: 9.8471; 2.4: -6.2274; 2.5: -0.72646
| 2 | 12.65 | 1: 59.1407; 1.1: 78.3043; 1.2: 0.10501; 1.3: 82.225; 1.4: 9.0986; 1.5: 78.3043; 1.6: 82.225; 1.7: 32.89; 1.8: 8.4594; 1.9: 274.0833; 2: 8.7288; 2.1: 88.3244; 2.2: 85.052; 2.3: 9.8826; 2.4: -6.7477; 2.5: -0.78405
| 2 | 12.7 | 1: 58.9975; 1.1: 78.4234; 1.2: 0.10517; 1.3: 82.55; 1.4: 9.0765; 1.5: 78.4234; 1.6: 82.55; 1.7: 33.02; 1.8: 8.4594; 1.9: 275.1667; 2: 8.7633; 2.1: 88.3559; 2.2: 85.6951; 2.3: 9.9181; 2.4: -7.2717; 2.5: -0.8416
| 2 | 12.75 | 1: 58.8545; 1.1: 78.5413; 1.2: 0.10533; 1.3: 82.875; 1.4: 9.0545; 1.5: 78.5413; 1.6: 82.875; 1.7: 33.15; 1.8: 8.4594; 1.9: 276.25; 2: 8.7978; 2.1: 88.3874; 2.2: 86.3405; 2.3: 9.9537; 2.4: -7.7992; 2.5: -0.89912
| 2 | 12.8 | 1: 58.7116; 1.1: 78.6579; 1.2: 0.10548; 1.3: 83.2; 1.4: 9.0326; 1.5: 78.6579; 1.6: 83.2; 1.7: 33.28; 1.8: 8.4594; 1.9: 277.3333; 2: 8.8323; 2.1: 88.4187; 2.2: 86.9882; 2.3: 9.9891; 2.4: -8.3303; 2.5: -0.9566
| 2 | 12.85 | 1: 58.5689; 1.1: 78.7732; 1.2: 0.10564; 1.3: 83.525; 1.4: 9.0106; 1.5: 78.7732; 1.6: 83.525; 1.7: 33.41; 1.8: 8.4594; 1.9: 278.4167; 2: 8.8668; 2.1: 88.4498; 2.2: 87.6382; 2.3: 10.0246; 2.4: -8.865; 2.5: -1.014
| 2 | 12.9 | 1: 58.4264; 1.1: 78.8873; 1.2: 0.10579; 1.3: 83.85; 1.4: 8.9887; 1.5: 78.8873; 1.6: 83.85; 1.7: 33.54; 1.8: 8.4594; 1.9: 279.5; 2: 8.9013; 2.1: 88.4809; 2.2: 88.2906; 2.3: 10.0601; 2.4: -9.4033; 2.5: -1.0714
| 2 | 12.95 | 1: 58.284; 1.1: 79.0001; 1.2: 0.10594; 1.3: 84.175; 1.4: 8.9668; 1.5: 79.0001; 1.6: 84.175; 1.7: 33.67; 1.8: 8.4594; 1.9: 280.5833; 2: 8.9358; 2.1: 88.5117; 2.2: 88.9453; 2.3: 10.0956; 2.4: -9.9452; 2.5: -1.1288
| 2 | 13 | 1: 58.1418; 1.1: 79.1117; 1.2: 0.10609; 1.3: 84.5; 1.4: 8.9449; 1.5: 79.1117; 1.6: 84.5; 1.7: 33.8; 1.8: 8.4594; 1.9: 281.6667; 2: 8.9703; 2.1: 88.5425; 2.2: 89.6023; 2.3: 10.131; 2.4: -10.4906; 2.5: -1.1861
| 2 | 13.05 | 1: 57.9998; 1.1: 79.222; 1.2: 0.10624; 1.3: 84.825; 1.4: 8.9231; 1.5: 79.222; 1.6: 84.825; 1.7: 33.93; 1.8: 8.4594; 1.9: 282.75; 2: 9.0048; 2.1: 88.5731; 2.2: 90.2617; 2.3: 10.1665; 2.4: -11.0397; 2.5: -1.2434
| 2 | 13.1 | 1: 57.858; 1.1: 79.3311; 1.2: 0.10638; 1.3: 85.15; 1.4: 8.9012; 1.5: 79.3311; 1.6: 85.15; 1.7: 34.06; 1.8: 8.4594; 1.9: 283.8333; 2: 9.0393; 2.1: 88.6036; 2.2: 90.9233; 2.3: 10.2019; 2.4: -11.5923; 2.5: -1.3007
| 2 | 13.15 | 1: 57.7164; 1.1: 79.4389; 1.2: 0.10653; 1.3: 85.475; 1.4: 8.8794; 1.5: 79.4389; 1.6: 85.475; 1.7: 34.19; 1.8: 8.4594; 1.9: 284.9167; 2: 9.0738; 2.1: 88.634; 2.2: 91.5874; 2.3: 10.2374; 2.4: -12.1485; 2.5: -1.3579
| 2 | 13.2 | 1: 57.5749; 1.1: 79.5455; 1.2: 0.10667; 1.3: 85.8; 1.4: 8.8577; 1.5: 79.5455; 1.6: 85.8; 1.7: 34.32; 1.8: 8.4594; 1.9: 286; 2: 9.1083; 2.1: 88.6642; 2.2: 92.2537; 2.3: 10.2728; 2.4: -12.7082; 2.5: -1.4151
| 2 | 13.25 | 1: 57.4336; 1.1: 79.6508; 1.2: 0.10681; 1.3: 86.125; 1.4: 8.8359; 1.5: 79.6508; 1.6: 86.125; 1.7: 34.45; 1.8: 8.4594; 1.9: 287.0833; 2: 9.1428; 2.1: 88.6943; 2.2: 92.9224; 2.3: 10.3082; 2.4: -13.2716; 2.5: -1.4723
| 2 | 13.3 | 1: 57.2925; 1.1: 79.7549; 1.2: 0.10695; 1.3: 86.45; 1.4: 8.8142; 1.5: 79.7549; 1.6: 86.45; 1.7: 34.58; 1.8: 8.4594; 1.9: 288.1667; 2: 9.1773; 2.1: 88.7242; 2.2: 93.5934; 2.3: 10.3436; 2.4: -13.8385; 2.5: -1.5294
| 2 | 13.35 | 1: 57.1515; 1.1: 79.8578; 1.2: 0.10709; 1.3: 86.775; 1.4: 8.7925; 1.5: 79.8578; 1.6: 86.775; 1.7: 34.71; 1.8: 8.4594; 1.9: 289.25; 2: 9.2118; 2.1: 88.754; 2.2: 94.2668; 2.3: 10.379; 2.4: -14.4089; 2.5: -1.5865
| 2 | 13.4 | 1: 57.0108; 1.1: 79.9595; 1.2: 0.10723; 1.3: 87.1; 1.4: 8.7709; 1.5: 79.9595; 1.6: 87.1; 1.7: 34.84; 1.8: 8.4594; 1.9: 290.3333; 2: 9.2463; 2.1: 88.7837; 2.2: 94.9424; 2.3: 10.4144; 2.4: -14.983; 2.5: -1.6435
| 2 | 13.45 | 1: 56.8702; 1.1: 80.0599; 1.2: 0.10736; 1.3: 87.425; 1.4: 8.7493; 1.5: 80.0599; 1.6: 87.425; 1.7: 34.97; 1.8: 8.4594; 1.9: 291.4167; 2: 9.2808; 2.1: 88.8133; 2.2: 95.6204; 2.3: 10.4498; 2.4: -15.5605; 2.5: -1.7005
| 2 | 13.5 | 1: 56.7297; 1.1: 80.1591; 1.2: 0.1075; 1.3: 87.75; 1.4: 8.7277; 1.5: 80.1591; 1.6: 87.75; 1.7: 35.1; 1.8: 8.4594; 1.9: 292.5; 2: 9.3153; 2.1: 88.8427; 2.2: 96.3008; 2.3: 10.4851; 2.4: -16.1417; 2.5: -1.7575
| 2 | 13.55 | 1: 56.5895; 1.1: 80.2571; 1.2: 0.10763; 1.3: 88.075; 1.4: 8.7061; 1.5: 80.2571; 1.6: 88.075; 1.7: 35.23; 1.8: 8.4594; 1.9: 293.5833; 2: 9.3498; 2.1: 88.872; 2.2: 96.9835; 2.3: 10.5205; 2.4: -16.7264; 2.5: -1.8144
| 2 | 13.6 | 1: 56.4494; 1.1: 80.3538; 1.2: 0.10776; 1.3: 88.4; 1.4: 8.6845; 1.5: 80.3538; 1.6: 88.4; 1.7: 35.36; 1.8: 8.4594; 1.9: 294.6667; 2: 9.3843; 2.1: 88.9012; 2.2: 97.6685; 2.3: 10.5559; 2.4: -17.3146; 2.5: -1.8713
| 2 | 13.65 | 1: 56.3095; 1.1: 80.4494; 1.2: 0.10788; 1.3: 88.725; 1.4: 8.663; 1.5: 80.4494; 1.6: 88.725; 1.7: 35.49; 1.8: 8.4594; 1.9: 295.75; 2: 9.4188; 2.1: 88.9303; 2.2: 98.3558; 2.3: 10.5912; 2.4: -17.9064; 2.5: -1.9282
| 2 | 13.7 | 1: 56.1698; 1.1: 80.5437; 1.2: 0.10801; 1.3: 89.05; 1.4: 8.6415; 1.5: 80.5437; 1.6: 89.05; 1.7: 35.62; 1.8: 8.4594; 1.9: 296.8333; 2: 9.4533; 2.1: 88.9592; 2.2: 99.0455; 2.3: 10.6266; 2.4: -18.5018; 2.5: -1.985
| 2 | 13.75 | 1: 56.0302; 1.1: 80.6368; 1.2: 0.10814; 1.3: 89.375; 1.4: 8.62; 1.5: 80.6368; 1.6: 89.375; 1.7: 35.75; 1.8: 8.4594; 1.9: 297.9167; 2: 9.4878; 2.1: 88.988; 2.2: 99.7375; 2.3: 10.6619; 2.4: -19.1006; 2.5: -2.0418
| 2 | 13.8 | 1: 55.8909; 1.1: 80.7287; 1.2: 0.10826; 1.3: 89.7; 1.4: 8.5986; 1.5: 80.7287; 1.6: 89.7; 1.7: 35.88; 1.8: 8.4594; 1.9: 299; 2: 9.5223; 2.1: 89.0166; 2.2: 100.4318; 2.3: 10.6972; 2.4: -19.7031; 2.5: -2.0986
| 2 | 13.85 | 1: 55.7517; 1.1: 80.8195; 1.2: 0.10838; 1.3: 90.025; 1.4: 8.5772; 1.5: 80.8195; 1.6: 90.025; 1.7: 36.01; 1.8: 8.4594; 1.9: 300.0833; 2: 9.5568; 2.1: 89.0452; 2.2: 101.1285; 2.3: 10.7325; 2.4: -20.309; 2.5: -2.1553
| 2 | 13.9 | 1: 55.6126; 1.1: 80.909; 1.2: 0.1085; 1.3: 90.35; 1.4: 8.5558; 1.5: 80.909; 1.6: 90.35; 1.7: 36.14; 1.8: 8.4594; 1.9: 301.1667; 2: 9.5913; 2.1: 89.0736; 2.2: 101.8275; 2.3: 10.7678; 2.4: -20.9185; 2.5: -2.212
| 2 | 13.95 | 1: 55.4738; 1.1: 80.9973; 1.2: 0.10862; 1.3: 90.675; 1.4: 8.5344; 1.5: 80.9973; 1.6: 90.675; 1.7: 36.27; 1.8: 8.4594; 1.9: 302.25; 2: 9.6258; 2.1: 89.1018; 2.2: 102.5288; 2.3: 10.8031; 2.4: -21.5316; 2.5: -2.2687
| 2 | 14 | 1: 55.3351; 1.1: 81.0844; 1.2: 0.10874; 1.3: 91; 1.4: 8.5131; 1.5: 81.0844; 1.6: 91; 1.7: 36.4; 1.8: 8.4594; 1.9: 303.3333; 2: 9.6603; 2.1: 89.13; 2.2: 103.2325; 2.3: 10.8384; 2.4: -22.1481; 2.5: -2.3253
| 2 | 14.05 | 1: 55.1966; 1.1: 81.1703; 1.2: 0.10885; 1.3: 91.325; 1.4: 8.4918; 1.5: 81.1703; 1.6: 91.325; 1.7: 36.53; 1.8: 8.4594; 1.9: 304.4167; 2: 9.6948; 2.1: 89.158; 2.2: 103.9385; 2.3: 10.8737; 2.4: -22.7682; 2.5: -2.3819
| 2 | 14.1 | 1: 55.0583; 1.1: 81.255; 1.2: 0.10896; 1.3: 91.65; 1.4: 8.4705; 1.5: 81.255; 1.6: 91.65; 1.7: 36.66; 1.8: 8.4594; 1.9: 305.5; 2: 9.7293; 2.1: 89.1859; 2.2: 104.6468; 2.3: 10.909; 2.4: -23.3918; 2.5: -2.4385
| 2 | 14.15 | 1: 54.9201; 1.1: 81.3385; 1.2: 0.10908; 1.3: 91.975; 1.4: 8.4492; 1.5: 81.3385; 1.6: 91.975; 1.7: 36.79; 1.8: 8.4594; 1.9: 306.5833; 2: 9.7638; 2.1: 89.2137; 2.2: 105.3575; 2.3: 10.9443; 2.4: -24.019; 2.5: -2.495
| 2 | 14.2 | 1: 54.7821; 1.1: 81.4209; 1.2: 0.10919; 1.3: 92.3; 1.4: 8.428; 1.5: 81.4209; 1.6: 92.3; 1.7: 36.92; 1.8: 8.4594; 1.9: 307.6667; 2: 9.7983; 2.1: 89.2414; 2.2: 106.0705; 2.3: 10.9796; 2.4: -24.6496; 2.5: -2.5515
| 2 | 14.25 | 1: 54.6443; 1.1: 81.502; 1.2: 0.1093; 1.3: 92.625; 1.4: 8.4068; 1.5: 81.502; 1.6: 92.625; 1.7: 37.05; 1.8: 8.4594; 1.9: 308.75; 2: 9.8328; 2.1: 89.2689; 2.2: 106.7859; 2.3: 11.0148; 2.4: -25.2838; 2.5: -2.608
| 2 | 14.3 | 1: 54.5067; 1.1: 81.582; 1.2: 0.1094; 1.3: 92.95; 1.4: 8.3856; 1.5: 81.582; 1.6: 92.95; 1.7: 37.18; 1.8: 8.4594; 1.9: 309.8333; 2: 9.8673; 2.1: 89.2963; 2.2: 107.5035; 2.3: 11.0501; 2.4: -25.9215; 2.5: -2.6644
| 2 | 14.35 | 1: 54.3693; 1.1: 81.6608; 1.2: 0.10951; 1.3: 93.275; 1.4: 8.3645; 1.5: 81.6608; 1.6: 93.275; 1.7: 37.31; 1.8: 8.4594; 1.9: 310.9167; 2: 9.9018; 2.1: 89.3236; 2.2: 108.2236; 2.3: 11.0853; 2.4: -26.5627; 2.5: -2.7208
| 2 | 14.4 | 1: 54.232; 1.1: 81.7385; 1.2: 0.10961; 1.3: 93.6; 1.4: 8.3434; 1.5: 81.7385; 1.6: 93.6; 1.7: 37.44; 1.8: 8.4594; 1.9: 312; 2: 9.9363; 2.1: 89.3508; 2.2: 108.9459; 2.3: 11.1206; 2.4: -27.2075; 2.5: -2.7772
| 2 | 14.45 | 1: 54.0949; 1.1: 81.8149; 1.2: 0.10972; 1.3: 93.925; 1.4: 8.3223; 1.5: 81.8149; 1.6: 93.925; 1.7: 37.57; 1.8: 8.4594; 1.9: 313.0833; 2: 9.9708; 2.1: 89.3778; 2.2: 109.6706; 2.3: 11.1558; 2.4: -27.8557; 2.5: -2.8335
| 2 | 14.5 | 1: 53.958; 1.1: 81.8902; 1.2: 0.10982; 1.3: 94.25; 1.4: 8.3012; 1.5: 81.8902; 1.6: 94.25; 1.7: 37.7; 1.8: 8.4594; 1.9: 314.1667; 2: 10.0053; 2.1: 89.4047; 2.2: 110.3976; 2.3: 11.191; 2.4: -28.5074; 2.5: -2.8898
| 2 | 14.55 | 1: 53.8212; 1.1: 81.9643; 1.2: 0.10992; 1.3: 94.575; 1.4: 8.2802; 1.5: 81.9643; 1.6: 94.575; 1.7: 37.83; 1.8: 8.4594; 1.9: 315.25; 2: 10.0398; 2.1: 89.4315; 2.2: 111.127; 2.3: 11.2263; 2.4: -29.1627; 2.5: -2.9461
| 2 | 14.6 | 1: 53.6846; 1.1: 82.0373; 1.2: 0.11001; 1.3: 94.9; 1.4: 8.2592; 1.5: 82.0373; 1.6: 94.9; 1.7: 37.96; 1.8: 8.4594; 1.9: 316.3333; 2: 10.0743; 2.1: 89.4582; 2.2: 111.8587; 2.3: 11.2615; 2.4: -29.8214; 2.5: -3.0023
| 2 | 14.65 | 1: 53.5482; 1.1: 82.1091; 1.2: 0.11011; 1.3: 95.225; 1.4: 8.2382; 1.5: 82.1091; 1.6: 95.225; 1.7: 38.09; 1.8: 8.4594; 1.9: 317.4167; 2: 10.1088; 2.1: 89.4848; 2.2: 112.5927; 2.3: 11.2967; 2.4: -30.4837; 2.5: -3.0585
| 2 | 14.7 | 1: 53.412; 1.1: 82.1797; 1.2: 0.1102; 1.3: 95.55; 1.4: 8.2172; 1.5: 82.1797; 1.6: 95.55; 1.7: 38.22; 1.8: 8.4594; 1.9: 318.5; 2: 10.1433; 2.1: 89.5112; 2.2: 113.3291; 2.3: 11.3319; 2.4: -31.1494; 2.5: -3.1147
| 2 | 14.75 | 1: 53.2759; 1.1: 82.2492; 1.2: 0.1103; 1.3: 95.875; 1.4: 8.1963; 1.5: 82.2492; 1.6: 95.875; 1.7: 38.35; 1.8: 8.4594; 1.9: 319.5833; 2: 10.1778; 2.1: 89.5375; 2.2: 114.0678; 2.3: 11.3671; 2.4: -31.8186; 2.5: -3.1708
| 2 | 14.8 | 1: 53.1401; 1.1: 82.3175; 1.2: 0.11039; 1.3: 96.2; 1.4: 8.1754; 1.5: 82.3175; 1.6: 96.2; 1.7: 38.48; 1.8: 8.4594; 1.9: 320.6667; 2: 10.2123; 2.1: 89.5637; 2.2: 114.8089; 2.3: 11.4023; 2.4: -32.4914; 2.5: -3.2269
| 2 | 14.85 | 1: 53.0044; 1.1: 82.3847; 1.2: 0.11048; 1.3: 96.525; 1.4: 8.1545; 1.5: 82.3847; 1.6: 96.525; 1.7: 38.61; 1.8: 8.4594; 1.9: 321.75; 2: 10.2468; 2.1: 89.5898; 2.2: 115.5523; 2.3: 11.4375; 2.4: -33.1676; 2.5: -3.283
| 2 | 14.9 | 1: 52.8688; 1.1: 82.4507; 1.2: 0.11057; 1.3: 96.85; 1.4: 8.1337; 1.5: 82.4507; 1.6: 96.85; 1.7: 38.74; 1.8: 8.4594; 1.9: 322.8333; 2: 10.2813; 2.1: 89.6158; 2.2: 116.298; 2.3: 11.4727; 2.4: -33.8473; 2.5: -3.339
| 2 | 14.95 | 1: 52.7335; 1.1: 82.5156; 1.2: 0.11066; 1.3: 97.175; 1.4: 8.1128; 1.5: 82.5156; 1.6: 97.175; 1.7: 38.87; 1.8: 8.4594; 1.9: 323.9167; 2: 10.3158; 2.1: 89.6416; 2.2: 117.0461; 2.3: 11.5078; 2.4: -34.5305; 2.5: -3.395
| 2 | 15 | 1: 52.5983; 1.1: 82.5793; 1.2: 0.11074; 1.3: 97.5; 1.4: 8.092; 1.5: 82.5793; 1.6: 97.5; 1.7: 39; 1.8: 8.4594; 1.9: 325; 2: 10.3503; 2.1: 89.6674; 2.2: 117.7965; 2.3: 11.543; 2.4: -35.2171; 2.5: -3.451
| 2 | 15.05 | 1: 52.4633; 1.1: 82.6419; 1.2: 0.11082; 1.3: 97.825; 1.4: 8.0713; 1.5: 82.6419; 1.6: 97.825; 1.7: 39.13; 1.8: 8.4594; 1.9: 326.0833; 2: 10.3848; 2.1: 89.693; 2.2: 118.5492; 2.3: 11.5782; 2.4: -35.9073; 2.5: -3.5069
| 2 | 15.1 | 1: 52.3285; 1.1: 82.7034; 1.2: 0.11091; 1.3: 98.15; 1.4: 8.0505; 1.5: 82.7034; 1.6: 98.15; 1.7: 39.26; 1.8: 8.4594; 1.9: 327.1667; 2: 10.4193; 2.1: 89.7185; 2.2: 119.3043; 2.3: 11.6133; 2.4: -36.6009; 2.5: -3.5628
| 2 | 15.15 | 1: 52.1938; 1.1: 82.7637; 1.2: 0.11099; 1.3: 98.475; 1.4: 8.0298; 1.5: 82.7637; 1.6: 98.475; 1.7: 39.39; 1.8: 8.4594; 1.9: 328.25; 2: 10.4538; 2.1: 89.7439; 2.2: 120.0618; 2.3: 11.6485; 2.4: -37.298; 2.5: -3.6187
| 2 | 15.2 | 1: 52.0593; 1.1: 82.8229; 1.2: 0.11107; 1.3: 98.8; 1.4: 8.0091; 1.5: 82.8229; 1.6: 98.8; 1.7: 39.52; 1.8: 8.4594; 1.9: 329.3333; 2: 10.4883; 2.1: 89.7691; 2.2: 120.8215; 2.3: 11.6837; 2.4: -37.9986; 2.5: -3.6745
| 2 | 15.25 | 1: 51.925; 1.1: 82.881; 1.2: 0.11115; 1.3: 99.125; 1.4: 7.9885; 1.5: 82.881; 1.6: 99.125; 1.7: 39.65; 1.8: 8.4594; 1.9: 330.4167; 2: 10.5228; 2.1: 89.7943; 2.2: 121.5837; 2.3: 11.7188; 2.4: -38.7026; 2.5: -3.7303
| 2 | 15.3 | 1: 51.7909; 1.1: 82.938; 1.2: 0.11122; 1.3: 99.45; 1.4: 7.9678; 1.5: 82.938; 1.6: 99.45; 1.7: 39.78; 1.8: 8.4594; 1.9: 331.5; 2: 10.5573; 2.1: 89.8193; 2.2: 122.3481; 2.3: 11.754; 2.4: -39.4102; 2.5: -3.7861
| 2 | 15.35 | 1: 51.6569; 1.1: 82.9938; 1.2: 0.1113; 1.3: 99.775; 1.4: 7.9472; 1.5: 82.9938; 1.6: 99.775; 1.7: 39.91; 1.8: 8.4594; 1.9: 332.5833; 2: 10.5918; 2.1: 89.8442; 2.2: 123.1149; 2.3: 11.7891; 2.4: -40.1211; 2.5: -3.8419
| 2 | 15.4 | 1: 51.5232; 1.1: 83.0485; 1.2: 0.11137; 1.3: 100.1; 1.4: 7.9266; 1.5: 83.0485; 1.6: 100.1; 1.7: 40.04; 1.8: 8.4594; 1.9: 333.6667; 2: 10.6263; 2.1: 89.8691; 2.2: 123.8841; 2.3: 11.8242; 2.4: -40.8356; 2.5: -3.8976
| 2 | 15.45 | 1: 51.3896; 1.1: 83.1021; 1.2: 0.11144; 1.3: 100.425; 1.4: 7.9061; 1.5: 83.1021; 1.6: 100.425; 1.7: 40.17; 1.8: 8.4594; 1.9: 334.75; 2: 10.6608; 2.1: 89.8938; 2.2: 124.6556; 2.3: 11.8594; 2.4: -41.5535; 2.5: -3.9533
| 2 | 15.5 | 1: 51.2561; 1.1: 83.1545; 1.2: 0.11151; 1.3: 100.75; 1.4: 7.8856; 1.5: 83.1545; 1.6: 100.75; 1.7: 40.3; 1.8: 8.4594; 1.9: 335.8333; 2: 10.6953; 2.1: 89.9183; 2.2: 125.4294; 2.3: 11.8945; 2.4: -42.2749; 2.5: -4.0089
| 2 | 15.55 | 1: 51.1229; 1.1: 83.2059; 1.2: 0.11158; 1.3: 101.075; 1.4: 7.8651; 1.5: 83.2059; 1.6: 101.075; 1.7: 40.43; 1.8: 8.4594; 1.9: 336.9167; 2: 10.7298; 2.1: 89.9428; 2.2: 126.2056; 2.3: 11.9296; 2.4: -42.9997; 2.5: -4.0646
| 2 | 15.6 | 1: 50.9898; 1.1: 83.2561; 1.2: 0.11165; 1.3: 101.4; 1.4: 7.8446; 1.5: 83.2561; 1.6: 101.4; 1.7: 40.56; 1.8: 8.4594; 1.9: 338; 2: 10.7643; 2.1: 89.9672; 2.2: 126.9841; 2.3: 11.9647; 2.4: -43.728; 2.5: -4.1201
| 2 | 15.65 | 1: 50.8569; 1.1: 83.3053; 1.2: 0.11171; 1.3: 101.725; 1.4: 7.8241; 1.5: 83.3053; 1.6: 101.725; 1.7: 40.69; 1.8: 8.4594; 1.9: 339.0833; 2: 10.7988; 2.1: 89.9914; 2.2: 127.765; 2.3: 11.9998; 2.4: -44.4597; 2.5: -4.1757
| 2 | 15.7 | 1: 50.7242; 1.1: 83.3533; 1.2: 0.11178; 1.3: 102.05; 1.4: 7.8037; 1.5: 83.3533; 1.6: 102.05; 1.7: 40.82; 1.8: 8.4594; 1.9: 340.1667; 2: 10.8333; 2.1: 90.0156; 2.2: 128.5482; 2.3: 12.035; 2.4: -45.1949; 2.5: -4.2312
| 2 | 15.75 | 1: 50.5916; 1.1: 83.4003; 1.2: 0.11184; 1.3: 102.375; 1.4: 7.7833; 1.5: 83.4003; 1.6: 102.375; 1.7: 40.95; 1.8: 8.4594; 1.9: 341.25; 2: 10.8678; 2.1: 90.0396; 2.2: 129.3337; 2.3: 12.0701; 2.4: -45.9335; 2.5: -4.2867
| 2 | 15.8 | 1: 50.4592; 1.1: 83.4461; 1.2: 0.1119; 1.3: 102.7; 1.4: 7.763; 1.5: 83.4461; 1.6: 102.7; 1.7: 41.08; 1.8: 8.4594; 1.9: 342.3333; 2: 10.9023; 2.1: 90.0635; 2.2: 130.1217; 2.3: 12.1052; 2.4: -46.6756; 2.5: -4.3422
| 2 | 15.85 | 1: 50.327; 1.1: 83.4908; 1.2: 0.11196; 1.3: 103.025; 1.4: 7.7426; 1.5: 83.4908; 1.6: 103.025; 1.7: 41.21; 1.8: 8.4594; 1.9: 343.4167; 2: 10.9368; 2.1: 90.0873; 2.2: 130.9119; 2.3: 12.1403; 2.4: -47.4211; 2.5: -4.3976
| 2 | 15.9 | 1: 50.195; 1.1: 83.5345; 1.2: 0.11202; 1.3: 103.35; 1.4: 7.7223; 1.5: 83.5345; 1.6: 103.35; 1.7: 41.34; 1.8: 8.4594; 1.9: 344.5; 2: 10.9713; 2.1: 90.111; 2.2: 131.7045; 2.3: 12.1754; 2.4: -48.17; 2.5: -4.4531
| 2 | 15.95 | 1: 50.0631; 1.1: 83.577; 1.2: 0.11208; 1.3: 103.675; 1.4: 7.702; 1.5: 83.577; 1.6: 103.675; 1.7: 41.47; 1.8: 8.4594; 1.9: 345.5833; 2: 11.0058; 2.1: 90.1346; 2.2: 132.4995; 2.3: 12.2105; 2.4: -48.9224; 2.5: -4.5084
| 2 | 16 | 1: 49.9314; 1.1: 83.6185; 1.2: 0.11213; 1.3: 104; 1.4: 7.6818; 1.5: 83.6185; 1.6: 104; 1.7: 41.6; 1.8: 8.4594; 1.9: 346.6667; 2: 11.0403; 2.1: 90.1581; 2.2: 133.2968; 2.3: 12.2455; 2.4: -49.6783; 2.5: -4.5638
| 2 | 16.05 | 1: 49.7999; 1.1: 83.6589; 1.2: 0.11219; 1.3: 104.325; 1.4: 7.6615; 1.5: 83.6589; 1.6: 104.325; 1.7: 41.73; 1.8: 8.4594; 1.9: 347.75; 2: 11.0748; 2.1: 90.1814; 2.2: 134.0964; 2.3: 12.2806; 2.4: -50.4375; 2.5: -4.6191
| 2 | 16.1 | 1: 49.6686; 1.1: 83.6982; 1.2: 0.11224; 1.3: 104.65; 1.4: 7.6413; 1.5: 83.6982; 1.6: 104.65; 1.7: 41.86; 1.8: 8.4594; 1.9: 348.8333; 2: 11.1093; 2.1: 90.2047; 2.2: 134.8984; 2.3: 12.3157; 2.4: -51.2002; 2.5: -4.6744
| 2 | 16.15 | 1: 49.5374; 1.1: 83.7364; 1.2: 0.11229; 1.3: 104.975; 1.4: 7.6211; 1.5: 83.7364; 1.6: 104.975; 1.7: 41.99; 1.8: 8.4594; 1.9: 349.9167; 2: 11.1438; 2.1: 90.2278; 2.2: 135.7028; 2.3: 12.3508; 2.4: -51.9663; 2.5: -4.7296
| 2 | 16.2 | 1: 49.4065; 1.1: 83.7736; 1.2: 0.11234; 1.3: 105.3; 1.4: 7.601; 1.5: 83.7736; 1.6: 105.3; 1.7: 42.12; 1.8: 8.4594; 1.9: 351; 2: 11.1783; 2.1: 90.2509; 2.2: 136.5095; 2.3: 12.3859; 2.4: -52.7359; 2.5: -4.7849
| 2 | 16.25 | 1: 49.2756; 1.1: 83.8097; 1.2: 0.11239; 1.3: 105.625; 1.4: 7.5809; 1.5: 83.8097; 1.6: 105.625; 1.7: 42.25; 1.8: 8.4594; 1.9: 352.0833; 2: 11.2128; 2.1: 90.2738; 2.2: 137.3185; 2.3: 12.4209; 2.4: -53.5089; 2.5: -4.8401
| 2 | 16.3 | 1: 49.145; 1.1: 83.8447; 1.2: 0.11244; 1.3: 105.95; 1.4: 7.5608; 1.5: 83.8447; 1.6: 105.95; 1.7: 42.38; 1.8: 8.4594; 1.9: 353.1667; 2: 11.2473; 2.1: 90.2967; 2.2: 138.1299; 2.3: 12.456; 2.4: -54.2852; 2.5: -4.8952
| 2 | 16.35 | 1: 49.0146; 1.1: 83.8786; 1.2: 0.11248; 1.3: 106.275; 1.4: 7.5407; 1.5: 83.8786; 1.6: 106.275; 1.7: 42.51; 1.8: 8.4594; 1.9: 354.25; 2: 11.2818; 2.1: 90.3194; 2.2: 138.9437; 2.3: 12.4911; 2.4: -55.0651; 2.5: -4.9504
| 2 | 16.4 | 1: 48.8843; 1.1: 83.9115; 1.2: 0.11253; 1.3: 106.6; 1.4: 7.5207; 1.5: 83.9115; 1.6: 106.6; 1.7: 42.64; 1.8: 8.4594; 1.9: 355.3333; 2: 11.3163; 2.1: 90.342; 2.2: 139.7598; 2.3: 12.5261; 2.4: -55.8483; 2.5: -5.0055
| 2 | 16.45 | 1: 48.7542; 1.1: 83.9433; 1.2: 0.11257; 1.3: 106.925; 1.4: 7.5006; 1.5: 83.9433; 1.6: 106.925; 1.7: 42.77; 1.8: 8.4594; 1.9: 356.4167; 2: 11.3508; 2.1: 90.3645; 2.2: 140.5782; 2.3: 12.5612; 2.4: -56.6349; 2.5: -5.0605
| 2 | 16.5 | 1: 48.6242; 1.1: 83.974; 1.2: 0.11261; 1.3: 107.25; 1.4: 7.4806; 1.5: 83.974; 1.6: 107.25; 1.7: 42.9; 1.8: 8.4594; 1.9: 357.5; 2: 11.3854; 2.1: 90.3869; 2.2: 141.399; 2.3: 12.5962; 2.4: -57.425; 2.5: -5.1156
| 2 | 16.55 | 1: 48.4945; 1.1: 84.0037; 1.2: 0.11265; 1.3: 107.575; 1.4: 7.4607; 1.5: 84.0037; 1.6: 107.575; 1.7: 43.03; 1.8: 8.4594; 1.9: 358.5833; 2: 11.4199; 2.1: 90.4092; 2.2: 142.2222; 2.3: 12.6313; 2.4: -58.2185; 2.5: -5.1706
| 2 | 16.6 | 1: 48.3649; 1.1: 84.0324; 1.2: 0.11269; 1.3: 107.9; 1.4: 7.4407; 1.5: 84.0324; 1.6: 107.9; 1.7: 43.16; 1.8: 8.4594; 1.9: 359.6667; 2: 11.4544; 2.1: 90.4314; 2.2: 143.0477; 2.3: 12.6663; 2.4: -59.0154; 2.5: -5.2256
| 2 | 16.65 | 1: 48.2355; 1.1: 84.0599; 1.2: 0.11273; 1.3: 108.225; 1.4: 7.4208; 1.5: 84.0599; 1.6: 108.225; 1.7: 43.29; 1.8: 8.4594; 1.9: 360.75; 2: 11.4889; 2.1: 90.4535; 2.2: 143.8756; 2.3: 12.7014; 2.4: -59.8157; 2.5: -5.2805
| 2 | 16.7 | 1: 48.1062; 1.1: 84.0865; 1.2: 0.11276; 1.3: 108.55; 1.4: 7.401; 1.5: 84.0865; 1.6: 108.55; 1.7: 43.42; 1.8: 8.4594; 1.9: 361.8333; 2: 11.5234; 2.1: 90.4755; 2.2: 144.7058; 2.3: 12.7364; 2.4: -60.6193; 2.5: -5.3355
| 2 | 16.75 | 1: 47.9772; 1.1: 84.112; 1.2: 0.1128; 1.3: 108.875; 1.4: 7.3811; 1.5: 84.112; 1.6: 108.875; 1.7: 43.55; 1.8: 8.4594; 1.9: 362.9167; 2: 11.5579; 2.1: 90.4974; 2.2: 145.5384; 2.3: 12.7715; 2.4: -61.4264; 2.5: -5.3904
| 2 | 16.8 | 1: 47.8483; 1.1: 84.1364; 1.2: 0.11283; 1.3: 109.2; 1.4: 7.3613; 1.5: 84.1364; 1.6: 109.2; 1.7: 43.68; 1.8: 8.4594; 1.9: 364; 2: 11.5924; 2.1: 90.5192; 2.2: 146.3733; 2.3: 12.8065; 2.4: -62.2369; 2.5: -5.4452
| 2 | 16.85 | 1: 47.7196; 1.1: 84.1598; 1.2: 0.11286; 1.3: 109.525; 1.4: 7.3415; 1.5: 84.1598; 1.6: 109.525; 1.7: 43.81; 1.8: 8.4594; 1.9: 365.0833; 2: 11.6269; 2.1: 90.5409; 2.2: 147.2106; 2.3: 12.8416; 2.4: -63.0508; 2.5: -5.5001
| 2 | 16.9 | 1: 47.591; 1.1: 84.1822; 1.2: 0.11289; 1.3: 109.85; 1.4: 7.3217; 1.5: 84.1822; 1.6: 109.85; 1.7: 43.94; 1.8: 8.4594; 1.9: 366.1667; 2: 11.6614; 2.1: 90.5625; 2.2: 148.0503; 2.3: 12.8766; 2.4: -63.8681; 2.5: -5.5549
| 2 | 16.95 | 1: 47.4627; 1.1: 84.2035; 1.2: 0.11292; 1.3: 110.175; 1.4: 7.3019; 1.5: 84.2035; 1.6: 110.175; 1.7: 44.07; 1.8: 8.4594; 1.9: 367.25; 2: 11.6959; 2.1: 90.584; 2.2: 148.8923; 2.3: 12.9116; 2.4: -64.6888; 2.5: -5.6097
| 2 | 17 | 1: 47.3345; 1.1: 84.2238; 1.2: 0.11295; 1.3: 110.5; 1.4: 7.2822; 1.5: 84.2238; 1.6: 110.5; 1.7: 44.2; 1.8: 8.4594; 1.9: 368.3333; 2: 11.7304; 2.1: 90.6054; 2.2: 149.7367; 2.3: 12.9467; 2.4: -65.5129; 2.5: -5.6644
| 2 | 17.05 | 1: 47.2065; 1.1: 84.2431; 1.2: 0.11297; 1.3: 110.825; 1.4: 7.2625; 1.5: 84.2431; 1.6: 110.825; 1.7: 44.33; 1.8: 8.4594; 1.9: 369.4167; 2: 11.7649; 2.1: 90.6266; 2.2: 150.5834; 2.3: 12.9817; 2.4: -66.3403; 2.5: -5.7192
| 2 | 17.1 | 1: 47.0786; 1.1: 84.2613; 1.2: 0.113; 1.3: 111.15; 1.4: 7.2429; 1.5: 84.2613; 1.6: 111.15; 1.7: 44.46; 1.8: 8.4594; 1.9: 370.5; 2: 11.7994; 2.1: 90.6478; 2.2: 151.4325; 2.3: 13.0167; 2.4: -67.1712; 2.5: -5.7738
| 2 | 17.15 | 1: 46.951; 1.1: 84.2785; 1.2: 0.11302; 1.3: 111.475; 1.4: 7.2232; 1.5: 84.2785; 1.6: 111.475; 1.7: 44.59; 1.8: 8.4594; 1.9: 371.5833; 2: 11.8339; 2.1: 90.6689; 2.2: 152.2839; 2.3: 13.0517; 2.4: -68.0054; 2.5: -5.8285
| 2 | 17.2 | 1: 46.8235; 1.1: 84.2947; 1.2: 0.11304; 1.3: 111.8; 1.4: 7.2036; 1.5: 84.2947; 1.6: 111.8; 1.7: 44.72; 1.8: 8.4594; 1.9: 372.6667; 2: 11.8684; 2.1: 90.6899; 2.2: 153.1377; 2.3: 13.0868; 2.4: -68.843; 2.5: -5.8831
| 2 | 17.25 | 1: 46.6961; 1.1: 84.3099; 1.2: 0.11306; 1.3: 112.125; 1.4: 7.184; 1.5: 84.3099; 1.6: 112.125; 1.7: 44.85; 1.8: 8.4594; 1.9: 373.75; 2: 11.9029; 2.1: 90.7108; 2.2: 153.9939; 2.3: 13.1218; 2.4: -69.684; 2.5: -5.9378
| 2 | 17.3 | 1: 46.569; 1.1: 84.3241; 1.2: 0.11308; 1.3: 112.45; 1.4: 7.1645; 1.5: 84.3241; 1.6: 112.45; 1.7: 44.98; 1.8: 8.4594; 1.9: 374.8333; 2: 11.9374; 2.1: 90.7316; 2.2: 154.8524; 2.3: 13.1568; 2.4: -70.5284; 2.5: -5.9923
| 2 | 17.35 | 1: 46.442; 1.1: 84.3372; 1.2: 0.1131; 1.3: 112.775; 1.4: 7.1449; 1.5: 84.3372; 1.6: 112.775; 1.7: 45.11; 1.8: 8.4594; 1.9: 375.9167; 2: 11.9719; 2.1: 90.7522; 2.2: 155.7133; 2.3: 13.1918; 2.4: -71.3761; 2.5: -6.0469
| 2 | 17.4 | 1: 46.3153; 1.1: 84.3493; 1.2: 0.11311; 1.3: 113.1; 1.4: 7.1254; 1.5: 84.3493; 1.6: 113.1; 1.7: 45.24; 1.8: 8.4594; 1.9: 377; 2: 12.0064; 2.1: 90.7728; 2.2: 156.5766; 2.3: 13.2268; 2.4: -72.2272; 2.5: -6.1014
| 2 | 17.45 | 1: 46.1886; 1.1: 84.3605; 1.2: 0.11313; 1.3: 113.425; 1.4: 7.1059; 1.5: 84.3605; 1.6: 113.425; 1.7: 45.37; 1.8: 8.4594; 1.9: 378.0833; 2: 12.0409; 2.1: 90.7933; 2.2: 157.4422; 2.3: 13.2618; 2.4: -73.0817; 2.5: -6.1559
| 2 | 17.5 | 1: 46.0622; 1.1: 84.3706; 1.2: 0.11314; 1.3: 113.75; 1.4: 7.0865; 1.5: 84.3706; 1.6: 113.75; 1.7: 45.5; 1.8: 8.4594; 1.9: 379.1667; 2: 12.0754; 2.1: 90.8137; 2.2: 158.3102; 2.3: 13.2969; 2.4: -73.9396; 2.5: -6.2104
| 2 | 17.55 | 1: 45.9359; 1.1: 84.3797; 1.2: 0.11316; 1.3: 114.075; 1.4: 7.0671; 1.5: 84.3797; 1.6: 114.075; 1.7: 45.63; 1.8: 8.4594; 1.9: 380.25; 2: 12.1099; 2.1: 90.834; 2.2: 159.1805; 2.3: 13.3319; 2.4: -74.8008; 2.5: -6.2648
| 2 | 17.6 | 1: 45.8098; 1.1: 84.3878; 1.2: 0.11317; 1.3: 114.4; 1.4: 7.0477; 1.5: 84.3878; 1.6: 114.4; 1.7: 45.76; 1.8: 8.4594; 1.9: 381.3333; 2: 12.1444; 2.1: 90.8542; 2.2: 160.0532; 2.3: 13.3669; 2.4: -75.6654; 2.5: -6.3192
| 2 | 17.65 | 1: 45.6839; 1.1: 84.3949; 1.2: 0.11318; 1.3: 114.725; 1.4: 7.0283; 1.5: 84.3949; 1.6: 114.725; 1.7: 45.89; 1.8: 8.4594; 1.9: 382.4167; 2: 12.1789; 2.1: 90.8743; 2.2: 160.9283; 2.3: 13.4019; 2.4: -76.5334; 2.5: -6.3736
| 2 | 17.7 | 1: 45.5582; 1.1: 84.4011; 1.2: 0.11318; 1.3: 115.05; 1.4: 7.0089; 1.5: 84.4011; 1.6: 115.05; 1.7: 46.02; 1.8: 8.4594; 1.9: 383.5; 2: 12.2134; 2.1: 90.8943; 2.2: 161.8057; 2.3: 13.4369; 2.4: -77.4047; 2.5: -6.4279
| 2 | 17.75 | 1: 45.4326; 1.1: 84.4062; 1.2: 0.11319; 1.3: 115.375; 1.4: 6.9896; 1.5: 84.4062; 1.6: 115.375; 1.7: 46.15; 1.8: 8.4594; 1.9: 384.5833; 2: 12.2479; 2.1: 90.9142; 2.2: 162.6855; 2.3: 13.4719; 2.4: -78.2793; 2.5: -6.4823
| 2 | 17.8 | 1: 45.3072; 1.1: 84.4104; 1.2: 0.1132; 1.3: 115.7; 1.4: 6.9703; 1.5: 84.4104; 1.6: 115.7; 1.7: 46.28; 1.8: 8.4594; 1.9: 385.6667; 2: 12.2824; 2.1: 90.9341; 2.2: 163.5677; 2.3: 13.5069; 2.4: -79.1574; 2.5: -6.5366
| 2 | 17.85 | 1: 45.182; 1.1: 84.4135; 1.2: 0.1132; 1.3: 116.025; 1.4: 6.9511; 1.5: 84.4135; 1.6: 116.025; 1.7: 46.41; 1.8: 8.4594; 1.9: 386.75; 2: 12.3169; 2.1: 90.9538; 2.2: 164.4523; 2.3: 13.5419; 2.4: -80.0387; 2.5: -6.5908
| 2 | 17.9 | 1: 45.0569; 1.1: 84.4157; 1.2: 0.1132; 1.3: 116.35; 1.4: 6.9318; 1.5: 84.4157; 1.6: 116.35; 1.7: 46.54; 1.8: 8.4594; 1.9: 387.8333; 2: 12.3514; 2.1: 90.9734; 2.2: 165.3392; 2.3: 13.5769; 2.4: -80.9235; 2.5: -6.6451
| 2 | 17.95 | 1: 44.9321; 1.1: 84.4169; 1.2: 0.1132; 1.3: 116.675; 1.4: 6.9126; 1.5: 84.4169; 1.6: 116.675; 1.7: 46.67; 1.8: 8.4594; 1.9: 388.9167; 2: 12.3859; 2.1: 90.993; 2.2: 166.2284; 2.3: 13.6119; 2.4: -81.8115; 2.5: -6.6993
| 2 | 18 | 1: 44.8074; 1.1: 84.4171; 1.2: 0.11321; 1.3: 117; 1.4: 6.8934; 1.5: 84.4171; 1.6: 117; 1.7: 46.8; 1.8: 8.4594; 1.9: 390; 2: 12.4204; 2.1: 91.0124; 2.2: 167.1201; 2.3: 13.6469; 2.4: -82.703; 2.5: -6.7535
| 2 | 18.05 | 1: 44.6829; 1.1: 84.4163; 1.2: 0.1132; 1.3: 117.325; 1.4: 6.8743; 1.5: 84.4163; 1.6: 117.325; 1.7: 46.93; 1.8: 8.4594; 1.9: 391.0833; 2: 12.4549; 2.1: 91.0318; 2.2: 168.0141; 2.3: 13.6819; 2.4: -83.5977; 2.5: -6.8076
| 2 | 18.1 | 1: 44.5585; 1.1: 84.4146; 1.2: 0.1132; 1.3: 117.65; 1.4: 6.8552; 1.5: 84.4146; 1.6: 117.65; 1.7: 47.06; 1.8: 8.4594; 1.9: 392.1667; 2: 12.4894; 2.1: 91.051; 2.2: 168.9105; 2.3: 13.7169; 2.4: -84.4959; 2.5: -6.8618
| 2 | 18.15 | 1: 44.4343; 1.1: 84.4119; 1.2: 0.1132; 1.3: 117.975; 1.4: 6.8361; 1.5: 84.4119; 1.6: 117.975; 1.7: 47.19; 1.8: 8.4594; 1.9: 393.25; 2: 12.5239; 2.1: 91.0702; 2.2: 169.8092; 2.3: 13.7519; 2.4: -85.3973; 2.5: -6.9159
| 2 | 18.2 | 1: 44.3103; 1.1: 84.4082; 1.2: 0.11319; 1.3: 118.3; 1.4: 6.817; 1.5: 84.4082; 1.6: 118.3; 1.7: 47.32; 1.8: 8.4594; 1.9: 394.3333; 2: 12.5584; 2.1: 91.0893; 2.2: 170.7103; 2.3: 13.7869; 2.4: -86.3021; 2.5: -6.9699
| 2 | 18.25 | 1: 44.1865; 1.1: 84.4036; 1.2: 0.11319; 1.3: 118.625; 1.4: 6.7979; 1.5: 84.4036; 1.6: 118.625; 1.7: 47.45; 1.8: 8.4594; 1.9: 395.4167; 2: 12.5929; 2.1: 91.1082; 2.2: 171.6138; 2.3: 13.8219; 2.4: -87.2102; 2.5: -7.024
| 2 | 18.3 | 1: 44.0629; 1.1: 84.398; 1.2: 0.11318; 1.3: 118.95; 1.4: 6.7789; 1.5: 84.398; 1.6: 118.95; 1.7: 47.58; 1.8: 8.4594; 1.9: 396.5; 2: 12.6274; 2.1: 91.1271; 2.2: 172.5197; 2.3: 13.8569; 2.4: -88.1217; 2.5: -7.078
| 2 | 18.35 | 1: 43.9394; 1.1: 84.3915; 1.2: 0.11317; 1.3: 119.275; 1.4: 6.7599; 1.5: 84.3915; 1.6: 119.275; 1.7: 47.71; 1.8: 8.4594; 1.9: 397.5833; 2: 12.6619; 2.1: 91.1459; 2.2: 173.4279; 2.3: 13.8919; 2.4: -89.0365; 2.5: -7.132
| 2 | 18.4 | 1: 43.8161; 1.1: 84.384; 1.2: 0.11316; 1.3: 119.6; 1.4: 6.7409; 1.5: 84.384; 1.6: 119.6; 1.7: 47.84; 1.8: 8.4594; 1.9: 398.6667; 2: 12.6964; 2.1: 91.1646; 2.2: 174.3386; 2.3: 13.9269; 2.4: -89.9546; 2.5: -7.1859
| 2 | 18.45 | 1: 43.693; 1.1: 84.3755; 1.2: 0.11315; 1.3: 119.925; 1.4: 6.722; 1.5: 84.3755; 1.6: 119.925; 1.7: 47.97; 1.8: 8.4594; 1.9: 399.75; 2: 12.7309; 2.1: 91.1833; 2.2: 175.2515; 2.3: 13.9619; 2.4: -90.876; 2.5: -7.2399
| 2 | 18.5 | 1: 43.57; 1.1: 84.3661; 1.2: 0.11314; 1.3: 120.25; 1.4: 6.7031; 1.5: 84.3661; 1.6: 120.25; 1.7: 48.1; 1.8: 8.4594; 1.9: 400.8333; 2: 12.7654; 2.1: 91.2018; 2.2: 176.1669; 2.3: 13.9969; 2.4: -91.8008; 2.5: -7.2938
| 2 | 18.55 | 1: 43.4472; 1.1: 84.3557; 1.2: 0.11312; 1.3: 120.575; 1.4: 6.6842; 1.5: 84.3557; 1.6: 120.575; 1.7: 48.23; 1.8: 8.4594; 1.9: 401.9167; 2: 12.7999; 2.1: 91.2202; 2.2: 177.0846; 2.3: 14.0319; 2.4: -92.7289; 2.5: -7.3477
| 2 | 18.6 | 1: 43.3246; 1.1: 84.3444; 1.2: 0.11311; 1.3: 120.9; 1.4: 6.6653; 1.5: 84.3444; 1.6: 120.9; 1.7: 48.36; 1.8: 8.4594; 1.9: 403; 2: 12.8344; 2.1: 91.2386; 2.2: 178.0048; 2.3: 14.0669; 2.4: -93.6603; 2.5: -7.4015
| 2 | 18.65 | 1: 43.2022; 1.1: 84.3322; 1.2: 0.11309; 1.3: 121.225; 1.4: 6.6465; 1.5: 84.3322; 1.6: 121.225; 1.7: 48.49; 1.8: 8.4594; 1.9: 404.0833; 2: 12.8689; 2.1: 91.2568; 2.2: 178.9272; 2.3: 14.1018; 2.4: -94.5951; 2.5: -7.4553
| 2 | 18.7 | 1: 43.08; 1.1: 84.319; 1.2: 0.11307; 1.3: 121.55; 1.4: 6.6277; 1.5: 84.319; 1.6: 121.55; 1.7: 48.62; 1.8: 8.4594; 1.9: 405.1667; 2: 12.9034; 2.1: 91.275; 2.2: 179.8521; 2.3: 14.1368; 2.4: -95.5331; 2.5: -7.5091
| 2 | 18.75 | 1: 42.9579; 1.1: 84.3049; 1.2: 0.11305; 1.3: 121.875; 1.4: 6.6089; 1.5: 84.3049; 1.6: 121.875; 1.7: 48.75; 1.8: 8.4594; 1.9: 406.25; 2: 12.9379; 2.1: 91.2931; 2.2: 180.7793; 2.3: 14.1718; 2.4: -96.4745; 2.5: -7.5629
| 2 | 18.8 | 1: 42.836; 1.1: 84.2898; 1.2: 0.11303; 1.3: 122.2; 1.4: 6.5902; 1.5: 84.2898; 1.6: 122.2; 1.7: 48.88; 1.8: 8.4594; 1.9: 407.3333; 2: 12.9724; 2.1: 91.3111; 2.2: 181.709; 2.3: 14.2068; 2.4: -97.4192; 2.5: -7.6167
| 2 | 18.85 | 1: 42.7143; 1.1: 84.2738; 1.2: 0.11301; 1.3: 122.525; 1.4: 6.5714; 1.5: 84.2738; 1.6: 122.525; 1.7: 49.01; 1.8: 8.4594; 1.9: 408.4167; 2: 13.0069; 2.1: 91.329; 2.2: 182.641; 2.3: 14.2418; 2.4: -98.3671; 2.5: -7.6704
| 2 | 18.9 | 1: 42.5927; 1.1: 84.2569; 1.2: 0.11299; 1.3: 122.85; 1.4: 6.5527; 1.5: 84.2569; 1.6: 122.85; 1.7: 49.14; 1.8: 8.4594; 1.9: 409.5; 2: 13.0414; 2.1: 91.3468; 2.2: 183.5753; 2.3: 14.2768; 2.4: -99.3184; 2.5: -7.7241
| 2 | 18.95 | 1: 42.4713; 1.1: 84.239; 1.2: 0.11297; 1.3: 123.175; 1.4: 6.5341; 1.5: 84.239; 1.6: 123.175; 1.7: 49.27; 1.8: 8.4594; 1.9: 410.5833; 2: 13.0759; 2.1: 91.3646; 2.2: 184.5121; 2.3: 14.3118; 2.4: -100.273; 2.5: -7.7777
| 2 | 19 | 1: 42.3501; 1.1: 84.2203; 1.2: 0.11294; 1.3: 123.5; 1.4: 6.5154; 1.5: 84.2203; 1.6: 123.5; 1.7: 49.4; 1.8: 8.4594; 1.9: 411.6667; 2: 13.1104; 2.1: 91.3822; 2.2: 185.4512; 2.3: 14.3468; 2.4: -101.231; 2.5: -7.8314
| 2 | 19.05 | 1: 42.2291; 1.1: 84.2006; 1.2: 0.11291; 1.3: 123.825; 1.4: 6.4968; 1.5: 84.2006; 1.6: 123.825; 1.7: 49.53; 1.8: 8.4594; 1.9: 412.75; 2: 13.1449; 2.1: 91.3998; 2.2: 186.3927; 2.3: 14.3818; 2.4: -102.1922; 2.5: -7.885
| 2 | 19.1 | 1: 42.1082; 1.1: 84.18; 1.2: 0.11289; 1.3: 124.15; 1.4: 6.4782; 1.5: 84.18; 1.6: 124.15; 1.7: 49.66; 1.8: 8.4594; 1.9: 413.8333; 2: 13.1794; 2.1: 91.4173; 2.2: 187.3366; 2.3: 14.4168; 2.4: -103.1567; 2.5: -7.9386
| 2 | 19.15 | 1: 41.9876; 1.1: 84.1585; 1.2: 0.11286; 1.3: 124.475; 1.4: 6.4596; 1.5: 84.1585; 1.6: 124.475; 1.7: 49.79; 1.8: 8.4594; 1.9: 414.9167; 2: 13.2139; 2.1: 91.4347; 2.2: 188.2829; 2.3: 14.4517; 2.4: -104.1245; 2.5: -7.9921
| 2 | 19.2 | 1: 41.8671; 1.1: 84.136; 1.2: 0.11283; 1.3: 124.8; 1.4: 6.4411; 1.5: 84.136; 1.6: 124.8; 1.7: 49.92; 1.8: 8.4594; 1.9: 416; 2: 13.2484; 2.1: 91.452; 2.2: 189.2316; 2.3: 14.4867; 2.4: -105.0956; 2.5: -8.0457
| 2 | 19.25 | 1: 41.7467; 1.1: 84.1127; 1.2: 0.1128; 1.3: 125.125; 1.4: 6.4226; 1.5: 84.1127; 1.6: 125.125; 1.7: 50.05; 1.8: 8.4594; 1.9: 417.0833; 2: 13.2829; 2.1: 91.4692; 2.2: 190.1826; 2.3: 14.5217; 2.4: -106.0699; 2.5: -8.0992
| 2 | 19.3 | 1: 41.6266; 1.1: 84.0884; 1.2: 0.11276; 1.3: 125.45; 1.4: 6.4041; 1.5: 84.0884; 1.6: 125.45; 1.7: 50.18; 1.8: 8.4594; 1.9: 418.1667; 2: 13.3174; 2.1: 91.4863; 2.2: 191.1361; 2.3: 14.5567; 2.4: -107.0476; 2.5: -8.1526
| 2 | 19.35 | 1: 41.5066; 1.1: 84.0633; 1.2: 0.11273; 1.3: 125.775; 1.4: 6.3856; 1.5: 84.0633; 1.6: 125.775; 1.7: 50.31; 1.8: 8.4594; 1.9: 419.25; 2: 13.3519; 2.1: 91.5034; 2.2: 192.0919; 2.3: 14.5917; 2.4: -108.0286; 2.5: -8.2061
| 2 | 19.4 | 1: 41.3868; 1.1: 84.0372; 1.2: 0.1127; 1.3: 126.1; 1.4: 6.3672; 1.5: 84.0372; 1.6: 126.1; 1.7: 50.44; 1.8: 8.4594; 1.9: 420.3333; 2: 13.3864; 2.1: 91.5204; 2.2: 193.0501; 2.3: 14.6267; 2.4: -109.0129; 2.5: -8.2595
| 2 | 19.45 | 1: 41.2671; 1.1: 84.0103; 1.2: 0.11266; 1.3: 126.425; 1.4: 6.3488; 1.5: 84.0103; 1.6: 126.425; 1.7: 50.57; 1.8: 8.4594; 1.9: 421.4167; 2: 13.4209; 2.1: 91.5372; 2.2: 194.0106; 2.3: 14.6617; 2.4: -110.0004; 2.5: -8.3129
| 2 | 19.5 | 1: 41.1477; 1.1: 83.9824; 1.2: 0.11262; 1.3: 126.75; 1.4: 6.3304; 1.5: 83.9824; 1.6: 126.75; 1.7: 50.7; 1.8: 8.4594; 1.9: 422.5; 2: 13.4554; 2.1: 91.5541; 2.2: 194.9736; 2.3: 14.6967; 2.4: -110.9912; 2.5: -8.3663
| 2 | 19.55 | 1: 41.0284; 1.1: 83.9537; 1.2: 0.11258; 1.3: 127.075; 1.4: 6.3121; 1.5: 83.9537; 1.6: 127.075; 1.7: 50.83; 1.8: 8.4594; 1.9: 423.5833; 2: 13.4899; 2.1: 91.5708; 2.2: 195.939; 2.3: 14.7317; 2.4: -111.9853; 2.5: -8.4196
| 2 | 19.6 | 1: 40.9093; 1.1: 83.924; 1.2: 0.11254; 1.3: 127.4; 1.4: 6.2937; 1.5: 83.924; 1.6: 127.4; 1.7: 50.96; 1.8: 8.4594; 1.9: 424.6667; 2: 13.5244; 2.1: 91.5874; 2.2: 196.9067; 2.3: 14.7667; 2.4: -112.9827; 2.5: -8.4729
| 2 | 19.65 | 1: 40.7903; 1.1: 83.8935; 1.2: 0.1125; 1.3: 127.725; 1.4: 6.2754; 1.5: 83.8935; 1.6: 127.725; 1.7: 51.09; 1.8: 8.4594; 1.9: 425.75; 2: 13.5589; 2.1: 91.604; 2.2: 197.8768; 2.3: 14.8017; 2.4: -113.9833; 2.5: -8.5262
| 2 | 19.7 | 1: 40.6716; 1.1: 83.8621; 1.2: 0.11246; 1.3: 128.05; 1.4: 6.2572; 1.5: 83.8621; 1.6: 128.05; 1.7: 51.22; 1.8: 8.4594; 1.9: 426.8333; 2: 13.5934; 2.1: 91.6205; 2.2: 198.8494; 2.3: 14.8367; 2.4: -114.9873; 2.5: -8.5795
| 2 | 19.75 | 1: 40.553; 1.1: 83.8298; 1.2: 0.11242; 1.3: 128.375; 1.4: 6.2389; 1.5: 83.8298; 1.6: 128.375; 1.7: 51.35; 1.8: 8.4594; 1.9: 427.9167; 2: 13.6279; 2.1: 91.6369; 2.2: 199.8243; 2.3: 14.8717; 2.4: -115.9945; 2.5: -8.6327
| 2 | 19.8 | 1: 40.4346; 1.1: 83.7966; 1.2: 0.11237; 1.3: 128.7; 1.4: 6.2207; 1.5: 83.7966; 1.6: 128.7; 1.7: 51.48; 1.8: 8.4594; 1.9: 429; 2: 13.6624; 2.1: 91.6532; 2.2: 200.8015; 2.3: 14.9067; 2.4: -117.0049; 2.5: -8.6859
| 2 | 19.85 | 1: 40.3163; 1.1: 83.7626; 1.2: 0.11233; 1.3: 129.025; 1.4: 6.2025; 1.5: 83.7626; 1.6: 129.025; 1.7: 51.61; 1.8: 8.4594; 1.9: 430.0833; 2: 13.6969; 2.1: 91.6694; 2.2: 201.7812; 2.3: 14.9416; 2.4: -118.0187; 2.5: -8.7391
| 2 | 19.9 | 1: 40.1983; 1.1: 83.7277; 1.2: 0.11228; 1.3: 129.35; 1.4: 6.1844; 1.5: 83.7277; 1.6: 129.35; 1.7: 51.74; 1.8: 8.4594; 1.9: 431.1667; 2: 13.7314; 2.1: 91.6856; 2.2: 202.7633; 2.3: 14.9766; 2.4: -119.0356; 2.5: -8.7923
| 2 | 19.95 | 1: 40.0804; 1.1: 83.6919; 1.2: 0.11223; 1.3: 129.675; 1.4: 6.1662; 1.5: 83.6919; 1.6: 129.675; 1.7: 51.87; 1.8: 8.4594; 1.9: 432.25; 2: 13.7659; 2.1: 91.7016; 2.2: 203.7478; 2.3: 15.0116; 2.4: -120.0559; 2.5: -8.8454
| 2 | 20 | 1: 39.9627; 1.1: 83.6552; 1.2: 0.11218; 1.3: 130; 1.4: 6.1481; 1.5: 83.6552; 1.6: 130; 1.7: 52; 1.8: 8.4594; 1.9: 433.3333; 2: 13.8004; 2.1: 91.7176; 2.2: 204.7346; 2.3: 15.0466; 2.4: -121.0794; 2.5: -8.8985
| 2 | 20.05 | 1: 39.8451; 1.1: 83.6177; 1.2: 0.11213; 1.3: 130.325; 1.4: 6.13; 1.5: 83.6177; 1.6: 130.325; 1.7: 52.13; 1.8: 8.4594; 1.9: 434.4167; 2: 13.8349; 2.1: 91.7336; 2.2: 205.7239; 2.3: 15.0816; 2.4: -122.1062; 2.5: -8.9516
| 2 | 20.1 | 1: 39.7278; 1.1: 83.5793; 1.2: 0.11208; 1.3: 130.65; 1.4: 6.112; 1.5: 83.5793; 1.6: 130.65; 1.7: 52.26; 1.8: 8.4594; 1.9: 435.5; 2: 13.8694; 2.1: 91.7494; 2.2: 206.7155; 2.3: 15.1166; 2.4: -123.1362; 2.5: -9.0047
| 2 | 20.15 | 1: 39.6106; 1.1: 83.54; 1.2: 0.11203; 1.3: 130.975; 1.4: 6.0939; 1.5: 83.54; 1.6: 130.975; 1.7: 52.39; 1.8: 8.4594; 1.9: 436.5833; 2: 13.9039; 2.1: 91.7652; 2.2: 207.7095; 2.3: 15.1516; 2.4: -124.1695; 2.5: -9.0577
| 2 | 20.2 | 1: 39.4936; 1.1: 83.4999; 1.2: 0.11198; 1.3: 131.3; 1.4: 6.0759; 1.5: 83.4999; 1.6: 131.3; 1.7: 52.52; 1.8: 8.4594; 1.9: 437.6667; 2: 13.9384; 2.1: 91.7808; 2.2: 208.706; 2.3: 15.1866; 2.4: -125.2061; 2.5: -9.1107
| 2 | 20.25 | 1: 39.3767; 1.1: 83.459; 1.2: 0.11192; 1.3: 131.625; 1.4: 6.058; 1.5: 83.459; 1.6: 131.625; 1.7: 52.65; 1.8: 8.4594; 1.9: 438.75; 2: 13.9729; 2.1: 91.7965; 2.2: 209.7048; 2.3: 15.2216; 2.4: -126.2458; 2.5: -9.1637
| 2 | 20.3 | 1: 39.26; 1.1: 83.4171; 1.2: 0.11186; 1.3: 131.95; 1.4: 6.04; 1.5: 83.4171; 1.6: 131.95; 1.7: 52.78; 1.8: 8.4594; 1.9: 439.8333; 2: 14.0074; 2.1: 91.812; 2.2: 210.706; 2.3: 15.2566; 2.4: -127.2889; 2.5: -9.2166
| 2 | 20.35 | 1: 39.1436; 1.1: 83.3745; 1.2: 0.11181; 1.3: 132.275; 1.4: 6.0221; 1.5: 83.3745; 1.6: 132.275; 1.7: 52.91; 1.8: 8.4594; 1.9: 440.9167; 2: 14.0419; 2.1: 91.8274; 2.2: 211.7096; 2.3: 15.2917; 2.4: -128.3352; 2.5: -9.2696
| 2 | 20.4 | 1: 39.0272; 1.1: 83.331; 1.2: 0.11175; 1.3: 132.6; 1.4: 6.0042; 1.5: 83.331; 1.6: 132.6; 1.7: 53.04; 1.8: 8.4594; 1.9: 442; 2: 14.0764; 2.1: 91.8428; 2.2: 212.7156; 2.3: 15.3267; 2.4: -129.3847; 2.5: -9.3225
| 2 | 20.45 | 1: 38.9111; 1.1: 83.2866; 1.2: 0.11169; 1.3: 132.925; 1.4: 5.9863; 1.5: 83.2866; 1.6: 132.925; 1.7: 53.17; 1.8: 8.4594; 1.9: 443.0833; 2: 14.1109; 2.1: 91.8581; 2.2: 213.724; 2.3: 15.3617; 2.4: -130.4374; 2.5: -9.3753
| 2 | 20.5 | 1: 38.7951; 1.1: 83.2414; 1.2: 0.11163; 1.3: 133.25; 1.4: 5.9685; 1.5: 83.2414; 1.6: 133.25; 1.7: 53.3; 1.8: 8.4594; 1.9: 444.1667; 2: 14.1454; 2.1: 91.8733; 2.2: 214.7348; 2.3: 15.3967; 2.4: -131.4934; 2.5: -9.4282
| 2 | 20.55 | 1: 38.6793; 1.1: 83.1954; 1.2: 0.11157; 1.3: 133.575; 1.4: 5.9507; 1.5: 83.1954; 1.6: 133.575; 1.7: 53.43; 1.8: 8.4594; 1.9: 445.25; 2: 14.1799; 2.1: 91.8885; 2.2: 215.748; 2.3: 15.4317; 2.4: -132.5527; 2.5: -9.481
| 2 | 20.6 | 1: 38.5637; 1.1: 83.1485; 1.2: 0.1115; 1.3: 133.9; 1.4: 5.9329; 1.5: 83.1485; 1.6: 133.9; 1.7: 53.56; 1.8: 8.4594; 1.9: 446.3333; 2: 14.2144; 2.1: 91.9035; 2.2: 216.7636; 2.3: 15.4667; 2.4: -133.6152; 2.5: -9.5338
| 2 | 20.65 | 1: 38.4483; 1.1: 83.1008; 1.2: 0.11144; 1.3: 134.225; 1.4: 5.9151; 1.5: 83.1008; 1.6: 134.225; 1.7: 53.69; 1.8: 8.4594; 1.9: 447.4167; 2: 14.2489; 2.1: 91.9185; 2.2: 217.7816; 2.3: 15.5017; 2.4: -134.6809; 2.5: -9.5866
| 2 | 20.7 | 1: 38.333; 1.1: 83.0522; 1.2: 0.11137; 1.3: 134.55; 1.4: 5.8974; 1.5: 83.0522; 1.6: 134.55; 1.7: 53.82; 1.8: 8.4594; 1.9: 448.5; 2: 14.2834; 2.1: 91.9335; 2.2: 218.802; 2.3: 15.5367; 2.4: -135.7498; 2.5: -9.6393
| 2 | 20.75 | 1: 38.2179; 1.1: 83.0029; 1.2: 0.11131; 1.3: 134.875; 1.4: 5.8797; 1.5: 83.0029; 1.6: 134.875; 1.7: 53.95; 1.8: 8.4594; 1.9: 449.5833; 2: 14.3179; 2.1: 91.9483; 2.2: 219.8248; 2.3: 15.5717; 2.4: -136.822; 2.5: -9.6921
| 2 | 20.8 | 1: 38.103; 1.1: 82.9527; 1.2: 0.11124; 1.3: 135.2; 1.4: 5.862; 1.5: 82.9527; 1.6: 135.2; 1.7: 54.08; 1.8: 8.4594; 1.9: 450.6667; 2: 14.3524; 2.1: 91.9631; 2.2: 220.85; 2.3: 15.6067; 2.4: -137.8973; 2.5: -9.7448
| 2 | 20.85 | 1: 37.9882; 1.1: 82.9017; 1.2: 0.11117; 1.3: 135.525; 1.4: 5.8443; 1.5: 82.9017; 1.6: 135.525; 1.7: 54.21; 1.8: 8.4594; 1.9: 451.75; 2: 14.3869; 2.1: 91.9778; 2.2: 221.8776; 2.3: 15.6418; 2.4: -138.976; 2.5: -9.7974
| 2 | 20.9 | 1: 37.8736; 1.1: 82.8498; 1.2: 0.1111; 1.3: 135.85; 1.4: 5.8267; 1.5: 82.8498; 1.6: 135.85; 1.7: 54.34; 1.8: 8.4594; 1.9: 452.8333; 2: 14.4214; 2.1: 91.9924; 2.2: 222.9076; 2.3: 15.6768; 2.4: -140.0578; 2.5: -9.8501
| 2 | 20.95 | 1: 37.7592; 1.1: 82.7972; 1.2: 0.11103; 1.3: 136.175; 1.4: 5.8091; 1.5: 82.7972; 1.6: 136.175; 1.7: 54.47; 1.8: 8.4594; 1.9: 453.9167; 2: 14.4559; 2.1: 92.0069; 2.2: 223.94; 2.3: 15.7118; 2.4: -141.1428; 2.5: -9.9027
| 2 | 21 | 1: 37.645; 1.1: 82.7437; 1.2: 0.11096; 1.3: 136.5; 1.4: 5.7915; 1.5: 82.7437; 1.6: 136.5; 1.7: 54.6; 1.8: 8.4594; 1.9: 455; 2: 14.4904; 2.1: 92.0214; 2.2: 224.9748; 2.3: 15.7468; 2.4: -142.2311; 2.5: -9.9553
| 2 | 21.05 | 1: 37.5309; 1.1: 82.6894; 1.2: 0.11089; 1.3: 136.825; 1.4: 5.774; 1.5: 82.6894; 1.6: 136.825; 1.7: 54.73; 1.8: 8.4594; 1.9: 456.0833; 2: 14.5249; 2.1: 92.0358; 2.2: 226.012; 2.3: 15.7818; 2.4: -143.3226; 2.5: -10.0078
| 2 | 21.1 | 1: 37.4171; 1.1: 82.6343; 1.2: 0.11081; 1.3: 137.15; 1.4: 5.7565; 1.5: 82.6343; 1.6: 137.15; 1.7: 54.86; 1.8: 8.4594; 1.9: 457.1667; 2: 14.5594; 2.1: 92.0501; 2.2: 227.0516; 2.3: 15.8169; 2.4: -144.4173; 2.5: -10.0604
| 2 | 21.15 | 1: 37.3034; 1.1: 82.5785; 1.2: 0.11074; 1.3: 137.475; 1.4: 5.739; 1.5: 82.5785; 1.6: 137.475; 1.7: 54.99; 1.8: 8.4594; 1.9: 458.25; 2: 14.5939; 2.1: 92.0644; 2.2: 228.0936; 2.3: 15.8519; 2.4: -145.5152; 2.5: -10.1129
| 2 | 21.2 | 1: 37.1898; 1.1: 82.5218; 1.2: 0.11066; 1.3: 137.8; 1.4: 5.7215; 1.5: 82.5218; 1.6: 137.8; 1.7: 55.12; 1.8: 8.4594; 1.9: 459.3333; 2: 14.6285; 2.1: 92.0786; 2.2: 229.1381; 2.3: 15.8869; 2.4: -146.6163; 2.5: -10.1654
| 2 | 21.25 | 1: 37.0765; 1.1: 82.4643; 1.2: 0.11059; 1.3: 138.125; 1.4: 5.7041; 1.5: 82.4643; 1.6: 138.125; 1.7: 55.25; 1.8: 8.4594; 1.9: 460.4167; 2: 14.663; 2.1: 92.0927; 2.2: 230.1849; 2.3: 15.9219; 2.4: -147.7206; 2.5: -10.2179
| 2 | 21.3 | 1: 36.9633; 1.1: 82.406; 1.2: 0.11051; 1.3: 138.45; 1.4: 5.6867; 1.5: 82.406; 1.6: 138.45; 1.7: 55.38; 1.8: 8.4594; 1.9: 461.5; 2: 14.6975; 2.1: 92.1068; 2.2: 231.2341; 2.3: 15.957; 2.4: -148.8281; 2.5: -10.2703
| 2 | 21.35 | 1: 36.8503; 1.1: 82.3469; 1.2: 0.11043; 1.3: 138.775; 1.4: 5.6693; 1.5: 82.3469; 1.6: 138.775; 1.7: 55.51; 1.8: 8.4594; 1.9: 462.5833; 2: 14.732; 2.1: 92.1207; 2.2: 232.2858; 2.3: 15.992; 2.4: -149.9389; 2.5: -10.3227
| 2 | 21.4 | 1: 36.7375; 1.1: 82.287; 1.2: 0.11035; 1.3: 139.1; 1.4: 5.6519; 1.5: 82.287; 1.6: 139.1; 1.7: 55.64; 1.8: 8.4594; 1.9: 463.6667; 2: 14.7665; 2.1: 92.1346; 2.2: 233.3398; 2.3: 16.027; 2.4: -151.0528; 2.5: -10.3751
| 2 | 21.45 | 1: 36.6248; 1.1: 82.2263; 1.2: 0.11027; 1.3: 139.425; 1.4: 5.6346; 1.5: 82.2263; 1.6: 139.425; 1.7: 55.77; 1.8: 8.4594; 1.9: 464.75; 2: 14.801; 2.1: 92.1485; 2.2: 234.3963; 2.3: 16.0621; 2.4: -152.1699; 2.5: -10.4275
| 2 | 21.5 | 1: 36.5123; 1.1: 82.1649; 1.2: 0.11018; 1.3: 139.75; 1.4: 5.6173; 1.5: 82.1649; 1.6: 139.75; 1.7: 55.9; 1.8: 8.4594; 1.9: 465.8333; 2: 14.8355; 2.1: 92.1622; 2.2: 235.4551; 2.3: 16.0971; 2.4: -153.2902; 2.5: -10.4798
| 2 | 21.55 | 1: 36.4; 1.1: 82.1026; 1.2: 0.1101; 1.3: 140.075; 1.4: 5.6; 1.5: 82.1026; 1.6: 140.075; 1.7: 56.03; 1.8: 8.4594; 1.9: 466.9167; 2: 14.87; 2.1: 92.1759; 2.2: 236.5164; 2.3: 16.1321; 2.4: -154.4137; 2.5: -10.5321
| 2 | 21.6 | 1: 36.2879; 1.1: 82.0396; 1.2: 0.11002; 1.3: 140.4; 1.4: 5.5827; 1.5: 82.0396; 1.6: 140.4; 1.7: 56.16; 1.8: 8.4594; 1.9: 468; 2: 14.9045; 2.1: 92.1896; 2.2: 237.5801; 2.3: 16.1672; 2.4: -155.5404; 2.5: -10.5844
| 2 | 21.65 | 1: 36.1759; 1.1: 81.9758; 1.2: 0.10993; 1.3: 140.725; 1.4: 5.5655; 1.5: 81.9758; 1.6: 140.725; 1.7: 56.29; 1.8: 8.4594; 1.9: 469.0833; 2: 14.939; 2.1: 92.2031; 2.2: 238.6461; 2.3: 16.2022; 2.4: -156.6703; 2.5: -10.6367
| 2 | 21.7 | 1: 36.0641; 1.1: 81.9112; 1.2: 0.10984; 1.3: 141.05; 1.4: 5.5483; 1.5: 81.9112; 1.6: 141.05; 1.7: 56.42; 1.8: 8.4594; 1.9: 470.1667; 2: 14.9735; 2.1: 92.2166; 2.2: 239.7146; 2.3: 16.2373; 2.4: -157.8034; 2.5: -10.6889
| 2 | 21.75 | 1: 35.9525; 1.1: 81.8459; 1.2: 0.10976; 1.3: 141.375; 1.4: 5.5312; 1.5: 81.8459; 1.6: 141.375; 1.7: 56.55; 1.8: 8.4594; 1.9: 471.25; 2: 15.008; 2.1: 92.23; 2.2: 240.7856; 2.3: 16.2723; 2.4: -158.9397; 2.5: -10.7412
| 2 | 21.8 | 1: 35.8411; 1.1: 81.7798; 1.2: 0.10967; 1.3: 141.7; 1.4: 5.514; 1.5: 81.7798; 1.6: 141.7; 1.7: 56.68; 1.8: 8.4594; 1.9: 472.3333; 2: 15.0425; 2.1: 92.2434; 2.2: 241.8589; 2.3: 16.3074; 2.4: -160.0791; 2.5: -10.7934
| 2 | 21.85 | 1: 35.7298; 1.1: 81.7129; 1.2: 0.10958; 1.3: 142.025; 1.4: 5.4969; 1.5: 81.7129; 1.6: 142.025; 1.7: 56.81; 1.8: 8.4594; 1.9: 473.4167; 2: 15.077; 2.1: 92.2567; 2.2: 242.9346; 2.3: 16.3424; 2.4: -161.2217; 2.5: -10.8455
| 2 | 21.9 | 1: 35.6187; 1.1: 81.6452; 1.2: 0.10949; 1.3: 142.35; 1.4: 5.4798; 1.5: 81.6452; 1.6: 142.35; 1.7: 56.94; 1.8: 8.4594; 1.9: 474.5; 2: 15.1115; 2.1: 92.2699; 2.2: 244.0128; 2.3: 16.3775; 2.4: -162.3675; 2.5: -10.8977
| 2 | 21.95 | 1: 35.5078; 1.1: 81.5768; 1.2: 0.1094; 1.3: 142.675; 1.4: 5.4627; 1.5: 81.5768; 1.6: 142.675; 1.7: 57.07; 1.8: 8.4594; 1.9: 475.5833; 2: 15.146; 2.1: 92.283; 2.2: 245.0933; 2.3: 16.4125; 2.4: -163.5165; 2.5: -10.9498
| 2 | 22 | 1: 35.3971; 1.1: 81.5076; 1.2: 0.1093; 1.3: 143; 1.4: 5.4457; 1.5: 81.5076; 1.6: 143; 1.7: 57.2; 1.8: 8.4594; 1.9: 476.6667; 2: 15.1805; 2.1: 92.2961; 2.2: 246.1763; 2.3: 16.4476; 2.4: -164.6687; 2.5: -11.0019
| 2 | 22.05 | 1: 35.2865; 1.1: 81.4377; 1.2: 0.10921; 1.3: 143.325; 1.4: 5.4287; 1.5: 81.4377; 1.6: 143.325; 1.7: 57.33; 1.8: 8.4594; 1.9: 477.75; 2: 15.215; 2.1: 92.3091; 2.2: 247.2617; 2.3: 16.4826; 2.4: -165.824; 2.5: -11.0539
| 2 | 22.1 | 1: 35.1761; 1.1: 81.367; 1.2: 0.10911; 1.3: 143.65; 1.4: 5.4117; 1.5: 81.367; 1.6: 143.65; 1.7: 57.46; 1.8: 8.4594; 1.9: 478.8333; 2: 15.2495; 2.1: 92.3221; 2.2: 248.3495; 2.3: 16.5177; 2.4: -166.9825; 2.5: -11.106
| 2 | 22.15 | 1: 35.0659; 1.1: 81.2956; 1.2: 0.10902; 1.3: 143.975; 1.4: 5.3948; 1.5: 81.2956; 1.6: 143.975; 1.7: 57.59; 1.8: 8.4594; 1.9: 479.9167; 2: 15.284; 2.1: 92.3349; 2.2: 249.4397; 2.3: 16.5527; 2.4: -168.1441; 2.5: -11.158
| 2 | 22.2 | 1: 34.9558; 1.1: 81.2234; 1.2: 0.10892; 1.3: 144.3; 1.4: 5.3778; 1.5: 81.2234; 1.6: 144.3; 1.7: 57.72; 1.8: 8.4594; 1.9: 481; 2: 15.3185; 2.1: 92.3478; 2.2: 250.5323; 2.3: 16.5878; 2.4: -169.3089; 2.5: -11.21
| 2 | 22.25 | 1: 34.846; 1.1: 81.1504; 1.2: 0.10882; 1.3: 144.625; 1.4: 5.3609; 1.5: 81.1504; 1.6: 144.625; 1.7: 57.85; 1.8: 8.4594; 1.9: 482.0833; 2: 15.353; 2.1: 92.3605; 2.2: 251.6274; 2.3: 16.6229; 2.4: -170.4769; 2.5: -11.262
| 2 | 22.3 | 1: 34.7363; 1.1: 81.0768; 1.2: 0.10873; 1.3: 144.95; 1.4: 5.344; 1.5: 81.0768; 1.6: 144.95; 1.7: 57.98; 1.8: 8.4594; 1.9: 483.1667; 2: 15.3875; 2.1: 92.3732; 2.2: 252.7248; 2.3: 16.6579; 2.4: -171.6481; 2.5: -11.3139
| 2 | 22.35 | 1: 34.6267; 1.1: 81.0023; 1.2: 0.10863; 1.3: 145.275; 1.4: 5.3272; 1.5: 81.0023; 1.6: 145.275; 1.7: 58.11; 1.8: 8.4594; 1.9: 484.25; 2: 15.422; 2.1: 92.3858; 2.2: 253.8247; 2.3: 16.693; 2.4: -172.8224; 2.5: -11.3658
| 2 | 22.4 | 1: 34.5174; 1.1: 80.9272; 1.2: 0.10853; 1.3: 145.6; 1.4: 5.3104; 1.5: 80.9272; 1.6: 145.6; 1.7: 58.24; 1.8: 8.4594; 1.9: 485.3333; 2: 15.4565; 2.1: 92.3984; 2.2: 254.927; 2.3: 16.7281; 2.4: -173.9998; 2.5: -11.4177
| 2 | 22.45 | 1: 34.4082; 1.1: 80.8513; 1.2: 0.10842; 1.3: 145.925; 1.4: 5.2936; 1.5: 80.8513; 1.6: 145.925; 1.7: 58.37; 1.8: 8.4594; 1.9: 486.4167; 2: 15.491; 2.1: 92.4109; 2.2: 256.0317; 2.3: 16.7632; 2.4: -175.1804; 2.5: -11.4696
| 2 | 22.5 | 1: 34.2992; 1.1: 80.7747; 1.2: 0.10832; 1.3: 146.25; 1.4: 5.2768; 1.5: 80.7747; 1.6: 146.25; 1.7: 58.5; 1.8: 8.4594; 1.9: 487.5; 2: 15.5255; 2.1: 92.4233; 2.2: 257.1389; 2.3: 16.7982; 2.4: -176.3642; 2.5: -11.5214
| 2 | 22.55 | 1: 34.1904; 1.1: 80.6973; 1.2: 0.10822; 1.3: 146.575; 1.4: 5.2601; 1.5: 80.6973; 1.6: 146.575; 1.7: 58.63; 1.8: 8.4594; 1.9: 488.5833; 2: 15.56; 2.1: 92.4357; 2.2: 258.2484; 2.3: 16.8333; 2.4: -177.5511; 2.5: -11.5732
| 2 | 22.6 | 1: 34.0818; 1.1: 80.6192; 1.2: 0.10811; 1.3: 146.9; 1.4: 5.2433; 1.5: 80.6192; 1.6: 146.9; 1.7: 58.76; 1.8: 8.4594; 1.9: 489.6667; 2: 15.5945; 2.1: 92.448; 2.2: 259.3604; 2.3: 16.8684; 2.4: -178.7412; 2.5: -11.625
| 2 | 22.65 | 1: 33.9733; 1.1: 80.5404; 1.2: 0.10801; 1.3: 147.225; 1.4: 5.2267; 1.5: 80.5404; 1.6: 147.225; 1.7: 58.89; 1.8: 8.4594; 1.9: 490.75; 2: 15.629; 2.1: 92.4602; 2.2: 260.4748; 2.3: 16.9035; 2.4: -179.9344; 2.5: -11.6768
| 2 | 22.7 | 1: 33.865; 1.1: 80.4609; 1.2: 0.1079; 1.3: 147.55; 1.4: 5.21; 1.5: 80.4609; 1.6: 147.55; 1.7: 59.02; 1.8: 8.4594; 1.9: 491.8333; 2: 15.6635; 2.1: 92.4724; 2.2: 261.5916; 2.3: 16.9385; 2.4: -181.1307; 2.5: -11.7286
| 2 | 22.75 | 1: 33.7568; 1.1: 80.3807; 1.2: 0.10779; 1.3: 147.875; 1.4: 5.1934; 1.5: 80.3807; 1.6: 147.875; 1.7: 59.15; 1.8: 8.4594; 1.9: 492.9167; 2: 15.698; 2.1: 92.4845; 2.2: 262.7109; 2.3: 16.9736; 2.4: -182.3302; 2.5: -11.7803
| 2 | 22.8 | 1: 33.6489; 1.1: 80.2997; 1.2: 0.10768; 1.3: 148.2; 1.4: 5.1768; 1.5: 80.2997; 1.6: 148.2; 1.7: 59.28; 1.8: 8.4594; 1.9: 494; 2: 15.7325; 2.1: 92.4966; 2.2: 263.8325; 2.3: 17.0087; 2.4: -183.5328; 2.5: -11.832
| 2 | 22.85 | 1: 33.5411; 1.1: 80.218; 1.2: 0.10757; 1.3: 148.525; 1.4: 5.1602; 1.5: 80.218; 1.6: 148.525; 1.7: 59.41; 1.8: 8.4594; 1.9: 495.0833; 2: 15.767; 2.1: 92.5085; 2.2: 264.9566; 2.3: 17.0438; 2.4: -184.7386; 2.5: -11.8836
| 2 | 22.9 | 1: 33.4335; 1.1: 80.1356; 1.2: 0.10746; 1.3: 148.85; 1.4: 5.1436; 1.5: 80.1356; 1.6: 148.85; 1.7: 59.54; 1.8: 8.4594; 1.9: 496.1667; 2: 15.8015; 2.1: 92.5205; 2.2: 266.0831; 2.3: 17.0789; 2.4: -185.9475; 2.5: -11.9353
| 2 | 22.95 | 1: 33.3261; 1.1: 80.0526; 1.2: 0.10735; 1.3: 149.175; 1.4: 5.1271; 1.5: 80.0526; 1.6: 149.175; 1.7: 59.67; 1.8: 8.4594; 1.9: 497.25; 2: 15.836; 2.1: 92.5323; 2.2: 267.212; 2.3: 17.114; 2.4: -187.1595; 2.5: -11.9869
| 2 | 23 | 1: 33.2188; 1.1: 79.9688; 1.2: 0.10724; 1.3: 149.5; 1.4: 5.1106; 1.5: 79.9688; 1.6: 149.5; 1.7: 59.8; 1.8: 8.4594; 1.9: 498.3333; 2: 15.8705; 2.1: 92.5441; 2.2: 268.3434; 2.3: 17.1491; 2.4: -188.3746; 2.5: -12.0385
| 2 | 23.05 | 1: 33.1117; 1.1: 79.8843; 1.2: 0.10713; 1.3: 149.825; 1.4: 5.0941; 1.5: 79.8843; 1.6: 149.825; 1.7: 59.93; 1.8: 8.4594; 1.9: 499.4167; 2: 15.905; 2.1: 92.5559; 2.2: 269.4772; 2.3: 17.1842; 2.4: -189.5929; 2.5: -12.0901
| 2 | 23.1 | 1: 33.0048; 1.1: 79.7991; 1.2: 0.10701; 1.3: 150.15; 1.4: 5.0777; 1.5: 79.7991; 1.6: 150.15; 1.7: 60.06; 1.8: 8.4594; 1.9: 500.5; 2: 15.9395; 2.1: 92.5676; 2.2: 270.6134; 2.3: 17.2193; 2.4: -190.8143; 2.5: -12.1416
| 2 | 23.15 | 1: 32.8981; 1.1: 79.7132; 1.2: 0.1069; 1.3: 150.475; 1.4: 5.0612; 1.5: 79.7132; 1.6: 150.475; 1.7: 60.19; 1.8: 8.4594; 1.9: 501.5833; 2: 15.974; 2.1: 92.5792; 2.2: 271.752; 2.3: 17.2544; 2.4: -192.0388; 2.5: -12.1932
| 2 | 23.2 | 1: 32.7915; 1.1: 79.6266; 1.2: 0.10678; 1.3: 150.8; 1.4: 5.0448; 1.5: 79.6266; 1.6: 150.8; 1.7: 60.32; 1.8: 8.4594; 1.9: 502.6667; 2: 16.0085; 2.1: 92.5908; 2.2: 272.8931; 2.3: 17.2895; 2.4: -193.2665; 2.5: -12.2447
| 2 | 23.25 | 1: 32.6851; 1.1: 79.5393; 1.2: 0.10666; 1.3: 151.125; 1.4: 5.0285; 1.5: 79.5393; 1.6: 151.125; 1.7: 60.45; 1.8: 8.4594; 1.9: 503.75; 2: 16.043; 2.1: 92.6023; 2.2: 274.0365; 2.3: 17.3246; 2.4: -194.4973; 2.5: -12.2961
| 2 | 23.3 | 1: 32.5789; 1.1: 79.4513; 1.2: 0.10655; 1.3: 151.45; 1.4: 5.0121; 1.5: 79.4513; 1.6: 151.45; 1.7: 60.58; 1.8: 8.4594; 1.9: 504.8333; 2: 16.0775; 2.1: 92.6137; 2.2: 275.1824; 2.3: 17.3597; 2.4: -195.7311; 2.5: -12.3476
| 2 | 23.35 | 1: 32.4729; 1.1: 79.3627; 1.2: 0.10643; 1.3: 151.775; 1.4: 4.9958; 1.5: 79.3627; 1.6: 151.775; 1.7: 60.71; 1.8: 8.4594; 1.9: 505.9167; 2: 16.112; 2.1: 92.6251; 2.2: 276.3308; 2.3: 17.3948; 2.4: -196.9681; 2.5: -12.399
| 2 | 23.4 | 1: 32.367; 1.1: 79.2733; 1.2: 0.10631; 1.3: 152.1; 1.4: 4.9795; 1.5: 79.2733; 1.6: 152.1; 1.7: 60.84; 1.8: 8.4594; 1.9: 507; 2: 16.1465; 2.1: 92.6364; 2.2: 277.4815; 2.3: 17.43; 2.4: -198.2082; 2.5: -12.4504
| 2 | 23.45 | 1: 32.2613; 1.1: 79.1833; 1.2: 0.10619; 1.3: 152.425; 1.4: 4.9633; 1.5: 79.1833; 1.6: 152.425; 1.7: 60.97; 1.8: 8.4594; 1.9: 508.0833; 2: 16.181; 2.1: 92.6477; 2.2: 278.6347; 2.3: 17.4651; 2.4: -199.4514; 2.5: -12.5018
| 2 | 23.5 | 1: 32.1558; 1.1: 79.0926; 1.2: 0.10606; 1.3: 152.75; 1.4: 4.947; 1.5: 79.0926; 1.6: 152.75; 1.7: 61.1; 1.8: 8.4594; 1.9: 509.1667; 2: 16.2155; 2.1: 92.6589; 2.2: 279.7903; 2.3: 17.5002; 2.4: -200.6978; 2.5: -12.5532
| 2 | 23.55 | 1: 32.0505; 1.1: 79.0012; 1.2: 0.10594; 1.3: 153.075; 1.4: 4.9308; 1.5: 79.0012; 1.6: 153.075; 1.7: 61.23; 1.8: 8.4594; 1.9: 510.25; 2: 16.25; 2.1: 92.6701; 2.2: 280.9484; 2.3: 17.5353; 2.4: -201.9472; 2.5: -12.6045
| 2 | 23.6 | 1: 31.9453; 1.1: 78.9092; 1.2: 0.10582; 1.3: 153.4; 1.4: 4.9147; 1.5: 78.9092; 1.6: 153.4; 1.7: 61.36; 1.8: 8.4594; 1.9: 511.3333; 2: 16.2845; 2.1: 92.6812; 2.2: 282.1089; 2.3: 17.5705; 2.4: -203.1997; 2.5: -12.6558
| 2 | 23.65 | 1: 31.8403; 1.1: 78.8164; 1.2: 0.10569; 1.3: 153.725; 1.4: 4.8985; 1.5: 78.8164; 1.6: 153.725; 1.7: 61.49; 1.8: 8.4594; 1.9: 512.4167; 2: 16.319; 2.1: 92.6922; 2.2: 283.2718; 2.3: 17.6056; 2.4: -204.4553; 2.5: -12.7071
| 2 | 23.7 | 1: 31.7355; 1.1: 78.7231; 1.2: 0.10557; 1.3: 154.05; 1.4: 4.8824; 1.5: 78.7231; 1.6: 154.05; 1.7: 61.62; 1.8: 8.4594; 1.9: 513.5; 2: 16.3535; 2.1: 92.7032; 2.2: 284.4371; 2.3: 17.6407; 2.4: -205.7141; 2.5: -12.7583
| 2 | 23.75 | 1: 31.6308; 1.1: 78.629; 1.2: 0.10544; 1.3: 154.375; 1.4: 4.8663; 1.5: 78.629; 1.6: 154.375; 1.7: 61.75; 1.8: 8.4594; 1.9: 514.5833; 2: 16.388; 2.1: 92.7141; 2.2: 285.6049; 2.3: 17.6758; 2.4: -206.9759; 2.5: -12.8096
| 2 | 23.8 | 1: 31.5264; 1.1: 78.5343; 1.2: 0.10532; 1.3: 154.7; 1.4: 4.8502; 1.5: 78.5343; 1.6: 154.7; 1.7: 61.88; 1.8: 8.4594; 1.9: 515.6667; 2: 16.4225; 2.1: 92.725; 2.2: 286.7751; 2.3: 17.711; 2.4: -208.2408; 2.5: -12.8608
| 2 | 23.85 | 1: 31.4221; 1.1: 78.4389; 1.2: 0.10519; 1.3: 155.025; 1.4: 4.8342; 1.5: 78.4389; 1.6: 155.025; 1.7: 62.01; 1.8: 8.4594; 1.9: 516.75; 2: 16.457; 2.1: 92.7358; 2.2: 287.9477; 2.3: 17.7461; 2.4: -209.5088; 2.5: -12.912
| 2 | 23.9 | 1: 31.318; 1.1: 78.3429; 1.2: 0.10506; 1.3: 155.35; 1.4: 4.8181; 1.5: 78.3429; 1.6: 155.35; 1.7: 62.14; 1.8: 8.4594; 1.9: 517.8333; 2: 16.4915; 2.1: 92.7465; 2.2: 289.1228; 2.3: 17.7813; 2.4: -210.7799; 2.5: -12.9631
| 2 | 23.95 | 1: 31.214; 1.1: 78.2462; 1.2: 0.10493; 1.3: 155.675; 1.4: 4.8022; 1.5: 78.2462; 1.6: 155.675; 1.7: 62.27; 1.8: 8.4594; 1.9: 518.9167; 2: 16.526; 2.1: 92.7572; 2.2: 290.3003; 2.3: 17.8164; 2.4: -212.0541; 2.5: -13.0143
| 2 | 24 | 1: 31.1102; 1.1: 78.1489; 1.2: 0.1048; 1.3: 156; 1.4: 4.7862; 1.5: 78.1489; 1.6: 156; 1.7: 62.4; 1.8: 8.4594; 1.9: 520; 2: 16.5605; 2.1: 92.7679; 2.2: 291.4802; 2.3: 17.8516; 2.4: -213.3313; 2.5: -13.0654
| 2 | 24.05 | 1: 31.0066; 1.1: 78.0509; 1.2: 0.10467; 1.3: 156.325; 1.4: 4.7702; 1.5: 78.0509; 1.6: 156.325; 1.7: 62.53; 1.8: 8.4594; 1.9: 521.0833; 2: 16.595; 2.1: 92.7785; 2.2: 292.6626; 2.3: 17.8867; 2.4: -214.6117; 2.5: -13.1165
| 2 | 24.1 | 1: 30.9032; 1.1: 77.9523; 1.2: 0.10454; 1.3: 156.65; 1.4: 4.7543; 1.5: 77.9523; 1.6: 156.65; 1.7: 62.66; 1.8: 8.4594; 1.9: 522.1667; 2: 16.6295; 2.1: 92.789; 2.2: 293.8474; 2.3: 17.9219; 2.4: -215.8951; 2.5: -13.1675
| 2 | 24.15 | 1: 30.7999; 1.1: 77.853; 1.2: 0.1044; 1.3: 156.975; 1.4: 4.7385; 1.5: 77.853; 1.6: 156.975; 1.7: 62.79; 1.8: 8.4594; 1.9: 523.25; 2: 16.664; 2.1: 92.7995; 2.2: 295.0346; 2.3: 17.957; 2.4: -217.1816; 2.5: -13.2186
| 2 | 24.2 | 1: 30.6969; 1.1: 77.7531; 1.2: 0.10427; 1.3: 157.3; 1.4: 4.7226; 1.5: 77.7531; 1.6: 157.3; 1.7: 62.92; 1.8: 8.4594; 1.9: 524.3333; 2: 16.6985; 2.1: 92.8099; 2.2: 296.2243; 2.3: 17.9922; 2.4: -218.4712; 2.5: -13.2696
| 2 | 24.25 | 1: 30.594; 1.1: 77.6526; 1.2: 0.10413; 1.3: 157.625; 1.4: 4.7068; 1.5: 77.6526; 1.6: 157.625; 1.7: 63.05; 1.8: 8.4594; 1.9: 525.4167; 2: 16.733; 2.1: 92.8203; 2.2: 297.4164; 2.3: 18.0273; 2.4: -219.7638; 2.5: -13.3206
| 2 | 24.3 | 1: 30.4912; 1.1: 77.5514; 1.2: 0.104; 1.3: 157.95; 1.4: 4.691; 1.5: 77.5514; 1.6: 157.95; 1.7: 63.18; 1.8: 8.4594; 1.9: 526.5; 2: 16.7675; 2.1: 92.8306; 2.2: 298.6109; 2.3: 18.0625; 2.4: -221.0595; 2.5: -13.3715
| 2 | 24.35 | 1: 30.3887; 1.1: 77.4496; 1.2: 0.10386; 1.3: 158.275; 1.4: 4.6752; 1.5: 77.4496; 1.6: 158.275; 1.7: 63.31; 1.8: 8.4594; 1.9: 527.5833; 2: 16.802; 2.1: 92.8408; 2.2: 299.8079; 2.3: 18.0977; 2.4: -222.3583; 2.5: -13.4225
| 2 | 24.4 | 1: 30.2863; 1.1: 77.3471; 1.2: 0.10372; 1.3: 158.6; 1.4: 4.6594; 1.5: 77.3471; 1.6: 158.6; 1.7: 63.44; 1.8: 8.4594; 1.9: 528.6667; 2: 16.8365; 2.1: 92.851; 2.2: 301.0073; 2.3: 18.1328; 2.4: -223.6602; 2.5: -13.4734
| 2 | 24.45 | 1: 30.1841; 1.1: 77.2441; 1.2: 0.10359; 1.3: 158.925; 1.4: 4.6437; 1.5: 77.2441; 1.6: 158.925; 1.7: 63.57; 1.8: 8.4594; 1.9: 529.75; 2: 16.871; 2.1: 92.8612; 2.2: 302.2092; 2.3: 18.168; 2.4: -224.9651; 2.5: -13.5243
| 2 | 24.5 | 1: 30.082; 1.1: 77.1404; 1.2: 0.10345; 1.3: 159.25; 1.4: 4.628; 1.5: 77.1404; 1.6: 159.25; 1.7: 63.7; 1.8: 8.4594; 1.9: 530.8333; 2: 16.9055; 2.1: 92.8713; 2.2: 303.4135; 2.3: 18.2032; 2.4: -226.2731; 2.5: -13.5752
| 2 | 24.55 | 1: 29.9802; 1.1: 77.0361; 1.2: 0.10331; 1.3: 159.575; 1.4: 4.6123; 1.5: 77.0361; 1.6: 159.575; 1.7: 63.83; 1.8: 8.4594; 1.9: 531.9167; 2: 16.94; 2.1: 92.8813; 2.2: 304.6202; 2.3: 18.2383; 2.4: -227.5841; 2.5: -13.626
| 2 | 24.6 | 1: 29.8785; 1.1: 76.9311; 1.2: 0.10317; 1.3: 159.9; 1.4: 4.5967; 1.5: 76.9311; 1.6: 159.9; 1.7: 63.96; 1.8: 8.4594; 1.9: 533; 2: 16.9745; 2.1: 92.8913; 2.2: 305.8294; 2.3: 18.2735; 2.4: -228.8982; 2.5: -13.6768
| 2 | 24.65 | 1: 29.777; 1.1: 76.8256; 1.2: 0.10302; 1.3: 160.225; 1.4: 4.5811; 1.5: 76.8256; 1.6: 160.225; 1.7: 64.09; 1.8: 8.4594; 1.9: 534.0833; 2: 17.009; 2.1: 92.9013; 2.2: 307.041; 2.3: 18.3087; 2.4: -230.2154; 2.5: -13.7276
| 2 | 24.7 | 1: 29.6756; 1.1: 76.7194; 1.2: 0.10288; 1.3: 160.55; 1.4: 4.5655; 1.5: 76.7194; 1.6: 160.55; 1.7: 64.22; 1.8: 8.4594; 1.9: 535.1667; 2: 17.0435; 2.1: 92.9112; 2.2: 308.255; 2.3: 18.3439; 2.4: -231.5356; 2.5: -13.7784
| 2 | 24.75 | 1: 29.5745; 1.1: 76.6127; 1.2: 0.10274; 1.3: 160.875; 1.4: 4.5499; 1.5: 76.6127; 1.6: 160.875; 1.7: 64.35; 1.8: 8.4594; 1.9: 536.25; 2: 17.078; 2.1: 92.921; 2.2: 309.4715; 2.3: 18.3791; 2.4: -232.8588; 2.5: -13.8292
| 2 | 24.8 | 1: 29.4735; 1.1: 76.5053; 1.2: 0.1026; 1.3: 161.2; 1.4: 4.5344; 1.5: 76.5053; 1.6: 161.2; 1.7: 64.48; 1.8: 8.4594; 1.9: 537.3333; 2: 17.1125; 2.1: 92.9308; 2.2: 310.6904; 2.3: 18.4143; 2.4: -234.1851; 2.5: -13.8799
| 2 | 24.85 | 1: 29.3727; 1.1: 76.3973; 1.2: 0.10245; 1.3: 161.525; 1.4: 4.5189; 1.5: 76.3973; 1.6: 161.525; 1.7: 64.61; 1.8: 8.4594; 1.9: 538.4167; 2: 17.147; 2.1: 92.9405; 2.2: 311.9118; 2.3: 18.4495; 2.4: -235.5145; 2.5: -13.9306
| 2 | 24.9 | 1: 29.272; 1.1: 76.2887; 1.2: 0.1023; 1.3: 161.85; 1.4: 4.5034; 1.5: 76.2887; 1.6: 161.85; 1.7: 64.74; 1.8: 8.4594; 1.9: 539.5; 2: 17.1815; 2.1: 92.9502; 2.2: 313.1356; 2.3: 18.4847; 2.4: -236.8469; 2.5: -13.9813
| 2 | 24.95 | 1: 29.1715; 1.1: 76.1796; 1.2: 0.10216; 1.3: 162.175; 1.4: 4.4879; 1.5: 76.1796; 1.6: 162.175; 1.7: 64.87; 1.8: 8.4594; 1.9: 540.5833; 2: 17.216; 2.1: 92.9599; 2.2: 314.3618; 2.3: 18.5199; 2.4: -238.1823; 2.5: -14.0319
| 2 | 25 | 1: 29.0713; 1.1: 76.0698; 1.2: 0.10201; 1.3: 162.5; 1.4: 4.4725; 1.5: 76.0698; 1.6: 162.5; 1.7: 65; 1.8: 8.4594; 1.9: 541.6667; 2: 17.2505; 2.1: 92.9695; 2.2: 315.5905; 2.3: 18.5551; 2.4: -239.5208; 2.5: -14.0826
| 2 | 25.05 | 1: 28.9711; 1.1: 75.9594; 1.2: 0.10186; 1.3: 162.825; 1.4: 4.4571; 1.5: 75.9594; 1.6: 162.825; 1.7: 65.13; 1.8: 8.4594; 1.9: 542.75; 2: 17.285; 2.1: 92.979; 2.2: 316.8217; 2.3: 18.5903; 2.4: -240.8623; 2.5: -14.1332
| 2 | 25.1 | 1: 28.8712; 1.1: 75.8484; 1.2: 0.10171; 1.3: 163.15; 1.4: 4.4417; 1.5: 75.8484; 1.6: 163.15; 1.7: 65.26; 1.8: 8.4594; 1.9: 543.8333; 2: 17.3195; 2.1: 92.9885; 2.2: 318.0552; 2.3: 18.6255; 2.4: -242.2068; 2.5: -14.1837
| 2 | 25.15 | 1: 28.7714; 1.1: 75.7369; 1.2: 0.10156; 1.3: 163.475; 1.4: 4.4264; 1.5: 75.7369; 1.6: 163.475; 1.7: 65.39; 1.8: 8.4594; 1.9: 544.9167; 2: 17.354; 2.1: 92.9979; 2.2: 319.2912; 2.3: 18.6607; 2.4: -243.5544; 2.5: -14.2343
| 2 | 25.2 | 1: 28.6718; 1.1: 75.6248; 1.2: 0.10141; 1.3: 163.8; 1.4: 4.411; 1.5: 75.6248; 1.6: 163.8; 1.7: 65.52; 1.8: 8.4594; 1.9: 546; 2: 17.3885; 2.1: 93.0073; 2.2: 320.5297; 2.3: 18.6959; 2.4: -244.905; 2.5: -14.2848
| 2 | 25.25 | 1: 28.5724; 1.1: 75.512; 1.2: 0.10126; 1.3: 164.125; 1.4: 4.3958; 1.5: 75.512; 1.6: 164.125; 1.7: 65.65; 1.8: 8.4594; 1.9: 547.0833; 2: 17.423; 2.1: 93.0166; 2.2: 321.7706; 2.3: 18.7311; 2.4: -246.2586; 2.5: -14.3353
| 2 | 25.3 | 1: 28.4731; 1.1: 75.3987; 1.2: 0.10111; 1.3: 164.45; 1.4: 4.3805; 1.5: 75.3987; 1.6: 164.45; 1.7: 65.78; 1.8: 8.4594; 1.9: 548.1667; 2: 17.4575; 2.1: 93.0259; 2.2: 323.014; 2.3: 18.7663; 2.4: -247.6152; 2.5: -14.3858
| 2 | 25.35 | 1: 28.374; 1.1: 75.2849; 1.2: 0.10096; 1.3: 164.775; 1.4: 4.3652; 1.5: 75.2849; 1.6: 164.775; 1.7: 65.91; 1.8: 8.4594; 1.9: 549.25; 2: 17.492; 2.1: 93.0352; 2.2: 324.2598; 2.3: 18.8015; 2.4: -248.9749; 2.5: -14.4363
| 2 | 25.4 | 1: 28.2751; 1.1: 75.1704; 1.2: 0.10081; 1.3: 165.1; 1.4: 4.35; 1.5: 75.1704; 1.6: 165.1; 1.7: 66.04; 1.8: 8.4594; 1.9: 550.3333; 2: 17.5265; 2.1: 93.0443; 2.2: 325.508; 2.3: 18.8368; 2.4: -250.3376; 2.5: -14.4867
| 2 | 25.45 | 1: 28.1764; 1.1: 75.0554; 1.2: 0.10065; 1.3: 165.425; 1.4: 4.3348; 1.5: 75.0554; 1.6: 165.425; 1.7: 66.17; 1.8: 8.4594; 1.9: 551.4167; 2: 17.561; 2.1: 93.0535; 2.2: 326.7587; 2.3: 18.872; 2.4: -251.7033; 2.5: -14.5372
| 2 | 25.5 | 1: 28.0779; 1.1: 74.9398; 1.2: 0.1005; 1.3: 165.75; 1.4: 4.3197; 1.5: 74.9398; 1.6: 165.75; 1.7: 66.3; 1.8: 8.4594; 1.9: 552.5; 2: 17.5955; 2.1: 93.0626; 2.2: 328.0118; 2.3: 18.9072; 2.4: -253.072; 2.5: -14.5875
| 2 | 25.55 | 1: 27.9795; 1.1: 74.8236; 1.2: 0.10034; 1.3: 166.075; 1.4: 4.3045; 1.5: 74.8236; 1.6: 166.075; 1.7: 66.43; 1.8: 8.4594; 1.9: 553.5833; 2: 17.63; 2.1: 93.0716; 2.2: 329.2674; 2.3: 18.9424; 2.4: -254.4437; 2.5: -14.6379
| 2 | 25.6 | 1: 27.8813; 1.1: 74.7069; 1.2: 0.10018; 1.3: 166.4; 1.4: 4.2894; 1.5: 74.7069; 1.6: 166.4; 1.7: 66.56; 1.8: 8.4594; 1.9: 554.6667; 2: 17.6645; 2.1: 93.0806; 2.2: 330.5254; 2.3: 18.9777; 2.4: -255.8185; 2.5: -14.6883
| 2 | 25.65 | 1: 27.7832; 1.1: 74.5896; 1.2: 0.10003; 1.3: 166.725; 1.4: 4.2743; 1.5: 74.5896; 1.6: 166.725; 1.7: 66.69; 1.8: 8.4594; 1.9: 555.75; 2: 17.699; 2.1: 93.0896; 2.2: 331.7859; 2.3: 19.0129; 2.4: -257.1962; 2.5: -14.7386
| 2 | 25.7 | 1: 27.6854; 1.1: 74.4718; 1.2: 0.099868; 1.3: 167.05; 1.4: 4.2593; 1.5: 74.4718; 1.6: 167.05; 1.7: 66.82; 1.8: 8.4594; 1.9: 556.8333; 2: 17.7335; 2.1: 93.0985; 2.2: 333.0488; 2.3: 19.0482; 2.4: -258.577; 2.5: -14.7889
| 2 | 25.75 | 1: 27.5877; 1.1: 74.3534; 1.2: 0.09971; 1.3: 167.375; 1.4: 4.2443; 1.5: 74.3534; 1.6: 167.375; 1.7: 66.95; 1.8: 8.4594; 1.9: 557.9167; 2: 17.768; 2.1: 93.1073; 2.2: 334.3142; 2.3: 19.0834; 2.4: -259.9608; 2.5: -14.8391
| 2 | 25.8 | 1: 27.4902; 1.1: 74.2344; 1.2: 0.09955; 1.3: 167.7; 1.4: 4.2293; 1.5: 74.2344; 1.6: 167.7; 1.7: 67.08; 1.8: 8.4594; 1.9: 559; 2: 17.8025; 2.1: 93.1161; 2.2: 335.582; 2.3: 19.1186; 2.4: -261.3475; 2.5: -14.8894
| 2 | 25.85 | 1: 27.3928; 1.1: 74.1149; 1.2: 0.09939; 1.3: 168.025; 1.4: 4.2143; 1.5: 74.1149; 1.6: 168.025; 1.7: 67.21; 1.8: 8.4594; 1.9: 560.0833; 2: 17.837; 2.1: 93.1249; 2.2: 336.8522; 2.3: 19.1539; 2.4: -262.7373; 2.5: -14.9396
| 2 | 25.9 | 1: 27.2957; 1.1: 73.9949; 1.2: 0.099229; 1.3: 168.35; 1.4: 4.1993; 1.5: 73.9949; 1.6: 168.35; 1.7: 67.34; 1.8: 8.4594; 1.9: 561.1667; 2: 17.8715; 2.1: 93.1336; 2.2: 338.1249; 2.3: 19.1891; 2.4: -264.13; 2.5: -14.9898
| 2 | 25.95 | 1: 27.1987; 1.1: 73.8743; 1.2: 0.099067; 1.3: 168.675; 1.4: 4.1844; 1.5: 73.8743; 1.6: 168.675; 1.7: 67.47; 1.8: 8.4594; 1.9: 562.25; 2: 17.9061; 2.1: 93.1423; 2.2: 339.4001; 2.3: 19.2244; 2.4: -265.5258; 2.5: -15.04
| 2 | 26 | 1: 27.1019; 1.1: 73.7532; 1.2: 0.098905; 1.3: 169; 1.4: 4.1695; 1.5: 73.7532; 1.6: 169; 1.7: 67.6; 1.8: 8.4594; 1.9: 563.3333; 2: 17.9406; 2.1: 93.1509; 2.2: 340.6777; 2.3: 19.2597; 2.4: -266.9245; 2.5: -15.0901
| 2 | 26.05 | 1: 27.0052; 1.1: 73.6315; 1.2: 0.098741; 1.3: 169.325; 1.4: 4.1546; 1.5: 73.6315; 1.6: 169.325; 1.7: 67.73; 1.8: 8.4594; 1.9: 564.4167; 2: 17.9751; 2.1: 93.1595; 2.2: 341.9578; 2.3: 19.2949; 2.4: -268.3263; 2.5: -15.1403
| 2 | 26.1 | 1: 26.9087; 1.1: 73.5093; 1.2: 0.098578; 1.3: 169.65; 1.4: 4.1398; 1.5: 73.5093; 1.6: 169.65; 1.7: 67.86; 1.8: 8.4594; 1.9: 565.5; 2: 18.0096; 2.1: 93.168; 2.2: 343.2403; 2.3: 19.3302; 2.4: -269.731; 2.5: -15.1904
| 2 | 26.15 | 1: 26.8124; 1.1: 73.3865; 1.2: 0.098413; 1.3: 169.975; 1.4: 4.125; 1.5: 73.3865; 1.6: 169.975; 1.7: 67.99; 1.8: 8.4594; 1.9: 566.5833; 2: 18.0441; 2.1: 93.1765; 2.2: 344.5252; 2.3: 19.3654; 2.4: -271.1387; 2.5: -15.2405
| 2 | 26.2 | 1: 26.7163; 1.1: 73.2633; 1.2: 0.098248; 1.3: 170.3; 1.4: 4.1102; 1.5: 73.2633; 1.6: 170.3; 1.7: 68.12; 1.8: 8.4594; 1.9: 567.6667; 2: 18.0786; 2.1: 93.185; 2.2: 345.8126; 2.3: 19.4007; 2.4: -272.5494; 2.5: -15.2905
| 2 | 26.25 | 1: 26.6204; 1.1: 73.1395; 1.2: 0.098082; 1.3: 170.625; 1.4: 4.0954; 1.5: 73.1395; 1.6: 170.625; 1.7: 68.25; 1.8: 8.4594; 1.9: 568.75; 2: 18.1131; 2.1: 93.1934; 2.2: 347.1025; 2.3: 19.436; 2.4: -273.963; 2.5: -15.3405
| 2 | 26.3 | 1: 26.5246; 1.1: 73.0151; 1.2: 0.097915; 1.3: 170.95; 1.4: 4.0807; 1.5: 73.0151; 1.6: 170.95; 1.7: 68.38; 1.8: 8.4594; 1.9: 569.8333; 2: 18.1476; 2.1: 93.2017; 2.2: 348.3948; 2.3: 19.4713; 2.4: -275.3797; 2.5: -15.3906
| 2 | 26.35 | 1: 26.429; 1.1: 72.8903; 1.2: 0.097747; 1.3: 171.275; 1.4: 4.066; 1.5: 72.8903; 1.6: 171.275; 1.7: 68.51; 1.8: 8.4594; 1.9: 570.9167; 2: 18.1821; 2.1: 93.2101; 2.2: 349.6896; 2.3: 19.5065; 2.4: -276.7993; 2.5: -15.4405
| 2 | 26.4 | 1: 26.3336; 1.1: 72.7649; 1.2: 0.097579; 1.3: 171.6; 1.4: 4.0513; 1.5: 72.7649; 1.6: 171.6; 1.7: 68.64; 1.8: 8.4594; 1.9: 572; 2: 18.2166; 2.1: 93.2183; 2.2: 350.9868; 2.3: 19.5418; 2.4: -278.2219; 2.5: -15.4905
| 2 | 26.45 | 1: 26.2383; 1.1: 72.639; 1.2: 0.097411; 1.3: 171.925; 1.4: 4.0367; 1.5: 72.639; 1.6: 171.925; 1.7: 68.77; 1.8: 8.4594; 1.9: 573.0833; 2: 18.2511; 2.1: 93.2265; 2.2: 352.2865; 2.3: 19.5771; 2.4: -279.6475; 2.5: -15.5404
| 2 | 26.5 | 1: 26.1432; 1.1: 72.5126; 1.2: 0.097241; 1.3: 172.25; 1.4: 4.022; 1.5: 72.5126; 1.6: 172.25; 1.7: 68.9; 1.8: 8.4594; 1.9: 574.1667; 2: 18.2856; 2.1: 93.2347; 2.2: 353.5886; 2.3: 19.6124; 2.4: -281.076; 2.5: -15.5904
| 2 | 26.55 | 1: 26.0483; 1.1: 72.3857; 1.2: 0.097071; 1.3: 172.575; 1.4: 4.0074; 1.5: 72.3857; 1.6: 172.575; 1.7: 69.03; 1.8: 8.4594; 1.9: 575.25; 2: 18.3201; 2.1: 93.2429; 2.2: 354.8931; 2.3: 19.6477; 2.4: -282.5075; 2.5: -15.6402
| 2 | 26.6 | 1: 25.9536; 1.1: 72.2582; 1.2: 0.0969; 1.3: 172.9; 1.4: 3.9929; 1.5: 72.2582; 1.6: 172.9; 1.7: 69.16; 1.8: 8.4594; 1.9: 576.3333; 2: 18.3546; 2.1: 93.251; 2.2: 356.2002; 2.3: 19.683; 2.4: -283.9419; 2.5: -15.6901
| 2 | 26.65 | 1: 25.859; 1.1: 72.1303; 1.2: 0.096728; 1.3: 173.225; 1.4: 3.9783; 1.5: 72.1303; 1.6: 173.225; 1.7: 69.29; 1.8: 8.4594; 1.9: 577.4167; 2: 18.3891; 2.1: 93.259; 2.2: 357.5097; 2.3: 19.7183; 2.4: -285.3793; 2.5: -15.74
| 2 | 26.7 | 1: 25.7646; 1.1: 72.0019; 1.2: 0.096556; 1.3: 173.55; 1.4: 3.9638; 1.5: 72.0019; 1.6: 173.55; 1.7: 69.42; 1.8: 8.4594; 1.9: 578.5; 2: 18.4236; 2.1: 93.267; 2.2: 358.8216; 2.3: 19.7536; 2.4: -286.8197; 2.5: -15.7898
| 2 | 26.75 | 1: 25.6704; 1.1: 71.8729; 1.2: 0.096383; 1.3: 173.875; 1.4: 3.9493; 1.5: 71.8729; 1.6: 173.875; 1.7: 69.55; 1.8: 8.4594; 1.9: 579.5833; 2: 18.4581; 2.1: 93.275; 2.2: 360.136; 2.3: 19.7889; 2.4: -288.263; 2.5: -15.8396
| 2 | 26.8 | 1: 25.5764; 1.1: 71.7435; 1.2: 0.09621; 1.3: 174.2; 1.4: 3.9348; 1.5: 71.7435; 1.6: 174.2; 1.7: 69.68; 1.8: 8.4594; 1.9: 580.6667; 2: 18.4926; 2.1: 93.2829; 2.2: 361.4528; 2.3: 19.8242; 2.4: -289.7093; 2.5: -15.8893
| 2 | 26.85 | 1: 25.4825; 1.1: 71.6136; 1.2: 0.096035; 1.3: 174.525; 1.4: 3.9204; 1.5: 71.6136; 1.6: 174.525; 1.7: 69.81; 1.8: 8.4594; 1.9: 581.75; 2: 18.5271; 2.1: 93.2908; 2.2: 362.7721; 2.3: 19.8595; 2.4: -291.1586; 2.5: -15.9391
| 2 | 26.9 | 1: 25.3888; 1.1: 71.4831; 1.2: 0.09586; 1.3: 174.85; 1.4: 3.906; 1.5: 71.4831; 1.6: 174.85; 1.7: 69.94; 1.8: 8.4594; 1.9: 582.8333; 2: 18.5616; 2.1: 93.2987; 2.2: 364.0939; 2.3: 19.8948; 2.4: -292.6107; 2.5: -15.9888
| 2 | 26.95 | 1: 25.2953; 1.1: 71.3522; 1.2: 0.095685; 1.3: 175.175; 1.4: 3.8916; 1.5: 71.3522; 1.6: 175.175; 1.7: 70.07; 1.8: 8.4594; 1.9: 583.9167; 2: 18.5961; 2.1: 93.3065; 2.2: 365.4181; 2.3: 19.9301; 2.4: -294.0659; 2.5: -16.0385
| 2 | 27 | 1: 25.202; 1.1: 71.2208; 1.2: 0.095509; 1.3: 175.5; 1.4: 3.8772; 1.5: 71.2208; 1.6: 175.5; 1.7: 70.2; 1.8: 8.4594; 1.9: 585; 2: 18.6306; 2.1: 93.3142; 2.2: 366.7447; 2.3: 19.9654; 2.4: -295.5239; 2.5: -16.0882
| 2 | 27.05 | 1: 25.1088; 1.1: 71.0889; 1.2: 0.095332; 1.3: 175.825; 1.4: 3.8629; 1.5: 71.0889; 1.6: 175.825; 1.7: 70.33; 1.8: 8.4594; 1.9: 586.0833; 2: 18.6651; 2.1: 93.3219; 2.2: 368.0739; 2.3: 20.0007; 2.4: -296.985; 2.5: -16.1378
| 2 | 27.1 | 1: 25.0158; 1.1: 70.9565; 1.2: 0.095154; 1.3: 176.15; 1.4: 3.8486; 1.5: 70.9565; 1.6: 176.15; 1.7: 70.46; 1.8: 8.4594; 1.9: 587.1667; 2: 18.6996; 2.1: 93.3296; 2.2: 369.4054; 2.3: 20.0361; 2.4: -298.4489; 2.5: -16.1875
| 2 | 27.15 | 1: 24.923; 1.1: 70.8237; 1.2: 0.094976; 1.3: 176.475; 1.4: 3.8343; 1.5: 70.8237; 1.6: 176.475; 1.7: 70.59; 1.8: 8.4594; 1.9: 588.25; 2: 18.7341; 2.1: 93.3373; 2.2: 370.7395; 2.3: 20.0714; 2.4: -299.9158; 2.5: -16.2371
| 2 | 27.2 | 1: 24.8303; 1.1: 70.6903; 1.2: 0.094797; 1.3: 176.8; 1.4: 3.8201; 1.5: 70.6903; 1.6: 176.8; 1.7: 70.72; 1.8: 8.4594; 1.9: 589.3333; 2: 18.7686; 2.1: 93.3449; 2.2: 372.076; 2.3: 20.1067; 2.4: -301.3856; 2.5: -16.2867
| 2 | 27.25 | 1: 24.7379; 1.1: 70.5565; 1.2: 0.094618; 1.3: 177.125; 1.4: 3.8058; 1.5: 70.5565; 1.6: 177.125; 1.7: 70.85; 1.8: 8.4594; 1.9: 590.4167; 2: 18.8031; 2.1: 93.3524; 2.2: 373.4149; 2.3: 20.142; 2.4: -302.8584; 2.5: -16.3362
| 2 | 27.3 | 1: 24.6456; 1.1: 70.4223; 1.2: 0.094438; 1.3: 177.45; 1.4: 3.7916; 1.5: 70.4223; 1.6: 177.45; 1.7: 70.98; 1.8: 8.4594; 1.9: 591.5; 2: 18.8376; 2.1: 93.3599; 2.2: 374.7563; 2.3: 20.1774; 2.4: -304.334; 2.5: -16.3857
| 2 | 27.35 | 1: 24.5534; 1.1: 70.2875; 1.2: 0.094257; 1.3: 177.775; 1.4: 3.7775; 1.5: 70.2875; 1.6: 177.775; 1.7: 71.11; 1.8: 8.4594; 1.9: 592.5833; 2: 18.8721; 2.1: 93.3674; 2.2: 376.1002; 2.3: 20.2127; 2.4: -305.8127; 2.5: -16.4353
| 2 | 27.4 | 1: 24.4615; 1.1: 70.1523; 1.2: 0.094076; 1.3: 178.1; 1.4: 3.7633; 1.5: 70.1523; 1.6: 178.1; 1.7: 71.24; 1.8: 8.4594; 1.9: 593.6667; 2: 18.9066; 2.1: 93.3749; 2.2: 377.4465; 2.3: 20.248; 2.4: -307.2942; 2.5: -16.4847
| 2 | 27.45 | 1: 24.3697; 1.1: 70.0166; 1.2: 0.093894; 1.3: 178.425; 1.4: 3.7492; 1.5: 70.0166; 1.6: 178.425; 1.7: 71.37; 1.8: 8.4594; 1.9: 594.75; 2: 18.9411; 2.1: 93.3823; 2.2: 378.7953; 2.3: 20.2834; 2.4: -308.7786; 2.5: -16.5342
| 2 | 27.5 | 1: 24.2781; 1.1: 69.8805; 1.2: 0.093711; 1.3: 178.75; 1.4: 3.7351; 1.5: 69.8805; 1.6: 178.75; 1.7: 71.5; 1.8: 8.4594; 1.9: 595.8333; 2: 18.9756; 2.1: 93.3896; 2.2: 380.1465; 2.3: 20.3187; 2.4: -310.266; 2.5: -16.5836
| 2 | 27.55 | 1: 24.1867; 1.1: 69.7439; 1.2: 0.093528; 1.3: 179.075; 1.4: 3.721; 1.5: 69.7439; 1.6: 179.075; 1.7: 71.63; 1.8: 8.4594; 1.9: 596.9167; 2: 19.0101; 2.1: 93.3969; 2.2: 381.5002; 2.3: 20.3541; 2.4: -311.7563; 2.5: -16.633
| 2 | 27.6 | 1: 24.0954; 1.1: 69.6068; 1.2: 0.093344; 1.3: 179.4; 1.4: 3.707; 1.5: 69.6068; 1.6: 179.4; 1.7: 71.76; 1.8: 8.4594; 1.9: 598; 2: 19.0446; 2.1: 93.4042; 2.2: 382.8563; 2.3: 20.3894; 2.4: -313.2495; 2.5: -16.6824
| 2 | 27.65 | 1: 24.0043; 1.1: 69.4693; 1.2: 0.09316; 1.3: 179.725; 1.4: 3.693; 1.5: 69.4693; 1.6: 179.725; 1.7: 71.89; 1.8: 8.4594; 1.9: 599.0833; 2: 19.0791; 2.1: 93.4115; 2.2: 384.2149; 2.3: 20.4248; 2.4: -314.7456; 2.5: -16.7318
| 2 | 27.7 | 1: 23.9134; 1.1: 69.3314; 1.2: 0.092975; 1.3: 180.05; 1.4: 3.679; 1.5: 69.3314; 1.6: 180.05; 1.7: 72.02; 1.8: 8.4594; 1.9: 600.1667; 2: 19.1136; 2.1: 93.4187; 2.2: 385.576; 2.3: 20.4601; 2.4: -316.2446; 2.5: -16.7811
| 2 | 27.75 | 1: 23.8227; 1.1: 69.193; 1.2: 0.092789; 1.3: 180.375; 1.4: 3.665; 1.5: 69.193; 1.6: 180.375; 1.7: 72.15; 1.8: 8.4594; 1.9: 601.25; 2: 19.1481; 2.1: 93.4258; 2.2: 386.9396; 2.3: 20.4955; 2.4: -317.7466; 2.5: -16.8305
| 2 | 27.8 | 1: 23.7321; 1.1: 69.0541; 1.2: 0.092603; 1.3: 180.7; 1.4: 3.6511; 1.5: 69.0541; 1.6: 180.7; 1.7: 72.28; 1.8: 8.4594; 1.9: 602.3333; 2: 19.1826; 2.1: 93.433; 2.2: 388.3055; 2.3: 20.5309; 2.4: -319.2514; 2.5: -16.8798
| 2 | 27.85 | 1: 23.6417; 1.1: 68.9148; 1.2: 0.092416; 1.3: 181.025; 1.4: 3.6372; 1.5: 68.9148; 1.6: 181.025; 1.7: 72.41; 1.8: 8.4594; 1.9: 603.4167; 2: 19.2171; 2.1: 93.4401; 2.2: 389.674; 2.3: 20.5662; 2.4: -320.7592; 2.5: -16.929
| 2 | 27.9 | 1: 23.5515; 1.1: 68.7751; 1.2: 0.092229; 1.3: 181.35; 1.4: 3.6233; 1.5: 68.7751; 1.6: 181.35; 1.7: 72.54; 1.8: 8.4594; 1.9: 604.5; 2: 19.2516; 2.1: 93.4471; 2.2: 391.0449; 2.3: 20.6016; 2.4: -322.2698; 2.5: -16.9783
| 2 | 27.95 | 1: 23.4615; 1.1: 68.6349; 1.2: 0.092041; 1.3: 181.675; 1.4: 3.6095; 1.5: 68.6349; 1.6: 181.675; 1.7: 72.67; 1.8: 8.4594; 1.9: 605.5833; 2: 19.2861; 2.1: 93.4542; 2.2: 392.4183; 2.3: 20.637; 2.4: -323.7833; 2.5: -17.0275
| 2 | 28 | 1: 23.3716; 1.1: 68.4944; 1.2: 0.091852; 1.3: 182; 1.4: 3.5956; 1.5: 68.4944; 1.6: 182; 1.7: 72.8; 1.8: 8.4594; 1.9: 606.6667; 2: 19.3206; 2.1: 93.4611; 2.2: 393.7941; 2.3: 20.6723; 2.4: -325.2998; 2.5: -17.0767
| 2 | 28.05 | 1: 23.2819; 1.1: 68.3533; 1.2: 0.091663; 1.3: 182.325; 1.4: 3.5818; 1.5: 68.3533; 1.6: 182.325; 1.7: 72.93; 1.8: 8.4594; 1.9: 607.75; 2: 19.3551; 2.1: 93.4681; 2.2: 395.1724; 2.3: 20.7077; 2.4: -326.8191; 2.5: -17.1259
| 2 | 28.1 | 1: 23.1924; 1.1: 68.2119; 1.2: 0.091474; 1.3: 182.65; 1.4: 3.5681; 1.5: 68.2119; 1.6: 182.65; 1.7: 73.06; 1.8: 8.4594; 1.9: 608.8333; 2: 19.3896; 2.1: 93.475; 2.2: 396.5532; 2.3: 20.7431; 2.4: -328.3413; 2.5: -17.175
| 2 | 28.15 | 1: 23.103; 1.1: 68.07; 1.2: 0.091283; 1.3: 182.975; 1.4: 3.5543; 1.5: 68.07; 1.6: 182.975; 1.7: 73.19; 1.8: 8.4594; 1.9: 609.9167; 2: 19.4241; 2.1: 93.4819; 2.2: 397.9364; 2.3: 20.7785; 2.4: -329.8664; 2.5: -17.2242
| 2 | 28.2 | 1: 23.0139; 1.1: 67.9277; 1.2: 0.091093; 1.3: 183.3; 1.4: 3.5406; 1.5: 67.9277; 1.6: 183.3; 1.7: 73.32; 1.8: 8.4594; 1.9: 611; 2: 19.4586; 2.1: 93.4887; 2.2: 399.3221; 2.3: 20.8139; 2.4: -331.3944; 2.5: -17.2733
| 2 | 28.25 | 1: 22.9248; 1.1: 67.785; 1.2: 0.090901; 1.3: 183.625; 1.4: 3.5269; 1.5: 67.785; 1.6: 183.625; 1.7: 73.45; 1.8: 8.4594; 1.9: 612.0833; 2: 19.4931; 2.1: 93.4955; 2.2: 400.7102; 2.3: 20.8492; 2.4: -332.9252; 2.5: -17.3223
| 2 | 28.3 | 1: 22.836; 1.1: 67.6418; 1.2: 0.090709; 1.3: 183.95; 1.4: 3.5132; 1.5: 67.6418; 1.6: 183.95; 1.7: 73.58; 1.8: 8.4594; 1.9: 613.1667; 2: 19.5276; 2.1: 93.5023; 2.2: 402.1008; 2.3: 20.8846; 2.4: -334.459; 2.5: -17.3714
| 2 | 28.35 | 1: 22.7474; 1.1: 67.4983; 1.2: 0.090517; 1.3: 184.275; 1.4: 3.4996; 1.5: 67.4983; 1.6: 184.275; 1.7: 73.71; 1.8: 8.4594; 1.9: 614.25; 2: 19.5621; 2.1: 93.509; 2.2: 403.4939; 2.3: 20.92; 2.4: -335.9956; 2.5: -17.4204
| 2 | 28.4 | 1: 22.6589; 1.1: 67.3543; 1.2: 0.090324; 1.3: 184.6; 1.4: 3.486; 1.5: 67.3543; 1.6: 184.6; 1.7: 73.84; 1.8: 8.4594; 1.9: 615.3333; 2: 19.5966; 2.1: 93.5157; 2.2: 404.8894; 2.3: 20.9554; 2.4: -337.5351; 2.5: -17.4694
| 2 | 28.45 | 1: 22.5706; 1.1: 67.2099; 1.2: 0.09013; 1.3: 184.925; 1.4: 3.4724; 1.5: 67.2099; 1.6: 184.925; 1.7: 73.97; 1.8: 8.4594; 1.9: 616.4167; 2: 19.6311; 2.1: 93.5224; 2.2: 406.2874; 2.3: 20.9908; 2.4: -339.0775; 2.5: -17.5184
| 2 | 28.5 | 1: 22.4824; 1.1: 67.0651; 1.2: 0.089936; 1.3: 185.25; 1.4: 3.4588; 1.5: 67.0651; 1.6: 185.25; 1.7: 74.1; 1.8: 8.4594; 1.9: 617.5; 2: 19.6656; 2.1: 93.529; 2.2: 407.6878; 2.3: 21.0262; 2.4: -340.6227; 2.5: -17.5674
| 2 | 28.55 | 1: 22.3945; 1.1: 66.9199; 1.2: 0.089741; 1.3: 185.575; 1.4: 3.4453; 1.5: 66.9199; 1.6: 185.575; 1.7: 74.23; 1.8: 8.4594; 1.9: 618.5833; 2: 19.7001; 2.1: 93.5356; 2.2: 409.0907; 2.3: 21.0616; 2.4: -342.1708; 2.5: -17.6163
| 2 | 28.6 | 1: 22.3067; 1.1: 66.7744; 1.2: 0.089546; 1.3: 185.9; 1.4: 3.4318; 1.5: 66.7744; 1.6: 185.9; 1.7: 74.36; 1.8: 8.4594; 1.9: 619.6667; 2: 19.7346; 2.1: 93.5421; 2.2: 410.4961; 2.3: 21.097; 2.4: -343.7218; 2.5: -17.6652
| 2 | 28.65 | 1: 22.2191; 1.1: 66.6284; 1.2: 0.08935; 1.3: 186.225; 1.4: 3.4183; 1.5: 66.6284; 1.6: 186.225; 1.7: 74.49; 1.8: 8.4594; 1.9: 620.75; 2: 19.7691; 2.1: 93.5486; 2.2: 411.904; 2.3: 21.1324; 2.4: -345.2756; 2.5: -17.7141
| 2 | 28.7 | 1: 22.1316; 1.1: 66.482; 1.2: 0.089154; 1.3: 186.55; 1.4: 3.4049; 1.5: 66.482; 1.6: 186.55; 1.7: 74.62; 1.8: 8.4594; 1.9: 621.8333; 2: 19.8036; 2.1: 93.5551; 2.2: 413.3143; 2.3: 21.1679; 2.4: -346.8323; 2.5: -17.763
| 2 | 28.75 | 1: 22.0444; 1.1: 66.3352; 1.2: 0.088957; 1.3: 186.875; 1.4: 3.3914; 1.5: 66.3352; 1.6: 186.875; 1.7: 74.75; 1.8: 8.4594; 1.9: 622.9167; 2: 19.8381; 2.1: 93.5616; 2.2: 414.727; 2.3: 21.2033; 2.4: -348.3918; 2.5: -17.8118
| 2 | 28.8 | 1: 21.9573; 1.1: 66.188; 1.2: 0.08876; 1.3: 187.2; 1.4: 3.378; 1.5: 66.188; 1.6: 187.2; 1.7: 74.88; 1.8: 8.4594; 1.9: 624; 2: 19.8726; 2.1: 93.568; 2.2: 416.1423; 2.3: 21.2387; 2.4: -349.9542; 2.5: -17.8606
| 2 | 28.85 | 1: 21.8704; 1.1: 66.0405; 1.2: 0.088562; 1.3: 187.525; 1.4: 3.3647; 1.5: 66.0405; 1.6: 187.525; 1.7: 75.01; 1.8: 8.4594; 1.9: 625.0833; 2: 19.9071; 2.1: 93.5744; 2.2: 417.56; 2.3: 21.2741; 2.4: -351.5195; 2.5: -17.9094
| 2 | 28.9 | 1: 21.7836; 1.1: 65.8925; 1.2: 0.088363; 1.3: 187.85; 1.4: 3.3513; 1.5: 65.8925; 1.6: 187.85; 1.7: 75.14; 1.8: 8.4594; 1.9: 626.1667; 2: 19.9416; 2.1: 93.5807; 2.2: 418.9801; 2.3: 21.3095; 2.4: -353.0876; 2.5: -17.9582
| 2 | 28.95 | 1: 21.697; 1.1: 65.7442; 1.2: 0.088164; 1.3: 188.175; 1.4: 3.338; 1.5: 65.7442; 1.6: 188.175; 1.7: 75.27; 1.8: 8.4594; 1.9: 627.25; 2: 19.9761; 2.1: 93.5871; 2.2: 420.4028; 2.3: 21.345; 2.4: -354.6585; 2.5: -18.0069
| 2 | 29 | 1: 21.6106; 1.1: 65.5955; 1.2: 0.087965; 1.3: 188.5; 1.4: 3.3247; 1.5: 65.5955; 1.6: 188.5; 1.7: 75.4; 1.8: 8.4594; 1.9: 628.3333; 2: 20.0106; 2.1: 93.5933; 2.2: 421.8279; 2.3: 21.3804; 2.4: -356.2323; 2.5: -18.0557
| 2 | 29.05 | 1: 21.5244; 1.1: 65.4464; 1.2: 0.087765; 1.3: 188.825; 1.4: 3.3114; 1.5: 65.4464; 1.6: 188.825; 1.7: 75.53; 1.8: 8.4594; 1.9: 629.4167; 2: 20.0451; 2.1: 93.5996; 2.2: 423.2554; 2.3: 21.4158; 2.4: -357.809; 2.5: -18.1044
| 2 | 29.1 | 1: 21.4384; 1.1: 65.297; 1.2: 0.087565; 1.3: 189.15; 1.4: 3.2982; 1.5: 65.297; 1.6: 189.15; 1.7: 75.66; 1.8: 8.4594; 1.9: 630.5; 2: 20.0796; 2.1: 93.6058; 2.2: 424.6854; 2.3: 21.4513; 2.4: -359.3884; 2.5: -18.153
| 2 | 29.15 | 1: 21.3525; 1.1: 65.1472; 1.2: 0.087364; 1.3: 189.475; 1.4: 3.285; 1.5: 65.1472; 1.6: 189.475; 1.7: 75.79; 1.8: 8.4594; 1.9: 631.5833; 2: 20.1141; 2.1: 93.612; 2.2: 426.1179; 2.3: 21.4867; 2.4: -360.9708; 2.5: -18.2017
| 2 | 29.2 | 1: 21.2668; 1.1: 64.997; 1.2: 0.087162; 1.3: 189.8; 1.4: 3.2718; 1.5: 64.997; 1.6: 189.8; 1.7: 75.92; 1.8: 8.4594; 1.9: 632.6667; 2: 20.1486; 2.1: 93.6182; 2.2: 427.5529; 2.3: 21.5221; 2.4: -362.5559; 2.5: -18.2503
| 2 | 29.25 | 1: 21.1813; 1.1: 64.8464; 1.2: 0.08696; 1.3: 190.125; 1.4: 3.2587; 1.5: 64.8464; 1.6: 190.125; 1.7: 76.05; 1.8: 8.4594; 1.9: 633.75; 2: 20.1831; 2.1: 93.6243; 2.2: 428.9903; 2.3: 21.5576; 2.4: -364.1439; 2.5: -18.2989
| 2 | 29.3 | 1: 21.0959; 1.1: 64.6955; 1.2: 0.086758; 1.3: 190.45; 1.4: 3.2455; 1.5: 64.6955; 1.6: 190.45; 1.7: 76.18; 1.8: 8.4594; 1.9: 634.8333; 2: 20.2176; 2.1: 93.6304; 2.2: 430.4302; 2.3: 21.593; 2.4: -365.7347; 2.5: -18.3475
| 2 | 29.35 | 1: 21.0107; 1.1: 64.5442; 1.2: 0.086555; 1.3: 190.775; 1.4: 3.2324; 1.5: 64.5442; 1.6: 190.775; 1.7: 76.31; 1.8: 8.4594; 1.9: 635.9167; 2: 20.2521; 2.1: 93.6364; 2.2: 431.8725; 2.3: 21.6285; 2.4: -367.3283; 2.5: -18.396
| 2 | 29.4 | 1: 20.9257; 1.1: 64.3926; 1.2: 0.086352; 1.3: 191.1; 1.4: 3.2193; 1.5: 64.3926; 1.6: 191.1; 1.7: 76.44; 1.8: 8.4594; 1.9: 637; 2: 20.2866; 2.1: 93.6425; 2.2: 433.3173; 2.3: 21.6639; 2.4: -368.9248; 2.5: -18.4446
| 2 | 29.45 | 1: 20.8409; 1.1: 64.2406; 1.2: 0.086148; 1.3: 191.425; 1.4: 3.2063; 1.5: 64.2406; 1.6: 191.425; 1.7: 76.57; 1.8: 8.4594; 1.9: 638.0833; 2: 20.3211; 2.1: 93.6485; 2.2: 434.7646; 2.3: 21.6994; 2.4: -370.524; 2.5: -18.4931
| 2 | 29.5 | 1: 20.7562; 1.1: 64.0882; 1.2: 0.085944; 1.3: 191.75; 1.4: 3.1933; 1.5: 64.0882; 1.6: 191.75; 1.7: 76.7; 1.8: 8.4594; 1.9: 639.1667; 2: 20.3556; 2.1: 93.6544; 2.2: 436.2144; 2.3: 21.7348; 2.4: -372.1261; 2.5: -18.5416
| 2 | 29.55 | 1: 20.6717; 1.1: 63.9355; 1.2: 0.085739; 1.3: 192.075; 1.4: 3.1803; 1.5: 63.9355; 1.6: 192.075; 1.7: 76.83; 1.8: 8.4594; 1.9: 640.25; 2: 20.3901; 2.1: 93.6604; 2.2: 437.6666; 2.3: 21.7703; 2.4: -373.7311; 2.5: -18.59
| 2 | 29.6 | 1: 20.5874; 1.1: 63.7825; 1.2: 0.085534; 1.3: 192.4; 1.4: 3.1673; 1.5: 63.7825; 1.6: 192.4; 1.7: 76.96; 1.8: 8.4594; 1.9: 641.3333; 2: 20.4246; 2.1: 93.6663; 2.2: 439.1213; 2.3: 21.8057; 2.4: -375.3388; 2.5: -18.6385
| 2 | 29.65 | 1: 20.5033; 1.1: 63.6291; 1.2: 0.085328; 1.3: 192.725; 1.4: 3.1543; 1.5: 63.6291; 1.6: 192.725; 1.7: 77.09; 1.8: 8.4594; 1.9: 642.4167; 2: 20.4591; 2.1: 93.6721; 2.2: 440.5784; 2.3: 21.8412; 2.4: -376.9493; 2.5: -18.6869
| 2 | 29.7 | 1: 20.4193; 1.1: 63.4754; 1.2: 0.085122; 1.3: 193.05; 1.4: 3.1414; 1.5: 63.4754; 1.6: 193.05; 1.7: 77.22; 1.8: 8.4594; 1.9: 643.5; 2: 20.4936; 2.1: 93.678; 2.2: 442.038; 2.3: 21.8767; 2.4: -378.5627; 2.5: -18.7353
| 2 | 29.75 | 1: 20.3355; 1.1: 63.3213; 1.2: 0.084915; 1.3: 193.375; 1.4: 3.1285; 1.5: 63.3213; 1.6: 193.375; 1.7: 77.35; 1.8: 8.4594; 1.9: 644.5833; 2: 20.5281; 2.1: 93.6838; 2.2: 443.5001; 2.3: 21.9122; 2.4: -380.1788; 2.5: -18.7836
| 2 | 29.8 | 1: 20.2519; 1.1: 63.1669; 1.2: 0.084708; 1.3: 193.7; 1.4: 3.1157; 1.5: 63.1669; 1.6: 193.7; 1.7: 77.48; 1.8: 8.4594; 1.9: 645.6667; 2: 20.5626; 2.1: 93.6896; 2.2: 444.9647; 2.3: 21.9476; 2.4: -381.7978; 2.5: -18.832
| 2 | 29.85 | 1: 20.1684; 1.1: 63.0122; 1.2: 0.084501; 1.3: 194.025; 1.4: 3.1028; 1.5: 63.0122; 1.6: 194.025; 1.7: 77.61; 1.8: 8.4594; 1.9: 646.75; 2: 20.5971; 2.1: 93.6953; 2.2: 446.4317; 2.3: 21.9831; 2.4: -383.4195; 2.5: -18.8803
| 2 | 29.9 | 1: 20.0851; 1.1: 62.8571; 1.2: 0.084293; 1.3: 194.35; 1.4: 3.09; 1.5: 62.8571; 1.6: 194.35; 1.7: 77.74; 1.8: 8.4594; 1.9: 647.8333; 2: 20.6316; 2.1: 93.701; 2.2: 447.9012; 2.3: 22.0186; 2.4: -385.0441; 2.5: -18.9286
| 2 | 29.95 | 1: 20.002; 1.1: 62.7017; 1.2: 0.084084; 1.3: 194.675; 1.4: 3.0772; 1.5: 62.7017; 1.6: 194.675; 1.7: 77.87; 1.8: 8.4594; 1.9: 648.9167; 2: 20.6661; 2.1: 93.7067; 2.2: 449.3731; 2.3: 22.0541; 2.4: -386.6714; 2.5: -18.9768
| 2 | 30 | 1: 19.9191; 1.1: 62.546; 1.2: 0.083876; 1.3: 195; 1.4: 3.0645; 1.5: 62.546; 1.6: 195; 1.7: 78; 1.8: 8.4594; 1.9: 650; 2: 20.7006; 2.1: 93.7124; 2.2: 450.8475; 2.3: 22.0895; 2.4: -388.3016; 2.5: -19.0251
| 2 | 30.05 | 1: 19.8363; 1.1: 62.3899; 1.2: 0.083666; 1.3: 195.325; 1.4: 3.0517; 1.5: 62.3899; 1.6: 195.325; 1.7: 78.13; 1.8: 8.4594; 1.9: 651.0833; 2: 20.7351; 2.1: 93.718; 2.2: 452.3244; 2.3: 22.125; 2.4: -389.9345; 2.5: -19.0733
| 2 | 30.1 | 1: 19.7538; 1.1: 62.2336; 1.2: 0.083457; 1.3: 195.65; 1.4: 3.039; 1.5: 62.2336; 1.6: 195.65; 1.7: 78.26; 1.8: 8.4594; 1.9: 652.1667; 2: 20.7696; 2.1: 93.7236; 2.2: 453.8038; 2.3: 22.1605; 2.4: -391.5702; 2.5: -19.1215
| 2 | 30.15 | 1: 19.6713; 1.1: 62.0769; 1.2: 0.083246; 1.3: 195.975; 1.4: 3.0264; 1.5: 62.0769; 1.6: 195.975; 1.7: 78.39; 1.8: 8.4594; 1.9: 653.25; 2: 20.8041; 2.1: 93.7292; 2.2: 455.2856; 2.3: 22.196; 2.4: -393.2087; 2.5: -19.1696
| 2 | 30.2 | 1: 19.5891; 1.1: 61.9199; 1.2: 0.083036; 1.3: 196.3; 1.4: 3.0137; 1.5: 61.9199; 1.6: 196.3; 1.7: 78.52; 1.8: 8.4594; 1.9: 654.3333; 2: 20.8386; 2.1: 93.7348; 2.2: 456.7699; 2.3: 22.2315; 2.4: -394.85; 2.5: -19.2178
| 2 | 30.25 | 1: 19.507; 1.1: 61.7626; 1.2: 0.082825; 1.3: 196.625; 1.4: 3.0011; 1.5: 61.7626; 1.6: 196.625; 1.7: 78.65; 1.8: 8.4594; 1.9: 655.4167; 2: 20.8731; 2.1: 93.7403; 2.2: 458.2566; 2.3: 22.267; 2.4: -396.4941; 2.5: -19.2659
| 2 | 30.3 | 1: 19.4252; 1.1: 61.6049; 1.2: 0.082614; 1.3: 196.95; 1.4: 2.9885; 1.5: 61.6049; 1.6: 196.95; 1.7: 78.78; 1.8: 8.4594; 1.9: 656.5; 2: 20.9076; 2.1: 93.7458; 2.2: 459.7459; 2.3: 22.3025; 2.4: -398.1409; 2.5: -19.314
| 2 | 30.35 | 1: 19.3434; 1.1: 61.447; 1.2: 0.082402; 1.3: 197.275; 1.4: 2.9759; 1.5: 61.447; 1.6: 197.275; 1.7: 78.91; 1.8: 8.4594; 1.9: 657.5833; 2: 20.9421; 2.1: 93.7512; 2.2: 461.2375; 2.3: 22.338; 2.4: -399.7905; 2.5: -19.3621
| 2 | 30.4 | 1: 19.2619; 1.1: 61.2888; 1.2: 0.08219; 1.3: 197.6; 1.4: 2.9634; 1.5: 61.2888; 1.6: 197.6; 1.7: 79.04; 1.8: 8.4594; 1.9: 658.6667; 2: 20.9766; 2.1: 93.7567; 2.2: 462.7317; 2.3: 22.3735; 2.4: -401.4429; 2.5: -19.4101
| 2 | 30.45 | 1: 19.1805; 1.1: 61.1303; 1.2: 0.081977; 1.3: 197.925; 1.4: 2.9509; 1.5: 61.1303; 1.6: 197.925; 1.7: 79.17; 1.8: 8.4594; 1.9: 659.75; 2: 21.0111; 2.1: 93.7621; 2.2: 464.2283; 2.3: 22.409; 2.4: -403.0981; 2.5: -19.4582
| 2 | 30.5 | 1: 19.0993; 1.1: 60.9714; 1.2: 0.081764; 1.3: 198.25; 1.4: 2.9384; 1.5: 60.9714; 1.6: 198.25; 1.7: 79.3; 1.8: 8.4594; 1.9: 660.8333; 2: 21.0456; 2.1: 93.7674; 2.2: 465.7274; 2.3: 22.4445; 2.4: -404.756; 2.5: -19.5062
| 2 | 30.55 | 1: 19.0183; 1.1: 60.8123; 1.2: 0.081551; 1.3: 198.575; 1.4: 2.9259; 1.5: 60.8123; 1.6: 198.575; 1.7: 79.43; 1.8: 8.4594; 1.9: 661.9167; 2: 21.0801; 2.1: 93.7728; 2.2: 467.229; 2.3: 22.48; 2.4: -406.4167; 2.5: -19.5541
| 2 | 30.6 | 1: 18.9375; 1.1: 60.6529; 1.2: 0.081337; 1.3: 198.9; 1.4: 2.9135; 1.5: 60.6529; 1.6: 198.9; 1.7: 79.56; 1.8: 8.4594; 1.9: 663; 2: 21.1146; 2.1: 93.7781; 2.2: 468.733; 2.3: 22.5155; 2.4: -408.0801; 2.5: -19.6021
| 2 | 30.65 | 1: 18.8568; 1.1: 60.4932; 1.2: 0.081123; 1.3: 199.225; 1.4: 2.901; 1.5: 60.4932; 1.6: 199.225; 1.7: 79.69; 1.8: 8.4594; 1.9: 664.0833; 2: 21.1492; 2.1: 93.7834; 2.2: 470.2395; 2.3: 22.5511; 2.4: -409.7464; 2.5: -19.65
| 2 | 30.7 | 1: 18.7763; 1.1: 60.3332; 1.2: 0.080908; 1.3: 199.55; 1.4: 2.8887; 1.5: 60.3332; 1.6: 199.55; 1.7: 79.82; 1.8: 8.4594; 1.9: 665.1667; 2: 21.1837; 2.1: 93.7887; 2.2: 471.7485; 2.3: 22.5866; 2.4: -411.4153; 2.5: -19.6979
| 2 | 30.75 | 1: 18.6959; 1.1: 60.1729; 1.2: 0.080693; 1.3: 199.875; 1.4: 2.8763; 1.5: 60.1729; 1.6: 199.875; 1.7: 79.95; 1.8: 8.4594; 1.9: 666.25; 2: 21.2182; 2.1: 93.7939; 2.2: 473.26; 2.3: 22.6221; 2.4: -413.087; 2.5: -19.7458
| 2 | 30.8 | 1: 18.6158; 1.1: 60.0123; 1.2: 0.080478; 1.3: 200.2; 1.4: 2.864; 1.5: 60.0123; 1.6: 200.2; 1.7: 80.08; 1.8: 8.4594; 1.9: 667.3333; 2: 21.2527; 2.1: 93.7991; 2.2: 474.7739; 2.3: 22.6576; 2.4: -414.7615; 2.5: -19.7937
| 2 | 30.85 | 1: 18.5358; 1.1: 59.8515; 1.2: 0.080262; 1.3: 200.525; 1.4: 2.8517; 1.5: 59.8515; 1.6: 200.525; 1.7: 80.21; 1.8: 8.4594; 1.9: 668.4167; 2: 21.2872; 2.1: 93.8043; 2.2: 476.2902; 2.3: 22.6931; 2.4: -416.4387; 2.5: -19.8415
| 2 | 30.9 | 1: 18.456; 1.1: 59.6904; 1.2: 0.080046; 1.3: 200.85; 1.4: 2.8394; 1.5: 59.6904; 1.6: 200.85; 1.7: 80.34; 1.8: 8.4594; 1.9: 669.5; 2: 21.3217; 2.1: 93.8095; 2.2: 477.8091; 2.3: 22.7287; 2.4: -418.1187; 2.5: -19.8893
| 2 | 30.95 | 1: 18.3764; 1.1: 59.529; 1.2: 0.07983; 1.3: 201.175; 1.4: 2.8271; 1.5: 59.529; 1.6: 201.175; 1.7: 80.47; 1.8: 8.4594; 1.9: 670.5833; 2: 21.3562; 2.1: 93.8146; 2.2: 479.3304; 2.3: 22.7642; 2.4: -419.8014; 2.5: -19.9371
| 2 | 31 | 1: 18.2969; 1.1: 59.3673; 1.2: 0.079613; 1.3: 201.5; 1.4: 2.8149; 1.5: 59.3673; 1.6: 201.5; 1.7: 80.6; 1.8: 8.4594; 1.9: 671.6667; 2: 21.3907; 2.1: 93.8197; 2.2: 480.8542; 2.3: 22.7997; 2.4: -421.4869; 2.5: -19.9848
| 2 | 31.05 | 1: 18.2176; 1.1: 59.2054; 1.2: 0.079396; 1.3: 201.825; 1.4: 2.8027; 1.5: 59.2054; 1.6: 201.825; 1.7: 80.73; 1.8: 8.4594; 1.9: 672.75; 2: 21.4252; 2.1: 93.8248; 2.2: 482.3804; 2.3: 22.8353; 2.4: -423.175; 2.5: -20.0326
| 2 | 31.1 | 1: 18.1385; 1.1: 59.0432; 1.2: 0.079178; 1.3: 202.15; 1.4: 2.7905; 1.5: 59.0432; 1.6: 202.15; 1.7: 80.86; 1.8: 8.4594; 1.9: 673.8333; 2: 21.4597; 2.1: 93.8299; 2.2: 483.9092; 2.3: 22.8708; 2.4: -424.866; 2.5: -20.0803
| 2 | 31.15 | 1: 18.0595; 1.1: 58.8807; 1.2: 0.07896; 1.3: 202.475; 1.4: 2.7784; 1.5: 58.8807; 1.6: 202.475; 1.7: 80.99; 1.8: 8.4594; 1.9: 674.9167; 2: 21.4942; 2.1: 93.8349; 2.2: 485.4404; 2.3: 22.9064; 2.4: -426.5596; 2.5: -20.128
| 2 | 31.2 | 1: 17.9808; 1.1: 58.718; 1.2: 0.078742; 1.3: 202.8; 1.4: 2.7663; 1.5: 58.718; 1.6: 202.8; 1.7: 81.12; 1.8: 8.4594; 1.9: 676; 2: 21.5287; 2.1: 93.8399; 2.2: 486.974; 2.3: 22.9419; 2.4: -428.256; 2.5: -20.1756
| 2 | 31.25 | 1: 17.9022; 1.1: 58.555; 1.2: 0.078524; 1.3: 203.125; 1.4: 2.7542; 1.5: 58.555; 1.6: 203.125; 1.7: 81.25; 1.8: 8.4594; 1.9: 677.0833; 2: 21.5632; 2.1: 93.8449; 2.2: 488.5101; 2.3: 22.9774; 2.4: -429.9551; 2.5: -20.2233
| 2 | 31.3 | 1: 17.8238; 1.1: 58.3918; 1.2: 0.078305; 1.3: 203.45; 1.4: 2.7421; 1.5: 58.3918; 1.6: 203.45; 1.7: 81.38; 1.8: 8.4594; 1.9: 678.1667; 2: 21.5977; 2.1: 93.8499; 2.2: 490.0487; 2.3: 23.013; 2.4: -431.6569; 2.5: -20.2709
| 2 | 31.35 | 1: 17.7455; 1.1: 58.2283; 1.2: 0.078085; 1.3: 203.775; 1.4: 2.7301; 1.5: 58.2283; 1.6: 203.775; 1.7: 81.51; 1.8: 8.4594; 1.9: 679.25; 2: 21.6322; 2.1: 93.8548; 2.2: 491.5898; 2.3: 23.0485; 2.4: -433.3615; 2.5: -20.3185
| 2 | 31.4 | 1: 17.6674; 1.1: 58.0646; 1.2: 0.077866; 1.3: 204.1; 1.4: 2.7181; 1.5: 58.0646; 1.6: 204.1; 1.7: 81.64; 1.8: 8.4594; 1.9: 680.3333; 2: 21.6667; 2.1: 93.8597; 2.2: 493.1334; 2.3: 23.0841; 2.4: -435.0688; 2.5: -20.366
| 2 | 31.45 | 1: 17.5895; 1.1: 57.9006; 1.2: 0.077646; 1.3: 204.425; 1.4: 2.7061; 1.5: 57.9006; 1.6: 204.425; 1.7: 81.77; 1.8: 8.4594; 1.9: 681.4167; 2: 21.7012; 2.1: 93.8646; 2.2: 494.6794; 2.3: 23.1197; 2.4: -436.7788; 2.5: -20.4136
| 2 | 31.5 | 1: 17.5118; 1.1: 57.7364; 1.2: 0.077426; 1.3: 204.75; 1.4: 2.6941; 1.5: 57.7364; 1.6: 204.75; 1.7: 81.9; 1.8: 8.4594; 1.9: 682.5; 2: 21.7357; 2.1: 93.8694; 2.2: 496.2278; 2.3: 23.1552; 2.4: -438.4915; 2.5: -20.4611
| 2 | 31.55 | 1: 17.4342; 1.1: 57.5719; 1.2: 0.077205; 1.3: 205.075; 1.4: 2.6822; 1.5: 57.5719; 1.6: 205.075; 1.7: 82.03; 1.8: 8.4594; 1.9: 683.5833; 2: 21.7702; 2.1: 93.8743; 2.2: 497.7788; 2.3: 23.1908; 2.4: -440.2069; 2.5: -20.5086
| 2 | 31.6 | 1: 17.3568; 1.1: 57.4072; 1.2: 0.076984; 1.3: 205.4; 1.4: 2.6703; 1.5: 57.4072; 1.6: 205.4; 1.7: 82.16; 1.8: 8.4594; 1.9: 684.6667; 2: 21.8047; 2.1: 93.8791; 2.2: 499.3322; 2.3: 23.2263; 2.4: -441.925; 2.5: -20.5561
| 2 | 31.65 | 1: 17.2796; 1.1: 57.2422; 1.2: 0.076763; 1.3: 205.725; 1.4: 2.6584; 1.5: 57.2422; 1.6: 205.725; 1.7: 82.29; 1.8: 8.4594; 1.9: 685.75; 2: 21.8392; 2.1: 93.8839; 2.2: 500.8881; 2.3: 23.2619; 2.4: -443.6459; 2.5: -20.6035
| 2 | 31.7 | 1: 17.2026; 1.1: 57.0771; 1.2: 0.076542; 1.3: 206.05; 1.4: 2.6466; 1.5: 57.0771; 1.6: 206.05; 1.7: 82.42; 1.8: 8.4594; 1.9: 686.8333; 2: 21.8737; 2.1: 93.8886; 2.2: 502.4464; 2.3: 23.2975; 2.4: -445.3694; 2.5: -20.6509
| 2 | 31.75 | 1: 17.1257; 1.1: 56.9117; 1.2: 0.07632; 1.3: 206.375; 1.4: 2.6347; 1.5: 56.9117; 1.6: 206.375; 1.7: 82.55; 1.8: 8.4594; 1.9: 687.9167; 2: 21.9082; 2.1: 93.8934; 2.2: 504.0073; 2.3: 23.333; 2.4: -447.0956; 2.5: -20.6983
| 2 | 31.8 | 1: 17.049; 1.1: 56.746; 1.2: 0.076098; 1.3: 206.7; 1.4: 2.6229; 1.5: 56.746; 1.6: 206.7; 1.7: 82.68; 1.8: 8.4594; 1.9: 689; 2: 21.9427; 2.1: 93.8981; 2.2: 505.5706; 2.3: 23.3686; 2.4: -448.8246; 2.5: -20.7457
| 2 | 31.85 | 1: 16.9725; 1.1: 56.5802; 1.2: 0.075875; 1.3: 207.025; 1.4: 2.6112; 1.5: 56.5802; 1.6: 207.025; 1.7: 82.81; 1.8: 8.4594; 1.9: 690.0833; 2: 21.9772; 2.1: 93.9028; 2.2: 507.1363; 2.3: 23.4042; 2.4: -450.5562; 2.5: -20.793
| 2 | 31.9 | 1: 16.8962; 1.1: 56.4141; 1.2: 0.075653; 1.3: 207.35; 1.4: 2.5994; 1.5: 56.4141; 1.6: 207.35; 1.7: 82.94; 1.8: 8.4594; 1.9: 691.1667; 2: 22.0117; 2.1: 93.9074; 2.2: 508.7046; 2.3: 23.4398; 2.4: -452.2905; 2.5: -20.8404
| 2 | 31.95 | 1: 16.82; 1.1: 56.2478; 1.2: 0.075429; 1.3: 207.675; 1.4: 2.5877; 1.5: 56.2478; 1.6: 207.675; 1.7: 83.07; 1.8: 8.4594; 1.9: 692.25; 2: 22.0462; 2.1: 93.9121; 2.2: 510.2753; 2.3: 23.4753; 2.4: -454.0275; 2.5: -20.8876
| 2 | 32 | 1: 16.744; 1.1: 56.0812; 1.2: 0.075206; 1.3: 208; 1.4: 2.576; 1.5: 56.0812; 1.6: 208; 1.7: 83.2; 1.8: 8.4594; 1.9: 693.3333; 2: 22.0807; 2.1: 93.9167; 2.2: 511.8484; 2.3: 23.5109; 2.4: -455.7672; 2.5: -20.9349
| 2 | 32.05 | 1: 16.6682; 1.1: 55.9145; 1.2: 0.074983; 1.3: 208.325; 1.4: 2.5643; 1.5: 55.9145; 1.6: 208.325; 1.7: 83.33; 1.8: 8.4594; 1.9: 694.4167; 2: 22.1152; 2.1: 93.9213; 2.2: 513.4241; 2.3: 23.5465; 2.4: -457.5096; 2.5: -20.9822
| 2 | 32.1 | 1: 16.5925; 1.1: 55.7475; 1.2: 0.074759; 1.3: 208.65; 1.4: 2.5527; 1.5: 55.7475; 1.6: 208.65; 1.7: 83.46; 1.8: 8.4594; 1.9: 695.5; 2: 22.1497; 2.1: 93.9259; 2.2: 515.0022; 2.3: 23.5821; 2.4: -459.2546; 2.5: -21.0294
| 2 | 32.15 | 1: 16.517; 1.1: 55.5804; 1.2: 0.074535; 1.3: 208.975; 1.4: 2.5411; 1.5: 55.5804; 1.6: 208.975; 1.7: 83.59; 1.8: 8.4594; 1.9: 696.5833; 2: 22.1842; 2.1: 93.9304; 2.2: 516.5828; 2.3: 23.6177; 2.4: -461.0024; 2.5: -21.0766
| 2 | 32.2 | 1: 16.4417; 1.1: 55.413; 1.2: 0.07431; 1.3: 209.3; 1.4: 2.5295; 1.5: 55.413; 1.6: 209.3; 1.7: 83.72; 1.8: 8.4594; 1.9: 697.6667; 2: 22.2187; 2.1: 93.9349; 2.2: 518.1658; 2.3: 23.6533; 2.4: -462.7528; 2.5: -21.1238
| 2 | 32.25 | 1: 16.3666; 1.1: 55.2455; 1.2: 0.074085; 1.3: 209.625; 1.4: 2.5179; 1.5: 55.2455; 1.6: 209.625; 1.7: 83.85; 1.8: 8.4594; 1.9: 698.75; 2: 22.2532; 2.1: 93.9395; 2.2: 519.7513; 2.3: 23.6889; 2.4: -464.5059; 2.5: -21.1709
| 2 | 32.3 | 1: 16.2916; 1.1: 55.0777; 1.2: 0.07386; 1.3: 209.95; 1.4: 2.5064; 1.5: 55.0777; 1.6: 209.95; 1.7: 83.98; 1.8: 8.4594; 1.9: 699.8333; 2: 22.2877; 2.1: 93.9439; 2.2: 521.3393; 2.3: 23.7245; 2.4: -466.2616; 2.5: -21.218
| 2 | 32.35 | 1: 16.2169; 1.1: 54.9097; 1.2: 0.073635; 1.3: 210.275; 1.4: 2.4949; 1.5: 54.9097; 1.6: 210.275; 1.7: 84.11; 1.8: 8.4594; 1.9: 700.9167; 2: 22.3222; 2.1: 93.9484; 2.2: 522.9298; 2.3: 23.76; 2.4: -468.0201; 2.5: -21.2651
| 2 | 32.4 | 1: 16.1422; 1.1: 54.7415; 1.2: 0.07341; 1.3: 210.6; 1.4: 2.4834; 1.5: 54.7415; 1.6: 210.6; 1.7: 84.24; 1.8: 8.4594; 1.9: 702; 2: 22.3567; 2.1: 93.9528; 2.2: 524.5227; 2.3: 23.7956; 2.4: -469.7812; 2.5: -21.3122
| 2 | 32.45 | 1: 16.0678; 1.1: 54.5732; 1.2: 0.073184; 1.3: 210.925; 1.4: 2.472; 1.5: 54.5732; 1.6: 210.925; 1.7: 84.37; 1.8: 8.4594; 1.9: 703.0833; 2: 22.3912; 2.1: 93.9573; 2.2: 526.1181; 2.3: 23.8312; 2.4: -471.5449; 2.5: -21.3593
| 2 | 32.5 | 1: 15.9935; 1.1: 54.4046; 1.2: 0.072958; 1.3: 211.25; 1.4: 2.4605; 1.5: 54.4046; 1.6: 211.25; 1.7: 84.5; 1.8: 8.4594; 1.9: 704.1667; 2: 22.4257; 2.1: 93.9617; 2.2: 527.716; 2.3: 23.8669; 2.4: -473.3113; 2.5: -21.4063
| 2 | 32.55 | 1: 15.9194; 1.1: 54.2359; 1.2: 0.072732; 1.3: 211.575; 1.4: 2.4491; 1.5: 54.2359; 1.6: 211.575; 1.7: 84.63; 1.8: 8.4594; 1.9: 705.25; 2: 22.4602; 2.1: 93.966; 2.2: 529.3163; 2.3: 23.9025; 2.4: -475.0804; 2.5: -21.4533
| 2 | 32.6 | 1: 15.8455; 1.1: 54.067; 1.2: 0.072505; 1.3: 211.9; 1.4: 2.4378; 1.5: 54.067; 1.6: 211.9; 1.7: 84.76; 1.8: 8.4594; 1.9: 706.3333; 2: 22.4947; 2.1: 93.9704; 2.2: 530.9191; 2.3: 23.9381; 2.4: -476.8521; 2.5: -21.5003
| 2 | 32.65 | 1: 15.7718; 1.1: 53.8979; 1.2: 0.072278; 1.3: 212.225; 1.4: 2.4264; 1.5: 53.8979; 1.6: 212.225; 1.7: 84.89; 1.8: 8.4594; 1.9: 707.4167; 2: 22.5292; 2.1: 93.9747; 2.2: 532.5244; 2.3: 23.9737; 2.4: -478.6265; 2.5: -21.5472
| 2 | 32.7 | 1: 15.6982; 1.1: 53.7286; 1.2: 0.072051; 1.3: 212.55; 1.4: 2.4151; 1.5: 53.7286; 1.6: 212.55; 1.7: 85.02; 1.8: 8.4594; 1.9: 708.5; 2: 22.5637; 2.1: 93.979; 2.2: 534.1321; 2.3: 24.0093; 2.4: -480.4035; 2.5: -21.5942
| 2 | 32.75 | 1: 15.6248; 1.1: 53.5591; 1.2: 0.071824; 1.3: 212.875; 1.4: 2.4038; 1.5: 53.5591; 1.6: 212.875; 1.7: 85.15; 1.8: 8.4594; 1.9: 709.5833; 2: 22.5982; 2.1: 93.9833; 2.2: 535.7423; 2.3: 24.0449; 2.4: -482.1832; 2.5: -21.6411
| 2 | 32.8 | 1: 15.5515; 1.1: 53.3895; 1.2: 0.071597; 1.3: 213.2; 1.4: 2.3925; 1.5: 53.3895; 1.6: 213.2; 1.7: 85.28; 1.8: 8.4594; 1.9: 710.6667; 2: 22.6327; 2.1: 93.9876; 2.2: 537.355; 2.3: 24.0805; 2.4: -483.9655; 2.5: -21.688
| 2 | 32.85 | 1: 15.4785; 1.1: 53.2197; 1.2: 0.071369; 1.3: 213.525; 1.4: 2.3813; 1.5: 53.2197; 1.6: 213.525; 1.7: 85.41; 1.8: 8.4594; 1.9: 711.75; 2: 22.6672; 2.1: 93.9919; 2.2: 538.9702; 2.3: 24.1161; 2.4: -485.7505; 2.5: -21.7348
| 2 | 32.9 | 1: 15.4056; 1.1: 53.0497; 1.2: 0.071141; 1.3: 213.85; 1.4: 2.3701; 1.5: 53.0497; 1.6: 213.85; 1.7: 85.54; 1.8: 8.4594; 1.9: 712.8333; 2: 22.7017; 2.1: 93.9961; 2.2: 540.5878; 2.3: 24.1517; 2.4: -487.5381; 2.5: -21.7817
| 2 | 32.95 | 1: 15.3329; 1.1: 52.8796; 1.2: 0.070913; 1.3: 214.175; 1.4: 2.3589; 1.5: 52.8796; 1.6: 214.175; 1.7: 85.67; 1.8: 8.4594; 1.9: 713.9167; 2: 22.7362; 2.1: 94.0003; 2.2: 542.2079; 2.3: 24.1874; 2.4: -489.3283; 2.5: -21.8285
| 2 | 33 | 1: 15.2604; 1.1: 52.7093; 1.2: 0.070684; 1.3: 214.5; 1.4: 2.3477; 1.5: 52.7093; 1.6: 214.5; 1.7: 85.8; 1.8: 8.4594; 1.9: 715; 2: 22.7707; 2.1: 94.0045; 2.2: 543.8304; 2.3: 24.223; 2.4: -491.1212; 2.5: -21.8752
| 2 | 33.05 | 1: 15.188; 1.1: 52.5388; 1.2: 0.070456; 1.3: 214.825; 1.4: 2.3366; 1.5: 52.5388; 1.6: 214.825; 1.7: 85.93; 1.8: 8.4594; 1.9: 716.0833; 2: 22.8052; 2.1: 94.0087; 2.2: 545.4555; 2.3: 24.2586; 2.4: -492.9167; 2.5: -21.922
| 2 | 33.1 | 1: 15.1158; 1.1: 52.3682; 1.2: 0.070227; 1.3: 215.15; 1.4: 2.3255; 1.5: 52.3682; 1.6: 215.15; 1.7: 86.06; 1.8: 8.4594; 1.9: 717.1667; 2: 22.8397; 2.1: 94.0128; 2.2: 547.083; 2.3: 24.2942; 2.4: -494.7148; 2.5: -21.9687
| 2 | 33.15 | 1: 15.0438; 1.1: 52.1974; 1.2: 0.069998; 1.3: 215.475; 1.4: 2.3144; 1.5: 52.1974; 1.6: 215.475; 1.7: 86.19; 1.8: 8.4594; 1.9: 718.25; 2: 22.8742; 2.1: 94.0169; 2.2: 548.7129; 2.3: 24.3299; 2.4: -496.5155; 2.5: -22.0154
| 2 | 33.2 | 1: 14.9719; 1.1: 52.0265; 1.2: 0.069769; 1.3: 215.8; 1.4: 2.3034; 1.5: 52.0265; 1.6: 215.8; 1.7: 86.32; 1.8: 8.4594; 1.9: 719.3333; 2: 22.9087; 2.1: 94.021; 2.2: 550.3454; 2.3: 24.3655; 2.4: -498.3189; 2.5: -22.0621
| 2 | 33.25 | 1: 14.9003; 1.1: 51.8554; 1.2: 0.069539; 1.3: 216.125; 1.4: 2.2923; 1.5: 51.8554; 1.6: 216.125; 1.7: 86.45; 1.8: 8.4594; 1.9: 720.4167; 2: 22.9432; 2.1: 94.0251; 2.2: 551.9803; 2.3: 24.4011; 2.4: -500.1249; 2.5: -22.1088
| 2 | 33.3 | 1: 14.8288; 1.1: 51.6842; 1.2: 0.06931; 1.3: 216.45; 1.4: 2.2813; 1.5: 51.6842; 1.6: 216.45; 1.7: 86.58; 1.8: 8.4594; 1.9: 721.5; 2: 22.9777; 2.1: 94.0292; 2.2: 553.6176; 2.3: 24.4368; 2.4: -501.9334; 2.5: -22.1554
| 2 | 33.35 | 1: 14.7574; 1.1: 51.5128; 1.2: 0.06908; 1.3: 216.775; 1.4: 2.2704; 1.5: 51.5128; 1.6: 216.775; 1.7: 86.71; 1.8: 8.4594; 1.9: 722.5833; 2: 23.0122; 2.1: 94.0333; 2.2: 555.2575; 2.3: 24.4724; 2.4: -503.7447; 2.5: -22.202
| 2 | 33.4 | 1: 14.6863; 1.1: 51.3413; 1.2: 0.06885; 1.3: 217.1; 1.4: 2.2594; 1.5: 51.3413; 1.6: 217.1; 1.7: 86.84; 1.8: 8.4594; 1.9: 723.6667; 2: 23.0467; 2.1: 94.0373; 2.2: 556.8998; 2.3: 24.5081; 2.4: -505.5585; 2.5: -22.2486
| 2 | 33.45 | 1: 14.6153; 1.1: 51.1696; 1.2: 0.06862; 1.3: 217.425; 1.4: 2.2485; 1.5: 51.1696; 1.6: 217.425; 1.7: 86.97; 1.8: 8.4594; 1.9: 724.75; 2: 23.0812; 2.1: 94.0413; 2.2: 558.5445; 2.3: 24.5437; 2.4: -507.3749; 2.5: -22.2952
| 2 | 33.5 | 1: 14.5445; 1.1: 50.9979; 1.2: 0.068389; 1.3: 217.75; 1.4: 2.2376; 1.5: 50.9979; 1.6: 217.75; 1.7: 87.1; 1.8: 8.4594; 1.9: 725.8333; 2: 23.1157; 2.1: 94.0453; 2.2: 560.1918; 2.3: 24.5793; 2.4: -509.1939; 2.5: -22.3417
| 2 | 33.55 | 1: 14.4739; 1.1: 50.8259; 1.2: 0.068159; 1.3: 218.075; 1.4: 2.2267; 1.5: 50.8259; 1.6: 218.075; 1.7: 87.23; 1.8: 8.4594; 1.9: 726.9167; 2: 23.1502; 2.1: 94.0493; 2.2: 561.8415; 2.3: 24.615; 2.4: -511.0156; 2.5: -22.3882
| 2 | 33.6 | 1: 14.4034; 1.1: 50.6539; 1.2: 0.067928; 1.3: 218.4; 1.4: 2.2159; 1.5: 50.6539; 1.6: 218.4; 1.7: 87.36; 1.8: 8.4594; 1.9: 728; 2: 23.1847; 2.1: 94.0532; 2.2: 563.4937; 2.3: 24.6506; 2.4: -512.8398; 2.5: -22.4347
| 2 | 33.65 | 1: 14.3331; 1.1: 50.4817; 1.2: 0.067697; 1.3: 218.725; 1.4: 2.2051; 1.5: 50.4817; 1.6: 218.725; 1.7: 87.49; 1.8: 8.4594; 1.9: 729.0833; 2: 23.2192; 2.1: 94.0572; 2.2: 565.1483; 2.3: 24.6863; 2.4: -514.6666; 2.5: -22.4812
| 2 | 33.7 | 1: 14.263; 1.1: 50.3094; 1.2: 0.067466; 1.3: 219.05; 1.4: 2.1943; 1.5: 50.3094; 1.6: 219.05; 1.7: 87.62; 1.8: 8.4594; 1.9: 730.1667; 2: 23.2537; 2.1: 94.0611; 2.2: 566.8054; 2.3: 24.7219; 2.4: -516.4961; 2.5: -22.5276
| 2 | 33.75 | 1: 14.1931; 1.1: 50.137; 1.2: 0.067235; 1.3: 219.375; 1.4: 2.1835; 1.5: 50.137; 1.6: 219.375; 1.7: 87.75; 1.8: 8.4594; 1.9: 731.25; 2: 23.2882; 2.1: 94.065; 2.2: 568.465; 2.3: 24.7576; 2.4: -518.3281; 2.5: -22.574
| 2 | 33.8 | 1: 14.1233; 1.1: 49.9644; 1.2: 0.067003; 1.3: 219.7; 1.4: 2.1728; 1.5: 49.9644; 1.6: 219.7; 1.7: 87.88; 1.8: 8.4594; 1.9: 732.3333; 2: 23.3227; 2.1: 94.0689; 2.2: 570.1271; 2.3: 24.7932; 2.4: -520.1627; 2.5: -22.6204
| 2 | 33.85 | 1: 14.0537; 1.1: 49.7917; 1.2: 0.066772; 1.3: 220.025; 1.4: 2.1621; 1.5: 49.7917; 1.6: 220.025; 1.7: 88.01; 1.8: 8.4594; 1.9: 733.4167; 2: 23.3572; 2.1: 94.0727; 2.2: 571.7916; 2.3: 24.8289; 2.4: -521.9999; 2.5: -22.6668
| 2 | 33.9 | 1: 13.9843; 1.1: 49.6189; 1.2: 0.06654; 1.3: 220.35; 1.4: 2.1514; 1.5: 49.6189; 1.6: 220.35; 1.7: 88.14; 1.8: 8.4594; 1.9: 734.5; 2: 23.3917; 2.1: 94.0766; 2.2: 573.4586; 2.3: 24.8645; 2.4: -523.8396; 2.5: -22.7131
| 2 | 33.95 | 1: 13.915; 1.1: 49.4461; 1.2: 0.066308; 1.3: 220.675; 1.4: 2.1408; 1.5: 49.4461; 1.6: 220.675; 1.7: 88.27; 1.8: 8.4594; 1.9: 735.5833; 2: 23.4262; 2.1: 94.0804; 2.2: 575.128; 2.3: 24.9002; 2.4: -525.682; 2.5: -22.7594
| 2 | 34 | 1: 13.8459; 1.1: 49.273; 1.2: 0.066076; 1.3: 221; 1.4: 2.1301; 1.5: 49.273; 1.6: 221; 1.7: 88.4; 1.8: 8.4594; 1.9: 736.6667; 2: 23.4607; 2.1: 94.0842; 2.2: 576.7999; 2.3: 24.9359; 2.4: -527.5269; 2.5: -22.8057
| 2 | 34.05 | 1: 13.777; 1.1: 49.0999; 1.2: 0.065844; 1.3: 221.325; 1.4: 2.1195; 1.5: 49.0999; 1.6: 221.325; 1.7: 88.53; 1.8: 8.4594; 1.9: 737.75; 2: 23.4952; 2.1: 94.088; 2.2: 578.4743; 2.3: 24.9715; 2.4: -529.3744; 2.5: -22.852
| 2 | 34.1 | 1: 13.7083; 1.1: 48.9267; 1.2: 0.065612; 1.3: 221.65; 1.4: 2.109; 1.5: 48.9267; 1.6: 221.65; 1.7: 88.66; 1.8: 8.4594; 1.9: 738.8333; 2: 23.5297; 2.1: 94.0918; 2.2: 580.1512; 2.3: 25.0072; 2.4: -531.2245; 2.5: -22.8982
| 2 | 34.15 | 1: 13.6397; 1.1: 48.7534; 1.2: 0.065379; 1.3: 221.975; 1.4: 2.0984; 1.5: 48.7534; 1.6: 221.975; 1.7: 88.79; 1.8: 8.4594; 1.9: 739.9167; 2: 23.5642; 2.1: 94.0956; 2.2: 581.8305; 2.3: 25.0429; 2.4: -533.0771; 2.5: -22.9444
| 2 | 34.2 | 1: 13.5713; 1.1: 48.58; 1.2: 0.065147; 1.3: 222.3; 1.4: 2.0879; 1.5: 48.58; 1.6: 222.3; 1.7: 88.92; 1.8: 8.4594; 1.9: 741; 2: 23.5987; 2.1: 94.0993; 2.2: 583.5123; 2.3: 25.0785; 2.4: -534.9323; 2.5: -22.9906
| 2 | 34.25 | 1: 13.5031; 1.1: 48.4065; 1.2: 0.064914; 1.3: 222.625; 1.4: 2.0774; 1.5: 48.4065; 1.6: 222.625; 1.7: 89.05; 1.8: 8.4594; 1.9: 742.0833; 2: 23.6332; 2.1: 94.103; 2.2: 585.1966; 2.3: 25.1142; 2.4: -536.7901; 2.5: -23.0368
| 2 | 34.3 | 1: 13.4351; 1.1: 48.2329; 1.2: 0.064681; 1.3: 222.95; 1.4: 2.0669; 1.5: 48.2329; 1.6: 222.95; 1.7: 89.18; 1.8: 8.4594; 1.9: 743.1667; 2: 23.6677; 2.1: 94.1067; 2.2: 586.8833; 2.3: 25.1499; 2.4: -538.6504; 2.5: -23.0829
| 2 | 34.35 | 1: 13.3672; 1.1: 48.0592; 1.2: 0.064448; 1.3: 223.275; 1.4: 2.0565; 1.5: 48.0592; 1.6: 223.275; 1.7: 89.31; 1.8: 8.4594; 1.9: 744.25; 2: 23.7022; 2.1: 94.1104; 2.2: 588.5725; 2.3: 25.1856; 2.4: -540.5133; 2.5: -23.1291
| 2 | 34.4 | 1: 13.2995; 1.1: 47.8854; 1.2: 0.064215; 1.3: 223.6; 1.4: 2.0461; 1.5: 47.8854; 1.6: 223.6; 1.7: 89.44; 1.8: 8.4594; 1.9: 745.3333; 2: 23.7367; 2.1: 94.1141; 2.2: 590.2641; 2.3: 25.2212; 2.4: -542.3787; 2.5: -23.1751
| 2 | 34.45 | 1: 13.232; 1.1: 47.7115; 1.2: 0.063982; 1.3: 223.925; 1.4: 2.0357; 1.5: 47.7115; 1.6: 223.925; 1.7: 89.57; 1.8: 8.4594; 1.9: 746.4167; 2: 23.7712; 2.1: 94.1178; 2.2: 591.9582; 2.3: 25.2569; 2.4: -544.2467; 2.5: -23.2212
| 2 | 34.5 | 1: 13.1647; 1.1: 47.5376; 1.2: 0.063749; 1.3: 224.25; 1.4: 2.0253; 1.5: 47.5376; 1.6: 224.25; 1.7: 89.7; 1.8: 8.4594; 1.9: 747.5; 2: 23.8057; 2.1: 94.1214; 2.2: 593.6548; 2.3: 25.2926; 2.4: -546.1173; 2.5: -23.2673
| 2 | 34.55 | 1: 13.0975; 1.1: 47.3635; 1.2: 0.063516; 1.3: 224.575; 1.4: 2.015; 1.5: 47.3635; 1.6: 224.575; 1.7: 89.83; 1.8: 8.4594; 1.9: 748.5833; 2: 23.8402; 2.1: 94.125; 2.2: 595.3539; 2.3: 25.3283; 2.4: -547.9904; 2.5: -23.3133
| 2 | 34.6 | 1: 13.0305; 1.1: 47.1894; 1.2: 0.063282; 1.3: 224.9; 1.4: 2.0047; 1.5: 47.1894; 1.6: 224.9; 1.7: 89.96; 1.8: 8.4594; 1.9: 749.6667; 2: 23.8747; 2.1: 94.1286; 2.2: 597.0554; 2.3: 25.3639; 2.4: -549.866; 2.5: -23.3593
| 2 | 34.65 | 1: 12.9636; 1.1: 47.0152; 1.2: 0.063048; 1.3: 225.225; 1.4: 1.9944; 1.5: 47.0152; 1.6: 225.225; 1.7: 90.09; 1.8: 8.4594; 1.9: 750.75; 2: 23.9092; 2.1: 94.1322; 2.2: 598.7594; 2.3: 25.3996; 2.4: -551.7442; 2.5: -23.4052
| 2 | 34.7 | 1: 12.897; 1.1: 46.841; 1.2: 0.062815; 1.3: 225.55; 1.4: 1.9842; 1.5: 46.841; 1.6: 225.55; 1.7: 90.22; 1.8: 8.4594; 1.9: 751.8333; 2: 23.9437; 2.1: 94.1358; 2.2: 600.4658; 2.3: 25.4353; 2.4: -553.6249; 2.5: -23.4512
| 2 | 34.75 | 1: 12.8305; 1.1: 46.6667; 1.2: 0.062581; 1.3: 225.875; 1.4: 1.9739; 1.5: 46.6667; 1.6: 225.875; 1.7: 90.35; 1.8: 8.4594; 1.9: 752.9167; 2: 23.9782; 2.1: 94.1394; 2.2: 602.1748; 2.3: 25.471; 2.4: -555.5081; 2.5: -23.4971
| 2 | 34.8 | 1: 12.7642; 1.1: 46.4923; 1.2: 0.062347; 1.3: 226.2; 1.4: 1.9637; 1.5: 46.4923; 1.6: 226.2; 1.7: 90.48; 1.8: 8.4594; 1.9: 754; 2: 24.0127; 2.1: 94.1429; 2.2: 603.8861; 2.3: 25.5067; 2.4: -557.3939; 2.5: -23.543
| 2 | 34.85 | 1: 12.698; 1.1: 46.3178; 1.2: 0.062113; 1.3: 226.525; 1.4: 1.9535; 1.5: 46.3178; 1.6: 226.525; 1.7: 90.61; 1.8: 8.4594; 1.9: 755.0833; 2: 24.0472; 2.1: 94.1464; 2.2: 605.6; 2.3: 25.5424; 2.4: -559.2822; 2.5: -23.5888
| 2 | 34.9 | 1: 12.6321; 1.1: 46.1433; 1.2: 0.061879; 1.3: 226.85; 1.4: 1.9434; 1.5: 46.1433; 1.6: 226.85; 1.7: 90.74; 1.8: 8.4594; 1.9: 756.1667; 2: 24.0817; 2.1: 94.15; 2.2: 607.3163; 2.3: 25.5781; 2.4: -561.173; 2.5: -23.6347
| 2 | 34.95 | 1: 12.5663; 1.1: 45.9687; 1.2: 0.061645; 1.3: 227.175; 1.4: 1.9333; 1.5: 45.9687; 1.6: 227.175; 1.7: 90.87; 1.8: 8.4594; 1.9: 757.25; 2: 24.1162; 2.1: 94.1535; 2.2: 609.0351; 2.3: 25.6138; 2.4: -563.0664; 2.5: -23.6805
| 2 | 35 | 1: 12.5007; 1.1: 45.7941; 1.2: 0.061411; 1.3: 227.5; 1.4: 1.9232; 1.5: 45.7941; 1.6: 227.5; 1.7: 91; 1.8: 8.4594; 1.9: 758.3333; 2: 24.1507; 2.1: 94.1569; 2.2: 610.7563; 2.3: 25.6495; 2.4: -564.9622; 2.5: -23.7263
| 2 | 35.05 | 1: 12.4352; 1.1: 45.6194; 1.2: 0.061177; 1.3: 227.825; 1.4: 1.9131; 1.5: 45.6194; 1.6: 227.825; 1.7: 91.13; 1.8: 8.4594; 1.9: 759.4167; 2: 24.1852; 2.1: 94.1604; 2.2: 612.48; 2.3: 25.6852; 2.4: -566.8606; 2.5: -23.772
| 2 | 35.1 | 1: 12.3699; 1.1: 45.4447; 1.2: 0.060942; 1.3: 228.15; 1.4: 1.9031; 1.5: 45.4447; 1.6: 228.15; 1.7: 91.26; 1.8: 8.4594; 1.9: 760.5; 2: 24.2197; 2.1: 94.1639; 2.2: 614.2062; 2.3: 25.7209; 2.4: -568.7615; 2.5: -23.8178
| 2 | 35.15 | 1: 12.3048; 1.1: 45.2699; 1.2: 0.060708; 1.3: 228.475; 1.4: 1.8931; 1.5: 45.2699; 1.6: 228.475; 1.7: 91.39; 1.8: 8.4594; 1.9: 761.5833; 2: 24.2542; 2.1: 94.1673; 2.2: 615.9349; 2.3: 25.7566; 2.4: -570.665; 2.5: -23.8635
| 2 | 35.2 | 1: 12.2399; 1.1: 45.0951; 1.2: 0.060473; 1.3: 228.8; 1.4: 1.8831; 1.5: 45.0951; 1.6: 228.8; 1.7: 91.52; 1.8: 8.4594; 1.9: 762.6667; 2: 24.2887; 2.1: 94.1707; 2.2: 617.666; 2.3: 25.7923; 2.4: -572.5709; 2.5: -23.9092
| 2 | 35.25 | 1: 12.1751; 1.1: 44.9202; 1.2: 0.060239; 1.3: 229.125; 1.4: 1.8731; 1.5: 44.9202; 1.6: 229.125; 1.7: 91.65; 1.8: 8.4594; 1.9: 763.75; 2: 24.3232; 2.1: 94.1741; 2.2: 619.3995; 2.3: 25.828; 2.4: -574.4793; 2.5: -23.9549
| 2 | 35.3 | 1: 12.1106; 1.1: 44.7453; 1.2: 0.060004; 1.3: 229.45; 1.4: 1.8632; 1.5: 44.7453; 1.6: 229.45; 1.7: 91.78; 1.8: 8.4594; 1.9: 764.8333; 2: 24.3577; 2.1: 94.1775; 2.2: 621.1356; 2.3: 25.8637; 2.4: -576.3903; 2.5: -24.0005
| 2 | 35.35 | 1: 12.0462; 1.1: 44.5704; 1.2: 0.05977; 1.3: 229.775; 1.4: 1.8533; 1.5: 44.5704; 1.6: 229.775; 1.7: 91.91; 1.8: 8.4594; 1.9: 765.9167; 2: 24.3923; 2.1: 94.1809; 2.2: 622.8741; 2.3: 25.8994; 2.4: -578.3037; 2.5: -24.0461
| 2 | 35.4 | 1: 11.9819; 1.1: 44.3954; 1.2: 0.059535; 1.3: 230.1; 1.4: 1.8434; 1.5: 44.3954; 1.6: 230.1; 1.7: 92.04; 1.8: 8.4594; 1.9: 767; 2: 24.4268; 2.1: 94.1843; 2.2: 624.615; 2.3: 25.9351; 2.4: -580.2196; 2.5: -24.0917
| 2 | 35.45 | 1: 11.9178; 1.1: 44.2204; 1.2: 0.059301; 1.3: 230.425; 1.4: 1.8335; 1.5: 44.2204; 1.6: 230.425; 1.7: 92.17; 1.8: 8.4594; 1.9: 768.0833; 2: 24.4613; 2.1: 94.1876; 2.2: 626.3584; 2.3: 25.9708; 2.4: -582.1381; 2.5: -24.1373
| 2 | 35.5 | 1: 11.854; 1.1: 44.0453; 1.2: 0.059066; 1.3: 230.75; 1.4: 1.8237; 1.5: 44.0453; 1.6: 230.75; 1.7: 92.3; 1.8: 8.4594; 1.9: 769.1667; 2: 24.4958; 2.1: 94.1909; 2.2: 628.1043; 2.3: 26.0065; 2.4: -584.059; 2.5: -24.1828
| 2 | 35.55 | 1: 11.7902; 1.1: 43.8703; 1.2: 0.058831; 1.3: 231.075; 1.4: 1.8139; 1.5: 43.8703; 1.6: 231.075; 1.7: 92.43; 1.8: 8.4594; 1.9: 770.25; 2: 24.5303; 2.1: 94.1943; 2.2: 629.8527; 2.3: 26.0422; 2.4: -585.9824; 2.5: -24.2283
| 2 | 35.6 | 1: 11.7267; 1.1: 43.6952; 1.2: 0.058596; 1.3: 231.4; 1.4: 1.8041; 1.5: 43.6952; 1.6: 231.4; 1.7: 92.56; 1.8: 8.4594; 1.9: 771.3333; 2: 24.5648; 2.1: 94.1976; 2.2: 631.6035; 2.3: 26.0779; 2.4: -587.9083; 2.5: -24.2738
| 2 | 35.65 | 1: 11.6633; 1.1: 43.5201; 1.2: 0.058361; 1.3: 231.725; 1.4: 1.7944; 1.5: 43.5201; 1.6: 231.725; 1.7: 92.69; 1.8: 8.4594; 1.9: 772.4167; 2: 24.5993; 2.1: 94.2009; 2.2: 633.3568; 2.3: 26.1136; 2.4: -589.8367; 2.5: -24.3193
| 2 | 35.7 | 1: 11.6001; 1.1: 43.345; 1.2: 0.058127; 1.3: 232.05; 1.4: 1.7846; 1.5: 43.345; 1.6: 232.05; 1.7: 92.82; 1.8: 8.4594; 1.9: 773.5; 2: 24.6338; 2.1: 94.2041; 2.2: 635.1125; 2.3: 26.1493; 2.4: -591.7675; 2.5: -24.3647
| 2 | 35.75 | 1: 11.5371; 1.1: 43.1698; 1.2: 0.057892; 1.3: 232.375; 1.4: 1.7749; 1.5: 43.1698; 1.6: 232.375; 1.7: 92.95; 1.8: 8.4594; 1.9: 774.5833; 2: 24.6683; 2.1: 94.2074; 2.2: 636.8707; 2.3: 26.1851; 2.4: -593.7009; 2.5: -24.4101
| 2 | 35.8 | 1: 11.4742; 1.1: 42.9947; 1.2: 0.057657; 1.3: 232.7; 1.4: 1.7653; 1.5: 42.9947; 1.6: 232.7; 1.7: 93.08; 1.8: 8.4594; 1.9: 775.6667; 2: 24.7028; 2.1: 94.2107; 2.2: 638.6314; 2.3: 26.2208; 2.4: -595.6367; 2.5: -24.4555
| 2 | 35.85 | 1: 11.4115; 1.1: 42.8195; 1.2: 0.057422; 1.3: 233.025; 1.4: 1.7556; 1.5: 42.8195; 1.6: 233.025; 1.7: 93.21; 1.8: 8.4594; 1.9: 776.75; 2: 24.7373; 2.1: 94.2139; 2.2: 640.3945; 2.3: 26.2565; 2.4: -597.575; 2.5: -24.5009
| 2 | 35.9 | 1: 11.349; 1.1: 42.6443; 1.2: 0.057187; 1.3: 233.35; 1.4: 1.746; 1.5: 42.6443; 1.6: 233.35; 1.7: 93.34; 1.8: 8.4594; 1.9: 777.8333; 2: 24.7718; 2.1: 94.2171; 2.2: 642.1601; 2.3: 26.2922; 2.4: -599.5158; 2.5: -24.5462
| 2 | 35.95 | 1: 11.2867; 1.1: 42.4692; 1.2: 0.056952; 1.3: 233.675; 1.4: 1.7364; 1.5: 42.4692; 1.6: 233.675; 1.7: 93.47; 1.8: 8.4594; 1.9: 778.9167; 2: 24.8063; 2.1: 94.2203; 2.2: 643.9281; 2.3: 26.3279; 2.4: -601.459; 2.5: -24.5915
| 2 | 36 | 1: 11.2245; 1.1: 42.294; 1.2: 0.056717; 1.3: 234; 1.4: 1.7268; 1.5: 42.294; 1.6: 234; 1.7: 93.6; 1.8: 8.4594; 1.9: 780; 2: 24.8408; 2.1: 94.2235; 2.2: 645.6987; 2.3: 26.3637; 2.4: -603.4047; 2.5: -24.6368
| 2 | 36.05 | 1: 11.1625; 1.1: 42.1188; 1.2: 0.056482; 1.3: 234.325; 1.4: 1.7173; 1.5: 42.1188; 1.6: 234.325; 1.7: 93.73; 1.8: 8.4594; 1.9: 781.0833; 2: 24.8753; 2.1: 94.2267; 2.2: 647.4716; 2.3: 26.3994; 2.4: -605.3528; 2.5: -24.6821
| 2 | 36.1 | 1: 11.1007; 1.1: 41.9436; 1.2: 0.056247; 1.3: 234.65; 1.4: 1.7078; 1.5: 41.9436; 1.6: 234.65; 1.7: 93.86; 1.8: 8.4594; 1.9: 782.1667; 2: 24.9098; 2.1: 94.2299; 2.2: 649.2471; 2.3: 26.4351; 2.4: -607.3034; 2.5: -24.7273
| 2 | 36.15 | 1: 11.0391; 1.1: 41.7685; 1.2: 0.056012; 1.3: 234.975; 1.4: 1.6983; 1.5: 41.7685; 1.6: 234.975; 1.7: 93.99; 1.8: 8.4594; 1.9: 783.25; 2: 24.9443; 2.1: 94.233; 2.2: 651.025; 2.3: 26.4708; 2.4: -609.2565; 2.5: -24.7725
| 2 | 36.2 | 1: 10.9776; 1.1: 41.5933; 1.2: 0.055778; 1.3: 235.3; 1.4: 1.6889; 1.5: 41.5933; 1.6: 235.3; 1.7: 94.12; 1.8: 8.4594; 1.9: 784.3333; 2: 24.9788; 2.1: 94.2362; 2.2: 652.8053; 2.3: 26.5066; 2.4: -611.212; 2.5: -24.8177
| 2 | 36.25 | 1: 10.9163; 1.1: 41.4182; 1.2: 0.055543; 1.3: 235.625; 1.4: 1.6794; 1.5: 41.4182; 1.6: 235.625; 1.7: 94.25; 1.8: 8.4594; 1.9: 785.4167; 2: 25.0133; 2.1: 94.2393; 2.2: 654.5882; 2.3: 26.5423; 2.4: -613.17; 2.5: -24.8629
| 2 | 36.3 | 1: 10.8551; 1.1: 41.243; 1.2: 0.055308; 1.3: 235.95; 1.4: 1.67; 1.5: 41.243; 1.6: 235.95; 1.7: 94.38; 1.8: 8.4594; 1.9: 786.5; 2: 25.0478; 2.1: 94.2424; 2.2: 656.3734; 2.3: 26.578; 2.4: -615.1304; 2.5: -24.908
| 2 | 36.35 | 1: 10.7942; 1.1: 41.0679; 1.2: 0.055073; 1.3: 236.275; 1.4: 1.6606; 1.5: 41.0679; 1.6: 236.275; 1.7: 94.51; 1.8: 8.4594; 1.9: 787.5833; 2: 25.0823; 2.1: 94.2455; 2.2: 658.1612; 2.3: 26.6138; 2.4: -617.0933; 2.5: -24.9531
| 2 | 36.4 | 1: 10.7334; 1.1: 40.8928; 1.2: 0.054838; 1.3: 236.6; 1.4: 1.6513; 1.5: 40.8928; 1.6: 236.6; 1.7: 94.64; 1.8: 8.4594; 1.9: 788.6667; 2: 25.1168; 2.1: 94.2486; 2.2: 659.9514; 2.3: 26.6495; 2.4: -619.0586; 2.5: -24.9982
| 2 | 36.45 | 1: 10.6728; 1.1: 40.7178; 1.2: 0.054603; 1.3: 236.925; 1.4: 1.642; 1.5: 40.7178; 1.6: 236.925; 1.7: 94.77; 1.8: 8.4594; 1.9: 789.75; 2: 25.1513; 2.1: 94.2517; 2.2: 661.7441; 2.3: 26.6852; 2.4: -621.0263; 2.5: -25.0433
| 2 | 36.5 | 1: 10.6123; 1.1: 40.5427; 1.2: 0.054369; 1.3: 237.25; 1.4: 1.6327; 1.5: 40.5427; 1.6: 237.25; 1.7: 94.9; 1.8: 8.4594; 1.9: 790.8333; 2: 25.1858; 2.1: 94.2548; 2.2: 663.5392; 2.3: 26.721; 2.4: -622.9965; 2.5: -25.0883
| 2 | 36.55 | 1: 10.5521; 1.1: 40.3677; 1.2: 0.054134; 1.3: 237.575; 1.4: 1.6234; 1.5: 40.3677; 1.6: 237.575; 1.7: 95.03; 1.8: 8.4594; 1.9: 791.9167; 2: 25.2203; 2.1: 94.2578; 2.2: 665.3368; 2.3: 26.7567; 2.4: -624.9691; 2.5: -25.1333
| 2 | 36.6 | 1: 10.492; 1.1: 40.1927; 1.2: 0.053899; 1.3: 237.9; 1.4: 1.6142; 1.5: 40.1927; 1.6: 237.9; 1.7: 95.16; 1.8: 8.4594; 1.9: 793; 2: 25.2548; 2.1: 94.2609; 2.2: 667.1368; 2.3: 26.7924; 2.4: -626.9441; 2.5: -25.1783
| 2 | 36.65 | 1: 10.4321; 1.1: 40.0177; 1.2: 0.053665; 1.3: 238.225; 1.4: 1.6049; 1.5: 40.0177; 1.6: 238.225; 1.7: 95.29; 1.8: 8.4594; 1.9: 794.0833; 2: 25.2893; 2.1: 94.2639; 2.2: 668.9393; 2.3: 26.8282; 2.4: -628.9216; 2.5: -25.2232
| 2 | 36.7 | 1: 10.3723; 1.1: 39.8428; 1.2: 0.05343; 1.3: 238.55; 1.4: 1.5957; 1.5: 39.8428; 1.6: 238.55; 1.7: 95.42; 1.8: 8.4594; 1.9: 795.1667; 2: 25.3238; 2.1: 94.2669; 2.2: 670.7443; 2.3: 26.8639; 2.4: -630.9015; 2.5: -25.2682
| 2 | 36.75 | 1: 10.3127; 1.1: 39.6679; 1.2: 0.053196; 1.3: 238.875; 1.4: 1.5866; 1.5: 39.6679; 1.6: 238.875; 1.7: 95.55; 1.8: 8.4594; 1.9: 796.25; 2: 25.3583; 2.1: 94.2699; 2.2: 672.5517; 2.3: 26.8996; 2.4: -632.8838; 2.5: -25.3131
| 2 | 36.8 | 1: 10.2533; 1.1: 39.4931; 1.2: 0.052961; 1.3: 239.2; 1.4: 1.5774; 1.5: 39.4931; 1.6: 239.2; 1.7: 95.68; 1.8: 8.4594; 1.9: 797.3333; 2: 25.3928; 2.1: 94.2729; 2.2: 674.3616; 2.3: 26.9354; 2.4: -634.8685; 2.5: -25.358
| 2 | 36.85 | 1: 10.1941; 1.1: 39.3183; 1.2: 0.052727; 1.3: 239.525; 1.4: 1.5683; 1.5: 39.3183; 1.6: 239.525; 1.7: 95.81; 1.8: 8.4594; 1.9: 798.4167; 2: 25.4273; 2.1: 94.2759; 2.2: 676.1739; 2.3: 26.9711; 2.4: -636.8556; 2.5: -25.4028
| 2 | 36.9 | 1: 10.135; 1.1: 39.1436; 1.2: 0.052492; 1.3: 239.85; 1.4: 1.5592; 1.5: 39.1436; 1.6: 239.85; 1.7: 95.94; 1.8: 8.4594; 1.9: 799.5; 2: 25.4618; 2.1: 94.2789; 2.2: 677.9887; 2.3: 27.0069; 2.4: -638.8452; 2.5: -25.4476
| 2 | 36.95 | 1: 10.0762; 1.1: 38.9689; 1.2: 0.052258; 1.3: 240.175; 1.4: 1.5502; 1.5: 38.9689; 1.6: 240.175; 1.7: 96.07; 1.8: 8.4594; 1.9: 800.5833; 2: 25.4963; 2.1: 94.2819; 2.2: 679.806; 2.3: 27.0426; 2.4: -640.8371; 2.5: -25.4924
| 2 | 37 | 1: 10.0174; 1.1: 38.7942; 1.2: 0.052024; 1.3: 240.5; 1.4: 1.5411; 1.5: 38.7942; 1.6: 240.5; 1.7: 96.2; 1.8: 8.4594; 1.9: 801.6667; 2: 25.5308; 2.1: 94.2848; 2.2: 681.6257; 2.3: 27.0784; 2.4: -642.8315; 2.5: -25.5372
| 2 | 37.05 | 1: 9.9589; 1.1: 38.6196; 1.2: 0.05179; 1.3: 240.825; 1.4: 1.5321; 1.5: 38.6196; 1.6: 240.825; 1.7: 96.33; 1.8: 8.4594; 1.9: 802.75; 2: 25.5653; 2.1: 94.2877; 2.2: 683.4479; 2.3: 27.1141; 2.4: -644.8283; 2.5: -25.582
| 2 | 37.1 | 1: 9.9005; 1.1: 38.4451; 1.2: 0.051556; 1.3: 241.15; 1.4: 1.5232; 1.5: 38.4451; 1.6: 241.15; 1.7: 96.46; 1.8: 8.4594; 1.9: 803.8333; 2: 25.5998; 2.1: 94.2907; 2.2: 685.2725; 2.3: 27.1499; 2.4: -646.8274; 2.5: -25.6267
| 2 | 37.15 | 1: 9.8423; 1.1: 38.2706; 1.2: 0.051322; 1.3: 241.475; 1.4: 1.5142; 1.5: 38.2706; 1.6: 241.475; 1.7: 96.59; 1.8: 8.4594; 1.9: 804.9167; 2: 25.6343; 2.1: 94.2936; 2.2: 687.0996; 2.3: 27.1856; 2.4: -648.829; 2.5: -25.6714
| 2 | 37.2 | 1: 9.7843; 1.1: 38.0962; 1.2: 0.051088; 1.3: 241.8; 1.4: 1.5053; 1.5: 38.0962; 1.6: 241.8; 1.7: 96.72; 1.8: 8.4594; 1.9: 806; 2: 25.6688; 2.1: 94.2965; 2.2: 688.9292; 2.3: 27.2214; 2.4: -650.833; 2.5: -25.7161
| 2 | 37.25 | 1: 9.7265; 1.1: 37.9219; 1.2: 0.050854; 1.3: 242.125; 1.4: 1.4964; 1.5: 37.9219; 1.6: 242.125; 1.7: 96.85; 1.8: 8.4594; 1.9: 807.0833; 2: 25.7033; 2.1: 94.2994; 2.2: 690.7612; 2.3: 27.2571; 2.4: -652.8393; 2.5: -25.7607
| 2 | 37.3 | 1: 9.6688; 1.1: 37.7476; 1.2: 0.05062; 1.3: 242.45; 1.4: 1.4875; 1.5: 37.7476; 1.6: 242.45; 1.7: 96.98; 1.8: 8.4594; 1.9: 808.1667; 2: 25.7378; 2.1: 94.3023; 2.2: 692.5957; 2.3: 27.2929; 2.4: -654.8481; 2.5: -25.8054
| 2 | 37.35 | 1: 9.6113; 1.1: 37.5734; 1.2: 0.050387; 1.3: 242.775; 1.4: 1.4787; 1.5: 37.5734; 1.6: 242.775; 1.7: 97.11; 1.8: 8.4594; 1.9: 809.25; 2: 25.7723; 2.1: 94.3051; 2.2: 694.4326; 2.3: 27.3286; 2.4: -656.8592; 2.5: -25.85
| 2 | 37.4 | 1: 9.5539; 1.1: 37.3992; 1.2: 0.050153; 1.3: 243.1; 1.4: 1.4698; 1.5: 37.3992; 1.6: 243.1; 1.7: 97.24; 1.8: 8.4594; 1.9: 810.3333; 2: 25.8068; 2.1: 94.308; 2.2: 696.272; 2.3: 27.3644; 2.4: -658.8727; 2.5: -25.8945
| 2 | 37.45 | 1: 9.4968; 1.1: 37.2252; 1.2: 0.04992; 1.3: 243.425; 1.4: 1.461; 1.5: 37.2252; 1.6: 243.425; 1.7: 97.37; 1.8: 8.4594; 1.9: 811.4167; 2: 25.8413; 2.1: 94.3108; 2.2: 698.1138; 2.3: 27.4001; 2.4: -660.8886; 2.5: -25.9391
| 2 | 37.5 | 1: 9.4398; 1.1: 37.0512; 1.2: 0.049686; 1.3: 243.75; 1.4: 1.4523; 1.5: 37.0512; 1.6: 243.75; 1.7: 97.5; 1.8: 8.4594; 1.9: 812.5; 2: 25.8758; 2.1: 94.3137; 2.2: 699.9581; 2.3: 27.4359; 2.4: -662.9069; 2.5: -25.9836
| 2 | 37.55 | 1: 9.383; 1.1: 36.8773; 1.2: 0.049453; 1.3: 244.075; 1.4: 1.4435; 1.5: 36.8773; 1.6: 244.075; 1.7: 97.63; 1.8: 8.4594; 1.9: 813.5833; 2: 25.9103; 2.1: 94.3165; 2.2: 701.8048; 2.3: 27.4716; 2.4: -664.9275; 2.5: -26.0281
| 2 | 37.6 | 1: 9.3263; 1.1: 36.7035; 1.2: 0.04922; 1.3: 244.4; 1.4: 1.4348; 1.5: 36.7035; 1.6: 244.4; 1.7: 97.76; 1.8: 8.4594; 1.9: 814.6667; 2: 25.9448; 2.1: 94.3193; 2.2: 703.654; 2.3: 27.5074; 2.4: -666.9506; 2.5: -26.0726
| 2 | 37.65 | 1: 9.2699; 1.1: 36.5298; 1.2: 0.048987; 1.3: 244.725; 1.4: 1.4261; 1.5: 36.5298; 1.6: 244.725; 1.7: 97.89; 1.8: 8.4594; 1.9: 815.75; 2: 25.9793; 2.1: 94.3221; 2.2: 705.5057; 2.3: 27.5432; 2.4: -668.9759; 2.5: -26.117
| 2 | 37.7 | 1: 9.2136; 1.1: 36.3561; 1.2: 0.048754; 1.3: 245.05; 1.4: 1.4175; 1.5: 36.3561; 1.6: 245.05; 1.7: 98.02; 1.8: 8.4594; 1.9: 816.8333; 2: 26.0138; 2.1: 94.3249; 2.2: 707.3598; 2.3: 27.5789; 2.4: -671.0037; 2.5: -26.1615
| 2 | 37.75 | 1: 9.1574; 1.1: 36.1826; 1.2: 0.048522; 1.3: 245.375; 1.4: 1.4088; 1.5: 36.1826; 1.6: 245.375; 1.7: 98.15; 1.8: 8.4594; 1.9: 817.9167; 2: 26.0483; 2.1: 94.3277; 2.2: 709.2164; 2.3: 27.6147; 2.4: -673.0338; 2.5: -26.2058
| 2 | 37.8 | 1: 9.1015; 1.1: 36.0091; 1.2: 0.048289; 1.3: 245.7; 1.4: 1.4002; 1.5: 36.0091; 1.6: 245.7; 1.7: 98.28; 1.8: 8.4594; 1.9: 819; 2: 26.0828; 2.1: 94.3305; 2.2: 711.0754; 2.3: 27.6504; 2.4: -675.0663; 2.5: -26.2502
| 2 | 37.85 | 1: 9.0457; 1.1: 35.8358; 1.2: 0.048057; 1.3: 246.025; 1.4: 1.3916; 1.5: 35.8358; 1.6: 246.025; 1.7: 98.41; 1.8: 8.4594; 1.9: 820.0833; 2: 26.1173; 2.1: 94.3333; 2.2: 712.9369; 2.3: 27.6862; 2.4: -677.1011; 2.5: -26.2946
| 2 | 37.9 | 1: 8.9901; 1.1: 35.6625; 1.2: 0.047824; 1.3: 246.35; 1.4: 1.3831; 1.5: 35.6625; 1.6: 246.35; 1.7: 98.54; 1.8: 8.4594; 1.9: 821.1667; 2: 26.1518; 2.1: 94.336; 2.2: 714.8008; 2.3: 27.722; 2.4: -679.1383; 2.5: -26.3389
| 2 | 37.95 | 1: 8.9347; 1.1: 35.4894; 1.2: 0.047592; 1.3: 246.675; 1.4: 1.3746; 1.5: 35.4894; 1.6: 246.675; 1.7: 98.67; 1.8: 8.4594; 1.9: 822.25; 2: 26.1863; 2.1: 94.3388; 2.2: 716.6672; 2.3: 27.7577; 2.4: -681.1779; 2.5: -26.3832
| 2 | 38 | 1: 8.8794; 1.1: 35.3163; 1.2: 0.04736; 1.3: 247; 1.4: 1.3661; 1.5: 35.3163; 1.6: 247; 1.7: 98.8; 1.8: 8.4594; 1.9: 823.3333; 2: 26.2208; 2.1: 94.3415; 2.2: 718.5361; 2.3: 27.7935; 2.4: -683.2198; 2.5: -26.4274
| 2 | 38.05 | 1: 8.8243; 1.1: 35.1434; 1.2: 0.047128; 1.3: 247.325; 1.4: 1.3576; 1.5: 35.1434; 1.6: 247.325; 1.7: 98.93; 1.8: 8.4594; 1.9: 824.4167; 2: 26.2553; 2.1: 94.3442; 2.2: 720.4074; 2.3: 27.8293; 2.4: -685.264; 2.5: -26.4717
| 2 | 38.1 | 1: 8.7694; 1.1: 34.9706; 1.2: 0.046896; 1.3: 247.65; 1.4: 1.3491; 1.5: 34.9706; 1.6: 247.65; 1.7: 99.06; 1.8: 8.4594; 1.9: 825.5; 2: 26.2898; 2.1: 94.347; 2.2: 722.2812; 2.3: 27.865; 2.4: -687.3106; 2.5: -26.5159
| 2 | 38.15 | 1: 8.7146; 1.1: 34.7979; 1.2: 0.046665; 1.3: 247.975; 1.4: 1.3407; 1.5: 34.7979; 1.6: 247.975; 1.7: 99.19; 1.8: 8.4594; 1.9: 826.5833; 2: 26.3243; 2.1: 94.3497; 2.2: 724.1574; 2.3: 27.9008; 2.4: -689.3595; 2.5: -26.5601
| 2 | 38.2 | 1: 8.6601; 1.1: 34.6253; 1.2: 0.046433; 1.3: 248.3; 1.4: 1.3323; 1.5: 34.6253; 1.6: 248.3; 1.7: 99.32; 1.8: 8.4594; 1.9: 827.6667; 2: 26.3588; 2.1: 94.3524; 2.2: 726.036; 2.3: 27.9366; 2.4: -691.4108; 2.5: -26.6043
| 2 | 38.25 | 1: 8.6057; 1.1: 34.4528; 1.2: 0.046202; 1.3: 248.625; 1.4: 1.3239; 1.5: 34.4528; 1.6: 248.625; 1.7: 99.45; 1.8: 8.4594; 1.9: 828.75; 2: 26.3933; 2.1: 94.355; 2.2: 727.9171; 2.3: 27.9723; 2.4: -693.4644; 2.5: -26.6484
| 2 | 38.3 | 1: 8.5514; 1.1: 34.2804; 1.2: 0.045971; 1.3: 248.95; 1.4: 1.3156; 1.5: 34.2804; 1.6: 248.95; 1.7: 99.58; 1.8: 8.4594; 1.9: 829.8333; 2: 26.4278; 2.1: 94.3577; 2.2: 729.8007; 2.3: 28.0081; 2.4: -695.5203; 2.5: -26.6925
| 2 | 38.35 | 1: 8.4974; 1.1: 34.1082; 1.2: 0.04574; 1.3: 249.275; 1.4: 1.3073; 1.5: 34.1082; 1.6: 249.275; 1.7: 99.71; 1.8: 8.4594; 1.9: 830.9167; 2: 26.4623; 2.1: 94.3604; 2.2: 731.6867; 2.3: 28.0439; 2.4: -697.5785; 2.5: -26.7366
| 2 | 38.4 | 1: 8.4435; 1.1: 33.9361; 1.2: 0.045509; 1.3: 249.6; 1.4: 1.299; 1.5: 33.9361; 1.6: 249.6; 1.7: 99.84; 1.8: 8.4594; 1.9: 832; 2: 26.4968; 2.1: 94.3631; 2.2: 733.5752; 2.3: 28.0796; 2.4: -699.6391; 2.5: -26.7806
| 2 | 38.45 | 1: 8.3898; 1.1: 33.7641; 1.2: 0.045278; 1.3: 249.925; 1.4: 1.2907; 1.5: 33.7641; 1.6: 249.925; 1.7: 99.97; 1.8: 8.4594; 1.9: 833.0833; 2: 26.5313; 2.1: 94.3657; 2.2: 735.4662; 2.3: 28.1154; 2.4: -701.702; 2.5: -26.8247
| 2 | 38.5 | 1: 8.3362; 1.1: 33.5923; 1.2: 0.045048; 1.3: 250.25; 1.4: 1.2825; 1.5: 33.5923; 1.6: 250.25; 1.7: 100.1; 1.8: 8.4594; 1.9: 834.1667; 2: 26.5658; 2.1: 94.3683; 2.2: 737.3595; 2.3: 28.1512; 2.4: -703.7672; 2.5: -26.8687
| 2 | 38.55 | 1: 8.2829; 1.1: 33.4206; 1.2: 0.044818; 1.3: 250.575; 1.4: 1.2743; 1.5: 33.4206; 1.6: 250.575; 1.7: 100.23; 1.8: 8.4594; 1.9: 835.25; 2: 26.6003; 2.1: 94.371; 2.2: 739.2554; 2.3: 28.187; 2.4: -705.8348; 2.5: -26.9127
| 2 | 38.6 | 1: 8.2297; 1.1: 33.249; 1.2: 0.044588; 1.3: 250.9; 1.4: 1.2661; 1.5: 33.249; 1.6: 250.9; 1.7: 100.36; 1.8: 8.4594; 1.9: 836.3333; 2: 26.6348; 2.1: 94.3736; 2.2: 741.1537; 2.3: 28.2227; 2.4: -707.9046; 2.5: -26.9566
| 2 | 38.65 | 1: 8.1767; 1.1: 33.0776; 1.2: 0.044358; 1.3: 251.225; 1.4: 1.2579; 1.5: 33.0776; 1.6: 251.225; 1.7: 100.49; 1.8: 8.4594; 1.9: 837.4167; 2: 26.6693; 2.1: 94.3762; 2.2: 743.0544; 2.3: 28.2585; 2.4: -709.9768; 2.5: -27.0006
| 2 | 38.7 | 1: 8.1238; 1.1: 32.9063; 1.2: 0.044128; 1.3: 251.55; 1.4: 1.2498; 1.5: 32.9063; 1.6: 251.55; 1.7: 100.62; 1.8: 8.4594; 1.9: 838.5; 2: 26.7038; 2.1: 94.3788; 2.2: 744.9576; 2.3: 28.2943; 2.4: -712.0513; 2.5: -27.0445
| 2 | 38.75 | 1: 8.0711; 1.1: 32.7352; 1.2: 0.043899; 1.3: 251.875; 1.4: 1.2417; 1.5: 32.7352; 1.6: 251.875; 1.7: 100.75; 1.8: 8.4594; 1.9: 839.5833; 2: 26.7383; 2.1: 94.3814; 2.2: 746.8632; 2.3: 28.3301; 2.4: -714.128; 2.5: -27.0884
| 2 | 38.8 | 1: 8.0186; 1.1: 32.5642; 1.2: 0.043669; 1.3: 252.2; 1.4: 1.2336; 1.5: 32.5642; 1.6: 252.2; 1.7: 100.88; 1.8: 8.4594; 1.9: 840.6667; 2: 26.7728; 2.1: 94.384; 2.2: 748.7713; 2.3: 28.3658; 2.4: -716.2071; 2.5: -27.1322
| 2 | 38.85 | 1: 7.9663; 1.1: 32.3934; 1.2: 0.04344; 1.3: 252.525; 1.4: 1.2256; 1.5: 32.3934; 1.6: 252.525; 1.7: 101.01; 1.8: 8.4594; 1.9: 841.75; 2: 26.8073; 2.1: 94.3866; 2.2: 750.6819; 2.3: 28.4016; 2.4: -718.2885; 2.5: -27.176
| 2 | 38.9 | 1: 7.9141; 1.1: 32.2227; 1.2: 0.043211; 1.3: 252.85; 1.4: 1.2176; 1.5: 32.2227; 1.6: 252.85; 1.7: 101.14; 1.8: 8.4594; 1.9: 842.8333; 2: 26.8418; 2.1: 94.3892; 2.2: 752.5949; 2.3: 28.4374; 2.4: -720.3722; 2.5: -27.2198
| 2 | 38.95 | 1: 7.8622; 1.1: 32.0522; 1.2: 0.042983; 1.3: 253.175; 1.4: 1.2096; 1.5: 32.0522; 1.6: 253.175; 1.7: 101.27; 1.8: 8.4594; 1.9: 843.9167; 2: 26.8763; 2.1: 94.3917; 2.2: 754.5103; 2.3: 28.4732; 2.4: -722.4582; 2.5: -27.2636
| 2 | 39 | 1: 7.8103; 1.1: 31.8818; 1.2: 0.042754; 1.3: 253.5; 1.4: 1.2016; 1.5: 31.8818; 1.6: 253.5; 1.7: 101.4; 1.8: 8.4594; 1.9: 845; 2: 26.9108; 2.1: 94.3943; 2.2: 756.4282; 2.3: 28.509; 2.4: -724.5464; 2.5: -27.3074
| 2 | 39.05 | 1: 7.7587; 1.1: 31.7116; 1.2: 0.042526; 1.3: 253.825; 1.4: 1.1936; 1.5: 31.7116; 1.6: 253.825; 1.7: 101.53; 1.8: 8.4594; 1.9: 846.0833; 2: 26.9453; 2.1: 94.3968; 2.2: 758.3486; 2.3: 28.5447; 2.4: -726.637; 2.5: -27.3511
| 2 | 39.1 | 1: 7.7072; 1.1: 31.5416; 1.2: 0.042298; 1.3: 254.15; 1.4: 1.1857; 1.5: 31.5416; 1.6: 254.15; 1.7: 101.66; 1.8: 8.4594; 1.9: 847.1667; 2: 26.9798; 2.1: 94.3994; 2.2: 760.2714; 2.3: 28.5805; 2.4: -728.7298; 2.5: -27.3948
| 2 | 39.15 | 1: 7.6559; 1.1: 31.3717; 1.2: 0.04207; 1.3: 254.475; 1.4: 1.1778; 1.5: 31.3717; 1.6: 254.475; 1.7: 101.79; 1.8: 8.4594; 1.9: 848.25; 2: 27.0143; 2.1: 94.4019; 2.2: 762.1966; 2.3: 28.6163; 2.4: -730.8249; 2.5: -27.4385
| 2 | 39.2 | 1: 7.6048; 1.1: 31.202; 1.2: 0.041843; 1.3: 254.8; 1.4: 1.17; 1.5: 31.202; 1.6: 254.8; 1.7: 101.92; 1.8: 8.4594; 1.9: 849.3333; 2: 27.0488; 2.1: 94.4044; 2.2: 764.1243; 2.3: 28.6521; 2.4: -732.9223; 2.5: -27.4821
| 2 | 39.25 | 1: 7.5538; 1.1: 31.0325; 1.2: 0.041615; 1.3: 255.125; 1.4: 1.1621; 1.5: 31.0325; 1.6: 255.125; 1.7: 102.05; 1.8: 8.4594; 1.9: 850.4167; 2: 27.0833; 2.1: 94.4069; 2.2: 766.0545; 2.3: 28.6879; 2.4: -735.022; 2.5: -27.5257
| 2 | 39.3 | 1: 7.5031; 1.1: 30.8631; 1.2: 0.041388; 1.3: 255.45; 1.4: 1.1543; 1.5: 30.8631; 1.6: 255.45; 1.7: 102.18; 1.8: 8.4594; 1.9: 851.5; 2: 27.1178; 2.1: 94.4094; 2.2: 767.9871; 2.3: 28.7236; 2.4: -737.1239; 2.5: -27.5693
| 2 | 39.35 | 1: 7.4525; 1.1: 30.6939; 1.2: 0.041161; 1.3: 255.775; 1.4: 1.1465; 1.5: 30.6939; 1.6: 255.775; 1.7: 102.31; 1.8: 8.4594; 1.9: 852.5833; 2: 27.1523; 2.1: 94.4119; 2.2: 769.9221; 2.3: 28.7594; 2.4: -739.2282; 2.5: -27.6129
| 2 | 39.4 | 1: 7.402; 1.1: 30.5249; 1.2: 0.040935; 1.3: 256.1; 1.4: 1.1388; 1.5: 30.5249; 1.6: 256.1; 1.7: 102.44; 1.8: 8.4594; 1.9: 853.6667; 2: 27.1868; 2.1: 94.4144; 2.2: 771.8596; 2.3: 28.7952; 2.4: -741.3346; 2.5: -27.6564
| 2 | 39.45 | 1: 7.3518; 1.1: 30.3561; 1.2: 0.040708; 1.3: 256.425; 1.4: 1.131; 1.5: 30.3561; 1.6: 256.425; 1.7: 102.57; 1.8: 8.4594; 1.9: 854.75; 2: 27.2213; 2.1: 94.4169; 2.2: 773.7995; 2.3: 28.831; 2.4: -743.4434; 2.5: -27.7
| 2 | 39.5 | 1: 7.3017; 1.1: 30.1875; 1.2: 0.040482; 1.3: 256.75; 1.4: 1.1233; 1.5: 30.1875; 1.6: 256.75; 1.7: 102.7; 1.8: 8.4594; 1.9: 855.8333; 2: 27.2558; 2.1: 94.4194; 2.2: 775.7419; 2.3: 28.8668; 2.4: -745.5544; 2.5: -27.7435
| 2 | 39.55 | 1: 7.2517; 1.1: 30.0191; 1.2: 0.040256; 1.3: 257.075; 1.4: 1.1157; 1.5: 30.0191; 1.6: 257.075; 1.7: 102.83; 1.8: 8.4594; 1.9: 856.9167; 2: 27.2903; 2.1: 94.4218; 2.2: 777.6868; 2.3: 28.9026; 2.4: -747.6677; 2.5: -27.7869
| 2 | 39.6 | 1: 7.202; 1.1: 29.8508; 1.2: 0.040031; 1.3: 257.4; 1.4: 1.108; 1.5: 29.8508; 1.6: 257.4; 1.7: 102.96; 1.8: 8.4594; 1.9: 858; 2: 27.3248; 2.1: 94.4243; 2.2: 779.6341; 2.3: 28.9384; 2.4: -749.7832; 2.5: -27.8304
| 2 | 39.65 | 1: 7.1524; 1.1: 29.6828; 1.2: 0.039805; 1.3: 257.725; 1.4: 1.1004; 1.5: 29.6828; 1.6: 257.725; 1.7: 103.09; 1.8: 8.4594; 1.9: 859.0833; 2: 27.3593; 2.1: 94.4268; 2.2: 781.5838; 2.3: 28.9741; 2.4: -751.901; 2.5: -27.8738
| 2 | 39.7 | 1: 7.103; 1.1: 29.5149; 1.2: 0.03958; 1.3: 258.05; 1.4: 1.0928; 1.5: 29.5149; 1.6: 258.05; 1.7: 103.22; 1.8: 8.4594; 1.9: 860.1667; 2: 27.3938; 2.1: 94.4292; 2.2: 783.536; 2.3: 29.0099; 2.4: -754.021; 2.5: -27.9172
| 2 | 39.75 | 1: 7.0538; 1.1: 29.3473; 1.2: 0.039355; 1.3: 258.375; 1.4: 1.0852; 1.5: 29.3473; 1.6: 258.375; 1.7: 103.35; 1.8: 8.4594; 1.9: 861.25; 2: 27.4283; 2.1: 94.4316; 2.2: 785.4906; 2.3: 29.0457; 2.4: -756.1433; 2.5: -27.9605
| 2 | 39.8 | 1: 7.0047; 1.1: 29.1798; 1.2: 0.039131; 1.3: 258.7; 1.4: 1.0777; 1.5: 29.1798; 1.6: 258.7; 1.7: 103.48; 1.8: 8.4594; 1.9: 862.3333; 2: 27.4628; 2.1: 94.4341; 2.2: 787.4477; 2.3: 29.0815; 2.4: -758.2678; 2.5: -28.0039
| 2 | 39.85 | 1: 6.9558; 1.1: 29.0126; 1.2: 0.038907; 1.3: 259.025; 1.4: 1.0701; 1.5: 29.0126; 1.6: 259.025; 1.7: 103.61; 1.8: 8.4594; 1.9: 863.4167; 2: 27.4973; 2.1: 94.4365; 2.2: 789.4072; 2.3: 29.1173; 2.4: -760.3946; 2.5: -28.0472
| 2 | 39.9 | 1: 6.9071; 1.1: 28.8456; 1.2: 0.038683; 1.3: 259.35; 1.4: 1.0626; 1.5: 28.8456; 1.6: 259.35; 1.7: 103.74; 1.8: 8.4594; 1.9: 864.5; 2: 27.5318; 2.1: 94.4389; 2.2: 791.3692; 2.3: 29.1531; 2.4: -762.5236; 2.5: -28.0904
| 2 | 39.95 | 1: 6.8586; 1.1: 28.6787; 1.2: 0.038459; 1.3: 259.675; 1.4: 1.0552; 1.5: 28.6787; 1.6: 259.675; 1.7: 103.87; 1.8: 8.4594; 1.9: 865.5833; 2: 27.5663; 2.1: 94.4413; 2.2: 793.3336; 2.3: 29.1889; 2.4: -764.6549; 2.5: -28.1337
| 2 | 40 | 1: 6.8102; 1.1: 28.5121; 1.2: 0.038235; 1.3: 260; 1.4: 1.0477; 1.5: 28.5121; 1.6: 260; 1.7: 104; 1.8: 8.4594; 1.9: 866.6667; 2: 27.6008; 2.1: 94.4437; 2.2: 795.3005; 2.3: 29.2247; 2.4: -766.7883; 2.5: -28.1769
| 2 | 40.05 | 1: 6.762; 1.1: 28.3457; 1.2: 0.038012; 1.3: 260.325; 1.4: 1.0403; 1.5: 28.3457; 1.6: 260.325; 1.7: 104.13; 1.8: 8.4594; 1.9: 867.75; 2: 27.6354; 2.1: 94.4461; 2.2: 797.2698; 2.3: 29.2605; 2.4: -768.924; 2.5: -28.2201
| 2 | 40.1 | 1: 6.714; 1.1: 28.1795; 1.2: 0.037789; 1.3: 260.65; 1.4: 1.0329; 1.5: 28.1795; 1.6: 260.65; 1.7: 104.26; 1.8: 8.4594; 1.9: 868.8333; 2: 27.6699; 2.1: 94.4485; 2.2: 799.2415; 2.3: 29.2962; 2.4: -771.062; 2.5: -28.2633
| 2 | 40.15 | 1: 6.6661; 1.1: 28.0136; 1.2: 0.037567; 1.3: 260.975; 1.4: 1.0256; 1.5: 28.0136; 1.6: 260.975; 1.7: 104.39; 1.8: 8.4594; 1.9: 869.9167; 2: 27.7044; 2.1: 94.4508; 2.2: 801.2157; 2.3: 29.332; 2.4: -773.2021; 2.5: -28.3065
| 2 | 40.2 | 1: 6.6185; 1.1: 27.8479; 1.2: 0.037345; 1.3: 261.3; 1.4: 1.0182; 1.5: 27.8479; 1.6: 261.3; 1.7: 104.52; 1.8: 8.4594; 1.9: 871; 2: 27.7389; 2.1: 94.4532; 2.2: 803.1924; 2.3: 29.3678; 2.4: -775.3445; 2.5: -28.3496
| 2 | 40.25 | 1: 6.571; 1.1: 27.6823; 1.2: 0.037123; 1.3: 261.625; 1.4: 1.0109; 1.5: 27.6823; 1.6: 261.625; 1.7: 104.65; 1.8: 8.4594; 1.9: 872.0833; 2: 27.7734; 2.1: 94.4556; 2.2: 805.1715; 2.3: 29.4036; 2.4: -777.4891; 2.5: -28.3927
| 2 | 40.3 | 1: 6.5236; 1.1: 27.5171; 1.2: 0.036901; 1.3: 261.95; 1.4: 1.0036; 1.5: 27.5171; 1.6: 261.95; 1.7: 104.78; 1.8: 8.4594; 1.9: 873.1667; 2: 27.8079; 2.1: 94.4579; 2.2: 807.153; 2.3: 29.4394; 2.4: -779.6359; 2.5: -28.4358
| 2 | 40.35 | 1: 6.4765; 1.1: 27.352; 1.2: 0.03668; 1.3: 262.275; 1.4: 0.99638; 1.5: 27.352; 1.6: 262.275; 1.7: 104.91; 1.8: 8.4594; 1.9: 874.25; 2: 27.8424; 2.1: 94.4603; 2.2: 809.137; 2.3: 29.4752; 2.4: -781.785; 2.5: -28.4788
| 2 | 40.4 | 1: 6.4295; 1.1: 27.1872; 1.2: 0.036459; 1.3: 262.6; 1.4: 0.98915; 1.5: 27.1872; 1.6: 262.6; 1.7: 105.04; 1.8: 8.4594; 1.9: 875.3333; 2: 27.8769; 2.1: 94.4626; 2.2: 811.1234; 2.3: 29.511; 2.4: -783.9362; 2.5: -28.5218
| 2 | 40.45 | 1: 6.3826; 1.1: 27.0226; 1.2: 0.036238; 1.3: 262.925; 1.4: 0.98195; 1.5: 27.0226; 1.6: 262.925; 1.7: 105.17; 1.8: 8.4594; 1.9: 876.4167; 2: 27.9114; 2.1: 94.465; 2.2: 813.1123; 2.3: 29.5468; 2.4: -786.0896; 2.5: -28.5648
| 2 | 40.5 | 1: 6.336; 1.1: 26.8583; 1.2: 0.036018; 1.3: 263.25; 1.4: 0.97477; 1.5: 26.8583; 1.6: 263.25; 1.7: 105.3; 1.8: 8.4594; 1.9: 877.5; 2: 27.9459; 2.1: 94.4673; 2.2: 815.1036; 2.3: 29.5826; 2.4: -788.2453; 2.5: -28.6078
| 2 | 40.55 | 1: 6.2895; 1.1: 26.6942; 1.2: 0.035798; 1.3: 263.575; 1.4: 0.96762; 1.5: 26.6942; 1.6: 263.575; 1.7: 105.43; 1.8: 8.4594; 1.9: 878.5833; 2: 27.9804; 2.1: 94.4696; 2.2: 817.0973; 2.3: 29.6184; 2.4: -790.4031; 2.5: -28.6508
| 2 | 40.6 | 1: 6.2432; 1.1: 26.5304; 1.2: 0.035578; 1.3: 263.9; 1.4: 0.9605; 1.5: 26.5304; 1.6: 263.9; 1.7: 105.56; 1.8: 8.4594; 1.9: 879.6667; 2: 28.0149; 2.1: 94.4719; 2.2: 819.0935; 2.3: 29.6542; 2.4: -792.5632; 2.5: -28.6937
| 2 | 40.65 | 1: 6.1971; 1.1: 26.3668; 1.2: 0.035358; 1.3: 264.225; 1.4: 0.9534; 1.5: 26.3668; 1.6: 264.225; 1.7: 105.69; 1.8: 8.4594; 1.9: 880.75; 2: 28.0494; 2.1: 94.4742; 2.2: 821.0922; 2.3: 29.69; 2.4: -794.7254; 2.5: -28.7366
| 2 | 40.7 | 1: 6.1511; 1.1: 26.2034; 1.2: 0.035139; 1.3: 264.55; 1.4: 0.94633; 1.5: 26.2034; 1.6: 264.55; 1.7: 105.82; 1.8: 8.4594; 1.9: 881.8333; 2: 28.0839; 2.1: 94.4765; 2.2: 823.0933; 2.3: 29.7258; 2.4: -796.8899; 2.5: -28.7794
| 2 | 40.75 | 1: 6.1053; 1.1: 26.0403; 1.2: 0.034921; 1.3: 264.875; 1.4: 0.93928; 1.5: 26.0403; 1.6: 264.875; 1.7: 105.95; 1.8: 8.4594; 1.9: 882.9167; 2: 28.1184; 2.1: 94.4788; 2.2: 825.0968; 2.3: 29.7616; 2.4: -799.0565; 2.5: -28.8223
| 2 | 40.8 | 1: 6.0597; 1.1: 25.8775; 1.2: 0.034702; 1.3: 265.2; 1.4: 0.93227; 1.5: 25.8775; 1.6: 265.2; 1.7: 106.08; 1.8: 8.4594; 1.9: 884; 2: 28.1529; 2.1: 94.4811; 2.2: 827.1028; 2.3: 29.7973; 2.4: -801.2253; 2.5: -28.8651
| 2 | 40.85 | 1: 6.0143; 1.1: 25.7149; 1.2: 0.034484; 1.3: 265.525; 1.4: 0.92528; 1.5: 25.7149; 1.6: 265.525; 1.7: 106.21; 1.8: 8.4594; 1.9: 885.0833; 2: 28.1874; 2.1: 94.4834; 2.2: 829.1112; 2.3: 29.8331; 2.4: -803.3963; 2.5: -28.9079
| 2 | 40.9 | 1: 5.969; 1.1: 25.5526; 1.2: 0.034267; 1.3: 265.85; 1.4: 0.91831; 1.5: 25.5526; 1.6: 265.85; 1.7: 106.34; 1.8: 8.4594; 1.9: 886.1667; 2: 28.2219; 2.1: 94.4857; 2.2: 831.1221; 2.3: 29.8689; 2.4: -805.5695; 2.5: -28.9506
| 2 | 40.95 | 1: 5.9239; 1.1: 25.3905; 1.2: 0.034049; 1.3: 266.175; 1.4: 0.91137; 1.5: 25.3905; 1.6: 266.175; 1.7: 106.47; 1.8: 8.4594; 1.9: 887.25; 2: 28.2564; 2.1: 94.488; 2.2: 833.1354; 2.3: 29.9047; 2.4: -807.7448; 2.5: -28.9934
| 2 | 41 | 1: 5.879; 1.1: 25.2287; 1.2: 0.033832; 1.3: 266.5; 1.4: 0.90446; 1.5: 25.2287; 1.6: 266.5; 1.7: 106.6; 1.8: 8.4594; 1.9: 888.3333; 2: 28.2909; 2.1: 94.4902; 2.2: 835.1511; 2.3: 29.9405; 2.4: -809.9224; 2.5: -29.0361
| 2 | 41.05 | 1: 5.8342; 1.1: 25.0672; 1.2: 0.033616; 1.3: 266.825; 1.4: 0.89758; 1.5: 25.0672; 1.6: 266.825; 1.7: 106.73; 1.8: 8.4594; 1.9: 889.4167; 2: 28.3254; 2.1: 94.4925; 2.2: 837.1693; 2.3: 29.9763; 2.4: -812.1021; 2.5: -29.0787
| 2 | 41.1 | 1: 5.7897; 1.1: 24.906; 1.2: 0.033399; 1.3: 267.15; 1.4: 0.89072; 1.5: 24.906; 1.6: 267.15; 1.7: 106.86; 1.8: 8.4594; 1.9: 890.5; 2: 28.3599; 2.1: 94.4947; 2.2: 839.1899; 2.3: 30.0121; 2.4: -814.284; 2.5: -29.1214
| 2 | 41.15 | 1: 5.7453; 1.1: 24.745; 1.2: 0.033184; 1.3: 267.475; 1.4: 0.88389; 1.5: 24.745; 1.6: 267.475; 1.7: 106.99; 1.8: 8.4594; 1.9: 891.5833; 2: 28.3944; 2.1: 94.497; 2.2: 841.213; 2.3: 30.0479; 2.4: -816.468; 2.5: -29.164
| 2 | 41.2 | 1: 5.701; 1.1: 24.5843; 1.2: 0.032968; 1.3: 267.8; 1.4: 0.87708; 1.5: 24.5843; 1.6: 267.8; 1.7: 107.12; 1.8: 8.4594; 1.9: 892.6667; 2: 28.4289; 2.1: 94.4992; 2.2: 843.2385; 2.3: 30.0837; 2.4: -818.6542; 2.5: -29.2066
| 2 | 41.25 | 1: 5.657; 1.1: 24.4239; 1.2: 0.032753; 1.3: 268.125; 1.4: 0.8703; 1.5: 24.4239; 1.6: 268.125; 1.7: 107.25; 1.8: 8.4594; 1.9: 893.75; 2: 28.4634; 2.1: 94.5014; 2.2: 845.2665; 2.3: 30.1195; 2.4: -820.8426; 2.5: -29.2492
| 2 | 41.3 | 1: 5.6131; 1.1: 24.2638; 1.2: 0.032538; 1.3: 268.45; 1.4: 0.86355; 1.5: 24.2638; 1.6: 268.45; 1.7: 107.38; 1.8: 8.4594; 1.9: 894.8333; 2: 28.4979; 2.1: 94.5037; 2.2: 847.2969; 2.3: 30.1553; 2.4: -823.0331; 2.5: -29.2918
| 2 | 41.35 | 1: 5.5693; 1.1: 24.1039; 1.2: 0.032324; 1.3: 268.775; 1.4: 0.85682; 1.5: 24.1039; 1.6: 268.775; 1.7: 107.51; 1.8: 8.4594; 1.9: 895.9167; 2: 28.5324; 2.1: 94.5059; 2.2: 849.3297; 2.3: 30.1911; 2.4: -825.2258; 2.5: -29.3343
| 2 | 41.4 | 1: 5.5258; 1.1: 23.9444; 1.2: 0.03211; 1.3: 269.1; 1.4: 0.85012; 1.5: 23.9444; 1.6: 269.1; 1.7: 107.64; 1.8: 8.4594; 1.9: 897; 2: 28.5669; 2.1: 94.5081; 2.2: 851.365; 2.3: 30.2269; 2.4: -827.4206; 2.5: -29.3768
| 2 | 41.45 | 1: 5.4824; 1.1: 23.7851; 1.2: 0.031896; 1.3: 269.425; 1.4: 0.84345; 1.5: 23.7851; 1.6: 269.425; 1.7: 107.77; 1.8: 8.4594; 1.9: 898.0833; 2: 28.6014; 2.1: 94.5103; 2.2: 853.4027; 2.3: 30.2627; 2.4: -829.6176; 2.5: -29.4193
| 2 | 41.5 | 1: 5.4392; 1.1: 23.6261; 1.2: 0.031683; 1.3: 269.75; 1.4: 0.8368; 1.5: 23.6261; 1.6: 269.75; 1.7: 107.9; 1.8: 8.4594; 1.9: 899.1667; 2: 28.6359; 2.1: 94.5125; 2.2: 855.4429; 2.3: 30.2985; 2.4: -831.8167; 2.5: -29.4617
| 2 | 41.55 | 1: 5.3962; 1.1: 23.4675; 1.2: 0.03147; 1.3: 270.075; 1.4: 0.83018; 1.5: 23.4675; 1.6: 270.075; 1.7: 108.03; 1.8: 8.4594; 1.9: 900.25; 2: 28.6704; 2.1: 94.5147; 2.2: 857.4855; 2.3: 30.3343; 2.4: -834.018; 2.5: -29.5041
| 2 | 41.6 | 1: 5.3533; 1.1: 23.3091; 1.2: 0.031258; 1.3: 270.4; 1.4: 0.82359; 1.5: 23.3091; 1.6: 270.4; 1.7: 108.16; 1.8: 8.4594; 1.9: 901.3333; 2: 28.7049; 2.1: 94.5169; 2.2: 859.5305; 2.3: 30.3701; 2.4: -836.2214; 2.5: -29.5465
| 2 | 41.65 | 1: 5.3106; 1.1: 23.151; 1.2: 0.031046; 1.3: 270.725; 1.4: 0.81702; 1.5: 23.151; 1.6: 270.725; 1.7: 108.29; 1.8: 8.4594; 1.9: 902.4167; 2: 28.7394; 2.1: 94.5191; 2.2: 861.578; 2.3: 30.4059; 2.4: -838.427; 2.5: -29.5889
| 2 | 41.7 | 1: 5.2681; 1.1: 22.9932; 1.2: 0.030834; 1.3: 271.05; 1.4: 0.81048; 1.5: 22.9932; 1.6: 271.05; 1.7: 108.42; 1.8: 8.4594; 1.9: 903.5; 2: 28.7739; 2.1: 94.5213; 2.2: 863.6279; 2.3: 30.4417; 2.4: -840.6347; 2.5: -29.6312
| 2 | 41.75 | 1: 5.2258; 1.1: 22.8358; 1.2: 0.030623; 1.3: 271.375; 1.4: 0.80397; 1.5: 22.8358; 1.6: 271.375; 1.7: 108.55; 1.8: 8.4594; 1.9: 904.5833; 2: 28.8084; 2.1: 94.5235; 2.2: 865.6803; 2.3: 30.4775; 2.4: -842.8445; 2.5: -29.6735
| 2 | 41.8 | 1: 5.1836; 1.1: 22.6786; 1.2: 0.030413; 1.3: 271.7; 1.4: 0.79748; 1.5: 22.6786; 1.6: 271.7; 1.7: 108.68; 1.8: 8.4594; 1.9: 905.6667; 2: 28.8429; 2.1: 94.5256; 2.2: 867.7351; 2.3: 30.5133; 2.4: -845.0565; 2.5: -29.7158
| 2 | 41.85 | 1: 5.1416; 1.1: 22.5218; 1.2: 0.030202; 1.3: 272.025; 1.4: 0.79102; 1.5: 22.5218; 1.6: 272.025; 1.7: 108.81; 1.8: 8.4594; 1.9: 906.75; 2: 28.8774; 2.1: 94.5278; 2.2: 869.7923; 2.3: 30.5491; 2.4: -847.2705; 2.5: -29.7581
| 2 | 41.9 | 1: 5.0998; 1.1: 22.3652; 1.2: 0.029992; 1.3: 272.35; 1.4: 0.78458; 1.5: 22.3652; 1.6: 272.35; 1.7: 108.94; 1.8: 8.4594; 1.9: 907.8333; 2: 28.9119; 2.1: 94.53; 2.2: 871.852; 2.3: 30.5849; 2.4: -849.4867; 2.5: -29.8003
| 2 | 41.95 | 1: 5.0581; 1.1: 22.209; 1.2: 0.029783; 1.3: 272.675; 1.4: 0.77817; 1.5: 22.209; 1.6: 272.675; 1.7: 109.07; 1.8: 8.4594; 1.9: 908.9167; 2: 28.9464; 2.1: 94.5321; 2.2: 873.9141; 2.3: 30.6207; 2.4: -851.7051; 2.5: -29.8425
| 2 | 42 | 1: 5.0166; 1.1: 22.0531; 1.2: 0.029574; 1.3: 273; 1.4: 0.77179; 1.5: 22.0531; 1.6: 273; 1.7: 109.2; 1.8: 8.4594; 1.9: 910; 2: 28.9809; 2.1: 94.5343; 2.2: 875.9787; 2.3: 30.6565; 2.4: -853.9255; 2.5: -29.8847
| 2 | 42.05 | 1: 4.9753; 1.1: 21.8976; 1.2: 0.029365; 1.3: 273.325; 1.4: 0.76543; 1.5: 21.8976; 1.6: 273.325; 1.7: 109.33; 1.8: 8.4594; 1.9: 911.0833; 2: 29.0154; 2.1: 94.5364; 2.2: 878.0456; 2.3: 30.6923; 2.4: -856.1481; 2.5: -29.9269
| 2 | 42.1 | 1: 4.9342; 1.1: 21.7423; 1.2: 0.029157; 1.3: 273.65; 1.4: 0.75911; 1.5: 21.7423; 1.6: 273.65; 1.7: 109.46; 1.8: 8.4594; 1.9: 912.1667; 2: 29.0499; 2.1: 94.5386; 2.2: 880.1151; 2.3: 30.7281; 2.4: -858.3727; 2.5: -29.969
| 2 | 42.15 | 1: 4.8932; 1.1: 21.5874; 1.2: 0.028949; 1.3: 273.975; 1.4: 0.7528; 1.5: 21.5874; 1.6: 273.975; 1.7: 109.59; 1.8: 8.4594; 1.9: 913.25; 2: 29.0844; 2.1: 94.5407; 2.2: 882.1869; 2.3: 30.7639; 2.4: -860.5995; 2.5: -30.0111
| 2 | 42.2 | 1: 4.8524; 1.1: 21.4328; 1.2: 0.028742; 1.3: 274.3; 1.4: 0.74653; 1.5: 21.4328; 1.6: 274.3; 1.7: 109.72; 1.8: 8.4594; 1.9: 914.3333; 2: 29.1189; 2.1: 94.5428; 2.2: 884.2612; 2.3: 30.7997; 2.4: -862.8284; 2.5: -30.0532
| 2 | 42.25 | 1: 4.8118; 1.1: 21.2786; 1.2: 0.028535; 1.3: 274.625; 1.4: 0.74028; 1.5: 21.2786; 1.6: 274.625; 1.7: 109.85; 1.8: 8.4594; 1.9: 915.4167; 2: 29.1534; 2.1: 94.5449; 2.2: 886.338; 2.3: 30.8355; 2.4: -865.0594; 2.5: -30.0952
| 2 | 42.3 | 1: 4.7714; 1.1: 21.1247; 1.2: 0.028329; 1.3: 274.95; 1.4: 0.73405; 1.5: 21.1247; 1.6: 274.95; 1.7: 109.98; 1.8: 8.4594; 1.9: 916.5; 2: 29.1879; 2.1: 94.5471; 2.2: 888.4172; 2.3: 30.8713; 2.4: -867.2925; 2.5: -30.1372
| 2 | 42.35 | 1: 4.7311; 1.1: 20.9711; 1.2: 0.028123; 1.3: 275.275; 1.4: 0.72786; 1.5: 20.9711; 1.6: 275.275; 1.7: 110.11; 1.8: 8.4594; 1.9: 917.5833; 2: 29.2224; 2.1: 94.5492; 2.2: 890.4988; 2.3: 30.9071; 2.4: -869.5277; 2.5: -30.1792
| 2 | 42.4 | 1: 4.691; 1.1: 20.8179; 1.2: 0.027917; 1.3: 275.6; 1.4: 0.72169; 1.5: 20.8179; 1.6: 275.6; 1.7: 110.24; 1.8: 8.4594; 1.9: 918.6667; 2: 29.2569; 2.1: 94.5513; 2.2: 892.5828; 2.3: 30.9429; 2.4: -871.765; 2.5: -30.2212
| 2 | 42.45 | 1: 4.651; 1.1: 20.665; 1.2: 0.027712; 1.3: 275.925; 1.4: 0.71554; 1.5: 20.665; 1.6: 275.925; 1.7: 110.37; 1.8: 8.4594; 1.9: 919.75; 2: 29.2914; 2.1: 94.5534; 2.2: 894.6693; 2.3: 30.9787; 2.4: -874.0043; 2.5: -30.2632
| 2 | 42.5 | 1: 4.6113; 1.1: 20.5125; 1.2: 0.027508; 1.3: 276.25; 1.4: 0.70943; 1.5: 20.5125; 1.6: 276.25; 1.7: 110.5; 1.8: 8.4594; 1.9: 920.8333; 2: 29.3259; 2.1: 94.5555; 2.2: 896.7583; 2.3: 31.0145; 2.4: -876.2458; 2.5: -30.3051
| 2 | 42.55 | 1: 4.5717; 1.1: 20.3603; 1.2: 0.027304; 1.3: 276.575; 1.4: 0.70333; 1.5: 20.3603; 1.6: 276.575; 1.7: 110.63; 1.8: 8.4594; 1.9: 921.9167; 2: 29.3604; 2.1: 94.5576; 2.2: 898.8496; 2.3: 31.0503; 2.4: -878.4894; 2.5: -30.347
| 2 | 42.6 | 1: 4.5323; 1.1: 20.2084; 1.2: 0.0271; 1.3: 276.9; 1.4: 0.69727; 1.5: 20.2084; 1.6: 276.9; 1.7: 110.76; 1.8: 8.4594; 1.9: 923; 2: 29.3949; 2.1: 94.5597; 2.2: 900.9434; 2.3: 31.0861; 2.4: -880.735; 2.5: -30.3888
| 2 | 42.65 | 1: 4.493; 1.1: 20.0569; 1.2: 0.026897; 1.3: 277.225; 1.4: 0.69123; 1.5: 20.0569; 1.6: 277.225; 1.7: 110.89; 1.8: 8.4594; 1.9: 924.0833; 2: 29.4294; 2.1: 94.5617; 2.2: 903.0397; 2.3: 31.1219; 2.4: -882.9827; 2.5: -30.4307
| 2 | 42.7 | 1: 4.4539; 1.1: 19.9058; 1.2: 0.026694; 1.3: 277.55; 1.4: 0.68522; 1.5: 19.9058; 1.6: 277.55; 1.7: 111.02; 1.8: 8.4594; 1.9: 925.1667; 2: 29.4639; 2.1: 94.5638; 2.2: 905.1383; 2.3: 31.1577; 2.4: -885.2325; 2.5: -30.4725
| 2 | 42.75 | 1: 4.415; 1.1: 19.7551; 1.2: 0.026492; 1.3: 277.875; 1.4: 0.67924; 1.5: 19.7551; 1.6: 277.875; 1.7: 111.15; 1.8: 8.4594; 1.9: 926.25; 2: 29.4984; 2.1: 94.5659; 2.2: 907.2394; 2.3: 31.1935; 2.4: -887.4844; 2.5: -30.5143
| 2 | 42.8 | 1: 4.3763; 1.1: 19.6047; 1.2: 0.02629; 1.3: 278.2; 1.4: 0.67328; 1.5: 19.6047; 1.6: 278.2; 1.7: 111.28; 1.8: 8.4594; 1.9: 927.3333; 2: 29.5329; 2.1: 94.568; 2.2: 909.343; 2.3: 31.2293; 2.4: -889.7383; 2.5: -30.556
| 2 | 42.85 | 1: 4.3377; 1.1: 19.4546; 1.2: 0.026089; 1.3: 278.525; 1.4: 0.66734; 1.5: 19.4546; 1.6: 278.525; 1.7: 111.41; 1.8: 8.4594; 1.9: 928.4167; 2: 29.5674; 2.1: 94.57; 2.2: 911.449; 2.3: 31.2651; 2.4: -891.9943; 2.5: -30.5978
| 2 | 42.9 | 1: 4.2994; 1.1: 19.305; 1.2: 0.025888; 1.3: 278.85; 1.4: 0.66144; 1.5: 19.305; 1.6: 278.85; 1.7: 111.54; 1.8: 8.4594; 1.9: 929.5; 2: 29.6019; 2.1: 94.5721; 2.2: 913.5574; 2.3: 31.3009; 2.4: -894.2524; 2.5: -30.6395
| 2 | 42.95 | 1: 4.2611; 1.1: 19.1557; 1.2: 0.025688; 1.3: 279.175; 1.4: 0.65556; 1.5: 19.1557; 1.6: 279.175; 1.7: 111.67; 1.8: 8.4594; 1.9: 930.5833; 2: 29.6364; 2.1: 94.5741; 2.2: 915.6682; 2.3: 31.3367; 2.4: -896.5126; 2.5: -30.6811
| 2 | 43 | 1: 4.2231; 1.1: 19.0067; 1.2: 0.025488; 1.3: 279.5; 1.4: 0.64971; 1.5: 19.0067; 1.6: 279.5; 1.7: 111.8; 1.8: 8.4594; 1.9: 931.6667; 2: 29.6709; 2.1: 94.5762; 2.2: 917.7815; 2.3: 31.3725; 2.4: -898.7748; 2.5: -30.7228
| 2 | 43.05 | 1: 4.1852; 1.1: 18.8582; 1.2: 0.025289; 1.3: 279.825; 1.4: 0.64388; 1.5: 18.8582; 1.6: 279.825; 1.7: 111.93; 1.8: 8.4594; 1.9: 932.75; 2: 29.7054; 2.1: 94.5782; 2.2: 919.8972; 2.3: 31.4083; 2.4: -901.039; 2.5: -30.7644
| 2 | 43.1 | 1: 4.1475; 1.1: 18.71; 1.2: 0.025091; 1.3: 280.15; 1.4: 0.63808; 1.5: 18.71; 1.6: 280.15; 1.7: 112.06; 1.8: 8.4594; 1.9: 933.8333; 2: 29.7399; 2.1: 94.5803; 2.2: 922.0154; 2.3: 31.4441; 2.4: -903.3054; 2.5: -30.806
| 2 | 43.15 | 1: 4.11; 1.1: 18.5623; 1.2: 0.024892; 1.3: 280.475; 1.4: 0.63231; 1.5: 18.5623; 1.6: 280.475; 1.7: 112.19; 1.8: 8.4594; 1.9: 934.9167; 2: 29.7744; 2.1: 94.5823; 2.2: 924.136; 2.3: 31.4799; 2.4: -905.5737; 2.5: -30.8476
| 2 | 43.2 | 1: 4.0726; 1.1: 18.4149; 1.2: 0.024695; 1.3: 280.8; 1.4: 0.62656; 1.5: 18.4149; 1.6: 280.8; 1.7: 112.32; 1.8: 8.4594; 1.9: 936; 2: 29.8089; 2.1: 94.5843; 2.2: 926.259; 2.3: 31.5157; 2.4: -907.8442; 2.5: -30.8891
| 2 | 43.25 | 1: 4.0355; 1.1: 18.2678; 1.2: 0.024498; 1.3: 281.125; 1.4: 0.62084; 1.5: 18.2678; 1.6: 281.125; 1.7: 112.45; 1.8: 8.4594; 1.9: 937.0833; 2: 29.8434; 2.1: 94.5864; 2.2: 928.3845; 2.3: 31.5515; 2.4: -910.1166; 2.5: -30.9307
| 2 | 43.3 | 1: 3.9984; 1.1: 18.1212; 1.2: 0.024301; 1.3: 281.45; 1.4: 0.61515; 1.5: 18.1212; 1.6: 281.45; 1.7: 112.58; 1.8: 8.4594; 1.9: 938.1667; 2: 29.8779; 2.1: 94.5884; 2.2: 930.5124; 2.3: 31.5873; 2.4: -912.3911; 2.5: -30.9722
| 2 | 43.35 | 1: 3.9616; 1.1: 17.975; 1.2: 0.024105; 1.3: 281.775; 1.4: 0.60948; 1.5: 17.975; 1.6: 281.775; 1.7: 112.71; 1.8: 8.4594; 1.9: 939.25; 2: 29.9124; 2.1: 94.5904; 2.2: 932.6427; 2.3: 31.6231; 2.4: -914.6677; 2.5: -31.0136
| 2 | 43.4 | 1: 3.9249; 1.1: 17.8292; 1.2: 0.023909; 1.3: 282.1; 1.4: 0.60384; 1.5: 17.8292; 1.6: 282.1; 1.7: 112.84; 1.8: 8.4594; 1.9: 940.3333; 2: 29.9469; 2.1: 94.5924; 2.2: 934.7755; 2.3: 31.6589; 2.4: -916.9463; 2.5: -31.0551
| 2 | 43.45 | 1: 3.8884; 1.1: 17.6837; 1.2: 0.023714; 1.3: 282.425; 1.4: 0.59822; 1.5: 17.6837; 1.6: 282.425; 1.7: 112.97; 1.8: 8.4594; 1.9: 941.4167; 2: 29.9814; 2.1: 94.5944; 2.2: 936.9107; 2.3: 31.6947; 2.4: -919.2269; 2.5: -31.0965
| 2 | 43.5 | 1: 3.8521; 1.1: 17.5387; 1.2: 0.02352; 1.3: 282.75; 1.4: 0.59263; 1.5: 17.5387; 1.6: 282.75; 1.7: 113.1; 1.8: 8.4594; 1.9: 942.5; 2: 30.0159; 2.1: 94.5964; 2.2: 939.0483; 2.3: 31.7305; 2.4: -921.5096; 2.5: -31.1379
| 2 | 43.55 | 1: 3.816; 1.1: 17.3941; 1.2: 0.023326; 1.3: 283.075; 1.4: 0.58707; 1.5: 17.3941; 1.6: 283.075; 1.7: 113.23; 1.8: 8.4594; 1.9: 943.5833; 2: 30.0504; 2.1: 94.5984; 2.2: 941.1884; 2.3: 31.7663; 2.4: -923.7943; 2.5: -31.1792
| 2 | 43.6 | 1: 3.78; 1.1: 17.2498; 1.2: 0.023132; 1.3: 283.4; 1.4: 0.58154; 1.5: 17.2498; 1.6: 283.4; 1.7: 113.36; 1.8: 8.4594; 1.9: 944.6667; 2: 30.0849; 2.1: 94.6004; 2.2: 943.3309; 2.3: 31.8021; 2.4: -926.081; 2.5: -31.2206
| 2 | 43.65 | 1: 3.7442; 1.1: 17.106; 1.2: 0.02294; 1.3: 283.725; 1.4: 0.57603; 1.5: 17.106; 1.6: 283.725; 1.7: 113.49; 1.8: 8.4594; 1.9: 945.75; 2: 30.1194; 2.1: 94.6024; 2.2: 945.4758; 2.3: 31.8379; 2.4: -928.3698; 2.5: -31.2619
| 2 | 43.7 | 1: 3.7085; 1.1: 16.9626; 1.2: 0.022747; 1.3: 284.05; 1.4: 0.57054; 1.5: 16.9626; 1.6: 284.05; 1.7: 113.62; 1.8: 8.4594; 1.9: 946.8333; 2: 30.1539; 2.1: 94.6044; 2.2: 947.6232; 2.3: 31.8737; 2.4: -930.6605; 2.5: -31.3032
| 2 | 43.75 | 1: 3.6731; 1.1: 16.8196; 1.2: 0.022556; 1.3: 284.375; 1.4: 0.56509; 1.5: 16.8196; 1.6: 284.375; 1.7: 113.75; 1.8: 8.4594; 1.9: 947.9167; 2: 30.1884; 2.1: 94.6064; 2.2: 949.773; 2.3: 31.9095; 2.4: -932.9533; 2.5: -31.3444
| 2 | 43.8 | 1: 3.6378; 1.1: 16.6771; 1.2: 0.022364; 1.3: 284.7; 1.4: 0.55966; 1.5: 16.6771; 1.6: 284.7; 1.7: 113.88; 1.8: 8.4594; 1.9: 949; 2: 30.2229; 2.1: 94.6084; 2.2: 951.9252; 2.3: 31.9453; 2.4: -935.2481; 2.5: -31.3856
| 2 | 43.85 | 1: 3.6027; 1.1: 16.5349; 1.2: 0.022174; 1.3: 285.025; 1.4: 0.55426; 1.5: 16.5349; 1.6: 285.025; 1.7: 114.01; 1.8: 8.4594; 1.9: 950.0833; 2: 30.2574; 2.1: 94.6104; 2.2: 954.0799; 2.3: 31.9811; 2.4: -937.5449; 2.5: -31.4268
| 2 | 43.9 | 1: 3.5677; 1.1: 16.3932; 1.2: 0.021984; 1.3: 285.35; 1.4: 0.54888; 1.5: 16.3932; 1.6: 285.35; 1.7: 114.14; 1.8: 8.4594; 1.9: 951.1667; 2: 30.2919; 2.1: 94.6123; 2.2: 956.2369; 2.3: 32.0169; 2.4: -939.8438; 2.5: -31.468
| 2 | 43.95 | 1: 3.5329; 1.1: 16.2519; 1.2: 0.021794; 1.3: 285.675; 1.4: 0.54353; 1.5: 16.2519; 1.6: 285.675; 1.7: 114.27; 1.8: 8.4594; 1.9: 952.25; 2: 30.3264; 2.1: 94.6143; 2.2: 958.3965; 2.3: 32.0527; 2.4: -942.1446; 2.5: -31.5092
| 2 | 44 | 1: 3.4983; 1.1: 16.111; 1.2: 0.021605; 1.3: 286; 1.4: 0.53821; 1.5: 16.111; 1.6: 286; 1.7: 114.4; 1.8: 8.4594; 1.9: 953.3333; 2: 30.3609; 2.1: 94.6163; 2.2: 960.5584; 2.3: 32.0885; 2.4: -944.4474; 2.5: -31.5503
| 2 | 44.05 | 1: 3.4639; 1.1: 15.9705; 1.2: 0.021417; 1.3: 286.325; 1.4: 0.53291; 1.5: 15.9705; 1.6: 286.325; 1.7: 114.53; 1.8: 8.4594; 1.9: 954.4167; 2: 30.3954; 2.1: 94.6182; 2.2: 962.7228; 2.3: 32.1243; 2.4: -946.7523; 2.5: -31.5914
| 2 | 44.1 | 1: 3.4296; 1.1: 15.8305; 1.2: 0.021229; 1.3: 286.65; 1.4: 0.52764; 1.5: 15.8305; 1.6: 286.65; 1.7: 114.66; 1.8: 8.4594; 1.9: 955.5; 2: 30.4299; 2.1: 94.6202; 2.2: 964.8897; 2.3: 32.1601; 2.4: -949.0591; 2.5: -31.6325
| 2 | 44.15 | 1: 3.3955; 1.1: 15.6909; 1.2: 0.021042; 1.3: 286.975; 1.4: 0.52239; 1.5: 15.6909; 1.6: 286.975; 1.7: 114.79; 1.8: 8.4594; 1.9: 956.5833; 2: 30.4644; 2.1: 94.6221; 2.2: 967.0589; 2.3: 32.1959; 2.4: -951.368; 2.5: -31.6735
| 2 | 44.2 | 1: 3.3616; 1.1: 15.5518; 1.2: 0.020855; 1.3: 287.3; 1.4: 0.51717; 1.5: 15.5518; 1.6: 287.3; 1.7: 114.92; 1.8: 8.4594; 1.9: 957.6667; 2: 30.4989; 2.1: 94.6241; 2.2: 969.2306; 2.3: 32.2317; 2.4: -953.6788; 2.5: -31.7145
| 2 | 44.25 | 1: 3.3279; 1.1: 15.4131; 1.2: 0.020669; 1.3: 287.625; 1.4: 0.51198; 1.5: 15.4131; 1.6: 287.625; 1.7: 115.05; 1.8: 8.4594; 1.9: 958.75; 2: 30.5334; 2.1: 94.626; 2.2: 971.4047; 2.3: 32.2675; 2.4: -955.9916; 2.5: -31.7555
| 2 | 44.3 | 1: 3.2943; 1.1: 15.2748; 1.2: 0.020484; 1.3: 287.95; 1.4: 0.50682; 1.5: 15.2748; 1.6: 287.95; 1.7: 115.18; 1.8: 8.4594; 1.9: 959.8333; 2: 30.5679; 2.1: 94.628; 2.2: 973.5813; 2.3: 32.3033; 2.4: -958.3064; 2.5: -31.7965
| 2 | 44.35 | 1: 3.2609; 1.1: 15.137; 1.2: 0.020299; 1.3: 288.275; 1.4: 0.50168; 1.5: 15.137; 1.6: 288.275; 1.7: 115.31; 1.8: 8.4594; 1.9: 960.9167; 2: 30.6024; 2.1: 94.6299; 2.2: 975.7603; 2.3: 32.3391; 2.4: -960.6232; 2.5: -31.8374
| 2 | 44.4 | 1: 3.2277; 1.1: 14.9997; 1.2: 0.020115; 1.3: 288.6; 1.4: 0.49657; 1.5: 14.9997; 1.6: 288.6; 1.7: 115.44; 1.8: 8.4594; 1.9: 962; 2: 30.6369; 2.1: 94.6318; 2.2: 977.9417; 2.3: 32.3749; 2.4: -962.942; 2.5: -31.8783
| 2 | 44.45 | 1: 3.1946; 1.1: 14.8628; 1.2: 0.019931; 1.3: 288.925; 1.4: 0.49148; 1.5: 14.8628; 1.6: 288.925; 1.7: 115.57; 1.8: 8.4594; 1.9: 963.0833; 2: 30.6714; 2.1: 94.6337; 2.2: 980.1255; 2.3: 32.4107; 2.4: -965.2628; 2.5: -31.9192
| 2 | 44.5 | 1: 3.1617; 1.1: 14.7263; 1.2: 0.019748; 1.3: 289.25; 1.4: 0.48642; 1.5: 14.7263; 1.6: 289.25; 1.7: 115.7; 1.8: 8.4594; 1.9: 964.1667; 2: 30.7059; 2.1: 94.6357; 2.2: 982.3118; 2.3: 32.4465; 2.4: -967.5855; 2.5: -31.9601
| 2 | 44.55 | 1: 3.129; 1.1: 14.5903; 1.2: 0.019566; 1.3: 289.575; 1.4: 0.48139; 1.5: 14.5903; 1.6: 289.575; 1.7: 115.83; 1.8: 8.4594; 1.9: 965.25; 2: 30.7404; 2.1: 94.6376; 2.2: 984.5005; 2.3: 32.4823; 2.4: -969.9102; 2.5: -32.0009
| 2 | 44.6 | 1: 3.0965; 1.1: 14.4548; 1.2: 0.019384; 1.3: 289.9; 1.4: 0.47638; 1.5: 14.4548; 1.6: 289.9; 1.7: 115.96; 1.8: 8.4594; 1.9: 966.3333; 2: 30.7749; 2.1: 94.6395; 2.2: 986.6917; 2.3: 32.5181; 2.4: -972.2369; 2.5: -32.0417
| 2 | 44.65 | 1: 3.0641; 1.1: 14.3197; 1.2: 0.019203; 1.3: 290.225; 1.4: 0.4714; 1.5: 14.3197; 1.6: 290.225; 1.7: 116.09; 1.8: 8.4594; 1.9: 967.4167; 2: 30.8094; 2.1: 94.6414; 2.2: 988.8853; 2.3: 32.5539; 2.4: -974.5656; 2.5: -32.0825
| 2 | 44.7 | 1: 3.0319; 1.1: 14.1851; 1.2: 0.019022; 1.3: 290.55; 1.4: 0.46645; 1.5: 14.1851; 1.6: 290.55; 1.7: 116.22; 1.8: 8.4594; 1.9: 968.5; 2: 30.8439; 2.1: 94.6433; 2.2: 991.0813; 2.3: 32.5897; 2.4: -976.8962; 2.5: -32.1232
| 2 | 44.75 | 1: 2.9999; 1.1: 14.0509; 1.2: 0.018843; 1.3: 290.875; 1.4: 0.46152; 1.5: 14.0509; 1.6: 290.875; 1.7: 116.35; 1.8: 8.4594; 1.9: 969.5833; 2: 30.8785; 2.1: 94.6452; 2.2: 993.2797; 2.3: 32.6255; 2.4: -979.2288; 2.5: -32.1639
| 2 | 44.8 | 1: 2.968; 1.1: 13.9172; 1.2: 0.018663; 1.3: 291.2; 1.4: 0.45662; 1.5: 13.9172; 1.6: 291.2; 1.7: 116.48; 1.8: 8.4594; 1.9: 970.6667; 2: 30.913; 2.1: 94.6471; 2.2: 995.4806; 2.3: 32.6613; 2.4: -981.5633; 2.5: -32.2046
| 2 | 44.85 | 1: 2.9363; 1.1: 13.784; 1.2: 0.018485; 1.3: 291.525; 1.4: 0.45174; 1.5: 13.784; 1.6: 291.525; 1.7: 116.61; 1.8: 8.4594; 1.9: 971.75; 2: 30.9475; 2.1: 94.649; 2.2: 997.6839; 2.3: 32.6971; 2.4: -983.8998; 2.5: -32.2453
| 2 | 44.9 | 1: 2.9048; 1.1: 13.6513; 1.2: 0.018307; 1.3: 291.85; 1.4: 0.4469; 1.5: 13.6513; 1.6: 291.85; 1.7: 116.74; 1.8: 8.4594; 1.9: 972.8333; 2: 30.982; 2.1: 94.6509; 2.2: 999.8896; 2.3: 32.7329; 2.4: -986.2383; 2.5: -32.286
| 2 | 44.95 | 1: 2.8735; 1.1: 13.5191; 1.2: 0.018129; 1.3: 292.175; 1.4: 0.44207; 1.5: 13.5191; 1.6: 292.175; 1.7: 116.87; 1.8: 8.4594; 1.9: 973.9167; 2: 31.0165; 2.1: 94.6528; 2.2: 1002.0977; 2.3: 32.7687; 2.4: -988.5787; 2.5: -32.3266
| 2 | 45 | 1: 2.8423; 1.1: 13.3873; 1.2: 0.017953; 1.3: 292.5; 1.4: 0.43728; 1.5: 13.3873; 1.6: 292.5; 1.7: 117; 1.8: 8.4594; 1.9: 975; 2: 31.051; 2.1: 94.6547; 2.2: 1004.3083; 2.3: 32.8045; 2.4: -990.921; 2.5: -32.3672
| 2 | 45.05 | 1: 2.8113; 1.1: 13.256; 1.2: 0.017777; 1.3: 292.825; 1.4: 0.43251; 1.5: 13.256; 1.6: 292.825; 1.7: 117.13; 1.8: 8.4594; 1.9: 976.0833; 2: 31.0855; 2.1: 94.6566; 2.2: 1006.5214; 2.3: 32.8402; 2.4: -993.2653; 2.5: -32.4077
| 2 | 45.1 | 1: 2.7805; 1.1: 13.1252; 1.2: 0.017601; 1.3: 293.15; 1.4: 0.42777; 1.5: 13.1252; 1.6: 293.15; 1.7: 117.26; 1.8: 8.4594; 1.9: 977.1667; 2: 31.12; 2.1: 94.6585; 2.2: 1008.7368; 2.3: 32.876; 2.4: -995.6116; 2.5: -32.4483
| 2 | 45.15 | 1: 2.7498; 1.1: 12.9949; 1.2: 0.017426; 1.3: 293.475; 1.4: 0.42305; 1.5: 12.9949; 1.6: 293.475; 1.7: 117.39; 1.8: 8.4594; 1.9: 978.25; 2: 31.1545; 2.1: 94.6603; 2.2: 1010.9547; 2.3: 32.9118; 2.4: -997.9598; 2.5: -32.4888
| 2 | 45.2 | 1: 2.7194; 1.1: 12.8651; 1.2: 0.017252; 1.3: 293.8; 1.4: 0.41836; 1.5: 12.8651; 1.6: 293.8; 1.7: 117.52; 1.8: 8.4594; 1.9: 979.3333; 2: 31.189; 2.1: 94.6622; 2.2: 1013.175; 2.3: 32.9476; 2.4: -1000.3099; 2.5: -32.5293
| 2 | 45.25 | 1: 2.689; 1.1: 12.7358; 1.2: 0.017079; 1.3: 294.125; 1.4: 0.4137; 1.5: 12.7358; 1.6: 294.125; 1.7: 117.65; 1.8: 8.4594; 1.9: 980.4167; 2: 31.2235; 2.1: 94.6641; 2.2: 1015.3977; 2.3: 32.9834; 2.4: -1002.662; 2.5: -32.5697
| 2 | 45.3 | 1: 2.6589; 1.1: 12.6069; 1.2: 0.016906; 1.3: 294.45; 1.4: 0.40906; 1.5: 12.6069; 1.6: 294.45; 1.7: 117.78; 1.8: 8.4594; 1.9: 981.5; 2: 31.258; 2.1: 94.6659; 2.2: 1017.6229; 2.3: 33.0192; 2.4: -1005.016; 2.5: -32.6102
| 2 | 45.35 | 1: 2.6289; 1.1: 12.4786; 1.2: 0.016734; 1.3: 294.775; 1.4: 0.40445; 1.5: 12.4786; 1.6: 294.775; 1.7: 117.91; 1.8: 8.4594; 1.9: 982.5833; 2: 31.2925; 2.1: 94.6678; 2.2: 1019.8505; 2.3: 33.055; 2.4: -1007.3719; 2.5: -32.6506
| 2 | 45.4 | 1: 2.5991; 1.1: 12.3508; 1.2: 0.016563; 1.3: 295.1; 1.4: 0.39987; 1.5: 12.3508; 1.6: 295.1; 1.7: 118.04; 1.8: 8.4594; 1.9: 983.6667; 2: 31.327; 2.1: 94.6697; 2.2: 1022.0805; 2.3: 33.0908; 2.4: -1009.7297; 2.5: -32.691
| 2 | 45.45 | 1: 2.5695; 1.1: 12.2235; 1.2: 0.016392; 1.3: 295.425; 1.4: 0.39531; 1.5: 12.2235; 1.6: 295.425; 1.7: 118.17; 1.8: 8.4594; 1.9: 984.75; 2: 31.3615; 2.1: 94.6715; 2.2: 1024.313; 2.3: 33.1266; 2.4: -1012.0895; 2.5: -32.7313
| 2 | 45.5 | 1: 2.5401; 1.1: 12.0967; 1.2: 0.016222; 1.3: 295.75; 1.4: 0.39078; 1.5: 12.0967; 1.6: 295.75; 1.7: 118.3; 1.8: 8.4594; 1.9: 985.8333; 2: 31.396; 2.1: 94.6734; 2.2: 1026.5479; 2.3: 33.1624; 2.4: -1014.4512; 2.5: -32.7716
| 2 | 45.55 | 1: 2.5108; 1.1: 11.9704; 1.2: 0.016053; 1.3: 296.075; 1.4: 0.38628; 1.5: 11.9704; 1.6: 296.075; 1.7: 118.43; 1.8: 8.4594; 1.9: 986.9167; 2: 31.4305; 2.1: 94.6752; 2.2: 1028.7852; 2.3: 33.1982; 2.4: -1016.8148; 2.5: -32.8119
| 2 | 45.6 | 1: 2.4817; 1.1: 11.8446; 1.2: 0.015884; 1.3: 296.4; 1.4: 0.3818; 1.5: 11.8446; 1.6: 296.4; 1.7: 118.56; 1.8: 8.4594; 1.9: 988; 2: 31.465; 2.1: 94.677; 2.2: 1031.025; 2.3: 33.234; 2.4: -1019.1804; 2.5: -32.8522
| 2 | 45.65 | 1: 2.4527; 1.1: 11.7193; 1.2: 0.015716; 1.3: 296.725; 1.4: 0.37735; 1.5: 11.7193; 1.6: 296.725; 1.7: 118.69; 1.8: 8.4594; 1.9: 989.0833; 2: 31.4995; 2.1: 94.6789; 2.2: 1033.2671; 2.3: 33.2698; 2.4: -1021.5478; 2.5: -32.8924
| 2 | 45.7 | 1: 2.424; 1.1: 11.5946; 1.2: 0.015549; 1.3: 297.05; 1.4: 0.37292; 1.5: 11.5946; 1.6: 297.05; 1.7: 118.82; 1.8: 8.4594; 1.9: 990.1667; 2: 31.534; 2.1: 94.6807; 2.2: 1035.5118; 2.3: 33.3056; 2.4: -1023.9172; 2.5: -32.9327
| 2 | 45.75 | 1: 2.3954; 1.1: 11.4703; 1.2: 0.015382; 1.3: 297.375; 1.4: 0.36852; 1.5: 11.4703; 1.6: 297.375; 1.7: 118.95; 1.8: 8.4594; 1.9: 991.25; 2: 31.5685; 2.1: 94.6826; 2.2: 1037.7588; 2.3: 33.3414; 2.4: -1026.2885; 2.5: -32.9729
| 2 | 45.8 | 1: 2.367; 1.1: 11.3466; 1.2: 0.015216; 1.3: 297.7; 1.4: 0.36415; 1.5: 11.3466; 1.6: 297.7; 1.7: 119.08; 1.8: 8.4594; 1.9: 992.3333; 2: 31.603; 2.1: 94.6844; 2.2: 1040.0083; 2.3: 33.3772; 2.4: -1028.6616; 2.5: -33.013
| 2 | 45.85 | 1: 2.3387; 1.1: 11.2234; 1.2: 0.015051; 1.3: 298.025; 1.4: 0.3598; 1.5: 11.2234; 1.6: 298.025; 1.7: 119.21; 1.8: 8.4594; 1.9: 993.4167; 2: 31.6375; 2.1: 94.6862; 2.2: 1042.2602; 2.3: 33.413; 2.4: -1031.0367; 2.5: -33.0532
| 2 | 45.9 | 1: 2.3106; 1.1: 11.1008; 1.2: 0.014886; 1.3: 298.35; 1.4: 0.35548; 1.5: 11.1008; 1.6: 298.35; 1.7: 119.34; 1.8: 8.4594; 1.9: 994.5; 2: 31.672; 2.1: 94.688; 2.2: 1044.5145; 2.3: 33.4488; 2.4: -1033.4137; 2.5: -33.0933
| 2 | 45.95 | 1: 2.2827; 1.1: 10.9787; 1.2: 0.014723; 1.3: 298.675; 1.4: 0.35119; 1.5: 10.9787; 1.6: 298.675; 1.7: 119.47; 1.8: 8.4594; 1.9: 995.5833; 2: 31.7065; 2.1: 94.6899; 2.2: 1046.7713; 2.3: 33.4846; 2.4: -1035.7926; 2.5: -33.1334
| 2 | 46 | 1: 2.255; 1.1: 10.8571; 1.2: 0.01456; 1.3: 299; 1.4: 0.34692; 1.5: 10.8571; 1.6: 299; 1.7: 119.6; 1.8: 8.4594; 1.9: 996.6667; 2: 31.741; 2.1: 94.6917; 2.2: 1049.0304; 2.3: 33.5203; 2.4: -1038.1733; 2.5: -33.1734
| 2 | 46.05 | 1: 2.2274; 1.1: 10.736; 1.2: 0.014397; 1.3: 299.325; 1.4: 0.34268; 1.5: 10.736; 1.6: 299.325; 1.7: 119.73; 1.8: 8.4594; 1.9: 997.75; 2: 31.7755; 2.1: 94.6935; 2.2: 1051.2921; 2.3: 33.5561; 2.4: -1040.556; 2.5: -33.2135
| 2 | 46.1 | 1: 2.2001; 1.1: 10.6155; 1.2: 0.014236; 1.3: 299.65; 1.4: 0.33847; 1.5: 10.6155; 1.6: 299.65; 1.7: 119.86; 1.8: 8.4594; 1.9: 998.8333; 2: 31.81; 2.1: 94.6953; 2.2: 1053.5561; 2.3: 33.5919; 2.4: -1042.9406; 2.5: -33.2535
| 2 | 46.15 | 1: 2.1728; 1.1: 10.4956; 1.2: 0.014075; 1.3: 299.975; 1.4: 0.33428; 1.5: 10.4956; 1.6: 299.975; 1.7: 119.99; 1.8: 8.4594; 1.9: 999.9167; 2: 31.8445; 2.1: 94.6971; 2.2: 1055.8226; 2.3: 33.6277; 2.4: -1045.327; 2.5: -33.2934
| 2 | 46.2 | 1: 2.1458; 1.1: 10.3762; 1.2: 0.013915; 1.3: 300.3; 1.4: 0.33012; 1.5: 10.3762; 1.6: 300.3; 1.7: 120.12; 1.8: 8.4594; 1.9: 1001; 2: 31.879; 2.1: 94.6989; 2.2: 1058.0915; 2.3: 33.6635; 2.4: -1047.7153; 2.5: -33.3334
| 2 | 46.25 | 1: 2.1189; 1.1: 10.2573; 1.2: 0.013755; 1.3: 300.625; 1.4: 0.32599; 1.5: 10.2573; 1.6: 300.625; 1.7: 120.25; 1.8: 8.4594; 1.9: 1002.0833; 2: 31.9135; 2.1: 94.7007; 2.2: 1060.3628; 2.3: 33.6993; 2.4: -1050.1055; 2.5: -33.3733
| 2 | 46.3 | 1: 2.0922; 1.1: 10.139; 1.2: 0.013597; 1.3: 300.95; 1.4: 0.32188; 1.5: 10.139; 1.6: 300.95; 1.7: 120.38; 1.8: 8.4594; 1.9: 1003.1667; 2: 31.948; 2.1: 94.7025; 2.2: 1062.6366; 2.3: 33.7351; 2.4: -1052.4976; 2.5: -33.4132
| 2 | 46.35 | 1: 2.0657; 1.1: 10.0212; 1.2: 0.013439; 1.3: 301.275; 1.4: 0.3178; 1.5: 10.0212; 1.6: 301.275; 1.7: 120.51; 1.8: 8.4594; 1.9: 1004.25; 2: 31.9825; 2.1: 94.7043; 2.2: 1064.9128; 2.3: 33.7709; 2.4: -1054.8916; 2.5: -33.4531
| 2 | 46.4 | 1: 2.0393; 1.1: 9.904; 1.2: 0.013281; 1.3: 301.6; 1.4: 0.31374; 1.5: 9.904; 1.6: 301.6; 1.7: 120.64; 1.8: 8.4594; 1.9: 1005.3333; 2: 32.017; 2.1: 94.7061; 2.2: 1067.1914; 2.3: 33.8067; 2.4: -1057.2874; 2.5: -33.4929
| 2 | 46.45 | 1: 2.0131; 1.1: 9.7873; 1.2: 0.013125; 1.3: 301.925; 1.4: 0.30971; 1.5: 9.7873; 1.6: 301.925; 1.7: 120.77; 1.8: 8.4594; 1.9: 1006.4167; 2: 32.0515; 2.1: 94.7079; 2.2: 1069.4724; 2.3: 33.8425; 2.4: -1059.6851; 2.5: -33.5328
| 2 | 46.5 | 1: 1.9871; 1.1: 9.6712; 1.2: 0.012969; 1.3: 302.25; 1.4: 0.30571; 1.5: 9.6712; 1.6: 302.25; 1.7: 120.9; 1.8: 8.4594; 1.9: 1007.5; 2: 32.086; 2.1: 94.7096; 2.2: 1071.7559; 2.3: 33.8783; 2.4: -1062.0847; 2.5: -33.5726
| 2 | 46.55 | 1: 1.9613; 1.1: 9.5557; 1.2: 0.012814; 1.3: 302.575; 1.4: 0.30173; 1.5: 9.5557; 1.6: 302.575; 1.7: 121.03; 1.8: 8.4594; 1.9: 1008.5833; 2: 32.1205; 2.1: 94.7114; 2.2: 1074.0418; 2.3: 33.9141; 2.4: -1064.4861; 2.5: -33.6123
| 2 | 46.6 | 1: 1.9356; 1.1: 9.4407; 1.2: 0.01266; 1.3: 302.9; 1.4: 0.29778; 1.5: 9.4407; 1.6: 302.9; 1.7: 121.16; 1.8: 8.4594; 1.9: 1009.6667; 2: 32.155; 2.1: 94.7132; 2.2: 1076.3302; 2.3: 33.9498; 2.4: -1066.8894; 2.5: -33.6521
| 2 | 46.65 | 1: 1.9101; 1.1: 9.3264; 1.2: 0.012507; 1.3: 303.225; 1.4: 0.29386; 1.5: 9.3264; 1.6: 303.225; 1.7: 121.29; 1.8: 8.4594; 1.9: 1010.75; 2: 32.1895; 2.1: 94.715; 2.2: 1078.6209; 2.3: 33.9856; 2.4: -1069.2946; 2.5: -33.6918
| 2 | 46.7 | 1: 1.8848; 1.1: 9.2125; 1.2: 0.012354; 1.3: 303.55; 1.4: 0.28996; 1.5: 9.2125; 1.6: 303.55; 1.7: 121.42; 1.8: 8.4594; 1.9: 1011.8333; 2: 32.224; 2.1: 94.7167; 2.2: 1080.9141; 2.3: 34.0214; 2.4: -1071.7016; 2.5: -33.7315
| 2 | 46.75 | 1: 1.8596; 1.1: 9.0993; 1.2: 0.012202; 1.3: 303.875; 1.4: 0.28609; 1.5: 9.0993; 1.6: 303.875; 1.7: 121.55; 1.8: 8.4594; 1.9: 1012.9167; 2: 32.2585; 2.1: 94.7185; 2.2: 1083.2098; 2.3: 34.0572; 2.4: -1074.1105; 2.5: -33.7711
| 2 | 46.8 | 1: 1.8346; 1.1: 8.9866; 1.2: 0.012051; 1.3: 304.2; 1.4: 0.28225; 1.5: 8.9866; 1.6: 304.2; 1.7: 121.68; 1.8: 8.4594; 1.9: 1014; 2: 32.293; 2.1: 94.7203; 2.2: 1085.5078; 2.3: 34.093; 2.4: -1076.5212; 2.5: -33.8108
| 2 | 46.85 | 1: 1.8098; 1.1: 8.8745; 1.2: 0.011901; 1.3: 304.525; 1.4: 0.27843; 1.5: 8.8745; 1.6: 304.525; 1.7: 121.81; 1.8: 8.4594; 1.9: 1015.0833; 2: 32.3275; 2.1: 94.722; 2.2: 1087.8083; 2.3: 34.1288; 2.4: -1078.9338; 2.5: -33.8504
| 2 | 46.9 | 1: 1.7851; 1.1: 8.763; 1.2: 0.011751; 1.3: 304.85; 1.4: 0.27464; 1.5: 8.763; 1.6: 304.85; 1.7: 121.94; 1.8: 8.4594; 1.9: 1016.1667; 2: 32.362; 2.1: 94.7238; 2.2: 1090.1112; 2.3: 34.1646; 2.4: -1081.3482; 2.5: -33.89
| 2 | 46.95 | 1: 1.7607; 1.1: 8.6521; 1.2: 0.011603; 1.3: 305.175; 1.4: 0.27087; 1.5: 8.6521; 1.6: 305.175; 1.7: 122.07; 1.8: 8.4594; 1.9: 1017.25; 2: 32.3965; 2.1: 94.7255; 2.2: 1092.4165; 2.3: 34.2004; 2.4: -1083.7644; 2.5: -33.9295
| 2 | 47 | 1: 1.7364; 1.1: 8.5418; 1.2: 0.011455; 1.3: 305.5; 1.4: 0.26713; 1.5: 8.5418; 1.6: 305.5; 1.7: 122.2; 1.8: 8.4594; 1.9: 1018.3333; 2: 32.431; 2.1: 94.7273; 2.2: 1094.7243; 2.3: 34.2362; 2.4: -1086.1825; 2.5: -33.969
| 2 | 47.05 | 1: 1.7122; 1.1: 8.432; 1.2: 0.011308; 1.3: 305.825; 1.4: 0.26342; 1.5: 8.432; 1.6: 305.825; 1.7: 122.33; 1.8: 8.4594; 1.9: 1019.4167; 2: 32.4655; 2.1: 94.729; 2.2: 1097.0345; 2.3: 34.272; 2.4: -1088.6025; 2.5: -34.0085
| 2 | 47.1 | 1: 1.6883; 1.1: 8.3229; 1.2: 0.011161; 1.3: 306.15; 1.4: 0.25974; 1.5: 8.3229; 1.6: 306.15; 1.7: 122.46; 1.8: 8.4594; 1.9: 1020.5; 2: 32.5; 2.1: 94.7308; 2.2: 1099.3471; 2.3: 34.3077; 2.4: -1091.0243; 2.5: -34.048
| 2 | 47.15 | 1: 1.6645; 1.1: 8.2143; 1.2: 0.011016; 1.3: 306.475; 1.4: 0.25608; 1.5: 8.2143; 1.6: 306.475; 1.7: 122.59; 1.8: 8.4594; 1.9: 1021.5833; 2: 32.5345; 2.1: 94.7325; 2.2: 1101.6622; 2.3: 34.3435; 2.4: -1093.4479; 2.5: -34.0875
| 2 | 47.2 | 1: 1.6409; 1.1: 8.1064; 1.2: 0.010871; 1.3: 306.8; 1.4: 0.25244; 1.5: 8.1064; 1.6: 306.8; 1.7: 122.72; 1.8: 8.4594; 1.9: 1022.6667; 2: 32.569; 2.1: 94.7343; 2.2: 1103.9797; 2.3: 34.3793; 2.4: -1095.8733; 2.5: -34.1269
| 2 | 47.25 | 1: 1.6174; 1.1: 7.999; 1.2: 0.010727; 1.3: 307.125; 1.4: 0.24884; 1.5: 7.999; 1.6: 307.125; 1.7: 122.85; 1.8: 8.4594; 1.9: 1023.75; 2: 32.6035; 2.1: 94.736; 2.2: 1106.2996; 2.3: 34.4151; 2.4: -1098.3006; 2.5: -34.1663
| 2 | 47.3 | 1: 1.5942; 1.1: 7.8923; 1.2: 0.010584; 1.3: 307.45; 1.4: 0.24526; 1.5: 7.8923; 1.6: 307.45; 1.7: 122.98; 1.8: 8.4594; 1.9: 1024.8333; 2: 32.638; 2.1: 94.7377; 2.2: 1108.622; 2.3: 34.4509; 2.4: -1100.7297; 2.5: -34.2056
| 2 | 47.35 | 1: 1.5711; 1.1: 7.7862; 1.2: 0.010441; 1.3: 307.775; 1.4: 0.2417; 1.5: 7.7862; 1.6: 307.775; 1.7: 123.11; 1.8: 8.4594; 1.9: 1025.9167; 2: 32.6725; 2.1: 94.7395; 2.2: 1110.9467; 2.3: 34.4867; 2.4: -1103.1606; 2.5: -34.245
| 2 | 47.4 | 1: 1.5481; 1.1: 7.6806; 1.2: 0.0103; 1.3: 308.1; 1.4: 0.23818; 1.5: 7.6806; 1.6: 308.1; 1.7: 123.24; 1.8: 8.4594; 1.9: 1027; 2: 32.707; 2.1: 94.7412; 2.2: 1113.2739; 2.3: 34.5225; 2.4: -1105.5933; 2.5: -34.2843
| 2 | 47.45 | 1: 1.5254; 1.1: 7.5757; 1.2: 0.010159; 1.3: 308.425; 1.4: 0.23467; 1.5: 7.5757; 1.6: 308.425; 1.7: 123.37; 1.8: 8.4594; 1.9: 1028.0833; 2: 32.7415; 2.1: 94.7429; 2.2: 1115.6036; 2.3: 34.5583; 2.4: -1108.0279; 2.5: -34.3236
| 2 | 47.5 | 1: 1.5028; 1.1: 7.4714; 1.2: 0.010019; 1.3: 308.75; 1.4: 0.2312; 1.5: 7.4714; 1.6: 308.75; 1.7: 123.5; 1.8: 8.4594; 1.9: 1029.1667; 2: 32.776; 2.1: 94.7446; 2.2: 1117.9356; 2.3: 34.5941; 2.4: -1110.4642; 2.5: -34.3629
| 2 | 47.55 | 1: 1.4804; 1.1: 7.3677; 1.2: 0.0098803; 1.3: 309.075; 1.4: 0.22775; 1.5: 7.3677; 1.6: 309.075; 1.7: 123.63; 1.8: 8.4594; 1.9: 1030.25; 2: 32.8105; 2.1: 94.7463; 2.2: 1120.2701; 2.3: 34.6298; 2.4: -1112.9024; 2.5: -34.4021
| 2 | 47.6 | 1: 1.4581; 1.1: 7.2646; 1.2: 0.0097421; 1.3: 309.4; 1.4: 0.22433; 1.5: 7.2646; 1.6: 309.4; 1.7: 123.76; 1.8: 8.4594; 1.9: 1031.3333; 2: 32.845; 2.1: 94.7481; 2.2: 1122.6071; 2.3: 34.6656; 2.4: -1115.3424; 2.5: -34.4413
| 2 | 47.65 | 1: 1.4361; 1.1: 7.1622; 1.2: 0.0096047; 1.3: 309.725; 1.4: 0.22093; 1.5: 7.1622; 1.6: 309.725; 1.7: 123.89; 1.8: 8.4594; 1.9: 1032.4167; 2: 32.8795; 2.1: 94.7498; 2.2: 1124.9464; 2.3: 34.7014; 2.4: -1117.7842; 2.5: -34.4805
| 2 | 47.7 | 1: 1.4142; 1.1: 7.0604; 1.2: 0.0094681; 1.3: 310.05; 1.4: 0.21756; 1.5: 7.0604; 1.6: 310.05; 1.7: 124.02; 1.8: 8.4594; 1.9: 1033.5; 2: 32.914; 2.1: 94.7515; 2.2: 1127.2882; 2.3: 34.7372; 2.4: -1120.2278; 2.5: -34.5196
| 2 | 47.75 | 1: 1.3924; 1.1: 6.9592; 1.2: 0.0093324; 1.3: 310.375; 1.4: 0.21422; 1.5: 6.9592; 1.6: 310.375; 1.7: 124.15; 1.8: 8.4594; 1.9: 1034.5833; 2: 32.9485; 2.1: 94.7532; 2.2: 1129.6324; 2.3: 34.773; 2.4: -1122.6732; 2.5: -34.5588
| 2 | 47.8 | 1: 1.3709; 1.1: 6.8586; 1.2: 0.0091976; 1.3: 310.7; 1.4: 0.21091; 1.5: 6.8586; 1.6: 310.7; 1.7: 124.28; 1.8: 8.4594; 1.9: 1035.6667; 2: 32.983; 2.1: 94.7549; 2.2: 1131.9791; 2.3: 34.8088; 2.4: -1125.1204; 2.5: -34.5979
| 2 | 47.85 | 1: 1.3495; 1.1: 6.7587; 1.2: 0.0090636; 1.3: 311.025; 1.4: 0.20762; 1.5: 6.7587; 1.6: 311.025; 1.7: 124.41; 1.8: 8.4594; 1.9: 1036.75; 2: 33.0175; 2.1: 94.7566; 2.2: 1134.3281; 2.3: 34.8446; 2.4: -1127.5694; 2.5: -34.6369
| 2 | 47.9 | 1: 1.3283; 1.1: 6.6594; 1.2: 0.0089304; 1.3: 311.35; 1.4: 0.20435; 1.5: 6.6594; 1.6: 311.35; 1.7: 124.54; 1.8: 8.4594; 1.9: 1037.8333; 2: 33.052; 2.1: 94.7583; 2.2: 1136.6796; 2.3: 34.8803; 2.4: -1130.0202; 2.5: -34.676
| 2 | 47.95 | 1: 1.3072; 1.1: 6.5608; 1.2: 0.0087982; 1.3: 311.675; 1.4: 0.20112; 1.5: 6.5608; 1.6: 311.675; 1.7: 124.67; 1.8: 8.4594; 1.9: 1038.9167; 2: 33.0865; 2.1: 94.76; 2.2: 1139.0336; 2.3: 34.9161; 2.4: -1132.4728; 2.5: -34.715
| 2 | 48 | 1: 1.2864; 1.1: 6.4628; 1.2: 0.0086667; 1.3: 312; 1.4: 0.1979; 1.5: 6.4628; 1.6: 312; 1.7: 124.8; 1.8: 8.4594; 1.9: 1040; 2: 33.121; 2.1: 94.7617; 2.2: 1141.3899; 2.3: 34.9519; 2.4: -1134.9272; 2.5: -34.754
| 2 | 48.05 | 1: 1.2657; 1.1: 6.3654; 1.2: 0.0085362; 1.3: 312.325; 1.4: 0.19472; 1.5: 6.3654; 1.6: 312.325; 1.7: 124.93; 1.8: 8.4594; 1.9: 1041.0833; 2: 33.1555; 2.1: 94.7633; 2.2: 1143.7487; 2.3: 34.9877; 2.4: -1137.3833; 2.5: -34.793
| 2 | 48.1 | 1: 1.2452; 1.1: 6.2687; 1.2: 0.0084065; 1.3: 312.65; 1.4: 0.19156; 1.5: 6.2687; 1.6: 312.65; 1.7: 125.06; 1.8: 8.4594; 1.9: 1042.1667; 2: 33.19; 2.1: 94.765; 2.2: 1146.1099; 2.3: 35.0235; 2.4: -1139.8412; 2.5: -34.8319
| 2 | 48.15 | 1: 1.2248; 1.1: 6.1726; 1.2: 0.0082776; 1.3: 312.975; 1.4: 0.18843; 1.5: 6.1726; 1.6: 312.975; 1.7: 125.19; 1.8: 8.4594; 1.9: 1043.25; 2: 33.2245; 2.1: 94.7667; 2.2: 1148.4736; 2.3: 35.0593; 2.4: -1142.301; 2.5: -34.8708
| 2 | 48.2 | 1: 1.2046; 1.1: 6.0772; 1.2: 0.0081497; 1.3: 313.3; 1.4: 0.18533; 1.5: 6.0772; 1.6: 313.3; 1.7: 125.32; 1.8: 8.4594; 1.9: 1044.3333; 2: 33.259; 2.1: 94.7684; 2.2: 1150.8397; 2.3: 35.0951; 2.4: -1144.7625; 2.5: -34.9097
| 2 | 48.25 | 1: 1.1846; 1.1: 5.9825; 1.2: 0.0080226; 1.3: 313.625; 1.4: 0.18225; 1.5: 5.9825; 1.6: 313.625; 1.7: 125.45; 1.8: 8.4594; 1.9: 1045.4167; 2: 33.2935; 2.1: 94.7701; 2.2: 1153.2082; 2.3: 35.1308; 2.4: -1147.2257; 2.5: -34.9486
| 2 | 48.3 | 1: 1.1648; 1.1: 5.8883; 1.2: 0.0078964; 1.3: 313.95; 1.4: 0.17919; 1.5: 5.8883; 1.6: 313.95; 1.7: 125.58; 1.8: 8.4594; 1.9: 1046.5; 2: 33.328; 2.1: 94.7717; 2.2: 1155.5791; 2.3: 35.1666; 2.4: -1149.6908; 2.5: -34.9874
| 2 | 48.35 | 1: 1.1451; 1.1: 5.7949; 1.2: 0.0077711; 1.3: 314.275; 1.4: 0.17617; 1.5: 5.7949; 1.6: 314.275; 1.7: 125.71; 1.8: 8.4594; 1.9: 1047.5833; 2: 33.3625; 2.1: 94.7734; 2.2: 1157.9525; 2.3: 35.2024; 2.4: -1152.1576; 2.5: -35.0263
| 2 | 48.4 | 1: 1.1256; 1.1: 5.7021; 1.2: 0.0076467; 1.3: 314.6; 1.4: 0.17317; 1.5: 5.7021; 1.6: 314.6; 1.7: 125.84; 1.8: 8.4594; 1.9: 1048.6667; 2: 33.397; 2.1: 94.7751; 2.2: 1160.3283; 2.3: 35.2382; 2.4: -1154.6262; 2.5: -35.065
| 2 | 48.45 | 1: 1.1063; 1.1: 5.61; 1.2: 0.0075232; 1.3: 314.925; 1.4: 0.1702; 1.5: 5.61; 1.6: 314.925; 1.7: 125.97; 1.8: 8.4594; 1.9: 1049.75; 2: 33.4315; 2.1: 94.7767; 2.2: 1162.7065; 2.3: 35.274; 2.4: -1157.0965; 2.5: -35.1038
| 2 | 48.5 | 1: 1.0871; 1.1: 5.5186; 1.2: 0.0074005; 1.3: 315.25; 1.4: 0.16725; 1.5: 5.5186; 1.6: 315.25; 1.7: 126.1; 1.8: 8.4594; 1.9: 1050.8333; 2: 33.466; 2.1: 94.7784; 2.2: 1165.0872; 2.3: 35.3098; 2.4: -1159.5686; 2.5: -35.1425
| 2 | 48.55 | 1: 1.0681; 1.1: 5.4278; 1.2: 0.0072788; 1.3: 315.575; 1.4: 0.16433; 1.5: 5.4278; 1.6: 315.575; 1.7: 126.23; 1.8: 8.4594; 1.9: 1051.9167; 2: 33.5005; 2.1: 94.78; 2.2: 1167.4703; 2.3: 35.3456; 2.4: -1162.0425; 2.5: -35.1812
| 2 | 48.6 | 1: 1.0493; 1.1: 5.3377; 1.2: 0.007158; 1.3: 315.9; 1.4: 0.16143; 1.5: 5.3377; 1.6: 315.9; 1.7: 126.36; 1.8: 8.4594; 1.9: 1053; 2: 33.535; 2.1: 94.7817; 2.2: 1169.8558; 2.3: 35.3813; 2.4: -1164.5181; 2.5: -35.2199
| 2 | 48.65 | 1: 1.0307; 1.1: 5.2483; 1.2: 0.007038; 1.3: 316.225; 1.4: 0.15857; 1.5: 5.2483; 1.6: 316.225; 1.7: 126.49; 1.8: 8.4594; 1.9: 1054.0833; 2: 33.5695; 2.1: 94.7833; 2.2: 1172.2438; 2.3: 35.4171; 2.4: -1166.9955; 2.5: -35.2586
| 2 | 48.7 | 1: 1.0122; 1.1: 5.1595; 1.2: 0.006919; 1.3: 316.55; 1.4: 0.15573; 1.5: 5.1595; 1.6: 316.55; 1.7: 126.62; 1.8: 8.4594; 1.9: 1055.1667; 2: 33.604; 2.1: 94.785; 2.2: 1174.6342; 2.3: 35.4529; 2.4: -1169.4747; 2.5: -35.2972
| 2 | 48.75 | 1: 0.99392; 1.1: 5.0715; 1.2: 0.0068009; 1.3: 316.875; 1.4: 0.15291; 1.5: 5.0715; 1.6: 316.875; 1.7: 126.75; 1.8: 8.4594; 1.9: 1056.25; 2: 33.6385; 2.1: 94.7866; 2.2: 1177.027; 2.3: 35.4887; 2.4: -1171.9556; 2.5: -35.3358
| 2 | 48.8 | 1: 0.97579; 1.1: 4.9841; 1.2: 0.0066838; 1.3: 317.2; 1.4: 0.15012; 1.5: 4.9841; 1.6: 317.2; 1.7: 126.88; 1.8: 8.4594; 1.9: 1057.3333; 2: 33.673; 2.1: 94.7883; 2.2: 1179.4223; 2.3: 35.5245; 2.4: -1174.4382; 2.5: -35.3744
| 2 | 48.85 | 1: 0.95784; 1.1: 4.8974; 1.2: 0.0065675; 1.3: 317.525; 1.4: 0.14736; 1.5: 4.8974; 1.6: 317.525; 1.7: 127.01; 1.8: 8.4594; 1.9: 1058.4167; 2: 33.7075; 2.1: 94.7899; 2.2: 1181.82; 2.3: 35.5603; 2.4: -1176.9226; 2.5: -35.4129
| 2 | 48.9 | 1: 0.94006; 1.1: 4.8114; 1.2: 0.0064522; 1.3: 317.85; 1.4: 0.14462; 1.5: 4.8114; 1.6: 317.85; 1.7: 127.14; 1.8: 8.4594; 1.9: 1059.5; 2: 33.742; 2.1: 94.7915; 2.2: 1184.2201; 2.3: 35.5961; 2.4: -1179.4087; 2.5: -35.4514
| 2 | 48.95 | 1: 0.92244; 1.1: 4.7261; 1.2: 0.0063378; 1.3: 318.175; 1.4: 0.14191; 1.5: 4.7261; 1.6: 318.175; 1.7: 127.27; 1.8: 8.4594; 1.9: 1060.5833; 2: 33.7765; 2.1: 94.7932; 2.2: 1186.6226; 2.3: 35.6318; 2.4: -1181.8965; 2.5: -35.4899
| 2 | 49 | 1: 0.90501; 1.1: 4.6415; 1.2: 0.0062243; 1.3: 318.5; 1.4: 0.13923; 1.5: 4.6415; 1.6: 318.5; 1.7: 127.4; 1.8: 8.4594; 1.9: 1061.6667; 2: 33.811; 2.1: 94.7948; 2.2: 1189.0276; 2.3: 35.6676; 2.4: -1184.3861; 2.5: -35.5284
| 2 | 49.05 | 1: 0.88774; 1.1: 4.5576; 1.2: 0.0061118; 1.3: 318.825; 1.4: 0.13657; 1.5: 4.5576; 1.6: 318.825; 1.7: 127.53; 1.8: 8.4594; 1.9: 1062.75; 2: 33.8455; 2.1: 94.7964; 2.2: 1191.435; 2.3: 35.7034; 2.4: -1186.8775; 2.5: -35.5668
| 2 | 49.1 | 1: 0.87064; 1.1: 4.4743; 1.2: 0.0060002; 1.3: 319.15; 1.4: 0.13394; 1.5: 4.4743; 1.6: 319.15; 1.7: 127.66; 1.8: 8.4594; 1.9: 1063.8333; 2: 33.88; 2.1: 94.798; 2.2: 1193.8449; 2.3: 35.7392; 2.4: -1189.3705; 2.5: -35.6052
| 2 | 49.15 | 1: 0.85372; 1.1: 4.3918; 1.2: 0.0058895; 1.3: 319.475; 1.4: 0.13134; 1.5: 4.3918; 1.6: 319.475; 1.7: 127.79; 1.8: 8.4594; 1.9: 1064.9167; 2: 33.9145; 2.1: 94.7996; 2.2: 1196.2571; 2.3: 35.775; 2.4: -1191.8653; 2.5: -35.6436
| 2 | 49.2 | 1: 0.83696; 1.1: 4.31; 1.2: 0.0057798; 1.3: 319.8; 1.4: 0.12876; 1.5: 4.31; 1.6: 319.8; 1.7: 127.92; 1.8: 8.4594; 1.9: 1066; 2: 33.949; 2.1: 94.8013; 2.2: 1198.6719; 2.3: 35.8108; 2.4: -1194.3618; 2.5: -35.682
| 2 | 49.25 | 1: 0.82038; 1.1: 4.2289; 1.2: 0.0056711; 1.3: 320.125; 1.4: 0.12621; 1.5: 4.2289; 1.6: 320.125; 1.7: 128.05; 1.8: 8.4594; 1.9: 1067.0833; 2: 33.9835; 2.1: 94.8029; 2.2: 1201.089; 2.3: 35.8465; 2.4: -1196.8601; 2.5: -35.7203
| 2 | 49.3 | 1: 0.80397; 1.1: 4.1485; 1.2: 0.0055633; 1.3: 320.45; 1.4: 0.12369; 1.5: 4.1485; 1.6: 320.45; 1.7: 128.18; 1.8: 8.4594; 1.9: 1068.1667; 2: 34.018; 2.1: 94.8045; 2.2: 1203.5086; 2.3: 35.8823; 2.4: -1199.36; 2.5: -35.7586
| 2 | 49.35 | 1: 0.78773; 1.1: 4.0689; 1.2: 0.0054564; 1.3: 320.775; 1.4: 0.12119; 1.5: 4.0689; 1.6: 320.775; 1.7: 128.31; 1.8: 8.4594; 1.9: 1069.25; 2: 34.0525; 2.1: 94.8061; 2.2: 1205.9306; 2.3: 35.9181; 2.4: -1201.8617; 2.5: -35.7969
| 2 | 49.4 | 1: 0.77166; 1.1: 3.9899; 1.2: 0.0053506; 1.3: 321.1; 1.4: 0.11872; 1.5: 3.9899; 1.6: 321.1; 1.7: 128.44; 1.8: 8.4594; 1.9: 1070.3333; 2: 34.087; 2.1: 94.8077; 2.2: 1208.355; 2.3: 35.9539; 2.4: -1204.3651; 2.5: -35.8352
| 2 | 49.45 | 1: 0.75577; 1.1: 3.9117; 1.2: 0.0052456; 1.3: 321.425; 1.4: 0.11627; 1.5: 3.9117; 1.6: 321.425; 1.7: 128.57; 1.8: 8.4594; 1.9: 1071.4167; 2: 34.1215; 2.1: 94.8093; 2.2: 1210.7819; 2.3: 35.9897; 2.4: -1206.8702; 2.5: -35.8734
| 2 | 49.5 | 1: 0.74004; 1.1: 3.8342; 1.2: 0.0051417; 1.3: 321.75; 1.4: 0.11385; 1.5: 3.8342; 1.6: 321.75; 1.7: 128.7; 1.8: 8.4594; 1.9: 1072.5; 2: 34.1561; 2.1: 94.8109; 2.2: 1213.2112; 2.3: 36.0255; 2.4: -1209.3771; 2.5: -35.9116
| 2 | 49.55 | 1: 0.72449; 1.1: 3.7574; 1.2: 0.0050387; 1.3: 322.075; 1.4: 0.11146; 1.5: 3.7574; 1.6: 322.075; 1.7: 128.83; 1.8: 8.4594; 1.9: 1073.5833; 2: 34.1906; 2.1: 94.8125; 2.2: 1215.6429; 2.3: 36.0612; 2.4: -1211.8856; 2.5: -35.9498
| 2 | 49.6 | 1: 0.70911; 1.1: 3.6813; 1.2: 0.0049367; 1.3: 322.4; 1.4: 0.10909; 1.5: 3.6813; 1.6: 322.4; 1.7: 128.96; 1.8: 8.4594; 1.9: 1074.6667; 2: 34.2251; 2.1: 94.8141; 2.2: 1218.0771; 2.3: 36.097; 2.4: -1214.3958; 2.5: -35.9879
| 2 | 49.65 | 1: 0.69389; 1.1: 3.606; 1.2: 0.0048357; 1.3: 322.725; 1.4: 0.10675; 1.5: 3.606; 1.6: 322.725; 1.7: 129.09; 1.8: 8.4594; 1.9: 1075.75; 2: 34.2596; 2.1: 94.8157; 2.2: 1220.5137; 2.3: 36.1328; 2.4: -1216.9078; 2.5: -36.0261
| 2 | 49.7 | 1: 0.67886; 1.1: 3.5314; 1.2: 0.0047356; 1.3: 323.05; 1.4: 0.10444; 1.5: 3.5314; 1.6: 323.05; 1.7: 129.22; 1.8: 8.4594; 1.9: 1076.8333; 2: 34.2941; 2.1: 94.8172; 2.2: 1222.9528; 2.3: 36.1686; 2.4: -1219.4214; 2.5: -36.0641
| 2 | 49.75 | 1: 0.66399; 1.1: 3.4575; 1.2: 0.0046366; 1.3: 323.375; 1.4: 0.10215; 1.5: 3.4575; 1.6: 323.375; 1.7: 129.35; 1.8: 8.4594; 1.9: 1077.9167; 2: 34.3286; 2.1: 94.8188; 2.2: 1225.3943; 2.3: 36.2044; 2.4: -1221.9368; 2.5: -36.1022
| 2 | 49.8 | 1: 0.64929; 1.1: 3.3844; 1.2: 0.0045385; 1.3: 323.7; 1.4: 0.099891; 1.5: 3.3844; 1.6: 323.7; 1.7: 129.48; 1.8: 8.4594; 1.9: 1079; 2: 34.3631; 2.1: 94.8204; 2.2: 1227.8382; 2.3: 36.2402; 2.4: -1224.4538; 2.5: -36.1403
| 2 | 49.85 | 1: 0.63477; 1.1: 3.312; 1.2: 0.0044414; 1.3: 324.025; 1.4: 0.097656; 1.5: 3.312; 1.6: 324.025; 1.7: 129.61; 1.8: 8.4594; 1.9: 1080.0833; 2: 34.3976; 2.1: 94.822; 2.2: 1230.2845; 2.3: 36.2759; 2.4: -1226.9725; 2.5: -36.1783
| 2 | 49.9 | 1: 0.62041; 1.1: 3.2403; 1.2: 0.0043454; 1.3: 324.35; 1.4: 0.095448; 1.5: 3.2403; 1.6: 324.35; 1.7: 129.74; 1.8: 8.4594; 1.9: 1081.1667; 2: 34.4321; 2.1: 94.8235; 2.2: 1232.7333; 2.3: 36.3117; 2.4: -1229.493; 2.5: -36.2163
| 2 | 49.95 | 1: 0.60623; 1.1: 3.1694; 1.2: 0.0042503; 1.3: 324.675; 1.4: 0.093266; 1.5: 3.1694; 1.6: 324.675; 1.7: 129.87; 1.8: 8.4594; 1.9: 1082.25; 2: 34.4666; 2.1: 94.8251; 2.2: 1235.1845; 2.3: 36.3475; 2.4: -1232.0151; 2.5: -36.2542
| 2 | 50 | 1: 0.59222; 1.1: 3.0993; 1.2: 0.0041562; 1.3: 325; 1.4: 0.091111; 1.5: 3.0993; 1.6: 325; 1.7: 130; 1.8: 8.4594; 1.9: 1083.3333; 2: 34.5011; 2.1: 94.8267; 2.2: 1237.6382; 2.3: 36.3833; 2.4: -1234.5389; 2.5: -36.2922
| 2 | 50.05 | 1: 0.57838; 1.1: 3.0299; 1.2: 0.0040631; 1.3: 325.325; 1.4: 0.088982; 1.5: 3.0299; 1.6: 325.325; 1.7: 130.13; 1.8: 8.4594; 1.9: 1084.4167; 2: 34.5356; 2.1: 94.8282; 2.2: 1240.0942; 2.3: 36.4191; 2.4: -1237.0643; 2.5: -36.3301
| 2 | 50.1 | 1: 0.56471; 1.1: 2.9612; 1.2: 0.0039711; 1.3: 325.65; 1.4: 0.086879; 1.5: 2.9612; 1.6: 325.65; 1.7: 130.26; 1.8: 8.4594; 1.9: 1085.5; 2: 34.5701; 2.1: 94.8298; 2.2: 1242.5528; 2.3: 36.4549; 2.4: -1239.5915; 2.5: -36.368
| 2 | 50.15 | 1: 0.55122; 1.1: 2.8934; 1.2: 0.0038801; 1.3: 325.975; 1.4: 0.084803; 1.5: 2.8934; 1.6: 325.975; 1.7: 130.39; 1.8: 8.4594; 1.9: 1086.5833; 2: 34.6046; 2.1: 94.8314; 2.2: 1245.0137; 2.3: 36.4906; 2.4: -1242.1204; 2.5: -36.4058
| 2 | 50.2 | 1: 0.53789; 1.1: 2.8262; 1.2: 0.00379; 1.3: 326.3; 1.4: 0.082753; 1.5: 2.8262; 1.6: 326.3; 1.7: 130.52; 1.8: 8.4594; 1.9: 1087.6667; 2: 34.6391; 2.1: 94.8329; 2.2: 1247.4771; 2.3: 36.5264; 2.4: -1244.6509; 2.5: -36.4437
| 2 | 50.25 | 1: 0.52474; 1.1: 2.7599; 1.2: 0.003701; 1.3: 326.625; 1.4: 0.080729; 1.5: 2.7599; 1.6: 326.625; 1.7: 130.65; 1.8: 8.4594; 1.9: 1088.75; 2: 34.6736; 2.1: 94.8345; 2.2: 1249.9429; 2.3: 36.5622; 2.4: -1247.1831; 2.5: -36.4815
| 2 | 50.3 | 1: 0.51176; 1.1: 2.6943; 1.2: 0.0036131; 1.3: 326.95; 1.4: 0.078732; 1.5: 2.6943; 1.6: 326.95; 1.7: 130.78; 1.8: 8.4594; 1.9: 1089.8333; 2: 34.7081; 2.1: 94.836; 2.2: 1252.4112; 2.3: 36.598; 2.4: -1249.7169; 2.5: -36.5193
| 2 | 50.35 | 1: 0.49895; 1.1: 2.6294; 1.2: 0.0035261; 1.3: 327.275; 1.4: 0.076761; 1.5: 2.6294; 1.6: 327.275; 1.7: 130.91; 1.8: 8.4594; 1.9: 1090.9167; 2: 34.7426; 2.1: 94.8375; 2.2: 1254.8819; 2.3: 36.6338; 2.4: -1252.2525; 2.5: -36.557
| 2 | 50.4 | 1: 0.48631; 1.1: 2.5654; 1.2: 0.0034402; 1.3: 327.6; 1.4: 0.074816; 1.5: 2.5654; 1.6: 327.6; 1.7: 131.04; 1.8: 8.4594; 1.9: 1092; 2: 34.7771; 2.1: 94.8391; 2.2: 1257.355; 2.3: 36.6696; 2.4: -1254.7897; 2.5: -36.5947
| 2 | 50.45 | 1: 0.47384; 1.1: 2.5021; 1.2: 0.0033553; 1.3: 327.925; 1.4: 0.072898; 1.5: 2.5021; 1.6: 327.925; 1.7: 131.17; 1.8: 8.4594; 1.9: 1093.0833; 2: 34.8116; 2.1: 94.8406; 2.2: 1259.8306; 2.3: 36.7053; 2.4: -1257.3285; 2.5: -36.6324
| 2 | 50.5 | 1: 0.46154; 1.1: 2.4396; 1.2: 0.0032715; 1.3: 328.25; 1.4: 0.071006; 1.5: 2.4396; 1.6: 328.25; 1.7: 131.3; 1.8: 8.4594; 1.9: 1094.1667; 2: 34.8461; 2.1: 94.8422; 2.2: 1262.3086; 2.3: 36.7411; 2.4: -1259.8691; 2.5: -36.6701
| 2 | 50.55 | 1: 0.44942; 1.1: 2.3778; 1.2: 0.0031887; 1.3: 328.575; 1.4: 0.069141; 1.5: 2.3778; 1.6: 328.575; 1.7: 131.43; 1.8: 8.4594; 1.9: 1095.25; 2: 34.8806; 2.1: 94.8437; 2.2: 1264.7891; 2.3: 36.7769; 2.4: -1262.4112; 2.5: -36.7078
| 2 | 50.6 | 1: 0.43746; 1.1: 2.3169; 1.2: 0.003107; 1.3: 328.9; 1.4: 0.067302; 1.5: 2.3169; 1.6: 328.9; 1.7: 131.56; 1.8: 8.4594; 1.9: 1096.3333; 2: 34.9151; 2.1: 94.8452; 2.2: 1267.2719; 2.3: 36.8127; 2.4: -1264.9551; 2.5: -36.7454
| 2 | 50.65 | 1: 0.42568; 1.1: 2.2567; 1.2: 0.0030263; 1.3: 329.225; 1.4: 0.065489; 1.5: 2.2567; 1.6: 329.225; 1.7: 131.69; 1.8: 8.4594; 1.9: 1097.4167; 2: 34.9496; 2.1: 94.8467; 2.2: 1269.7573; 2.3: 36.8485; 2.4: -1267.5006; 2.5: -36.783
| 2 | 50.7 | 1: 0.41407; 1.1: 2.1973; 1.2: 0.0029466; 1.3: 329.55; 1.4: 0.063703; 1.5: 2.1973; 1.6: 329.55; 1.7: 131.82; 1.8: 8.4594; 1.9: 1098.5; 2: 34.9841; 2.1: 94.8483; 2.2: 1272.245; 2.3: 36.8843; 2.4: -1270.0477; 2.5: -36.8206
| 2 | 50.75 | 1: 0.40263; 1.1: 2.1387; 1.2: 0.002868; 1.3: 329.875; 1.4: 0.061943; 1.5: 2.1387; 1.6: 329.875; 1.7: 131.95; 1.8: 8.4594; 1.9: 1099.5833; 2: 35.0186; 2.1: 94.8498; 2.2: 1274.7352; 2.3: 36.92; 2.4: -1272.5965; 2.5: -36.8581
| 2 | 50.8 | 1: 0.39136; 1.1: 2.0809; 1.2: 0.0027905; 1.3: 330.2; 1.4: 0.060209; 1.5: 2.0809; 1.6: 330.2; 1.7: 132.08; 1.8: 8.4594; 1.9: 1100.6667; 2: 35.0531; 2.1: 94.8513; 2.2: 1277.2278; 2.3: 36.9558; 2.4: -1275.147; 2.5: -36.8956
| 2 | 50.85 | 1: 0.38026; 1.1: 2.0239; 1.2: 0.0027141; 1.3: 330.525; 1.4: 0.058502; 1.5: 2.0239; 1.6: 330.525; 1.7: 132.21; 1.8: 8.4594; 1.9: 1101.75; 2: 35.0876; 2.1: 94.8528; 2.2: 1279.7229; 2.3: 36.9916; 2.4: -1277.699; 2.5: -36.9331
| 2 | 50.9 | 1: 0.36934; 1.1: 1.9677; 1.2: 0.0026387; 1.3: 330.85; 1.4: 0.056821; 1.5: 1.9677; 1.6: 330.85; 1.7: 132.34; 1.8: 8.4594; 1.9: 1102.8333; 2: 35.1221; 2.1: 94.8543; 2.2: 1282.2204; 2.3: 37.0274; 2.4: -1280.2528; 2.5: -36.9706
| 2 | 50.95 | 1: 0.35858; 1.1: 1.9122; 1.2: 0.0025644; 1.3: 331.175; 1.4: 0.055167; 1.5: 1.9122; 1.6: 331.175; 1.7: 132.47; 1.8: 8.4594; 1.9: 1103.9167; 2: 35.1566; 2.1: 94.8558; 2.2: 1284.7204; 2.3: 37.0632; 2.4: -1282.8081; 2.5: -37.008
| 2 | 51 | 1: 0.348; 1.1: 1.8576; 1.2: 0.0024911; 1.3: 331.5; 1.4: 0.053538; 1.5: 1.8576; 1.6: 331.5; 1.7: 132.6; 1.8: 8.4594; 1.9: 1105; 2: 35.1911; 2.1: 94.8573; 2.2: 1287.2228; 2.3: 37.099; 2.4: -1285.3651; 2.5: -37.0454
| 2 | 51.05 | 1: 0.33759; 1.1: 1.8038; 1.2: 0.002419; 1.3: 331.825; 1.4: 0.051937; 1.5: 1.8038; 1.6: 331.825; 1.7: 132.73; 1.8: 8.4594; 1.9: 1106.0833; 2: 35.2256; 2.1: 94.8588; 2.2: 1289.7276; 2.3: 37.1347; 2.4: -1287.9238; 2.5: -37.0828
| 2 | 51.1 | 1: 0.32735; 1.1: 1.7508; 1.2: 0.0023479; 1.3: 332.15; 1.4: 0.050361; 1.5: 1.7508; 1.6: 332.15; 1.7: 132.86; 1.8: 8.4594; 1.9: 1107.1667; 2: 35.2601; 2.1: 94.8603; 2.2: 1292.2349; 2.3: 37.1705; 2.4: -1290.484; 2.5: -37.1202
| 2 | 51.15 | 1: 0.31728; 1.1: 1.6986; 1.2: 0.0022779; 1.3: 332.475; 1.4: 0.048812; 1.5: 1.6986; 1.6: 332.475; 1.7: 132.99; 1.8: 8.4594; 1.9: 1108.25; 2: 35.2946; 2.1: 94.8618; 2.2: 1294.7446; 2.3: 37.2063; 2.4: -1293.0459; 2.5: -37.1575
| 2 | 51.2 | 1: 0.30738; 1.1: 1.6472; 1.2: 0.002209; 1.3: 332.8; 1.4: 0.04729; 1.5: 1.6472; 1.6: 332.8; 1.7: 133.12; 1.8: 8.4594; 1.9: 1109.3333; 2: 35.3291; 2.1: 94.8633; 2.2: 1297.2567; 2.3: 37.2421; 2.4: -1295.6095; 2.5: -37.1948
| 2 | 51.25 | 1: 0.29766; 1.1: 1.5967; 1.2: 0.0021412; 1.3: 333.125; 1.4: 0.045793; 1.5: 1.5967; 1.6: 333.125; 1.7: 133.25; 1.8: 8.4594; 1.9: 1110.4167; 2: 35.3636; 2.1: 94.8648; 2.2: 1299.7713; 2.3: 37.2779; 2.4: -1298.1746; 2.5: -37.2321
| 2 | 51.3 | 1: 0.2881; 1.1: 1.5469; 1.2: 0.0020745; 1.3: 333.45; 1.4: 0.044323; 1.5: 1.5469; 1.6: 333.45; 1.7: 133.38; 1.8: 8.4594; 1.9: 1111.5; 2: 35.3981; 2.1: 94.8663; 2.2: 1302.2883; 2.3: 37.3137; 2.4: -1300.7414; 2.5: -37.2694
| 2 | 51.35 | 1: 0.27872; 1.1: 1.498; 1.2: 0.0020089; 1.3: 333.775; 1.4: 0.04288; 1.5: 1.498; 1.6: 333.775; 1.7: 133.51; 1.8: 8.4594; 1.9: 1112.5833; 2: 35.4326; 2.1: 94.8677; 2.2: 1304.8078; 2.3: 37.3495; 2.4: -1303.3098; 2.5: -37.3066
| 2 | 51.4 | 1: 0.26951; 1.1: 1.4499; 1.2: 0.0019444; 1.3: 334.1; 1.4: 0.041462; 1.5: 1.4499; 1.6: 334.1; 1.7: 133.64; 1.8: 8.4594; 1.9: 1113.6667; 2: 35.4671; 2.1: 94.8692; 2.2: 1307.3297; 2.3: 37.3852; 2.4: -1305.8798; 2.5: -37.3438
| 2 | 51.45 | 1: 0.26046; 1.1: 1.4026; 1.2: 0.001881; 1.3: 334.425; 1.4: 0.040071; 1.5: 1.4026; 1.6: 334.425; 1.7: 133.77; 1.8: 8.4594; 1.9: 1114.75; 2: 35.5016; 2.1: 94.8707; 2.2: 1309.854; 2.3: 37.421; 2.4: -1308.4514; 2.5: -37.381
| 2 | 51.5 | 1: 0.25159; 1.1: 1.3562; 1.2: 0.0018187; 1.3: 334.75; 1.4: 0.038707; 1.5: 1.3562; 1.6: 334.75; 1.7: 133.9; 1.8: 8.4594; 1.9: 1115.8333; 2: 35.5361; 2.1: 94.8722; 2.2: 1312.3808; 2.3: 37.4568; 2.4: -1311.0247; 2.5: -37.4181
| 2 | 51.55 | 1: 0.2429; 1.1: 1.3106; 1.2: 0.0017575; 1.3: 335.075; 1.4: 0.037369; 1.5: 1.3106; 1.6: 335.075; 1.7: 134.03; 1.8: 8.4594; 1.9: 1116.9167; 2: 35.5706; 2.1: 94.8736; 2.2: 1314.9101; 2.3: 37.4926; 2.4: -1313.5995; 2.5: -37.4552
| 2 | 51.6 | 1: 0.23437; 1.1: 1.2658; 1.2: 0.0016974; 1.3: 335.4; 1.4: 0.036057; 1.5: 1.2658; 1.6: 335.4; 1.7: 134.16; 1.8: 8.4594; 1.9: 1118; 2: 35.6051; 2.1: 94.8751; 2.2: 1317.4417; 2.3: 37.5284; 2.4: -1316.176; 2.5: -37.4923
| 2 | 51.65 | 1: 0.22601; 1.1: 1.2218; 1.2: 0.0016385; 1.3: 335.725; 1.4: 0.034771; 1.5: 1.2218; 1.6: 335.725; 1.7: 134.29; 1.8: 8.4594; 1.9: 1119.0833; 2: 35.6396; 2.1: 94.8765; 2.2: 1319.9759; 2.3: 37.5642; 2.4: -1318.754; 2.5: -37.5294
| 2 | 51.7 | 1: 0.21783; 1.1: 1.1787; 1.2: 0.0015807; 1.3: 336.05; 1.4: 0.033512; 1.5: 1.1787; 1.6: 336.05; 1.7: 134.42; 1.8: 8.4594; 1.9: 1120.1667; 2: 35.6741; 2.1: 94.878; 2.2: 1322.5124; 2.3: 37.6; 2.4: -1321.3337; 2.5: -37.5665
| 2 | 51.75 | 1: 0.20982; 1.1: 1.1365; 1.2: 0.001524; 1.3: 336.375; 1.4: 0.03228; 1.5: 1.1365; 1.6: 336.375; 1.7: 134.55; 1.8: 8.4594; 1.9: 1121.25; 2: 35.7086; 2.1: 94.8795; 2.2: 1325.0514; 2.3: 37.6358; 2.4: -1323.9149; 2.5: -37.6035
| 2 | 51.8 | 1: 0.20198; 1.1: 1.0951; 1.2: 0.0014685; 1.3: 336.7; 1.4: 0.031073; 1.5: 1.0951; 1.6: 336.7; 1.7: 134.68; 1.8: 8.4594; 1.9: 1122.3333; 2: 35.7431; 2.1: 94.8809; 2.2: 1327.5929; 2.3: 37.6715; 2.4: -1326.4978; 2.5: -37.6405
| 2 | 51.85 | 1: 0.19431; 1.1: 1.0545; 1.2: 0.0014141; 1.3: 337.025; 1.4: 0.029893; 1.5: 1.0545; 1.6: 337.025; 1.7: 134.81; 1.8: 8.4594; 1.9: 1123.4167; 2: 35.7776; 2.1: 94.8824; 2.2: 1330.1367; 2.3: 37.7073; 2.4: -1329.0823; 2.5: -37.6774
| 2 | 51.9 | 1: 0.18681; 1.1: 1.0148; 1.2: 0.0013608; 1.3: 337.35; 1.4: 0.02874; 1.5: 1.0148; 1.6: 337.35; 1.7: 134.94; 1.8: 8.4594; 1.9: 1124.5; 2: 35.8121; 2.1: 94.8838; 2.2: 1332.6831; 2.3: 37.7431; 2.4: -1331.6683; 2.5: -37.7144
| 2 | 51.95 | 1: 0.17948; 1.1: 0.97591; 1.2: 0.0013087; 1.3: 337.675; 1.4: 0.027612; 1.5: 0.97591; 1.6: 337.675; 1.7: 135.07; 1.8: 8.4594; 1.9: 1125.5833; 2: 35.8466; 2.1: 94.8852; 2.2: 1335.2319; 2.3: 37.7789; 2.4: -1334.2559; 2.5: -37.7513
| 2 | 52 | 1: 0.17232; 1.1: 0.9379; 1.2: 0.0012577; 1.3: 338; 1.4: 0.026511; 1.5: 0.9379; 1.6: 338; 1.7: 135.2; 1.8: 8.4594; 1.9: 1126.6667; 2: 35.8811; 2.1: 94.8867; 2.2: 1337.7831; 2.3: 37.8147; 2.4: -1336.8452; 2.5: -37.7882
| 2 | 52.05 | 1: 0.16534; 1.1: 0.90075; 1.2: 0.0012079; 1.3: 338.325; 1.4: 0.025437; 1.5: 0.90075; 1.6: 338.325; 1.7: 135.33; 1.8: 8.4594; 1.9: 1127.75; 2: 35.9156; 2.1: 94.8881; 2.2: 1340.3367; 2.3: 37.8505; 2.4: -1339.436; 2.5: -37.825
| 2 | 52.1 | 1: 0.15852; 1.1: 0.86446; 1.2: 0.0011593; 1.3: 338.65; 1.4: 0.024388; 1.5: 0.86446; 1.6: 338.65; 1.7: 135.46; 1.8: 8.4594; 1.9: 1128.8333; 2: 35.9501; 2.1: 94.8895; 2.2: 1342.8928; 2.3: 37.8863; 2.4: -1342.0284; 2.5: -37.8619
| 2 | 52.15 | 1: 0.15188; 1.1: 0.82903; 1.2: 0.0011117; 1.3: 338.975; 1.4: 0.023367; 1.5: 0.82903; 1.6: 338.975; 1.7: 135.59; 1.8: 8.4594; 1.9: 1129.9167; 2: 35.9846; 2.1: 94.891; 2.2: 1345.4514; 2.3: 37.9221; 2.4: -1344.6224; 2.5: -37.8987
| 2 | 52.2 | 1: 0.14541; 1.1: 0.79447; 1.2: 0.0010654; 1.3: 339.3; 1.4: 0.022371; 1.5: 0.79447; 1.6: 339.3; 1.7: 135.72; 1.8: 8.4594; 1.9: 1131; 2: 36.0191; 2.1: 94.8924; 2.2: 1348.0124; 2.3: 37.9579; 2.4: -1347.2179; 2.5: -37.9355
| 2 | 52.25 | 1: 0.13911; 1.1: 0.76078; 1.2: 0.0010202; 1.3: 339.625; 1.4: 0.021402; 1.5: 0.76078; 1.6: 339.625; 1.7: 135.85; 1.8: 8.4594; 1.9: 1132.0833; 2: 36.0536; 2.1: 94.8938; 2.2: 1350.5758; 2.3: 37.9936; 2.4: -1349.815; 2.5: -37.9722
| 2 | 52.3 | 1: 0.13298; 1.1: 0.72796; 1.2: 0.00097621; 1.3: 339.95; 1.4: 0.020459; 1.5: 0.72796; 1.6: 339.95; 1.7: 135.98; 1.8: 8.4594; 1.9: 1133.1667; 2: 36.0881; 2.1: 94.8952; 2.2: 1353.1417; 2.3: 38.0294; 2.4: -1352.4138; 2.5: -38.009
| 2 | 52.35 | 1: 0.12703; 1.1: 0.69601; 1.2: 0.00093337; 1.3: 340.275; 1.4: 0.019542; 1.5: 0.69601; 1.6: 340.275; 1.7: 136.11; 1.8: 8.4594; 1.9: 1134.25; 2: 36.1226; 2.1: 94.8966; 2.2: 1355.71; 2.3: 38.0652; 2.4: -1355.014; 2.5: -38.0457
| 2 | 52.4 | 1: 0.12124; 1.1: 0.66495; 1.2: 0.00089171; 1.3: 340.6; 1.4: 0.018652; 1.5: 0.66495; 1.6: 340.6; 1.7: 136.24; 1.8: 8.4594; 1.9: 1135.3333; 2: 36.1571; 2.1: 94.898; 2.2: 1358.2808; 2.3: 38.101; 2.4: -1357.6159; 2.5: -38.0824
| 2 | 52.45 | 1: 0.11563; 1.1: 0.63476; 1.2: 0.00085123; 1.3: 340.925; 1.4: 0.017789; 1.5: 0.63476; 1.6: 340.925; 1.7: 136.37; 1.8: 8.4594; 1.9: 1136.4167; 2: 36.1916; 2.1: 94.8994; 2.2: 1360.854; 2.3: 38.1368; 2.4: -1360.2193; 2.5: -38.119
| 2 | 52.5 | 1: 0.11018; 1.1: 0.60545; 1.2: 0.00081193; 1.3: 341.25; 1.4: 0.016951; 1.5: 0.60545; 1.6: 341.25; 1.7: 136.5; 1.8: 8.4594; 1.9: 1137.5; 2: 36.2261; 2.1: 94.9008; 2.2: 1363.4297; 2.3: 38.1726; 2.4: -1362.8243; 2.5: -38.1556
| 2 | 52.55 | 1: 0.10491; 1.1: 0.57703; 1.2: 0.00077381; 1.3: 341.575; 1.4: 0.01614; 1.5: 0.57703; 1.6: 341.575; 1.7: 136.63; 1.8: 8.4594; 1.9: 1138.5833; 2: 36.2606; 2.1: 94.9022; 2.2: 1366.0078; 2.3: 38.2084; 2.4: -1365.4308; 2.5: -38.1922
| 2 | 52.6 | 1: 0.09981; 1.1: 0.5495; 1.2: 0.00073689; 1.3: 341.9; 1.4: 0.015355; 1.5: 0.5495; 1.6: 341.9; 1.7: 136.76; 1.8: 8.4594; 1.9: 1139.6667; 2: 36.2951; 2.1: 94.9036; 2.2: 1368.5884; 2.3: 38.2442; 2.4: -1368.0389; 2.5: -38.2288
| 2 | 52.65 | 1: 0.094881; 1.1: 0.52286; 1.2: 0.00070117; 1.3: 342.225; 1.4: 0.014597; 1.5: 0.52286; 1.6: 342.225; 1.7: 136.89; 1.8: 8.4594; 1.9: 1140.75; 2: 36.3296; 2.1: 94.905; 2.2: 1371.1714; 2.3: 38.28; 2.4: -1370.6486; 2.5: -38.2654
| 2 | 52.7 | 1: 0.090123; 1.1: 0.49711; 1.2: 0.00066664; 1.3: 342.55; 1.4: 0.013865; 1.5: 0.49711; 1.6: 342.55; 1.7: 137.02; 1.8: 8.4594; 1.9: 1141.8333; 2: 36.3641; 2.1: 94.9064; 2.2: 1373.7569; 2.3: 38.3158; 2.4: -1373.2598; 2.5: -38.3019
| 2 | 52.75 | 1: 0.085536; 1.1: 0.47226; 1.2: 0.00063331; 1.3: 342.875; 1.4: 0.013159; 1.5: 0.47226; 1.6: 342.875; 1.7: 137.15; 1.8: 8.4594; 1.9: 1142.9167; 2: 36.3986; 2.1: 94.9078; 2.2: 1376.3448; 2.3: 38.3516; 2.4: -1375.8725; 2.5: -38.3384
| 2 | 52.8 | 1: 0.08112; 1.1: 0.4483; 1.2: 0.00060118; 1.3: 343.2; 1.4: 0.01248; 1.5: 0.4483; 1.6: 343.2; 1.7: 137.28; 1.8: 8.4594; 1.9: 1144; 2: 36.4331; 2.1: 94.9092; 2.2: 1378.9352; 2.3: 38.3874; 2.4: -1378.4868; 2.5: -38.3749
| 2 | 52.85 | 1: 0.076876; 1.1: 0.42525; 1.2: 0.00057027; 1.3: 343.525; 1.4: 0.011827; 1.5: 0.42525; 1.6: 343.525; 1.7: 137.41; 1.8: 8.4594; 1.9: 1145.0833; 2: 36.4676; 2.1: 94.9106; 2.2: 1381.528; 2.3: 38.4231; 2.4: -1381.1027; 2.5: -38.4113
| 2 | 52.9 | 1: 0.072803; 1.1: 0.4031; 1.2: 0.00054057; 1.3: 343.85; 1.4: 0.0112; 1.5: 0.4031; 1.6: 343.85; 1.7: 137.54; 1.8: 8.4594; 1.9: 1146.1667; 2: 36.5021; 2.1: 94.9119; 2.2: 1384.1232; 2.3: 38.4589; 2.4: -1383.7201; 2.5: -38.4477
| 2 | 52.95 | 1: 0.068901; 1.1: 0.38186; 1.2: 0.00051208; 1.3: 344.175; 1.4: 0.0106; 1.5: 0.38186; 1.6: 344.175; 1.7: 137.67; 1.8: 8.4594; 1.9: 1147.25; 2: 36.5366; 2.1: 94.9133; 2.2: 1386.7209; 2.3: 38.4947; 2.4: -1386.3391; 2.5: -38.4841
| 2 | 53 | 1: 0.065171; 1.1: 0.36153; 1.2: 0.00048481; 1.3: 344.5; 1.4: 0.010026; 1.5: 0.36153; 1.6: 344.5; 1.7: 137.8; 1.8: 8.4594; 1.9: 1148.3333; 2: 36.5711; 2.1: 94.9147; 2.2: 1389.3211; 2.3: 38.5305; 2.4: -1388.9596; 2.5: -38.5205
| 2 | 53.05 | 1: 0.061612; 1.1: 0.3421; 1.2: 0.00045877; 1.3: 344.825; 1.4: 0.0094788; 1.5: 0.3421; 1.6: 344.825; 1.7: 137.93; 1.8: 8.4594; 1.9: 1149.4167; 2: 36.6056; 2.1: 94.916; 2.2: 1391.9237; 2.3: 38.5663; 2.4: -1391.5816; 2.5: -38.5568
| 2 | 53.1 | 1: 0.058224; 1.1: 0.3236; 1.2: 0.00043395; 1.3: 345.15; 1.4: 0.0089575; 1.5: 0.3236; 1.6: 345.15; 1.7: 138.06; 1.8: 8.4594; 1.9: 1150.5; 2: 36.6401; 2.1: 94.9174; 2.2: 1394.5287; 2.3: 38.6021; 2.4: -1394.2051; 2.5: -38.5932
| 2 | 53.15 | 1: 0.055007; 1.1: 0.30601; 1.2: 0.00041036; 1.3: 345.475; 1.4: 0.0084627; 1.5: 0.30601; 1.6: 345.475; 1.7: 138.19; 1.8: 8.4594; 1.9: 1151.5833; 2: 36.6746; 2.1: 94.9187; 2.2: 1397.1362; 2.3: 38.6379; 2.4: -1396.8302; 2.5: -38.6295
| 2 | 53.2 | 1: 0.051962; 1.1: 0.28934; 1.2: 0.00038801; 1.3: 345.8; 1.4: 0.0079942; 1.5: 0.28934; 1.6: 345.8; 1.7: 138.32; 1.8: 8.4594; 1.9: 1152.6667; 2: 36.7091; 2.1: 94.9201; 2.2: 1399.7462; 2.3: 38.6737; 2.4: -1399.4569; 2.5: -38.6657
| 2 | 53.25 | 1: 0.049088; 1.1: 0.27359; 1.2: 0.00036689; 1.3: 346.125; 1.4: 0.007552; 1.5: 0.27359; 1.6: 346.125; 1.7: 138.45; 1.8: 8.4594; 1.9: 1153.75; 2: 36.7436; 2.1: 94.9214; 2.2: 1402.3586; 2.3: 38.7095; 2.4: -1402.085; 2.5: -38.702
| 2 | 53.3 | 1: 0.046385; 1.1: 0.25877; 1.2: 0.00034702; 1.3: 346.45; 1.4: 0.0071362; 1.5: 0.25877; 1.6: 346.45; 1.7: 138.58; 1.8: 8.4594; 1.9: 1154.8333; 2: 36.7781; 2.1: 94.9228; 2.2: 1404.9735; 2.3: 38.7453; 2.4: -1404.7147; 2.5: -38.7382
| 2 | 53.35 | 1: 0.043854; 1.1: 0.24488; 1.2: 0.00032839; 1.3: 346.775; 1.4: 0.0067467; 1.5: 0.24488; 1.6: 346.775; 1.7: 138.71; 1.8: 8.4594; 1.9: 1155.9167; 2: 36.8126; 2.1: 94.9241; 2.2: 1407.5908; 2.3: 38.7811; 2.4: -1407.3459; 2.5: -38.7744
| 2 | 53.4 | 1: 0.041493; 1.1: 0.23192; 1.2: 0.000311; 1.3: 347.1; 1.4: 0.0063836; 1.5: 0.23192; 1.6: 347.1; 1.7: 138.84; 1.8: 8.4594; 1.9: 1157; 2: 36.8471; 2.1: 94.9255; 2.2: 1410.2106; 2.3: 38.8169; 2.4: -1409.9786; 2.5: -38.8105
| 2 | 53.45 | 1: 0.039304; 1.1: 0.21989; 1.2: 0.00029487; 1.3: 347.425; 1.4: 0.0060468; 1.5: 0.21989; 1.6: 347.425; 1.7: 138.97; 1.8: 8.4594; 1.9: 1158.0833; 2: 36.8816; 2.1: 94.9268; 2.2: 1412.8328; 2.3: 38.8527; 2.4: -1412.6129; 2.5: -38.8467
| 2 | 53.5 | 1: 0.037287; 1.1: 0.20879; 1.2: 0.00028; 1.3: 347.75; 1.4: 0.0057364; 1.5: 0.20879; 1.6: 347.75; 1.7: 139.1; 1.8: 8.4594; 1.9: 1159.1667; 2: 36.9161; 2.1: 94.9281; 2.2: 1415.4574; 2.3: 38.8885; 2.4: -1415.2487; 2.5: -38.8828
| 2 | 53.55 | 1: 0.03544; 1.1: 0.19864; 1.2: 0.00026638; 1.3: 348.075; 1.4: 0.0054523; 1.5: 0.19864; 1.6: 348.075; 1.7: 139.23; 1.8: 8.4594; 1.9: 1160.25; 2: 36.9506; 2.1: 94.9295; 2.2: 1418.0846; 2.3: 38.9243; 2.4: -1417.8859; 2.5: -38.9189
| 2 | 53.6 | 1: 0.033765; 1.1: 0.18943; 1.2: 0.00025402; 1.3: 348.4; 1.4: 0.0051946; 1.5: 0.18943; 1.6: 348.4; 1.7: 139.36; 1.8: 8.4594; 1.9: 1161.3333; 2: 36.9851; 2.1: 94.9308; 2.2: 1420.7141; 2.3: 38.9601; 2.4: -1420.5247; 2.5: -38.9549
| 2 | 53.65 | 1: 0.032261; 1.1: 0.18116; 1.2: 0.00024293; 1.3: 348.725; 1.4: 0.0049632; 1.5: 0.18116; 1.6: 348.725; 1.7: 139.49; 1.8: 8.4594; 1.9: 1162.4167; 2: 37.0196; 2.1: 94.9321; 2.2: 1423.3462; 2.3: 38.9959; 2.4: -1423.165; 2.5: -38.9909
| 2 | 53.7 | 1: 0.030928; 1.1: 0.17383; 1.2: 0.00023312; 1.3: 349.05; 1.4: 0.0047582; 1.5: 0.17383; 1.6: 349.05; 1.7: 139.62; 1.8: 8.4594; 1.9: 1163.5; 2: 37.0541; 2.1: 94.9334; 2.2: 1425.9807; 2.3: 39.0317; 2.4: -1425.8068; 2.5: -39.027
| 2 | 53.75 | 1: 0.029767; 1.1: 0.16746; 1.2: 0.00022457; 1.3: 349.375; 1.4: 0.0045795; 1.5: 0.16746; 1.6: 349.375; 1.7: 139.75; 1.8: 8.4594; 1.9: 1164.5833; 2: 37.0886; 2.1: 94.9347; 2.2: 1428.6176; 2.3: 39.0675; 2.4: -1428.4501; 2.5: -39.0629
| 2 | 53.8 | 1: 0.028776; 1.1: 0.16204; 1.2: 0.0002173; 1.3: 349.7; 1.4: 0.0044271; 1.5: 0.16204; 1.6: 349.7; 1.7: 139.88; 1.8: 8.4594; 1.9: 1165.6667; 2: 37.1231; 2.1: 94.936; 2.2: 1431.257; 2.3: 39.1033; 2.4: -1431.095; 2.5: -39.0989
| 2 | 53.85 | 1: 0.027957; 1.1: 0.15758; 1.2: 0.00021131; 1.3: 350.025; 1.4: 0.0043011; 1.5: 0.15758; 1.6: 350.025; 1.7: 140.01; 1.8: 8.4594; 1.9: 1166.75; 2: 37.1576; 2.1: 94.9373; 2.2: 1433.8989; 2.3: 39.1391; 2.4: -1433.7413; 2.5: -39.1348
| 2 | 53.9 | 1: 0.027309; 1.1: 0.15407; 1.2: 0.00020661; 1.3: 350.35; 1.4: 0.0042015; 1.5: 0.15407; 1.6: 350.35; 1.7: 140.14; 1.8: 8.4594; 1.9: 1167.8333; 2: 37.1921; 2.1: 94.9387; 2.2: 1436.5432; 2.3: 39.1749; 2.4: -1436.3891; 2.5: -39.1707
| 2 | 53.95 | 1: 0.026833; 1.1: 0.15152; 1.2: 0.00020319; 1.3: 350.675; 1.4: 0.0041281; 1.5: 0.15152; 1.6: 350.675; 1.7: 140.27; 1.8: 8.4594; 1.9: 1168.9167; 2: 37.2266; 2.1: 94.9399; 2.2: 1439.1899; 2.3: 39.2107; 2.4: -1439.0384; 2.5: -39.2066
| 2 | 54 | 1: 0.026528; 1.1: 0.14993; 1.2: 0.00020106; 1.3: 351; 1.4: 0.0040812; 1.5: 0.14993; 1.6: 351; 1.7: 140.4; 1.8: 8.4594; 1.9: 1170; 2: 37.2611; 2.1: 94.9412; 2.2: 1441.8391; 2.3: 39.2465; 2.4: -1441.6892; 2.5: -39.2425
| 2 | 54.05 | 1: 0.026394; 1.1: 0.14931; 1.2: 0.00020023; 1.3: 351.325; 1.4: 0.0040605; 1.5: 0.14931; 1.6: 351.325; 1.7: 140.53; 1.8: 8.4594; 1.9: 1171.0833; 2: 37.2956; 2.1: 94.9425; 2.2: 1444.4908; 2.3: 39.2823; 2.4: -1444.3415; 2.5: -39.2783
| 2 | 54.1 | 1: 0.026431; 1.1: 0.14966; 1.2: 0.0002007; 1.3: 351.65; 1.4: 0.0040663; 1.5: 0.14966; 1.6: 351.65; 1.7: 140.66; 1.8: 8.4594; 1.9: 1172.1667; 2: 37.3301; 2.1: 94.9438; 2.2: 1447.145; 2.3: 39.3181; 2.4: -1446.9953; 2.5: -39.3141
| 2 | 54.15 | 1: 0.026639; 1.1: 0.15098; 1.2: 0.00020247; 1.3: 351.975; 1.4: 0.0040983; 1.5: 0.15098; 1.6: 351.975; 1.7: 140.79; 1.8: 8.4594; 1.9: 1173.25; 2: 37.3646; 2.1: 94.9451; 2.2: 1449.8015; 2.3: 39.354; 2.4: -1449.6506; 2.5: -39.3499
| 2 | 54.2 | 1: 0.027019; 1.1: 0.15328; 1.2: 0.00020555; 1.3: 352.3; 1.4: 0.0041567; 1.5: 0.15328; 1.6: 352.3; 1.7: 140.92; 1.8: 8.4594; 1.9: 1174.3333; 2: 37.3992; 2.1: 94.9464; 2.2: 1452.4606; 2.3: 39.3898; 2.4: -1452.3073; 2.5: -39.3856
| 2 | 54.25 | 1: 0.02757; 1.1: 0.15655; 1.2: 0.00020993; 1.3: 352.625; 1.4: 0.0042415; 1.5: 0.15655; 1.6: 352.625; 1.7: 141.05; 1.8: 8.4594; 1.9: 1175.4167; 2: 37.4337; 2.1: 94.9477; 2.2: 1455.1221; 2.3: 39.4256; 2.4: -1454.9656; 2.5: -39.4213
| 2 | 54.3 | 1: 0.028292; 1.1: 0.16079; 1.2: 0.00021563; 1.3: 352.95; 1.4: 0.0043526; 1.5: 0.16079; 1.6: 352.95; 1.7: 141.18; 1.8: 8.4594; 1.9: 1176.5; 2: 37.4682; 2.1: 94.9489; 2.2: 1457.7861; 2.3: 39.4614; 2.4: -1457.6253; 2.5: -39.457
| 2 | 54.35 | 1: 0.029185; 1.1: 0.16602; 1.2: 0.00022264; 1.3: 353.275; 1.4: 0.00449; 1.5: 0.16602; 1.6: 353.275; 1.7: 141.31; 1.8: 8.4594; 1.9: 1177.5833; 2: 37.5027; 2.1: 94.9502; 2.2: 1460.4525; 2.3: 39.4972; 2.4: -1460.2865; 2.5: -39.4927
| 2 | 54.4 | 1: 0.03025; 1.1: 0.17224; 1.2: 0.00023097; 1.3: 353.6; 1.4: 0.0046538; 1.5: 0.17224; 1.6: 353.6; 1.7: 141.44; 1.8: 8.4594; 1.9: 1178.6667; 2: 37.5372; 2.1: 94.9515; 2.2: 1463.1214; 2.3: 39.533; 2.4: -1462.9491; 2.5: -39.5283
| 2 | 54.45 | 1: 0.031486; 1.1: 0.17944; 1.2: 0.00024063; 1.3: 353.925; 1.4: 0.0048439; 1.5: 0.17944; 1.6: 353.925; 1.7: 141.57; 1.8: 8.4594; 1.9: 1179.75; 2: 37.5717; 2.1: 94.9527; 2.2: 1465.7927; 2.3: 39.5688; 2.4: -1465.6133; 2.5: -39.564
| 2 | 54.5 | 1: 0.032893; 1.1: 0.18763; 1.2: 0.00025162; 1.3: 354.25; 1.4: 0.0050604; 1.5: 0.18763; 1.6: 354.25; 1.7: 141.7; 1.8: 8.4594; 1.9: 1180.8333; 2: 37.6062; 2.1: 94.954; 2.2: 1468.4665; 2.3: 39.6046; 2.4: -1468.2789; 2.5: -39.5996
| 2 | 54.55 | 1: 0.034471; 1.1: 0.19681; 1.2: 0.00026393; 1.3: 354.575; 1.4: 0.0053032; 1.5: 0.19681; 1.6: 354.575; 1.7: 141.83; 1.8: 8.4594; 1.9: 1181.9167; 2: 37.6407; 2.1: 94.9552; 2.2: 1471.1428; 2.3: 39.6404; 2.4: -1470.946; 2.5: -39.6351
| 2 | 54.6 | 1: 0.03622; 1.1: 0.20699; 1.2: 0.00027758; 1.3: 354.9; 1.4: 0.0055723; 1.5: 0.20699; 1.6: 354.9; 1.7: 141.96; 1.8: 8.4594; 1.9: 1183; 2: 37.6752; 2.1: 94.9565; 2.2: 1473.8215; 2.3: 39.6762; 2.4: -1473.6145; 2.5: -39.6707
| 2 | 54.65 | 1: 0.038141; 1.1: 0.21817; 1.2: 0.00029257; 1.3: 355.225; 1.4: 0.0058678; 1.5: 0.21817; 1.6: 355.225; 1.7: 142.09; 1.8: 8.4594; 1.9: 1184.0833; 2: 37.7097; 2.1: 94.9577; 2.2: 1476.5027; 2.3: 39.7121; 2.4: -1476.2845; 2.5: -39.7062
| 2 | 54.7 | 1: 0.040233; 1.1: 0.23034; 1.2: 0.0003089; 1.3: 355.55; 1.4: 0.0061897; 1.5: 0.23034; 1.6: 355.55; 1.7: 142.22; 1.8: 8.4594; 1.9: 1185.1667; 2: 37.7442; 2.1: 94.959; 2.2: 1479.1863; 2.3: 39.7479; 2.4: -1478.956; 2.5: -39.7417
| 2 | 54.75 | 1: 0.042496; 1.1: 0.24352; 1.2: 0.00032657; 1.3: 355.875; 1.4: 0.0065378; 1.5: 0.24352; 1.6: 355.875; 1.7: 142.35; 1.8: 8.4594; 1.9: 1186.25; 2: 37.7787; 2.1: 94.9602; 2.2: 1481.8724; 2.3: 39.7837; 2.4: -1481.6289; 2.5: -39.7771
| 2 | 54.8 | 1: 0.04493; 1.1: 0.25771; 1.2: 0.00034559; 1.3: 356.2; 1.4: 0.0069124; 1.5: 0.25771; 1.6: 356.2; 1.7: 142.48; 1.8: 8.4594; 1.9: 1187.3333; 2: 37.8132; 2.1: 94.9614; 2.2: 1484.561; 2.3: 39.8195; 2.4: -1484.3033; 2.5: -39.8126
| 2 | 54.85 | 1: 0.047536; 1.1: 0.2729; 1.2: 0.00036597; 1.3: 356.525; 1.4: 0.0073132; 1.5: 0.2729; 1.6: 356.525; 1.7: 142.61; 1.8: 8.4594; 1.9: 1188.4167; 2: 37.8477; 2.1: 94.9627; 2.2: 1487.252; 2.3: 39.8553; 2.4: -1486.9791; 2.5: -39.848
| 2 | 54.9 | 1: 0.050313; 1.1: 0.28911; 1.2: 0.0003877; 1.3: 356.85; 1.4: 0.0077404; 1.5: 0.28911; 1.6: 356.85; 1.7: 142.74; 1.8: 8.4594; 1.9: 1189.5; 2: 37.8822; 2.1: 94.9639; 2.2: 1489.9455; 2.3: 39.8911; 2.4: -1489.6564; 2.5: -39.8834
| 2 | 54.95 | 1: 0.053261; 1.1: 0.30633; 1.2: 0.00041079; 1.3: 357.175; 1.4: 0.008194; 1.5: 0.30633; 1.6: 357.175; 1.7: 142.87; 1.8: 8.4594; 1.9: 1190.5833; 2: 37.9167; 2.1: 94.9651; 2.2: 1492.6415; 2.3: 39.9269; 2.4: -1492.3352; 2.5: -39.9187
| 2 | 55 | 1: 0.05638; 1.1: 0.32456; 1.2: 0.00043524; 1.3: 357.5; 1.4: 0.0086738; 1.5: 0.32456; 1.6: 357.5; 1.7: 143; 1.8: 8.4594; 1.9: 1191.6667; 2: 37.9512; 2.1: 94.9663; 2.2: 1495.3399; 2.3: 39.9628; 2.4: -1495.0153; 2.5: -39.9541
| 2 | 55.05 | 1: 0.05967; 1.1: 0.34382; 1.2: 0.00046106; 1.3: 357.825; 1.4: 0.0091801; 1.5: 0.34382; 1.6: 357.825; 1.7: 143.13; 1.8: 8.4594; 1.9: 1192.75; 2: 37.9857; 2.1: 94.9675; 2.2: 1498.0408; 2.3: 39.9986; 2.4: -1497.697; 2.5: -39.9894
| 2 | 55.1 | 1: 0.063132; 1.1: 0.36409; 1.2: 0.00048825; 1.3: 358.15; 1.4: 0.0097126; 1.5: 0.36409; 1.6: 358.15; 1.7: 143.26; 1.8: 8.4594; 1.9: 1193.8333; 2: 38.0202; 2.1: 94.9688; 2.2: 1500.7441; 2.3: 40.0344; 2.4: -1500.38; 2.5: -40.0247
| 2 | 55.15 | 1: 0.066765; 1.1: 0.38539; 1.2: 0.00051682; 1.3: 358.475; 1.4: 0.010272; 1.5: 0.38539; 1.6: 358.475; 1.7: 143.39; 1.8: 8.4594; 1.9: 1194.9167; 2: 38.0547; 2.1: 94.97; 2.2: 1503.4499; 2.3: 40.0702; 2.4: -1503.0645; 2.5: -40.0599
| 2 | 55.2 | 1: 0.070569; 1.1: 0.40772; 1.2: 0.00054676; 1.3: 358.8; 1.4: 0.010857; 1.5: 0.40772; 1.6: 358.8; 1.7: 143.52; 1.8: 8.4594; 1.9: 1196; 2: 38.0892; 2.1: 94.9712; 2.2: 1506.1582; 2.3: 40.106; 2.4: -1505.7505; 2.5: -40.0952
| 2 | 55.25 | 1: 0.074544; 1.1: 0.43108; 1.2: 0.00057808; 1.3: 359.125; 1.4: 0.011468; 1.5: 0.43108; 1.6: 359.125; 1.7: 143.65; 1.8: 8.4594; 1.9: 1197.0833; 2: 38.1237; 2.1: 94.9724; 2.2: 1508.869; 2.3: 40.1419; 2.4: -1508.4379; 2.5: -40.1304
| 2 | 55.3 | 1: 0.078691; 1.1: 0.45547; 1.2: 0.00061079; 1.3: 359.45; 1.4: 0.012106; 1.5: 0.45547; 1.6: 359.45; 1.7: 143.78; 1.8: 8.4594; 1.9: 1198.1667; 2: 38.1582; 2.1: 94.9736; 2.2: 1511.5822; 2.3: 40.1777; 2.4: -1511.1267; 2.5: -40.1656
| 2 | 55.35 | 1: 0.083009; 1.1: 0.48089; 1.2: 0.00064489; 1.3: 359.775; 1.4: 0.012771; 1.5: 0.48089; 1.6: 359.775; 1.7: 143.91; 1.8: 8.4594; 1.9: 1199.25; 2: 38.1927; 2.1: 94.9747; 2.2: 1514.2978; 2.3: 40.2135; 2.4: -1513.8169; 2.5: -40.2007
| 2 | 55.4 | 1: 0.087498; 1.1: 0.50736; 1.2: 0.00068038; 1.3: 360.1; 1.4: 0.013461; 1.5: 0.50736; 1.6: 360.1; 1.7: 144.04; 1.8: 8.4594; 1.9: 1200.3333; 2: 38.2272; 2.1: 94.9759; 2.2: 1517.016; 2.3: 40.2493; 2.4: -1516.5086; 2.5: -40.2359
| 2 | 55.45 | 1: 0.092158; 1.1: 0.53486; 1.2: 0.00071726; 1.3: 360.425; 1.4: 0.014178; 1.5: 0.53486; 1.6: 360.425; 1.7: 144.17; 1.8: 8.4594; 1.9: 1201.4167; 2: 38.2617; 2.1: 94.9771; 2.2: 1519.7366; 2.3: 40.2852; 2.4: -1519.2017; 2.5: -40.271
| 2 | 55.5 | 1: 0.096989; 1.1: 0.56341; 1.2: 0.00075554; 1.3: 360.75; 1.4: 0.014921; 1.5: 0.56341; 1.6: 360.75; 1.7: 144.3; 1.8: 8.4594; 1.9: 1202.5; 2: 38.2962; 2.1: 94.9783; 2.2: 1522.4597; 2.3: 40.321; 2.4: -1521.8962; 2.5: -40.3061
| 2 | 55.55 | 1: 0.10199; 1.1: 0.593; 1.2: 0.00079523; 1.3: 361.075; 1.4: 0.015691; 1.5: 0.593; 1.6: 361.075; 1.7: 144.43; 1.8: 8.4594; 1.9: 1203.5833; 2: 38.3307; 2.1: 94.9795; 2.2: 1525.1852; 2.3: 40.3568; 2.4: -1524.5922; 2.5: -40.3411
| 2 | 55.6 | 1: 0.10717; 1.1: 0.62364; 1.2: 0.00083632; 1.3: 361.4; 1.4: 0.016487; 1.5: 0.62364; 1.6: 361.4; 1.7: 144.56; 1.8: 8.4594; 1.9: 1204.6667; 2: 38.3652; 2.1: 94.9806; 2.2: 1527.9132; 2.3: 40.3926; 2.4: -1527.2896; 2.5: -40.3761
| 2 | 55.65 | 1: 0.11251; 1.1: 0.65534; 1.2: 0.00087882; 1.3: 361.725; 1.4: 0.017309; 1.5: 0.65534; 1.6: 361.725; 1.7: 144.69; 1.8: 8.4594; 1.9: 1205.75; 2: 38.3997; 2.1: 94.9818; 2.2: 1530.6437; 2.3: 40.4285; 2.4: -1529.9883; 2.5: -40.4111
| 2 | 55.7 | 1: 0.11803; 1.1: 0.68809; 1.2: 0.00092274; 1.3: 362.05; 1.4: 0.018158; 1.5: 0.68809; 1.6: 362.05; 1.7: 144.82; 1.8: 8.4594; 1.9: 1206.8333; 2: 38.4342; 2.1: 94.983; 2.2: 1533.3766; 2.3: 40.4643; 2.4: -1532.6885; 2.5: -40.4461
| 2 | 55.75 | 1: 0.12371; 1.1: 0.72189; 1.2: 0.00096807; 1.3: 362.375; 1.4: 0.019033; 1.5: 0.72189; 1.6: 362.375; 1.7: 144.95; 1.8: 8.4594; 1.9: 1207.9167; 2: 38.4687; 2.1: 94.9841; 2.2: 1536.112; 2.3: 40.5001; 2.4: -1535.3902; 2.5: -40.4811
| 2 | 55.8 | 1: 0.12957; 1.1: 0.75675; 1.2: 0.0010148; 1.3: 362.7; 1.4: 0.019934; 1.5: 0.75675; 1.6: 362.7; 1.7: 145.08; 1.8: 8.4594; 1.9: 1209; 2: 38.5032; 2.1: 94.9853; 2.2: 1538.8499; 2.3: 40.5359; 2.4: -1538.0932; 2.5: -40.516
| 2 | 55.85 | 1: 0.1356; 1.1: 0.79268; 1.2: 0.001063; 1.3: 363.025; 1.4: 0.020862; 1.5: 0.79268; 1.6: 363.025; 1.7: 145.21; 1.8: 8.4594; 1.9: 1210.0833; 2: 38.5377; 2.1: 94.9864; 2.2: 1541.5903; 2.3: 40.5718; 2.4: -1540.7976; 2.5: -40.5509
| 2 | 55.9 | 1: 0.1418; 1.1: 0.82967; 1.2: 0.0011126; 1.3: 363.35; 1.4: 0.021816; 1.5: 0.82967; 1.6: 363.35; 1.7: 145.34; 1.8: 8.4594; 1.9: 1211.1667; 2: 38.5722; 2.1: 94.9876; 2.2: 1544.3331; 2.3: 40.6076; 2.4: -1543.5034; 2.5: -40.5858
| 2 | 55.95 | 1: 0.14818; 1.1: 0.86773; 1.2: 0.0011636; 1.3: 363.675; 1.4: 0.022796; 1.5: 0.86773; 1.6: 363.675; 1.7: 145.47; 1.8: 8.4594; 1.9: 1212.25; 2: 38.6067; 2.1: 94.9887; 2.2: 1547.0784; 2.3: 40.6434; 2.4: -1546.2107; 2.5: -40.6206
| 2 | 56 | 1: 0.15472; 1.1: 0.90686; 1.2: 0.0012161; 1.3: 364; 1.4: 0.023803; 1.5: 0.90686; 1.6: 364; 1.7: 145.6; 1.8: 8.4594; 1.9: 1213.3333; 2: 38.6412; 2.1: 94.9899; 2.2: 1549.8262; 2.3: 40.6793; 2.4: -1548.9193; 2.5: -40.6555
| 2 | 56.05 | 1: 0.16143; 1.1: 0.94706; 1.2: 0.00127; 1.3: 364.325; 1.4: 0.024836; 1.5: 0.94706; 1.6: 364.325; 1.7: 145.73; 1.8: 8.4594; 1.9: 1214.4167; 2: 38.6757; 2.1: 94.991; 2.2: 1552.5764; 2.3: 40.7151; 2.4: -1551.6293; 2.5: -40.6903
| 2 | 56.1 | 1: 0.16832; 1.1: 0.98833; 1.2: 0.0013254; 1.3: 364.65; 1.4: 0.025895; 1.5: 0.98833; 1.6: 364.65; 1.7: 145.86; 1.8: 8.4594; 1.9: 1215.5; 2: 38.7102; 2.1: 94.9921; 2.2: 1555.3291; 2.3: 40.7509; 2.4: -1554.3408; 2.5: -40.725
| 2 | 56.15 | 1: 0.17538; 1.1: 1.0307; 1.2: 0.0013822; 1.3: 364.975; 1.4: 0.026981; 1.5: 1.0307; 1.6: 364.975; 1.7: 145.99; 1.8: 8.4594; 1.9: 1216.5833; 2: 38.7447; 2.1: 94.9933; 2.2: 1558.0843; 2.3: 40.7868; 2.4: -1557.0536; 2.5: -40.7598
| 2 | 56.2 | 1: 0.1826; 1.1: 1.0741; 1.2: 0.0014404; 1.3: 365.3; 1.4: 0.028093; 1.5: 1.0741; 1.6: 365.3; 1.7: 146.12; 1.8: 8.4594; 1.9: 1217.6667; 2: 38.7792; 2.1: 94.9944; 2.2: 1560.8419; 2.3: 40.8226; 2.4: -1559.7678; 2.5: -40.7945
| 2 | 56.25 | 1: 0.19; 1.1: 1.1186; 1.2: 0.0015001; 1.3: 365.625; 1.4: 0.029231; 1.5: 1.1186; 1.6: 365.625; 1.7: 146.25; 1.8: 8.4594; 1.9: 1218.75; 2: 38.8137; 2.1: 94.9955; 2.2: 1563.602; 2.3: 40.8585; 2.4: -1562.4834; 2.5: -40.8292
| 2 | 56.3 | 1: 0.19757; 1.1: 1.1642; 1.2: 0.0015613; 1.3: 365.95; 1.4: 0.030396; 1.5: 1.1642; 1.6: 365.95; 1.7: 146.38; 1.8: 8.4594; 1.9: 1219.8333; 2: 38.8482; 2.1: 94.9966; 2.2: 1566.3646; 2.3: 40.8943; 2.4: -1565.2004; 2.5: -40.8639
| 2 | 56.35 | 1: 0.20532; 1.1: 1.2109; 1.2: 0.0016239; 1.3: 366.275; 1.4: 0.031587; 1.5: 1.2109; 1.6: 366.275; 1.7: 146.51; 1.8: 8.4594; 1.9: 1220.9167; 2: 38.8827; 2.1: 94.9977; 2.2: 1569.1297; 2.3: 40.9301; 2.4: -1567.9188; 2.5: -40.8985
| 2 | 56.4 | 1: 0.21323; 1.1: 1.2587; 1.2: 0.001688; 1.3: 366.6; 1.4: 0.032804; 1.5: 1.2587; 1.6: 366.6; 1.7: 146.64; 1.8: 8.4594; 1.9: 1222; 2: 38.9172; 2.1: 94.9988; 2.2: 1571.8973; 2.3: 40.966; 2.4: -1570.6385; 2.5: -40.9332
| 2 | 56.45 | 1: 0.22131; 1.1: 1.3076; 1.2: 0.0017535; 1.3: 366.925; 1.4: 0.034048; 1.5: 1.3076; 1.6: 366.925; 1.7: 146.77; 1.8: 8.4594; 1.9: 1223.0833; 2: 38.9517; 2.1: 94.9999; 2.2: 1574.6673; 2.3: 41.0018; 2.4: -1573.3597; 2.5: -40.9678
| 2 | 56.5 | 1: 0.22957; 1.1: 1.3576; 1.2: 0.0018206; 1.3: 367.25; 1.4: 0.035318; 1.5: 1.3576; 1.6: 367.25; 1.7: 146.9; 1.8: 8.4594; 1.9: 1224.1667; 2: 38.9862; 2.1: 95.001; 2.2: 1577.4398; 2.3: 41.0377; 2.4: -1576.0822; 2.5: -41.0023
| 2 | 56.55 | 1: 0.23799; 1.1: 1.4087; 1.2: 0.0018891; 1.3: 367.575; 1.4: 0.036615; 1.5: 1.4087; 1.6: 367.575; 1.7: 147.03; 1.8: 8.4594; 1.9: 1225.25; 2: 39.0207; 2.1: 95.0021; 2.2: 1580.2147; 2.3: 41.0735; 2.4: -1578.8061; 2.5: -41.0369
| 2 | 56.6 | 1: 0.24659; 1.1: 1.4608; 1.2: 0.001959; 1.3: 367.9; 1.4: 0.037937; 1.5: 1.4608; 1.6: 367.9; 1.7: 147.16; 1.8: 8.4594; 1.9: 1226.3333; 2: 39.0552; 2.1: 95.0032; 2.2: 1582.9922; 2.3: 41.1093; 2.4: -1581.5313; 2.5: -41.0714
| 2 | 56.65 | 1: 0.25536; 1.1: 1.5141; 1.2: 0.0020305; 1.3: 368.225; 1.4: 0.039286; 1.5: 1.5141; 1.6: 368.225; 1.7: 147.29; 1.8: 8.4594; 1.9: 1227.4167; 2: 39.0897; 2.1: 95.0043; 2.2: 1585.7721; 2.3: 41.1452; 2.4: -1584.2579; 2.5: -41.1059
| 2 | 56.7 | 1: 0.2643; 1.1: 1.5685; 1.2: 0.0021034; 1.3: 368.55; 1.4: 0.040662; 1.5: 1.5685; 1.6: 368.55; 1.7: 147.42; 1.8: 8.4594; 1.9: 1228.5; 2: 39.1242; 2.1: 95.0054; 2.2: 1588.5545; 2.3: 41.181; 2.4: -1586.9859; 2.5: -41.1404
| 2 | 56.75 | 1: 0.27341; 1.1: 1.624; 1.2: 0.0021779; 1.3: 368.875; 1.4: 0.042063; 1.5: 1.624; 1.6: 368.875; 1.7: 147.55; 1.8: 8.4594; 1.9: 1229.5833; 2: 39.1587; 2.1: 95.0065; 2.2: 1591.3393; 2.3: 41.2169; 2.4: -1589.7153; 2.5: -41.1748
| 2 | 56.8 | 1: 0.28269; 1.1: 1.6806; 1.2: 0.0022538; 1.3: 369.2; 1.4: 0.043492; 1.5: 1.6806; 1.6: 369.2; 1.7: 147.68; 1.8: 8.4594; 1.9: 1230.6667; 2: 39.1932; 2.1: 95.0075; 2.2: 1594.1267; 2.3: 41.2527; 2.4: -1592.446; 2.5: -41.2092
| 2 | 56.85 | 1: 0.29215; 1.1: 1.7384; 1.2: 0.0023312; 1.3: 369.525; 1.4: 0.044946; 1.5: 1.7384; 1.6: 369.525; 1.7: 147.81; 1.8: 8.4594; 1.9: 1231.75; 2: 39.2277; 2.1: 95.0086; 2.2: 1596.9165; 2.3: 41.2886; 2.4: -1595.1781; 2.5: -41.2436
| 2 | 56.9 | 1: 0.30177; 1.1: 1.7972; 1.2: 0.0024101; 1.3: 369.85; 1.4: 0.046427; 1.5: 1.7972; 1.6: 369.85; 1.7: 147.94; 1.8: 8.4594; 1.9: 1232.8333; 2: 39.2622; 2.1: 95.0097; 2.2: 1599.7088; 2.3: 41.3244; 2.4: -1597.9116; 2.5: -41.278
| 2 | 56.95 | 1: 0.31157; 1.1: 1.8572; 1.2: 0.0024905; 1.3: 370.175; 1.4: 0.047934; 1.5: 1.8572; 1.6: 370.175; 1.7: 148.07; 1.8: 8.4594; 1.9: 1233.9167; 2: 39.2967; 2.1: 95.0107; 2.2: 1602.5036; 2.3: 41.3603; 2.4: -1600.6464; 2.5: -41.3124
| 2 | 57 | 1: 0.32154; 1.1: 1.9183; 1.2: 0.0025725; 1.3: 370.5; 1.4: 0.049467; 1.5: 1.9183; 1.6: 370.5; 1.7: 148.2; 1.8: 8.4594; 1.9: 1235; 2: 39.3312; 2.1: 95.0118; 2.2: 1605.3008; 2.3: 41.3961; 2.4: -1603.3825; 2.5: -41.3467
| 2 | 57.05 | 1: 0.33168; 1.1: 1.9805; 1.2: 0.0026559; 1.3: 370.825; 1.4: 0.051027; 1.5: 1.9805; 1.6: 370.825; 1.7: 148.33; 1.8: 8.4594; 1.9: 1236.0833; 2: 39.3657; 2.1: 95.0128; 2.2: 1608.1006; 2.3: 41.432; 2.4: -1606.12; 2.5: -41.381
| 2 | 57.1 | 1: 0.34198; 1.1: 2.0439; 1.2: 0.0027409; 1.3: 371.15; 1.4: 0.052613; 1.5: 2.0439; 1.6: 371.15; 1.7: 148.46; 1.8: 8.4594; 1.9: 1237.1667; 2: 39.4002; 2.1: 95.0139; 2.2: 1610.9028; 2.3: 41.4678; 2.4: -1608.8589; 2.5: -41.4152
| 2 | 57.15 | 1: 0.35247; 1.1: 2.1083; 1.2: 0.0028273; 1.3: 371.475; 1.4: 0.054225; 1.5: 2.1083; 1.6: 371.475; 1.7: 148.59; 1.8: 8.4594; 1.9: 1238.25; 2: 39.4347; 2.1: 95.0149; 2.2: 1613.7074; 2.3: 41.5037; 2.4: -1611.5991; 2.5: -41.4495
| 2 | 57.2 | 1: 0.36312; 1.1: 2.174; 1.2: 0.0029153; 1.3: 371.8; 1.4: 0.055864; 1.5: 2.174; 1.6: 371.8; 1.7: 148.72; 1.8: 8.4594; 1.9: 1239.3333; 2: 39.4692; 2.1: 95.016; 2.2: 1616.5146; 2.3: 41.5396; 2.4: -1614.3407; 2.5: -41.4837
| 2 | 57.25 | 1: 0.37394; 1.1: 2.2407; 1.2: 0.0030048; 1.3: 372.125; 1.4: 0.057529; 1.5: 2.2407; 1.6: 372.125; 1.7: 148.85; 1.8: 8.4594; 1.9: 1240.4167; 2: 39.5037; 2.1: 95.017; 2.2: 1619.3243; 2.3: 41.5754; 2.4: -1617.0835; 2.5: -41.5179
| 2 | 57.3 | 1: 0.38494; 1.1: 2.3086; 1.2: 0.0030959; 1.3: 372.45; 1.4: 0.059221; 1.5: 2.3086; 1.6: 372.45; 1.7: 148.98; 1.8: 8.4594; 1.9: 1241.5; 2: 39.5382; 2.1: 95.018; 2.2: 1622.1364; 2.3: 41.6113; 2.4: -1619.8278; 2.5: -41.5521
| 2 | 57.35 | 1: 0.3961; 1.1: 2.3776; 1.2: 0.0031885; 1.3: 372.775; 1.4: 0.060939; 1.5: 2.3776; 1.6: 372.775; 1.7: 149.11; 1.8: 8.4594; 1.9: 1242.5833; 2: 39.5727; 2.1: 95.0191; 2.2: 1624.951; 2.3: 41.6471; 2.4: -1622.5733; 2.5: -41.5862
| 2 | 57.4 | 1: 0.40744; 1.1: 2.4478; 1.2: 0.0032826; 1.3: 373.1; 1.4: 0.062683; 1.5: 2.4478; 1.6: 373.1; 1.7: 149.24; 1.8: 8.4594; 1.9: 1243.6667; 2: 39.6072; 2.1: 95.0201; 2.2: 1627.7681; 2.3: 41.683; 2.4: -1625.3203; 2.5: -41.6203
| 2 | 57.45 | 1: 0.41895; 1.1: 2.5192; 1.2: 0.0033783; 1.3: 373.425; 1.4: 0.064453; 1.5: 2.5192; 1.6: 373.425; 1.7: 149.37; 1.8: 8.4594; 1.9: 1244.75; 2: 39.6417; 2.1: 95.0211; 2.2: 1630.5876; 2.3: 41.7189; 2.4: -1628.0685; 2.5: -41.6544
| 2 | 57.5 | 1: 0.43062; 1.1: 2.5916; 1.2: 0.0034754; 1.3: 373.75; 1.4: 0.06625; 1.5: 2.5916; 1.6: 373.75; 1.7: 149.5; 1.8: 8.4594; 1.9: 1245.8333; 2: 39.6762; 2.1: 95.0221; 2.2: 1633.4097; 2.3: 41.7547; 2.4: -1630.8181; 2.5: -41.6885
| 2 | 57.55 | 1: 0.44247; 1.1: 2.6653; 1.2: 0.0035742; 1.3: 374.075; 1.4: 0.068073; 1.5: 2.6653; 1.6: 374.075; 1.7: 149.63; 1.8: 8.4594; 1.9: 1246.9167; 2: 39.7107; 2.1: 95.0231; 2.2: 1636.2342; 2.3: 41.7906; 2.4: -1633.569; 2.5: -41.7225
| 2 | 57.6 | 1: 0.4545; 1.1: 2.7401; 1.2: 0.0036745; 1.3: 374.4; 1.4: 0.069923; 1.5: 2.7401; 1.6: 374.4; 1.7: 149.76; 1.8: 8.4594; 1.9: 1248; 2: 39.7452; 2.1: 95.0241; 2.2: 1639.0612; 2.3: 41.8264; 2.4: -1636.3212; 2.5: -41.7565
| 2 | 57.65 | 1: 0.46669; 1.1: 2.816; 1.2: 0.0037763; 1.3: 374.725; 1.4: 0.071798; 1.5: 2.816; 1.6: 374.725; 1.7: 149.89; 1.8: 8.4594; 1.9: 1249.0833; 2: 39.7797; 2.1: 95.0252; 2.2: 1641.8907; 2.3: 41.8623; 2.4: -1639.0747; 2.5: -41.7905
| 2 | 57.7 | 1: 0.47905; 1.1: 2.8931; 1.2: 0.0038798; 1.3: 375.05; 1.4: 0.0737; 1.5: 2.8931; 1.6: 375.05; 1.7: 150.02; 1.8: 8.4594; 1.9: 1250.1667; 2: 39.8142; 2.1: 95.0262; 2.2: 1644.7227; 2.3: 41.8982; 2.4: -1641.8296; 2.5: -41.8245
| 2 | 57.75 | 1: 0.49159; 1.1: 2.9714; 1.2: 0.0039847; 1.3: 375.375; 1.4: 0.075629; 1.5: 2.9714; 1.6: 375.375; 1.7: 150.15; 1.8: 8.4594; 1.9: 1251.25; 2: 39.8487; 2.1: 95.0271; 2.2: 1647.5572; 2.3: 41.934; 2.4: -1644.5858; 2.5: -41.8584
| 2 | 57.8 | 1: 0.50429; 1.1: 3.0508; 1.2: 0.0040913; 1.3: 375.7; 1.4: 0.077584; 1.5: 3.0508; 1.6: 375.7; 1.7: 150.28; 1.8: 8.4594; 1.9: 1252.3333; 2: 39.8832; 2.1: 95.0281; 2.2: 1650.3941; 2.3: 41.9699; 2.4: -1647.3433; 2.5: -41.8923
| 2 | 57.85 | 1: 0.51717; 1.1: 3.1315; 1.2: 0.0041994; 1.3: 376.025; 1.4: 0.079565; 1.5: 3.1315; 1.6: 376.025; 1.7: 150.41; 1.8: 8.4594; 1.9: 1253.4167; 2: 39.9177; 2.1: 95.0291; 2.2: 1653.2335; 2.3: 42.0058; 2.4: -1650.1021; 2.5: -41.9262
| 2 | 57.9 | 1: 0.53022; 1.1: 3.2132; 1.2: 0.004309; 1.3: 376.35; 1.4: 0.081572; 1.5: 3.2132; 1.6: 376.35; 1.7: 150.54; 1.8: 8.4594; 1.9: 1254.5; 2: 39.9522; 2.1: 95.0301; 2.2: 1656.0755; 2.3: 42.0417; 2.4: -1652.8622; 2.5: -41.9601
| 2 | 57.95 | 1: 0.54344; 1.1: 3.2962; 1.2: 0.0044203; 1.3: 376.675; 1.4: 0.083606; 1.5: 3.2962; 1.6: 376.675; 1.7: 150.67; 1.8: 8.4594; 1.9: 1255.5833; 2: 39.9867; 2.1: 95.0311; 2.2: 1658.9198; 2.3: 42.0775; 2.4: -1655.6236; 2.5: -41.9939
| 2 | 58 | 1: 0.55683; 1.1: 3.3803; 1.2: 0.0045331; 1.3: 377; 1.4: 0.085666; 1.5: 3.3803; 1.6: 377; 1.7: 150.8; 1.8: 8.4594; 1.9: 1256.6667; 2: 40.0212; 2.1: 95.0321; 2.2: 1661.7667; 2.3: 42.1134; 2.4: -1658.3864; 2.5: -42.0277
| 2 | 58.05 | 1: 0.57039; 1.1: 3.4657; 1.2: 0.0046475; 1.3: 377.325; 1.4: 0.087753; 1.5: 3.4657; 1.6: 377.325; 1.7: 150.93; 1.8: 8.4594; 1.9: 1257.75; 2: 40.0557; 2.1: 95.033; 2.2: 1664.6161; 2.3: 42.1493; 2.4: -1661.1504; 2.5: -42.0615
| 2 | 58.1 | 1: 0.58413; 1.1: 3.5522; 1.2: 0.0047635; 1.3: 377.65; 1.4: 0.089866; 1.5: 3.5522; 1.6: 377.65; 1.7: 151.06; 1.8: 8.4594; 1.9: 1258.8333; 2: 40.0902; 2.1: 95.034; 2.2: 1667.4679; 2.3: 42.1852; 2.4: -1663.9158; 2.5: -42.0953
| 2 | 58.15 | 1: 0.59803; 1.1: 3.6398; 1.2: 0.0048811; 1.3: 377.975; 1.4: 0.092005; 1.5: 3.6398; 1.6: 377.975; 1.7: 151.19; 1.8: 8.4594; 1.9: 1259.9167; 2: 40.1247; 2.1: 95.035; 2.2: 1670.3223; 2.3: 42.221; 2.4: -1666.6824; 2.5: -42.129
| 2 | 58.2 | 1: 0.61211; 1.1: 3.7287; 1.2: 0.0050003; 1.3: 378.3; 1.4: 0.09417; 1.5: 3.7287; 1.6: 378.3; 1.7: 151.32; 1.8: 8.4594; 1.9: 1261; 2: 40.1592; 2.1: 95.0359; 2.2: 1673.1791; 2.3: 42.2569; 2.4: -1669.4504; 2.5: -42.1627
| 2 | 58.25 | 1: 0.62635; 1.1: 3.8188; 1.2: 0.0051211; 1.3: 378.625; 1.4: 0.096362; 1.5: 3.8188; 1.6: 378.625; 1.7: 151.45; 1.8: 8.4594; 1.9: 1262.0833; 2: 40.1937; 2.1: 95.0369; 2.2: 1676.0384; 2.3: 42.2928; 2.4: -1672.2196; 2.5: -42.1964
| 2 | 58.3 | 1: 0.64077; 1.1: 3.91; 1.2: 0.0052434; 1.3: 378.95; 1.4: 0.09858; 1.5: 3.91; 1.6: 378.95; 1.7: 151.58; 1.8: 8.4594; 1.9: 1263.1667; 2: 40.2282; 2.1: 95.0378; 2.2: 1678.9002; 2.3: 42.3287; 2.4: -1674.9901; 2.5: -42.2301
| 2 | 58.35 | 1: 0.65536; 1.1: 4.0025; 1.2: 0.0053674; 1.3: 379.275; 1.4: 0.10082; 1.5: 4.0025; 1.6: 379.275; 1.7: 151.71; 1.8: 8.4594; 1.9: 1264.25; 2: 40.2627; 2.1: 95.0388; 2.2: 1681.7645; 2.3: 42.3645; 2.4: -1677.762; 2.5: -42.2637
| 2 | 58.4 | 1: 0.67012; 1.1: 4.0961; 1.2: 0.005493; 1.3: 379.6; 1.4: 0.1031; 1.5: 4.0961; 1.6: 379.6; 1.7: 151.84; 1.8: 8.4594; 1.9: 1265.3333; 2: 40.2972; 2.1: 95.0397; 2.2: 1684.6312; 2.3: 42.4004; 2.4: -1680.5351; 2.5: -42.2973
| 2 | 58.45 | 1: 0.68505; 1.1: 4.191; 1.2: 0.0056202; 1.3: 379.925; 1.4: 0.10539; 1.5: 4.191; 1.6: 379.925; 1.7: 151.97; 1.8: 8.4594; 1.9: 1266.4167; 2: 40.3317; 2.1: 95.0406; 2.2: 1687.5005; 2.3: 42.4363; 2.4: -1683.3095; 2.5: -42.3309
| 2 | 58.5 | 1: 0.70016; 1.1: 4.2871; 1.2: 0.0057491; 1.3: 380.25; 1.4: 0.10772; 1.5: 4.2871; 1.6: 380.25; 1.7: 152.1; 1.8: 8.4594; 1.9: 1267.5; 2: 40.3662; 2.1: 95.0416; 2.2: 1690.3722; 2.3: 42.4722; 2.4: -1686.0852; 2.5: -42.3645
| 2 | 58.55 | 1: 0.71543; 1.1: 4.3843; 1.2: 0.0058795; 1.3: 380.575; 1.4: 0.11007; 1.5: 4.3843; 1.6: 380.575; 1.7: 152.23; 1.8: 8.4594; 1.9: 1268.5833; 2: 40.4007; 2.1: 95.0425; 2.2: 1693.2464; 2.3: 42.5081; 2.4: -1688.8621; 2.5: -42.398
| 2 | 58.6 | 1: 0.73088; 1.1: 4.4828; 1.2: 0.0060115; 1.3: 380.9; 1.4: 0.11244; 1.5: 4.4828; 1.6: 380.9; 1.7: 152.36; 1.8: 8.4594; 1.9: 1269.6667; 2: 40.4352; 2.1: 95.0434; 2.2: 1696.1232; 2.3: 42.544; 2.4: -1691.6404; 2.5: -42.4315
| 2 | 58.65 | 1: 0.74649; 1.1: 4.5825; 1.2: 0.0061452; 1.3: 381.225; 1.4: 0.11485; 1.5: 4.5825; 1.6: 381.225; 1.7: 152.49; 1.8: 8.4594; 1.9: 1270.75; 2: 40.4697; 2.1: 95.0443; 2.2: 1699.0024; 2.3: 42.5799; 2.4: -1694.4199; 2.5: -42.465
| 2 | 58.7 | 1: 0.76228; 1.1: 4.6834; 1.2: 0.0062806; 1.3: 381.55; 1.4: 0.11727; 1.5: 4.6834; 1.6: 381.55; 1.7: 152.62; 1.8: 8.4594; 1.9: 1271.8333; 2: 40.5042; 2.1: 95.0453; 2.2: 1701.8841; 2.3: 42.6157; 2.4: -1697.2007; 2.5: -42.4985
| 2 | 58.75 | 1: 0.77824; 1.1: 4.7855; 1.2: 0.0064175; 1.3: 381.875; 1.4: 0.11973; 1.5: 4.7855; 1.6: 381.875; 1.7: 152.75; 1.8: 8.4594; 1.9: 1272.9167; 2: 40.5387; 2.1: 95.0462; 2.2: 1704.7682; 2.3: 42.6516; 2.4: -1699.9827; 2.5: -42.5319
| 2 | 58.8 | 1: 0.79437; 1.1: 4.8889; 1.2: 0.0065561; 1.3: 382.2; 1.4: 0.12221; 1.5: 4.8889; 1.6: 382.2; 1.7: 152.88; 1.8: 8.4594; 1.9: 1274; 2: 40.5732; 2.1: 95.0471; 2.2: 1707.6549; 2.3: 42.6875; 2.4: -1702.766; 2.5: -42.5653
| 2 | 58.85 | 1: 0.81067; 1.1: 4.9934; 1.2: 0.0066963; 1.3: 382.525; 1.4: 0.12472; 1.5: 4.9934; 1.6: 382.525; 1.7: 153.01; 1.8: 8.4594; 1.9: 1275.0833; 2: 40.6077; 2.1: 95.048; 2.2: 1710.5441; 2.3: 42.7234; 2.4: -1705.5506; 2.5: -42.5987
| 2 | 58.9 | 1: 0.82714; 1.1: 5.0992; 1.2: 0.0068382; 1.3: 382.85; 1.4: 0.12725; 1.5: 5.0992; 1.6: 382.85; 1.7: 153.14; 1.8: 8.4594; 1.9: 1276.1667; 2: 40.6423; 2.1: 95.0489; 2.2: 1713.4357; 2.3: 42.7593; 2.4: -1708.3365; 2.5: -42.6321
| 2 | 58.95 | 1: 0.84379; 1.1: 5.2063; 1.2: 0.0069817; 1.3: 383.175; 1.4: 0.12981; 1.5: 5.2063; 1.6: 383.175; 1.7: 153.27; 1.8: 8.4594; 1.9: 1277.25; 2: 40.6768; 2.1: 95.0498; 2.2: 1716.3299; 2.3: 42.7952; 2.4: -1711.1236; 2.5: -42.6654
| 2 | 59 | 1: 0.8606; 1.1: 5.3145; 1.2: 0.0071269; 1.3: 383.5; 1.4: 0.1324; 1.5: 5.3145; 1.6: 383.5; 1.7: 153.4; 1.8: 8.4594; 1.9: 1278.3333; 2: 40.7113; 2.1: 95.0507; 2.2: 1719.2265; 2.3: 42.8311; 2.4: -1713.912; 2.5: -42.6987
| 2 | 59.05 | 1: 0.87759; 1.1: 5.424; 1.2: 0.0072737; 1.3: 383.825; 1.4: 0.13501; 1.5: 5.424; 1.6: 383.825; 1.7: 153.53; 1.8: 8.4594; 1.9: 1279.4167; 2: 40.7458; 2.1: 95.0515; 2.2: 1722.1256; 2.3: 42.867; 2.4: -1716.7016; 2.5: -42.732
| 2 | 59.1 | 1: 0.89475; 1.1: 5.5347; 1.2: 0.0074222; 1.3: 384.15; 1.4: 0.13765; 1.5: 5.5347; 1.6: 384.15; 1.7: 153.66; 1.8: 8.4594; 1.9: 1280.5; 2: 40.7803; 2.1: 95.0524; 2.2: 1725.0272; 2.3: 42.9029; 2.4: -1719.4925; 2.5: -42.7653
| 2 | 59.15 | 1: 0.91208; 1.1: 5.6467; 1.2: 0.0075723; 1.3: 384.475; 1.4: 0.14032; 1.5: 5.6467; 1.6: 384.475; 1.7: 153.79; 1.8: 8.4594; 1.9: 1281.5833; 2: 40.8148; 2.1: 95.0533; 2.2: 1727.9313; 2.3: 42.9388; 2.4: -1722.2846; 2.5: -42.7985
| 2 | 59.2 | 1: 0.92958; 1.1: 5.7599; 1.2: 0.0077242; 1.3: 384.8; 1.4: 0.14301; 1.5: 5.7599; 1.6: 384.8; 1.7: 153.92; 1.8: 8.4594; 1.9: 1282.6667; 2: 40.8493; 2.1: 95.0542; 2.2: 1730.8379; 2.3: 42.9747; 2.4: -1725.078; 2.5: -42.8317
| 2 | 59.25 | 1: 0.94725; 1.1: 5.8744; 1.2: 0.0078776; 1.3: 385.125; 1.4: 0.14573; 1.5: 5.8744; 1.6: 385.125; 1.7: 154.05; 1.8: 8.4594; 1.9: 1283.75; 2: 40.8838; 2.1: 95.0551; 2.2: 1733.747; 2.3: 43.0106; 2.4: -1727.8726; 2.5: -42.8649
| 2 | 59.3 | 1: 0.96509; 1.1: 5.9901; 1.2: 0.0080328; 1.3: 385.45; 1.4: 0.14848; 1.5: 5.9901; 1.6: 385.45; 1.7: 154.18; 1.8: 8.4594; 1.9: 1284.8333; 2: 40.9183; 2.1: 95.0559; 2.2: 1736.6586; 2.3: 43.0465; 2.4: -1730.6685; 2.5: -42.898
| 2 | 59.35 | 1: 0.9831; 1.1: 6.107; 1.2: 0.0081896; 1.3: 385.775; 1.4: 0.15125; 1.5: 6.107; 1.6: 385.775; 1.7: 154.31; 1.8: 8.4594; 1.9: 1285.9167; 2: 40.9528; 2.1: 95.0568; 2.2: 1739.5726; 2.3: 43.0824; 2.4: -1733.4656; 2.5: -42.9312
| 2 | 59.4 | 1: 1.0013; 1.1: 6.2252; 1.2: 0.0083481; 1.3: 386.1; 1.4: 0.15404; 1.5: 6.2252; 1.6: 386.1; 1.7: 154.44; 1.8: 8.4594; 1.9: 1287; 2: 40.9873; 2.1: 95.0576; 2.2: 1742.4892; 2.3: 43.1183; 2.4: -1736.264; 2.5: -42.9643
| 2 | 59.45 | 1: 1.0196; 1.1: 6.3447; 1.2: 0.0085083; 1.3: 386.425; 1.4: 0.15687; 1.5: 6.3447; 1.6: 386.425; 1.7: 154.57; 1.8: 8.4594; 1.9: 1288.0833; 2: 41.0218; 2.1: 95.0585; 2.2: 1745.4082; 2.3: 43.1542; 2.4: -1739.0636; 2.5: -42.9974
| 2 | 59.5 | 1: 1.0382; 1.1: 6.4654; 1.2: 0.0086702; 1.3: 386.75; 1.4: 0.15972; 1.5: 6.4654; 1.6: 386.75; 1.7: 154.7; 1.8: 8.4594; 1.9: 1289.1667; 2: 41.0563; 2.1: 95.0593; 2.2: 1748.3298; 2.3: 43.1901; 2.4: -1741.8644; 2.5: -43.0304
| 2 | 59.55 | 1: 1.0569; 1.1: 6.5874; 1.2: 0.0088338; 1.3: 387.075; 1.4: 0.1626; 1.5: 6.5874; 1.6: 387.075; 1.7: 154.83; 1.8: 8.4594; 1.9: 1290.25; 2: 41.0908; 2.1: 95.0602; 2.2: 1751.2538; 2.3: 43.2261; 2.4: -1744.6664; 2.5: -43.0635
| 2 | 59.6 | 1: 1.0757; 1.1: 6.7106; 1.2: 0.0089991; 1.3: 387.4; 1.4: 0.1655; 1.5: 6.7106; 1.6: 387.4; 1.7: 154.96; 1.8: 8.4594; 1.9: 1291.3333; 2: 41.1253; 2.1: 95.061; 2.2: 1754.1803; 2.3: 43.262; 2.4: -1747.4697; 2.5: -43.0965
| 2 | 59.65 | 1: 1.0948; 1.1: 6.8351; 1.2: 0.009166; 1.3: 387.725; 1.4: 0.16843; 1.5: 6.8351; 1.6: 387.725; 1.7: 155.09; 1.8: 8.4594; 1.9: 1292.4167; 2: 41.1598; 2.1: 95.0619; 2.2: 1757.1093; 2.3: 43.2979; 2.4: -1750.2742; 2.5: -43.1294
| 2 | 59.7 | 1: 1.114; 1.1: 6.9609; 1.2: 0.0093347; 1.3: 388.05; 1.4: 0.17138; 1.5: 6.9609; 1.6: 388.05; 1.7: 155.22; 1.8: 8.4594; 1.9: 1293.5; 2: 41.1943; 2.1: 95.0627; 2.2: 1760.0409; 2.3: 43.3338; 2.4: -1753.08; 2.5: -43.1624
| 2 | 59.75 | 1: 1.1334; 1.1: 7.0879; 1.2: 0.0095051; 1.3: 388.375; 1.4: 0.17437; 1.5: 7.0879; 1.6: 388.375; 1.7: 155.35; 1.8: 8.4594; 1.9: 1294.5833; 2: 41.2288; 2.1: 95.0635; 2.2: 1762.9749; 2.3: 43.3697; 2.4: -1755.8869; 2.5: -43.1953
| 2 | 59.8 | 1: 1.1529; 1.1: 7.2163; 1.2: 0.0096772; 1.3: 388.7; 1.4: 0.17737; 1.5: 7.2163; 1.6: 388.7; 1.7: 155.48; 1.8: 8.4594; 1.9: 1295.6667; 2: 41.2633; 2.1: 95.0643; 2.2: 1765.9114; 2.3: 43.4056; 2.4: -1758.6951; 2.5: -43.2282
| 2 | 59.85 | 1: 1.1727; 1.1: 7.3459; 1.2: 0.009851; 1.3: 389.025; 1.4: 0.18041; 1.5: 7.3459; 1.6: 389.025; 1.7: 155.61; 1.8: 8.4594; 1.9: 1296.75; 2: 41.2978; 2.1: 95.0652; 2.2: 1768.8503; 2.3: 43.4415; 2.4: -1761.5045; 2.5: -43.2611
| 2 | 59.9 | 1: 1.1926; 1.1: 7.4767; 1.2: 0.010026; 1.3: 389.35; 1.4: 0.18347; 1.5: 7.4767; 1.6: 389.35; 1.7: 155.74; 1.8: 8.4594; 1.9: 1297.8333; 2: 41.3323; 2.1: 95.066; 2.2: 1771.7918; 2.3: 43.4775; 2.4: -1764.3151; 2.5: -43.294
| 2 | 59.95 | 1: 1.2126; 1.1: 7.6089; 1.2: 0.010204; 1.3: 389.675; 1.4: 0.18656; 1.5: 7.6089; 1.6: 389.675; 1.7: 155.87; 1.8: 8.4594; 1.9: 1298.9167; 2: 41.3668; 2.1: 95.0668; 2.2: 1774.7358; 2.3: 43.5134; 2.4: -1767.1269; 2.5: -43.3268
| 2 | 60 | 1: 1.2329; 1.1: 7.7423; 1.2: 0.010383; 1.3: 390; 1.4: 0.18967; 1.5: 7.7423; 1.6: 390; 1.7: 156; 1.8: 8.4594; 1.9: 1300; 2: 41.4013; 2.1: 95.0676; 2.2: 1777.6823; 2.3: 43.5493; 2.4: -1769.9399; 2.5: -43.3596
| 2 | 60.05 | 1: 1.2533; 1.1: 7.8771; 1.2: 0.010563; 1.3: 390.325; 1.4: 0.19281; 1.5: 7.8771; 1.6: 390.325; 1.7: 156.13; 1.8: 8.4594; 1.9: 1301.0833; 2: 41.4358; 2.1: 95.0684; 2.2: 1780.6313; 2.3: 43.5852; 2.4: -1772.7542; 2.5: -43.3924
| 2 | 60.1 | 1: 1.2738; 1.1: 8.0131; 1.2: 0.010746; 1.3: 390.65; 1.4: 0.19598; 1.5: 8.0131; 1.6: 390.65; 1.7: 156.26; 1.8: 8.4594; 1.9: 1302.1667; 2: 41.4703; 2.1: 95.0692; 2.2: 1783.5827; 2.3: 43.6211; 2.4: -1775.5696; 2.5: -43.4252
| 2 | 60.15 | 1: 1.2946; 1.1: 8.1504; 1.2: 0.01093; 1.3: 390.975; 1.4: 0.19917; 1.5: 8.1504; 1.6: 390.975; 1.7: 156.39; 1.8: 8.4594; 1.9: 1303.25; 2: 41.5048; 2.1: 95.07; 2.2: 1786.5367; 2.3: 43.6571; 2.4: -1778.3862; 2.5: -43.4579
| 2 | 60.2 | 1: 1.3155; 1.1: 8.289; 1.2: 0.011116; 1.3: 391.3; 1.4: 0.20239; 1.5: 8.289; 1.6: 391.3; 1.7: 156.52; 1.8: 8.4594; 1.9: 1304.3333; 2: 41.5393; 2.1: 95.0708; 2.2: 1789.4931; 2.3: 43.693; 2.4: -1781.2041; 2.5: -43.4906
| 2 | 60.25 | 1: 1.3366; 1.1: 8.429; 1.2: 0.011303; 1.3: 391.625; 1.4: 0.20563; 1.5: 8.429; 1.6: 391.625; 1.7: 156.65; 1.8: 8.4594; 1.9: 1305.4167; 2: 41.5738; 2.1: 95.0716; 2.2: 1792.4521; 2.3: 43.7289; 2.4: -1784.0231; 2.5: -43.5233
| 2 | 60.3 | 1: 1.3579; 1.1: 8.5702; 1.2: 0.011493; 1.3: 391.95; 1.4: 0.20891; 1.5: 8.5702; 1.6: 391.95; 1.7: 156.78; 1.8: 8.4594; 1.9: 1306.5; 2: 41.6083; 2.1: 95.0724; 2.2: 1795.4135; 2.3: 43.7648; 2.4: -1786.8433; 2.5: -43.5559
| 2 | 60.35 | 1: 1.3793; 1.1: 8.7127; 1.2: 0.011684; 1.3: 392.275; 1.4: 0.2122; 1.5: 8.7127; 1.6: 392.275; 1.7: 156.91; 1.8: 8.4594; 1.9: 1307.5833; 2: 41.6428; 2.1: 95.0732; 2.2: 1798.3774; 2.3: 43.8008; 2.4: -1789.6647; 2.5: -43.5886
| 2 | 60.4 | 1: 1.4009; 1.1: 8.8565; 1.2: 0.011877; 1.3: 392.6; 1.4: 0.21553; 1.5: 8.8565; 1.6: 392.6; 1.7: 157.04; 1.8: 8.4594; 1.9: 1308.6667; 2: 41.6773; 2.1: 95.0739; 2.2: 1801.3439; 2.3: 43.8367; 2.4: -1792.4874; 2.5: -43.6212
| 2 | 60.45 | 1: 1.4227; 1.1: 9.0017; 1.2: 0.012071; 1.3: 392.925; 1.4: 0.21888; 1.5: 9.0017; 1.6: 392.925; 1.7: 157.17; 1.8: 8.4594; 1.9: 1309.75; 2: 41.7118; 2.1: 95.0747; 2.2: 1804.3128; 2.3: 43.8726; 2.4: -1795.3111; 2.5: -43.6538
| 2 | 60.5 | 1: 1.4447; 1.1: 9.1481; 1.2: 0.012268; 1.3: 393.25; 1.4: 0.22226; 1.5: 9.1481; 1.6: 393.25; 1.7: 157.3; 1.8: 8.4594; 1.9: 1310.8333; 2: 41.7463; 2.1: 95.0755; 2.2: 1807.2842; 2.3: 43.9086; 2.4: -1798.1361; 2.5: -43.6863
| 2 | 60.55 | 1: 1.4668; 1.1: 9.2959; 1.2: 0.012466; 1.3: 393.575; 1.4: 0.22566; 1.5: 9.2959; 1.6: 393.575; 1.7: 157.43; 1.8: 8.4594; 1.9: 1311.9167; 2: 41.7808; 2.1: 95.0762; 2.2: 1810.2581; 2.3: 43.9445; 2.4: -1800.9623; 2.5: -43.7188
| 2 | 60.6 | 1: 1.4891; 1.1: 9.445; 1.2: 0.012666; 1.3: 393.9; 1.4: 0.22909; 1.5: 9.445; 1.6: 393.9; 1.7: 157.56; 1.8: 8.4594; 1.9: 1313; 2: 41.8153; 2.1: 95.077; 2.2: 1813.2346; 2.3: 43.9804; 2.4: -1803.7896; 2.5: -43.7514
| 2 | 60.65 | 1: 1.5115; 1.1: 9.5954; 1.2: 0.012868; 1.3: 394.225; 1.4: 0.23255; 1.5: 9.5954; 1.6: 394.225; 1.7: 157.69; 1.8: 8.4594; 1.9: 1314.0833; 2: 41.8498; 2.1: 95.0778; 2.2: 1816.2135; 2.3: 44.0164; 2.4: -1806.6181; 2.5: -43.7838
| 2 | 60.7 | 1: 1.5342; 1.1: 9.7471; 1.2: 0.013071; 1.3: 394.55; 1.4: 0.23603; 1.5: 9.7471; 1.6: 394.55; 1.7: 157.82; 1.8: 8.4594; 1.9: 1315.1667; 2: 41.8843; 2.1: 95.0785; 2.2: 1819.1949; 2.3: 44.0523; 2.4: -1809.4478; 2.5: -43.8163
| 2 | 60.75 | 1: 1.557; 1.1: 9.9001; 1.2: 0.013276; 1.3: 394.875; 1.4: 0.23954; 1.5: 9.9001; 1.6: 394.875; 1.7: 157.95; 1.8: 8.4594; 1.9: 1316.25; 2: 41.9188; 2.1: 95.0793; 2.2: 1822.1788; 2.3: 44.0883; 2.4: -1812.2786; 2.5: -43.8487
| 2 | 60.8 | 1: 1.58; 1.1: 10.0545; 1.2: 0.013483; 1.3: 395.2; 1.4: 0.24307; 1.5: 10.0545; 1.6: 395.2; 1.7: 158.08; 1.8: 8.4594; 1.9: 1317.3333; 2: 41.9533; 2.1: 95.08; 2.2: 1825.1652; 2.3: 44.1242; 2.4: -1815.1106; 2.5: -43.8811
| 2 | 60.85 | 1: 1.6031; 1.1: 10.2102; 1.2: 0.013692; 1.3: 395.525; 1.4: 0.24663; 1.5: 10.2102; 1.6: 395.525; 1.7: 158.21; 1.8: 8.4594; 1.9: 1318.4167; 2: 41.9878; 2.1: 95.0807; 2.2: 1828.1541; 2.3: 44.1601; 2.4: -1817.9438; 2.5: -43.9135
| 2 | 60.9 | 1: 1.6264; 1.1: 10.3673; 1.2: 0.013903; 1.3: 395.85; 1.4: 0.25022; 1.5: 10.3673; 1.6: 395.85; 1.7: 158.34; 1.8: 8.4594; 1.9: 1319.5; 2: 42.0223; 2.1: 95.0815; 2.2: 1831.1454; 2.3: 44.1961; 2.4: -1820.7782; 2.5: -43.9459
| 2 | 60.95 | 1: 1.6499; 1.1: 10.5257; 1.2: 0.014115; 1.3: 396.175; 1.4: 0.25384; 1.5: 10.5257; 1.6: 396.175; 1.7: 158.47; 1.8: 8.4594; 1.9: 1320.5833; 2: 42.0568; 2.1: 95.0822; 2.2: 1834.1393; 2.3: 44.232; 2.4: -1823.6137; 2.5: -43.9782
| 2 | 61 | 1: 1.6736; 1.1: 10.6854; 1.2: 0.014329; 1.3: 396.5; 1.4: 0.25748; 1.5: 10.6854; 1.6: 396.5; 1.7: 158.6; 1.8: 8.4594; 1.9: 1321.6667; 2: 42.0913; 2.1: 95.0829; 2.2: 1837.1357; 2.3: 44.268; 2.4: -1826.4503; 2.5: -44.0105
| 2 | 61.05 | 1: 1.6974; 1.1: 10.8465; 1.2: 0.014545; 1.3: 396.825; 1.4: 0.26114; 1.5: 10.8465; 1.6: 396.825; 1.7: 158.73; 1.8: 8.4594; 1.9: 1322.75; 2: 42.1258; 2.1: 95.0837; 2.2: 1840.1346; 2.3: 44.3039; 2.4: -1829.2881; 2.5: -44.0428
| 2 | 61.1 | 1: 1.7214; 1.1: 11.0089; 1.2: 0.014763; 1.3: 397.15; 1.4: 0.26484; 1.5: 11.0089; 1.6: 397.15; 1.7: 158.86; 1.8: 8.4594; 1.9: 1323.8333; 2: 42.1603; 2.1: 95.0844; 2.2: 1843.1359; 2.3: 44.3399; 2.4: -1832.1271; 2.5: -44.075
| 2 | 61.15 | 1: 1.7456; 1.1: 11.1726; 1.2: 0.014983; 1.3: 397.475; 1.4: 0.26856; 1.5: 11.1726; 1.6: 397.475; 1.7: 158.99; 1.8: 8.4594; 1.9: 1324.9167; 2: 42.1948; 2.1: 95.0851; 2.2: 1846.1398; 2.3: 44.3758; 2.4: -1834.9672; 2.5: -44.1073
| 2 | 61.2 | 1: 1.77; 1.1: 11.3377; 1.2: 0.015204; 1.3: 397.8; 1.4: 0.2723; 1.5: 11.3377; 1.6: 397.8; 1.7: 159.12; 1.8: 8.4594; 1.9: 1326; 2: 42.2293; 2.1: 95.0858; 2.2: 1849.1462; 2.3: 44.4118; 2.4: -1837.8084; 2.5: -44.1395
| 2 | 61.25 | 1: 1.7945; 1.1: 11.5042; 1.2: 0.015427; 1.3: 398.125; 1.4: 0.27608; 1.5: 11.5042; 1.6: 398.125; 1.7: 159.25; 1.8: 8.4594; 1.9: 1327.0833; 2: 42.2638; 2.1: 95.0865; 2.2: 1852.155; 2.3: 44.4477; 2.4: -1840.6508; 2.5: -44.1716
| 2 | 61.3 | 1: 1.8192; 1.1: 11.672; 1.2: 0.015652; 1.3: 398.45; 1.4: 0.27987; 1.5: 11.672; 1.6: 398.45; 1.7: 159.38; 1.8: 8.4594; 1.9: 1328.1667; 2: 42.2983; 2.1: 95.0873; 2.2: 1855.1664; 2.3: 44.4837; 2.4: -1843.4944; 2.5: -44.2038
| 2 | 61.35 | 1: 1.844; 1.1: 11.8412; 1.2: 0.015879; 1.3: 398.775; 1.4: 0.2837; 1.5: 11.8412; 1.6: 398.775; 1.7: 159.51; 1.8: 8.4594; 1.9: 1329.25; 2: 42.3328; 2.1: 95.088; 2.2: 1858.1802; 2.3: 44.5196; 2.4: -1846.3391; 2.5: -44.2359
| 2 | 61.4 | 1: 1.8691; 1.1: 12.0117; 1.2: 0.016108; 1.3: 399.1; 1.4: 0.28755; 1.5: 12.0117; 1.6: 399.1; 1.7: 159.64; 1.8: 8.4594; 1.9: 1330.3333; 2: 42.3673; 2.1: 95.0887; 2.2: 1861.1966; 2.3: 44.5556; 2.4: -1849.1849; 2.5: -44.268
| 2 | 61.45 | 1: 1.8943; 1.1: 12.1836; 1.2: 0.016338; 1.3: 399.425; 1.4: 0.29143; 1.5: 12.1836; 1.6: 399.425; 1.7: 159.77; 1.8: 8.4594; 1.9: 1331.4167; 2: 42.4018; 2.1: 95.0894; 2.2: 1864.2154; 2.3: 44.5915; 2.4: -1852.0318; 2.5: -44.3001
| 2 | 61.5 | 1: 1.9197; 1.1: 12.3569; 1.2: 0.016571; 1.3: 399.75; 1.4: 0.29533; 1.5: 12.3569; 1.6: 399.75; 1.7: 159.9; 1.8: 8.4594; 1.9: 1332.5; 2: 42.4363; 2.1: 95.09; 2.2: 1867.2367; 2.3: 44.6275; 2.4: -1854.8799; 2.5: -44.3322
| 2 | 61.55 | 1: 1.9452; 1.1: 12.5315; 1.2: 0.016805; 1.3: 400.075; 1.4: 0.29926; 1.5: 12.5315; 1.6: 400.075; 1.7: 160.03; 1.8: 8.4594; 1.9: 1333.5833; 2: 42.4708; 2.1: 95.0907; 2.2: 1870.2606; 2.3: 44.6635; 2.4: -1857.7291; 2.5: -44.3642
| 2 | 61.6 | 1: 1.9709; 1.1: 12.7075; 1.2: 0.017041; 1.3: 400.4; 1.4: 0.30322; 1.5: 12.7075; 1.6: 400.4; 1.7: 160.16; 1.8: 8.4594; 1.9: 1334.6667; 2: 42.5053; 2.1: 95.0914; 2.2: 1873.2869; 2.3: 44.6994; 2.4: -1860.5794; 2.5: -44.3962
| 2 | 61.65 | 1: 1.9968; 1.1: 12.8849; 1.2: 0.017279; 1.3: 400.725; 1.4: 0.3072; 1.5: 12.8849; 1.6: 400.725; 1.7: 160.29; 1.8: 8.4594; 1.9: 1335.75; 2: 42.5398; 2.1: 95.0921; 2.2: 1876.3157; 2.3: 44.7354; 2.4: -1863.4309; 2.5: -44.4282
| 2 | 61.7 | 1: 2.0229; 1.1: 13.0636; 1.2: 0.017519; 1.3: 401.05; 1.4: 0.31121; 1.5: 13.0636; 1.6: 401.05; 1.7: 160.42; 1.8: 8.4594; 1.9: 1336.8333; 2: 42.5743; 2.1: 95.0928; 2.2: 1879.3471; 2.3: 44.7713; 2.4: -1866.2834; 2.5: -44.4601
| 2 | 61.75 | 1: 2.0491; 1.1: 13.2438; 1.2: 0.01776; 1.3: 401.375; 1.4: 0.31525; 1.5: 13.2438; 1.6: 401.375; 1.7: 160.55; 1.8: 8.4594; 1.9: 1337.9167; 2: 42.6088; 2.1: 95.0935; 2.2: 1882.3809; 2.3: 44.8073; 2.4: -1869.1371; 2.5: -44.4921
| 2 | 61.8 | 1: 2.0755; 1.1: 13.4253; 1.2: 0.018004; 1.3: 401.7; 1.4: 0.31931; 1.5: 13.4253; 1.6: 401.7; 1.7: 160.68; 1.8: 8.4594; 1.9: 1339; 2: 42.6433; 2.1: 95.0941; 2.2: 1885.4172; 2.3: 44.8433; 2.4: -1871.9919; 2.5: -44.524
| 2 | 61.85 | 1: 2.1021; 1.1: 13.6082; 1.2: 0.018249; 1.3: 402.025; 1.4: 0.3234; 1.5: 13.6082; 1.6: 402.025; 1.7: 160.81; 1.8: 8.4594; 1.9: 1340.0833; 2: 42.6778; 2.1: 95.0948; 2.2: 1888.456; 2.3: 44.8792; 2.4: -1874.8478; 2.5: -44.5558
| 2 | 61.9 | 1: 2.1288; 1.1: 13.7925; 1.2: 0.018496; 1.3: 402.35; 1.4: 0.32751; 1.5: 13.7925; 1.6: 402.35; 1.7: 160.94; 1.8: 8.4594; 1.9: 1341.1667; 2: 42.7123; 2.1: 95.0955; 2.2: 1891.4973; 2.3: 44.9152; 2.4: -1877.7048; 2.5: -44.5877
| 2 | 61.95 | 1: 2.1558; 1.1: 13.9782; 1.2: 0.018745; 1.3: 402.675; 1.4: 0.33166; 1.5: 13.9782; 1.6: 402.675; 1.7: 161.07; 1.8: 8.4594; 1.9: 1342.25; 2: 42.7468; 2.1: 95.0961; 2.2: 1894.5411; 2.3: 44.9512; 2.4: -1880.5629; 2.5: -44.6195
| 2 | 62 | 1: 2.1828; 1.1: 14.1652; 1.2: 0.018996; 1.3: 403; 1.4: 0.33582; 1.5: 14.1652; 1.6: 403; 1.7: 161.2; 1.8: 8.4594; 1.9: 1343.3333; 2: 42.7813; 2.1: 95.0968; 2.2: 1897.5874; 2.3: 44.9871; 2.4: -1883.4221; 2.5: -44.6513
| 2 | 62.05 | 1: 2.2101; 1.1: 14.3537; 1.2: 0.019249; 1.3: 403.325; 1.4: 0.34002; 1.5: 14.3537; 1.6: 403.325; 1.7: 161.33; 1.8: 8.4594; 1.9: 1344.4167; 2: 42.8158; 2.1: 95.0974; 2.2: 1900.6361; 2.3: 45.0231; 2.4: -1886.2825; 2.5: -44.6831
| 2 | 62.1 | 1: 2.2375; 1.1: 14.5436; 1.2: 0.019503; 1.3: 403.65; 1.4: 0.34424; 1.5: 14.5436; 1.6: 403.65; 1.7: 161.46; 1.8: 8.4594; 1.9: 1345.5; 2: 42.8503; 2.1: 95.0981; 2.2: 1903.6874; 2.3: 45.0591; 2.4: -1889.1439; 2.5: -44.7148
| 2 | 62.15 | 1: 2.2651; 1.1: 14.7348; 1.2: 0.01976; 1.3: 403.975; 1.4: 0.34848; 1.5: 14.7348; 1.6: 403.975; 1.7: 161.59; 1.8: 8.4594; 1.9: 1346.5833; 2: 42.8848; 2.1: 95.0987; 2.2: 1906.7412; 2.3: 45.095; 2.4: -1892.0064; 2.5: -44.7466
| 2 | 62.2 | 1: 2.2929; 1.1: 14.9275; 1.2: 0.020018; 1.3: 404.3; 1.4: 0.35276; 1.5: 14.9275; 1.6: 404.3; 1.7: 161.72; 1.8: 8.4594; 1.9: 1347.6667; 2: 42.9193; 2.1: 95.0994; 2.2: 1909.7975; 2.3: 45.131; 2.4: -1894.87; 2.5: -44.7783
| 2 | 62.25 | 1: 2.3209; 1.1: 15.1216; 1.2: 0.020278; 1.3: 404.625; 1.4: 0.35706; 1.5: 15.1216; 1.6: 404.625; 1.7: 161.85; 1.8: 8.4594; 1.9: 1348.75; 2: 42.9538; 2.1: 95.1; 2.2: 1912.8562; 2.3: 45.167; 2.4: -1897.7346; 2.5: -44.8099
| 2 | 62.3 | 1: 2.349; 1.1: 15.3171; 1.2: 0.020541; 1.3: 404.95; 1.4: 0.36138; 1.5: 15.3171; 1.6: 404.95; 1.7: 161.98; 1.8: 8.4594; 1.9: 1349.8333; 2: 42.9883; 2.1: 95.1007; 2.2: 1915.9175; 2.3: 45.203; 2.4: -1900.6004; 2.5: -44.8416
| 2 | 62.35 | 1: 2.3773; 1.1: 15.514; 1.2: 0.020805; 1.3: 405.275; 1.4: 0.36573; 1.5: 15.514; 1.6: 405.275; 1.7: 162.11; 1.8: 8.4594; 1.9: 1350.9167; 2: 43.0228; 2.1: 95.1013; 2.2: 1918.9812; 2.3: 45.239; 2.4: -1903.4672; 2.5: -44.8732
| 2 | 62.4 | 1: 2.4057; 1.1: 15.7123; 1.2: 0.021071; 1.3: 405.6; 1.4: 0.37011; 1.5: 15.7123; 1.6: 405.6; 1.7: 162.24; 1.8: 8.4594; 1.9: 1352; 2: 43.0573; 2.1: 95.1019; 2.2: 1922.0475; 2.3: 45.2749; 2.4: -1906.3352; 2.5: -44.9048
| 2 | 62.45 | 1: 2.4344; 1.1: 15.912; 1.2: 0.021338; 1.3: 405.925; 1.4: 0.37452; 1.5: 15.912; 1.6: 405.925; 1.7: 162.37; 1.8: 8.4594; 1.9: 1353.0833; 2: 43.0918; 2.1: 95.1025; 2.2: 1925.1162; 2.3: 45.3109; 2.4: -1909.2042; 2.5: -44.9364
| 2 | 62.5 | 1: 2.4632; 1.1: 16.1132; 1.2: 0.021608; 1.3: 406.25; 1.4: 0.37895; 1.5: 16.1132; 1.6: 406.25; 1.7: 162.5; 1.8: 8.4594; 1.9: 1354.1667; 2: 43.1263; 2.1: 95.1032; 2.2: 1928.1874; 2.3: 45.3469; 2.4: -1912.0742; 2.5: -44.9679
| 2 | 62.55 | 1: 2.4921; 1.1: 16.3158; 1.2: 0.02188; 1.3: 406.575; 1.4: 0.38341; 1.5: 16.3158; 1.6: 406.575; 1.7: 162.63; 1.8: 8.4594; 1.9: 1355.25; 2: 43.1608; 2.1: 95.1038; 2.2: 1931.2611; 2.3: 45.3829; 2.4: -1914.9454; 2.5: -44.9995
| 2 | 62.6 | 1: 2.5213; 1.1: 16.5198; 1.2: 0.022153; 1.3: 406.9; 1.4: 0.38789; 1.5: 16.5198; 1.6: 406.9; 1.7: 162.76; 1.8: 8.4594; 1.9: 1356.3333; 2: 43.1953; 2.1: 95.1044; 2.2: 1934.3374; 2.3: 45.4189; 2.4: -1917.8176; 2.5: -45.031
| 2 | 62.65 | 1: 2.5506; 1.1: 16.7252; 1.2: 0.022429; 1.3: 407.225; 1.4: 0.3924; 1.5: 16.7252; 1.6: 407.225; 1.7: 162.89; 1.8: 8.4594; 1.9: 1357.4167; 2: 43.2298; 2.1: 95.105; 2.2: 1937.4161; 2.3: 45.4548; 2.4: -1920.6908; 2.5: -45.0624
| 2 | 62.7 | 1: 2.5801; 1.1: 16.9321; 1.2: 0.022706; 1.3: 407.55; 1.4: 0.39694; 1.5: 16.9321; 1.6: 407.55; 1.7: 163.02; 1.8: 8.4594; 1.9: 1358.5; 2: 43.2643; 2.1: 95.1056; 2.2: 1940.4973; 2.3: 45.4908; 2.4: -1923.5652; 2.5: -45.0939
| 2 | 62.75 | 1: 2.6097; 1.1: 17.1404; 1.2: 0.022986; 1.3: 407.875; 1.4: 0.4015; 1.5: 17.1404; 1.6: 407.875; 1.7: 163.15; 1.8: 8.4594; 1.9: 1359.5833; 2: 43.2988; 2.1: 95.1062; 2.2: 1943.5809; 2.3: 45.5268; 2.4: -1926.4406; 2.5: -45.1253
| 2 | 62.8 | 1: 2.6396; 1.1: 17.3501; 1.2: 0.023267; 1.3: 408.2; 1.4: 0.40609; 1.5: 17.3501; 1.6: 408.2; 1.7: 163.28; 1.8: 8.4594; 1.9: 1360.6667; 2: 43.3333; 2.1: 95.1068; 2.2: 1946.6671; 2.3: 45.5628; 2.4: -1929.317; 2.5: -45.1567
| 2 | 62.85 | 1: 2.6696; 1.1: 17.5613; 1.2: 0.02355; 1.3: 408.525; 1.4: 0.4107; 1.5: 17.5613; 1.6: 408.525; 1.7: 163.41; 1.8: 8.4594; 1.9: 1361.75; 2: 43.3678; 2.1: 95.1075; 2.2: 1949.7558; 2.3: 45.5988; 2.4: -1932.1945; 2.5: -45.1881
| 2 | 62.9 | 1: 2.6998; 1.1: 17.7739; 1.2: 0.023835; 1.3: 408.85; 1.4: 0.41535; 1.5: 17.7739; 1.6: 408.85; 1.7: 163.54; 1.8: 8.4594; 1.9: 1362.8333; 2: 43.4023; 2.1: 95.1081; 2.2: 1952.847; 2.3: 45.6348; 2.4: -1935.073; 2.5: -45.2194
| 2 | 62.95 | 1: 2.7301; 1.1: 17.988; 1.2: 0.024122; 1.3: 409.175; 1.4: 0.42001; 1.5: 17.988; 1.6: 409.175; 1.7: 163.67; 1.8: 8.4594; 1.9: 1363.9167; 2: 43.4368; 2.1: 95.1086; 2.2: 1955.9406; 2.3: 45.6708; 2.4: -1937.9526; 2.5: -45.2507
| 2 | 63 | 1: 2.7606; 1.1: 18.2035; 1.2: 0.024411; 1.3: 409.5; 1.4: 0.42471; 1.5: 18.2035; 1.6: 409.5; 1.7: 163.8; 1.8: 8.4594; 1.9: 1365; 2: 43.4713; 2.1: 95.1092; 2.2: 1959.0367; 2.3: 45.7067; 2.4: -1940.8333; 2.5: -45.282
| 2 | 63.05 | 1: 2.7913; 1.1: 18.4204; 1.2: 0.024702; 1.3: 409.825; 1.4: 0.42943; 1.5: 18.4204; 1.6: 409.825; 1.7: 163.93; 1.8: 8.4594; 1.9: 1366.0833; 2: 43.5058; 2.1: 95.1098; 2.2: 1962.1354; 2.3: 45.7427; 2.4: -1943.7149; 2.5: -45.3133
| 2 | 63.1 | 1: 2.8222; 1.1: 18.6388; 1.2: 0.024995; 1.3: 410.15; 1.4: 0.43418; 1.5: 18.6388; 1.6: 410.15; 1.7: 164.06; 1.8: 8.4594; 1.9: 1367.1667; 2: 43.5403; 2.1: 95.1104; 2.2: 1965.2365; 2.3: 45.7787; 2.4: -1946.5976; 2.5: -45.3445
| 2 | 63.15 | 1: 2.8532; 1.1: 18.8587; 1.2: 0.02529; 1.3: 410.475; 1.4: 0.43895; 1.5: 18.8587; 1.6: 410.475; 1.7: 164.19; 1.8: 8.4594; 1.9: 1368.25; 2: 43.5748; 2.1: 95.111; 2.2: 1968.3401; 2.3: 45.8147; 2.4: -1949.4814; 2.5: -45.3758
| 2 | 63.2 | 1: 2.8844; 1.1: 19.08; 1.2: 0.025587; 1.3: 410.8; 1.4: 0.44375; 1.5: 19.08; 1.6: 410.8; 1.7: 164.32; 1.8: 8.4594; 1.9: 1369.3333; 2: 43.6093; 2.1: 95.1116; 2.2: 1971.4462; 2.3: 45.8507; 2.4: -1952.3662; 2.5: -45.407
| 2 | 63.25 | 1: 2.9158; 1.1: 19.3028; 1.2: 0.025886; 1.3: 411.125; 1.4: 0.44858; 1.5: 19.3028; 1.6: 411.125; 1.7: 164.45; 1.8: 8.4594; 1.9: 1370.4167; 2: 43.6438; 2.1: 95.1122; 2.2: 1974.5548; 2.3: 45.8867; 2.4: -1955.252; 2.5: -45.4381
| 2 | 63.3 | 1: 2.9473; 1.1: 19.5271; 1.2: 0.026186; 1.3: 411.45; 1.4: 0.45343; 1.5: 19.5271; 1.6: 411.45; 1.7: 164.58; 1.8: 8.4594; 1.9: 1371.5; 2: 43.6783; 2.1: 95.1127; 2.2: 1977.6659; 2.3: 45.9227; 2.4: -1958.1388; 2.5: -45.4693
| 2 | 63.35 | 1: 2.979; 1.1: 19.7528; 1.2: 0.026489; 1.3: 411.775; 1.4: 0.45831; 1.5: 19.7528; 1.6: 411.775; 1.7: 164.71; 1.8: 8.4594; 1.9: 1372.5833; 2: 43.7128; 2.1: 95.1133; 2.2: 1980.7794; 2.3: 45.9587; 2.4: -1961.0266; 2.5: -45.5004
| 2 | 63.4 | 1: 3.0109; 1.1: 19.98; 1.2: 0.026794; 1.3: 412.1; 1.4: 0.46322; 1.5: 19.98; 1.6: 412.1; 1.7: 164.84; 1.8: 8.4594; 1.9: 1373.6667; 2: 43.7473; 2.1: 95.1139; 2.2: 1983.8955; 2.3: 45.9947; 2.4: -1963.9155; 2.5: -45.5315
| 2 | 63.45 | 1: 3.043; 1.1: 20.2086; 1.2: 0.0271; 1.3: 412.425; 1.4: 0.46815; 1.5: 20.2086; 1.6: 412.425; 1.7: 164.97; 1.8: 8.4594; 1.9: 1374.75; 2: 43.7818; 2.1: 95.1145; 2.2: 1987.014; 2.3: 46.0307; 2.4: -1966.8053; 2.5: -45.5625
| 2 | 63.5 | 1: 3.0752; 1.1: 20.4388; 1.2: 0.027409; 1.3: 412.75; 1.4: 0.47311; 1.5: 20.4388; 1.6: 412.75; 1.7: 165.1; 1.8: 8.4594; 1.9: 1375.8333; 2: 43.8163; 2.1: 95.115; 2.2: 1990.135; 2.3: 46.0667; 2.4: -1969.6962; 2.5: -45.5936
| 2 | 63.55 | 1: 3.1076; 1.1: 20.6704; 1.2: 0.027719; 1.3: 413.075; 1.4: 0.47809; 1.5: 20.6704; 1.6: 413.075; 1.7: 165.23; 1.8: 8.4594; 1.9: 1376.9167; 2: 43.8508; 2.1: 95.1156; 2.2: 1993.2585; 2.3: 46.1027; 2.4: -1972.5881; 2.5: -45.6246
| 2 | 63.6 | 1: 3.1402; 1.1: 20.9035; 1.2: 0.028032; 1.3: 413.4; 1.4: 0.4831; 1.5: 20.9035; 1.6: 413.4; 1.7: 165.36; 1.8: 8.4594; 1.9: 1378; 2: 43.8854; 2.1: 95.1161; 2.2: 1996.3845; 2.3: 46.1387; 2.4: -1975.481; 2.5: -45.6556
| 2 | 63.65 | 1: 3.1729; 1.1: 21.138; 1.2: 0.028347; 1.3: 413.725; 1.4: 0.48814; 1.5: 21.138; 1.6: 413.725; 1.7: 165.49; 1.8: 8.4594; 1.9: 1379.0833; 2: 43.9199; 2.1: 95.1167; 2.2: 1999.513; 2.3: 46.1747; 2.4: -1978.3749; 2.5: -45.6866
| 2 | 63.7 | 1: 3.2058; 1.1: 21.3741; 1.2: 0.028663; 1.3: 414.05; 1.4: 0.4932; 1.5: 21.3741; 1.6: 414.05; 1.7: 165.62; 1.8: 8.4594; 1.9: 1380.1667; 2: 43.9544; 2.1: 95.1173; 2.2: 2002.6439; 2.3: 46.2107; 2.4: -1981.2698; 2.5: -45.7175
| 2 | 63.75 | 1: 3.2389; 1.1: 21.6116; 1.2: 0.028982; 1.3: 414.375; 1.4: 0.49829; 1.5: 21.6116; 1.6: 414.375; 1.7: 165.75; 1.8: 8.4594; 1.9: 1381.25; 2: 43.9889; 2.1: 95.1178; 2.2: 2005.7774; 2.3: 46.2467; 2.4: -1984.1657; 2.5: -45.7484
| 2 | 63.8 | 1: 3.2722; 1.1: 21.8507; 1.2: 0.029302; 1.3: 414.7; 1.4: 0.50341; 1.5: 21.8507; 1.6: 414.7; 1.7: 165.88; 1.8: 8.4594; 1.9: 1382.3333; 2: 44.0234; 2.1: 95.1184; 2.2: 2008.9133; 2.3: 46.2827; 2.4: -1987.0626; 2.5: -45.7793
| 2 | 63.85 | 1: 3.3056; 1.1: 22.0912; 1.2: 0.029625; 1.3: 415.025; 1.4: 0.50855; 1.5: 22.0912; 1.6: 415.025; 1.7: 166.01; 1.8: 8.4594; 1.9: 1383.4167; 2: 44.0579; 2.1: 95.1189; 2.2: 2012.0517; 2.3: 46.3187; 2.4: -1989.9605; 2.5: -45.8102
| 2 | 63.9 | 1: 3.3392; 1.1: 22.3332; 1.2: 0.029949; 1.3: 415.35; 1.4: 0.51372; 1.5: 22.3332; 1.6: 415.35; 1.7: 166.14; 1.8: 8.4594; 1.9: 1384.5; 2: 44.0924; 2.1: 95.1195; 2.2: 2015.1926; 2.3: 46.3547; 2.4: -1992.8593; 2.5: -45.841
| 2 | 63.95 | 1: 3.373; 1.1: 22.5768; 1.2: 0.030276; 1.3: 415.675; 1.4: 0.51892; 1.5: 22.5768; 1.6: 415.675; 1.7: 166.27; 1.8: 8.4594; 1.9: 1385.5833; 2: 44.1269; 2.1: 95.12; 2.2: 2018.3359; 2.3: 46.3907; 2.4: -1995.7592; 2.5: -45.8718
| 2 | 64 | 1: 3.4069; 1.1: 22.8218; 1.2: 0.030605; 1.3: 416; 1.4: 0.52414; 1.5: 22.8218; 1.6: 416; 1.7: 166.4; 1.8: 8.4594; 1.9: 1386.6667; 2: 44.1614; 2.1: 95.1205; 2.2: 2021.4818; 2.3: 46.4267; 2.4: -1998.66; 2.5: -45.9026
| 2 | 64.05 | 1: 3.441; 1.1: 23.0683; 1.2: 0.030935; 1.3: 416.325; 1.4: 0.52939; 1.5: 23.0683; 1.6: 416.325; 1.7: 166.53; 1.8: 8.4594; 1.9: 1387.75; 2: 44.1959; 2.1: 95.1211; 2.2: 2024.6301; 2.3: 46.4627; 2.4: -2001.5618; 2.5: -45.9333
| 2 | 64.1 | 1: 3.4753; 1.1: 23.3164; 1.2: 0.031268; 1.3: 416.65; 1.4: 0.53466; 1.5: 23.3164; 1.6: 416.65; 1.7: 166.66; 1.8: 8.4594; 1.9: 1388.8333; 2: 44.2304; 2.1: 95.1216; 2.2: 2027.7809; 2.3: 46.4987; 2.4: -2004.4645; 2.5: -45.9641
| 2 | 64.15 | 1: 3.5098; 1.1: 23.5659; 1.2: 0.031602; 1.3: 416.975; 1.4: 0.53997; 1.5: 23.5659; 1.6: 416.975; 1.7: 166.79; 1.8: 8.4594; 1.9: 1389.9167; 2: 44.2649; 2.1: 95.1222; 2.2: 2030.9342; 2.3: 46.5348; 2.4: -2007.3683; 2.5: -45.9948
| 2 | 64.2 | 1: 3.5444; 1.1: 23.817; 1.2: 0.031939; 1.3: 417.3; 1.4: 0.54529; 1.5: 23.817; 1.6: 417.3; 1.7: 166.92; 1.8: 8.4594; 1.9: 1391; 2: 44.2994; 2.1: 95.1227; 2.2: 2034.0899; 2.3: 46.5708; 2.4: -2010.273; 2.5: -46.0255
| 2 | 64.25 | 1: 3.5792; 1.1: 24.0696; 1.2: 0.032278; 1.3: 417.625; 1.4: 0.55065; 1.5: 24.0696; 1.6: 417.625; 1.7: 167.05; 1.8: 8.4594; 1.9: 1392.0833; 2: 44.3339; 2.1: 95.1232; 2.2: 2037.2482; 2.3: 46.6068; 2.4: -2013.1786; 2.5: -46.0561
| 2 | 64.3 | 1: 3.6142; 1.1: 24.3236; 1.2: 0.032619; 1.3: 417.95; 1.4: 0.55603; 1.5: 24.3236; 1.6: 417.95; 1.7: 167.18; 1.8: 8.4594; 1.9: 1393.1667; 2: 44.3684; 2.1: 95.1237; 2.2: 2040.4089; 2.3: 46.6428; 2.4: -2016.0852; 2.5: -46.0868
| 2 | 64.35 | 1: 3.6493; 1.1: 24.5793; 1.2: 0.032961; 1.3: 418.275; 1.4: 0.56143; 1.5: 24.5793; 1.6: 418.275; 1.7: 167.31; 1.8: 8.4594; 1.9: 1394.25; 2: 44.4029; 2.1: 95.1243; 2.2: 2043.5721; 2.3: 46.6788; 2.4: -2018.9928; 2.5: -46.1174
| 2 | 64.4 | 1: 3.6846; 1.1: 24.8364; 1.2: 0.033306; 1.3: 418.6; 1.4: 0.56687; 1.5: 24.8364; 1.6: 418.6; 1.7: 167.44; 1.8: 8.4594; 1.9: 1395.3333; 2: 44.4374; 2.1: 95.1248; 2.2: 2046.7378; 2.3: 46.7148; 2.4: -2021.9013; 2.5: -46.1479
| 2 | 64.45 | 1: 3.7201; 1.1: 25.0951; 1.2: 0.033653; 1.3: 418.925; 1.4: 0.57233; 1.5: 25.0951; 1.6: 418.925; 1.7: 167.57; 1.8: 8.4594; 1.9: 1396.4167; 2: 44.4719; 2.1: 95.1253; 2.2: 2049.9059; 2.3: 46.7508; 2.4: -2024.8108; 2.5: -46.1785
| 2 | 64.5 | 1: 3.7558; 1.1: 25.3553; 1.2: 0.034002; 1.3: 419.25; 1.4: 0.57781; 1.5: 25.3553; 1.6: 419.25; 1.7: 167.7; 1.8: 8.4594; 1.9: 1397.5; 2: 44.5064; 2.1: 95.1258; 2.2: 2053.0765; 2.3: 46.7868; 2.4: -2027.7212; 2.5: -46.209
| 2 | 64.55 | 1: 3.7916; 1.1: 25.617; 1.2: 0.034353; 1.3: 419.575; 1.4: 0.58332; 1.5: 25.617; 1.6: 419.575; 1.7: 167.83; 1.8: 8.4594; 1.9: 1398.5833; 2: 44.5409; 2.1: 95.1264; 2.2: 2056.2496; 2.3: 46.8228; 2.4: -2030.6326; 2.5: -46.2395
| 2 | 64.6 | 1: 3.8276; 1.1: 25.8802; 1.2: 0.034706; 1.3: 419.9; 1.4: 0.58886; 1.5: 25.8802; 1.6: 419.9; 1.7: 167.96; 1.8: 8.4594; 1.9: 1399.6667; 2: 44.5754; 2.1: 95.1269; 2.2: 2059.4251; 2.3: 46.8589; 2.4: -2033.5449; 2.5: -46.27
| 2 | 64.65 | 1: 3.8638; 1.1: 26.145; 1.2: 0.035061; 1.3: 420.225; 1.4: 0.59443; 1.5: 26.145; 1.6: 420.225; 1.7: 168.09; 1.8: 8.4594; 1.9: 1400.75; 2: 44.6099; 2.1: 95.1274; 2.2: 2062.6032; 2.3: 46.8949; 2.4: -2036.4581; 2.5: -46.3004
| 2 | 64.7 | 1: 3.9001; 1.1: 26.4114; 1.2: 0.035418; 1.3: 420.55; 1.4: 0.60002; 1.5: 26.4114; 1.6: 420.55; 1.7: 168.22; 1.8: 8.4594; 1.9: 1401.8333; 2: 44.6444; 2.1: 95.1279; 2.2: 2065.7837; 2.3: 46.9309; 2.4: -2039.3723; 2.5: -46.3309
| 2 | 64.75 | 1: 3.9366; 1.1: 26.6793; 1.2: 0.035777; 1.3: 420.875; 1.4: 0.60564; 1.5: 26.6793; 1.6: 420.875; 1.7: 168.35; 1.8: 8.4594; 1.9: 1402.9167; 2: 44.6789; 2.1: 95.1284; 2.2: 2068.9666; 2.3: 46.9669; 2.4: -2042.2874; 2.5: -46.3613
| 2 | 64.8 | 1: 3.9733; 1.1: 26.9487; 1.2: 0.036139; 1.3: 421.2; 1.4: 0.61128; 1.5: 26.9487; 1.6: 421.2; 1.7: 168.48; 1.8: 8.4594; 1.9: 1404; 2: 44.7134; 2.1: 95.1289; 2.2: 2072.1521; 2.3: 47.0029; 2.4: -2045.2034; 2.5: -46.3916
| 2 | 64.85 | 1: 4.0102; 1.1: 27.2197; 1.2: 0.036502; 1.3: 421.525; 1.4: 0.61695; 1.5: 27.2197; 1.6: 421.525; 1.7: 168.61; 1.8: 8.4594; 1.9: 1405.0833; 2: 44.7479; 2.1: 95.1294; 2.2: 2075.34; 2.3: 47.0389; 2.4: -2048.1203; 2.5: -46.422
| 2 | 64.9 | 1: 4.0472; 1.1: 27.4922; 1.2: 0.036868; 1.3: 421.85; 1.4: 0.62265; 1.5: 27.4922; 1.6: 421.85; 1.7: 168.74; 1.8: 8.4594; 1.9: 1406.1667; 2: 44.7824; 2.1: 95.1299; 2.2: 2078.5303; 2.3: 47.075; 2.4: -2051.0382; 2.5: -46.4523
| 2 | 64.95 | 1: 4.0844; 1.1: 27.7662; 1.2: 0.037235; 1.3: 422.175; 1.4: 0.62837; 1.5: 27.7662; 1.6: 422.175; 1.7: 168.87; 1.8: 8.4594; 1.9: 1407.25; 2: 44.8169; 2.1: 95.1304; 2.2: 2081.7232; 2.3: 47.111; 2.4: -2053.9569; 2.5: -46.4826
| 2 | 65 | 1: 4.1218; 1.1: 28.0419; 1.2: 0.037605; 1.3: 422.5; 1.4: 0.63412; 1.5: 28.0419; 1.6: 422.5; 1.7: 169; 1.8: 8.4594; 1.9: 1408.3333; 2: 44.8514; 2.1: 95.131; 2.2: 2084.9185; 2.3: 47.147; 2.4: -2056.8766; 2.5: -46.5129
| 2 | 65.05 | 1: 4.1593; 1.1: 28.3191; 1.2: 0.037976; 1.3: 422.825; 1.4: 0.6399; 1.5: 28.3191; 1.6: 422.825; 1.7: 169.13; 1.8: 8.4594; 1.9: 1409.4167; 2: 44.8859; 2.1: 95.1315; 2.2: 2088.1162; 2.3: 47.183; 2.4: -2059.7972; 2.5: -46.5431
| 2 | 65.1 | 1: 4.197; 1.1: 28.5978; 1.2: 0.03835; 1.3: 423.15; 1.4: 0.6457; 1.5: 28.5978; 1.6: 423.15; 1.7: 169.26; 1.8: 8.4594; 1.9: 1410.5; 2: 44.9204; 2.1: 95.132; 2.2: 2091.3165; 2.3: 47.219; 2.4: -2062.7187; 2.5: -46.5733
| 2 | 65.15 | 1: 4.2349; 1.1: 28.8781; 1.2: 0.038726; 1.3: 423.475; 1.4: 0.65153; 1.5: 28.8781; 1.6: 423.475; 1.7: 169.39; 1.8: 8.4594; 1.9: 1411.5833; 2: 44.9549; 2.1: 95.1325; 2.2: 2094.5192; 2.3: 47.255; 2.4: -2065.641; 2.5: -46.6035
| 2 | 65.2 | 1: 4.273; 1.1: 29.16; 1.2: 0.039104; 1.3: 423.8; 1.4: 0.65738; 1.5: 29.16; 1.6: 423.8; 1.7: 169.52; 1.8: 8.4594; 1.9: 1412.6667; 2: 44.9894; 2.1: 95.133; 2.2: 2097.7243; 2.3: 47.2911; 2.4: -2068.5643; 2.5: -46.6337
| 2 | 65.25 | 1: 4.3112; 1.1: 29.4435; 1.2: 0.039484; 1.3: 424.125; 1.4: 0.66326; 1.5: 29.4435; 1.6: 424.125; 1.7: 169.65; 1.8: 8.4594; 1.9: 1413.75; 2: 45.0239; 2.1: 95.1335; 2.2: 2100.9319; 2.3: 47.3271; 2.4: -2071.4885; 2.5: -46.6638
| 2 | 65.3 | 1: 4.3496; 1.1: 29.7285; 1.2: 0.039867; 1.3: 424.45; 1.4: 0.66917; 1.5: 29.7285; 1.6: 424.45; 1.7: 169.78; 1.8: 8.4594; 1.9: 1414.8333; 2: 45.0584; 2.1: 95.1339; 2.2: 2104.142; 2.3: 47.3631; 2.4: -2074.4135; 2.5: -46.6939
| 2 | 65.35 | 1: 4.3882; 1.1: 30.0151; 1.2: 0.040251; 1.3: 424.775; 1.4: 0.67511; 1.5: 30.0151; 1.6: 424.775; 1.7: 169.91; 1.8: 8.4594; 1.9: 1415.9167; 2: 45.0929; 2.1: 95.1344; 2.2: 2107.3545; 2.3: 47.3991; 2.4: -2077.3394; 2.5: -46.724
| 2 | 65.4 | 1: 4.4269; 1.1: 30.3033; 1.2: 0.040637; 1.3: 425.1; 1.4: 0.68107; 1.5: 30.3033; 1.6: 425.1; 1.7: 170.04; 1.8: 8.4594; 1.9: 1417; 2: 45.1274; 2.1: 95.1349; 2.2: 2110.5695; 2.3: 47.4351; 2.4: -2080.2662; 2.5: -46.7541
| 2 | 65.45 | 1: 4.4659; 1.1: 30.593; 1.2: 0.041026; 1.3: 425.425; 1.4: 0.68705; 1.5: 30.593; 1.6: 425.425; 1.7: 170.17; 1.8: 8.4594; 1.9: 1418.0833; 2: 45.1619; 2.1: 95.1354; 2.2: 2113.787; 2.3: 47.4712; 2.4: -2083.1939; 2.5: -46.7841
| 2 | 65.5 | 1: 4.5049; 1.1: 30.8844; 1.2: 0.041417; 1.3: 425.75; 1.4: 0.69307; 1.5: 30.8844; 1.6: 425.75; 1.7: 170.3; 1.8: 8.4594; 1.9: 1419.1667; 2: 45.1964; 2.1: 95.1359; 2.2: 2117.0069; 2.3: 47.5072; 2.4: -2086.1225; 2.5: -46.8141
| 2 | 65.55 | 1: 4.5442; 1.1: 31.1773; 1.2: 0.041809; 1.3: 426.075; 1.4: 0.69911; 1.5: 31.1773; 1.6: 426.075; 1.7: 170.43; 1.8: 8.4594; 1.9: 1420.25; 2: 45.2309; 2.1: 95.1364; 2.2: 2120.2292; 2.3: 47.5432; 2.4: -2089.0519; 2.5: -46.8441
| 2 | 65.6 | 1: 4.5836; 1.1: 31.4718; 1.2: 0.042204; 1.3: 426.4; 1.4: 0.70517; 1.5: 31.4718; 1.6: 426.4; 1.7: 170.56; 1.8: 8.4594; 1.9: 1421.3333; 2: 45.2654; 2.1: 95.1369; 2.2: 2123.454; 2.3: 47.5792; 2.4: -2091.9822; 2.5: -46.874
| 2 | 65.65 | 1: 4.6232; 1.1: 31.7679; 1.2: 0.042601; 1.3: 426.725; 1.4: 0.71127; 1.5: 31.7679; 1.6: 426.725; 1.7: 170.69; 1.8: 8.4594; 1.9: 1422.4167; 2: 45.2999; 2.1: 95.1374; 2.2: 2126.6813; 2.3: 47.6152; 2.4: -2094.9133; 2.5: -46.904
| 2 | 65.7 | 1: 4.663; 1.1: 32.0656; 1.2: 0.043001; 1.3: 427.05; 1.4: 0.71739; 1.5: 32.0656; 1.6: 427.05; 1.7: 170.82; 1.8: 8.4594; 1.9: 1423.5; 2: 45.3344; 2.1: 95.1379; 2.2: 2129.911; 2.3: 47.6513; 2.4: -2097.8453; 2.5: -46.9339
| 2 | 65.75 | 1: 4.703; 1.1: 32.3649; 1.2: 0.043402; 1.3: 427.375; 1.4: 0.72353; 1.5: 32.3649; 1.6: 427.375; 1.7: 170.95; 1.8: 8.4594; 1.9: 1424.5833; 2: 45.3689; 2.1: 95.1384; 2.2: 2133.1431; 2.3: 47.6873; 2.4: -2100.7782; 2.5: -46.9637
| 2 | 65.8 | 1: 4.7431; 1.1: 32.6658; 1.2: 0.043806; 1.3: 427.7; 1.4: 0.7297; 1.5: 32.6658; 1.6: 427.7; 1.7: 171.08; 1.8: 8.4594; 1.9: 1425.6667; 2: 45.4034; 2.1: 95.1389; 2.2: 2136.3777; 2.3: 47.7233; 2.4: -2103.7119; 2.5: -46.9936
| 2 | 65.85 | 1: 4.7834; 1.1: 32.9683; 1.2: 0.044211; 1.3: 428.025; 1.4: 0.7359; 1.5: 32.9683; 1.6: 428.025; 1.7: 171.21; 1.8: 8.4594; 1.9: 1426.75; 2: 45.4379; 2.1: 95.1393; 2.2: 2139.6148; 2.3: 47.7593; 2.4: -2106.6465; 2.5: -47.0234
| 2 | 65.9 | 1: 4.8238; 1.1: 33.2724; 1.2: 0.044619; 1.3: 428.35; 1.4: 0.74213; 1.5: 33.2724; 1.6: 428.35; 1.7: 171.34; 1.8: 8.4594; 1.9: 1427.8333; 2: 45.4724; 2.1: 95.1398; 2.2: 2142.8543; 2.3: 47.7953; 2.4: -2109.5818; 2.5: -47.0532
| 2 | 65.95 | 1: 4.8644; 1.1: 33.5781; 1.2: 0.045029; 1.3: 428.675; 1.4: 0.74838; 1.5: 33.5781; 1.6: 428.675; 1.7: 171.47; 1.8: 8.4594; 1.9: 1428.9167; 2: 45.5069; 2.1: 95.1403; 2.2: 2146.0962; 2.3: 47.8313; 2.4: -2112.5181; 2.5: -47.083
| 2 | 66 | 1: 4.9052; 1.1: 33.8855; 1.2: 0.045441; 1.3: 429; 1.4: 0.75465; 1.5: 33.8855; 1.6: 429; 1.7: 171.6; 1.8: 8.4594; 1.9: 1430; 2: 45.5414; 2.1: 95.1408; 2.2: 2149.3406; 2.3: 47.8674; 2.4: -2115.4551; 2.5: -47.1127
| 2 | 66.05 | 1: 4.9462; 1.1: 34.1944; 1.2: 0.045855; 1.3: 429.325; 1.4: 0.76096; 1.5: 34.1944; 1.6: 429.325; 1.7: 171.73; 1.8: 8.4594; 1.9: 1431.0833; 2: 45.5759; 2.1: 95.1413; 2.2: 2152.5874; 2.3: 47.9034; 2.4: -2118.393; 2.5: -47.1424
| 2 | 66.1 | 1: 4.9874; 1.1: 34.5049; 1.2: 0.046272; 1.3: 429.65; 1.4: 0.76729; 1.5: 34.5049; 1.6: 429.65; 1.7: 171.86; 1.8: 8.4594; 1.9: 1432.1667; 2: 45.6104; 2.1: 95.1418; 2.2: 2155.8367; 2.3: 47.9394; 2.4: -2121.3317; 2.5: -47.1721
| 2 | 66.15 | 1: 5.0287; 1.1: 34.8171; 1.2: 0.046691; 1.3: 429.975; 1.4: 0.77364; 1.5: 34.8171; 1.6: 429.975; 1.7: 171.99; 1.8: 8.4594; 1.9: 1433.25; 2: 45.6449; 2.1: 95.1423; 2.2: 2159.0884; 2.3: 47.9754; 2.4: -2124.2713; 2.5: -47.2018
| 2 | 66.2 | 1: 5.0702; 1.1: 35.1309; 1.2: 0.047111; 1.3: 430.3; 1.4: 0.78003; 1.5: 35.1309; 1.6: 430.3; 1.7: 172.12; 1.8: 8.4594; 1.9: 1434.3333; 2: 45.6794; 2.1: 95.1427; 2.2: 2162.3425; 2.3: 48.0114; 2.4: -2127.2116; 2.5: -47.2314
| 2 | 66.25 | 1: 5.1118; 1.1: 35.4463; 1.2: 0.047534; 1.3: 430.625; 1.4: 0.78644; 1.5: 35.4463; 1.6: 430.625; 1.7: 172.25; 1.8: 8.4594; 1.9: 1435.4167; 2: 45.7139; 2.1: 95.1432; 2.2: 2165.5991; 2.3: 48.0475; 2.4: -2130.1528; 2.5: -47.261
| 2 | 66.3 | 1: 5.1537; 1.1: 35.7634; 1.2: 0.047959; 1.3: 430.95; 1.4: 0.79287; 1.5: 35.7634; 1.6: 430.95; 1.7: 172.38; 1.8: 8.4594; 1.9: 1436.5; 2: 45.7484; 2.1: 95.1437; 2.2: 2168.8581; 2.3: 48.0835; 2.4: -2133.0947; 2.5: -47.2906
| 2 | 66.35 | 1: 5.1957; 1.1: 36.082; 1.2: 0.048387; 1.3: 431.275; 1.4: 0.79933; 1.5: 36.082; 1.6: 431.275; 1.7: 172.51; 1.8: 8.4594; 1.9: 1437.5833; 2: 45.7829; 2.1: 95.1442; 2.2: 2172.1195; 2.3: 48.1195; 2.4: -2136.0375; 2.5: -47.3202
| 2 | 66.4 | 1: 5.2378; 1.1: 36.4023; 1.2: 0.048816; 1.3: 431.6; 1.4: 0.80582; 1.5: 36.4023; 1.6: 431.6; 1.7: 172.64; 1.8: 8.4594; 1.9: 1438.6667; 2: 45.8174; 2.1: 95.1447; 2.2: 2175.3834; 2.3: 48.1555; 2.4: -2138.9811; 2.5: -47.3497
| 2 | 66.45 | 1: 5.2802; 1.1: 36.7243; 1.2: 0.049248; 1.3: 431.925; 1.4: 0.81234; 1.5: 36.7243; 1.6: 431.925; 1.7: 172.77; 1.8: 8.4594; 1.9: 1439.75; 2: 45.8519; 2.1: 95.1452; 2.2: 2178.6497; 2.3: 48.1915; 2.4: -2141.9254; 2.5: -47.3792
| 2 | 66.5 | 1: 5.3227; 1.1: 37.0479; 1.2: 0.049682; 1.3: 432.25; 1.4: 0.81888; 1.5: 37.0479; 1.6: 432.25; 1.7: 172.9; 1.8: 8.4594; 1.9: 1440.8333; 2: 45.8864; 2.1: 95.1457; 2.2: 2181.9185; 2.3: 48.2275; 2.4: -2144.8706; 2.5: -47.4087
| 2 | 66.55 | 1: 5.3654; 1.1: 37.3731; 1.2: 0.050118; 1.3: 432.575; 1.4: 0.82545; 1.5: 37.3731; 1.6: 432.575; 1.7: 173.03; 1.8: 8.4594; 1.9: 1441.9167; 2: 45.9209; 2.1: 95.1461; 2.2: 2185.1896; 2.3: 48.2636; 2.4: -2147.8165; 2.5: -47.4381
| 2 | 66.6 | 1: 5.4083; 1.1: 37.6999; 1.2: 0.050556; 1.3: 432.9; 1.4: 0.83204; 1.5: 37.6999; 1.6: 432.9; 1.7: 173.16; 1.8: 8.4594; 1.9: 1443; 2: 45.9554; 2.1: 95.1466; 2.2: 2188.4632; 2.3: 48.2996; 2.4: -2150.7633; 2.5: -47.4675
| 2 | 66.65 | 1: 5.4513; 1.1: 38.0284; 1.2: 0.050997; 1.3: 433.225; 1.4: 0.83866; 1.5: 38.0284; 1.6: 433.225; 1.7: 173.29; 1.8: 8.4594; 1.9: 1444.0833; 2: 45.9899; 2.1: 95.1471; 2.2: 2191.7392; 2.3: 48.3356; 2.4: -2153.7108; 2.5: -47.4969
| 2 | 66.7 | 1: 5.4945; 1.1: 38.3586; 1.2: 0.05144; 1.3: 433.55; 1.4: 0.84531; 1.5: 38.3586; 1.6: 433.55; 1.7: 173.42; 1.8: 8.4594; 1.9: 1445.1667; 2: 46.0244; 2.1: 95.1476; 2.2: 2195.0176; 2.3: 48.3716; 2.4: -2156.659; 2.5: -47.5263
| 2 | 66.75 | 1: 5.5379; 1.1: 38.6904; 1.2: 0.051885; 1.3: 433.875; 1.4: 0.85198; 1.5: 38.6904; 1.6: 433.875; 1.7: 173.55; 1.8: 8.4594; 1.9: 1446.25; 2: 46.0589; 2.1: 95.1481; 2.2: 2198.2985; 2.3: 48.4076; 2.4: -2159.6081; 2.5: -47.5556
| 2 | 66.8 | 1: 5.5814; 1.1: 39.0239; 1.2: 0.052332; 1.3: 434.2; 1.4: 0.85868; 1.5: 39.0239; 1.6: 434.2; 1.7: 173.68; 1.8: 8.4594; 1.9: 1447.3333; 2: 46.0934; 2.1: 95.1486; 2.2: 2201.5818; 2.3: 48.4436; 2.4: -2162.5579; 2.5: -47.5849
| 2 | 66.85 | 1: 5.6252; 1.1: 39.359; 1.2: 0.052781; 1.3: 434.525; 1.4: 0.86541; 1.5: 39.359; 1.6: 434.525; 1.7: 173.81; 1.8: 8.4594; 1.9: 1448.4167; 2: 46.1279; 2.1: 95.1491; 2.2: 2204.8675; 2.3: 48.4796; 2.4: -2165.5085; 2.5: -47.6142
| 2 | 66.9 | 1: 5.669; 1.1: 39.6958; 1.2: 0.053233; 1.3: 434.85; 1.4: 0.87216; 1.5: 39.6958; 1.6: 434.85; 1.7: 173.94; 1.8: 8.4594; 1.9: 1449.5; 2: 46.1624; 2.1: 95.1496; 2.2: 2208.1556; 2.3: 48.5156; 2.4: -2168.4598; 2.5: -47.6435
| 2 | 66.95 | 1: 5.7131; 1.1: 40.0342; 1.2: 0.053687; 1.3: 435.175; 1.4: 0.87894; 1.5: 40.0342; 1.6: 435.175; 1.7: 174.07; 1.8: 8.4594; 1.9: 1450.5833; 2: 46.1969; 2.1: 95.15; 2.2: 2211.4461; 2.3: 48.5517; 2.4: -2171.4119; 2.5: -47.6727
| 2 | 67 | 1: 5.7573; 1.1: 40.3743; 1.2: 0.054143; 1.3: 435.5; 1.4: 0.88574; 1.5: 40.3743; 1.6: 435.5; 1.7: 174.2; 1.8: 8.4594; 1.9: 1451.6667; 2: 46.2314; 2.1: 95.1505; 2.2: 2214.739; 2.3: 48.5877; 2.4: -2174.3647; 2.5: -47.7019
| 2 | 67.05 | 1: 5.8017; 1.1: 40.7161; 1.2: 0.054601; 1.3: 435.825; 1.4: 0.89258; 1.5: 40.7161; 1.6: 435.825; 1.7: 174.33; 1.8: 8.4594; 1.9: 1452.75; 2: 46.2659; 2.1: 95.151; 2.2: 2218.0344; 2.3: 48.6237; 2.4: -2177.3183; 2.5: -47.7311
| 2 | 67.1 | 1: 5.8463; 1.1: 41.0595; 1.2: 0.055062; 1.3: 436.15; 1.4: 0.89943; 1.5: 41.0595; 1.6: 436.15; 1.7: 174.46; 1.8: 8.4594; 1.9: 1453.8333; 2: 46.3004; 2.1: 95.1515; 2.2: 2221.3321; 2.3: 48.6597; 2.4: -2180.2726; 2.5: -47.7602
| 2 | 67.15 | 1: 5.8911; 1.1: 41.4046; 1.2: 0.055525; 1.3: 436.475; 1.4: 0.90632; 1.5: 41.4046; 1.6: 436.475; 1.7: 174.59; 1.8: 8.4594; 1.9: 1454.9167; 2: 46.3349; 2.1: 95.152; 2.2: 2224.6323; 2.3: 48.6957; 2.4: -2183.2276; 2.5: -47.7894
| 2 | 67.2 | 1: 5.936; 1.1: 41.7514; 1.2: 0.05599; 1.3: 436.8; 1.4: 0.91323; 1.5: 41.7514; 1.6: 436.8; 1.7: 174.72; 1.8: 8.4594; 1.9: 1456; 2: 46.3694; 2.1: 95.1525; 2.2: 2227.9349; 2.3: 48.7317; 2.4: -2186.1834; 2.5: -47.8185
| 2 | 67.25 | 1: 5.9811; 1.1: 42.0999; 1.2: 0.056457; 1.3: 437.125; 1.4: 0.92017; 1.5: 42.0999; 1.6: 437.125; 1.7: 174.85; 1.8: 8.4594; 1.9: 1457.0833; 2: 46.4039; 2.1: 95.153; 2.2: 2231.2398; 2.3: 48.7677; 2.4: -2189.1399; 2.5: -47.8475
| 2 | 67.3 | 1: 6.0264; 1.1: 42.4501; 1.2: 0.056926; 1.3: 437.45; 1.4: 0.92713; 1.5: 42.4501; 1.6: 437.45; 1.7: 174.98; 1.8: 8.4594; 1.9: 1458.1667; 2: 46.4384; 2.1: 95.1535; 2.2: 2234.5472; 2.3: 48.8037; 2.4: -2192.0971; 2.5: -47.8766
| 2 | 67.35 | 1: 6.0718; 1.1: 42.8019; 1.2: 0.057398; 1.3: 437.775; 1.4: 0.93412; 1.5: 42.8019; 1.6: 437.775; 1.7: 175.11; 1.8: 8.4594; 1.9: 1459.25; 2: 46.4729; 2.1: 95.154; 2.2: 2237.857; 2.3: 48.8397; 2.4: -2195.0551; 2.5: -47.9056
| 2 | 67.4 | 1: 6.1174; 1.1: 43.1554; 1.2: 0.057872; 1.3: 438.1; 1.4: 0.94114; 1.5: 43.1554; 1.6: 438.1; 1.7: 175.24; 1.8: 8.4594; 1.9: 1460.3333; 2: 46.5074; 2.1: 95.1545; 2.2: 2241.1691; 2.3: 48.8757; 2.4: -2198.0137; 2.5: -47.9346
| 2 | 67.45 | 1: 6.1632; 1.1: 43.5106; 1.2: 0.058349; 1.3: 438.425; 1.4: 0.94818; 1.5: 43.5106; 1.6: 438.425; 1.7: 175.37; 1.8: 8.4594; 1.9: 1461.4167; 2: 46.5419; 2.1: 95.155; 2.2: 2244.4837; 2.3: 48.9117; 2.4: -2200.9731; 2.5: -47.9635
| 2 | 67.5 | 1: 6.2091; 1.1: 43.8675; 1.2: 0.058827; 1.3: 438.75; 1.4: 0.95525; 1.5: 43.8675; 1.6: 438.75; 1.7: 175.5; 1.8: 8.4594; 1.9: 1462.5; 2: 46.5764; 2.1: 95.1555; 2.2: 2247.8007; 2.3: 48.9477; 2.4: -2203.9331; 2.5: -47.9924
| 2 | 67.55 | 1: 6.2553; 1.1: 44.2261; 1.2: 0.059308; 1.3: 439.075; 1.4: 0.96235; 1.5: 44.2261; 1.6: 439.075; 1.7: 175.63; 1.8: 8.4594; 1.9: 1463.5833; 2: 46.6109; 2.1: 95.156; 2.2: 2251.12; 2.3: 48.9837; 2.4: -2206.8939; 2.5: -48.0213
| 2 | 67.6 | 1: 6.3016; 1.1: 44.5864; 1.2: 0.059791; 1.3: 439.4; 1.4: 0.96947; 1.5: 44.5864; 1.6: 439.4; 1.7: 175.76; 1.8: 8.4594; 1.9: 1464.6667; 2: 46.6454; 2.1: 95.1565; 2.2: 2254.4418; 2.3: 49.0197; 2.4: -2209.8553; 2.5: -48.0502
| 2 | 67.65 | 1: 6.348; 1.1: 44.9484; 1.2: 0.060277; 1.3: 439.725; 1.4: 0.97662; 1.5: 44.9484; 1.6: 439.725; 1.7: 175.89; 1.8: 8.4594; 1.9: 1465.75; 2: 46.6799; 2.1: 95.157; 2.2: 2257.7659; 2.3: 49.0557; 2.4: -2212.8175; 2.5: -48.0791
| 2 | 67.7 | 1: 6.3947; 1.1: 45.3121; 1.2: 0.060765; 1.3: 440.05; 1.4: 0.98379; 1.5: 45.3121; 1.6: 440.05; 1.7: 176.02; 1.8: 8.4594; 1.9: 1466.8333; 2: 46.7144; 2.1: 95.1575; 2.2: 2261.0924; 2.3: 49.0917; 2.4: -2215.7803; 2.5: -48.1079
| 2 | 67.75 | 1: 6.4415; 1.1: 45.6775; 1.2: 0.061255; 1.3: 440.375; 1.4: 0.991; 1.5: 45.6775; 1.6: 440.375; 1.7: 176.15; 1.8: 8.4594; 1.9: 1467.9167; 2: 46.7489; 2.1: 95.1581; 2.2: 2264.4213; 2.3: 49.1277; 2.4: -2218.7438; 2.5: -48.1367
| 2 | 67.8 | 1: 6.4885; 1.1: 46.0447; 1.2: 0.061747; 1.3: 440.7; 1.4: 0.99822; 1.5: 46.0447; 1.6: 440.7; 1.7: 176.28; 1.8: 8.4594; 1.9: 1469; 2: 46.7834; 2.1: 95.1586; 2.2: 2267.7526; 2.3: 49.1637; 2.4: -2221.7079; 2.5: -48.1654
| 2 | 67.85 | 1: 6.5356; 1.1: 46.4135; 1.2: 0.062242; 1.3: 441.025; 1.4: 1.0055; 1.5: 46.4135; 1.6: 441.025; 1.7: 176.41; 1.8: 8.4594; 1.9: 1470.0833; 2: 46.8179; 2.1: 95.1591; 2.2: 2271.0862; 2.3: 49.1997; 2.4: -2224.6728; 2.5: -48.1942
| 2 | 67.9 | 1: 6.5829; 1.1: 46.784; 1.2: 0.062738; 1.3: 441.35; 1.4: 1.0128; 1.5: 46.784; 1.6: 441.35; 1.7: 176.54; 1.8: 8.4594; 1.9: 1471.1667; 2: 46.8524; 2.1: 95.1596; 2.2: 2274.4223; 2.3: 49.2356; 2.4: -2227.6382; 2.5: -48.2229
| 2 | 67.95 | 1: 6.6304; 1.1: 47.1563; 1.2: 0.063238; 1.3: 441.675; 1.4: 1.0201; 1.5: 47.1563; 1.6: 441.675; 1.7: 176.67; 1.8: 8.4594; 1.9: 1472.25; 2: 46.8869; 2.1: 95.1601; 2.2: 2277.7607; 2.3: 49.2716; 2.4: -2230.6044; 2.5: -48.2516
| 2 | 68 | 1: 6.6781; 1.1: 47.5303; 1.2: 0.063739; 1.3: 442; 1.4: 1.0274; 1.5: 47.5303; 1.6: 442; 1.7: 176.8; 1.8: 8.4594; 1.9: 1473.3333; 2: 46.9214; 2.1: 95.1607; 2.2: 2281.1015; 2.3: 49.3076; 2.4: -2233.5712; 2.5: -48.2802
| 2 | 68.05 | 1: 6.7259; 1.1: 47.906; 1.2: 0.064243; 1.3: 442.325; 1.4: 1.0348; 1.5: 47.906; 1.6: 442.325; 1.7: 176.93; 1.8: 8.4594; 1.9: 1474.4167; 2: 46.9559; 2.1: 95.1612; 2.2: 2284.4446; 2.3: 49.3436; 2.4: -2236.5387; 2.5: -48.3088
| 2 | 68.1 | 1: 6.774; 1.1: 48.2834; 1.2: 0.064749; 1.3: 442.65; 1.4: 1.0421; 1.5: 48.2834; 1.6: 442.65; 1.7: 177.06; 1.8: 8.4594; 1.9: 1475.5; 2: 46.9904; 2.1: 95.1617; 2.2: 2287.7902; 2.3: 49.3796; 2.4: -2239.5068; 2.5: -48.3374
| 2 | 68.15 | 1: 6.8221; 1.1: 48.6626; 1.2: 0.065258; 1.3: 442.975; 1.4: 1.0496; 1.5: 48.6626; 1.6: 442.975; 1.7: 177.19; 1.8: 8.4594; 1.9: 1476.5833; 2: 47.0249; 2.1: 95.1622; 2.2: 2291.1381; 2.3: 49.4156; 2.4: -2242.4755; 2.5: -48.366
| 2 | 68.2 | 1: 6.8705; 1.1: 49.0434; 1.2: 0.065768; 1.3: 443.3; 1.4: 1.057; 1.5: 49.0434; 1.6: 443.3; 1.7: 177.32; 1.8: 8.4594; 1.9: 1477.6667; 2: 47.0594; 2.1: 95.1628; 2.2: 2294.4883; 2.3: 49.4515; 2.4: -2245.4449; 2.5: -48.3945
| 2 | 68.25 | 1: 6.919; 1.1: 49.4261; 1.2: 0.066281; 1.3: 443.625; 1.4: 1.0645; 1.5: 49.4261; 1.6: 443.625; 1.7: 177.45; 1.8: 8.4594; 1.9: 1478.75; 2: 47.0939; 2.1: 95.1633; 2.2: 2297.8409; 2.3: 49.4875; 2.4: -2248.4149; 2.5: -48.423
| 2 | 68.3 | 1: 6.9677; 1.1: 49.8104; 1.2: 0.066797; 1.3: 443.95; 1.4: 1.072; 1.5: 49.8104; 1.6: 443.95; 1.7: 177.58; 1.8: 8.4594; 1.9: 1479.8333; 2: 47.1285; 2.1: 95.1639; 2.2: 2301.1959; 2.3: 49.5235; 2.4: -2251.3855; 2.5: -48.4515
| 2 | 68.35 | 1: 7.0166; 1.1: 50.1965; 1.2: 0.067315; 1.3: 444.275; 1.4: 1.0795; 1.5: 50.1965; 1.6: 444.275; 1.7: 177.71; 1.8: 8.4594; 1.9: 1480.9167; 2: 47.163; 2.1: 95.1644; 2.2: 2304.5532; 2.3: 49.5594; 2.4: -2254.3567; 2.5: -48.48
| 2 | 68.4 | 1: 7.0656; 1.1: 50.5844; 1.2: 0.067835; 1.3: 444.6; 1.4: 1.087; 1.5: 50.5844; 1.6: 444.6; 1.7: 177.84; 1.8: 8.4594; 1.9: 1482; 2: 47.1975; 2.1: 95.1649; 2.2: 2307.9129; 2.3: 49.5954; 2.4: -2257.3286; 2.5: -48.5084
| 2 | 68.45 | 1: 7.1149; 1.1: 50.9739; 1.2: 0.068357; 1.3: 444.925; 1.4: 1.0946; 1.5: 50.9739; 1.6: 444.925; 1.7: 177.97; 1.8: 8.4594; 1.9: 1483.0833; 2: 47.232; 2.1: 95.1655; 2.2: 2311.2749; 2.3: 49.6314; 2.4: -2260.301; 2.5: -48.5368
| 2 | 68.5 | 1: 7.1642; 1.1: 51.3653; 1.2: 0.068882; 1.3: 445.25; 1.4: 1.1022; 1.5: 51.3653; 1.6: 445.25; 1.7: 178.1; 1.8: 8.4594; 1.9: 1484.1667; 2: 47.2665; 2.1: 95.166; 2.2: 2314.6393; 2.3: 49.6674; 2.4: -2263.2741; 2.5: -48.5652
| 2 | 68.55 | 1: 7.2138; 1.1: 51.7583; 1.2: 0.069409; 1.3: 445.575; 1.4: 1.1098; 1.5: 51.7583; 1.6: 445.575; 1.7: 178.23; 1.8: 8.4594; 1.9: 1485.25; 2: 47.301; 2.1: 95.1666; 2.2: 2318.0061; 2.3: 49.7033; 2.4: -2266.2477; 2.5: -48.5935
| 2 | 68.6 | 1: 7.2635; 1.1: 52.1532; 1.2: 0.069939; 1.3: 445.9; 1.4: 1.1175; 1.5: 52.1532; 1.6: 445.9; 1.7: 178.36; 1.8: 8.4594; 1.9: 1486.3333; 2: 47.3355; 2.1: 95.1672; 2.2: 2321.3751; 2.3: 49.7393; 2.4: -2269.222; 2.5: -48.6218
| 2 | 68.65 | 1: 7.3134; 1.1: 52.5498; 1.2: 0.07047; 1.3: 446.225; 1.4: 1.1251; 1.5: 52.5498; 1.6: 446.225; 1.7: 178.49; 1.8: 8.4594; 1.9: 1487.4167; 2: 47.37; 2.1: 95.1677; 2.2: 2324.7465; 2.3: 49.7752; 2.4: -2272.1968; 2.5: -48.6501
| 2 | 68.7 | 1: 7.3635; 1.1: 52.9481; 1.2: 0.071005; 1.3: 446.55; 1.4: 1.1328; 1.5: 52.9481; 1.6: 446.55; 1.7: 178.62; 1.8: 8.4594; 1.9: 1488.5; 2: 47.4045; 2.1: 95.1683; 2.2: 2328.1203; 2.3: 49.8112; 2.4: -2275.1722; 2.5: -48.6783
| 2 | 68.75 | 1: 7.4138; 1.1: 53.3482; 1.2: 0.071541; 1.3: 446.875; 1.4: 1.1406; 1.5: 53.3482; 1.6: 446.875; 1.7: 178.75; 1.8: 8.4594; 1.9: 1489.5833; 2: 47.439; 2.1: 95.1689; 2.2: 2331.4964; 2.3: 49.8471; 2.4: -2278.1482; 2.5: -48.7066
| 2 | 68.8 | 1: 7.4642; 1.1: 53.7501; 1.2: 0.07208; 1.3: 447.2; 1.4: 1.1483; 1.5: 53.7501; 1.6: 447.2; 1.7: 178.88; 1.8: 8.4594; 1.9: 1490.6667; 2: 47.4735; 2.1: 95.1694; 2.2: 2334.8748; 2.3: 49.8831; 2.4: -2281.1247; 2.5: -48.7348
| 2 | 68.85 | 1: 7.5148; 1.1: 54.1537; 1.2: 0.072621; 1.3: 447.525; 1.4: 1.1561; 1.5: 54.1537; 1.6: 447.525; 1.7: 179.01; 1.8: 8.4594; 1.9: 1491.75; 2: 47.508; 2.1: 95.17; 2.2: 2338.2556; 2.3: 49.919; 2.4: -2284.1019; 2.5: -48.7629
| 2 | 68.9 | 1: 7.5655; 1.1: 54.5591; 1.2: 0.073165; 1.3: 447.85; 1.4: 1.1639; 1.5: 54.5591; 1.6: 447.85; 1.7: 179.14; 1.8: 8.4594; 1.9: 1492.8333; 2: 47.5425; 2.1: 95.1706; 2.2: 2341.6386; 2.3: 49.955; 2.4: -2287.0795; 2.5: -48.7911
| 2 | 68.95 | 1: 7.6165; 1.1: 54.9663; 1.2: 0.073711; 1.3: 448.175; 1.4: 1.1718; 1.5: 54.9663; 1.6: 448.175; 1.7: 179.27; 1.8: 8.4594; 1.9: 1493.9167; 2: 47.577; 2.1: 95.1712; 2.2: 2345.024; 2.3: 49.9909; 2.4: -2290.0578; 2.5: -48.8192
| 2 | 69 | 1: 7.6676; 1.1: 55.3752; 1.2: 0.074259; 1.3: 448.5; 1.4: 1.1796; 1.5: 55.3752; 1.6: 448.5; 1.7: 179.4; 1.8: 8.4594; 1.9: 1495; 2: 47.6115; 2.1: 95.1718; 2.2: 2348.4118; 2.3: 50.0269; 2.4: -2293.0365; 2.5: -48.8473
| 2 | 69.05 | 1: 7.7189; 1.1: 55.786; 1.2: 0.07481; 1.3: 448.825; 1.4: 1.1875; 1.5: 55.786; 1.6: 448.825; 1.7: 179.53; 1.8: 8.4594; 1.9: 1496.0833; 2: 47.646; 2.1: 95.1724; 2.2: 2351.8018; 2.3: 50.0628; 2.4: -2296.0159; 2.5: -48.8753
| 2 | 69.1 | 1: 7.7703; 1.1: 56.1985; 1.2: 0.075363; 1.3: 449.15; 1.4: 1.1954; 1.5: 56.1985; 1.6: 449.15; 1.7: 179.66; 1.8: 8.4594; 1.9: 1497.1667; 2: 47.6805; 2.1: 95.173; 2.2: 2355.1942; 2.3: 50.0988; 2.4: -2298.9957; 2.5: -48.9033
| 2 | 69.15 | 1: 7.8219; 1.1: 56.6128; 1.2: 0.075919; 1.3: 449.475; 1.4: 1.2034; 1.5: 56.6128; 1.6: 449.475; 1.7: 179.79; 1.8: 8.4594; 1.9: 1498.25; 2: 47.715; 2.1: 95.1736; 2.2: 2358.5889; 2.3: 50.1347; 2.4: -2301.9761; 2.5: -48.9313
| 2 | 69.2 | 1: 7.8737; 1.1: 57.0288; 1.2: 0.076477; 1.3: 449.8; 1.4: 1.2113; 1.5: 57.0288; 1.6: 449.8; 1.7: 179.92; 1.8: 8.4594; 1.9: 1499.3333; 2: 47.7495; 2.1: 95.1742; 2.2: 2361.9858; 2.3: 50.1706; 2.4: -2304.957; 2.5: -48.9593
| 2 | 69.25 | 1: 7.9257; 1.1: 57.4467; 1.2: 0.077037; 1.3: 450.125; 1.4: 1.2193; 1.5: 57.4467; 1.6: 450.125; 1.7: 180.05; 1.8: 8.4594; 1.9: 1500.4167; 2: 47.784; 2.1: 95.1748; 2.2: 2365.3851; 2.3: 50.2065; 2.4: -2307.9384; 2.5: -48.9872
| 2 | 69.3 | 1: 7.9778; 1.1: 57.8663; 1.2: 0.0776; 1.3: 450.45; 1.4: 1.2274; 1.5: 57.8663; 1.6: 450.45; 1.7: 180.18; 1.8: 8.4594; 1.9: 1501.5; 2: 47.8185; 2.1: 95.1754; 2.2: 2368.7867; 2.3: 50.2425; 2.4: -2310.9204; 2.5: -49.0151
| 2 | 69.35 | 1: 8.0301; 1.1: 58.2878; 1.2: 0.078165; 1.3: 450.775; 1.4: 1.2354; 1.5: 58.2878; 1.6: 450.775; 1.7: 180.31; 1.8: 8.4594; 1.9: 1502.5833; 2: 47.853; 2.1: 95.176; 2.2: 2372.1906; 2.3: 50.2784; 2.4: -2313.9028; 2.5: -49.043
| 2 | 69.4 | 1: 8.0826; 1.1: 58.711; 1.2: 0.078733; 1.3: 451.1; 1.4: 1.2435; 1.5: 58.711; 1.6: 451.1; 1.7: 180.44; 1.8: 8.4594; 1.9: 1503.6667; 2: 47.8875; 2.1: 95.1766; 2.2: 2375.5968; 2.3: 50.3143; 2.4: -2316.8858; 2.5: -49.0708
| 2 | 69.45 | 1: 8.1353; 1.1: 59.1361; 1.2: 0.079303; 1.3: 451.425; 1.4: 1.2516; 1.5: 59.1361; 1.6: 451.425; 1.7: 180.57; 1.8: 8.4594; 1.9: 1504.75; 2: 47.922; 2.1: 95.1773; 2.2: 2379.0053; 2.3: 50.3502; 2.4: -2319.8692; 2.5: -49.0986
| 2 | 69.5 | 1: 8.1881; 1.1: 59.5629; 1.2: 0.079875; 1.3: 451.75; 1.4: 1.2597; 1.5: 59.5629; 1.6: 451.75; 1.7: 180.7; 1.8: 8.4594; 1.9: 1505.8333; 2: 47.9565; 2.1: 95.1779; 2.2: 2382.4161; 2.3: 50.3861; 2.4: -2322.8532; 2.5: -49.1264
| 2 | 69.55 | 1: 8.2411; 1.1: 59.9916; 1.2: 0.08045; 1.3: 452.075; 1.4: 1.2679; 1.5: 59.9916; 1.6: 452.075; 1.7: 180.83; 1.8: 8.4594; 1.9: 1506.9167; 2: 47.991; 2.1: 95.1786; 2.2: 2385.8292; 2.3: 50.422; 2.4: -2325.8376; 2.5: -49.1542
| 2 | 69.6 | 1: 8.2943; 1.1: 60.422; 1.2: 0.081027; 1.3: 452.4; 1.4: 1.276; 1.5: 60.422; 1.6: 452.4; 1.7: 180.96; 1.8: 8.4594; 1.9: 1508; 2: 48.0255; 2.1: 95.1792; 2.2: 2389.2446; 2.3: 50.458; 2.4: -2328.8225; 2.5: -49.1819
| 2 | 69.65 | 1: 8.3476; 1.1: 60.8543; 1.2: 0.081607; 1.3: 452.725; 1.4: 1.2842; 1.5: 60.8543; 1.6: 452.725; 1.7: 181.09; 1.8: 8.4594; 1.9: 1509.0833; 2: 48.06; 2.1: 95.1799; 2.2: 2392.6622; 2.3: 50.4939; 2.4: -2331.8079; 2.5: -49.2096
| 2 | 69.7 | 1: 8.4011; 1.1: 61.2884; 1.2: 0.082189; 1.3: 453.05; 1.4: 1.2925; 1.5: 61.2884; 1.6: 453.05; 1.7: 181.22; 1.8: 8.4594; 1.9: 1510.1667; 2: 48.0945; 2.1: 95.1805; 2.2: 2396.0821; 2.3: 50.5298; 2.4: -2334.7937; 2.5: -49.2373
| 2 | 69.75 | 1: 8.4548; 1.1: 61.7243; 1.2: 0.082774; 1.3: 453.375; 1.4: 1.3007; 1.5: 61.7243; 1.6: 453.375; 1.7: 181.35; 1.8: 8.4594; 1.9: 1511.25; 2: 48.129; 2.1: 95.1812; 2.2: 2399.5043; 2.3: 50.5656; 2.4: -2337.78; 2.5: -49.2649
| 2 | 69.8 | 1: 8.5087; 1.1: 62.162; 1.2: 0.083361; 1.3: 453.7; 1.4: 1.309; 1.5: 62.162; 1.6: 453.7; 1.7: 181.48; 1.8: 8.4594; 1.9: 1512.3333; 2: 48.1635; 2.1: 95.1819; 2.2: 2402.9288; 2.3: 50.6015; 2.4: -2340.7668; 2.5: -49.2925
| 2 | 69.85 | 1: 8.5627; 1.1: 62.6015; 1.2: 0.08395; 1.3: 454.025; 1.4: 1.3173; 1.5: 62.6015; 1.6: 454.025; 1.7: 181.61; 1.8: 8.4594; 1.9: 1513.4167; 2: 48.198; 2.1: 95.1825; 2.2: 2406.3555; 2.3: 50.6374; 2.4: -2343.754; 2.5: -49.3201
| 2 | 69.9 | 1: 8.6169; 1.1: 63.0429; 1.2: 0.084542; 1.3: 454.35; 1.4: 1.3257; 1.5: 63.0429; 1.6: 454.35; 1.7: 181.74; 1.8: 8.4594; 1.9: 1514.5; 2: 48.2325; 2.1: 95.1832; 2.2: 2409.7845; 2.3: 50.6733; 2.4: -2346.7416; 2.5: -49.3476
| 2 | 69.95 | 1: 8.6713; 1.1: 63.4861; 1.2: 0.085136; 1.3: 454.675; 1.4: 1.334; 1.5: 63.4861; 1.6: 454.675; 1.7: 181.87; 1.8: 8.4594; 1.9: 1515.5833; 2: 48.267; 2.1: 95.1839; 2.2: 2413.2158; 2.3: 50.7092; 2.4: -2349.7297; 2.5: -49.3752
| 2 | 70 | 1: 8.7258; 1.1: 63.9311; 1.2: 0.085733; 1.3: 455; 1.4: 1.3424; 1.5: 63.9311; 1.6: 455; 1.7: 182; 1.8: 8.4594; 1.9: 1516.6667; 2: 48.3015; 2.1: 95.1846; 2.2: 2416.6493; 2.3: 50.7451; 2.4: -2352.7182; 2.5: -49.4026
| 2 | 70.05 | 1: 8.7805; 1.1: 64.378; 1.2: 0.086332; 1.3: 455.325; 1.4: 1.3509; 1.5: 64.378; 1.6: 455.325; 1.7: 182.13; 1.8: 8.4594; 1.9: 1517.75; 2: 48.336; 2.1: 95.1853; 2.2: 2420.0851; 2.3: 50.7809; 2.4: -2355.7071; 2.5: -49.4301
| 2 | 70.1 | 1: 8.8354; 1.1: 64.8267; 1.2: 0.086934; 1.3: 455.65; 1.4: 1.3593; 1.5: 64.8267; 1.6: 455.65; 1.7: 182.26; 1.8: 8.4594; 1.9: 1518.8333; 2: 48.3705; 2.1: 95.186; 2.2: 2423.5231; 2.3: 50.8168; 2.4: -2358.6965; 2.5: -49.4575
| 2 | 70.15 | 1: 8.8905; 1.1: 65.2772; 1.2: 0.087538; 1.3: 455.975; 1.4: 1.3678; 1.5: 65.2772; 1.6: 455.975; 1.7: 182.39; 1.8: 8.4594; 1.9: 1519.9167; 2: 48.405; 2.1: 95.1867; 2.2: 2426.9634; 2.3: 50.8527; 2.4: -2361.6862; 2.5: -49.4849
| 2 | 70.2 | 1: 8.9457; 1.1: 65.7295; 1.2: 0.088145; 1.3: 456.3; 1.4: 1.3763; 1.5: 65.7295; 1.6: 456.3; 1.7: 182.52; 1.8: 8.4594; 1.9: 1521; 2: 48.4395; 2.1: 95.1874; 2.2: 2430.4059; 2.3: 50.8885; 2.4: -2364.6764; 2.5: -49.5123
| 2 | 70.25 | 1: 9.0011; 1.1: 66.1837; 1.2: 0.088754; 1.3: 456.625; 1.4: 1.3848; 1.5: 66.1837; 1.6: 456.625; 1.7: 182.65; 1.8: 8.4594; 1.9: 1522.0833; 2: 48.474; 2.1: 95.1882; 2.2: 2433.8507; 2.3: 50.9244; 2.4: -2367.6669; 2.5: -49.5396
| 2 | 70.3 | 1: 9.0567; 1.1: 66.6398; 1.2: 0.089365; 1.3: 456.95; 1.4: 1.3933; 1.5: 66.6398; 1.6: 456.95; 1.7: 182.78; 1.8: 8.4594; 1.9: 1523.1667; 2: 48.5085; 2.1: 95.1889; 2.2: 2437.2977; 2.3: 50.9602; 2.4: -2370.6579; 2.5: -49.5669
| 2 | 70.35 | 1: 9.1124; 1.1: 67.0977; 1.2: 0.08998; 1.3: 457.275; 1.4: 1.4019; 1.5: 67.0977; 1.6: 457.275; 1.7: 182.91; 1.8: 8.4594; 1.9: 1524.25; 2: 48.543; 2.1: 95.1896; 2.2: 2440.7469; 2.3: 50.9961; 2.4: -2373.6492; 2.5: -49.5942
| 2 | 70.4 | 1: 9.1684; 1.1: 67.5575; 1.2: 0.090596; 1.3: 457.6; 1.4: 1.4105; 1.5: 67.5575; 1.6: 457.6; 1.7: 183.04; 1.8: 8.4594; 1.9: 1525.3333; 2: 48.5775; 2.1: 95.1904; 2.2: 2444.1984; 2.3: 51.0319; 2.4: -2376.6409; 2.5: -49.6214
| 2 | 70.45 | 1: 9.2245; 1.1: 68.0191; 1.2: 0.091215; 1.3: 457.925; 1.4: 1.4191; 1.5: 68.0191; 1.6: 457.925; 1.7: 183.17; 1.8: 8.4594; 1.9: 1526.4167; 2: 48.612; 2.1: 95.1911; 2.2: 2447.6521; 2.3: 51.0678; 2.4: -2379.633; 2.5: -49.6486
| 2 | 70.5 | 1: 9.2807; 1.1: 68.4825; 1.2: 0.091837; 1.3: 458.25; 1.4: 1.4278; 1.5: 68.4825; 1.6: 458.25; 1.7: 183.3; 1.8: 8.4594; 1.9: 1527.5; 2: 48.6465; 2.1: 95.1919; 2.2: 2451.108; 2.3: 51.1036; 2.4: -2382.6255; 2.5: -49.6758
| 2 | 70.55 | 1: 9.3372; 1.1: 68.9479; 1.2: 0.092461; 1.3: 458.575; 1.4: 1.4365; 1.5: 68.9479; 1.6: 458.575; 1.7: 183.43; 1.8: 8.4594; 1.9: 1528.5833; 2: 48.681; 2.1: 95.1927; 2.2: 2454.5661; 2.3: 51.1394; 2.4: -2385.6183; 2.5: -49.703
| 2 | 70.6 | 1: 9.3938; 1.1: 69.415; 1.2: 0.093087; 1.3: 458.9; 1.4: 1.4452; 1.5: 69.415; 1.6: 458.9; 1.7: 183.56; 1.8: 8.4594; 1.9: 1529.6667; 2: 48.7155; 2.1: 95.1934; 2.2: 2458.0265; 2.3: 51.1753; 2.4: -2388.6114; 2.5: -49.7301
| 2 | 70.65 | 1: 9.4506; 1.1: 69.8841; 1.2: 0.093716; 1.3: 459.225; 1.4: 1.4539; 1.5: 69.8841; 1.6: 459.225; 1.7: 183.69; 1.8: 8.4594; 1.9: 1530.75; 2: 48.75; 2.1: 95.1942; 2.2: 2461.489; 2.3: 51.2111; 2.4: -2391.6049; 2.5: -49.7572
| 2 | 70.7 | 1: 9.5075; 1.1: 70.355; 1.2: 0.094348; 1.3: 459.55; 1.4: 1.4627; 1.5: 70.355; 1.6: 459.55; 1.7: 183.82; 1.8: 8.4594; 1.9: 1531.8333; 2: 48.7845; 2.1: 95.195; 2.2: 2464.9538; 2.3: 51.2469; 2.4: -2394.5988; 2.5: -49.7842
| 2 | 70.75 | 1: 9.5646; 1.1: 70.8278; 1.2: 0.094982; 1.3: 459.875; 1.4: 1.4715; 1.5: 70.8278; 1.6: 459.875; 1.7: 183.95; 1.8: 8.4594; 1.9: 1532.9167; 2: 48.819; 2.1: 95.1958; 2.2: 2468.4207; 2.3: 51.2827; 2.4: -2397.5929; 2.5: -49.8112
| 2 | 70.8 | 1: 9.6219; 1.1: 71.3025; 1.2: 0.095618; 1.3: 460.2; 1.4: 1.4803; 1.5: 71.3025; 1.6: 460.2; 1.7: 184.08; 1.8: 8.4594; 1.9: 1534; 2: 48.8535; 2.1: 95.1966; 2.2: 2471.8899; 2.3: 51.3185; 2.4: -2400.5874; 2.5: -49.8382
| 2 | 70.85 | 1: 9.6794; 1.1: 71.779; 1.2: 0.096257; 1.3: 460.525; 1.4: 1.4891; 1.5: 71.779; 1.6: 460.525; 1.7: 184.21; 1.8: 8.4594; 1.9: 1535.0833; 2: 48.888; 2.1: 95.1975; 2.2: 2475.3612; 2.3: 51.3543; 2.4: -2403.5822; 2.5: -49.8652
| 2 | 70.9 | 1: 9.7371; 1.1: 72.2574; 1.2: 0.096899; 1.3: 460.85; 1.4: 1.498; 1.5: 72.2574; 1.6: 460.85; 1.7: 184.34; 1.8: 8.4594; 1.9: 1536.1667; 2: 48.9225; 2.1: 95.1983; 2.2: 2478.8348; 2.3: 51.3901; 2.4: -2406.5773; 2.5: -49.8921
| 2 | 70.95 | 1: 9.7949; 1.1: 72.7377; 1.2: 0.097543; 1.3: 461.175; 1.4: 1.5069; 1.5: 72.7377; 1.6: 461.175; 1.7: 184.47; 1.8: 8.4594; 1.9: 1537.25; 2: 48.957; 2.1: 95.1991; 2.2: 2482.3105; 2.3: 51.4259; 2.4: -2409.5728; 2.5: -49.919
| 2 | 71 | 1: 9.8529; 1.1: 73.2199; 1.2: 0.09819; 1.3: 461.5; 1.4: 1.5158; 1.5: 73.2199; 1.6: 461.5; 1.7: 184.6; 1.8: 8.4594; 1.9: 1538.3333; 2: 48.9915; 2.1: 95.2; 2.2: 2485.7884; 2.3: 51.4617; 2.4: -2412.5685; 2.5: -49.9459
| 2 | 71.05 | 1: 9.911; 1.1: 73.704; 1.2: 0.098839; 1.3: 461.825; 1.4: 1.5248; 1.5: 73.704; 1.6: 461.825; 1.7: 184.73; 1.8: 8.4594; 1.9: 1539.4167; 2: 49.026; 2.1: 95.2008; 2.2: 2489.2685; 2.3: 51.4975; 2.4: -2415.5645; 2.5: -49.9727
| 2 | 71.1 | 1: 9.9694; 1.1: 74.19; 1.2: 0.09949; 1.3: 462.15; 1.4: 1.5337; 1.5: 74.19; 1.6: 462.15; 1.7: 184.86; 1.8: 8.4594; 1.9: 1540.5; 2: 49.0605; 2.1: 95.2017; 2.2: 2492.7508; 2.3: 51.5332; 2.4: -2418.5608; 2.5: -49.9995
| 2 | 71.15 | 1: 10.0279; 1.1: 74.6778; 1.2: 0.10014; 1.3: 462.475; 1.4: 1.5427; 1.5: 74.6778; 1.6: 462.475; 1.7: 184.99; 1.8: 8.4594; 1.9: 1541.5833; 2: 49.095; 2.1: 95.2025; 2.2: 2496.2352; 2.3: 51.569; 2.4: -2421.5574; 2.5: -50.0263
| 2 | 71.2 | 1: 10.0865; 1.1: 75.1676; 1.2: 0.1008; 1.3: 462.8; 1.4: 1.5518; 1.5: 75.1676; 1.6: 462.8; 1.7: 185.12; 1.8: 8.4594; 1.9: 1542.6667; 2: 49.1295; 2.1: 95.2034; 2.2: 2499.7218; 2.3: 51.6048; 2.4: -2424.5542; 2.5: -50.053
| 2 | 71.25 | 1: 10.1454; 1.1: 75.6592; 1.2: 0.10146; 1.3: 463.125; 1.4: 1.5608; 1.5: 75.6592; 1.6: 463.125; 1.7: 185.25; 1.8: 8.4594; 1.9: 1543.75; 2: 49.164; 2.1: 95.2043; 2.2: 2503.2105; 2.3: 51.6405; 2.4: -2427.5513; 2.5: -50.0797
| 2 | 71.3 | 1: 10.2044; 1.1: 76.1528; 1.2: 0.10212; 1.3: 463.45; 1.4: 1.5699; 1.5: 76.1528; 1.6: 463.45; 1.7: 185.38; 1.8: 8.4594; 1.9: 1544.8333; 2: 49.1985; 2.1: 95.2052; 2.2: 2506.7014; 2.3: 51.6763; 2.4: -2430.5486; 2.5: -50.1064
| 2 | 71.35 | 1: 10.2636; 1.1: 76.6483; 1.2: 0.10279; 1.3: 463.775; 1.4: 1.579; 1.5: 76.6483; 1.6: 463.775; 1.7: 185.51; 1.8: 8.4594; 1.9: 1545.9167; 2: 49.233; 2.1: 95.2061; 2.2: 2510.1945; 2.3: 51.712; 2.4: -2433.5462; 2.5: -50.133
| 2 | 71.4 | 1: 10.323; 1.1: 77.1456; 1.2: 0.10345; 1.3: 464.1; 1.4: 1.5881; 1.5: 77.1456; 1.6: 464.1; 1.7: 185.64; 1.8: 8.4594; 1.9: 1547; 2: 49.2675; 2.1: 95.207; 2.2: 2513.6897; 2.3: 51.7478; 2.4: -2436.544; 2.5: -50.1596
| 2 | 71.45 | 1: 10.3825; 1.1: 77.6449; 1.2: 0.10412; 1.3: 464.425; 1.4: 1.5973; 1.5: 77.6449; 1.6: 464.425; 1.7: 185.77; 1.8: 8.4594; 1.9: 1548.0833; 2: 49.302; 2.1: 95.2079; 2.2: 2517.187; 2.3: 51.7835; 2.4: -2439.5421; 2.5: -50.1862
| 2 | 71.5 | 1: 10.4422; 1.1: 78.1461; 1.2: 0.1048; 1.3: 464.75; 1.4: 1.6065; 1.5: 78.1461; 1.6: 464.75; 1.7: 185.9; 1.8: 8.4594; 1.9: 1549.1667; 2: 49.3365; 2.1: 95.2089; 2.2: 2520.6865; 2.3: 51.8192; 2.4: -2442.5404; 2.5: -50.2127
| 2 | 71.55 | 1: 10.5021; 1.1: 78.6492; 1.2: 0.10547; 1.3: 465.075; 1.4: 1.6157; 1.5: 78.6492; 1.6: 465.075; 1.7: 186.03; 1.8: 8.4594; 1.9: 1550.25; 2: 49.371; 2.1: 95.2098; 2.2: 2524.1881; 2.3: 51.855; 2.4: -2445.5389; 2.5: -50.2393
| 2 | 71.6 | 1: 10.5622; 1.1: 79.1542; 1.2: 0.10615; 1.3: 465.4; 1.4: 1.6249; 1.5: 79.1542; 1.6: 465.4; 1.7: 186.16; 1.8: 8.4594; 1.9: 1551.3333; 2: 49.4055; 2.1: 95.2108; 2.2: 2527.6918; 2.3: 51.8907; 2.4: -2448.5376; 2.5: -50.2657
| 2 | 71.65 | 1: 10.6224; 1.1: 79.6611; 1.2: 0.10683; 1.3: 465.725; 1.4: 1.6342; 1.5: 79.6611; 1.6: 465.725; 1.7: 186.29; 1.8: 8.4594; 1.9: 1552.4167; 2: 49.44; 2.1: 95.2117; 2.2: 2531.1977; 2.3: 51.9264; 2.4: -2451.5365; 2.5: -50.2922
| 2 | 71.7 | 1: 10.6828; 1.1: 80.17; 1.2: 0.10751; 1.3: 466.05; 1.4: 1.6435; 1.5: 80.17; 1.6: 466.05; 1.7: 186.42; 1.8: 8.4594; 1.9: 1553.5; 2: 49.4745; 2.1: 95.2127; 2.2: 2534.7056; 2.3: 51.9621; 2.4: -2454.5356; 2.5: -50.3186
| 2 | 71.75 | 1: 10.7434; 1.1: 80.6808; 1.2: 0.10819; 1.3: 466.375; 1.4: 1.6528; 1.5: 80.6808; 1.6: 466.375; 1.7: 186.55; 1.8: 8.4594; 1.9: 1554.5833; 2: 49.509; 2.1: 95.2137; 2.2: 2538.2157; 2.3: 51.9978; 2.4: -2457.5349; 2.5: -50.345
| 2 | 71.8 | 1: 10.8041; 1.1: 81.1935; 1.2: 0.10888; 1.3: 466.7; 1.4: 1.6622; 1.5: 81.1935; 1.6: 466.7; 1.7: 186.68; 1.8: 8.4594; 1.9: 1555.6667; 2: 49.5435; 2.1: 95.2147; 2.2: 2541.7279; 2.3: 52.0335; 2.4: -2460.5344; 2.5: -50.3713
| 2 | 71.85 | 1: 10.865; 1.1: 81.7082; 1.2: 0.10957; 1.3: 467.025; 1.4: 1.6715; 1.5: 81.7082; 1.6: 467.025; 1.7: 186.81; 1.8: 8.4594; 1.9: 1556.75; 2: 49.578; 2.1: 95.2157; 2.2: 2545.2422; 2.3: 52.0692; 2.4: -2463.534; 2.5: -50.3976
| 2 | 71.9 | 1: 10.9261; 1.1: 82.2248; 1.2: 0.11027; 1.3: 467.35; 1.4: 1.6809; 1.5: 82.2248; 1.6: 467.35; 1.7: 186.94; 1.8: 8.4594; 1.9: 1557.8333; 2: 49.6125; 2.1: 95.2167; 2.2: 2548.7586; 2.3: 52.1048; 2.4: -2466.5338; 2.5: -50.4239
| 2 | 71.95 | 1: 10.9874; 1.1: 82.7433; 1.2: 0.11096; 1.3: 467.675; 1.4: 1.6904; 1.5: 82.7433; 1.6: 467.675; 1.7: 187.07; 1.8: 8.4594; 1.9: 1558.9167; 2: 49.647; 2.1: 95.2178; 2.2: 2552.2771; 2.3: 52.1405; 2.4: -2469.5338; 2.5: -50.4501
| 2 | 72 | 1: 11.0488; 1.1: 83.2637; 1.2: 0.11166; 1.3: 468; 1.4: 1.6998; 1.5: 83.2637; 1.6: 468; 1.7: 187.2; 1.8: 8.4594; 1.9: 1560; 2: 49.6815; 2.1: 95.2188; 2.2: 2555.7976; 2.3: 52.1762; 2.4: -2472.5339; 2.5: -50.4764
| 2 | 72.05 | 1: 11.1104; 1.1: 83.7861; 1.2: 0.11236; 1.3: 468.325; 1.4: 1.7093; 1.5: 83.7861; 1.6: 468.325; 1.7: 187.33; 1.8: 8.4594; 1.9: 1561.0833; 2: 49.716; 2.1: 95.2199; 2.2: 2559.3203; 2.3: 52.2118; 2.4: -2475.5341; 2.5: -50.5025
| 2 | 72.1 | 1: 11.1722; 1.1: 84.3105; 1.2: 0.11306; 1.3: 468.65; 1.4: 1.7188; 1.5: 84.3105; 1.6: 468.65; 1.7: 187.46; 1.8: 8.4594; 1.9: 1562.1667; 2: 49.7505; 2.1: 95.2209; 2.2: 2562.845; 2.3: 52.2475; 2.4: -2478.5345; 2.5: -50.5287
| 2 | 72.15 | 1: 11.2341; 1.1: 84.8368; 1.2: 0.11377; 1.3: 468.975; 1.4: 1.7283; 1.5: 84.8368; 1.6: 468.975; 1.7: 187.59; 1.8: 8.4594; 1.9: 1563.25; 2: 49.785; 2.1: 95.222; 2.2: 2566.3718; 2.3: 52.2831; 2.4: -2481.535; 2.5: -50.5548
| 2 | 72.2 | 1: 11.2963; 1.1: 85.3651; 1.2: 0.11448; 1.3: 469.3; 1.4: 1.7379; 1.5: 85.3651; 1.6: 469.3; 1.7: 187.72; 1.8: 8.4594; 1.9: 1564.3333; 2: 49.8195; 2.1: 95.2231; 2.2: 2569.9007; 2.3: 52.3188; 2.4: -2484.5356; 2.5: -50.5809
| 2 | 72.25 | 1: 11.3586; 1.1: 85.8953; 1.2: 0.11519; 1.3: 469.625; 1.4: 1.7475; 1.5: 85.8953; 1.6: 469.625; 1.7: 187.85; 1.8: 8.4594; 1.9: 1565.4167; 2: 49.854; 2.1: 95.2242; 2.2: 2573.4316; 2.3: 52.3544; 2.4: -2487.5363; 2.5: -50.6069
| 2 | 72.3 | 1: 11.421; 1.1: 86.4274; 1.2: 0.1159; 1.3: 469.95; 1.4: 1.7571; 1.5: 86.4274; 1.6: 469.95; 1.7: 187.98; 1.8: 8.4594; 1.9: 1566.5; 2: 49.8885; 2.1: 95.2253; 2.2: 2576.9646; 2.3: 52.39; 2.4: -2490.5372; 2.5: -50.6329
| 2 | 72.35 | 1: 11.4837; 1.1: 86.9615; 1.2: 0.11662; 1.3: 470.275; 1.4: 1.7667; 1.5: 86.9615; 1.6: 470.275; 1.7: 188.11; 1.8: 8.4594; 1.9: 1567.5833; 2: 49.923; 2.1: 95.2264; 2.2: 2580.4996; 2.3: 52.4256; 2.4: -2493.5381; 2.5: -50.6589
| 2 | 72.4 | 1: 11.5465; 1.1: 87.4976; 1.2: 0.11734; 1.3: 470.6; 1.4: 1.7764; 1.5: 87.4976; 1.6: 470.6; 1.7: 188.24; 1.8: 8.4594; 1.9: 1568.6667; 2: 49.9575; 2.1: 95.2276; 2.2: 2584.0367; 2.3: 52.4612; 2.4: -2496.5391; 2.5: -50.6848
| 2 | 72.45 | 1: 11.6095; 1.1: 88.0357; 1.2: 0.11806; 1.3: 470.925; 1.4: 1.7861; 1.5: 88.0357; 1.6: 470.925; 1.7: 188.37; 1.8: 8.4594; 1.9: 1569.75; 2: 49.992; 2.1: 95.2287; 2.2: 2587.5758; 2.3: 52.4968; 2.4: -2499.5401; 2.5: -50.7107
| 2 | 72.5 | 1: 11.6726; 1.1: 88.5757; 1.2: 0.11878; 1.3: 471.25; 1.4: 1.7958; 1.5: 88.5757; 1.6: 471.25; 1.7: 188.5; 1.8: 8.4594; 1.9: 1570.8333; 2: 50.0265; 2.1: 95.2299; 2.2: 2591.1169; 2.3: 52.5324; 2.4: -2502.5413; 2.5: -50.7366
| 2 | 72.55 | 1: 11.7359; 1.1: 89.1177; 1.2: 0.11951; 1.3: 471.575; 1.4: 1.8055; 1.5: 89.1177; 1.6: 471.575; 1.7: 188.63; 1.8: 8.4594; 1.9: 1571.9167; 2: 50.061; 2.1: 95.231; 2.2: 2594.6601; 2.3: 52.568; 2.4: -2505.5424; 2.5: -50.7625
| 2 | 72.6 | 1: 11.7994; 1.1: 89.6616; 1.2: 0.12024; 1.3: 471.9; 1.4: 1.8153; 1.5: 89.6616; 1.6: 471.9; 1.7: 188.76; 1.8: 8.4594; 1.9: 1573; 2: 50.0955; 2.1: 95.2322; 2.2: 2598.2053; 2.3: 52.6036; 2.4: -2508.5437; 2.5: -50.7883
| 2 | 72.65 | 1: 11.8631; 1.1: 90.2076; 1.2: 0.12097; 1.3: 472.225; 1.4: 1.8251; 1.5: 90.2076; 1.6: 472.225; 1.7: 188.89; 1.8: 8.4594; 1.9: 1574.0833; 2: 50.13; 2.1: 95.2334; 2.2: 2601.7525; 2.3: 52.6391; 2.4: -2511.545; 2.5: -50.814
| 2 | 72.7 | 1: 11.927; 1.1: 90.7555; 1.2: 0.12171; 1.3: 472.55; 1.4: 1.8349; 1.5: 90.7555; 1.6: 472.55; 1.7: 189.02; 1.8: 8.4594; 1.9: 1575.1667; 2: 50.1645; 2.1: 95.2347; 2.2: 2605.3018; 2.3: 52.6747; 2.4: -2514.5463; 2.5: -50.8398
| 2 | 72.75 | 1: 11.991; 1.1: 91.3054; 1.2: 0.12244; 1.3: 472.875; 1.4: 1.8448; 1.5: 91.3054; 1.6: 472.875; 1.7: 189.15; 1.8: 8.4594; 1.9: 1576.25; 2: 50.199; 2.1: 95.2359; 2.2: 2608.853; 2.3: 52.7102; 2.4: -2517.5476; 2.5: -50.8655
| 2 | 72.8 | 1: 12.0552; 1.1: 91.8573; 1.2: 0.12318; 1.3: 473.2; 1.4: 1.8546; 1.5: 91.8573; 1.6: 473.2; 1.7: 189.28; 1.8: 8.4594; 1.9: 1577.3333; 2: 50.2335; 2.1: 95.2371; 2.2: 2612.4062; 2.3: 52.7458; 2.4: -2520.5489; 2.5: -50.8911
| 2 | 72.85 | 1: 12.1195; 1.1: 92.4111; 1.2: 0.12393; 1.3: 473.525; 1.4: 1.8645; 1.5: 92.4111; 1.6: 473.525; 1.7: 189.41; 1.8: 8.4594; 1.9: 1578.4167; 2: 50.268; 2.1: 95.2384; 2.2: 2615.9614; 2.3: 52.7813; 2.4: -2523.5503; 2.5: -50.9167
| 2 | 72.9 | 1: 12.1841; 1.1: 92.967; 1.2: 0.12467; 1.3: 473.85; 1.4: 1.8745; 1.5: 92.967; 1.6: 473.85; 1.7: 189.54; 1.8: 8.4594; 1.9: 1579.5; 2: 50.3025; 2.1: 95.2396; 2.2: 2619.5186; 2.3: 52.8168; 2.4: -2526.5516; 2.5: -50.9423
| 2 | 72.95 | 1: 12.2488; 1.1: 93.5248; 1.2: 0.12542; 1.3: 474.175; 1.4: 1.8844; 1.5: 93.5248; 1.6: 474.175; 1.7: 189.67; 1.8: 8.4594; 1.9: 1580.5833; 2: 50.337; 2.1: 95.2409; 2.2: 2623.0778; 2.3: 52.8523; 2.4: -2529.553; 2.5: -50.9679
| 2 | 73 | 1: 12.3137; 1.1: 94.0847; 1.2: 0.12617; 1.3: 474.5; 1.4: 1.8944; 1.5: 94.0847; 1.6: 474.5; 1.7: 189.8; 1.8: 8.4594; 1.9: 1581.6667; 2: 50.3715; 2.1: 95.2422; 2.2: 2626.639; 2.3: 52.8878; 2.4: -2532.5543; 2.5: -50.9934
| 2 | 73.05 | 1: 12.3787; 1.1: 94.6465; 1.2: 0.12692; 1.3: 474.825; 1.4: 1.9044; 1.5: 94.6465; 1.6: 474.825; 1.7: 189.93; 1.8: 8.4594; 1.9: 1582.75; 2: 50.4061; 2.1: 95.2435; 2.2: 2630.2021; 2.3: 52.9233; 2.4: -2535.5556; 2.5: -51.0189
| 2 | 73.1 | 1: 12.444; 1.1: 95.2104; 1.2: 0.12768; 1.3: 475.15; 1.4: 1.9145; 1.5: 95.2104; 1.6: 475.15; 1.7: 190.06; 1.8: 8.4594; 1.9: 1583.8333; 2: 50.4406; 2.1: 95.2449; 2.2: 2633.7672; 2.3: 52.9588; 2.4: -2538.5568; 2.5: -51.0444
| 2 | 73.15 | 1: 12.5094; 1.1: 95.7762; 1.2: 0.12844; 1.3: 475.475; 1.4: 1.9245; 1.5: 95.7762; 1.6: 475.475; 1.7: 190.19; 1.8: 8.4594; 1.9: 1584.9167; 2: 50.4751; 2.1: 95.2462; 2.2: 2637.3343; 2.3: 52.9943; 2.4: -2541.558; 2.5: -51.0698
| 2 | 73.2 | 1: 12.5749; 1.1: 96.3441; 1.2: 0.1292; 1.3: 475.8; 1.4: 1.9346; 1.5: 96.3441; 1.6: 475.8; 1.7: 190.32; 1.8: 8.4594; 1.9: 1586; 2: 50.5096; 2.1: 95.2476; 2.2: 2640.9033; 2.3: 53.0298; 2.4: -2544.5592; 2.5: -51.0952
| 2 | 73.25 | 1: 12.6407; 1.1: 96.9139; 1.2: 0.12996; 1.3: 476.125; 1.4: 1.9447; 1.5: 96.9139; 1.6: 476.125; 1.7: 190.45; 1.8: 8.4594; 1.9: 1587.0833; 2: 50.5441; 2.1: 95.2489; 2.2: 2644.4742; 2.3: 53.0652; 2.4: -2547.5603; 2.5: -51.1205
| 2 | 73.3 | 1: 12.7066; 1.1: 97.4858; 1.2: 0.13073; 1.3: 476.45; 1.4: 1.9549; 1.5: 97.4858; 1.6: 476.45; 1.7: 190.58; 1.8: 8.4594; 1.9: 1588.1667; 2: 50.5786; 2.1: 95.2503; 2.2: 2648.0471; 2.3: 53.1007; 2.4: -2550.5613; 2.5: -51.1458
| 2 | 73.35 | 1: 12.7727; 1.1: 98.0597; 1.2: 0.1315; 1.3: 476.775; 1.4: 1.965; 1.5: 98.0597; 1.6: 476.775; 1.7: 190.71; 1.8: 8.4594; 1.9: 1589.25; 2: 50.6131; 2.1: 95.2517; 2.2: 2651.6219; 2.3: 53.1361; 2.4: -2553.5622; 2.5: -51.1711
| 2 | 73.4 | 1: 12.8389; 1.1: 98.6356; 1.2: 0.13227; 1.3: 477.1; 1.4: 1.9752; 1.5: 98.6356; 1.6: 477.1; 1.7: 190.84; 1.8: 8.4594; 1.9: 1590.3333; 2: 50.6476; 2.1: 95.2531; 2.2: 2655.1986; 2.3: 53.1715; 2.4: -2556.563; 2.5: -51.1963
| 2 | 73.45 | 1: 12.9054; 1.1: 99.2136; 1.2: 0.13305; 1.3: 477.425; 1.4: 1.9854; 1.5: 99.2136; 1.6: 477.425; 1.7: 190.97; 1.8: 8.4594; 1.9: 1591.4167; 2: 50.6821; 2.1: 95.2546; 2.2: 2658.7773; 2.3: 53.207; 2.4: -2559.5637; 2.5: -51.2215
| 2 | 73.5 | 1: 12.972; 1.1: 99.7935; 1.2: 0.13383; 1.3: 477.75; 1.4: 1.9957; 1.5: 99.7935; 1.6: 477.75; 1.7: 191.1; 1.8: 8.4594; 1.9: 1592.5; 2: 50.7166; 2.1: 95.256; 2.2: 2662.3578; 2.3: 53.2424; 2.4: -2562.5643; 2.5: -51.2467
| 2 | 73.55 | 1: 13.0388; 1.1: 100.3755; 1.2: 0.13461; 1.3: 478.075; 1.4: 2.006; 1.5: 100.3755; 1.6: 478.075; 1.7: 191.23; 1.8: 8.4594; 1.9: 1593.5833; 2: 50.7511; 2.1: 95.2575; 2.2: 2665.9403; 2.3: 53.2778; 2.4: -2565.5648; 2.5: -51.2718
| 2 | 73.6 | 1: 13.1057; 1.1: 100.9595; 1.2: 0.13539; 1.3: 478.4; 1.4: 2.0163; 1.5: 100.9595; 1.6: 478.4; 1.7: 191.36; 1.8: 8.4594; 1.9: 1594.6667; 2: 50.7856; 2.1: 95.259; 2.2: 2669.5247; 2.3: 53.3132; 2.4: -2568.5652; 2.5: -51.2969
| 2 | 73.65 | 1: 13.1728; 1.1: 101.5455; 1.2: 0.13617; 1.3: 478.725; 1.4: 2.0266; 1.5: 101.5455; 1.6: 478.725; 1.7: 191.49; 1.8: 8.4594; 1.9: 1595.75; 2: 50.8201; 2.1: 95.2605; 2.2: 2673.1109; 2.3: 53.3485; 2.4: -2571.5654; 2.5: -51.3219
| 2 | 73.7 | 1: 13.2401; 1.1: 102.1336; 1.2: 0.13696; 1.3: 479.05; 1.4: 2.0369; 1.5: 102.1336; 1.6: 479.05; 1.7: 191.62; 1.8: 8.4594; 1.9: 1596.8333; 2: 50.8546; 2.1: 95.262; 2.2: 2676.6991; 2.3: 53.3839; 2.4: -2574.5655; 2.5: -51.347
| 2 | 73.75 | 1: 13.3076; 1.1: 102.7237; 1.2: 0.13775; 1.3: 479.375; 1.4: 2.0473; 1.5: 102.7237; 1.6: 479.375; 1.7: 191.75; 1.8: 8.4594; 1.9: 1597.9167; 2: 50.8891; 2.1: 95.2635; 2.2: 2680.2891; 2.3: 53.4193; 2.4: -2577.5654; 2.5: -51.3719
| 2 | 73.8 | 1: 13.3753; 1.1: 103.3159; 1.2: 0.13855; 1.3: 479.7; 1.4: 2.0577; 1.5: 103.3159; 1.6: 479.7; 1.7: 191.88; 1.8: 8.4594; 1.9: 1599; 2: 50.9236; 2.1: 95.2651; 2.2: 2683.881; 2.3: 53.4546; 2.4: -2580.5651; 2.5: -51.3969
| 2 | 73.85 | 1: 13.4431; 1.1: 103.9101; 1.2: 0.13935; 1.3: 480.025; 1.4: 2.0682; 1.5: 103.9101; 1.6: 480.025; 1.7: 192.01; 1.8: 8.4594; 1.9: 1600.0833; 2: 50.9581; 2.1: 95.2666; 2.2: 2687.4748; 2.3: 53.4899; 2.4: -2583.5647; 2.5: -51.4218
| 2 | 73.9 | 1: 13.5111; 1.1: 104.5063; 1.2: 0.14015; 1.3: 480.35; 1.4: 2.0786; 1.5: 104.5063; 1.6: 480.35; 1.7: 192.14; 1.8: 8.4594; 1.9: 1601.1667; 2: 50.9926; 2.1: 95.2682; 2.2: 2691.0704; 2.3: 53.5253; 2.4: -2586.564; 2.5: -51.4466
| 2 | 73.95 | 1: 13.5792; 1.1: 105.1046; 1.2: 0.14095; 1.3: 480.675; 1.4: 2.0891; 1.5: 105.1046; 1.6: 480.675; 1.7: 192.27; 1.8: 8.4594; 1.9: 1602.25; 2: 51.0271; 2.1: 95.2698; 2.2: 2694.6678; 2.3: 53.5606; 2.4: -2589.5632; 2.5: -51.4715
| 2 | 74 | 1: 13.6476; 1.1: 105.705; 1.2: 0.14175; 1.3: 481; 1.4: 2.0996; 1.5: 105.705; 1.6: 481; 1.7: 192.4; 1.8: 8.4594; 1.9: 1603.3333; 2: 51.0616; 2.1: 95.2714; 2.2: 2698.2671; 2.3: 53.5959; 2.4: -2592.5622; 2.5: -51.4963
| 2 | 74.05 | 1: 13.7161; 1.1: 106.3073; 1.2: 0.14256; 1.3: 481.325; 1.4: 2.1102; 1.5: 106.3073; 1.6: 481.325; 1.7: 192.53; 1.8: 8.4594; 1.9: 1604.4167; 2: 51.0961; 2.1: 95.2731; 2.2: 2701.8683; 2.3: 53.6312; 2.4: -2595.5609; 2.5: -51.521
| 2 | 74.1 | 1: 13.7848; 1.1: 106.9118; 1.2: 0.14337; 1.3: 481.65; 1.4: 2.1207; 1.5: 106.9118; 1.6: 481.65; 1.7: 192.66; 1.8: 8.4594; 1.9: 1605.5; 2: 51.1306; 2.1: 95.2747; 2.2: 2705.4712; 2.3: 53.6665; 2.4: -2598.5594; 2.5: -51.5457
| 2 | 74.15 | 1: 13.8536; 1.1: 107.5183; 1.2: 0.14418; 1.3: 481.975; 1.4: 2.1313; 1.5: 107.5183; 1.6: 481.975; 1.7: 192.79; 1.8: 8.4594; 1.9: 1606.5833; 2: 51.1651; 2.1: 95.2764; 2.2: 2709.076; 2.3: 53.7017; 2.4: -2601.5577; 2.5: -51.5704
| 2 | 74.2 | 1: 13.9226; 1.1: 108.1269; 1.2: 0.145; 1.3: 482.3; 1.4: 2.1419; 1.5: 108.1269; 1.6: 482.3; 1.7: 192.92; 1.8: 8.4594; 1.9: 1607.6667; 2: 51.1996; 2.1: 95.2781; 2.2: 2712.6826; 2.3: 53.737; 2.4: -2604.5557; 2.5: -51.595
| 2 | 74.25 | 1: 13.9918; 1.1: 108.7375; 1.2: 0.14582; 1.3: 482.625; 1.4: 2.1526; 1.5: 108.7375; 1.6: 482.625; 1.7: 193.05; 1.8: 8.4594; 1.9: 1608.75; 2: 51.2341; 2.1: 95.2798; 2.2: 2716.291; 2.3: 53.7722; 2.4: -2607.5535; 2.5: -51.6196
| 2 | 74.3 | 1: 14.0612; 1.1: 109.3502; 1.2: 0.14664; 1.3: 482.95; 1.4: 2.1633; 1.5: 109.3502; 1.6: 482.95; 1.7: 193.18; 1.8: 8.4594; 1.9: 1609.8333; 2: 51.2686; 2.1: 95.2815; 2.2: 2719.9012; 2.3: 53.8075; 2.4: -2610.551; 2.5: -51.6442
| 2 | 74.35 | 1: 14.1307; 1.1: 109.965; 1.2: 0.14747; 1.3: 483.275; 1.4: 2.174; 1.5: 109.965; 1.6: 483.275; 1.7: 193.31; 1.8: 8.4594; 1.9: 1610.9167; 2: 51.3031; 2.1: 95.2833; 2.2: 2723.5132; 2.3: 53.8427; 2.4: -2613.5482; 2.5: -51.6687
| 2 | 74.4 | 1: 14.2005; 1.1: 110.5819; 1.2: 0.14829; 1.3: 483.6; 1.4: 2.1847; 1.5: 110.5819; 1.6: 483.6; 1.7: 193.44; 1.8: 8.4594; 1.9: 1612; 2: 51.3376; 2.1: 95.285; 2.2: 2727.127; 2.3: 53.8779; 2.4: -2616.5452; 2.5: -51.6932
| 2 | 74.45 | 1: 14.2704; 1.1: 111.2008; 1.2: 0.14912; 1.3: 483.925; 1.4: 2.1954; 1.5: 111.2008; 1.6: 483.925; 1.7: 193.57; 1.8: 8.4594; 1.9: 1613.0833; 2: 51.3721; 2.1: 95.2868; 2.2: 2730.7426; 2.3: 53.9131; 2.4: -2619.5418; 2.5: -51.7177
| 2 | 74.5 | 1: 14.3404; 1.1: 111.8218; 1.2: 0.14996; 1.3: 484.25; 1.4: 2.2062; 1.5: 111.8218; 1.6: 484.25; 1.7: 193.7; 1.8: 8.4594; 1.9: 1614.1667; 2: 51.4066; 2.1: 95.2886; 2.2: 2734.3599; 2.3: 53.9483; 2.4: -2622.5381; 2.5: -51.7421
| 2 | 74.55 | 1: 14.4107; 1.1: 112.4449; 1.2: 0.15079; 1.3: 484.575; 1.4: 2.217; 1.5: 112.4449; 1.6: 484.575; 1.7: 193.83; 1.8: 8.4594; 1.9: 1615.25; 2: 51.4411; 2.1: 95.2905; 2.2: 2737.979; 2.3: 53.9835; 2.4: -2625.5341; 2.5: -51.7664
| 2 | 74.6 | 1: 14.4811; 1.1: 113.0701; 1.2: 0.15163; 1.3: 484.9; 1.4: 2.2279; 1.5: 113.0701; 1.6: 484.9; 1.7: 193.96; 1.8: 8.4594; 1.9: 1616.3333; 2: 51.4756; 2.1: 95.2923; 2.2: 2741.5998; 2.3: 54.0186; 2.4: -2628.5298; 2.5: -51.7908
| 2 | 74.65 | 1: 14.5516; 1.1: 113.6973; 1.2: 0.15247; 1.3: 485.225; 1.4: 2.2387; 1.5: 113.6973; 1.6: 485.225; 1.7: 194.09; 1.8: 8.4594; 1.9: 1617.4167; 2: 51.5101; 2.1: 95.2942; 2.2: 2745.2224; 2.3: 54.0538; 2.4: -2631.5251; 2.5: -51.8151
| 2 | 74.7 | 1: 14.6224; 1.1: 114.3267; 1.2: 0.15331; 1.3: 485.55; 1.4: 2.2496; 1.5: 114.3267; 1.6: 485.55; 1.7: 194.22; 1.8: 8.4594; 1.9: 1618.5; 2: 51.5446; 2.1: 95.296; 2.2: 2748.8467; 2.3: 54.0889; 2.4: -2634.52; 2.5: -51.8393
| 2 | 74.75 | 1: 14.6933; 1.1: 114.9581; 1.2: 0.15416; 1.3: 485.875; 1.4: 2.2605; 1.5: 114.9581; 1.6: 485.875; 1.7: 194.35; 1.8: 8.4594; 1.9: 1619.5833; 2: 51.5791; 2.1: 95.298; 2.2: 2752.4728; 2.3: 54.124; 2.4: -2637.5146; 2.5: -51.8635
| 2 | 74.8 | 1: 14.7644; 1.1: 115.5917; 1.2: 0.15501; 1.3: 486.2; 1.4: 2.2714; 1.5: 115.5917; 1.6: 486.2; 1.7: 194.48; 1.8: 8.4594; 1.9: 1620.6667; 2: 51.6136; 2.1: 95.2999; 2.2: 2756.1005; 2.3: 54.1591; 2.4: -2640.5089; 2.5: -51.8877
| 2 | 74.85 | 1: 14.8357; 1.1: 116.2273; 1.2: 0.15586; 1.3: 486.525; 1.4: 2.2824; 1.5: 116.2273; 1.6: 486.525; 1.7: 194.61; 1.8: 8.4594; 1.9: 1621.75; 2: 51.6481; 2.1: 95.3018; 2.2: 2759.73; 2.3: 54.1942; 2.4: -2643.5027; 2.5: -51.9118
| 2 | 74.9 | 1: 14.9071; 1.1: 116.865; 1.2: 0.15672; 1.3: 486.85; 1.4: 2.2934; 1.5: 116.865; 1.6: 486.85; 1.7: 194.74; 1.8: 8.4594; 1.9: 1622.8333; 2: 51.6826; 2.1: 95.3038; 2.2: 2763.3612; 2.3: 54.2293; 2.4: -2646.4961; 2.5: -51.9359
| 2 | 74.95 | 1: 14.9788; 1.1: 117.5049; 1.2: 0.15758; 1.3: 487.175; 1.4: 2.3044; 1.5: 117.5049; 1.6: 487.175; 1.7: 194.87; 1.8: 8.4594; 1.9: 1623.9167; 2: 51.7171; 2.1: 95.3058; 2.2: 2766.9941; 2.3: 54.2644; 2.4: -2649.4892; 2.5: -51.96
| 2 | 75 | 1: 15.0506; 1.1: 118.1468; 1.2: 0.15844; 1.3: 487.5; 1.4: 2.3155; 1.5: 118.1468; 1.6: 487.5; 1.7: 195; 1.8: 8.4594; 1.9: 1625; 2: 51.7516; 2.1: 95.3078; 2.2: 2770.6286; 2.3: 54.2994; 2.4: -2652.4818; 2.5: -51.984
| 2 | 75.05 | 1: 15.1225; 1.1: 118.7909; 1.2: 0.1593; 1.3: 487.825; 1.4: 2.3265; 1.5: 118.7909; 1.6: 487.825; 1.7: 195.13; 1.8: 8.4594; 1.9: 1626.0833; 2: 51.7861; 2.1: 95.3098; 2.2: 2774.2649; 2.3: 54.3345; 2.4: -2655.474; 2.5: -52.0079
| 2 | 75.1 | 1: 15.1947; 1.1: 119.4371; 1.2: 0.16017; 1.3: 488.15; 1.4: 2.3376; 1.5: 119.4371; 1.6: 488.15; 1.7: 195.26; 1.8: 8.4594; 1.9: 1627.1667; 2: 51.8206; 2.1: 95.3119; 2.2: 2777.9028; 2.3: 54.3695; 2.4: -2658.4657; 2.5: -52.0319
| 2 | 75.15 | 1: 15.267; 1.1: 120.0854; 1.2: 0.16104; 1.3: 488.475; 1.4: 2.3488; 1.5: 120.0854; 1.6: 488.475; 1.7: 195.39; 1.8: 8.4594; 1.9: 1628.25; 2: 51.8551; 2.1: 95.314; 2.2: 2781.5424; 2.3: 54.4045; 2.4: -2661.457; 2.5: -52.0558
| 2 | 75.2 | 1: 15.3394; 1.1: 120.7358; 1.2: 0.16191; 1.3: 488.8; 1.4: 2.3599; 1.5: 120.7358; 1.6: 488.8; 1.7: 195.52; 1.8: 8.4594; 1.9: 1629.3333; 2: 51.8896; 2.1: 95.3161; 2.2: 2785.1836; 2.3: 54.4395; 2.4: -2664.4478; 2.5: -52.0796
| 2 | 75.25 | 1: 15.4121; 1.1: 121.3883; 1.2: 0.16278; 1.3: 489.125; 1.4: 2.3711; 1.5: 121.3883; 1.6: 489.125; 1.7: 195.65; 1.8: 8.4594; 1.9: 1630.4167; 2: 51.9241; 2.1: 95.3182; 2.2: 2788.8265; 2.3: 54.4745; 2.4: -2667.4382; 2.5: -52.1034
| 2 | 75.3 | 1: 15.4849; 1.1: 122.043; 1.2: 0.16366; 1.3: 489.45; 1.4: 2.3823; 1.5: 122.043; 1.6: 489.45; 1.7: 195.78; 1.8: 8.4594; 1.9: 1631.5; 2: 51.9586; 2.1: 95.3203; 2.2: 2792.471; 2.3: 54.5095; 2.4: -2670.428; 2.5: -52.1272
| 2 | 75.35 | 1: 15.5579; 1.1: 122.6997; 1.2: 0.16454; 1.3: 489.775; 1.4: 2.3935; 1.5: 122.6997; 1.6: 489.775; 1.7: 195.91; 1.8: 8.4594; 1.9: 1632.5833; 2: 51.9931; 2.1: 95.3225; 2.2: 2796.1171; 2.3: 54.5444; 2.4: -2673.4174; 2.5: -52.1509
| 2 | 75.4 | 1: 15.6311; 1.1: 123.3586; 1.2: 0.16543; 1.3: 490.1; 1.4: 2.4048; 1.5: 123.3586; 1.6: 490.1; 1.7: 196.04; 1.8: 8.4594; 1.9: 1633.6667; 2: 52.0276; 2.1: 95.3247; 2.2: 2799.7649; 2.3: 54.5794; 2.4: -2676.4062; 2.5: -52.1746
| 2 | 75.45 | 1: 15.7045; 1.1: 124.0197; 1.2: 0.16631; 1.3: 490.425; 1.4: 2.4161; 1.5: 124.0197; 1.6: 490.425; 1.7: 196.17; 1.8: 8.4594; 1.9: 1634.75; 2: 52.0621; 2.1: 95.3269; 2.2: 2803.4142; 2.3: 54.6143; 2.4: -2679.3946; 2.5: -52.1982
| 2 | 75.5 | 1: 15.778; 1.1: 124.6829; 1.2: 0.1672; 1.3: 490.75; 1.4: 2.4274; 1.5: 124.6829; 1.6: 490.75; 1.7: 196.3; 1.8: 8.4594; 1.9: 1635.8333; 2: 52.0966; 2.1: 95.3291; 2.2: 2807.0652; 2.3: 54.6492; 2.4: -2682.3824; 2.5: -52.2218
| 2 | 75.55 | 1: 15.8517; 1.1: 125.3482; 1.2: 0.16809; 1.3: 491.075; 1.4: 2.4387; 1.5: 125.3482; 1.6: 491.075; 1.7: 196.43; 1.8: 8.4594; 1.9: 1636.9167; 2: 52.1311; 2.1: 95.3314; 2.2: 2810.7178; 2.3: 54.6841; 2.4: -2685.3696; 2.5: -52.2454
| 2 | 75.6 | 1: 15.9255; 1.1: 126.0156; 1.2: 0.16899; 1.3: 491.4; 1.4: 2.4501; 1.5: 126.0156; 1.6: 491.4; 1.7: 196.56; 1.8: 8.4594; 1.9: 1638; 2: 52.1656; 2.1: 95.3337; 2.2: 2814.3719; 2.3: 54.719; 2.4: -2688.3563; 2.5: -52.2689
| 2 | 75.65 | 1: 15.9996; 1.1: 126.6852; 1.2: 0.16989; 1.3: 491.725; 1.4: 2.4615; 1.5: 126.6852; 1.6: 491.725; 1.7: 196.69; 1.8: 8.4594; 1.9: 1639.0833; 2: 52.2001; 2.1: 95.336; 2.2: 2818.0276; 2.3: 54.7538; 2.4: -2691.3424; 2.5: -52.2924
| 2 | 75.7 | 1: 16.0738; 1.1: 127.357; 1.2: 0.17079; 1.3: 492.05; 1.4: 2.4729; 1.5: 127.357; 1.6: 492.05; 1.7: 196.82; 1.8: 8.4594; 1.9: 1640.1667; 2: 52.2346; 2.1: 95.3383; 2.2: 2821.6849; 2.3: 54.7887; 2.4: -2694.3279; 2.5: -52.3158
| 2 | 75.75 | 1: 16.1482; 1.1: 128.0309; 1.2: 0.17169; 1.3: 492.375; 1.4: 2.4843; 1.5: 128.0309; 1.6: 492.375; 1.7: 196.95; 1.8: 8.4594; 1.9: 1641.25; 2: 52.2691; 2.1: 95.3407; 2.2: 2825.3438; 2.3: 54.8235; 2.4: -2697.3129; 2.5: -52.3392
| 2 | 75.8 | 1: 16.2227; 1.1: 128.7069; 1.2: 0.1726; 1.3: 492.7; 1.4: 2.4958; 1.5: 128.7069; 1.6: 492.7; 1.7: 197.08; 1.8: 8.4594; 1.9: 1642.3333; 2: 52.3036; 2.1: 95.343; 2.2: 2829.0041; 2.3: 54.8583; 2.4: -2700.2972; 2.5: -52.3625
| 2 | 75.85 | 1: 16.2975; 1.1: 129.3851; 1.2: 0.17351; 1.3: 493.025; 1.4: 2.5073; 1.5: 129.3851; 1.6: 493.025; 1.7: 197.21; 1.8: 8.4594; 1.9: 1643.4167; 2: 52.3381; 2.1: 95.3455; 2.2: 2832.6661; 2.3: 54.8931; 2.4: -2703.2809; 2.5: -52.3858
| 2 | 75.9 | 1: 16.3724; 1.1: 130.0655; 1.2: 0.17442; 1.3: 493.35; 1.4: 2.5188; 1.5: 130.0655; 1.6: 493.35; 1.7: 197.34; 1.8: 8.4594; 1.9: 1644.5; 2: 52.3726; 2.1: 95.3479; 2.2: 2836.3295; 2.3: 54.9279; 2.4: -2706.264; 2.5: -52.4091
| 2 | 75.95 | 1: 16.4475; 1.1: 130.748; 1.2: 0.17534; 1.3: 493.675; 1.4: 2.5304; 1.5: 130.748; 1.6: 493.675; 1.7: 197.47; 1.8: 8.4594; 1.9: 1645.5833; 2: 52.4071; 2.1: 95.3503; 2.2: 2839.9945; 2.3: 54.9627; 2.4: -2709.2465; 2.5: -52.4323
| 2 | 76 | 1: 16.5227; 1.1: 131.4327; 1.2: 0.17625; 1.3: 494; 1.4: 2.542; 1.5: 131.4327; 1.6: 494; 1.7: 197.6; 1.8: 8.4594; 1.9: 1646.6667; 2: 52.4416; 2.1: 95.3528; 2.2: 2843.6609; 2.3: 54.9974; 2.4: -2712.2283; 2.5: -52.4555
| 2 | 76.05 | 1: 16.5981; 1.1: 132.1195; 1.2: 0.17718; 1.3: 494.325; 1.4: 2.5536; 1.5: 132.1195; 1.6: 494.325; 1.7: 197.73; 1.8: 8.4594; 1.9: 1647.75; 2: 52.4761; 2.1: 95.3553; 2.2: 2847.3289; 2.3: 55.0322; 2.4: -2715.2094; 2.5: -52.4786
| 2 | 76.1 | 1: 16.6737; 1.1: 132.8086; 1.2: 0.1781; 1.3: 494.65; 1.4: 2.5652; 1.5: 132.8086; 1.6: 494.65; 1.7: 197.86; 1.8: 8.4594; 1.9: 1648.8333; 2: 52.5106; 2.1: 95.3579; 2.2: 2850.9984; 2.3: 55.0669; 2.4: -2718.1898; 2.5: -52.5017
| 2 | 76.15 | 1: 16.7495; 1.1: 133.4997; 1.2: 0.17903; 1.3: 494.975; 1.4: 2.5768; 1.5: 133.4997; 1.6: 494.975; 1.7: 197.99; 1.8: 8.4594; 1.9: 1649.9167; 2: 52.5451; 2.1: 95.3604; 2.2: 2854.6693; 2.3: 55.1016; 2.4: -2721.1696; 2.5: -52.5247
| 2 | 76.2 | 1: 16.8255; 1.1: 134.1931; 1.2: 0.17996; 1.3: 495.3; 1.4: 2.5885; 1.5: 134.1931; 1.6: 495.3; 1.7: 198.12; 1.8: 8.4594; 1.9: 1651; 2: 52.5796; 2.1: 95.363; 2.2: 2858.3417; 2.3: 55.1363; 2.4: -2724.1486; 2.5: -52.5477
| 2 | 76.25 | 1: 16.9016; 1.1: 134.8887; 1.2: 0.18089; 1.3: 495.625; 1.4: 2.6002; 1.5: 134.8887; 1.6: 495.625; 1.7: 198.25; 1.8: 8.4594; 1.9: 1652.0833; 2: 52.6141; 2.1: 95.3656; 2.2: 2862.0156; 2.3: 55.1709; 2.4: -2727.1269; 2.5: -52.5707
| 2 | 76.3 | 1: 16.9779; 1.1: 135.5864; 1.2: 0.18182; 1.3: 495.95; 1.4: 2.612; 1.5: 135.5864; 1.6: 495.95; 1.7: 198.38; 1.8: 8.4594; 1.9: 1653.1667; 2: 52.6486; 2.1: 95.3683; 2.2: 2865.6909; 2.3: 55.2056; 2.4: -2730.1045; 2.5: -52.5936
| 2 | 76.35 | 1: 17.0543; 1.1: 136.2863; 1.2: 0.18276; 1.3: 496.275; 1.4: 2.6237; 1.5: 136.2863; 1.6: 496.275; 1.7: 198.51; 1.8: 8.4594; 1.9: 1654.25; 2: 52.6831; 2.1: 95.3709; 2.2: 2869.3677; 2.3: 55.2402; 2.4: -2733.0814; 2.5: -52.6165
| 2 | 76.4 | 1: 17.131; 1.1: 136.9884; 1.2: 0.1837; 1.3: 496.6; 1.4: 2.6355; 1.5: 136.9884; 1.6: 496.6; 1.7: 198.64; 1.8: 8.4594; 1.9: 1655.3333; 2: 52.7176; 2.1: 95.3736; 2.2: 2873.0458; 2.3: 55.2748; 2.4: -2736.0575; 2.5: -52.6393
| 2 | 76.45 | 1: 17.2078; 1.1: 137.6927; 1.2: 0.18465; 1.3: 496.925; 1.4: 2.6474; 1.5: 137.6927; 1.6: 496.925; 1.7: 198.77; 1.8: 8.4594; 1.9: 1656.4167; 2: 52.7521; 2.1: 95.3764; 2.2: 2876.7254; 2.3: 55.3094; 2.4: -2739.0328; 2.5: -52.6621
| 2 | 76.5 | 1: 17.2848; 1.1: 138.3991; 1.2: 0.1856; 1.3: 497.25; 1.4: 2.6592; 1.5: 138.3991; 1.6: 497.25; 1.7: 198.9; 1.8: 8.4594; 1.9: 1657.5; 2: 52.7866; 2.1: 95.3791; 2.2: 2880.4064; 2.3: 55.344; 2.4: -2742.0073; 2.5: -52.6848
| 2 | 76.55 | 1: 17.3619; 1.1: 139.1078; 1.2: 0.18655; 1.3: 497.575; 1.4: 2.6711; 1.5: 139.1078; 1.6: 497.575; 1.7: 199.03; 1.8: 8.4594; 1.9: 1658.5833; 2: 52.8211; 2.1: 95.3819; 2.2: 2884.0888; 2.3: 55.3786; 2.4: -2744.9811; 2.5: -52.7075
| 2 | 76.6 | 1: 17.4393; 1.1: 139.8186; 1.2: 0.1875; 1.3: 497.9; 1.4: 2.683; 1.5: 139.8186; 1.6: 497.9; 1.7: 199.16; 1.8: 8.4594; 1.9: 1659.6667; 2: 52.8556; 2.1: 95.3847; 2.2: 2887.7726; 2.3: 55.4131; 2.4: -2747.954; 2.5: -52.7301
| 2 | 76.65 | 1: 17.5168; 1.1: 140.5317; 1.2: 0.18846; 1.3: 498.225; 1.4: 2.6949; 1.5: 140.5317; 1.6: 498.225; 1.7: 199.29; 1.8: 8.4594; 1.9: 1660.75; 2: 52.8901; 2.1: 95.3875; 2.2: 2891.4578; 2.3: 55.4476; 2.4: -2750.9261; 2.5: -52.7527
| 2 | 76.7 | 1: 17.5944; 1.1: 141.247; 1.2: 0.18942; 1.3: 498.55; 1.4: 2.7068; 1.5: 141.247; 1.6: 498.55; 1.7: 199.42; 1.8: 8.4594; 1.9: 1661.8333; 2: 52.9246; 2.1: 95.3904; 2.2: 2895.1443; 2.3: 55.4821; 2.4: -2753.8974; 2.5: -52.7753
| 2 | 76.75 | 1: 17.6723; 1.1: 141.9644; 1.2: 0.19038; 1.3: 498.875; 1.4: 2.7188; 1.5: 141.9644; 1.6: 498.875; 1.7: 199.55; 1.8: 8.4594; 1.9: 1662.9167; 2: 52.9591; 2.1: 95.3933; 2.2: 2898.8322; 2.3: 55.5166; 2.4: -2756.8678; 2.5: -52.7978
| 2 | 76.8 | 1: 17.7503; 1.1: 142.6841; 1.2: 0.19134; 1.3: 499.2; 1.4: 2.7308; 1.5: 142.6841; 1.6: 499.2; 1.7: 199.68; 1.8: 8.4594; 1.9: 1664; 2: 52.9936; 2.1: 95.3962; 2.2: 2902.5215; 2.3: 55.5511; 2.4: -2759.8373; 2.5: -52.8203
| 2 | 76.85 | 1: 17.8285; 1.1: 143.406; 1.2: 0.19231; 1.3: 499.525; 1.4: 2.7428; 1.5: 143.406; 1.6: 499.525; 1.7: 199.81; 1.8: 8.4594; 1.9: 1665.0833; 2: 53.0281; 2.1: 95.3992; 2.2: 2906.212; 2.3: 55.5855; 2.4: -2762.806; 2.5: -52.8427
| 2 | 76.9 | 1: 17.9069; 1.1: 144.1301; 1.2: 0.19328; 1.3: 499.85; 1.4: 2.7549; 1.5: 144.1301; 1.6: 499.85; 1.7: 199.94; 1.8: 8.4594; 1.9: 1666.1667; 2: 53.0626; 2.1: 95.4022; 2.2: 2909.9039; 2.3: 55.6199; 2.4: -2765.7738; 2.5: -52.865
| 2 | 76.95 | 1: 17.9854; 1.1: 144.8564; 1.2: 0.19426; 1.3: 500.175; 1.4: 2.767; 1.5: 144.8564; 1.6: 500.175; 1.7: 200.07; 1.8: 8.4594; 1.9: 1667.25; 2: 53.0971; 2.1: 95.4052; 2.2: 2913.5971; 2.3: 55.6544; 2.4: -2768.7407; 2.5: -52.8874
| 2 | 77 | 1: 18.0641; 1.1: 145.585; 1.2: 0.19523; 1.3: 500.5; 1.4: 2.7791; 1.5: 145.585; 1.6: 500.5; 1.7: 200.2; 1.8: 8.4594; 1.9: 1668.3333; 2: 53.1316; 2.1: 95.4082; 2.2: 2917.2916; 2.3: 55.6887; 2.4: -2771.7067; 2.5: -52.9096
| 2 | 77.05 | 1: 18.143; 1.1: 146.3157; 1.2: 0.19621; 1.3: 500.825; 1.4: 2.7912; 1.5: 146.3157; 1.6: 500.825; 1.7: 200.33; 1.8: 8.4594; 1.9: 1669.4167; 2: 53.1661; 2.1: 95.4113; 2.2: 2920.9874; 2.3: 55.7231; 2.4: -2774.6717; 2.5: -52.9319
| 2 | 77.1 | 1: 18.2221; 1.1: 147.0487; 1.2: 0.1972; 1.3: 501.15; 1.4: 2.8034; 1.5: 147.0487; 1.6: 501.15; 1.7: 200.46; 1.8: 8.4594; 1.9: 1670.5; 2: 53.2006; 2.1: 95.4144; 2.2: 2924.6845; 2.3: 55.7574; 2.4: -2777.6358; 2.5: -52.954
| 2 | 77.15 | 1: 18.3013; 1.1: 147.7839; 1.2: 0.19818; 1.3: 501.475; 1.4: 2.8156; 1.5: 147.7839; 1.6: 501.475; 1.7: 200.59; 1.8: 8.4594; 1.9: 1671.5833; 2: 53.2351; 2.1: 95.4175; 2.2: 2928.3829; 2.3: 55.7918; 2.4: -2780.5989; 2.5: -52.9762
| 2 | 77.2 | 1: 18.3808; 1.1: 148.5214; 1.2: 0.19917; 1.3: 501.8; 1.4: 2.8278; 1.5: 148.5214; 1.6: 501.8; 1.7: 200.72; 1.8: 8.4594; 1.9: 1672.6667; 2: 53.2696; 2.1: 95.4207; 2.2: 2932.0825; 2.3: 55.8261; 2.4: -2783.5611; 2.5: -52.9983
| 2 | 77.25 | 1: 18.4603; 1.1: 149.2611; 1.2: 0.20016; 1.3: 502.125; 1.4: 2.8401; 1.5: 149.2611; 1.6: 502.125; 1.7: 200.85; 1.8: 8.4594; 1.9: 1673.75; 2: 53.3041; 2.1: 95.4239; 2.2: 2935.7833; 2.3: 55.8604; 2.4: -2786.5222; 2.5: -53.0203
| 2 | 77.3 | 1: 18.5401; 1.1: 150.003; 1.2: 0.20116; 1.3: 502.45; 1.4: 2.8523; 1.5: 150.003; 1.6: 502.45; 1.7: 200.98; 1.8: 8.4594; 1.9: 1674.8333; 2: 53.3386; 2.1: 95.4271; 2.2: 2939.4854; 2.3: 55.8946; 2.4: -2789.4824; 2.5: -53.0423
| 2 | 77.35 | 1: 18.62; 1.1: 150.7471; 1.2: 0.20216; 1.3: 502.775; 1.4: 2.8646; 1.5: 150.7471; 1.6: 502.775; 1.7: 201.11; 1.8: 8.4594; 1.9: 1675.9167; 2: 53.3731; 2.1: 95.4304; 2.2: 2943.1887; 2.3: 55.9289; 2.4: -2792.4415; 2.5: -53.0642
| 2 | 77.4 | 1: 18.7001; 1.1: 151.4935; 1.2: 0.20316; 1.3: 503.1; 1.4: 2.8769; 1.5: 151.4935; 1.6: 503.1; 1.7: 201.24; 1.8: 8.4594; 1.9: 1677; 2: 53.4076; 2.1: 95.4337; 2.2: 2946.8932; 2.3: 55.9631; 2.4: -2795.3997; 2.5: -53.0861
| 2 | 77.45 | 1: 18.7804; 1.1: 152.2422; 1.2: 0.20416; 1.3: 503.425; 1.4: 2.8893; 1.5: 152.2422; 1.6: 503.425; 1.7: 201.37; 1.8: 8.4594; 1.9: 1678.0833; 2: 53.4421; 2.1: 95.437; 2.2: 2950.5989; 2.3: 55.9973; 2.4: -2798.3567; 2.5: -53.108
| 2 | 77.5 | 1: 18.8609; 1.1: 152.9931; 1.2: 0.20517; 1.3: 503.75; 1.4: 2.9017; 1.5: 152.9931; 1.6: 503.75; 1.7: 201.5; 1.8: 8.4594; 1.9: 1679.1667; 2: 53.4766; 2.1: 95.4404; 2.2: 2954.3058; 2.3: 56.0315; 2.4: -2801.3127; 2.5: -53.1298
| 2 | 77.55 | 1: 18.9415; 1.1: 153.7462; 1.2: 0.20618; 1.3: 504.075; 1.4: 2.9141; 1.5: 153.7462; 1.6: 504.075; 1.7: 201.63; 1.8: 8.4594; 1.9: 1680.25; 2: 53.5111; 2.1: 95.4438; 2.2: 2958.0139; 2.3: 56.0656; 2.4: -2804.2677; 2.5: -53.1515
| 2 | 77.6 | 1: 19.0223; 1.1: 154.5016; 1.2: 0.20719; 1.3: 504.4; 1.4: 2.9265; 1.5: 154.5016; 1.6: 504.4; 1.7: 201.76; 1.8: 8.4594; 1.9: 1681.3333; 2: 53.5456; 2.1: 95.4472; 2.2: 2961.7231; 2.3: 56.0998; 2.4: -2807.2215; 2.5: -53.1733
| 2 | 77.65 | 1: 19.1033; 1.1: 155.2592; 1.2: 0.20821; 1.3: 504.725; 1.4: 2.939; 1.5: 155.2592; 1.6: 504.725; 1.7: 201.89; 1.8: 8.4594; 1.9: 1682.4167; 2: 53.5801; 2.1: 95.4507; 2.2: 2965.4335; 2.3: 56.1339; 2.4: -2810.1742; 2.5: -53.1949
| 2 | 77.7 | 1: 19.1844; 1.1: 156.0191; 1.2: 0.20923; 1.3: 505.05; 1.4: 2.9514; 1.5: 156.0191; 1.6: 505.05; 1.7: 202.02; 1.8: 8.4594; 1.9: 1683.5; 2: 53.6146; 2.1: 95.4542; 2.2: 2969.145; 2.3: 56.168; 2.4: -2813.1258; 2.5: -53.2165
| 2 | 77.75 | 1: 19.2657; 1.1: 156.7813; 1.2: 0.21025; 1.3: 505.375; 1.4: 2.964; 1.5: 156.7813; 1.6: 505.375; 1.7: 202.15; 1.8: 8.4594; 1.9: 1684.5833; 2: 53.6492; 2.1: 95.4577; 2.2: 2972.8576; 2.3: 56.202; 2.4: -2816.0763; 2.5: -53.2381
| 2 | 77.8 | 1: 19.3472; 1.1: 157.5458; 1.2: 0.21127; 1.3: 505.7; 1.4: 2.9765; 1.5: 157.5458; 1.6: 505.7; 1.7: 202.28; 1.8: 8.4594; 1.9: 1685.6667; 2: 53.6837; 2.1: 95.4612; 2.2: 2976.5714; 2.3: 56.2361; 2.4: -2819.0257; 2.5: -53.2596
| 2 | 77.85 | 1: 19.4289; 1.1: 158.3125; 1.2: 0.2123; 1.3: 506.025; 1.4: 2.9891; 1.5: 158.3125; 1.6: 506.025; 1.7: 202.41; 1.8: 8.4594; 1.9: 1686.75; 2: 53.7182; 2.1: 95.4648; 2.2: 2980.2863; 2.3: 56.2701; 2.4: -2821.9738; 2.5: -53.281
| 2 | 77.9 | 1: 19.5107; 1.1: 159.0814; 1.2: 0.21333; 1.3: 506.35; 1.4: 3.0017; 1.5: 159.0814; 1.6: 506.35; 1.7: 202.54; 1.8: 8.4594; 1.9: 1687.8333; 2: 53.7527; 2.1: 95.4685; 2.2: 2984.0022; 2.3: 56.3041; 2.4: -2824.9208; 2.5: -53.3024
| 2 | 77.95 | 1: 19.5928; 1.1: 159.8527; 1.2: 0.21437; 1.3: 506.675; 1.4: 3.0143; 1.5: 159.8527; 1.6: 506.675; 1.7: 202.67; 1.8: 8.4594; 1.9: 1688.9167; 2: 53.7872; 2.1: 95.4721; 2.2: 2987.7193; 2.3: 56.3381; 2.4: -2827.8666; 2.5: -53.3238
| 2 | 78 | 1: 19.6749; 1.1: 160.6262; 1.2: 0.2154; 1.3: 507; 1.4: 3.0269; 1.5: 160.6262; 1.6: 507; 1.7: 202.8; 1.8: 8.4594; 1.9: 1690; 2: 53.8217; 2.1: 95.4758; 2.2: 2991.4374; 2.3: 56.372; 2.4: -2830.8112; 2.5: -53.3451
| 2 | 78.05 | 1: 19.7573; 1.1: 161.402; 1.2: 0.21644; 1.3: 507.325; 1.4: 3.0396; 1.5: 161.402; 1.6: 507.325; 1.7: 202.93; 1.8: 8.4594; 1.9: 1691.0833; 2: 53.8562; 2.1: 95.4796; 2.2: 2995.1565; 2.3: 56.4059; 2.4: -2833.7545; 2.5: -53.3664
| 2 | 78.1 | 1: 19.8398; 1.1: 162.1801; 1.2: 0.21749; 1.3: 507.65; 1.4: 3.0523; 1.5: 162.1801; 1.6: 507.65; 1.7: 203.06; 1.8: 8.4594; 1.9: 1692.1667; 2: 53.8907; 2.1: 95.4834; 2.2: 2998.8767; 2.3: 56.4398; 2.4: -2836.6966; 2.5: -53.3876
| 2 | 78.15 | 1: 19.9225; 1.1: 162.9605; 1.2: 0.21853; 1.3: 507.975; 1.4: 3.065; 1.5: 162.9605; 1.6: 507.975; 1.7: 203.19; 1.8: 8.4594; 1.9: 1693.25; 2: 53.9252; 2.1: 95.4872; 2.2: 3002.5979; 2.3: 56.4737; 2.4: -2839.6375; 2.5: -53.4087
| 2 | 78.2 | 1: 20.0054; 1.1: 163.7431; 1.2: 0.21958; 1.3: 508.3; 1.4: 3.0778; 1.5: 163.7431; 1.6: 508.3; 1.7: 203.32; 1.8: 8.4594; 1.9: 1694.3333; 2: 53.9597; 2.1: 95.491; 2.2: 3006.3202; 2.3: 56.5076; 2.4: -2842.577; 2.5: -53.4298
| 2 | 78.25 | 1: 20.0885; 1.1: 164.5281; 1.2: 0.22064; 1.3: 508.625; 1.4: 3.0905; 1.5: 164.5281; 1.6: 508.625; 1.7: 203.45; 1.8: 8.4594; 1.9: 1695.4167; 2: 53.9942; 2.1: 95.4949; 2.2: 3010.0434; 2.3: 56.5414; 2.4: -2845.5153; 2.5: -53.4509
| 2 | 78.3 | 1: 20.1717; 1.1: 165.3153; 1.2: 0.22169; 1.3: 508.95; 1.4: 3.1033; 1.5: 165.3153; 1.6: 508.95; 1.7: 203.58; 1.8: 8.4594; 1.9: 1696.5; 2: 54.0287; 2.1: 95.4988; 2.2: 3013.7676; 2.3: 56.5752; 2.4: -2848.4523; 2.5: -53.4719
| 2 | 78.35 | 1: 20.2551; 1.1: 166.1048; 1.2: 0.22275; 1.3: 509.275; 1.4: 3.1162; 1.5: 166.1048; 1.6: 509.275; 1.7: 203.71; 1.8: 8.4594; 1.9: 1697.5833; 2: 54.0632; 2.1: 95.5028; 2.2: 3017.4928; 2.3: 56.609; 2.4: -2851.388; 2.5: -53.4928
| 2 | 78.4 | 1: 20.3387; 1.1: 166.8967; 1.2: 0.22381; 1.3: 509.6; 1.4: 3.129; 1.5: 166.8967; 1.6: 509.6; 1.7: 203.84; 1.8: 8.4594; 1.9: 1698.6667; 2: 54.0977; 2.1: 95.5068; 2.2: 3021.219; 2.3: 56.6428; 2.4: -2854.3223; 2.5: -53.5137
| 2 | 78.45 | 1: 20.4225; 1.1: 167.6908; 1.2: 0.22488; 1.3: 509.925; 1.4: 3.1419; 1.5: 167.6908; 1.6: 509.925; 1.7: 203.97; 1.8: 8.4594; 1.9: 1699.75; 2: 54.1322; 2.1: 95.5108; 2.2: 3024.9461; 2.3: 56.6765; 2.4: -2857.2553; 2.5: -53.5346
| 2 | 78.5 | 1: 20.5064; 1.1: 168.4872; 1.2: 0.22595; 1.3: 510.25; 1.4: 3.1548; 1.5: 168.4872; 1.6: 510.25; 1.7: 204.1; 1.8: 8.4594; 1.9: 1700.8333; 2: 54.1667; 2.1: 95.5149; 2.2: 3028.6741; 2.3: 56.7102; 2.4: -2860.1869; 2.5: -53.5554
| 2 | 78.55 | 1: 20.5905; 1.1: 169.286; 1.2: 0.22702; 1.3: 510.575; 1.4: 3.1678; 1.5: 169.286; 1.6: 510.575; 1.7: 204.23; 1.8: 8.4594; 1.9: 1701.9167; 2: 54.2012; 2.1: 95.519; 2.2: 3032.4031; 2.3: 56.7439; 2.4: -2863.1171; 2.5: -53.5761
| 2 | 78.6 | 1: 20.6748; 1.1: 170.0871; 1.2: 0.22809; 1.3: 510.9; 1.4: 3.1807; 1.5: 170.0871; 1.6: 510.9; 1.7: 204.36; 1.8: 8.4594; 1.9: 1703; 2: 54.2357; 2.1: 95.5231; 2.2: 3036.133; 2.3: 56.7775; 2.4: -2866.0459; 2.5: -53.5968
| 2 | 78.65 | 1: 20.7592; 1.1: 170.8904; 1.2: 0.22917; 1.3: 511.225; 1.4: 3.1937; 1.5: 170.8904; 1.6: 511.225; 1.7: 204.49; 1.8: 8.4594; 1.9: 1704.0833; 2: 54.2702; 2.1: 95.5273; 2.2: 3039.8637; 2.3: 56.8112; 2.4: -2868.9733; 2.5: -53.6174
| 2 | 78.7 | 1: 20.8438; 1.1: 171.6961; 1.2: 0.23025; 1.3: 511.55; 1.4: 3.2067; 1.5: 171.6961; 1.6: 511.55; 1.7: 204.62; 1.8: 8.4594; 1.9: 1705.1667; 2: 54.3047; 2.1: 95.5315; 2.2: 3043.5954; 2.3: 56.8448; 2.4: -2871.8993; 2.5: -53.638
| 2 | 78.75 | 1: 20.9286; 1.1: 172.5041; 1.2: 0.23133; 1.3: 511.875; 1.4: 3.2198; 1.5: 172.5041; 1.6: 511.875; 1.7: 204.75; 1.8: 8.4594; 1.9: 1706.25; 2: 54.3392; 2.1: 95.5358; 2.2: 3047.3279; 2.3: 56.8783; 2.4: -2874.8238; 2.5: -53.6585
| 2 | 78.8 | 1: 21.0136; 1.1: 173.3144; 1.2: 0.23242; 1.3: 512.2; 1.4: 3.2329; 1.5: 173.3144; 1.6: 512.2; 1.7: 204.88; 1.8: 8.4594; 1.9: 1707.3333; 2: 54.3737; 2.1: 95.5401; 2.2: 3051.0612; 2.3: 56.9119; 2.4: -2877.7468; 2.5: -53.679
| 2 | 78.85 | 1: 21.0987; 1.1: 174.1271; 1.2: 0.23351; 1.3: 512.525; 1.4: 3.246; 1.5: 174.1271; 1.6: 512.525; 1.7: 205.01; 1.8: 8.4594; 1.9: 1708.4167; 2: 54.4082; 2.1: 95.5444; 2.2: 3054.7955; 2.3: 56.9454; 2.4: -2880.6684; 2.5: -53.6994
| 2 | 78.9 | 1: 21.184; 1.1: 174.9421; 1.2: 0.2346; 1.3: 512.85; 1.4: 3.2591; 1.5: 174.9421; 1.6: 512.85; 1.7: 205.14; 1.8: 8.4594; 1.9: 1709.5; 2: 54.4427; 2.1: 95.5488; 2.2: 3058.5305; 2.3: 56.9789; 2.4: -2883.5884; 2.5: -53.7198
| 2 | 78.95 | 1: 21.2695; 1.1: 175.7594; 1.2: 0.2357; 1.3: 513.175; 1.4: 3.2722; 1.5: 175.7594; 1.6: 513.175; 1.7: 205.27; 1.8: 8.4594; 1.9: 1710.5833; 2: 54.4772; 2.1: 95.5533; 2.2: 3062.2663; 2.3: 57.0124; 2.4: -2886.507; 2.5: -53.7401
| 2 | 79 | 1: 21.3552; 1.1: 176.579; 1.2: 0.2368; 1.3: 513.5; 1.4: 3.2854; 1.5: 176.579; 1.6: 513.5; 1.7: 205.4; 1.8: 8.4594; 1.9: 1711.6667; 2: 54.5117; 2.1: 95.5577; 2.2: 3066.003; 2.3: 57.0458; 2.4: -2889.4239; 2.5: -53.7604
| 2 | 79.05 | 1: 21.441; 1.1: 177.401; 1.2: 0.2379; 1.3: 513.825; 1.4: 3.2986; 1.5: 177.401; 1.6: 513.825; 1.7: 205.53; 1.8: 8.4594; 1.9: 1712.75; 2: 54.5462; 2.1: 95.5622; 2.2: 3069.7404; 2.3: 57.0792; 2.4: -2892.3394; 2.5: -53.7806
| 2 | 79.1 | 1: 21.527; 1.1: 178.2253; 1.2: 0.239; 1.3: 514.15; 1.4: 3.3119; 1.5: 178.2253; 1.6: 514.15; 1.7: 205.66; 1.8: 8.4594; 1.9: 1713.8333; 2: 54.5807; 2.1: 95.5668; 2.2: 3073.4786; 2.3: 57.1126; 2.4: -2895.2533; 2.5: -53.8007
| 2 | 79.15 | 1: 21.6132; 1.1: 179.052; 1.2: 0.24011; 1.3: 514.475; 1.4: 3.3251; 1.5: 179.052; 1.6: 514.475; 1.7: 205.79; 1.8: 8.4594; 1.9: 1714.9167; 2: 54.6152; 2.1: 95.5714; 2.2: 3077.2175; 2.3: 57.146; 2.4: -2898.1656; 2.5: -53.8208
| 2 | 79.2 | 1: 21.6996; 1.1: 179.881; 1.2: 0.24122; 1.3: 514.8; 1.4: 3.3384; 1.5: 179.881; 1.6: 514.8; 1.7: 205.92; 1.8: 8.4594; 1.9: 1716; 2: 54.6497; 2.1: 95.576; 2.2: 3080.9572; 2.3: 57.1793; 2.4: -2901.0762; 2.5: -53.8409
| 2 | 79.25 | 1: 21.7861; 1.1: 180.7123; 1.2: 0.24234; 1.3: 515.125; 1.4: 3.3517; 1.5: 180.7123; 1.6: 515.125; 1.7: 206.05; 1.8: 8.4594; 1.9: 1717.0833; 2: 54.6842; 2.1: 95.5807; 2.2: 3084.6976; 2.3: 57.2126; 2.4: -2903.9853; 2.5: -53.8609
| 2 | 79.3 | 1: 21.8728; 1.1: 181.546; 1.2: 0.24346; 1.3: 515.45; 1.4: 3.3651; 1.5: 181.546; 1.6: 515.45; 1.7: 206.18; 1.8: 8.4594; 1.9: 1718.1667; 2: 54.7187; 2.1: 95.5854; 2.2: 3088.4387; 2.3: 57.2459; 2.4: -2906.8927; 2.5: -53.8808
| 2 | 79.35 | 1: 21.9597; 1.1: 182.3821; 1.2: 0.24458; 1.3: 515.775; 1.4: 3.3784; 1.5: 182.3821; 1.6: 515.775; 1.7: 206.31; 1.8: 8.4594; 1.9: 1719.25; 2: 54.7532; 2.1: 95.5902; 2.2: 3092.1806; 2.3: 57.2791; 2.4: -2909.7985; 2.5: -53.9007
| 2 | 79.4 | 1: 22.0468; 1.1: 183.2205; 1.2: 0.2457; 1.3: 516.1; 1.4: 3.3918; 1.5: 183.2205; 1.6: 516.1; 1.7: 206.44; 1.8: 8.4594; 1.9: 1720.3333; 2: 54.7877; 2.1: 95.595; 2.2: 3095.9231; 2.3: 57.3123; 2.4: -2912.7026; 2.5: -53.9205
| 2 | 79.45 | 1: 22.134; 1.1: 184.0612; 1.2: 0.24683; 1.3: 516.425; 1.4: 3.4052; 1.5: 184.0612; 1.6: 516.425; 1.7: 206.57; 1.8: 8.4594; 1.9: 1721.4167; 2: 54.8222; 2.1: 95.5998; 2.2: 3099.6662; 2.3: 57.3455; 2.4: -2915.605; 2.5: -53.9403
| 2 | 79.5 | 1: 22.2214; 1.1: 184.9044; 1.2: 0.24796; 1.3: 516.75; 1.4: 3.4187; 1.5: 184.9044; 1.6: 516.75; 1.7: 206.7; 1.8: 8.4594; 1.9: 1722.5; 2: 54.8567; 2.1: 95.6047; 2.2: 3103.41; 2.3: 57.3786; 2.4: -2918.5057; 2.5: -53.96
| 2 | 79.55 | 1: 22.309; 1.1: 185.7499; 1.2: 0.24909; 1.3: 517.075; 1.4: 3.4322; 1.5: 185.7499; 1.6: 517.075; 1.7: 206.83; 1.8: 8.4594; 1.9: 1723.5833; 2: 54.8912; 2.1: 95.6096; 2.2: 3107.1545; 2.3: 57.4118; 2.4: -2921.4046; 2.5: -53.9796
| 2 | 79.6 | 1: 22.3967; 1.1: 186.5977; 1.2: 0.25023; 1.3: 517.4; 1.4: 3.4457; 1.5: 186.5977; 1.6: 517.4; 1.7: 206.96; 1.8: 8.4594; 1.9: 1724.6667; 2: 54.9257; 2.1: 95.6146; 2.2: 3110.8995; 2.3: 57.4449; 2.4: -2924.3018; 2.5: -53.9992
| 2 | 79.65 | 1: 22.4847; 1.1: 187.448; 1.2: 0.25137; 1.3: 517.725; 1.4: 3.4592; 1.5: 187.448; 1.6: 517.725; 1.7: 207.09; 1.8: 8.4594; 1.9: 1725.75; 2: 54.9602; 2.1: 95.6197; 2.2: 3114.6452; 2.3: 57.4779; 2.4: -2927.1973; 2.5: -54.0187
| 2 | 79.7 | 1: 22.5728; 1.1: 188.3006; 1.2: 0.25252; 1.3: 518.05; 1.4: 3.4727; 1.5: 188.3006; 1.6: 518.05; 1.7: 207.22; 1.8: 8.4594; 1.9: 1726.8333; 2: 54.9947; 2.1: 95.6247; 2.2: 3118.3915; 2.3: 57.511; 2.4: -2930.0909; 2.5: -54.0382
| 2 | 79.75 | 1: 22.661; 1.1: 189.1555; 1.2: 0.25366; 1.3: 518.375; 1.4: 3.4863; 1.5: 189.1555; 1.6: 518.375; 1.7: 207.35; 1.8: 8.4594; 1.9: 1727.9167; 2: 55.0292; 2.1: 95.6298; 2.2: 3122.1383; 2.3: 57.544; 2.4: -2932.9828; 2.5: -54.0576
| 2 | 79.8 | 1: 22.7495; 1.1: 190.0129; 1.2: 0.25481; 1.3: 518.7; 1.4: 3.4999; 1.5: 190.0129; 1.6: 518.7; 1.7: 207.48; 1.8: 8.4594; 1.9: 1729; 2: 55.0637; 2.1: 95.635; 2.2: 3125.8857; 2.3: 57.5769; 2.4: -2935.8728; 2.5: -54.077
| 2 | 79.85 | 1: 22.8381; 1.1: 190.8726; 1.2: 0.25596; 1.3: 519.025; 1.4: 3.5136; 1.5: 190.8726; 1.6: 519.025; 1.7: 207.61; 1.8: 8.4594; 1.9: 1730.0833; 2: 55.0982; 2.1: 95.6402; 2.2: 3129.6336; 2.3: 57.6099; 2.4: -2938.761; 2.5: -54.0963
| 2 | 79.9 | 1: 22.9269; 1.1: 191.7347; 1.2: 0.25712; 1.3: 519.35; 1.4: 3.5272; 1.5: 191.7347; 1.6: 519.35; 1.7: 207.74; 1.8: 8.4594; 1.9: 1731.1667; 2: 55.1327; 2.1: 95.6455; 2.2: 3133.3821; 2.3: 57.6428; 2.4: -2941.6473; 2.5: -54.1156
| 2 | 79.95 | 1: 23.0159; 1.1: 192.5993; 1.2: 0.25828; 1.3: 519.675; 1.4: 3.5409; 1.5: 192.5993; 1.6: 519.675; 1.7: 207.87; 1.8: 8.4594; 1.9: 1732.25; 2: 55.1672; 2.1: 95.6508; 2.2: 3137.1311; 2.3: 57.6756; 2.4: -2944.5318; 2.5: -54.1347
| 2 | 80 | 1: 23.105; 1.1: 193.4662; 1.2: 0.25944; 1.3: 520; 1.4: 3.5546; 1.5: 193.4662; 1.6: 520; 1.7: 208; 1.8: 8.4594; 1.9: 1733.3333; 2: 55.2017; 2.1: 95.6561; 2.2: 3140.8805; 2.3: 57.7085; 2.4: -2947.4144; 2.5: -54.1539
| 2 | 80.05 | 1: 23.1944; 1.1: 194.3354; 1.2: 0.26061; 1.3: 520.325; 1.4: 3.5684; 1.5: 194.3354; 1.6: 520.325; 1.7: 208.13; 1.8: 8.4594; 1.9: 1734.4167; 2: 55.2362; 2.1: 95.6615; 2.2: 3144.6305; 2.3: 57.7413; 2.4: -2950.295; 2.5: -54.1729
| 2 | 80.1 | 1: 23.2838; 1.1: 195.2071; 1.2: 0.26178; 1.3: 520.65; 1.4: 3.5821; 1.5: 195.2071; 1.6: 520.65; 1.7: 208.26; 1.8: 8.4594; 1.9: 1735.5; 2: 55.2707; 2.1: 95.667; 2.2: 3148.3809; 2.3: 57.7741; 2.4: -2953.1738; 2.5: -54.1919
| 2 | 80.15 | 1: 23.3735; 1.1: 196.0812; 1.2: 0.26295; 1.3: 520.975; 1.4: 3.5959; 1.5: 196.0812; 1.6: 520.975; 1.7: 208.39; 1.8: 8.4594; 1.9: 1736.5833; 2: 55.3052; 2.1: 95.6725; 2.2: 3152.1317; 2.3: 57.8068; 2.4: -2956.0505; 2.5: -54.2109
| 2 | 80.2 | 1: 23.4634; 1.1: 196.9577; 1.2: 0.26412; 1.3: 521.3; 1.4: 3.6097; 1.5: 196.9577; 1.6: 521.3; 1.7: 208.52; 1.8: 8.4594; 1.9: 1737.6667; 2: 55.3397; 2.1: 95.678; 2.2: 3155.883; 2.3: 57.8395; 2.4: -2958.9253; 2.5: -54.2298
| 2 | 80.25 | 1: 23.5534; 1.1: 197.8366; 1.2: 0.2653; 1.3: 521.625; 1.4: 3.6236; 1.5: 197.8366; 1.6: 521.625; 1.7: 208.65; 1.8: 8.4594; 1.9: 1738.75; 2: 55.3742; 2.1: 95.6836; 2.2: 3159.6347; 2.3: 57.8722; 2.4: -2961.7981; 2.5: -54.2486
| 2 | 80.3 | 1: 23.6436; 1.1: 198.7179; 1.2: 0.26649; 1.3: 521.95; 1.4: 3.6375; 1.5: 198.7179; 1.6: 521.95; 1.7: 208.78; 1.8: 8.4594; 1.9: 1739.8333; 2: 55.4087; 2.1: 95.6892; 2.2: 3163.3868; 2.3: 57.9049; 2.4: -2964.6689; 2.5: -54.2674
| 2 | 80.35 | 1: 23.7339; 1.1: 199.6016; 1.2: 0.26767; 1.3: 522.275; 1.4: 3.6514; 1.5: 199.6016; 1.6: 522.275; 1.7: 208.91; 1.8: 8.4594; 1.9: 1740.9167; 2: 55.4432; 2.1: 95.6949; 2.2: 3167.1393; 2.3: 57.9375; 2.4: -2967.5377; 2.5: -54.2861
| 2 | 80.4 | 1: 23.8245; 1.1: 200.4877; 1.2: 0.26886; 1.3: 522.6; 1.4: 3.6653; 1.5: 200.4877; 1.6: 522.6; 1.7: 209.04; 1.8: 8.4594; 1.9: 1742; 2: 55.4777; 2.1: 95.7006; 2.2: 3170.8921; 2.3: 57.97; 2.4: -2970.4044; 2.5: -54.3047
| 2 | 80.45 | 1: 23.9152; 1.1: 201.3763; 1.2: 0.27005; 1.3: 522.925; 1.4: 3.6793; 1.5: 201.3763; 1.6: 522.925; 1.7: 209.17; 1.8: 8.4594; 1.9: 1743.0833; 2: 55.5122; 2.1: 95.7064; 2.2: 3174.6453; 2.3: 58.0026; 2.4: -2973.2691; 2.5: -54.3233
| 2 | 80.5 | 1: 24.0061; 1.1: 202.2672; 1.2: 0.27124; 1.3: 523.25; 1.4: 3.6932; 1.5: 202.2672; 1.6: 523.25; 1.7: 209.3; 1.8: 8.4594; 1.9: 1744.1667; 2: 55.5467; 2.1: 95.7123; 2.2: 3178.3988; 2.3: 58.0351; 2.4: -2976.1316; 2.5: -54.3419
| 2 | 80.55 | 1: 24.0971; 1.1: 203.1606; 1.2: 0.27244; 1.3: 523.575; 1.4: 3.7073; 1.5: 203.1606; 1.6: 523.575; 1.7: 209.43; 1.8: 8.4594; 1.9: 1745.25; 2: 55.5812; 2.1: 95.7181; 2.2: 3182.1527; 2.3: 58.0676; 2.4: -2978.9921; 2.5: -54.3603
| 2 | 80.6 | 1: 24.1884; 1.1: 204.0564; 1.2: 0.27364; 1.3: 523.9; 1.4: 3.7213; 1.5: 204.0564; 1.6: 523.9; 1.7: 209.56; 1.8: 8.4594; 1.9: 1746.3333; 2: 55.6157; 2.1: 95.7241; 2.2: 3185.9068; 2.3: 58.1; 2.4: -2981.8504; 2.5: -54.3787
| 2 | 80.65 | 1: 24.2798; 1.1: 204.9546; 1.2: 0.27485; 1.3: 524.225; 1.4: 3.7354; 1.5: 204.9546; 1.6: 524.225; 1.7: 209.69; 1.8: 8.4594; 1.9: 1747.4167; 2: 55.6502; 2.1: 95.7301; 2.2: 3189.6612; 2.3: 58.1324; 2.4: -2984.7066; 2.5: -54.3971
| 2 | 80.7 | 1: 24.3714; 1.1: 205.8553; 1.2: 0.27606; 1.3: 524.55; 1.4: 3.7494; 1.5: 205.8553; 1.6: 524.55; 1.7: 209.82; 1.8: 8.4594; 1.9: 1748.5; 2: 55.6847; 2.1: 95.7361; 2.2: 3193.4159; 2.3: 58.1648; 2.4: -2987.5606; 2.5: -54.4154
| 2 | 80.75 | 1: 24.4631; 1.1: 206.7584; 1.2: 0.27727; 1.3: 524.875; 1.4: 3.7636; 1.5: 206.7584; 1.6: 524.875; 1.7: 209.95; 1.8: 8.4594; 1.9: 1749.5833; 2: 55.7192; 2.1: 95.7422; 2.2: 3197.1708; 2.3: 58.1971; 2.4: -2990.4124; 2.5: -54.4336
| 2 | 80.8 | 1: 24.5551; 1.1: 207.6639; 1.2: 0.27848; 1.3: 525.2; 1.4: 3.7777; 1.5: 207.6639; 1.6: 525.2; 1.7: 210.08; 1.8: 8.4594; 1.9: 1750.6667; 2: 55.7537; 2.1: 95.7484; 2.2: 3200.9259; 2.3: 58.2294; 2.4: -2993.262; 2.5: -54.4517
| 2 | 80.85 | 1: 24.6472; 1.1: 208.5719; 1.2: 0.2797; 1.3: 525.525; 1.4: 3.7919; 1.5: 208.5719; 1.6: 525.525; 1.7: 210.21; 1.8: 8.4594; 1.9: 1751.75; 2: 55.7882; 2.1: 95.7545; 2.2: 3204.6813; 2.3: 58.2617; 2.4: -2996.1094; 2.5: -54.4698
| 2 | 80.9 | 1: 24.7395; 1.1: 209.4823; 1.2: 0.28092; 1.3: 525.85; 1.4: 3.8061; 1.5: 209.4823; 1.6: 525.85; 1.7: 210.34; 1.8: 8.4594; 1.9: 1752.8333; 2: 55.8227; 2.1: 95.7608; 2.2: 3208.4368; 2.3: 58.2939; 2.4: -2998.9546; 2.5: -54.4878
| 2 | 80.95 | 1: 24.8319; 1.1: 210.3951; 1.2: 0.28214; 1.3: 526.175; 1.4: 3.8203; 1.5: 210.3951; 1.6: 526.175; 1.7: 210.47; 1.8: 8.4594; 1.9: 1753.9167; 2: 55.8572; 2.1: 95.7671; 2.2: 3212.1925; 2.3: 58.3261; 2.4: -3001.7974; 2.5: -54.5058
| 2 | 81 | 1: 24.9246; 1.1: 211.3104; 1.2: 0.28337; 1.3: 526.5; 1.4: 3.8345; 1.5: 211.3104; 1.6: 526.5; 1.7: 210.6; 1.8: 8.4594; 1.9: 1755; 2: 55.8917; 2.1: 95.7735; 2.2: 3215.9484; 2.3: 58.3583; 2.4: -3004.638; 2.5: -54.5237
| 2 | 81.05 | 1: 25.0174; 1.1: 212.2282; 1.2: 0.2846; 1.3: 526.825; 1.4: 3.8488; 1.5: 212.2282; 1.6: 526.825; 1.7: 210.73; 1.8: 8.4594; 1.9: 1756.0833; 2: 55.9262; 2.1: 95.7799; 2.2: 3219.7044; 2.3: 58.3904; 2.4: -3007.4763; 2.5: -54.5415
| 2 | 81.1 | 1: 25.1104; 1.1: 213.1484; 1.2: 0.28584; 1.3: 527.15; 1.4: 3.8631; 1.5: 213.1484; 1.6: 527.15; 1.7: 210.86; 1.8: 8.4594; 1.9: 1757.1667; 2: 55.9607; 2.1: 95.7863; 2.2: 3223.4606; 2.3: 58.4224; 2.4: -3010.3122; 2.5: -54.5593
| 2 | 81.15 | 1: 25.2035; 1.1: 214.071; 1.2: 0.28707; 1.3: 527.475; 1.4: 3.8775; 1.5: 214.071; 1.6: 527.475; 1.7: 210.99; 1.8: 8.4594; 1.9: 1758.25; 2: 55.9952; 2.1: 95.7929; 2.2: 3227.2168; 2.3: 58.4545; 2.4: -3013.1458; 2.5: -54.577
| 2 | 81.2 | 1: 25.2968; 1.1: 214.9962; 1.2: 0.28831; 1.3: 527.8; 1.4: 3.8918; 1.5: 214.9962; 1.6: 527.8; 1.7: 211.12; 1.8: 8.4594; 1.9: 1759.3333; 2: 56.0297; 2.1: 95.7994; 2.2: 3230.9731; 2.3: 58.4865; 2.4: -3015.977; 2.5: -54.5947
| 2 | 81.25 | 1: 25.3903; 1.1: 215.9237; 1.2: 0.28956; 1.3: 528.125; 1.4: 3.9062; 1.5: 215.9237; 1.6: 528.125; 1.7: 211.25; 1.8: 8.4594; 1.9: 1760.4167; 2: 56.0642; 2.1: 95.8061; 2.2: 3234.7295; 2.3: 58.5185; 2.4: -3018.8058; 2.5: -54.6122
| 2 | 81.3 | 1: 25.484; 1.1: 216.8538; 1.2: 0.29081; 1.3: 528.45; 1.4: 3.9206; 1.5: 216.8538; 1.6: 528.45; 1.7: 211.38; 1.8: 8.4594; 1.9: 1761.5; 2: 56.0987; 2.1: 95.8127; 2.2: 3238.4859; 2.3: 58.5504; 2.4: -3021.6322; 2.5: -54.6298
| 2 | 81.35 | 1: 25.5779; 1.1: 217.7863; 1.2: 0.29206; 1.3: 528.775; 1.4: 3.9351; 1.5: 217.7863; 1.6: 528.775; 1.7: 211.51; 1.8: 8.4594; 1.9: 1762.5833; 2: 56.1332; 2.1: 95.8195; 2.2: 3242.2424; 2.3: 58.5823; 2.4: -3024.4561; 2.5: -54.6472
| 2 | 81.4 | 1: 25.6719; 1.1: 218.7213; 1.2: 0.29331; 1.3: 529.1; 1.4: 3.9495; 1.5: 218.7213; 1.6: 529.1; 1.7: 211.64; 1.8: 8.4594; 1.9: 1763.6667; 2: 56.1677; 2.1: 95.8263; 2.2: 3245.9989; 2.3: 58.6141; 2.4: -3027.2776; 2.5: -54.6646
| 2 | 81.45 | 1: 25.7661; 1.1: 219.6587; 1.2: 0.29457; 1.3: 529.425; 1.4: 3.964; 1.5: 219.6587; 1.6: 529.425; 1.7: 211.77; 1.8: 8.4594; 1.9: 1764.75; 2: 56.2022; 2.1: 95.8331; 2.2: 3249.7553; 2.3: 58.6459; 2.4: -3030.0966; 2.5: -54.6819
| 2 | 81.5 | 1: 25.8605; 1.1: 220.5987; 1.2: 0.29583; 1.3: 529.75; 1.4: 3.9785; 1.5: 220.5987; 1.6: 529.75; 1.7: 211.9; 1.8: 8.4594; 1.9: 1765.8333; 2: 56.2367; 2.1: 95.8401; 2.2: 3253.5118; 2.3: 58.6777; 2.4: -3032.9131; 2.5: -54.6992
| 2 | 81.55 | 1: 25.9551; 1.1: 221.5411; 1.2: 0.29709; 1.3: 530.075; 1.4: 3.9931; 1.5: 221.5411; 1.6: 530.075; 1.7: 212.03; 1.8: 8.4594; 1.9: 1766.9167; 2: 56.2712; 2.1: 95.847; 2.2: 3257.2682; 2.3: 58.7094; 2.4: -3035.7271; 2.5: -54.7163
| 2 | 81.6 | 1: 26.0498; 1.1: 222.486; 1.2: 0.29836; 1.3: 530.4; 1.4: 4.0077; 1.5: 222.486; 1.6: 530.4; 1.7: 212.16; 1.8: 8.4594; 1.9: 1768; 2: 56.3057; 2.1: 95.854; 2.2: 3261.0245; 2.3: 58.7411; 2.4: -3038.5385; 2.5: -54.7335
| 2 | 81.65 | 1: 26.1447; 1.1: 223.4333; 1.2: 0.29963; 1.3: 530.725; 1.4: 4.0223; 1.5: 223.4333; 1.6: 530.725; 1.7: 212.29; 1.8: 8.4594; 1.9: 1769.0833; 2: 56.3402; 2.1: 95.8611; 2.2: 3264.7807; 2.3: 58.7728; 2.4: -3041.3474; 2.5: -54.7505
| 2 | 81.7 | 1: 26.2398; 1.1: 224.3832; 1.2: 0.3009; 1.3: 531.05; 1.4: 4.0369; 1.5: 224.3832; 1.6: 531.05; 1.7: 212.42; 1.8: 8.4594; 1.9: 1770.1667; 2: 56.3747; 2.1: 95.8683; 2.2: 3268.5369; 2.3: 58.8044; 2.4: -3044.1537; 2.5: -54.7675
| 2 | 81.75 | 1: 26.335; 1.1: 225.3356; 1.2: 0.30218; 1.3: 531.375; 1.4: 4.0515; 1.5: 225.3356; 1.6: 531.375; 1.7: 212.55; 1.8: 8.4594; 1.9: 1771.25; 2: 56.4092; 2.1: 95.8755; 2.2: 3272.2929; 2.3: 58.8359; 2.4: -3046.9573; 2.5: -54.7844
| 2 | 81.8 | 1: 26.4304; 1.1: 226.2904; 1.2: 0.30346; 1.3: 531.7; 1.4: 4.0662; 1.5: 226.2904; 1.6: 531.7; 1.7: 212.68; 1.8: 8.4594; 1.9: 1772.3333; 2: 56.4437; 2.1: 95.8827; 2.2: 3276.0488; 2.3: 58.8675; 2.4: -3049.7584; 2.5: -54.8012
| 2 | 81.85 | 1: 26.526; 1.1: 227.2477; 1.2: 0.30474; 1.3: 532.025; 1.4: 4.0809; 1.5: 227.2477; 1.6: 532.025; 1.7: 212.81; 1.8: 8.4594; 1.9: 1773.4167; 2: 56.4782; 2.1: 95.8901; 2.2: 3279.8045; 2.3: 58.8989; 2.4: -3052.5567; 2.5: -54.818
| 2 | 81.9 | 1: 26.6218; 1.1: 228.2076; 1.2: 0.30603; 1.3: 532.35; 1.4: 4.0957; 1.5: 228.2076; 1.6: 532.35; 1.7: 212.94; 1.8: 8.4594; 1.9: 1774.5; 2: 56.5127; 2.1: 95.8974; 2.2: 3283.56; 2.3: 58.9304; 2.4: -3055.3524; 2.5: -54.8347
| 2 | 81.95 | 1: 26.7178; 1.1: 229.1699; 1.2: 0.30732; 1.3: 532.675; 1.4: 4.1104; 1.5: 229.1699; 1.6: 532.675; 1.7: 213.07; 1.8: 8.4594; 1.9: 1775.5833; 2: 56.5472; 2.1: 95.9049; 2.2: 3287.3154; 2.3: 58.9618; 2.4: -3058.1454; 2.5: -54.8514
| 2 | 82 | 1: 26.8139; 1.1: 230.1348; 1.2: 0.30862; 1.3: 533; 1.4: 4.1252; 1.5: 230.1348; 1.6: 533; 1.7: 213.2; 1.8: 8.4594; 1.9: 1776.6667; 2: 56.5817; 2.1: 95.9124; 2.2: 3291.0705; 2.3: 58.9931; 2.4: -3060.9357; 2.5: -54.8679
| 2 | 82.05 | 1: 26.9102; 1.1: 231.1021; 1.2: 0.30991; 1.3: 533.325; 1.4: 4.14; 1.5: 231.1021; 1.6: 533.325; 1.7: 213.33; 1.8: 8.4594; 1.9: 1777.75; 2: 56.6162; 2.1: 95.92; 2.2: 3294.8253; 2.3: 59.0245; 2.4: -3063.7232; 2.5: -54.8844
| 2 | 82.1 | 1: 27.0067; 1.1: 232.072; 1.2: 0.31121; 1.3: 533.65; 1.4: 4.1549; 1.5: 232.072; 1.6: 533.65; 1.7: 213.46; 1.8: 8.4594; 1.9: 1778.8333; 2: 56.6507; 2.1: 95.9276; 2.2: 3298.5799; 2.3: 59.0557; 2.4: -3066.5079; 2.5: -54.9009
| 2 | 82.15 | 1: 27.1033; 1.1: 233.0444; 1.2: 0.31252; 1.3: 533.975; 1.4: 4.1697; 1.5: 233.0444; 1.6: 533.975; 1.7: 213.59; 1.8: 8.4594; 1.9: 1779.9167; 2: 56.6852; 2.1: 95.9353; 2.2: 3302.3343; 2.3: 59.087; 2.4: -3069.2899; 2.5: -54.9172
| 2 | 82.2 | 1: 27.2002; 1.1: 234.0193; 1.2: 0.31383; 1.3: 534.3; 1.4: 4.1846; 1.5: 234.0193; 1.6: 534.3; 1.7: 213.72; 1.8: 8.4594; 1.9: 1781; 2: 56.7197; 2.1: 95.943; 2.2: 3306.0883; 2.3: 59.1182; 2.4: -3072.069; 2.5: -54.9335
| 2 | 82.25 | 1: 27.2972; 1.1: 234.9967; 1.2: 0.31514; 1.3: 534.625; 1.4: 4.1996; 1.5: 234.9967; 1.6: 534.625; 1.7: 213.85; 1.8: 8.4594; 1.9: 1782.0833; 2: 56.7542; 2.1: 95.9508; 2.2: 3309.842; 2.3: 59.1493; 2.4: -3074.8453; 2.5: -54.9497
| 2 | 82.3 | 1: 27.3943; 1.1: 235.9766; 1.2: 0.31645; 1.3: 534.95; 1.4: 4.2145; 1.5: 235.9766; 1.6: 534.95; 1.7: 213.98; 1.8: 8.4594; 1.9: 1783.1667; 2: 56.7887; 2.1: 95.9587; 2.2: 3313.5954; 2.3: 59.1804; 2.4: -3077.6187; 2.5: -54.9659
| 2 | 82.35 | 1: 27.4917; 1.1: 236.9591; 1.2: 0.31777; 1.3: 535.275; 1.4: 4.2295; 1.5: 236.9591; 1.6: 535.275; 1.7: 214.11; 1.8: 8.4594; 1.9: 1784.25; 2: 56.8232; 2.1: 95.9666; 2.2: 3317.3484; 2.3: 59.2115; 2.4: -3080.3893; 2.5: -54.982
| 2 | 82.4 | 1: 27.5892; 1.1: 237.9441; 1.2: 0.31909; 1.3: 535.6; 1.4: 4.2445; 1.5: 237.9441; 1.6: 535.6; 1.7: 214.24; 1.8: 8.4594; 1.9: 1785.3333; 2: 56.8577; 2.1: 95.9747; 2.2: 3321.101; 2.3: 59.2425; 2.4: -3083.1569; 2.5: -54.998
| 2 | 82.45 | 1: 27.6869; 1.1: 238.9316; 1.2: 0.32041; 1.3: 535.925; 1.4: 4.2595; 1.5: 238.9316; 1.6: 535.925; 1.7: 214.37; 1.8: 8.4594; 1.9: 1786.4167; 2: 56.8923; 2.1: 95.9827; 2.2: 3324.8532; 2.3: 59.2734; 2.4: -3085.9216; 2.5: -55.0139
| 2 | 82.5 | 1: 27.7848; 1.1: 239.9217; 1.2: 0.32174; 1.3: 536.25; 1.4: 4.2746; 1.5: 239.9217; 1.6: 536.25; 1.7: 214.5; 1.8: 8.4594; 1.9: 1787.5; 2: 56.9268; 2.1: 95.9908; 2.2: 3328.605; 2.3: 59.3044; 2.4: -3088.6834; 2.5: -55.0298
| 2 | 82.55 | 1: 27.8828; 1.1: 240.9143; 1.2: 0.32307; 1.3: 536.575; 1.4: 4.2897; 1.5: 240.9143; 1.6: 536.575; 1.7: 214.63; 1.8: 8.4594; 1.9: 1788.5833; 2: 56.9613; 2.1: 95.999; 2.2: 3332.3564; 2.3: 59.3352; 2.4: -3091.4421; 2.5: -55.0456
| 2 | 82.6 | 1: 27.9811; 1.1: 241.9094; 1.2: 0.32441; 1.3: 536.9; 1.4: 4.3048; 1.5: 241.9094; 1.6: 536.9; 1.7: 214.76; 1.8: 8.4594; 1.9: 1789.6667; 2: 56.9958; 2.1: 96.0073; 2.2: 3336.1073; 2.3: 59.3661; 2.4: -3094.1979; 2.5: -55.0613
| 2 | 82.65 | 1: 28.0795; 1.1: 242.9071; 1.2: 0.32574; 1.3: 537.225; 1.4: 4.3199; 1.5: 242.9071; 1.6: 537.225; 1.7: 214.89; 1.8: 8.4594; 1.9: 1790.75; 2: 57.0303; 2.1: 96.0156; 2.2: 3339.8577; 2.3: 59.3968; 2.4: -3096.9506; 2.5: -55.0769
| 2 | 82.7 | 1: 28.178; 1.1: 243.9073; 1.2: 0.32709; 1.3: 537.55; 1.4: 4.3351; 1.5: 243.9073; 1.6: 537.55; 1.7: 215.02; 1.8: 8.4594; 1.9: 1791.8333; 2: 57.0648; 2.1: 96.024; 2.2: 3343.6076; 2.3: 59.4276; 2.4: -3099.7003; 2.5: -55.0925
| 2 | 82.75 | 1: 28.2768; 1.1: 244.9101; 1.2: 0.32843; 1.3: 537.875; 1.4: 4.3503; 1.5: 244.9101; 1.6: 537.875; 1.7: 215.15; 1.8: 8.4594; 1.9: 1792.9167; 2: 57.0993; 2.1: 96.0325; 2.2: 3347.3569; 2.3: 59.4583; 2.4: -3102.4469; 2.5: -55.108
| 2 | 82.8 | 1: 28.3757; 1.1: 245.9154; 1.2: 0.32978; 1.3: 538.2; 1.4: 4.3655; 1.5: 245.9154; 1.6: 538.2; 1.7: 215.28; 1.8: 8.4594; 1.9: 1794; 2: 57.1338; 2.1: 96.041; 2.2: 3351.1058; 2.3: 59.4889; 2.4: -3105.1903; 2.5: -55.1234
| 2 | 82.85 | 1: 28.4748; 1.1: 246.9233; 1.2: 0.33113; 1.3: 538.525; 1.4: 4.3807; 1.5: 246.9233; 1.6: 538.525; 1.7: 215.41; 1.8: 8.4594; 1.9: 1795.0833; 2: 57.1683; 2.1: 96.0496; 2.2: 3354.854; 2.3: 59.5195; 2.4: -3107.9307; 2.5: -55.1388
| 2 | 82.9 | 1: 28.5741; 1.1: 247.9337; 1.2: 0.33248; 1.3: 538.85; 1.4: 4.396; 1.5: 247.9337; 1.6: 538.85; 1.7: 215.54; 1.8: 8.4594; 1.9: 1796.1667; 2: 57.2028; 2.1: 96.0583; 2.2: 3358.6016; 2.3: 59.5501; 2.4: -3110.6679; 2.5: -55.154
| 2 | 82.95 | 1: 28.6736; 1.1: 248.9467; 1.2: 0.33384; 1.3: 539.175; 1.4: 4.4113; 1.5: 248.9467; 1.6: 539.175; 1.7: 215.67; 1.8: 8.4594; 1.9: 1797.25; 2: 57.2373; 2.1: 96.067; 2.2: 3362.3487; 2.3: 59.5806; 2.4: -3113.402; 2.5: -55.1692
| 2 | 83 | 1: 28.7732; 1.1: 249.9623; 1.2: 0.3352; 1.3: 539.5; 1.4: 4.4266; 1.5: 249.9623; 1.6: 539.5; 1.7: 215.8; 1.8: 8.4594; 1.9: 1798.3333; 2: 57.2718; 2.1: 96.0758; 2.2: 3366.0951; 2.3: 59.611; 2.4: -3116.1328; 2.5: -55.1844
| 2 | 83.05 | 1: 28.873; 1.1: 250.9804; 1.2: 0.33657; 1.3: 539.825; 1.4: 4.442; 1.5: 250.9804; 1.6: 539.825; 1.7: 215.93; 1.8: 8.4594; 1.9: 1799.4167; 2: 57.3063; 2.1: 96.0847; 2.2: 3369.8408; 2.3: 59.6414; 2.4: -3118.8604; 2.5: -55.1994
| 2 | 83.1 | 1: 28.973; 1.1: 252.0011; 1.2: 0.33794; 1.3: 540.15; 1.4: 4.4574; 1.5: 252.0011; 1.6: 540.15; 1.7: 216.06; 1.8: 8.4594; 1.9: 1800.5; 2: 57.3408; 2.1: 96.0936; 2.2: 3373.5859; 2.3: 59.6718; 2.4: -3121.5848; 2.5: -55.2144
| 2 | 83.15 | 1: 29.0731; 1.1: 253.0243; 1.2: 0.33931; 1.3: 540.475; 1.4: 4.4728; 1.5: 253.0243; 1.6: 540.475; 1.7: 216.19; 1.8: 8.4594; 1.9: 1801.5833; 2: 57.3753; 2.1: 96.1026; 2.2: 3377.3302; 2.3: 59.7021; 2.4: -3124.3059; 2.5: -55.2293
| 2 | 83.2 | 1: 29.1734; 1.1: 254.0502; 1.2: 0.34069; 1.3: 540.8; 1.4: 4.4882; 1.5: 254.0502; 1.6: 540.8; 1.7: 216.32; 1.8: 8.4594; 1.9: 1802.6667; 2: 57.4098; 2.1: 96.1117; 2.2: 3381.0738; 2.3: 59.7323; 2.4: -3127.0236; 2.5: -55.2441
| 2 | 83.25 | 1: 29.274; 1.1: 255.0786; 1.2: 0.34207; 1.3: 541.125; 1.4: 4.5037; 1.5: 255.0786; 1.6: 541.125; 1.7: 216.45; 1.8: 8.4594; 1.9: 1803.75; 2: 57.4443; 2.1: 96.1208; 2.2: 3384.8167; 2.3: 59.7626; 2.4: -3129.7381; 2.5: -55.2589
| 2 | 83.3 | 1: 29.3746; 1.1: 256.1096; 1.2: 0.34345; 1.3: 541.45; 1.4: 4.5192; 1.5: 256.1096; 1.6: 541.45; 1.7: 216.58; 1.8: 8.4594; 1.9: 1804.8333; 2: 57.4788; 2.1: 96.1301; 2.2: 3388.5588; 2.3: 59.7927; 2.4: -3132.4492; 2.5: -55.2735
| 2 | 83.35 | 1: 29.4755; 1.1: 257.1432; 1.2: 0.34483; 1.3: 541.775; 1.4: 4.5347; 1.5: 257.1432; 1.6: 541.775; 1.7: 216.71; 1.8: 8.4594; 1.9: 1805.9167; 2: 57.5133; 2.1: 96.1393; 2.2: 3392.3001; 2.3: 59.8228; 2.4: -3135.1569; 2.5: -55.2881
| 2 | 83.4 | 1: 29.5765; 1.1: 258.1793; 1.2: 0.34622; 1.3: 542.1; 1.4: 4.5502; 1.5: 258.1793; 1.6: 542.1; 1.7: 216.84; 1.8: 8.4594; 1.9: 1807; 2: 57.5478; 2.1: 96.1487; 2.2: 3396.0406; 2.3: 59.8529; 2.4: -3137.8613; 2.5: -55.3026
| 2 | 83.45 | 1: 29.6777; 1.1: 259.2181; 1.2: 0.34762; 1.3: 542.425; 1.4: 4.5658; 1.5: 259.2181; 1.6: 542.425; 1.7: 216.97; 1.8: 8.4594; 1.9: 1808.0833; 2: 57.5823; 2.1: 96.1581; 2.2: 3399.7803; 2.3: 59.8829; 2.4: -3140.5622; 2.5: -55.3171
| 2 | 83.5 | 1: 29.7791; 1.1: 260.2594; 1.2: 0.34901; 1.3: 542.75; 1.4: 4.5814; 1.5: 260.2594; 1.6: 542.75; 1.7: 217.1; 1.8: 8.4594; 1.9: 1809.1667; 2: 57.6168; 2.1: 96.1676; 2.2: 3403.5191; 2.3: 59.9128; 2.4: -3143.2596; 2.5: -55.3314
| 2 | 83.55 | 1: 29.8807; 1.1: 261.3034; 1.2: 0.35041; 1.3: 543.075; 1.4: 4.597; 1.5: 261.3034; 1.6: 543.075; 1.7: 217.23; 1.8: 8.4594; 1.9: 1810.25; 2: 57.6513; 2.1: 96.1772; 2.2: 3407.257; 2.3: 59.9428; 2.4: -3145.9536; 2.5: -55.3457
| 2 | 83.6 | 1: 29.9824; 1.1: 262.3499; 1.2: 0.35182; 1.3: 543.4; 1.4: 4.6127; 1.5: 262.3499; 1.6: 543.4; 1.7: 217.36; 1.8: 8.4594; 1.9: 1811.3333; 2: 57.6858; 2.1: 96.1869; 2.2: 3410.994; 2.3: 59.9726; 2.4: -3148.6441; 2.5: -55.3599
| 2 | 83.65 | 1: 30.0843; 1.1: 263.399; 1.2: 0.35322; 1.3: 543.725; 1.4: 4.6284; 1.5: 263.399; 1.6: 543.725; 1.7: 217.49; 1.8: 8.4594; 1.9: 1812.4167; 2: 57.7203; 2.1: 96.1966; 2.2: 3414.73; 2.3: 60.0024; 2.4: -3151.331; 2.5: -55.3741
| 2 | 83.7 | 1: 30.1864; 1.1: 264.4508; 1.2: 0.35463; 1.3: 544.05; 1.4: 4.6441; 1.5: 264.4508; 1.6: 544.05; 1.7: 217.62; 1.8: 8.4594; 1.9: 1813.5; 2: 57.7548; 2.1: 96.2064; 2.2: 3418.4652; 2.3: 60.0322; 2.4: -3154.0144; 2.5: -55.3881
| 2 | 83.75 | 1: 30.2886; 1.1: 265.5051; 1.2: 0.35605; 1.3: 544.375; 1.4: 4.6598; 1.5: 265.5051; 1.6: 544.375; 1.7: 217.75; 1.8: 8.4594; 1.9: 1814.5833; 2: 57.7893; 2.1: 96.2163; 2.2: 3422.1993; 2.3: 60.0619; 2.4: -3156.6942; 2.5: -55.4021
| 2 | 83.8 | 1: 30.3911; 1.1: 266.5621; 1.2: 0.35747; 1.3: 544.7; 1.4: 4.6755; 1.5: 266.5621; 1.6: 544.7; 1.7: 217.88; 1.8: 8.4594; 1.9: 1815.6667; 2: 57.8238; 2.1: 96.2262; 2.2: 3425.9324; 2.3: 60.0915; 2.4: -3159.3704; 2.5: -55.4159
| 2 | 83.85 | 1: 30.4937; 1.1: 267.6216; 1.2: 0.35889; 1.3: 545.025; 1.4: 4.6913; 1.5: 267.6216; 1.6: 545.025; 1.7: 218.01; 1.8: 8.4594; 1.9: 1816.75; 2: 57.8583; 2.1: 96.2363; 2.2: 3429.6645; 2.3: 60.1211; 2.4: -3162.0429; 2.5: -55.4298
| 2 | 83.9 | 1: 30.5965; 1.1: 268.6838; 1.2: 0.36031; 1.3: 545.35; 1.4: 4.7071; 1.5: 268.6838; 1.6: 545.35; 1.7: 218.14; 1.8: 8.4594; 1.9: 1817.8333; 2: 57.8928; 2.1: 96.2464; 2.2: 3433.3956; 2.3: 60.1506; 2.4: -3164.7118; 2.5: -55.4435
| 2 | 83.95 | 1: 30.6994; 1.1: 269.7486; 1.2: 0.36174; 1.3: 545.675; 1.4: 4.723; 1.5: 269.7486; 1.6: 545.675; 1.7: 218.27; 1.8: 8.4594; 1.9: 1818.9167; 2: 57.9273; 2.1: 96.2565; 2.2: 3437.1256; 2.3: 60.1801; 2.4: -3167.377; 2.5: -55.4571
| 2 | 84 | 1: 30.8026; 1.1: 270.8161; 1.2: 0.36317; 1.3: 546; 1.4: 4.7389; 1.5: 270.8161; 1.6: 546; 1.7: 218.4; 1.8: 8.4594; 1.9: 1820; 2: 57.9618; 2.1: 96.2668; 2.2: 3440.8545; 2.3: 60.2095; 2.4: -3170.0384; 2.5: -55.4707
| 2 | 84.05 | 1: 30.9059; 1.1: 271.8861; 1.2: 0.36461; 1.3: 546.325; 1.4: 4.7547; 1.5: 271.8861; 1.6: 546.325; 1.7: 218.53; 1.8: 8.4594; 1.9: 1821.0833; 2: 57.9963; 2.1: 96.2771; 2.2: 3444.5823; 2.3: 60.2389; 2.4: -3172.6962; 2.5: -55.4842
| 2 | 84.1 | 1: 31.0094; 1.1: 272.9588; 1.2: 0.36604; 1.3: 546.65; 1.4: 4.7707; 1.5: 272.9588; 1.6: 546.65; 1.7: 218.66; 1.8: 8.4594; 1.9: 1822.1667; 2: 58.0308; 2.1: 96.2875; 2.2: 3448.3089; 2.3: 60.2682; 2.4: -3175.3501; 2.5: -55.4976
| 2 | 84.15 | 1: 31.113; 1.1: 274.0341; 1.2: 0.36749; 1.3: 546.975; 1.4: 4.7866; 1.5: 274.0341; 1.6: 546.975; 1.7: 218.79; 1.8: 8.4594; 1.9: 1823.25; 2: 58.0653; 2.1: 96.298; 2.2: 3452.0344; 2.3: 60.2975; 2.4: -3178.0003; 2.5: -55.5109
| 2 | 84.2 | 1: 31.2169; 1.1: 275.112; 1.2: 0.36893; 1.3: 547.3; 1.4: 4.8026; 1.5: 275.112; 1.6: 547.3; 1.7: 218.92; 1.8: 8.4594; 1.9: 1824.3333; 2: 58.0998; 2.1: 96.3086; 2.2: 3455.7586; 2.3: 60.3267; 2.4: -3180.6466; 2.5: -55.5241
| 2 | 84.25 | 1: 31.3209; 1.1: 276.1926; 1.2: 0.37038; 1.3: 547.625; 1.4: 4.8186; 1.5: 276.1926; 1.6: 547.625; 1.7: 219.05; 1.8: 8.4594; 1.9: 1825.4167; 2: 58.1343; 2.1: 96.3192; 2.2: 3459.4817; 2.3: 60.3559; 2.4: -3183.2891; 2.5: -55.5373
| 2 | 84.3 | 1: 31.4251; 1.1: 277.2758; 1.2: 0.37183; 1.3: 547.95; 1.4: 4.8346; 1.5: 277.2758; 1.6: 547.95; 1.7: 219.18; 1.8: 8.4594; 1.9: 1826.5; 2: 58.1688; 2.1: 96.33; 2.2: 3463.2035; 2.3: 60.3849; 2.4: -3185.9277; 2.5: -55.5503
| 2 | 84.35 | 1: 31.5294; 1.1: 278.3617; 1.2: 0.37329; 1.3: 548.275; 1.4: 4.8507; 1.5: 278.3617; 1.6: 548.275; 1.7: 219.31; 1.8: 8.4594; 1.9: 1827.5833; 2: 58.2033; 2.1: 96.3408; 2.2: 3466.924; 2.3: 60.414; 2.4: -3188.5624; 2.5: -55.5633
| 2 | 84.4 | 1: 31.634; 1.1: 279.4502; 1.2: 0.37475; 1.3: 548.6; 1.4: 4.8668; 1.5: 279.4502; 1.6: 548.6; 1.7: 219.44; 1.8: 8.4594; 1.9: 1828.6667; 2: 58.2378; 2.1: 96.3516; 2.2: 3470.6433; 2.3: 60.443; 2.4: -3191.1931; 2.5: -55.5762
| 2 | 84.45 | 1: 31.7387; 1.1: 280.5413; 1.2: 0.37621; 1.3: 548.925; 1.4: 4.8829; 1.5: 280.5413; 1.6: 548.925; 1.7: 219.57; 1.8: 8.4594; 1.9: 1829.75; 2: 58.2723; 2.1: 96.3626; 2.2: 3474.3612; 2.3: 60.4719; 2.4: -3193.8199; 2.5: -55.589
| 2 | 84.5 | 1: 31.8436; 1.1: 281.6351; 1.2: 0.37768; 1.3: 549.25; 1.4: 4.899; 1.5: 281.6351; 1.6: 549.25; 1.7: 219.7; 1.8: 8.4594; 1.9: 1830.8333; 2: 58.3068; 2.1: 96.3737; 2.2: 3478.0778; 2.3: 60.5008; 2.4: -3196.4427; 2.5: -55.6018
| 2 | 84.55 | 1: 31.9486; 1.1: 282.7315; 1.2: 0.37915; 1.3: 549.575; 1.4: 4.9152; 1.5: 282.7315; 1.6: 549.575; 1.7: 219.83; 1.8: 8.4594; 1.9: 1831.9167; 2: 58.3413; 2.1: 96.3848; 2.2: 3481.793; 2.3: 60.5296; 2.4: -3199.0615; 2.5: -55.6144
| 2 | 84.6 | 1: 32.0539; 1.1: 283.8306; 1.2: 0.38062; 1.3: 549.9; 1.4: 4.9314; 1.5: 283.8306; 1.6: 549.9; 1.7: 219.96; 1.8: 8.4594; 1.9: 1833; 2: 58.3758; 2.1: 96.396; 2.2: 3485.5068; 2.3: 60.5583; 2.4: -3201.6762; 2.5: -55.627
| 2 | 84.65 | 1: 32.1593; 1.1: 284.9324; 1.2: 0.3821; 1.3: 550.225; 1.4: 4.9476; 1.5: 284.9324; 1.6: 550.225; 1.7: 220.09; 1.8: 8.4594; 1.9: 1834.0833; 2: 58.4103; 2.1: 96.4073; 2.2: 3489.2193; 2.3: 60.587; 2.4: -3204.2869; 2.5: -55.6394
| 2 | 84.7 | 1: 32.2649; 1.1: 286.0368; 1.2: 0.38358; 1.3: 550.55; 1.4: 4.9638; 1.5: 286.0368; 1.6: 550.55; 1.7: 220.22; 1.8: 8.4594; 1.9: 1835.1667; 2: 58.4448; 2.1: 96.4187; 2.2: 3492.9302; 2.3: 60.6156; 2.4: -3206.8934; 2.5: -55.6518
| 2 | 84.75 | 1: 32.3707; 1.1: 287.1439; 1.2: 0.38507; 1.3: 550.875; 1.4: 4.9801; 1.5: 287.1439; 1.6: 550.875; 1.7: 220.35; 1.8: 8.4594; 1.9: 1836.25; 2: 58.4793; 2.1: 96.4301; 2.2: 3496.6397; 2.3: 60.6442; 2.4: -3209.4958; 2.5: -55.6641
| 2 | 84.8 | 1: 32.4766; 1.1: 288.2537; 1.2: 0.38655; 1.3: 551.2; 1.4: 4.9964; 1.5: 288.2537; 1.6: 551.2; 1.7: 220.48; 1.8: 8.4594; 1.9: 1837.3333; 2: 58.5138; 2.1: 96.4417; 2.2: 3500.3477; 2.3: 60.6727; 2.4: -3212.0941; 2.5: -55.6763
| 2 | 84.85 | 1: 32.5827; 1.1: 289.3661; 1.2: 0.38805; 1.3: 551.525; 1.4: 5.0127; 1.5: 289.3661; 1.6: 551.525; 1.7: 220.61; 1.8: 8.4594; 1.9: 1838.4167; 2: 58.5483; 2.1: 96.4533; 2.2: 3504.0542; 2.3: 60.7012; 2.4: -3214.6881; 2.5: -55.6885
| 2 | 84.9 | 1: 32.689; 1.1: 290.4812; 1.2: 0.38954; 1.3: 551.85; 1.4: 5.0291; 1.5: 290.4812; 1.6: 551.85; 1.7: 220.74; 1.8: 8.4594; 1.9: 1839.5; 2: 58.5828; 2.1: 96.465; 2.2: 3507.7592; 2.3: 60.7296; 2.4: -3217.278; 2.5: -55.7005
| 2 | 84.95 | 1: 32.7955; 1.1: 291.599; 1.2: 0.39104; 1.3: 552.175; 1.4: 5.0455; 1.5: 291.599; 1.6: 552.175; 1.7: 220.87; 1.8: 8.4594; 1.9: 1840.5833; 2: 58.6173; 2.1: 96.4768; 2.2: 3511.4625; 2.3: 60.7579; 2.4: -3219.8635; 2.5: -55.7125
| 2 | 85 | 1: 32.9021; 1.1: 292.7194; 1.2: 0.39254; 1.3: 552.5; 1.4: 5.0619; 1.5: 292.7194; 1.6: 552.5; 1.7: 221; 1.8: 8.4594; 1.9: 1841.6667; 2: 58.6518; 2.1: 96.4887; 2.2: 3515.1643; 2.3: 60.7862; 2.4: -3222.4449; 2.5: -55.7243
| 2 | 85.05 | 1: 33.009; 1.1: 293.8426; 1.2: 0.39405; 1.3: 552.825; 1.4: 5.0783; 1.5: 293.8426; 1.6: 552.825; 1.7: 221.13; 1.8: 8.4594; 1.9: 1842.75; 2: 58.6863; 2.1: 96.5007; 2.2: 3518.8644; 2.3: 60.8144; 2.4: -3225.0219; 2.5: -55.7361
| 2 | 85.1 | 1: 33.116; 1.1: 294.9684; 1.2: 0.39556; 1.3: 553.15; 1.4: 5.0948; 1.5: 294.9684; 1.6: 553.15; 1.7: 221.26; 1.8: 8.4594; 1.9: 1843.8333; 2: 58.7208; 2.1: 96.5127; 2.2: 3522.5629; 2.3: 60.8426; 2.4: -3227.5945; 2.5: -55.7478
| 2 | 85.15 | 1: 33.2232; 1.1: 296.0969; 1.2: 0.39707; 1.3: 553.475; 1.4: 5.1113; 1.5: 296.0969; 1.6: 553.475; 1.7: 221.39; 1.8: 8.4594; 1.9: 1844.9167; 2: 58.7553; 2.1: 96.5249; 2.2: 3526.2597; 2.3: 60.8706; 2.4: -3230.1628; 2.5: -55.7594
| 2 | 85.2 | 1: 33.3305; 1.1: 297.2281; 1.2: 0.39859; 1.3: 553.8; 1.4: 5.1278; 1.5: 297.2281; 1.6: 553.8; 1.7: 221.52; 1.8: 8.4594; 1.9: 1846; 2: 58.7898; 2.1: 96.5371; 2.2: 3529.9549; 2.3: 60.8987; 2.4: -3232.7267; 2.5: -55.7709
| 2 | 85.25 | 1: 33.438; 1.1: 298.362; 1.2: 0.40011; 1.3: 554.125; 1.4: 5.1443; 1.5: 298.362; 1.6: 554.125; 1.7: 221.65; 1.8: 8.4594; 1.9: 1847.0833; 2: 58.8243; 2.1: 96.5494; 2.2: 3533.6482; 2.3: 60.9266; 2.4: -3235.2862; 2.5: -55.7823
| 2 | 85.3 | 1: 33.5457; 1.1: 299.4986; 1.2: 0.40163; 1.3: 554.45; 1.4: 5.1609; 1.5: 299.4986; 1.6: 554.45; 1.7: 221.78; 1.8: 8.4594; 1.9: 1848.1667; 2: 58.8588; 2.1: 96.5618; 2.2: 3537.3399; 2.3: 60.9545; 2.4: -3237.8412; 2.5: -55.7936
| 2 | 85.35 | 1: 33.6536; 1.1: 300.6379; 1.2: 0.40316; 1.3: 554.775; 1.4: 5.1775; 1.5: 300.6379; 1.6: 554.775; 1.7: 221.91; 1.8: 8.4594; 1.9: 1849.25; 2: 58.8933; 2.1: 96.5743; 2.2: 3541.0297; 2.3: 60.9824; 2.4: -3240.3918; 2.5: -55.8049
| 2 | 85.4 | 1: 33.7617; 1.1: 301.7799; 1.2: 0.40469; 1.3: 555.1; 1.4: 5.1941; 1.5: 301.7799; 1.6: 555.1; 1.7: 222.04; 1.8: 8.4594; 1.9: 1850.3333; 2: 58.9278; 2.1: 96.5869; 2.2: 3544.7177; 2.3: 61.0101; 2.4: -3242.9378; 2.5: -55.816
| 2 | 85.45 | 1: 33.8699; 1.1: 302.9246; 1.2: 0.40623; 1.3: 555.425; 1.4: 5.2108; 1.5: 302.9246; 1.6: 555.425; 1.7: 222.17; 1.8: 8.4594; 1.9: 1851.4167; 2: 58.9623; 2.1: 96.5996; 2.2: 3548.4039; 2.3: 61.0379; 2.4: -3245.4793; 2.5: -55.8271
| 2 | 85.5 | 1: 33.9783; 1.1: 304.072; 1.2: 0.40777; 1.3: 555.75; 1.4: 5.2274; 1.5: 304.072; 1.6: 555.75; 1.7: 222.3; 1.8: 8.4594; 1.9: 1852.5; 2: 58.9968; 2.1: 96.6124; 2.2: 3552.0882; 2.3: 61.0655; 2.4: -3248.0162; 2.5: -55.8381
| 2 | 85.55 | 1: 34.0869; 1.1: 305.2222; 1.2: 0.40931; 1.3: 556.075; 1.4: 5.2441; 1.5: 305.2222; 1.6: 556.075; 1.7: 222.43; 1.8: 8.4594; 1.9: 1853.5833; 2: 59.0313; 2.1: 96.6252; 2.2: 3555.7707; 2.3: 61.0931; 2.4: -3250.5485; 2.5: -55.8489
| 2 | 85.6 | 1: 34.1957; 1.1: 306.375; 1.2: 0.41086; 1.3: 556.4; 1.4: 5.2609; 1.5: 306.375; 1.6: 556.4; 1.7: 222.56; 1.8: 8.4594; 1.9: 1854.6667; 2: 59.0658; 2.1: 96.6382; 2.2: 3559.4512; 2.3: 61.1206; 2.4: -3253.0762; 2.5: -55.8597
| 2 | 85.65 | 1: 34.3046; 1.1: 307.5306; 1.2: 0.41241; 1.3: 556.725; 1.4: 5.2776; 1.5: 307.5306; 1.6: 556.725; 1.7: 222.69; 1.8: 8.4594; 1.9: 1855.75; 2: 59.1003; 2.1: 96.6512; 2.2: 3563.1297; 2.3: 61.148; 2.4: -3255.5992; 2.5: -55.8704
| 2 | 85.7 | 1: 34.4137; 1.1: 308.6888; 1.2: 0.41396; 1.3: 557.05; 1.4: 5.2944; 1.5: 308.6888; 1.6: 557.05; 1.7: 222.82; 1.8: 8.4594; 1.9: 1856.8333; 2: 59.1348; 2.1: 96.6643; 2.2: 3566.8063; 2.3: 61.1754; 2.4: -3258.1175; 2.5: -55.881
| 2 | 85.75 | 1: 34.523; 1.1: 309.8499; 1.2: 0.41552; 1.3: 557.375; 1.4: 5.3112; 1.5: 309.8499; 1.6: 557.375; 1.7: 222.95; 1.8: 8.4594; 1.9: 1857.9167; 2: 59.1693; 2.1: 96.6776; 2.2: 3570.4809; 2.3: 61.2027; 2.4: -3260.6311; 2.5: -55.8915
| 2 | 85.8 | 1: 34.6325; 1.1: 311.0136; 1.2: 0.41708; 1.3: 557.7; 1.4: 5.3281; 1.5: 311.0136; 1.6: 557.7; 1.7: 223.08; 1.8: 8.4594; 1.9: 1859; 2: 59.2038; 2.1: 96.6909; 2.2: 3574.1535; 2.3: 61.23; 2.4: -3263.1399; 2.5: -55.9019
| 2 | 85.85 | 1: 34.7421; 1.1: 312.18; 1.2: 0.41864; 1.3: 558.025; 1.4: 5.3449; 1.5: 312.18; 1.6: 558.025; 1.7: 223.21; 1.8: 8.4594; 1.9: 1860.0833; 2: 59.2383; 2.1: 96.7043; 2.2: 3577.8239; 2.3: 61.2572; 2.4: -3265.6439; 2.5: -55.9122
| 2 | 85.9 | 1: 34.8519; 1.1: 313.3492; 1.2: 0.42021; 1.3: 558.35; 1.4: 5.3618; 1.5: 313.3492; 1.6: 558.35; 1.7: 223.34; 1.8: 8.4594; 1.9: 1861.1667; 2: 59.2728; 2.1: 96.7178; 2.2: 3581.4923; 2.3: 61.2843; 2.4: -3268.1431; 2.5: -55.9224
| 2 | 85.95 | 1: 34.9619; 1.1: 314.5212; 1.2: 0.42178; 1.3: 558.675; 1.4: 5.3788; 1.5: 314.5212; 1.6: 558.675; 1.7: 223.47; 1.8: 8.4594; 1.9: 1862.25; 2: 59.3073; 2.1: 96.7314; 2.2: 3585.1586; 2.3: 61.3113; 2.4: -3270.6375; 2.5: -55.9326
| 2 | 86 | 1: 35.0721; 1.1: 315.6958; 1.2: 0.42336; 1.3: 559; 1.4: 5.3957; 1.5: 315.6958; 1.6: 559; 1.7: 223.6; 1.8: 8.4594; 1.9: 1863.3333; 2: 59.3418; 2.1: 96.7451; 2.2: 3588.8228; 2.3: 61.3383; 2.4: -3273.127; 2.5: -55.9426
| 2 | 86.05 | 1: 35.1825; 1.1: 316.8732; 1.2: 0.42493; 1.3: 559.325; 1.4: 5.4127; 1.5: 316.8732; 1.6: 559.325; 1.7: 223.73; 1.8: 8.4594; 1.9: 1864.4167; 2: 59.3763; 2.1: 96.7589; 2.2: 3592.4848; 2.3: 61.3652; 2.4: -3275.6115; 2.5: -55.9525
| 2 | 86.1 | 1: 35.293; 1.1: 318.0534; 1.2: 0.42652; 1.3: 559.65; 1.4: 5.4297; 1.5: 318.0534; 1.6: 559.65; 1.7: 223.86; 1.8: 8.4594; 1.9: 1865.5; 2: 59.4108; 2.1: 96.7728; 2.2: 3596.1445; 2.3: 61.3921; 2.4: -3278.0911; 2.5: -55.9624
| 2 | 86.15 | 1: 35.4037; 1.1: 319.2363; 1.2: 0.4281; 1.3: 559.975; 1.4: 5.4467; 1.5: 319.2363; 1.6: 559.975; 1.7: 223.99; 1.8: 8.4594; 1.9: 1866.5833; 2: 59.4453; 2.1: 96.7868; 2.2: 3599.8021; 2.3: 61.4188; 2.4: -3280.5658; 2.5: -55.9721
| 2 | 86.2 | 1: 35.5146; 1.1: 320.4219; 1.2: 0.42969; 1.3: 560.3; 1.4: 5.4638; 1.5: 320.4219; 1.6: 560.3; 1.7: 224.12; 1.8: 8.4594; 1.9: 1867.6667; 2: 59.4798; 2.1: 96.8009; 2.2: 3603.4573; 2.3: 61.4455; 2.4: -3283.0354; 2.5: -55.9818
| 2 | 86.25 | 1: 35.6256; 1.1: 321.6103; 1.2: 0.43129; 1.3: 560.625; 1.4: 5.4809; 1.5: 321.6103; 1.6: 560.625; 1.7: 224.25; 1.8: 8.4594; 1.9: 1868.75; 2: 59.5143; 2.1: 96.8151; 2.2: 3607.1103; 2.3: 61.4722; 2.4: -3285.5; 2.5: -55.9913
| 2 | 86.3 | 1: 35.7369; 1.1: 322.8015; 1.2: 0.43288; 1.3: 560.95; 1.4: 5.498; 1.5: 322.8015; 1.6: 560.95; 1.7: 224.38; 1.8: 8.4594; 1.9: 1869.8333; 2: 59.5488; 2.1: 96.8294; 2.2: 3610.761; 2.3: 61.4987; 2.4: -3287.9595; 2.5: -56.0008
| 2 | 86.35 | 1: 35.8483; 1.1: 323.9954; 1.2: 0.43449; 1.3: 561.275; 1.4: 5.5151; 1.5: 323.9954; 1.6: 561.275; 1.7: 224.51; 1.8: 8.4594; 1.9: 1870.9167; 2: 59.5833; 2.1: 96.8437; 2.2: 3614.4094; 2.3: 61.5252; 2.4: -3290.4139; 2.5: -56.0101
| 2 | 86.4 | 1: 35.9598; 1.1: 325.1921; 1.2: 0.43609; 1.3: 561.6; 1.4: 5.5323; 1.5: 325.1921; 1.6: 561.6; 1.7: 224.64; 1.8: 8.4594; 1.9: 1872; 2: 59.6178; 2.1: 96.8582; 2.2: 3618.0553; 2.3: 61.5517; 2.4: -3292.8632; 2.5: -56.0194
| 2 | 86.45 | 1: 36.0716; 1.1: 326.3915; 1.2: 0.4377; 1.3: 561.925; 1.4: 5.5495; 1.5: 326.3915; 1.6: 561.925; 1.7: 224.77; 1.8: 8.4594; 1.9: 1873.0833; 2: 59.6523; 2.1: 96.8728; 2.2: 3621.6989; 2.3: 61.578; 2.4: -3295.3073; 2.5: -56.0285
| 2 | 86.5 | 1: 36.1835; 1.1: 327.5938; 1.2: 0.43931; 1.3: 562.25; 1.4: 5.5667; 1.5: 327.5938; 1.6: 562.25; 1.7: 224.9; 1.8: 8.4594; 1.9: 1874.1667; 2: 59.6868; 2.1: 96.8875; 2.2: 3625.34; 2.3: 61.6043; 2.4: -3297.7462; 2.5: -56.0376
| 2 | 86.55 | 1: 36.2957; 1.1: 328.7987; 1.2: 0.44093; 1.3: 562.575; 1.4: 5.5839; 1.5: 328.7987; 1.6: 562.575; 1.7: 225.03; 1.8: 8.4594; 1.9: 1875.25; 2: 59.7213; 2.1: 96.9023; 2.2: 3628.9786; 2.3: 61.6305; 2.4: -3300.1799; 2.5: -56.0465
| 2 | 86.6 | 1: 36.4079; 1.1: 330.0065; 1.2: 0.44255; 1.3: 562.9; 1.4: 5.6012; 1.5: 330.0065; 1.6: 562.9; 1.7: 225.16; 1.8: 8.4594; 1.9: 1876.3333; 2: 59.7558; 2.1: 96.9172; 2.2: 3632.6148; 2.3: 61.6566; 2.4: -3302.6083; 2.5: -56.0554
| 2 | 86.65 | 1: 36.5204; 1.1: 331.217; 1.2: 0.44417; 1.3: 563.225; 1.4: 5.6185; 1.5: 331.217; 1.6: 563.225; 1.7: 225.29; 1.8: 8.4594; 1.9: 1877.4167; 2: 59.7903; 2.1: 96.9321; 2.2: 3636.2485; 2.3: 61.6827; 2.4: -3305.0314; 2.5: -56.0642
| 2 | 86.7 | 1: 36.6331; 1.1: 332.4304; 1.2: 0.4458; 1.3: 563.55; 1.4: 5.6359; 1.5: 332.4304; 1.6: 563.55; 1.7: 225.42; 1.8: 8.4594; 1.9: 1878.5; 2: 59.8248; 2.1: 96.9472; 2.2: 3639.8795; 2.3: 61.7087; 2.4: -3307.4492; 2.5: -56.0728
| 2 | 86.75 | 1: 36.7459; 1.1: 333.6465; 1.2: 0.44743; 1.3: 563.875; 1.4: 5.6532; 1.5: 333.6465; 1.6: 563.875; 1.7: 225.55; 1.8: 8.4594; 1.9: 1879.5833; 2: 59.8593; 2.1: 96.9624; 2.2: 3643.5081; 2.3: 61.7346; 2.4: -3309.8616; 2.5: -56.0814
| 2 | 86.8 | 1: 36.8589; 1.1: 334.8653; 1.2: 0.44906; 1.3: 564.2; 1.4: 5.6706; 1.5: 334.8653; 1.6: 564.2; 1.7: 225.68; 1.8: 8.4594; 1.9: 1880.6667; 2: 59.8938; 2.1: 96.9777; 2.2: 3647.134; 2.3: 61.7604; 2.4: -3312.2686; 2.5: -56.0898
| 2 | 86.85 | 1: 36.972; 1.1: 336.087; 1.2: 0.4507; 1.3: 564.525; 1.4: 5.688; 1.5: 336.087; 1.6: 564.525; 1.7: 225.81; 1.8: 8.4594; 1.9: 1881.75; 2: 59.9283; 2.1: 96.9931; 2.2: 3650.7572; 2.3: 61.7862; 2.4: -3314.6702; 2.5: -56.0982
| 2 | 86.9 | 1: 37.0854; 1.1: 337.3115; 1.2: 0.45234; 1.3: 564.85; 1.4: 5.7054; 1.5: 337.3115; 1.6: 564.85; 1.7: 225.94; 1.8: 8.4594; 1.9: 1882.8333; 2: 59.9628; 2.1: 97.0086; 2.2: 3654.3778; 2.3: 61.8119; 2.4: -3317.0663; 2.5: -56.1064
| 2 | 86.95 | 1: 37.1989; 1.1: 338.5387; 1.2: 0.45399; 1.3: 565.175; 1.4: 5.7229; 1.5: 338.5387; 1.6: 565.175; 1.7: 226.07; 1.8: 8.4594; 1.9: 1883.9167; 2: 59.9973; 2.1: 97.0242; 2.2: 3657.9957; 2.3: 61.8375; 2.4: -3319.4569; 2.5: -56.1146
| 2 | 87 | 1: 37.3126; 1.1: 339.7688; 1.2: 0.45564; 1.3: 565.5; 1.4: 5.7404; 1.5: 339.7688; 1.6: 565.5; 1.7: 226.2; 1.8: 8.4594; 1.9: 1885; 2: 60.0318; 2.1: 97.0399; 2.2: 3661.6108; 2.3: 61.863; 2.4: -3321.842; 2.5: -56.1226
| 2 | 87.05 | 1: 37.4265; 1.1: 341.0016; 1.2: 0.45729; 1.3: 565.825; 1.4: 5.7579; 1.5: 341.0016; 1.6: 565.825; 1.7: 226.33; 1.8: 8.4594; 1.9: 1886.0833; 2: 60.0663; 2.1: 97.0558; 2.2: 3665.2232; 2.3: 61.8885; 2.4: -3324.2216; 2.5: -56.1306
| 2 | 87.1 | 1: 37.5406; 1.1: 342.2373; 1.2: 0.45895; 1.3: 566.15; 1.4: 5.7755; 1.5: 342.2373; 1.6: 566.15; 1.7: 226.46; 1.8: 8.4594; 1.9: 1887.1667; 2: 60.1008; 2.1: 97.0717; 2.2: 3668.8328; 2.3: 61.9139; 2.4: -3326.5955; 2.5: -56.1384
| 2 | 87.15 | 1: 37.6548; 1.1: 343.4758; 1.2: 0.46061; 1.3: 566.475; 1.4: 5.793; 1.5: 343.4758; 1.6: 566.475; 1.7: 226.59; 1.8: 8.4594; 1.9: 1888.25; 2: 60.1354; 2.1: 97.0877; 2.2: 3672.4396; 2.3: 61.9392; 2.4: -3328.9638; 2.5: -56.1461
| 2 | 87.2 | 1: 37.7692; 1.1: 344.717; 1.2: 0.46227; 1.3: 566.8; 1.4: 5.8106; 1.5: 344.717; 1.6: 566.8; 1.7: 226.72; 1.8: 8.4594; 1.9: 1889.3333; 2: 60.1699; 2.1: 97.1039; 2.2: 3676.0435; 2.3: 61.9644; 2.4: -3331.3264; 2.5: -56.1538
| 2 | 87.25 | 1: 37.8838; 1.1: 345.9611; 1.2: 0.46394; 1.3: 567.125; 1.4: 5.8283; 1.5: 345.9611; 1.6: 567.125; 1.7: 226.85; 1.8: 8.4594; 1.9: 1890.4167; 2: 60.2044; 2.1: 97.1201; 2.2: 3679.6445; 2.3: 61.9896; 2.4: -3333.6833; 2.5: -56.1613
| 2 | 87.3 | 1: 37.9986; 1.1: 347.208; 1.2: 0.46561; 1.3: 567.45; 1.4: 5.8459; 1.5: 347.208; 1.6: 567.45; 1.7: 226.98; 1.8: 8.4594; 1.9: 1891.5; 2: 60.2389; 2.1: 97.1365; 2.2: 3683.2426; 2.3: 62.0147; 2.4: -3336.0345; 2.5: -56.1687
| 2 | 87.35 | 1: 38.1135; 1.1: 348.4578; 1.2: 0.46729; 1.3: 567.775; 1.4: 5.8636; 1.5: 348.4578; 1.6: 567.775; 1.7: 227.11; 1.8: 8.4594; 1.9: 1892.5833; 2: 60.2734; 2.1: 97.153; 2.2: 3686.8377; 2.3: 62.0397; 2.4: -3338.38; 2.5: -56.176
| 2 | 87.4 | 1: 38.2286; 1.1: 349.7103; 1.2: 0.46897; 1.3: 568.1; 1.4: 5.8813; 1.5: 349.7103; 1.6: 568.1; 1.7: 227.24; 1.8: 8.4594; 1.9: 1893.6667; 2: 60.3079; 2.1: 97.1695; 2.2: 3690.4299; 2.3: 62.0646; 2.4: -3340.7196; 2.5: -56.1832
| 2 | 87.45 | 1: 38.3439; 1.1: 350.9657; 1.2: 0.47065; 1.3: 568.425; 1.4: 5.8991; 1.5: 350.9657; 1.6: 568.425; 1.7: 227.37; 1.8: 8.4594; 1.9: 1894.75; 2: 60.3424; 2.1: 97.1862; 2.2: 3694.019; 2.3: 62.0894; 2.4: -3343.0534; 2.5: -56.1904
| 2 | 87.5 | 1: 38.4594; 1.1: 352.2239; 1.2: 0.47234; 1.3: 568.75; 1.4: 5.9168; 1.5: 352.2239; 1.6: 568.75; 1.7: 227.5; 1.8: 8.4594; 1.9: 1895.8333; 2: 60.3769; 2.1: 97.203; 2.2: 3697.6051; 2.3: 62.1142; 2.4: -3345.3813; 2.5: -56.1973
| 2 | 87.55 | 1: 38.575; 1.1: 353.4849; 1.2: 0.47403; 1.3: 569.075; 1.4: 5.9346; 1.5: 353.4849; 1.6: 569.075; 1.7: 227.63; 1.8: 8.4594; 1.9: 1896.9167; 2: 60.4114; 2.1: 97.2199; 2.2: 3701.1882; 2.3: 62.1389; 2.4: -3347.7033; 2.5: -56.2042
| 2 | 87.6 | 1: 38.6909; 1.1: 354.7488; 1.2: 0.47573; 1.3: 569.4; 1.4: 5.9524; 1.5: 354.7488; 1.6: 569.4; 1.7: 227.76; 1.8: 8.4594; 1.9: 1898; 2: 60.4459; 2.1: 97.237; 2.2: 3704.7681; 2.3: 62.1635; 2.4: -3350.0194; 2.5: -56.211
| 2 | 87.65 | 1: 38.8069; 1.1: 356.0155; 1.2: 0.47742; 1.3: 569.725; 1.4: 5.9703; 1.5: 356.0155; 1.6: 569.725; 1.7: 227.89; 1.8: 8.4594; 1.9: 1899.0833; 2: 60.4804; 2.1: 97.2541; 2.2: 3708.3449; 2.3: 62.188; 2.4: -3352.3294; 2.5: -56.2177
| 2 | 87.7 | 1: 38.923; 1.1: 357.285; 1.2: 0.47913; 1.3: 570.05; 1.4: 5.9882; 1.5: 357.285; 1.6: 570.05; 1.7: 228.02; 1.8: 8.4594; 1.9: 1900.1667; 2: 60.5149; 2.1: 97.2714; 2.2: 3711.9185; 2.3: 62.2124; 2.4: -3354.6335; 2.5: -56.2243
| 2 | 87.75 | 1: 39.0394; 1.1: 358.5574; 1.2: 0.48083; 1.3: 570.375; 1.4: 6.0061; 1.5: 358.5574; 1.6: 570.375; 1.7: 228.15; 1.8: 8.4594; 1.9: 1901.25; 2: 60.5494; 2.1: 97.2887; 2.2: 3715.4889; 2.3: 62.2368; 2.4: -3356.9315; 2.5: -56.2307
| 2 | 87.8 | 1: 39.1559; 1.1: 359.8326; 1.2: 0.48254; 1.3: 570.7; 1.4: 6.024; 1.5: 359.8326; 1.6: 570.7; 1.7: 228.28; 1.8: 8.4594; 1.9: 1902.3333; 2: 60.5839; 2.1: 97.3062; 2.2: 3719.0561; 2.3: 62.2611; 2.4: -3359.2235; 2.5: -56.2371
| 2 | 87.85 | 1: 39.2726; 1.1: 361.1107; 1.2: 0.48426; 1.3: 571.025; 1.4: 6.0419; 1.5: 361.1107; 1.6: 571.025; 1.7: 228.41; 1.8: 8.4594; 1.9: 1903.4167; 2: 60.6184; 2.1: 97.3238; 2.2: 3722.62; 2.3: 62.2852; 2.4: -3361.5093; 2.5: -56.2433
| 2 | 87.9 | 1: 39.3895; 1.1: 362.3916; 1.2: 0.48598; 1.3: 571.35; 1.4: 6.0599; 1.5: 362.3916; 1.6: 571.35; 1.7: 228.54; 1.8: 8.4594; 1.9: 1904.5; 2: 60.6529; 2.1: 97.3415; 2.2: 3726.1806; 2.3: 62.3094; 2.4: -3363.789; 2.5: -56.2494
| 2 | 87.95 | 1: 39.5066; 1.1: 363.6754; 1.2: 0.4877; 1.3: 571.675; 1.4: 6.0779; 1.5: 363.6754; 1.6: 571.675; 1.7: 228.67; 1.8: 8.4594; 1.9: 1905.5833; 2: 60.6874; 2.1: 97.3593; 2.2: 3729.7379; 2.3: 62.3334; 2.4: -3366.0625; 2.5: -56.2554
| 2 | 88 | 1: 39.6238; 1.1: 364.962; 1.2: 0.48942; 1.3: 572; 1.4: 6.096; 1.5: 364.962; 1.6: 572; 1.7: 228.8; 1.8: 8.4594; 1.9: 1906.6667; 2: 60.7219; 2.1: 97.3773; 2.2: 3733.2918; 2.3: 62.3573; 2.4: -3368.3298; 2.5: -56.2614
| 2 | 88.05 | 1: 39.7413; 1.1: 366.2515; 1.2: 0.49115; 1.3: 572.325; 1.4: 6.114; 1.5: 366.2515; 1.6: 572.325; 1.7: 228.93; 1.8: 8.4594; 1.9: 1907.75; 2: 60.7564; 2.1: 97.3953; 2.2: 3736.8423; 2.3: 62.3812; 2.4: -3370.5908; 2.5: -56.2672
| 2 | 88.1 | 1: 39.8589; 1.1: 367.5438; 1.2: 0.49288; 1.3: 572.65; 1.4: 6.1321; 1.5: 367.5438; 1.6: 572.65; 1.7: 229.06; 1.8: 8.4594; 1.9: 1908.8333; 2: 60.7909; 2.1: 97.4135; 2.2: 3740.3893; 2.3: 62.405; 2.4: -3372.8455; 2.5: -56.2728
| 2 | 88.15 | 1: 39.9766; 1.1: 368.8391; 1.2: 0.49462; 1.3: 572.975; 1.4: 6.1503; 1.5: 368.8391; 1.6: 572.975; 1.7: 229.19; 1.8: 8.4594; 1.9: 1909.9167; 2: 60.8254; 2.1: 97.4318; 2.2: 3743.933; 2.3: 62.4287; 2.4: -3375.0939; 2.5: -56.2784
| 2 | 88.2 | 1: 40.0946; 1.1: 370.1372; 1.2: 0.49636; 1.3: 573.3; 1.4: 6.1684; 1.5: 370.1372; 1.6: 573.3; 1.7: 229.32; 1.8: 8.4594; 1.9: 1911; 2: 60.8599; 2.1: 97.4502; 2.2: 3747.4731; 2.3: 62.4523; 2.4: -3377.3359; 2.5: -56.2839
| 2 | 88.25 | 1: 40.2127; 1.1: 371.4381; 1.2: 0.49811; 1.3: 573.625; 1.4: 6.1866; 1.5: 371.4381; 1.6: 573.625; 1.7: 229.45; 1.8: 8.4594; 1.9: 1912.0833; 2: 60.8944; 2.1: 97.4688; 2.2: 3751.0096; 2.3: 62.4758; 2.4: -3379.5715; 2.5: -56.2892
| 2 | 88.3 | 1: 40.331; 1.1: 372.742; 1.2: 0.49986; 1.3: 573.95; 1.4: 6.2048; 1.5: 372.742; 1.6: 573.95; 1.7: 229.58; 1.8: 8.4594; 1.9: 1913.1667; 2: 60.9289; 2.1: 97.4874; 2.2: 3754.5427; 2.3: 62.4992; 2.4: -3381.8007; 2.5: -56.2944
| 2 | 88.35 | 1: 40.4495; 1.1: 374.0487; 1.2: 0.50161; 1.3: 574.275; 1.4: 6.223; 1.5: 374.0487; 1.6: 574.275; 1.7: 229.71; 1.8: 8.4594; 1.9: 1914.25; 2: 60.9634; 2.1: 97.5062; 2.2: 3758.0721; 2.3: 62.5226; 2.4: -3384.0234; 2.5: -56.2996
| 2 | 88.4 | 1: 40.5682; 1.1: 375.3583; 1.2: 0.50336; 1.3: 574.6; 1.4: 6.2413; 1.5: 375.3583; 1.6: 574.6; 1.7: 229.84; 1.8: 8.4594; 1.9: 1915.3333; 2: 60.9979; 2.1: 97.5251; 2.2: 3761.5979; 2.3: 62.5458; 2.4: -3386.2396; 2.5: -56.3046
| 2 | 88.45 | 1: 40.687; 1.1: 376.6708; 1.2: 0.50512; 1.3: 574.925; 1.4: 6.2595; 1.5: 376.6708; 1.6: 574.925; 1.7: 229.97; 1.8: 8.4594; 1.9: 1916.4167; 2: 61.0324; 2.1: 97.5441; 2.2: 3765.12; 2.3: 62.569; 2.4: -3388.4492; 2.5: -56.3095
| 2 | 88.5 | 1: 40.806; 1.1: 377.9861; 1.2: 0.50689; 1.3: 575.25; 1.4: 6.2778; 1.5: 377.9861; 1.6: 575.25; 1.7: 230.1; 1.8: 8.4594; 1.9: 1917.5; 2: 61.0669; 2.1: 97.5633; 2.2: 3768.6384; 2.3: 62.5921; 2.4: -3390.6523; 2.5: -56.3142
| 2 | 88.55 | 1: 40.9252; 1.1: 379.3044; 1.2: 0.50866; 1.3: 575.575; 1.4: 6.2962; 1.5: 379.3044; 1.6: 575.575; 1.7: 230.23; 1.8: 8.4594; 1.9: 1918.5833; 2: 61.1014; 2.1: 97.5825; 2.2: 3772.1531; 2.3: 62.6151; 2.4: -3392.8487; 2.5: -56.3189
| 2 | 88.6 | 1: 41.0446; 1.1: 380.6255; 1.2: 0.51043; 1.3: 575.9; 1.4: 6.3146; 1.5: 380.6255; 1.6: 575.9; 1.7: 230.36; 1.8: 8.4594; 1.9: 1919.6667; 2: 61.1359; 2.1: 97.6019; 2.2: 3775.664; 2.3: 62.638; 2.4: -3395.0385; 2.5: -56.3234
| 2 | 88.65 | 1: 41.1641; 1.1: 381.9496; 1.2: 0.5122; 1.3: 576.225; 1.4: 6.3329; 1.5: 381.9496; 1.6: 576.225; 1.7: 230.49; 1.8: 8.4594; 1.9: 1920.75; 2: 61.1704; 2.1: 97.6214; 2.2: 3779.1711; 2.3: 62.6608; 2.4: -3397.2215; 2.5: -56.3279
| 2 | 88.7 | 1: 41.2839; 1.1: 383.2765; 1.2: 0.51398; 1.3: 576.55; 1.4: 6.3514; 1.5: 383.2765; 1.6: 576.55; 1.7: 230.62; 1.8: 8.4594; 1.9: 1921.8333; 2: 61.2049; 2.1: 97.6411; 2.2: 3782.6744; 2.3: 62.6836; 2.4: -3399.3979; 2.5: -56.3322
| 2 | 88.75 | 1: 41.4038; 1.1: 384.6064; 1.2: 0.51577; 1.3: 576.875; 1.4: 6.3698; 1.5: 384.6064; 1.6: 576.875; 1.7: 230.75; 1.8: 8.4594; 1.9: 1922.9167; 2: 61.2394; 2.1: 97.6608; 2.2: 3786.1739; 2.3: 62.7062; 2.4: -3401.5675; 2.5: -56.3364
| 2 | 88.8 | 1: 41.5238; 1.1: 385.9392; 1.2: 0.51755; 1.3: 577.2; 1.4: 6.3883; 1.5: 385.9392; 1.6: 577.2; 1.7: 230.88; 1.8: 8.4594; 1.9: 1924; 2: 61.2739; 2.1: 97.6807; 2.2: 3789.6694; 2.3: 62.7287; 2.4: -3403.7302; 2.5: -56.3405
| 2 | 88.85 | 1: 41.6441; 1.1: 387.2748; 1.2: 0.51934; 1.3: 577.525; 1.4: 6.4068; 1.5: 387.2748; 1.6: 577.525; 1.7: 231.01; 1.8: 8.4594; 1.9: 1925.0833; 2: 61.3084; 2.1: 97.7007; 2.2: 3793.161; 2.3: 62.7512; 2.4: -3405.8861; 2.5: -56.3444
| 2 | 88.9 | 1: 41.7645; 1.1: 388.6134; 1.2: 0.52114; 1.3: 577.85; 1.4: 6.4253; 1.5: 388.6134; 1.6: 577.85; 1.7: 231.14; 1.8: 8.4594; 1.9: 1926.1667; 2: 61.3429; 2.1: 97.7209; 2.2: 3796.6486; 2.3: 62.7736; 2.4: -3408.0352; 2.5: -56.3483
| 2 | 88.95 | 1: 41.8851; 1.1: 389.9549; 1.2: 0.52294; 1.3: 578.175; 1.4: 6.4439; 1.5: 389.9549; 1.6: 578.175; 1.7: 231.27; 1.8: 8.4594; 1.9: 1927.25; 2: 61.3774; 2.1: 97.7411; 2.2: 3800.1322; 2.3: 62.7959; 2.4: -3410.1773; 2.5: -56.352
| 2 | 89 | 1: 42.0059; 1.1: 391.2993; 1.2: 0.52474; 1.3: 578.5; 1.4: 6.4625; 1.5: 391.2993; 1.6: 578.5; 1.7: 231.4; 1.8: 8.4594; 1.9: 1928.3333; 2: 61.4119; 2.1: 97.7615; 2.2: 3803.6117; 2.3: 62.818; 2.4: -3412.3125; 2.5: -56.3556
| 2 | 89.05 | 1: 42.1269; 1.1: 392.6466; 1.2: 0.52655; 1.3: 578.825; 1.4: 6.4811; 1.5: 392.6466; 1.6: 578.825; 1.7: 231.53; 1.8: 8.4594; 1.9: 1929.4167; 2: 61.4464; 2.1: 97.7821; 2.2: 3807.0872; 2.3: 62.8401; 2.4: -3414.4406; 2.5: -56.3591
| 2 | 89.1 | 1: 42.248; 1.1: 393.9969; 1.2: 0.52836; 1.3: 579.15; 1.4: 6.4997; 1.5: 393.9969; 1.6: 579.15; 1.7: 231.66; 1.8: 8.4594; 1.9: 1930.5; 2: 61.4809; 2.1: 97.8027; 2.2: 3810.5586; 2.3: 62.8621; 2.4: -3416.5617; 2.5: -56.3624
| 2 | 89.15 | 1: 42.3694; 1.1: 395.35; 1.2: 0.53017; 1.3: 579.475; 1.4: 6.5184; 1.5: 395.35; 1.6: 579.475; 1.7: 231.79; 1.8: 8.4594; 1.9: 1931.5833; 2: 61.5154; 2.1: 97.8235; 2.2: 3814.0258; 2.3: 62.8841; 2.4: -3418.6758; 2.5: -56.3657
| 2 | 89.2 | 1: 42.4909; 1.1: 396.7061; 1.2: 0.53199; 1.3: 579.8; 1.4: 6.5371; 1.5: 396.7061; 1.6: 579.8; 1.7: 231.92; 1.8: 8.4594; 1.9: 1932.6667; 2: 61.5499; 2.1: 97.8444; 2.2: 3817.4889; 2.3: 62.9059; 2.4: -3420.7827; 2.5: -56.3688
| 2 | 89.25 | 1: 42.6126; 1.1: 398.0652; 1.2: 0.53381; 1.3: 580.125; 1.4: 6.5558; 1.5: 398.0652; 1.6: 580.125; 1.7: 232.05; 1.8: 8.4594; 1.9: 1933.75; 2: 61.5844; 2.1: 97.8655; 2.2: 3820.9477; 2.3: 62.9276; 2.4: -3422.8825; 2.5: -56.3718
| 2 | 89.3 | 1: 42.7344; 1.1: 399.4272; 1.2: 0.53564; 1.3: 580.45; 1.4: 6.5745; 1.5: 399.4272; 1.6: 580.45; 1.7: 232.18; 1.8: 8.4594; 1.9: 1934.8333; 2: 61.6189; 2.1: 97.8867; 2.2: 3824.4023; 2.3: 62.9492; 2.4: -3424.9752; 2.5: -56.3747
| 2 | 89.35 | 1: 42.8564; 1.1: 400.7921; 1.2: 0.53747; 1.3: 580.775; 1.4: 6.5933; 1.5: 400.7921; 1.6: 580.775; 1.7: 232.31; 1.8: 8.4594; 1.9: 1935.9167; 2: 61.6534; 2.1: 97.908; 2.2: 3827.8526; 2.3: 62.9708; 2.4: -3427.0605; 2.5: -56.3775
| 2 | 89.4 | 1: 42.9787; 1.1: 402.1599; 1.2: 0.53931; 1.3: 581.1; 1.4: 6.6121; 1.5: 402.1599; 1.6: 581.1; 1.7: 232.44; 1.8: 8.4594; 1.9: 1937; 2: 61.6879; 2.1: 97.9294; 2.2: 3831.2986; 2.3: 62.9922; 2.4: -3429.1387; 2.5: -56.3801
| 2 | 89.45 | 1: 43.1011; 1.1: 403.5307; 1.2: 0.54114; 1.3: 581.425; 1.4: 6.6309; 1.5: 403.5307; 1.6: 581.425; 1.7: 232.57; 1.8: 8.4594; 1.9: 1938.0833; 2: 61.7224; 2.1: 97.951; 2.2: 3834.7402; 2.3: 63.0135; 2.4: -3431.2095; 2.5: -56.3826
| 2 | 89.5 | 1: 43.2236; 1.1: 404.9045; 1.2: 0.54299; 1.3: 581.75; 1.4: 6.6498; 1.5: 404.9045; 1.6: 581.75; 1.7: 232.7; 1.8: 8.4594; 1.9: 1939.1667; 2: 61.7569; 2.1: 97.9727; 2.2: 3838.1774; 2.3: 63.0348; 2.4: -3433.273; 2.5: -56.385
| 2 | 89.55 | 1: 43.3464; 1.1: 406.2811; 1.2: 0.54483; 1.3: 582.075; 1.4: 6.6687; 1.5: 406.2811; 1.6: 582.075; 1.7: 232.83; 1.8: 8.4594; 1.9: 1940.25; 2: 61.7914; 2.1: 97.9946; 2.2: 3841.6102; 2.3: 63.0559; 2.4: -3435.3291; 2.5: -56.3873
| 2 | 89.6 | 1: 43.4693; 1.1: 407.6608; 1.2: 0.54668; 1.3: 582.4; 1.4: 6.6876; 1.5: 407.6608; 1.6: 582.4; 1.7: 232.96; 1.8: 8.4594; 1.9: 1941.3333; 2: 61.8259; 2.1: 98.0166; 2.2: 3845.0386; 2.3: 63.077; 2.4: -3437.3778; 2.5: -56.3894
| 2 | 89.65 | 1: 43.5924; 1.1: 409.0434; 1.2: 0.54854; 1.3: 582.725; 1.4: 6.7065; 1.5: 409.0434; 1.6: 582.725; 1.7: 233.09; 1.8: 8.4594; 1.9: 1942.4167; 2: 61.8604; 2.1: 98.0387; 2.2: 3848.4624; 2.3: 63.0979; 2.4: -3439.419; 2.5: -56.3914
| 2 | 89.7 | 1: 43.7157; 1.1: 410.429; 1.2: 0.55039; 1.3: 583.05; 1.4: 6.7255; 1.5: 410.429; 1.6: 583.05; 1.7: 233.22; 1.8: 8.4594; 1.9: 1943.5; 2: 61.8949; 2.1: 98.061; 2.2: 3851.8817; 2.3: 63.1188; 2.4: -3441.4527; 2.5: -56.3933
| 2 | 89.75 | 1: 43.8391; 1.1: 411.8175; 1.2: 0.55226; 1.3: 583.375; 1.4: 6.7445; 1.5: 411.8175; 1.6: 583.375; 1.7: 233.35; 1.8: 8.4594; 1.9: 1944.5833; 2: 61.9294; 2.1: 98.0834; 2.2: 3855.2964; 2.3: 63.1396; 2.4: -3443.4789; 2.5: -56.3951
| 2 | 89.8 | 1: 43.9628; 1.1: 413.209; 1.2: 0.55412; 1.3: 583.7; 1.4: 6.7635; 1.5: 413.209; 1.6: 583.7; 1.7: 233.48; 1.8: 8.4594; 1.9: 1945.6667; 2: 61.9639; 2.1: 98.1059; 2.2: 3858.7065; 2.3: 63.1602; 2.4: -3445.4975; 2.5: -56.3967
| 2 | 89.85 | 1: 44.0866; 1.1: 414.6034; 1.2: 0.55599; 1.3: 584.025; 1.4: 6.7826; 1.5: 414.6034; 1.6: 584.025; 1.7: 233.61; 1.8: 8.4594; 1.9: 1946.75; 2: 61.9984; 2.1: 98.1286; 2.2: 3862.112; 2.3: 63.1808; 2.4: -3447.5085; 2.5: -56.3982
| 2 | 89.9 | 1: 44.2106; 1.1: 416.0009; 1.2: 0.55787; 1.3: 584.35; 1.4: 6.8016; 1.5: 416.0009; 1.6: 584.35; 1.7: 233.74; 1.8: 8.4594; 1.9: 1947.8333; 2: 62.0329; 2.1: 98.1514; 2.2: 3865.5128; 2.3: 63.2013; 2.4: -3449.5119; 2.5: -56.3996
| 2 | 89.95 | 1: 44.3347; 1.1: 417.4013; 1.2: 0.55974; 1.3: 584.675; 1.4: 6.8207; 1.5: 417.4013; 1.6: 584.675; 1.7: 233.87; 1.8: 8.4594; 1.9: 1948.9167; 2: 62.0674; 2.1: 98.1744; 2.2: 3868.9088; 2.3: 63.2216; 2.4: -3451.5076; 2.5: -56.4009
| 2 | 90 | 1: 44.4591; 1.1: 418.8047; 1.2: 0.56163; 1.3: 585; 1.4: 6.8399; 1.5: 418.8047; 1.6: 585; 1.7: 234; 1.8: 8.4594; 1.9: 1950; 2: 62.1019; 2.1: 98.1975; 2.2: 3872.3001; 2.3: 63.2419; 2.4: -3453.4955; 2.5: -56.402
| 2 | 90.05 | 1: 44.5836; 1.1: 420.211; 1.2: 0.56351; 1.3: 585.325; 1.4: 6.859; 1.5: 420.211; 1.6: 585.325; 1.7: 234.13; 1.8: 8.4594; 1.9: 1951.0833; 2: 62.1364; 2.1: 98.2207; 2.2: 3875.6867; 2.3: 63.262; 2.4: -3455.4756; 2.5: -56.403
| 2 | 90.1 | 1: 44.7083; 1.1: 421.6204; 1.2: 0.5654; 1.3: 585.65; 1.4: 6.8782; 1.5: 421.6204; 1.6: 585.65; 1.7: 234.26; 1.8: 8.4594; 1.9: 1952.1667; 2: 62.1709; 2.1: 98.2441; 2.2: 3879.0684; 2.3: 63.2821; 2.4: -3457.448; 2.5: -56.4039
| 2 | 90.15 | 1: 44.8332; 1.1: 423.0327; 1.2: 0.5673; 1.3: 585.975; 1.4: 6.8974; 1.5: 423.0327; 1.6: 585.975; 1.7: 234.39; 1.8: 8.4594; 1.9: 1953.25; 2: 62.2054; 2.1: 98.2676; 2.2: 3882.4452; 2.3: 63.3021; 2.4: -3459.4125; 2.5: -56.4046
| 2 | 90.2 | 1: 44.9583; 1.1: 424.448; 1.2: 0.56919; 1.3: 586.3; 1.4: 6.9167; 1.5: 424.448; 1.6: 586.3; 1.7: 234.52; 1.8: 8.4594; 1.9: 1954.3333; 2: 62.2399; 2.1: 98.2913; 2.2: 3885.8171; 2.3: 63.3219; 2.4: -3461.3691; 2.5: -56.4053
| 2 | 90.25 | 1: 45.0835; 1.1: 425.8663; 1.2: 0.5711; 1.3: 586.625; 1.4: 6.9359; 1.5: 425.8663; 1.6: 586.625; 1.7: 234.65; 1.8: 8.4594; 1.9: 1955.4167; 2: 62.2744; 2.1: 98.3151; 2.2: 3889.1841; 2.3: 63.3417; 2.4: -3463.3178; 2.5: -56.4058
| 2 | 90.3 | 1: 45.2089; 1.1: 427.2876; 1.2: 0.573; 1.3: 586.95; 1.4: 6.9552; 1.5: 427.2876; 1.6: 586.95; 1.7: 234.78; 1.8: 8.4594; 1.9: 1956.5; 2: 62.3089; 2.1: 98.339; 2.2: 3892.5461; 2.3: 63.3613; 2.4: -3465.2585; 2.5: -56.4061
| 2 | 90.35 | 1: 45.3345; 1.1: 428.7119; 1.2: 0.57491; 1.3: 587.275; 1.4: 6.9745; 1.5: 428.7119; 1.6: 587.275; 1.7: 234.91; 1.8: 8.4594; 1.9: 1957.5833; 2: 62.3434; 2.1: 98.3631; 2.2: 3895.9031; 2.3: 63.3809; 2.4: -3467.1911; 2.5: -56.4063
| 2 | 90.4 | 1: 45.4603; 1.1: 430.1393; 1.2: 0.57683; 1.3: 587.6; 1.4: 6.9939; 1.5: 430.1393; 1.6: 587.6; 1.7: 235.04; 1.8: 8.4594; 1.9: 1958.6667; 2: 62.3779; 2.1: 98.3874; 2.2: 3899.255; 2.3: 63.4003; 2.4: -3469.1158; 2.5: -56.4064
| 2 | 90.45 | 1: 45.5862; 1.1: 431.5696; 1.2: 0.57874; 1.3: 587.925; 1.4: 7.0133; 1.5: 431.5696; 1.6: 587.925; 1.7: 235.17; 1.8: 8.4594; 1.9: 1959.75; 2: 62.4124; 2.1: 98.4118; 2.2: 3902.6019; 2.3: 63.4197; 2.4: -3471.0323; 2.5: -56.4064
| 2 | 90.5 | 1: 45.7124; 1.1: 433.0029; 1.2: 0.58067; 1.3: 588.25; 1.4: 7.0327; 1.5: 433.0029; 1.6: 588.25; 1.7: 235.3; 1.8: 8.4594; 1.9: 1960.8333; 2: 62.4469; 2.1: 98.4363; 2.2: 3905.9436; 2.3: 63.4389; 2.4: -3472.9407; 2.5: -56.4062
| 2 | 90.55 | 1: 45.8387; 1.1: 434.4392; 1.2: 0.58259; 1.3: 588.575; 1.4: 7.0521; 1.5: 434.4392; 1.6: 588.575; 1.7: 235.43; 1.8: 8.4594; 1.9: 1961.9167; 2: 62.4814; 2.1: 98.461; 2.2: 3909.2802; 2.3: 63.458; 2.4: -3474.8409; 2.5: -56.4059
| 2 | 90.6 | 1: 45.9652; 1.1: 435.8786; 1.2: 0.58452; 1.3: 588.9; 1.4: 7.0716; 1.5: 435.8786; 1.6: 588.9; 1.7: 235.56; 1.8: 8.4594; 1.9: 1963; 2: 62.5159; 2.1: 98.4859; 2.2: 3912.6115; 2.3: 63.4771; 2.4: -3476.733; 2.5: -56.4055
| 2 | 90.65 | 1: 46.0918; 1.1: 437.3209; 1.2: 0.58646; 1.3: 589.225; 1.4: 7.0911; 1.5: 437.3209; 1.6: 589.225; 1.7: 235.69; 1.8: 8.4594; 1.9: 1964.0833; 2: 62.5504; 2.1: 98.5108; 2.2: 3915.9377; 2.3: 63.496; 2.4: -3478.6167; 2.5: -56.4049
| 2 | 90.7 | 1: 46.2187; 1.1: 438.7663; 1.2: 0.5884; 1.3: 589.55; 1.4: 7.1106; 1.5: 438.7663; 1.6: 589.55; 1.7: 235.82; 1.8: 8.4594; 1.9: 1965.1667; 2: 62.5849; 2.1: 98.536; 2.2: 3919.2585; 2.3: 63.5148; 2.4: -3480.4922; 2.5: -56.4042
| 2 | 90.75 | 1: 46.3457; 1.1: 440.2147; 1.2: 0.59034; 1.3: 589.875; 1.4: 7.1301; 1.5: 440.2147; 1.6: 589.875; 1.7: 235.95; 1.8: 8.4594; 1.9: 1966.25; 2: 62.6194; 2.1: 98.5613; 2.2: 3922.574; 2.3: 63.5335; 2.4: -3482.3593; 2.5: -56.4034
| 2 | 90.8 | 1: 46.4729; 1.1: 441.6662; 1.2: 0.59228; 1.3: 590.2; 1.4: 7.1497; 1.5: 441.6662; 1.6: 590.2; 1.7: 236.08; 1.8: 8.4594; 1.9: 1967.3333; 2: 62.6539; 2.1: 98.5867; 2.2: 3925.8842; 2.3: 63.5521; 2.4: -3484.218; 2.5: -56.4024
| 2 | 90.85 | 1: 46.6003; 1.1: 443.1206; 1.2: 0.59423; 1.3: 590.525; 1.4: 7.1693; 1.5: 443.1206; 1.6: 590.525; 1.7: 236.21; 1.8: 8.4594; 1.9: 1968.4167; 2: 62.6884; 2.1: 98.6123; 2.2: 3929.189; 2.3: 63.5706; 2.4: -3486.0684; 2.5: -56.4013
| 2 | 90.9 | 1: 46.7279; 1.1: 444.5781; 1.2: 0.59619; 1.3: 590.85; 1.4: 7.1889; 1.5: 444.5781; 1.6: 590.85; 1.7: 236.34; 1.8: 8.4594; 1.9: 1969.5; 2: 62.7229; 2.1: 98.6381; 2.2: 3932.4884; 2.3: 63.589; 2.4: -3487.9102; 2.5: -56.4001
| 2 | 90.95 | 1: 46.8556; 1.1: 446.0387; 1.2: 0.59815; 1.3: 591.175; 1.4: 7.2086; 1.5: 446.0387; 1.6: 591.175; 1.7: 236.47; 1.8: 8.4594; 1.9: 1970.5833; 2: 62.7574; 2.1: 98.664; 2.2: 3935.7823; 2.3: 63.6072; 2.4: -3489.7436; 2.5: -56.3987
| 2 | 91 | 1: 46.9835; 1.1: 447.5022; 1.2: 0.60011; 1.3: 591.5; 1.4: 7.2282; 1.5: 447.5022; 1.6: 591.5; 1.7: 236.6; 1.8: 8.4594; 1.9: 1971.6667; 2: 62.7919; 2.1: 98.69; 2.2: 3939.0706; 2.3: 63.6254; 2.4: -3491.5684; 2.5: -56.3972
| 2 | 91.05 | 1: 47.1116; 1.1: 448.9688; 1.2: 0.60208; 1.3: 591.825; 1.4: 7.2479; 1.5: 448.9688; 1.6: 591.825; 1.7: 236.73; 1.8: 8.4594; 1.9: 1972.75; 2: 62.8264; 2.1: 98.7162; 2.2: 3942.3535; 2.3: 63.6435; 2.4: -3493.3846; 2.5: -56.3955
| 2 | 91.1 | 1: 47.2399; 1.1: 450.4385; 1.2: 0.60405; 1.3: 592.15; 1.4: 7.2677; 1.5: 450.4385; 1.6: 592.15; 1.7: 236.86; 1.8: 8.4594; 1.9: 1973.8333; 2: 62.8609; 2.1: 98.7426; 2.2: 3945.6307; 2.3: 63.6614; 2.4: -3495.1923; 2.5: -56.3937
| 2 | 91.15 | 1: 47.3683; 1.1: 451.9112; 1.2: 0.60602; 1.3: 592.475; 1.4: 7.2874; 1.5: 451.9112; 1.6: 592.475; 1.7: 236.99; 1.8: 8.4594; 1.9: 1974.9167; 2: 62.8954; 2.1: 98.7691; 2.2: 3948.9024; 2.3: 63.6793; 2.4: -3496.9912; 2.5: -56.3918
| 2 | 91.2 | 1: 47.497; 1.1: 453.3869; 1.2: 0.608; 1.3: 592.8; 1.4: 7.3072; 1.5: 453.3869; 1.6: 592.8; 1.7: 237.12; 1.8: 8.4594; 1.9: 1976; 2: 62.9299; 2.1: 98.7958; 2.2: 3952.1684; 2.3: 63.697; 2.4: -3498.7814; 2.5: -56.3898
| 2 | 91.25 | 1: 47.6258; 1.1: 454.8657; 1.2: 0.60999; 1.3: 593.125; 1.4: 7.327; 1.5: 454.8657; 1.6: 593.125; 1.7: 237.25; 1.8: 8.4594; 1.9: 1977.0833; 2: 62.9644; 2.1: 98.8226; 2.2: 3955.4286; 2.3: 63.7146; 2.4: -3500.5629; 2.5: -56.3876
| 2 | 91.3 | 1: 47.7548; 1.1: 456.3476; 1.2: 0.61197; 1.3: 593.45; 1.4: 7.3469; 1.5: 456.3476; 1.6: 593.45; 1.7: 237.38; 1.8: 8.4594; 1.9: 1978.1667; 2: 62.9989; 2.1: 98.8496; 2.2: 3958.6832; 2.3: 63.7321; 2.4: -3502.3356; 2.5: -56.3852
| 2 | 91.35 | 1: 47.8839; 1.1: 457.8325; 1.2: 0.61396; 1.3: 593.775; 1.4: 7.3668; 1.5: 457.8325; 1.6: 593.775; 1.7: 237.51; 1.8: 8.4594; 1.9: 1979.25; 2: 63.0334; 2.1: 98.8768; 2.2: 3961.9319; 2.3: 63.7495; 2.4: -3504.0994; 2.5: -56.3827
| 2 | 91.4 | 1: 48.0133; 1.1: 459.3205; 1.2: 0.61596; 1.3: 594.1; 1.4: 7.3867; 1.5: 459.3205; 1.6: 594.1; 1.7: 237.64; 1.8: 8.4594; 1.9: 1980.3333; 2: 63.0679; 2.1: 98.9041; 2.2: 3965.1749; 2.3: 63.7668; 2.4: -3505.8544; 2.5: -56.3801
| 2 | 91.45 | 1: 48.1428; 1.1: 460.8116; 1.2: 0.61796; 1.3: 594.425; 1.4: 7.4066; 1.5: 460.8116; 1.6: 594.425; 1.7: 237.77; 1.8: 8.4594; 1.9: 1981.4167; 2: 63.1024; 2.1: 98.9316; 2.2: 3968.412; 2.3: 63.7839; 2.4: -3507.6004; 2.5: -56.3773
| 2 | 91.5 | 1: 48.2725; 1.1: 462.3057; 1.2: 0.61996; 1.3: 594.75; 1.4: 7.4265; 1.5: 462.3057; 1.6: 594.75; 1.7: 237.9; 1.8: 8.4594; 1.9: 1982.5; 2: 63.1369; 2.1: 98.9592; 2.2: 3971.6432; 2.3: 63.801; 2.4: -3509.3375; 2.5: -56.3744
| 2 | 91.55 | 1: 48.4024; 1.1: 463.8029; 1.2: 0.62197; 1.3: 595.075; 1.4: 7.4465; 1.5: 463.8029; 1.6: 595.075; 1.7: 238.03; 1.8: 8.4594; 1.9: 1983.5833; 2: 63.1714; 2.1: 98.987; 2.2: 3974.8685; 2.3: 63.8179; 2.4: -3511.0656; 2.5: -56.3714
| 2 | 91.6 | 1: 48.5324; 1.1: 465.3031; 1.2: 0.62398; 1.3: 595.4; 1.4: 7.4665; 1.5: 465.3031; 1.6: 595.4; 1.7: 238.16; 1.8: 8.4594; 1.9: 1984.6667; 2: 63.2059; 2.1: 99.015; 2.2: 3978.0878; 2.3: 63.8347; 2.4: -3512.7846; 2.5: -56.3682
| 2 | 91.65 | 1: 48.6627; 1.1: 466.8065; 1.2: 0.626; 1.3: 595.725; 1.4: 7.4866; 1.5: 466.8065; 1.6: 595.725; 1.7: 238.29; 1.8: 8.4594; 1.9: 1985.75; 2: 63.2404; 2.1: 99.0431; 2.2: 3981.301; 2.3: 63.8515; 2.4: -3514.4946; 2.5: -56.3649
| 2 | 91.7 | 1: 48.7931; 1.1: 468.3129; 1.2: 0.62802; 1.3: 596.05; 1.4: 7.5066; 1.5: 468.3129; 1.6: 596.05; 1.7: 238.42; 1.8: 8.4594; 1.9: 1986.8333; 2: 63.2749; 2.1: 99.0714; 2.2: 3984.5083; 2.3: 63.868; 2.4: -3516.1954; 2.5: -56.3614
| 2 | 91.75 | 1: 48.9237; 1.1: 469.8224; 1.2: 0.63004; 1.3: 596.375; 1.4: 7.5267; 1.5: 469.8224; 1.6: 596.375; 1.7: 238.55; 1.8: 8.4594; 1.9: 1987.9167; 2: 63.3094; 2.1: 99.0998; 2.2: 3987.7094; 2.3: 63.8845; 2.4: -3517.887; 2.5: -56.3578
| 2 | 91.8 | 1: 49.0545; 1.1: 471.335; 1.2: 0.63207; 1.3: 596.7; 1.4: 7.5468; 1.5: 471.335; 1.6: 596.7; 1.7: 238.68; 1.8: 8.4594; 1.9: 1989; 2: 63.3439; 2.1: 99.1284; 2.2: 3990.9044; 2.3: 63.9009; 2.4: -3519.5695; 2.5: -56.354
| 2 | 91.85 | 1: 49.1854; 1.1: 472.8507; 1.2: 0.6341; 1.3: 597.025; 1.4: 7.567; 1.5: 472.8507; 1.6: 597.025; 1.7: 238.81; 1.8: 8.4594; 1.9: 1990.0833; 2: 63.3785; 2.1: 99.1572; 2.2: 3994.0933; 2.3: 63.9171; 2.4: -3521.2426; 2.5: -56.3501
| 2 | 91.9 | 1: 49.3166; 1.1: 474.3695; 1.2: 0.63614; 1.3: 597.35; 1.4: 7.5872; 1.5: 474.3695; 1.6: 597.35; 1.7: 238.94; 1.8: 8.4594; 1.9: 1991.1667; 2: 63.413; 2.1: 99.1862; 2.2: 3997.2759; 2.3: 63.9333; 2.4: -3522.9065; 2.5: -56.3461
| 2 | 91.95 | 1: 49.4479; 1.1: 475.8913; 1.2: 0.63818; 1.3: 597.675; 1.4: 7.6074; 1.5: 475.8913; 1.6: 597.675; 1.7: 239.07; 1.8: 8.4594; 1.9: 1992.25; 2: 63.4475; 2.1: 99.2153; 2.2: 4000.4523; 2.3: 63.9493; 2.4: -3524.561; 2.5: -56.3419
| 2 | 92 | 1: 49.5794; 1.1: 477.4163; 1.2: 0.64023; 1.3: 598; 1.4: 7.6276; 1.5: 477.4163; 1.6: 598; 1.7: 239.2; 1.8: 8.4594; 1.9: 1993.3333; 2: 63.482; 2.1: 99.2446; 2.2: 4003.6224; 2.3: 63.9652; 2.4: -3526.2061; 2.5: -56.3376
| 2 | 92.05 | 1: 49.711; 1.1: 478.9444; 1.2: 0.64227; 1.3: 598.325; 1.4: 7.6479; 1.5: 478.9444; 1.6: 598.325; 1.7: 239.33; 1.8: 8.4594; 1.9: 1994.4167; 2: 63.5165; 2.1: 99.274; 2.2: 4006.7862; 2.3: 63.9809; 2.4: -3527.8418; 2.5: -56.3331
| 2 | 92.1 | 1: 49.8429; 1.1: 480.4756; 1.2: 0.64433; 1.3: 598.65; 1.4: 7.6681; 1.5: 480.4756; 1.6: 598.65; 1.7: 239.46; 1.8: 8.4594; 1.9: 1995.5; 2: 63.551; 2.1: 99.3036; 2.2: 4009.9436; 2.3: 63.9966; 2.4: -3529.468; 2.5: -56.3285
| 2 | 92.15 | 1: 49.9749; 1.1: 482.0098; 1.2: 0.64639; 1.3: 598.975; 1.4: 7.6885; 1.5: 482.0098; 1.6: 598.975; 1.7: 239.59; 1.8: 8.4594; 1.9: 1996.5833; 2: 63.5855; 2.1: 99.3334; 2.2: 4013.0946; 2.3: 64.0121; 2.4: -3531.0848; 2.5: -56.3237
| 2 | 92.2 | 1: 50.1071; 1.1: 483.5472; 1.2: 0.64845; 1.3: 599.3; 1.4: 7.7088; 1.5: 483.5472; 1.6: 599.3; 1.7: 239.72; 1.8: 8.4594; 1.9: 1997.6667; 2: 63.62; 2.1: 99.3634; 2.2: 4016.2392; 2.3: 64.0276; 2.4: -3532.6919; 2.5: -56.3188
| 2 | 92.25 | 1: 50.2395; 1.1: 485.0878; 1.2: 0.65051; 1.3: 599.625; 1.4: 7.7292; 1.5: 485.0878; 1.6: 599.625; 1.7: 239.85; 1.8: 8.4594; 1.9: 1998.75; 2: 63.6545; 2.1: 99.3935; 2.2: 4019.3772; 2.3: 64.0428; 2.4: -3534.2894; 2.5: -56.3137
| 2 | 92.3 | 1: 50.3721; 1.1: 486.6314; 1.2: 0.65258; 1.3: 599.95; 1.4: 7.7496; 1.5: 486.6314; 1.6: 599.95; 1.7: 239.98; 1.8: 8.4594; 1.9: 1999.8333; 2: 63.689; 2.1: 99.4239; 2.2: 4022.5087; 2.3: 64.058; 2.4: -3535.8773; 2.5: -56.3085
| 2 | 92.35 | 1: 50.5048; 1.1: 488.1781; 1.2: 0.65466; 1.3: 600.275; 1.4: 7.77; 1.5: 488.1781; 1.6: 600.275; 1.7: 240.11; 1.8: 8.4594; 1.9: 2000.9167; 2: 63.7235; 2.1: 99.4543; 2.2: 4025.6337; 2.3: 64.0731; 2.4: -3537.4556; 2.5: -56.3031
| 2 | 92.4 | 1: 50.6378; 1.1: 489.728; 1.2: 0.65674; 1.3: 600.6; 1.4: 7.7904; 1.5: 489.728; 1.6: 600.6; 1.7: 240.24; 1.8: 8.4594; 1.9: 2002; 2: 63.758; 2.1: 99.485; 2.2: 4028.7521; 2.3: 64.088; 2.4: -3539.024; 2.5: -56.2976
| 2 | 92.45 | 1: 50.7709; 1.1: 491.281; 1.2: 0.65882; 1.3: 600.925; 1.4: 7.8109; 1.5: 491.281; 1.6: 600.925; 1.7: 240.37; 1.8: 8.4594; 1.9: 2003.0833; 2: 63.7925; 2.1: 99.5158; 2.2: 4031.8638; 2.3: 64.1028; 2.4: -3540.5827; 2.5: -56.2919
| 2 | 92.5 | 1: 50.9042; 1.1: 492.8372; 1.2: 0.66091; 1.3: 601.25; 1.4: 7.8314; 1.5: 492.8372; 1.6: 601.25; 1.7: 240.5; 1.8: 8.4594; 1.9: 2004.1667; 2: 63.827; 2.1: 99.5468; 2.2: 4034.9688; 2.3: 64.1175; 2.4: -3542.1316; 2.5: -56.2861
| 2 | 92.55 | 1: 51.0376; 1.1: 494.3964; 1.2: 0.663; 1.3: 601.575; 1.4: 7.8519; 1.5: 494.3964; 1.6: 601.575; 1.7: 240.63; 1.8: 8.4594; 1.9: 2005.25; 2: 63.8615; 2.1: 99.578; 2.2: 4038.0671; 2.3: 64.1321; 2.4: -3543.6706; 2.5: -56.2801
| 2 | 92.6 | 1: 51.1713; 1.1: 495.9588; 1.2: 0.66509; 1.3: 601.9; 1.4: 7.8725; 1.5: 495.9588; 1.6: 601.9; 1.7: 240.76; 1.8: 8.4594; 1.9: 2006.3333; 2: 63.896; 2.1: 99.6094; 2.2: 4041.1586; 2.3: 64.1465; 2.4: -3545.1997; 2.5: -56.274
| 2 | 92.65 | 1: 51.3051; 1.1: 497.5244; 1.2: 0.66719; 1.3: 602.225; 1.4: 7.8931; 1.5: 497.5244; 1.6: 602.225; 1.7: 240.89; 1.8: 8.4594; 1.9: 2007.4167; 2: 63.9305; 2.1: 99.6409; 2.2: 4044.2433; 2.3: 64.1608; 2.4: -3546.7189; 2.5: -56.2678
| 2 | 92.7 | 1: 51.4391; 1.1: 499.0931; 1.2: 0.66929; 1.3: 602.55; 1.4: 7.9137; 1.5: 499.0931; 1.6: 602.55; 1.7: 241.02; 1.8: 8.4594; 1.9: 2008.5; 2: 63.965; 2.1: 99.6727; 2.2: 4047.3211; 2.3: 64.175; 2.4: -3548.228; 2.5: -56.2613
| 2 | 92.75 | 1: 51.5733; 1.1: 500.6649; 1.2: 0.6714; 1.3: 602.875; 1.4: 7.9344; 1.5: 500.6649; 1.6: 602.875; 1.7: 241.15; 1.8: 8.4594; 1.9: 2009.5833; 2: 63.9995; 2.1: 99.7045; 2.2: 4050.3921; 2.3: 64.1891; 2.4: -3549.7272; 2.5: -56.2548
| 2 | 92.8 | 1: 51.7077; 1.1: 502.2399; 1.2: 0.67351; 1.3: 603.2; 1.4: 7.955; 1.5: 502.2399; 1.6: 603.2; 1.7: 241.28; 1.8: 8.4594; 1.9: 2010.6667; 2: 64.034; 2.1: 99.7366; 2.2: 4053.4561; 2.3: 64.2031; 2.4: -3551.2162; 2.5: -56.248
| 2 | 92.85 | 1: 51.8422; 1.1: 503.818; 1.2: 0.67563; 1.3: 603.525; 1.4: 7.9757; 1.5: 503.818; 1.6: 603.525; 1.7: 241.41; 1.8: 8.4594; 1.9: 2011.75; 2: 64.0685; 2.1: 99.7689; 2.2: 4056.5131; 2.3: 64.2169; 2.4: -3552.6951; 2.5: -56.2412
| 2 | 92.9 | 1: 51.9769; 1.1: 505.3993; 1.2: 0.67775; 1.3: 603.85; 1.4: 7.9964; 1.5: 505.3993; 1.6: 603.85; 1.7: 241.54; 1.8: 8.4594; 1.9: 2012.8333; 2: 64.103; 2.1: 99.8013; 2.2: 4059.5632; 2.3: 64.2306; 2.4: -3554.1639; 2.5: -56.2341
| 2 | 92.95 | 1: 52.1118; 1.1: 506.9837; 1.2: 0.67988; 1.3: 604.175; 1.4: 8.0172; 1.5: 506.9837; 1.6: 604.175; 1.7: 241.67; 1.8: 8.4594; 1.9: 2013.9167; 2: 64.1375; 2.1: 99.834; 2.2: 4062.6061; 2.3: 64.2441; 2.4: -3555.6224; 2.5: -56.2269
| 2 | 93 | 1: 52.2469; 1.1: 508.5713; 1.2: 0.68201; 1.3: 604.5; 1.4: 8.038; 1.5: 508.5713; 1.6: 604.5; 1.7: 241.8; 1.8: 8.4594; 1.9: 2015; 2: 64.172; 2.1: 99.8668; 2.2: 4065.642; 2.3: 64.2576; 2.4: -3557.0707; 2.5: -56.2196
| 2 | 93.05 | 1: 52.3822; 1.1: 510.1621; 1.2: 0.68414; 1.3: 604.825; 1.4: 8.0588; 1.5: 510.1621; 1.6: 604.825; 1.7: 241.93; 1.8: 8.4594; 1.9: 2016.0833; 2: 64.2065; 2.1: 99.8998; 2.2: 4068.6708; 2.3: 64.2709; 2.4: -3558.5086; 2.5: -56.2121
| 2 | 93.1 | 1: 52.5176; 1.1: 511.7561; 1.2: 0.68628; 1.3: 605.15; 1.4: 8.0796; 1.5: 511.7561; 1.6: 605.15; 1.7: 242.06; 1.8: 8.4594; 1.9: 2017.1667; 2: 64.241; 2.1: 99.9329; 2.2: 4071.6923; 2.3: 64.2841; 2.4: -3559.9363; 2.5: -56.2045
| 2 | 93.15 | 1: 52.6532; 1.1: 513.3532; 1.2: 0.68842; 1.3: 605.475; 1.4: 8.1005; 1.5: 513.3532; 1.6: 605.475; 1.7: 242.19; 1.8: 8.4594; 1.9: 2018.25; 2: 64.2755; 2.1: 99.9663; 2.2: 4074.7066; 2.3: 64.2972; 2.4: -3561.3535; 2.5: -56.1967
| 2 | 93.2 | 1: 52.789; 1.1: 514.9534; 1.2: 0.69056; 1.3: 605.8; 1.4: 8.1214; 1.5: 514.9534; 1.6: 605.8; 1.7: 242.32; 1.8: 8.4594; 1.9: 2019.3333; 2: 64.31; 2.1: 99.9998; 2.2: 4077.7137; 2.3: 64.3101; 2.4: -3562.7603; 2.5: -56.1887
| 2 | 93.25 | 1: 52.925; 1.1: 516.5569; 1.2: 0.69271; 1.3: 606.125; 1.4: 8.1423; 1.5: 516.5569; 1.6: 606.125; 1.7: 242.45; 1.8: 8.4594; 1.9: 2020.4167; 2: 64.3445; 2.1: 100.0336; 2.2: 4080.7135; 2.3: 64.3229; 2.4: -3564.1566; 2.5: -56.1806
| 2 | 93.3 | 1: 53.0612; 1.1: 518.1635; 1.2: 0.69487; 1.3: 606.45; 1.4: 8.1633; 1.5: 518.1635; 1.6: 606.45; 1.7: 242.58; 1.8: 8.4594; 1.9: 2021.5; 2: 64.379; 2.1: 100.0675; 2.2: 4083.7059; 2.3: 64.3356; 2.4: -3565.5424; 2.5: -56.1723
| 2 | 93.35 | 1: 53.1975; 1.1: 519.7733; 1.2: 0.69703; 1.3: 606.775; 1.4: 8.1842; 1.5: 519.7733; 1.6: 606.775; 1.7: 242.71; 1.8: 8.4594; 1.9: 2022.5833; 2: 64.4135; 2.1: 100.1016; 2.2: 4086.6909; 2.3: 64.3481; 2.4: -3566.9176; 2.5: -56.1639
| 2 | 93.4 | 1: 53.334; 1.1: 521.3864; 1.2: 0.69919; 1.3: 607.1; 1.4: 8.2052; 1.5: 521.3864; 1.6: 607.1; 1.7: 242.84; 1.8: 8.4594; 1.9: 2023.6667; 2: 64.448; 2.1: 100.1359; 2.2: 4089.6686; 2.3: 64.3605; 2.4: -3568.2822; 2.5: -56.1553
| 2 | 93.45 | 1: 53.4707; 1.1: 523.0025; 1.2: 0.70136; 1.3: 607.425; 1.4: 8.2263; 1.5: 523.0025; 1.6: 607.425; 1.7: 242.97; 1.8: 8.4594; 1.9: 2024.75; 2: 64.4825; 2.1: 100.1704; 2.2: 4092.6387; 2.3: 64.3728; 2.4: -3569.6362; 2.5: -56.1465
| 2 | 93.5 | 1: 53.6076; 1.1: 524.6219; 1.2: 0.70353; 1.3: 607.75; 1.4: 8.2473; 1.5: 524.6219; 1.6: 607.75; 1.7: 243.1; 1.8: 8.4594; 1.9: 2025.8333; 2: 64.517; 2.1: 100.2051; 2.2: 4095.6013; 2.3: 64.3849; 2.4: -3570.9794; 2.5: -56.1376
| 2 | 93.55 | 1: 53.7447; 1.1: 526.2445; 1.2: 0.70571; 1.3: 608.075; 1.4: 8.2684; 1.5: 526.2445; 1.6: 608.075; 1.7: 243.23; 1.8: 8.4594; 1.9: 2026.9167; 2: 64.5515; 2.1: 100.24; 2.2: 4098.5564; 2.3: 64.397; 2.4: -3572.3119; 2.5: -56.1286
| 2 | 93.6 | 1: 53.8819; 1.1: 527.8703; 1.2: 0.70789; 1.3: 608.4; 1.4: 8.2895; 1.5: 527.8703; 1.6: 608.4; 1.7: 243.36; 1.8: 8.4594; 1.9: 2028; 2: 64.586; 2.1: 100.275; 2.2: 4101.5039; 2.3: 64.4088; 2.4: -3573.6336; 2.5: -56.1193
| 2 | 93.65 | 1: 54.0193; 1.1: 529.4993; 1.2: 0.71007; 1.3: 608.725; 1.4: 8.3107; 1.5: 529.4993; 1.6: 608.725; 1.7: 243.49; 1.8: 8.4594; 1.9: 2029.0833; 2: 64.6205; 2.1: 100.3103; 2.2: 4104.4438; 2.3: 64.4206; 2.4: -3574.9445; 2.5: -56.1099
| 2 | 93.7 | 1: 54.1569; 1.1: 531.1314; 1.2: 0.71226; 1.3: 609.05; 1.4: 8.3318; 1.5: 531.1314; 1.6: 609.05; 1.7: 243.62; 1.8: 8.4594; 1.9: 2030.1667; 2: 64.655; 2.1: 100.3457; 2.2: 4107.3759; 2.3: 64.4322; 2.4: -3576.2445; 2.5: -56.1004
| 2 | 93.75 | 1: 54.2947; 1.1: 532.7668; 1.2: 0.71445; 1.3: 609.375; 1.4: 8.353; 1.5: 532.7668; 1.6: 609.375; 1.7: 243.75; 1.8: 8.4594; 1.9: 2031.25; 2: 64.6895; 2.1: 100.3814; 2.2: 4110.3004; 2.3: 64.4437; 2.4: -3577.5336; 2.5: -56.0907
| 2 | 93.8 | 1: 54.4327; 1.1: 534.4054; 1.2: 0.71665; 1.3: 609.7; 1.4: 8.3743; 1.5: 534.4054; 1.6: 609.7; 1.7: 243.88; 1.8: 8.4594; 1.9: 2032.3333; 2: 64.724; 2.1: 100.4172; 2.2: 4113.2171; 2.3: 64.4551; 2.4: -3578.8116; 2.5: -56.0808
| 2 | 93.85 | 1: 54.5708; 1.1: 536.0472; 1.2: 0.71885; 1.3: 610.025; 1.4: 8.3955; 1.5: 536.0472; 1.6: 610.025; 1.7: 244.01; 1.8: 8.4594; 1.9: 2033.4167; 2: 64.7585; 2.1: 100.4533; 2.2: 4116.126; 2.3: 64.4663; 2.4: -3580.0787; 2.5: -56.0708
| 2 | 93.9 | 1: 54.7091; 1.1: 537.6923; 1.2: 0.72106; 1.3: 610.35; 1.4: 8.4168; 1.5: 537.6923; 1.6: 610.35; 1.7: 244.14; 1.8: 8.4594; 1.9: 2034.5; 2: 64.793; 2.1: 100.4895; 2.2: 4119.027; 2.3: 64.4774; 2.4: -3581.3348; 2.5: -56.0606
| 2 | 93.95 | 1: 54.8476; 1.1: 539.3405; 1.2: 0.72327; 1.3: 610.675; 1.4: 8.4381; 1.5: 539.3405; 1.6: 610.675; 1.7: 244.27; 1.8: 8.4594; 1.9: 2035.5833; 2: 64.8275; 2.1: 100.526; 2.2: 4121.9202; 2.3: 64.4883; 2.4: -3582.5797; 2.5: -56.0502
| 2 | 94 | 1: 54.9863; 1.1: 540.992; 1.2: 0.72548; 1.3: 611; 1.4: 8.4594; 1.5: 540.992; 1.6: 611; 1.7: 244.4; 1.8: 8.4594; 1.9: 2036.6667; 2: 64.862; 2.1: 100.5626; 2.2: 4124.8054; 2.3: 64.4991; 2.4: -3583.8134; 2.5: -56.0397
| 2 | 94.05 | 1: 55.1252; 1.1: 542.6467; 1.2: 0.7277; 1.3: 611.325; 1.4: 8.4808; 1.5: 542.6467; 1.6: 611.325; 1.7: 244.53; 1.8: 8.4594; 1.9: 2037.75; 2: 64.8965; 2.1: 100.5994; 2.2: 4127.6827; 2.3: 64.5098; 2.4: -3585.036; 2.5: -56.029
| 2 | 94.1 | 1: 55.2642; 1.1: 544.3046; 1.2: 0.72992; 1.3: 611.65; 1.4: 8.5022; 1.5: 544.3046; 1.6: 611.65; 1.7: 244.66; 1.8: 8.4594; 1.9: 2038.8333; 2: 64.931; 2.1: 100.6365; 2.2: 4130.552; 2.3: 64.5204; 2.4: -3586.2473; 2.5: -56.0182
| 2 | 94.15 | 1: 55.4034; 1.1: 545.9658; 1.2: 0.73215; 1.3: 611.975; 1.4: 8.5236; 1.5: 545.9658; 1.6: 611.975; 1.7: 244.79; 1.8: 8.4594; 1.9: 2039.9167; 2: 64.9655; 2.1: 100.6737; 2.2: 4133.4132; 2.3: 64.5308; 2.4: -3587.4474; 2.5: -56.0071
| 2 | 94.2 | 1: 55.5428; 1.1: 547.6302; 1.2: 0.73438; 1.3: 612.3; 1.4: 8.5451; 1.5: 547.6302; 1.6: 612.3; 1.7: 244.92; 1.8: 8.4594; 1.9: 2041; 2: 65; 2.1: 100.7111; 2.2: 4136.2663; 2.3: 64.541; 2.4: -3588.6361; 2.5: -55.996
| 2 | 94.25 | 1: 55.6824; 1.1: 549.2978; 1.2: 0.73662; 1.3: 612.625; 1.4: 8.5665; 1.5: 549.2978; 1.6: 612.625; 1.7: 245.05; 1.8: 8.4594; 1.9: 2042.0833; 2: 65.0345; 2.1: 100.7488; 2.2: 4139.1113; 2.3: 64.5512; 2.4: -3589.8134; 2.5: -55.9846
| 2 | 94.3 | 1: 55.8222; 1.1: 550.9687; 1.2: 0.73886; 1.3: 612.95; 1.4: 8.588; 1.5: 550.9687; 1.6: 612.95; 1.7: 245.18; 1.8: 8.4594; 1.9: 2043.1667; 2: 65.069; 2.1: 100.7866; 2.2: 4141.9481; 2.3: 64.5611; 2.4: -3590.9794; 2.5: -55.9731
| 2 | 94.35 | 1: 55.9621; 1.1: 552.6428; 1.2: 0.74111; 1.3: 613.275; 1.4: 8.6096; 1.5: 552.6428; 1.6: 613.275; 1.7: 245.31; 1.8: 8.4594; 1.9: 2044.25; 2: 65.1035; 2.1: 100.8247; 2.2: 4144.7766; 2.3: 64.571; 2.4: -3592.1338; 2.5: -55.9614
| 2 | 94.4 | 1: 56.1023; 1.1: 554.3202; 1.2: 0.74336; 1.3: 613.6; 1.4: 8.6311; 1.5: 554.3202; 1.6: 613.6; 1.7: 245.44; 1.8: 8.4594; 1.9: 2045.3333; 2: 65.138; 2.1: 100.8629; 2.2: 4147.597; 2.3: 64.5807; 2.4: -3593.2768; 2.5: -55.9496
| 2 | 94.45 | 1: 56.2426; 1.1: 556.0008; 1.2: 0.74561; 1.3: 613.925; 1.4: 8.6527; 1.5: 556.0008; 1.6: 613.925; 1.7: 245.57; 1.8: 8.4594; 1.9: 2046.4167; 2: 65.1725; 2.1: 100.9014; 2.2: 4150.409; 2.3: 64.5903; 2.4: -3594.4082; 2.5: -55.9376
| 2 | 94.5 | 1: 56.383; 1.1: 557.6847; 1.2: 0.74787; 1.3: 614.25; 1.4: 8.6743; 1.5: 557.6847; 1.6: 614.25; 1.7: 245.7; 1.8: 8.4594; 1.9: 2047.5; 2: 65.207; 2.1: 100.9401; 2.2: 4153.2126; 2.3: 64.5997; 2.4: -3595.528; 2.5: -55.9254
| 2 | 94.55 | 1: 56.5237; 1.1: 559.3718; 1.2: 0.75013; 1.3: 614.575; 1.4: 8.696; 1.5: 559.3718; 1.6: 614.575; 1.7: 245.83; 1.8: 8.4594; 1.9: 2048.5833; 2: 65.2415; 2.1: 100.979; 2.2: 4156.0079; 2.3: 64.609; 2.4: -3596.6361; 2.5: -55.9131
| 2 | 94.6 | 1: 56.6646; 1.1: 561.0622; 1.2: 0.7524; 1.3: 614.9; 1.4: 8.7176; 1.5: 561.0622; 1.6: 614.9; 1.7: 245.96; 1.8: 8.4594; 1.9: 2049.6667; 2: 65.276; 2.1: 101.0181; 2.2: 4158.7947; 2.3: 64.6182; 2.4: -3597.7325; 2.5: -55.9005
| 2 | 94.65 | 1: 56.8056; 1.1: 562.7559; 1.2: 0.75467; 1.3: 615.225; 1.4: 8.7393; 1.5: 562.7559; 1.6: 615.225; 1.7: 246.09; 1.8: 8.4594; 1.9: 2050.75; 2: 65.3105; 2.1: 101.0574; 2.2: 4161.5731; 2.3: 64.6272; 2.4: -3598.8173; 2.5: -55.8879
| 2 | 94.7 | 1: 56.9468; 1.1: 564.4528; 1.2: 0.75694; 1.3: 615.55; 1.4: 8.761; 1.5: 564.4528; 1.6: 615.55; 1.7: 246.22; 1.8: 8.4594; 1.9: 2051.8333; 2: 65.345; 2.1: 101.0969; 2.2: 4164.343; 2.3: 64.636; 2.4: -3599.8902; 2.5: -55.875
| 2 | 94.75 | 1: 57.0882; 1.1: 566.153; 1.2: 0.75922; 1.3: 615.875; 1.4: 8.7828; 1.5: 566.153; 1.6: 615.875; 1.7: 246.35; 1.8: 8.4594; 1.9: 2052.9167; 2: 65.3795; 2.1: 101.1366; 2.2: 4167.1043; 2.3: 64.6448; 2.4: -3600.9513; 2.5: -55.862
| 2 | 94.8 | 1: 57.2297; 1.1: 567.8564; 1.2: 0.76151; 1.3: 616.2; 1.4: 8.8046; 1.5: 567.8564; 1.6: 616.2; 1.7: 246.48; 1.8: 8.4594; 1.9: 2054; 2: 65.414; 2.1: 101.1765; 2.2: 4169.857; 2.3: 64.6534; 2.4: -3602.0005; 2.5: -55.8488
| 2 | 94.85 | 1: 57.3715; 1.1: 569.5632; 1.2: 0.7638; 1.3: 616.525; 1.4: 8.8264; 1.5: 569.5632; 1.6: 616.525; 1.7: 246.61; 1.8: 8.4594; 1.9: 2055.0833; 2: 65.4485; 2.1: 101.2167; 2.2: 4172.601; 2.3: 64.6618; 2.4: -3603.0379; 2.5: -55.8354
| 2 | 94.9 | 1: 57.5134; 1.1: 571.2732; 1.2: 0.76609; 1.3: 616.85; 1.4: 8.8482; 1.5: 571.2732; 1.6: 616.85; 1.7: 246.74; 1.8: 8.4594; 1.9: 2056.1667; 2: 65.483; 2.1: 101.257; 2.2: 4175.3364; 2.3: 64.6701; 2.4: -3604.0632; 2.5: -55.8219
| 2 | 94.95 | 1: 57.6555; 1.1: 572.9865; 1.2: 0.76839; 1.3: 617.175; 1.4: 8.8701; 1.5: 572.9865; 1.6: 617.175; 1.7: 246.87; 1.8: 8.4594; 1.9: 2057.25; 2: 65.5175; 2.1: 101.2976; 2.2: 4178.063; 2.3: 64.6783; 2.4: -3605.0766; 2.5: -55.8082
| 2 | 95 | 1: 57.7978; 1.1: 574.7031; 1.2: 0.77069; 1.3: 617.5; 1.4: 8.892; 1.5: 574.7031; 1.6: 617.5; 1.7: 247; 1.8: 8.4594; 1.9: 2058.3333; 2: 65.552; 2.1: 101.3384; 2.2: 4180.7809; 2.3: 64.6863; 2.4: -3606.0778; 2.5: -55.7943
| 2 | 95.05 | 1: 57.9403; 1.1: 576.4229; 1.2: 0.773; 1.3: 617.825; 1.4: 8.9139; 1.5: 576.4229; 1.6: 617.825; 1.7: 247.13; 1.8: 8.4594; 1.9: 2059.4167; 2: 65.5865; 2.1: 101.3794; 2.2: 4183.49; 2.3: 64.6941; 2.4: -3607.067; 2.5: -55.7802
| 2 | 95.1 | 1: 58.083; 1.1: 578.1461; 1.2: 0.77531; 1.3: 618.15; 1.4: 8.9358; 1.5: 578.1461; 1.6: 618.15; 1.7: 247.26; 1.8: 8.4594; 1.9: 2060.5; 2: 65.621; 2.1: 101.4206; 2.2: 4186.1902; 2.3: 64.7018; 2.4: -3608.0441; 2.5: -55.766
| 2 | 95.15 | 1: 58.2258; 1.1: 579.8726; 1.2: 0.77762; 1.3: 618.475; 1.4: 8.9578; 1.5: 579.8726; 1.6: 618.475; 1.7: 247.39; 1.8: 8.4594; 1.9: 2061.5833; 2: 65.6555; 2.1: 101.4621; 2.2: 4188.8815; 2.3: 64.7094; 2.4: -3609.0089; 2.5: -55.7516
| 2 | 95.2 | 1: 58.3688; 1.1: 581.6023; 1.2: 0.77994; 1.3: 618.8; 1.4: 8.9798; 1.5: 581.6023; 1.6: 618.8; 1.7: 247.52; 1.8: 8.4594; 1.9: 2062.6667; 2: 65.69; 2.1: 101.5037; 2.2: 4191.5639; 2.3: 64.7169; 2.4: -3609.9616; 2.5: -55.737
| 2 | 95.25 | 1: 58.512; 1.1: 583.3354; 1.2: 0.78227; 1.3: 619.125; 1.4: 9.0018; 1.5: 583.3354; 1.6: 619.125; 1.7: 247.65; 1.8: 8.4594; 1.9: 2063.75; 2: 65.7245; 2.1: 101.5456; 2.2: 4194.2373; 2.3: 64.7241; 2.4: -3610.9019; 2.5: -55.7223
| 2 | 95.3 | 1: 58.6554; 1.1: 585.0718; 1.2: 0.78459; 1.3: 619.45; 1.4: 9.0239; 1.5: 585.0718; 1.6: 619.45; 1.7: 247.78; 1.8: 8.4594; 1.9: 2064.8333; 2: 65.759; 2.1: 101.5877; 2.2: 4196.9017; 2.3: 64.7313; 2.4: -3611.8299; 2.5: -55.7074
| 2 | 95.35 | 1: 58.7989; 1.1: 586.8114; 1.2: 0.78693; 1.3: 619.775; 1.4: 9.046; 1.5: 586.8114; 1.6: 619.775; 1.7: 247.91; 1.8: 8.4594; 1.9: 2065.9167; 2: 65.7935; 2.1: 101.63; 2.2: 4199.557; 2.3: 64.7383; 2.4: -3612.7456; 2.5: -55.6923
| 2 | 95.4 | 1: 58.9427; 1.1: 588.5544; 1.2: 0.78926; 1.3: 620.1; 1.4: 9.0681; 1.5: 588.5544; 1.6: 620.1; 1.7: 248.04; 1.8: 8.4594; 1.9: 2067; 2: 65.828; 2.1: 101.6726; 2.2: 4202.2032; 2.3: 64.7451; 2.4: -3613.6488; 2.5: -55.677
| 2 | 95.45 | 1: 59.0866; 1.1: 590.3007; 1.2: 0.79161; 1.3: 620.425; 1.4: 9.0902; 1.5: 590.3007; 1.6: 620.425; 1.7: 248.17; 1.8: 8.4594; 1.9: 2068.0833; 2: 65.8625; 2.1: 101.7154; 2.2: 4204.8403; 2.3: 64.7518; 2.4: -3614.5396; 2.5: -55.6616
| 2 | 95.5 | 1: 59.2307; 1.1: 592.0503; 1.2: 0.79395; 1.3: 620.75; 1.4: 9.1124; 1.5: 592.0503; 1.6: 620.75; 1.7: 248.3; 1.8: 8.4594; 1.9: 2069.1667; 2: 65.897; 2.1: 101.7584; 2.2: 4207.4681; 2.3: 64.7583; 2.4: -3615.4178; 2.5: -55.6459
| 2 | 95.55 | 1: 59.375; 1.1: 593.8033; 1.2: 0.7963; 1.3: 621.075; 1.4: 9.1346; 1.5: 593.8033; 1.6: 621.075; 1.7: 248.43; 1.8: 8.4594; 1.9: 2070.25; 2: 65.9315; 2.1: 101.8016; 2.2: 4210.0868; 2.3: 64.7647; 2.4: -3616.2835; 2.5: -55.6301
| 2 | 95.6 | 1: 59.5194; 1.1: 595.5595; 1.2: 0.79866; 1.3: 621.4; 1.4: 9.1568; 1.5: 595.5595; 1.6: 621.4; 1.7: 248.56; 1.8: 8.4594; 1.9: 2071.3333; 2: 65.966; 2.1: 101.845; 2.2: 4212.6961; 2.3: 64.771; 2.4: -3617.1366; 2.5: -55.6141
| 2 | 95.65 | 1: 59.6641; 1.1: 597.3191; 1.2: 0.80102; 1.3: 621.725; 1.4: 9.1791; 1.5: 597.3191; 1.6: 621.725; 1.7: 248.69; 1.8: 8.4594; 1.9: 2072.4167; 2: 66.0005; 2.1: 101.8887; 2.2: 4215.2962; 2.3: 64.7771; 2.4: -3617.9771; 2.5: -55.598
| 2 | 95.7 | 1: 59.8089; 1.1: 599.082; 1.2: 0.80338; 1.3: 622.05; 1.4: 9.2014; 1.5: 599.082; 1.6: 622.05; 1.7: 248.82; 1.8: 8.4594; 1.9: 2073.5; 2: 66.035; 2.1: 101.9326; 2.2: 4217.8869; 2.3: 64.783; 2.4: -3618.8049; 2.5: -55.5817
| 2 | 95.75 | 1: 59.9539; 1.1: 600.8482; 1.2: 0.80575; 1.3: 622.375; 1.4: 9.2237; 1.5: 600.8482; 1.6: 622.375; 1.7: 248.95; 1.8: 8.4594; 1.9: 2074.5833; 2: 66.0695; 2.1: 101.9767; 2.2: 4220.4681; 2.3: 64.7888; 2.4: -3619.6199; 2.5: -55.5651
| 2 | 95.8 | 1: 60.0991; 1.1: 602.6178; 1.2: 0.80812; 1.3: 622.7; 1.4: 9.246; 1.5: 602.6178; 1.6: 622.7; 1.7: 249.08; 1.8: 8.4594; 1.9: 2075.6667; 2: 66.104; 2.1: 102.0211; 2.2: 4223.04; 2.3: 64.7945; 2.4: -3620.4222; 2.5: -55.5485
| 2 | 95.85 | 1: 60.2445; 1.1: 604.3907; 1.2: 0.8105; 1.3: 623.025; 1.4: 9.2684; 1.5: 604.3907; 1.6: 623.025; 1.7: 249.21; 1.8: 8.4594; 1.9: 2076.75; 2: 66.1385; 2.1: 102.0657; 2.2: 4225.6023; 2.3: 64.8; 2.4: -3621.2116; 2.5: -55.5316
| 2 | 95.9 | 1: 60.39; 1.1: 606.167; 1.2: 0.81288; 1.3: 623.35; 1.4: 9.2908; 1.5: 606.167; 1.6: 623.35; 1.7: 249.34; 1.8: 8.4594; 1.9: 2077.8333; 2: 66.173; 2.1: 102.1105; 2.2: 4228.1552; 2.3: 64.8053; 2.4: -3621.9882; 2.5: -55.5145
| 2 | 95.95 | 1: 60.5358; 1.1: 607.9466; 1.2: 0.81527; 1.3: 623.675; 1.4: 9.3132; 1.5: 607.9466; 1.6: 623.675; 1.7: 249.47; 1.8: 8.4594; 1.9: 2078.9167; 2: 66.2075; 2.1: 102.1556; 2.2: 4230.6984; 2.3: 64.8105; 2.4: -3622.7518; 2.5: -55.4973
| 2 | 96 | 1: 60.6817; 1.1: 609.7296; 1.2: 0.81766; 1.3: 624; 1.4: 9.3356; 1.5: 609.7296; 1.6: 624; 1.7: 249.6; 1.8: 8.4594; 1.9: 2080; 2: 66.242; 2.1: 102.2009; 2.2: 4233.232; 2.3: 64.8155; 2.4: -3623.5025; 2.5: -55.4799
| 2 | 96.05 | 1: 60.8278; 1.1: 611.5159; 1.2: 0.82006; 1.3: 624.325; 1.4: 9.3581; 1.5: 611.5159; 1.6: 624.325; 1.7: 249.73; 1.8: 8.4594; 1.9: 2081.0833; 2: 66.2765; 2.1: 102.2464; 2.2: 4235.756; 2.3: 64.8204; 2.4: -3624.2402; 2.5: -55.4623
| 2 | 96.1 | 1: 60.9741; 1.1: 613.3055; 1.2: 0.82246; 1.3: 624.65; 1.4: 9.3806; 1.5: 613.3055; 1.6: 624.65; 1.7: 249.86; 1.8: 8.4594; 1.9: 2082.1667; 2: 66.311; 2.1: 102.2922; 2.2: 4238.2703; 2.3: 64.8251; 2.4: -3624.9648; 2.5: -55.4445
| 2 | 96.15 | 1: 61.1205; 1.1: 615.0985; 1.2: 0.82486; 1.3: 624.975; 1.4: 9.4032; 1.5: 615.0985; 1.6: 624.975; 1.7: 249.99; 1.8: 8.4594; 1.9: 2083.25; 2: 66.3455; 2.1: 102.3382; 2.2: 4240.7749; 2.3: 64.8297; 2.4: -3625.6763; 2.5: -55.4266
| 2 | 96.2 | 1: 61.2672; 1.1: 616.8949; 1.2: 0.82727; 1.3: 625.3; 1.4: 9.4257; 1.5: 616.8949; 1.6: 625.3; 1.7: 250.12; 1.8: 8.4594; 1.9: 2084.3333; 2: 66.38; 2.1: 102.3844; 2.2: 4243.2696; 2.3: 64.8341; 2.4: -3626.3747; 2.5: -55.4084
| 2 | 96.25 | 1: 61.414; 1.1: 618.6947; 1.2: 0.82968; 1.3: 625.625; 1.4: 9.4483; 1.5: 618.6947; 1.6: 625.625; 1.7: 250.25; 1.8: 8.4594; 1.9: 2085.4167; 2: 66.4145; 2.1: 102.4309; 2.2: 4245.7546; 2.3: 64.8384; 2.4: -3627.0599; 2.5: -55.3901
| 2 | 96.3 | 1: 61.561; 1.1: 620.4978; 1.2: 0.8321; 1.3: 625.95; 1.4: 9.4709; 1.5: 620.4978; 1.6: 625.95; 1.7: 250.38; 1.8: 8.4594; 1.9: 2086.5; 2: 66.449; 2.1: 102.4776; 2.2: 4248.2297; 2.3: 64.8425; 2.4: -3627.7319; 2.5: -55.3716
| 2 | 96.35 | 1: 61.7082; 1.1: 622.3043; 1.2: 0.83452; 1.3: 626.275; 1.4: 9.4936; 1.5: 622.3043; 1.6: 626.275; 1.7: 250.51; 1.8: 8.4594; 1.9: 2087.5833; 2: 66.4835; 2.1: 102.5245; 2.2: 4250.6948; 2.3: 64.8465; 2.4: -3628.3906; 2.5: -55.3529
| 2 | 96.4 | 1: 61.8555; 1.1: 624.1141; 1.2: 0.83695; 1.3: 626.6; 1.4: 9.5162; 1.5: 624.1141; 1.6: 626.6; 1.7: 250.64; 1.8: 8.4594; 1.9: 2088.6667; 2: 66.518; 2.1: 102.5717; 2.2: 4253.15; 2.3: 64.8503; 2.4: -3629.0359; 2.5: -55.3341
| 2 | 96.45 | 1: 62.0031; 1.1: 625.9273; 1.2: 0.83938; 1.3: 626.925; 1.4: 9.5389; 1.5: 625.9273; 1.6: 626.925; 1.7: 250.77; 1.8: 8.4594; 1.9: 2089.75; 2: 66.5525; 2.1: 102.6191; 2.2: 4255.5953; 2.3: 64.8539; 2.4: -3629.6679; 2.5: -55.315
| 2 | 96.5 | 1: 62.1508; 1.1: 627.744; 1.2: 0.84182; 1.3: 627.25; 1.4: 9.5617; 1.5: 627.744; 1.6: 627.25; 1.7: 250.9; 1.8: 8.4594; 1.9: 2090.8333; 2: 66.587; 2.1: 102.6668; 2.2: 4258.0305; 2.3: 64.8574; 2.4: -3630.2865; 2.5: -55.2958
| 2 | 96.55 | 1: 62.2987; 1.1: 629.5639; 1.2: 0.84426; 1.3: 627.575; 1.4: 9.5844; 1.5: 629.5639; 1.6: 627.575; 1.7: 251.03; 1.8: 8.4594; 1.9: 2091.9167; 2: 66.6215; 2.1: 102.7147; 2.2: 4260.4556; 2.3: 64.8608; 2.4: -3630.8916; 2.5: -55.2763
| 2 | 96.6 | 1: 62.4468; 1.1: 631.3873; 1.2: 0.8467; 1.3: 627.9; 1.4: 9.6072; 1.5: 631.3873; 1.6: 627.9; 1.7: 251.16; 1.8: 8.4594; 1.9: 2093; 2: 66.6561; 2.1: 102.7629; 2.2: 4262.8706; 2.3: 64.8639; 2.4: -3631.4833; 2.5: -55.2567
| 2 | 96.65 | 1: 62.5951; 1.1: 633.2141; 1.2: 0.84915; 1.3: 628.225; 1.4: 9.63; 1.5: 633.2141; 1.6: 628.225; 1.7: 251.29; 1.8: 8.4594; 1.9: 2094.0833; 2: 66.6906; 2.1: 102.8113; 2.2: 4265.2754; 2.3: 64.8669; 2.4: -3632.0613; 2.5: -55.2369
| 2 | 96.7 | 1: 62.7436; 1.1: 635.0443; 1.2: 0.85161; 1.3: 628.55; 1.4: 9.6529; 1.5: 635.0443; 1.6: 628.55; 1.7: 251.42; 1.8: 8.4594; 1.9: 2095.1667; 2: 66.7251; 2.1: 102.86; 2.2: 4267.6701; 2.3: 64.8698; 2.4: -3632.6258; 2.5: -55.217
| 2 | 96.75 | 1: 62.8922; 1.1: 636.8778; 1.2: 0.85407; 1.3: 628.875; 1.4: 9.6757; 1.5: 636.8778; 1.6: 628.875; 1.7: 251.55; 1.8: 8.4594; 1.9: 2096.25; 2: 66.7596; 2.1: 102.9089; 2.2: 4270.0545; 2.3: 64.8725; 2.4: -3633.1767; 2.5: -55.1968
| 2 | 96.8 | 1: 63.041; 1.1: 638.7148; 1.2: 0.85653; 1.3: 629.2; 1.4: 9.6986; 1.5: 638.7148; 1.6: 629.2; 1.7: 251.68; 1.8: 8.4594; 1.9: 2097.3333; 2: 66.7941; 2.1: 102.958; 2.2: 4272.4286; 2.3: 64.8751; 2.4: -3633.7138; 2.5: -55.1764
| 2 | 96.85 | 1: 63.19; 1.1: 640.5551; 1.2: 0.859; 1.3: 629.525; 1.4: 9.7215; 1.5: 640.5551; 1.6: 629.525; 1.7: 251.81; 1.8: 8.4594; 1.9: 2098.4167; 2: 66.8286; 2.1: 103.0074; 2.2: 4274.7924; 2.3: 64.8774; 2.4: -3634.2373; 2.5: -55.1559
| 2 | 96.9 | 1: 63.3392; 1.1: 642.3989; 1.2: 0.86147; 1.3: 629.85; 1.4: 9.7445; 1.5: 642.3989; 1.6: 629.85; 1.7: 251.94; 1.8: 8.4594; 1.9: 2099.5; 2: 66.8631; 2.1: 103.057; 2.2: 4277.1458; 2.3: 64.8797; 2.4: -3634.7469; 2.5: -55.1352
| 2 | 96.95 | 1: 63.4886; 1.1: 644.2461; 1.2: 0.86395; 1.3: 630.175; 1.4: 9.7675; 1.5: 644.2461; 1.6: 630.175; 1.7: 252.07; 1.8: 8.4594; 1.9: 2100.5833; 2: 66.8976; 2.1: 103.1069; 2.2: 4279.4888; 2.3: 64.8817; 2.4: -3635.2428; 2.5: -55.1142
| 2 | 97 | 1: 63.6381; 1.1: 646.0967; 1.2: 0.86643; 1.3: 630.5; 1.4: 9.7905; 1.5: 646.0967; 1.6: 630.5; 1.7: 252.2; 1.8: 8.4594; 1.9: 2101.6667; 2: 66.9321; 2.1: 103.1571; 2.2: 4281.8214; 2.3: 64.8836; 2.4: -3635.7247; 2.5: -55.0931
| 2 | 97.05 | 1: 63.7879; 1.1: 647.9507; 1.2: 0.86892; 1.3: 630.825; 1.4: 9.8135; 1.5: 647.9507; 1.6: 630.825; 1.7: 252.33; 1.8: 8.4594; 1.9: 2102.75; 2: 66.9666; 2.1: 103.2075; 2.2: 4284.1435; 2.3: 64.8854; 2.4: -3636.1928; 2.5: -55.0718
| 2 | 97.1 | 1: 63.9378; 1.1: 649.8081; 1.2: 0.87141; 1.3: 631.15; 1.4: 9.8366; 1.5: 649.8081; 1.6: 631.15; 1.7: 252.46; 1.8: 8.4594; 1.9: 2103.8333; 2: 67.0011; 2.1: 103.2582; 2.2: 4286.455; 2.3: 64.8869; 2.4: -3636.6469; 2.5: -55.0504
| 2 | 97.15 | 1: 64.0879; 1.1: 651.6689; 1.2: 0.8739; 1.3: 631.475; 1.4: 9.8597; 1.5: 651.6689; 1.6: 631.475; 1.7: 252.59; 1.8: 8.4594; 1.9: 2104.9167; 2: 67.0356; 2.1: 103.3091; 2.2: 4288.756; 2.3: 64.8884; 2.4: -3637.0871; 2.5: -55.0287
| 2 | 97.2 | 1: 64.2381; 1.1: 653.5332; 1.2: 0.8764; 1.3: 631.8; 1.4: 9.8828; 1.5: 653.5332; 1.6: 631.8; 1.7: 252.72; 1.8: 8.4594; 1.9: 2106; 2: 67.0701; 2.1: 103.3602; 2.2: 4291.0463; 2.3: 64.8896; 2.4: -3637.5132; 2.5: -55.0068
| 2 | 97.25 | 1: 64.3886; 1.1: 655.4009; 1.2: 0.87891; 1.3: 632.125; 1.4: 9.9059; 1.5: 655.4009; 1.6: 632.125; 1.7: 252.85; 1.8: 8.4594; 1.9: 2107.0833; 2: 67.1046; 2.1: 103.4117; 2.2: 4293.326; 2.3: 64.8907; 2.4: -3637.9252; 2.5: -54.9848
| 2 | 97.3 | 1: 64.5392; 1.1: 657.272; 1.2: 0.88142; 1.3: 632.45; 1.4: 9.9291; 1.5: 657.272; 1.6: 632.45; 1.7: 252.98; 1.8: 8.4594; 1.9: 2108.1667; 2: 67.1391; 2.1: 103.4634; 2.2: 4295.595; 2.3: 64.8916; 2.4: -3638.323; 2.5: -54.9625
| 2 | 97.35 | 1: 64.6901; 1.1: 659.1466; 1.2: 0.88393; 1.3: 632.775; 1.4: 9.9523; 1.5: 659.1466; 1.6: 632.775; 1.7: 253.11; 1.8: 8.4594; 1.9: 2109.25; 2: 67.1736; 2.1: 103.5153; 2.2: 4297.8533; 2.3: 64.8924; 2.4: -3638.7067; 2.5: -54.9401
| 2 | 97.4 | 1: 64.8411; 1.1: 661.0245; 1.2: 0.88645; 1.3: 633.1; 1.4: 9.9756; 1.5: 661.0245; 1.6: 633.1; 1.7: 253.24; 1.8: 8.4594; 1.9: 2110.3333; 2: 67.2081; 2.1: 103.5675; 2.2: 4300.1008; 2.3: 64.893; 2.4: -3639.0762; 2.5: -54.9175
| 2 | 97.45 | 1: 64.9923; 1.1: 662.906; 1.2: 0.88897; 1.3: 633.425; 1.4: 9.9988; 1.5: 662.906; 1.6: 633.425; 1.7: 253.37; 1.8: 8.4594; 1.9: 2111.4167; 2: 67.2426; 2.1: 103.62; 2.2: 4302.3374; 2.3: 64.8935; 2.4: -3639.4314; 2.5: -54.8946
| 2 | 97.5 | 1: 65.1436; 1.1: 664.7909; 1.2: 0.8915; 1.3: 633.75; 1.4: 10.0221; 1.5: 664.7909; 1.6: 633.75; 1.7: 253.5; 1.8: 8.4594; 1.9: 2112.5; 2: 67.2771; 2.1: 103.6727; 2.2: 4304.5632; 2.3: 64.8937; 2.4: -3639.7723; 2.5: -54.8716
| 2 | 97.55 | 1: 65.2952; 1.1: 666.6792; 1.2: 0.89403; 1.3: 634.075; 1.4: 10.0454; 1.5: 666.6792; 1.6: 634.075; 1.7: 253.63; 1.8: 8.4594; 1.9: 2113.5833; 2: 67.3116; 2.1: 103.7257; 2.2: 4306.7781; 2.3: 64.8938; 2.4: -3640.0989; 2.5: -54.8484
| 2 | 97.6 | 1: 65.4469; 1.1: 668.571; 1.2: 0.89657; 1.3: 634.4; 1.4: 10.0688; 1.5: 668.571; 1.6: 634.4; 1.7: 253.76; 1.8: 8.4594; 1.9: 2114.6667; 2: 67.3461; 2.1: 103.7789; 2.2: 4308.982; 2.3: 64.8938; 2.4: -3640.4111; 2.5: -54.825
| 2 | 97.65 | 1: 65.5989; 1.1: 670.4662; 1.2: 0.89911; 1.3: 634.725; 1.4: 10.0921; 1.5: 670.4662; 1.6: 634.725; 1.7: 253.89; 1.8: 8.4594; 1.9: 2115.75; 2: 67.3806; 2.1: 103.8324; 2.2: 4311.175; 2.3: 64.8936; 2.4: -3640.7088; 2.5: -54.8014
| 2 | 97.7 | 1: 65.751; 1.1: 672.3649; 1.2: 0.90166; 1.3: 635.05; 1.4: 10.1155; 1.5: 672.3649; 1.6: 635.05; 1.7: 254.02; 1.8: 8.4594; 1.9: 2116.8333; 2: 67.4151; 2.1: 103.8862; 2.2: 4313.3569; 2.3: 64.8932; 2.4: -3640.992; 2.5: -54.7777
| 2 | 97.75 | 1: 65.9032; 1.1: 674.267; 1.2: 0.90421; 1.3: 635.375; 1.4: 10.139; 1.5: 674.267; 1.6: 635.375; 1.7: 254.15; 1.8: 8.4594; 1.9: 2117.9167; 2: 67.4496; 2.1: 103.9403; 2.2: 4315.5278; 2.3: 64.8926; 2.4: -3641.2607; 2.5: -54.7537
| 2 | 97.8 | 1: 66.0557; 1.1: 676.1726; 1.2: 0.90676; 1.3: 635.7; 1.4: 10.1624; 1.5: 676.1726; 1.6: 635.7; 1.7: 254.28; 1.8: 8.4594; 1.9: 2119; 2: 67.4841; 2.1: 103.9946; 2.2: 4317.6875; 2.3: 64.8919; 2.4: -3641.5149; 2.5: -54.7295
| 2 | 97.85 | 1: 66.2084; 1.1: 678.0817; 1.2: 0.90932; 1.3: 636.025; 1.4: 10.1859; 1.5: 678.0817; 1.6: 636.025; 1.7: 254.41; 1.8: 8.4594; 1.9: 2120.0833; 2: 67.5186; 2.1: 104.0492; 2.2: 4319.8361; 2.3: 64.891; 2.4: -3641.7544; 2.5: -54.7051
| 2 | 97.9 | 1: 66.3612; 1.1: 679.9942; 1.2: 0.91189; 1.3: 636.35; 1.4: 10.2094; 1.5: 679.9942; 1.6: 636.35; 1.7: 254.54; 1.8: 8.4594; 1.9: 2121.1667; 2: 67.5531; 2.1: 104.104; 2.2: 4321.9735; 2.3: 64.89; 2.4: -3641.9793; 2.5: -54.6806
| 2 | 97.95 | 1: 66.5142; 1.1: 681.9103; 1.2: 0.91446; 1.3: 636.675; 1.4: 10.233; 1.5: 681.9103; 1.6: 636.675; 1.7: 254.67; 1.8: 8.4594; 1.9: 2122.25; 2: 67.5876; 2.1: 104.1591; 2.2: 4324.0997; 2.3: 64.8888; 2.4: -3642.1894; 2.5: -54.6558
| 2 | 98 | 1: 66.6674; 1.1: 683.8297; 1.2: 0.91703; 1.3: 637; 1.4: 10.2565; 1.5: 683.8297; 1.6: 637; 1.7: 254.8; 1.8: 8.4594; 1.9: 2123.3333; 2: 67.6221; 2.1: 104.2145; 2.2: 4326.2146; 2.3: 64.8874; 2.4: -3642.3849; 2.5: -54.6309
| 2 | 98.05 | 1: 66.8208; 1.1: 685.7527; 1.2: 0.91961; 1.3: 637.325; 1.4: 10.2801; 1.5: 685.7527; 1.6: 637.325; 1.7: 254.93; 1.8: 8.4594; 1.9: 2124.4167; 2: 67.6566; 2.1: 104.2702; 2.2: 4328.3182; 2.3: 64.8858; 2.4: -3642.5655; 2.5: -54.6057
| 2 | 98.1 | 1: 66.9743; 1.1: 687.6792; 1.2: 0.92219; 1.3: 637.65; 1.4: 10.3037; 1.5: 687.6792; 1.6: 637.65; 1.7: 255.06; 1.8: 8.4594; 1.9: 2125.5; 2: 67.6911; 2.1: 104.3261; 2.2: 4330.4105; 2.3: 64.8841; 2.4: -3642.7313; 2.5: -54.5804
| 2 | 98.15 | 1: 67.1281; 1.1: 689.6091; 1.2: 0.92478; 1.3: 637.975; 1.4: 10.3274; 1.5: 689.6091; 1.6: 637.975; 1.7: 255.19; 1.8: 8.4594; 1.9: 2126.5833; 2: 67.7256; 2.1: 104.3824; 2.2: 4332.4913; 2.3: 64.8822; 2.4: -3642.8822; 2.5: -54.5548
| 2 | 98.2 | 1: 67.282; 1.1: 691.5425; 1.2: 0.92737; 1.3: 638.3; 1.4: 10.3511; 1.5: 691.5425; 1.6: 638.3; 1.7: 255.32; 1.8: 8.4594; 1.9: 2127.6667; 2: 67.7601; 2.1: 104.4389; 2.2: 4334.5608; 2.3: 64.8802; 2.4: -3643.0182; 2.5: -54.5291
| 2 | 98.25 | 1: 67.4361; 1.1: 693.4794; 1.2: 0.92997; 1.3: 638.625; 1.4: 10.3748; 1.5: 693.4794; 1.6: 638.625; 1.7: 255.45; 1.8: 8.4594; 1.9: 2128.75; 2: 67.7946; 2.1: 104.4956; 2.2: 4336.6187; 2.3: 64.8779; 2.4: -3643.1393; 2.5: -54.5031
| 2 | 98.3 | 1: 67.5904; 1.1: 695.4199; 1.2: 0.93257; 1.3: 638.95; 1.4: 10.3985; 1.5: 695.4199; 1.6: 638.95; 1.7: 255.58; 1.8: 8.4594; 1.9: 2129.8333; 2: 67.8291; 2.1: 104.5527; 2.2: 4338.6652; 2.3: 64.8755; 2.4: -3643.2453; 2.5: -54.477
| 2 | 98.35 | 1: 67.7449; 1.1: 697.3638; 1.2: 0.93518; 1.3: 639.275; 1.4: 10.4223; 1.5: 697.3638; 1.6: 639.275; 1.7: 255.71; 1.8: 8.4594; 1.9: 2130.9167; 2: 67.8636; 2.1: 104.61; 2.2: 4340.7001; 2.3: 64.873; 2.4: -3643.3363; 2.5: -54.4507
| 2 | 98.4 | 1: 67.8996; 1.1: 699.3112; 1.2: 0.93779; 1.3: 639.6; 1.4: 10.4461; 1.5: 699.3112; 1.6: 639.6; 1.7: 255.84; 1.8: 8.4594; 1.9: 2132; 2: 67.8981; 2.1: 104.6676; 2.2: 4342.7234; 2.3: 64.8702; 2.4: -3643.4122; 2.5: -54.4241
| 2 | 98.45 | 1: 68.0544; 1.1: 701.2621; 1.2: 0.94041; 1.3: 639.925; 1.4: 10.4699; 1.5: 701.2621; 1.6: 639.925; 1.7: 255.97; 1.8: 8.4594; 1.9: 2133.0833; 2: 67.9326; 2.1: 104.7255; 2.2: 4344.7351; 2.3: 64.8673; 2.4: -3643.473; 2.5: -54.3974
| 2 | 98.5 | 1: 68.2094; 1.1: 703.2165; 1.2: 0.94303; 1.3: 640.25; 1.4: 10.4938; 1.5: 703.2165; 1.6: 640.25; 1.7: 256.1; 1.8: 8.4594; 1.9: 2134.1667; 2: 67.9671; 2.1: 104.7836; 2.2: 4346.7351; 2.3: 64.8642; 2.4: -3643.5186; 2.5: -54.3705
| 2 | 98.55 | 1: 68.3646; 1.1: 705.1745; 1.2: 0.94565; 1.3: 640.575; 1.4: 10.5176; 1.5: 705.1745; 1.6: 640.575; 1.7: 256.23; 1.8: 8.4594; 1.9: 2135.25; 2: 68.0016; 2.1: 104.8421; 2.2: 4348.7234; 2.3: 64.861; 2.4: -3643.5489; 2.5: -54.3433
| 2 | 98.6 | 1: 68.52; 1.1: 707.1359; 1.2: 0.94828; 1.3: 640.9; 1.4: 10.5415; 1.5: 707.1359; 1.6: 640.9; 1.7: 256.36; 1.8: 8.4594; 1.9: 2136.3333; 2: 68.0361; 2.1: 104.9008; 2.2: 4350.6999; 2.3: 64.8575; 2.4: -3643.564; 2.5: -54.316
| 2 | 98.65 | 1: 68.6756; 1.1: 709.1009; 1.2: 0.95092; 1.3: 641.225; 1.4: 10.5655; 1.5: 709.1009; 1.6: 641.225; 1.7: 256.49; 1.8: 8.4594; 1.9: 2137.4167; 2: 68.0706; 2.1: 104.9598; 2.2: 4352.6647; 2.3: 64.8539; 2.4: -3643.5638; 2.5: -54.2885
| 2 | 98.7 | 1: 68.8314; 1.1: 711.0694; 1.2: 0.95356; 1.3: 641.55; 1.4: 10.5894; 1.5: 711.0694; 1.6: 641.55; 1.7: 256.62; 1.8: 8.4594; 1.9: 2138.5; 2: 68.1051; 2.1: 105.0191; 2.2: 4354.6176; 2.3: 64.8502; 2.4: -3643.5483; 2.5: -54.2607
| 2 | 98.75 | 1: 68.9873; 1.1: 713.0414; 1.2: 0.9562; 1.3: 641.875; 1.4: 10.6134; 1.5: 713.0414; 1.6: 641.875; 1.7: 256.75; 1.8: 8.4594; 1.9: 2139.5833; 2: 68.1396; 2.1: 105.0787; 2.2: 4356.5587; 2.3: 64.8462; 2.4: -3643.5173; 2.5: -54.2328
| 2 | 98.8 | 1: 69.1434; 1.1: 715.0169; 1.2: 0.95885; 1.3: 642.2; 1.4: 10.6375; 1.5: 715.0169; 1.6: 642.2; 1.7: 256.88; 1.8: 8.4594; 1.9: 2140.6667; 2: 68.1741; 2.1: 105.1386; 2.2: 4358.4879; 2.3: 64.8421; 2.4: -3643.471; 2.5: -54.2047
| 2 | 98.85 | 1: 69.2997; 1.1: 716.996; 1.2: 0.96151; 1.3: 642.525; 1.4: 10.6615; 1.5: 716.996; 1.6: 642.525; 1.7: 257.01; 1.8: 8.4594; 1.9: 2141.75; 2: 68.2086; 2.1: 105.1988; 2.2: 4360.4051; 2.3: 64.8378; 2.4: -3643.4091; 2.5: -54.1763
| 2 | 98.9 | 1: 69.4562; 1.1: 718.9786; 1.2: 0.96417; 1.3: 642.85; 1.4: 10.6856; 1.5: 718.9786; 1.6: 642.85; 1.7: 257.14; 1.8: 8.4594; 1.9: 2142.8333; 2: 68.2431; 2.1: 105.2592; 2.2: 4362.3104; 2.3: 64.8334; 2.4: -3643.3318; 2.5: -54.1478
| 2 | 98.95 | 1: 69.6129; 1.1: 720.9647; 1.2: 0.96683; 1.3: 643.175; 1.4: 10.7097; 1.5: 720.9647; 1.6: 643.175; 1.7: 257.27; 1.8: 8.4594; 1.9: 2143.9167; 2: 68.2776; 2.1: 105.32; 2.2: 4364.2036; 2.3: 64.8287; 2.4: -3643.2389; 2.5: -54.119
| 2 | 99 | 1: 69.7698; 1.1: 722.9544; 1.2: 0.9695; 1.3: 643.5; 1.4: 10.7338; 1.5: 722.9544; 1.6: 643.5; 1.7: 257.4; 1.8: 8.4594; 1.9: 2145; 2: 68.3121; 2.1: 105.381; 2.2: 4366.0848; 2.3: 64.8239; 2.4: -3643.1303; 2.5: -54.0901
| 2 | 99.05 | 1: 69.9268; 1.1: 724.9476; 1.2: 0.97217; 1.3: 643.825; 1.4: 10.758; 1.5: 724.9476; 1.6: 643.825; 1.7: 257.53; 1.8: 8.4594; 1.9: 2146.0833; 2: 68.3466; 2.1: 105.4424; 2.2: 4367.9538; 2.3: 64.8189; 2.4: -3643.0062; 2.5: -54.061
| 2 | 99.1 | 1: 70.084; 1.1: 726.9444; 1.2: 0.97485; 1.3: 644.15; 1.4: 10.7822; 1.5: 726.9444; 1.6: 644.15; 1.7: 257.66; 1.8: 8.4594; 1.9: 2147.1667; 2: 68.3811; 2.1: 105.504; 2.2: 4369.8108; 2.3: 64.8138; 2.4: -3642.8664; 2.5: -54.0316
| 2 | 99.15 | 1: 70.2415; 1.1: 728.9447; 1.2: 0.97753; 1.3: 644.475; 1.4: 10.8064; 1.5: 728.9447; 1.6: 644.475; 1.7: 257.79; 1.8: 8.4594; 1.9: 2148.25; 2: 68.4156; 2.1: 105.5659; 2.2: 4371.6555; 2.3: 64.8084; 2.4: -3642.7108; 2.5: -54.002
| 2 | 99.2 | 1: 70.399; 1.1: 730.9486; 1.2: 0.98022; 1.3: 644.8; 1.4: 10.8306; 1.5: 730.9486; 1.6: 644.8; 1.7: 257.92; 1.8: 8.4594; 1.9: 2149.3333; 2: 68.4501; 2.1: 105.6281; 2.2: 4373.4881; 2.3: 64.8029; 2.4: -3642.5395; 2.5: -53.9723
| 2 | 99.25 | 1: 70.5568; 1.1: 732.956; 1.2: 0.98291; 1.3: 645.125; 1.4: 10.8549; 1.5: 732.956; 1.6: 645.125; 1.7: 258.05; 1.8: 8.4594; 1.9: 2150.4167; 2: 68.4846; 2.1: 105.6907; 2.2: 4375.3084; 2.3: 64.7972; 2.4: -3642.3523; 2.5: -53.9423
| 2 | 99.3 | 1: 70.7148; 1.1: 734.967; 1.2: 0.98561; 1.3: 645.45; 1.4: 10.8792; 1.5: 734.967; 1.6: 645.45; 1.7: 258.18; 1.8: 8.4594; 1.9: 2151.5; 2: 68.5191; 2.1: 105.7535; 2.2: 4377.1164; 2.3: 64.7914; 2.4: -3642.1493; 2.5: -53.9122
| 2 | 99.35 | 1: 70.8729; 1.1: 736.9816; 1.2: 0.98831; 1.3: 645.775; 1.4: 10.9035; 1.5: 736.9816; 1.6: 645.775; 1.7: 258.31; 1.8: 8.4594; 1.9: 2152.5833; 2: 68.5536; 2.1: 105.8166; 2.2: 4378.912; 2.3: 64.7853; 2.4: -3641.9305; 2.5: -53.8818
| 2 | 99.4 | 1: 71.0313; 1.1: 738.9997; 1.2: 0.99101; 1.3: 646.1; 1.4: 10.9279; 1.5: 738.9997; 1.6: 646.1; 1.7: 258.44; 1.8: 8.4594; 1.9: 2153.6667; 2: 68.5881; 2.1: 105.88; 2.2: 4380.6954; 2.3: 64.7791; 2.4: -3641.6957; 2.5: -53.8512
| 2 | 99.45 | 1: 71.1898; 1.1: 741.0214; 1.2: 0.99373; 1.3: 646.425; 1.4: 10.9523; 1.5: 741.0214; 1.6: 646.425; 1.7: 258.57; 1.8: 8.4594; 1.9: 2154.75; 2: 68.6226; 2.1: 105.9437; 2.2: 4382.4663; 2.3: 64.7727; 2.4: -3641.4449; 2.5: -53.8204
| 2 | 99.5 | 1: 71.3485; 1.1: 743.0466; 1.2: 0.99644; 1.3: 646.75; 1.4: 10.9767; 1.5: 743.0466; 1.6: 646.75; 1.7: 258.7; 1.8: 8.4594; 1.9: 2155.8333; 2: 68.6571; 2.1: 106.0077; 2.2: 4384.2247; 2.3: 64.7661; 2.4: -3641.1781; 2.5: -53.7894
| 2 | 99.55 | 1: 71.5073; 1.1: 745.0755; 1.2: 0.99916; 1.3: 647.075; 1.4: 11.0011; 1.5: 745.0755; 1.6: 647.075; 1.7: 258.83; 1.8: 8.4594; 1.9: 2156.9167; 2: 68.6916; 2.1: 106.0721; 2.2: 4385.9707; 2.3: 64.7594; 2.4: -3640.8953; 2.5: -53.7583
| 2 | 99.6 | 1: 71.6664; 1.1: 747.1079; 1.2: 1.0019; 1.3: 647.4; 1.4: 11.0256; 1.5: 747.1079; 1.6: 647.4; 1.7: 258.96; 1.8: 8.4594; 1.9: 2158; 2: 68.7261; 2.1: 106.1367; 2.2: 4387.7042; 2.3: 64.7525; 2.4: -3640.5963; 2.5: -53.7269
| 2 | 99.65 | 1: 71.8256; 1.1: 749.1439; 1.2: 1.0046; 1.3: 647.725; 1.4: 11.0501; 1.5: 749.1439; 1.6: 647.725; 1.7: 259.09; 1.8: 8.4594; 1.9: 2159.0833; 2: 68.7606; 2.1: 106.2016; 2.2: 4389.4252; 2.3: 64.7454; 2.4: -3640.2813; 2.5: -53.6953
| 2 | 99.7 | 1: 71.9851; 1.1: 751.1835; 1.2: 1.0074; 1.3: 648.05; 1.4: 11.0746; 1.5: 751.1835; 1.6: 648.05; 1.7: 259.22; 1.8: 8.4594; 1.9: 2160.1667; 2: 68.7951; 2.1: 106.2669; 2.2: 4391.1335; 2.3: 64.7381; 2.4: -3639.95; 2.5: -53.6634
| 2 | 99.75 | 1: 72.1447; 1.1: 753.2266; 1.2: 1.0101; 1.3: 648.375; 1.4: 11.0992; 1.5: 753.2266; 1.6: 648.375; 1.7: 259.35; 1.8: 8.4594; 1.9: 2161.25; 2: 68.8296; 2.1: 106.3324; 2.2: 4392.8292; 2.3: 64.7306; 2.4: -3639.6026; 2.5: -53.6314
| 2 | 99.8 | 1: 72.3045; 1.1: 755.2734; 1.2: 1.0128; 1.3: 648.7; 1.4: 11.1238; 1.5: 755.2734; 1.6: 648.7; 1.7: 259.48; 1.8: 8.4594; 1.9: 2162.3333; 2: 68.8641; 2.1: 106.3983; 2.2: 4394.5123; 2.3: 64.723; 2.4: -3639.2389; 2.5: -53.5992
| 2 | 99.85 | 1: 72.4645; 1.1: 757.3238; 1.2: 1.0156; 1.3: 649.025; 1.4: 11.1484; 1.5: 757.3238; 1.6: 649.025; 1.7: 259.61; 1.8: 8.4594; 1.9: 2163.4167; 2: 68.8986; 2.1: 106.4645; 2.2: 4396.1826; 2.3: 64.7151; 2.4: -3638.8589; 2.5: -53.5668
| 2 | 99.9 | 1: 72.6246; 1.1: 759.3777; 1.2: 1.0183; 1.3: 649.35; 1.4: 11.173; 1.5: 759.3777; 1.6: 649.35; 1.7: 259.74; 1.8: 8.4594; 1.9: 2164.5; 2: 68.9331; 2.1: 106.5309; 2.2: 4397.8403; 2.3: 64.7071; 2.4: -3638.4625; 2.5: -53.5341
| 2 | 99.95 | 1: 72.785; 1.1: 761.4353; 1.2: 1.0211; 1.3: 649.675; 1.4: 11.1977; 1.5: 761.4353; 1.6: 649.675; 1.7: 259.87; 1.8: 8.4594; 1.9: 2165.5833; 2: 68.9676; 2.1: 106.5977; 2.2: 4399.4851; 2.3: 64.699; 2.4: -3638.0498; 2.5: -53.5013
| #REF! | 100 | 1: 72.9455; 1.1: 763.4965; 1.2: 1.0239; 1.3: 650; 1.4: 11.2224; 1.5: 763.4965; 1.6: 650; 1.7: 260; 1.8: 8.4594; 1.9: 2166.6667; 2: 69.0021; 2.1: 106.6648; 2.2: 4401.1172; 2.3: 64.6906; 2.4: -3637.6207; 2.5: -53.4682
y = -0,00000000222632296219x6 + 0,00000048938126387399x5 - 0,00004301346151258660x4 + 0,00191959811502329000x3 - 0,01060505812711200000x2 - 3,96866694598430000000x + 143,34699991671500000000
WIND SPEED m/s
| 6 |  | 1: συναρτηση με; 1.3: "Power shaft"; 1.4: "Power shaft"; 1.5: "Power shaft"; 1.9: Electric; 2: συναρτηση; 2.2: Power; 2.3: Torque
|  |  | βαση τις στροφές |  |  | rotation speed | torque | power |  |  |  | energy | Torque |  | supply | supply
|  | Turbine | 1: Turbine; 1.1: Turbine; 1.2: Turbine; 1.3: after; 1.4: after; 1.5: after; 1.6: Generators; 1.7: Generators; 1.8: Generators; 1.9: from; 2: output from; 2.1: συνάρτηση; 2.2: to; 2.3: to; 2.4: Rest of; 2.5: Rest of
|  | speed | 1: torque; 1.1: power; 1.2: power; 1.3: transmission; 1.4: transmission; 1.5: transmission; 1.6: speed; 1.7: voltage; 1.8: current; 1.9: generator; 2: generator; 2.1: Efficiency; 2.2: generator; 2.3: generator; 2.4: power; 2.5: torque
|  | rpm | 1: Nm; 1.1: watt; 1.2: Hp; 1.3: rpm; 1.4: Nm; 1.5: watt; 1.6: rpm; 1.7: acv; 1.8: ampere; 1.9: watt/hour; 2: Nm; 2.1: %; 2.2: watt; 2.3: Nm; 2.4: watt; 2.5: Nm
| 1 | 2 | 1: 3; 1.1: 4; 1.2: 5; 1.3: 6; 1.4: 7; 1.5: 8; 1.6: 9; 1.7: 10; 1.8: 11; 1.9: 12; 2: 13; 2.1: 14; 2.2: 15; 2.3: 16
10160 το 12160 | 1 | 0 | 1: 143.347; 1.1: 0; 1.2: 0; 1.3: 0; 1.4: 22.0534; 1.5: 0; 1.6: 0; 1.7: 0; 1.8: 0; 1.9: 0; 2: 0; 2.1: 74.5037; 2.2: 0; 2.3: 0; 2.4: 0; 2.5: 22.0534
| 1 | 0.05 | 1: 143.1485; 1.1: 0.74914; 1.2: 0.0010046; 1.3: 0.325; 1.4: 22.0229; 1.5: 0.74914; 1.6: 0.325; 1.7: 0.13; 1.8: 8.4594; 1.9: 1.0833; 2: 0.034501; 2.1: 74.5874; 2.2: 0.0015735; 2.3: 0.046256; 2.4: 0.74757; 2.5: 21.9766
| 1 | 0.1 | 1: 142.95; 1.1: 1.4962; 1.2: 0.0020065; 1.3: 0.65; 1.4: 21.9923; 1.5: 1.4962; 1.6: 0.65; 1.7: 0.26; 1.8: 8.4594; 1.9: 2.1667; 2: 0.069002; 2.1: 74.6708; 2.2: 0.0062869; 2.3: 0.092408; 2.4: 1.4899; 2.5: 21.8999
| 1 | 0.15 | 1: 142.7515; 1.1: 2.2412; 1.2: 0.0030055; 1.3: 0.975; 1.4: 21.9618; 1.5: 2.2412; 1.6: 0.975; 1.7: 0.39; 1.8: 8.4594; 1.9: 3.25; 2: 0.1035; 2.1: 74.754; 2.2: 0.01413; 2.3: 0.13846; 2.4: 2.2271; 2.5: 21.8233
| 1 | 0.2 | 1: 142.5529; 1.1: 2.9841; 1.2: 0.0040018; 1.3: 1.3; 1.4: 21.9312; 1.5: 2.9841; 1.6: 1.3; 1.7: 0.52; 1.8: 8.4594; 1.9: 4.3333; 2: 0.138; 2.1: 74.8368; 2.2: 0.025092; 2.3: 0.18441; 2.4: 2.959; 2.5: 21.7468
| 1 | 0.25 | 1: 142.3542; 1.1: 3.7249; 1.2: 0.0049952; 1.3: 1.625; 1.4: 21.9006; 1.5: 3.7249; 1.6: 1.625; 1.7: 0.65; 1.8: 8.4594; 1.9: 5.4167; 2: 0.17251; 2.1: 74.9194; 2.2: 0.039162; 2.3: 0.23025; 2.4: 3.6858; 2.5: 21.6704
| 1 | 0.3 | 1: 142.1555; 1.1: 4.4637; 1.2: 0.0059859; 1.3: 1.95; 1.4: 21.8701; 1.5: 4.4637; 1.6: 1.95; 1.7: 0.78; 1.8: 8.4594; 1.9: 6.5; 2: 0.20701; 2.1: 75.0017; 2.2: 0.056332; 2.3: 0.276; 2.4: 4.4074; 2.5: 21.5941
| 1 | 0.35 | 1: 141.9567; 1.1: 5.2003; 1.2: 0.0069738; 1.3: 2.275; 1.4: 21.8395; 1.5: 5.2003; 1.6: 2.275; 1.7: 0.91; 1.8: 8.4594; 1.9: 7.5833; 2: 0.24151; 2.1: 75.0837; 2.2: 0.07659; 2.3: 0.32165; 2.4: 5.1238; 2.5: 21.5178
| 1 | 0.4 | 1: 141.758; 1.1: 5.9349; 1.2: 0.0079589; 1.3: 2.6; 1.4: 21.8089; 1.5: 5.9349; 1.6: 2.6; 1.7: 1.04; 1.8: 8.4594; 1.9: 8.6667; 2: 0.27601; 2.1: 75.1655; 2.2: 0.099928; 2.3: 0.3672; 2.4: 5.835; 2.5: 21.4417
| 1 | 0.45 | 1: 141.5591; 1.1: 6.6674; 1.2: 0.0089412; 1.3: 2.925; 1.4: 21.7783; 1.5: 6.6674; 1.6: 2.925; 1.7: 1.17; 1.8: 8.4594; 1.9: 9.75; 2: 0.31051; 2.1: 75.2469; 2.2: 0.12633; 2.3: 0.41265; 2.4: 6.5411; 2.5: 21.3657
| 1 | 0.5 | 1: 141.3603; 1.1: 7.3979; 1.2: 0.0099207; 1.3: 3.25; 1.4: 21.7477; 1.5: 7.3979; 1.6: 3.25; 1.7: 1.3; 1.8: 8.4594; 1.9: 10.8333; 2: 0.34501; 2.1: 75.3281; 2.2: 0.1558; 2.3: 0.45801; 2.4: 7.2421; 2.5: 21.2897
| 1 | 0.55 | 1: 141.1613; 1.1: 8.1262; 1.2: 0.010897; 1.3: 3.575; 1.4: 21.7171; 1.5: 8.1262; 1.6: 3.575; 1.7: 1.43; 1.8: 8.4594; 1.9: 11.9167; 2: 0.37951; 2.1: 75.409; 2.2: 0.18832; 2.3: 0.50327; 2.4: 7.9379; 2.5: 21.2139
| 1 | 0.6 | 1: 140.9624; 1.1: 8.8524; 1.2: 0.011871; 1.3: 3.9; 1.4: 21.6865; 1.5: 8.8524; 1.6: 3.9; 1.7: 1.56; 1.8: 8.4594; 1.9: 13; 2: 0.41401; 2.1: 75.4896; 2.2: 0.22387; 2.3: 0.54844; 2.4: 8.6286; 2.5: 21.1381
| 1 | 0.65 | 1: 140.7634; 1.1: 9.5766; 1.2: 0.012842; 1.3: 4.225; 1.4: 21.6559; 1.5: 9.5766; 1.6: 4.225; 1.7: 1.69; 1.8: 8.4594; 1.9: 14.0833; 2: 0.44851; 2.1: 75.57; 2.2: 0.26246; 2.3: 0.59351; 2.4: 9.3141; 2.5: 21.0624
| 1 | 0.7 | 1: 140.5644; 1.1: 10.2987; 1.2: 0.013811; 1.3: 4.55; 1.4: 21.6253; 1.5: 10.2987; 1.6: 4.55; 1.7: 1.82; 1.8: 8.4594; 1.9: 15.1667; 2: 0.48301; 2.1: 75.65; 2.2: 0.30407; 2.3: 0.63849; 2.4: 9.9946; 2.5: 20.9868
| 1 | 0.75 | 1: 140.3653; 1.1: 11.0187; 1.2: 0.014776; 1.3: 4.875; 1.4: 21.5947; 1.5: 11.0187; 1.6: 4.875; 1.7: 1.95; 1.8: 8.4594; 1.9: 16.25; 2: 0.51752; 2.1: 75.7298; 2.2: 0.34869; 2.3: 0.68337; 2.4: 10.67; 2.5: 20.9113
| 1 | 0.8 | 1: 140.1662; 1.1: 11.7366; 1.2: 0.015739; 1.3: 5.2; 1.4: 21.564; 1.5: 11.7366; 1.6: 5.2; 1.7: 2.08; 1.8: 8.4594; 1.9: 17.3333; 2: 0.55202; 2.1: 75.8094; 2.2: 0.39632; 2.3: 0.72816; 2.4: 11.3403; 2.5: 20.8359
| 1 | 0.85 | 1: 139.9671; 1.1: 12.4524; 1.2: 0.016699; 1.3: 5.525; 1.4: 21.5334; 1.5: 12.4524; 1.6: 5.525; 1.7: 2.21; 1.8: 8.4594; 1.9: 18.4167; 2: 0.58652; 2.1: 75.8886; 2.2: 0.44694; 2.3: 0.77287; 2.4: 12.0055; 2.5: 20.7605
| 1 | 0.9 | 1: 139.768; 1.1: 13.1661; 1.2: 0.017656; 1.3: 5.85; 1.4: 21.5028; 1.5: 13.1661; 1.6: 5.85; 1.7: 2.34; 1.8: 8.4594; 1.9: 19.5; 2: 0.62102; 2.1: 75.9676; 2.2: 0.50054; 2.3: 0.81748; 2.4: 12.6656; 2.5: 20.6853
| 1 | 0.95 | 1: 139.5688; 1.1: 13.8778; 1.2: 0.01861; 1.3: 6.175; 1.4: 21.4721; 1.5: 13.8778; 1.6: 6.175; 1.7: 2.47; 1.8: 8.4594; 1.9: 20.5833; 2: 0.65552; 2.1: 76.0463; 2.2: 0.55713; 2.3: 0.862; 2.4: 13.3207; 2.5: 20.6101
| 1 | 1 | 1: 139.3696; 1.1: 14.5874; 1.2: 0.019562; 1.3: 6.5; 1.4: 21.4415; 1.5: 14.5874; 1.6: 6.5; 1.7: 2.6; 1.8: 8.4594; 1.9: 21.6667; 2: 0.69002; 2.1: 76.1247; 2.2: 0.61668; 2.3: 0.90644; 2.4: 13.9707; 2.5: 20.535
| 1 | 1.05 | 1: 139.1704; 1.1: 15.2948; 1.2: 0.020511; 1.3: 6.825; 1.4: 21.4108; 1.5: 15.2948; 1.6: 6.825; 1.7: 2.73; 1.8: 8.4594; 1.9: 22.75; 2: 0.72452; 2.1: 76.2028; 2.2: 0.67919; 2.3: 0.95078; 2.4: 14.6156; 2.5: 20.46
| 1 | 1.1 | 1: 138.9711; 1.1: 16.0002; 1.2: 0.021457; 1.3: 7.15; 1.4: 21.3802; 1.5: 16.0002; 1.6: 7.15; 1.7: 2.86; 1.8: 8.4594; 1.9: 23.8333; 2: 0.75902; 2.1: 76.2807; 2.2: 0.74465; 2.3: 0.99504; 2.4: 15.2556; 2.5: 20.3851
| 1 | 1.15 | 1: 138.7719; 1.1: 16.7035; 1.2: 0.0224; 1.3: 7.475; 1.4: 21.3495; 1.5: 16.7035; 1.6: 7.475; 1.7: 2.99; 1.8: 8.4594; 1.9: 24.9167; 2: 0.79352; 2.1: 76.3583; 2.2: 0.81306; 2.3: 1.0392; 2.4: 15.8904; 2.5: 20.3103
| 1 | 1.2 | 1: 138.5726; 1.1: 17.4047; 1.2: 0.02334; 1.3: 7.8; 1.4: 21.3189; 1.5: 17.4047; 1.6: 7.8; 1.7: 3.12; 1.8: 8.4594; 1.9: 26; 2: 0.82803; 2.1: 76.4357; 2.2: 0.8844; 2.3: 1.0833; 2.4: 16.5203; 2.5: 20.2356
| 1 | 1.25 | 1: 138.3732; 1.1: 18.1038; 1.2: 0.024278; 1.3: 8.125; 1.4: 21.2882; 1.5: 18.1038; 1.6: 8.125; 1.7: 3.25; 1.8: 8.4594; 1.9: 27.0833; 2: 0.86253; 2.1: 76.5128; 2.2: 0.95867; 2.3: 1.1273; 2.4: 17.1452; 2.5: 20.1609
| 1 | 1.3 | 1: 138.1739; 1.1: 18.8009; 1.2: 0.025212; 1.3: 8.45; 1.4: 21.2575; 1.5: 18.8009; 1.6: 8.45; 1.7: 3.38; 1.8: 8.4594; 1.9: 28.1667; 2: 0.89703; 2.1: 76.5896; 2.2: 1.0359; 2.3: 1.1712; 2.4: 17.765; 2.5: 20.0863
| 1 | 1.35 | 1: 137.9746; 1.1: 19.4958; 1.2: 0.026144; 1.3: 8.775; 1.4: 21.2269; 1.5: 19.4958; 1.6: 8.775; 1.7: 3.51; 1.8: 8.4594; 1.9: 29.25; 2: 0.93153; 2.1: 76.6661; 2.2: 1.116; 2.3: 1.215; 2.4: 18.3798; 2.5: 20.0118
| 1 | 1.4 | 1: 137.7752; 1.1: 20.1887; 1.2: 0.027073; 1.3: 9.1; 1.4: 21.1962; 1.5: 20.1887; 1.6: 9.1; 1.7: 3.64; 1.8: 8.4594; 1.9: 30.3333; 2: 0.96603; 2.1: 76.7424; 2.2: 1.199; 2.3: 1.2588; 2.4: 18.9897; 2.5: 19.9374
| 1 | 1.45 | 1: 137.5758; 1.1: 20.8794; 1.2: 0.028; 1.3: 9.425; 1.4: 21.1655; 1.5: 20.8794; 1.6: 9.425; 1.7: 3.77; 1.8: 8.4594; 1.9: 31.4167; 2: 1.0005; 2.1: 76.8184; 2.2: 1.2849; 2.3: 1.3025; 2.4: 19.5946; 2.5: 19.863
| 1 | 1.5 | 1: 137.3764; 1.1: 21.5681; 1.2: 0.028923; 1.3: 9.75; 1.4: 21.1348; 1.5: 21.5681; 1.6: 9.75; 1.7: 3.9; 1.8: 8.4594; 1.9: 32.5; 2: 1.035; 2.1: 76.8941; 2.2: 1.3736; 2.3: 1.346; 2.4: 20.1945; 2.5: 19.7888
| 1 | 1.55 | 1: 137.177; 1.1: 22.2547; 1.2: 0.029844; 1.3: 10.075; 1.4: 21.1042; 1.5: 22.2547; 1.6: 10.075; 1.7: 4.03; 1.8: 8.4594; 1.9: 33.5833; 2: 1.0695; 2.1: 76.9696; 2.2: 1.4653; 2.3: 1.3896; 2.4: 20.7894; 2.5: 19.7146
| 1 | 1.6 | 1: 136.9776; 1.1: 22.9392; 1.2: 0.030762; 1.3: 10.4; 1.4: 21.0735; 1.5: 22.9392; 1.6: 10.4; 1.7: 4.16; 1.8: 8.4594; 1.9: 34.6667; 2: 1.104; 2.1: 77.0448; 2.2: 1.5598; 2.3: 1.433; 2.4: 21.3793; 2.5: 19.6405
| 1 | 1.65 | 1: 136.7781; 1.1: 23.6216; 1.2: 0.031677; 1.3: 10.725; 1.4: 21.0428; 1.5: 23.6216; 1.6: 10.725; 1.7: 4.29; 1.8: 8.4594; 1.9: 35.75; 2: 1.1385; 2.1: 77.1197; 2.2: 1.6572; 2.3: 1.4763; 2.4: 21.9643; 2.5: 19.5665
| 1 | 1.7 | 1: 136.5787; 1.1: 24.3019; 1.2: 0.032589; 1.3: 11.05; 1.4: 21.0121; 1.5: 24.3019; 1.6: 11.05; 1.7: 4.42; 1.8: 8.4594; 1.9: 36.8333; 2: 1.173; 2.1: 77.1944; 2.2: 1.7575; 2.3: 1.5196; 2.4: 22.5444; 2.5: 19.4925
| 1 | 1.75 | 1: 136.3792; 1.1: 24.9801; 1.2: 0.033499; 1.3: 11.375; 1.4: 20.9814; 1.5: 24.9801; 1.6: 11.375; 1.7: 4.55; 1.8: 8.4594; 1.9: 37.9167; 2: 1.2075; 2.1: 77.2689; 2.2: 1.8606; 2.3: 1.5628; 2.4: 23.1195; 2.5: 19.4186
| 1 | 1.8 | 1: 136.1798; 1.1: 25.6563; 1.2: 0.034406; 1.3: 11.7; 1.4: 20.9507; 1.5: 25.6563; 1.6: 11.7; 1.7: 4.68; 1.8: 8.4594; 1.9: 39; 2: 1.242; 2.1: 77.343; 2.2: 1.9666; 2.3: 1.6059; 2.4: 23.6897; 2.5: 19.3449
| 1 | 1.85 | 1: 135.9803; 1.1: 26.3303; 1.2: 0.03531; 1.3: 12.025; 1.4: 20.9201; 1.5: 26.3303; 1.6: 12.025; 1.7: 4.81; 1.8: 8.4594; 1.9: 40.0833; 2: 1.2765; 2.1: 77.4169; 2.2: 2.0754; 2.3: 1.6489; 2.4: 24.255; 2.5: 19.2711
| 1 | 1.9 | 1: 135.7809; 1.1: 27.0023; 1.2: 0.036211; 1.3: 12.35; 1.4: 20.8894; 1.5: 27.0023; 1.6: 12.35; 1.7: 4.94; 1.8: 8.4594; 1.9: 41.1667; 2: 1.311; 2.1: 77.4906; 2.2: 2.187; 2.3: 1.6919; 2.4: 24.8153; 2.5: 19.1975
| 1 | 1.95 | 1: 135.5814; 1.1: 27.6722; 1.2: 0.037109; 1.3: 12.675; 1.4: 20.8587; 1.5: 27.6722; 1.6: 12.675; 1.7: 5.07; 1.8: 8.4594; 1.9: 42.25; 2: 1.3455; 2.1: 77.5639; 2.2: 2.3014; 2.3: 1.7348; 2.4: 25.3708; 2.5: 19.1239
| 1 | 2 | 1: 135.3819; 1.1: 28.34; 1.2: 0.038004; 1.3: 13; 1.4: 20.828; 1.5: 28.34; 1.6: 13; 1.7: 5.2; 1.8: 8.4594; 1.9: 43.3333; 2: 1.38; 2.1: 77.6371; 2.2: 2.4187; 2.3: 1.7776; 2.4: 25.9213; 2.5: 19.0504
| 1 | 2.05 | 1: 135.1825; 1.1: 29.0056; 1.2: 0.038897; 1.3: 13.325; 1.4: 20.7973; 1.5: 29.0056; 1.6: 13.325; 1.7: 5.33; 1.8: 8.4594; 1.9: 44.4167; 2: 1.4145; 2.1: 77.7099; 2.2: 2.5387; 2.3: 1.8203; 2.4: 26.4669; 2.5: 18.977
| 1 | 2.1 | 1: 134.983; 1.1: 29.6693; 1.2: 0.039787; 1.3: 13.65; 1.4: 20.7666; 1.5: 29.6693; 1.6: 13.65; 1.7: 5.46; 1.8: 8.4594; 1.9: 45.5; 2: 1.449; 2.1: 77.7825; 2.2: 2.6616; 2.3: 1.8629; 2.4: 27.0077; 2.5: 18.9037
| 1 | 2.15 | 1: 134.7835; 1.1: 30.3308; 1.2: 0.040674; 1.3: 13.975; 1.4: 20.7359; 1.5: 30.3308; 1.6: 13.975; 1.7: 5.59; 1.8: 8.4594; 1.9: 46.5833; 2: 1.4835; 2.1: 77.8549; 2.2: 2.7872; 2.3: 1.9055; 2.4: 27.5435; 2.5: 18.8304
| 1 | 2.2 | 1: 134.5841; 1.1: 30.9902; 1.2: 0.041559; 1.3: 14.3; 1.4: 20.7052; 1.5: 30.9902; 1.6: 14.3; 1.7: 5.72; 1.8: 8.4594; 1.9: 47.6667; 2: 1.518; 2.1: 77.927; 2.2: 2.9157; 2.3: 1.948; 2.4: 28.0745; 2.5: 18.7572
| 1 | 2.25 | 1: 134.3846; 1.1: 31.6476; 1.2: 0.04244; 1.3: 14.625; 1.4: 20.6746; 1.5: 31.6476; 1.6: 14.625; 1.7: 5.85; 1.8: 8.4594; 1.9: 48.75; 2: 1.5525; 2.1: 77.9988; 2.2: 3.0469; 2.3: 1.9905; 2.4: 28.6007; 2.5: 18.6841
| 1 | 2.3 | 1: 134.1851; 1.1: 32.3028; 1.2: 0.043319; 1.3: 14.95; 1.4: 20.6439; 1.5: 32.3028; 1.6: 14.95; 1.7: 5.98; 1.8: 8.4594; 1.9: 49.8333; 2: 1.587; 2.1: 78.0704; 2.2: 3.1809; 2.3: 2.0328; 2.4: 29.1219; 2.5: 18.611
| 1 | 2.35 | 1: 133.9857; 1.1: 32.956; 1.2: 0.044195; 1.3: 15.275; 1.4: 20.6132; 1.5: 32.956; 1.6: 15.275; 1.7: 6.11; 1.8: 8.4594; 1.9: 50.9167; 2: 1.6215; 2.1: 78.1417; 2.2: 3.3177; 2.3: 2.0751; 2.4: 29.6383; 2.5: 18.538
| 1 | 2.4 | 1: 133.7863; 1.1: 33.6071; 1.2: 0.045068; 1.3: 15.6; 1.4: 20.5825; 1.5: 33.6071; 1.6: 15.6; 1.7: 6.24; 1.8: 8.4594; 1.9: 52; 2: 1.6561; 2.1: 78.2128; 2.2: 3.4572; 2.3: 2.1174; 2.4: 30.1499; 2.5: 18.4651
| 1 | 2.45 | 1: 133.5868; 1.1: 34.2561; 1.2: 0.045938; 1.3: 15.925; 1.4: 20.5518; 1.5: 34.2561; 1.6: 15.925; 1.7: 6.37; 1.8: 8.4594; 1.9: 53.0833; 2: 1.6906; 2.1: 78.2836; 2.2: 3.5995; 2.3: 2.1595; 2.4: 30.6566; 2.5: 18.3923
| 1 | 2.5 | 1: 133.3874; 1.1: 34.903; 1.2: 0.046806; 1.3: 16.25; 1.4: 20.5211; 1.5: 34.903; 1.6: 16.25; 1.7: 6.5; 1.8: 8.4594; 1.9: 54.1667; 2: 1.7251; 2.1: 78.3542; 2.2: 3.7446; 2.3: 2.2016; 2.4: 31.1585; 2.5: 18.3195
| 1 | 2.55 | 1: 133.188; 1.1: 35.5479; 1.2: 0.04767; 1.3: 16.575; 1.4: 20.4905; 1.5: 35.5479; 1.6: 16.575; 1.7: 6.63; 1.8: 8.4594; 1.9: 55.25; 2: 1.7596; 2.1: 78.4245; 2.2: 3.8924; 2.3: 2.2436; 2.4: 31.6555; 2.5: 18.2468
| 1 | 2.6 | 1: 132.9886; 1.1: 36.1906; 1.2: 0.048532; 1.3: 16.9; 1.4: 20.4598; 1.5: 36.1906; 1.6: 16.9; 1.7: 6.76; 1.8: 8.4594; 1.9: 56.3333; 2: 1.7941; 2.1: 78.4946; 2.2: 4.0429; 2.3: 2.2856; 2.4: 32.1477; 2.5: 18.1742
| 1 | 2.65 | 1: 132.7892; 1.1: 36.8313; 1.2: 0.049392; 1.3: 17.225; 1.4: 20.4291; 1.5: 36.8313; 1.6: 17.225; 1.7: 6.89; 1.8: 8.4594; 1.9: 57.4167; 2: 1.8286; 2.1: 78.5644; 2.2: 4.1961; 2.3: 2.3275; 2.4: 32.6352; 2.5: 18.1016
| 1 | 2.7 | 1: 132.5899; 1.1: 37.4699; 1.2: 0.050248; 1.3: 17.55; 1.4: 20.3984; 1.5: 37.4699; 1.6: 17.55; 1.7: 7.02; 1.8: 8.4594; 1.9: 58.5; 2: 1.8631; 2.1: 78.634; 2.2: 4.3521; 2.3: 2.3693; 2.4: 33.1178; 2.5: 18.0292
| 1 | 2.75 | 1: 132.3905; 1.1: 38.1064; 1.2: 0.051102; 1.3: 17.875; 1.4: 20.3678; 1.5: 38.1064; 1.6: 17.875; 1.7: 7.15; 1.8: 8.4594; 1.9: 59.5833; 2: 1.8976; 2.1: 78.7033; 2.2: 4.5108; 2.3: 2.411; 2.4: 33.5956; 2.5: 17.9567
| 1 | 2.8 | 1: 132.1912; 1.1: 38.7408; 1.2: 0.051952; 1.3: 18.2; 1.4: 20.3371; 1.5: 38.7408; 1.6: 18.2; 1.7: 7.28; 1.8: 8.4594; 1.9: 60.6667; 2: 1.9321; 2.1: 78.7724; 2.2: 4.6723; 2.3: 2.4527; 2.4: 34.0686; 2.5: 17.8844
| 1 | 2.85 | 1: 131.9918; 1.1: 39.3732; 1.2: 0.0528; 1.3: 18.525; 1.4: 20.3064; 1.5: 39.3732; 1.6: 18.525; 1.7: 7.41; 1.8: 8.4594; 1.9: 61.75; 2: 1.9666; 2.1: 78.8412; 2.2: 4.8364; 2.3: 2.4943; 2.4: 34.5368; 2.5: 17.8121
| 1 | 2.9 | 1: 131.7926; 1.1: 40.0034; 1.2: 0.053645; 1.3: 18.85; 1.4: 20.2758; 1.5: 40.0034; 1.6: 18.85; 1.7: 7.54; 1.8: 8.4594; 1.9: 62.8333; 2: 2.0011; 2.1: 78.9098; 2.2: 5.0032; 2.3: 2.5359; 2.4: 35.0002; 2.5: 17.7399
| 1 | 2.95 | 1: 131.5933; 1.1: 40.6316; 1.2: 0.054488; 1.3: 19.175; 1.4: 20.2451; 1.5: 40.6316; 1.6: 19.175; 1.7: 7.67; 1.8: 8.4594; 1.9: 63.9167; 2: 2.0356; 2.1: 78.9781; 2.2: 5.1728; 2.3: 2.5774; 2.4: 35.4589; 2.5: 17.6677
| 1 | 3 | 1: 131.394; 1.1: 41.2577; 1.2: 0.055328; 1.3: 19.5; 1.4: 20.2145; 1.5: 41.2577; 1.6: 19.5; 1.7: 7.8; 1.8: 8.4594; 1.9: 65; 2: 2.0701; 2.1: 79.0462; 2.2: 5.345; 2.3: 2.6188; 2.4: 35.9127; 2.5: 17.5957
| 1 | 3.05 | 1: 131.1948; 1.1: 41.8817; 1.2: 0.056164; 1.3: 19.825; 1.4: 20.1838; 1.5: 41.8817; 1.6: 19.825; 1.7: 7.93; 1.8: 8.4594; 1.9: 66.0833; 2: 2.1046; 2.1: 79.114; 2.2: 5.5199; 2.3: 2.6602; 2.4: 36.3619; 2.5: 17.5236
| 1 | 3.1 | 1: 130.9956; 1.1: 42.5037; 1.2: 0.056998; 1.3: 20.15; 1.4: 20.1532; 1.5: 42.5037; 1.6: 20.15; 1.7: 8.06; 1.8: 8.4594; 1.9: 67.1667; 2: 2.1391; 2.1: 79.1816; 2.2: 5.6975; 2.3: 2.7015; 2.4: 36.8062; 2.5: 17.4517
| 1 | 3.15 | 1: 130.7964; 1.1: 43.1236; 1.2: 0.05783; 1.3: 20.475; 1.4: 20.1225; 1.5: 43.1236; 1.6: 20.475; 1.7: 8.19; 1.8: 8.4594; 1.9: 68.25; 2: 2.1736; 2.1: 79.249; 2.2: 5.8778; 2.3: 2.7427; 2.4: 37.2458; 2.5: 17.3798
| 1 | 3.2 | 1: 130.5972; 1.1: 43.7414; 1.2: 0.058658; 1.3: 20.8; 1.4: 20.0919; 1.5: 43.7414; 1.6: 20.8; 1.7: 8.32; 1.8: 8.4594; 1.9: 69.3333; 2: 2.2081; 2.1: 79.3161; 2.2: 6.0607; 2.3: 2.7839; 2.4: 37.6807; 2.5: 17.308
| 1 | 3.25 | 1: 130.3981; 1.1: 44.3571; 1.2: 0.059484; 1.3: 21.125; 1.4: 20.0612; 1.5: 44.3571; 1.6: 21.125; 1.7: 8.45; 1.8: 8.4594; 1.9: 70.4167; 2: 2.2426; 2.1: 79.3829; 2.2: 6.2463; 2.3: 2.825; 2.4: 38.1108; 2.5: 17.2362
| 1 | 3.3 | 1: 130.199; 1.1: 44.9707; 1.2: 0.060307; 1.3: 21.45; 1.4: 20.0306; 1.5: 44.9707; 1.6: 21.45; 1.7: 8.58; 1.8: 8.4594; 1.9: 71.5; 2: 2.2771; 2.1: 79.4496; 2.2: 6.4346; 2.3: 2.8661; 2.4: 38.5361; 2.5: 17.1646
| 1 | 3.35 | 1: 129.9999; 1.1: 45.5823; 1.2: 0.061127; 1.3: 21.775; 1.4: 20; 1.5: 45.5823; 1.6: 21.775; 1.7: 8.71; 1.8: 8.4594; 1.9: 72.5833; 2: 2.3116; 2.1: 79.5159; 2.2: 6.6255; 2.3: 2.9071; 2.4: 38.9568; 2.5: 17.0929
| 1 | 3.4 | 1: 129.8009; 1.1: 46.1918; 1.2: 0.061944; 1.3: 22.1; 1.4: 19.9694; 1.5: 46.1918; 1.6: 22.1; 1.7: 8.84; 1.8: 8.4594; 1.9: 73.6667; 2: 2.3461; 2.1: 79.5821; 2.2: 6.8191; 2.3: 2.948; 2.4: 39.3727; 2.5: 17.0214
| 1 | 3.45 | 1: 129.6018; 1.1: 46.7992; 1.2: 0.062759; 1.3: 22.425; 1.4: 19.9387; 1.5: 46.7992; 1.6: 22.425; 1.7: 8.97; 1.8: 8.4594; 1.9: 74.75; 2: 2.3806; 2.1: 79.648; 2.2: 7.0153; 2.3: 2.9889; 2.4: 39.7839; 2.5: 16.9499
| 1 | 3.5 | 1: 129.4029; 1.1: 47.4046; 1.2: 0.063571; 1.3: 22.75; 1.4: 19.9081; 1.5: 47.4046; 1.6: 22.75; 1.7: 9.1; 1.8: 8.4594; 1.9: 75.8333; 2: 2.4151; 2.1: 79.7137; 2.2: 7.2142; 2.3: 3.0297; 2.4: 40.1904; 2.5: 16.8784
| 1 | 3.55 | 1: 129.2039; 1.1: 48.0079; 1.2: 0.06438; 1.3: 23.075; 1.4: 19.8775; 1.5: 48.0079; 1.6: 23.075; 1.7: 9.23; 1.8: 8.4594; 1.9: 76.9167; 2: 2.4496; 2.1: 79.7791; 2.2: 7.4157; 2.3: 3.0704; 2.4: 40.5922; 2.5: 16.8071
| 1 | 3.6 | 1: 129.005; 1.1: 48.6091; 1.2: 0.065186; 1.3: 23.4; 1.4: 19.8469; 1.5: 48.6091; 1.6: 23.4; 1.7: 9.36; 1.8: 8.4594; 1.9: 78; 2: 2.4841; 2.1: 79.8443; 2.2: 7.6198; 2.3: 3.1112; 2.4: 40.9892; 2.5: 16.7358
| 1 | 3.65 | 1: 128.8061; 1.1: 49.2082; 1.2: 0.065989; 1.3: 23.725; 1.4: 19.8163; 1.5: 49.2082; 1.6: 23.725; 1.7: 9.49; 1.8: 8.4594; 1.9: 79.0833; 2: 2.5186; 2.1: 79.9092; 2.2: 7.8266; 2.3: 3.1518; 2.4: 41.3816; 2.5: 16.6645
| 1 | 3.7 | 1: 128.6073; 1.1: 49.8053; 1.2: 0.06679; 1.3: 24.05; 1.4: 19.7857; 1.5: 49.8053; 1.6: 24.05; 1.7: 9.62; 1.8: 8.4594; 1.9: 80.1667; 2: 2.5531; 2.1: 79.974; 2.2: 8.036; 2.3: 3.1924; 2.4: 41.7693; 2.5: 16.5933
| 1 | 3.75 | 1: 128.4084; 1.1: 50.4003; 1.2: 0.067588; 1.3: 24.375; 1.4: 19.7551; 1.5: 50.4003; 1.6: 24.375; 1.7: 9.75; 1.8: 8.4594; 1.9: 81.25; 2: 2.5876; 2.1: 80.0384; 2.2: 8.248; 2.3: 3.2329; 2.4: 42.1523; 2.5: 16.5222
| 1 | 3.8 | 1: 128.2097; 1.1: 50.9933; 1.2: 0.068383; 1.3: 24.7; 1.4: 19.7246; 1.5: 50.9933; 1.6: 24.7; 1.7: 9.88; 1.8: 8.4594; 1.9: 82.3333; 2: 2.6221; 2.1: 80.1027; 2.2: 8.4626; 2.3: 3.2734; 2.4: 42.5306; 2.5: 16.4512
| 1 | 3.85 | 1: 128.0109; 1.1: 51.5841; 1.2: 0.069175; 1.3: 25.025; 1.4: 19.694; 1.5: 51.5841; 1.6: 25.025; 1.7: 10.01; 1.8: 8.4594; 1.9: 83.4167; 2: 2.6566; 2.1: 80.1667; 2.2: 8.6798; 2.3: 3.3138; 2.4: 42.9043; 2.5: 16.3802
| 1 | 3.9 | 1: 127.8122; 1.1: 52.173; 1.2: 0.069965; 1.3: 25.35; 1.4: 19.6634; 1.5: 52.173; 1.6: 25.35; 1.7: 10.14; 1.8: 8.4594; 1.9: 84.5; 2: 2.6911; 2.1: 80.2305; 2.2: 8.8997; 2.3: 3.3542; 2.4: 43.2733; 2.5: 16.3092
| 1 | 3.95 | 1: 127.6136; 1.1: 52.7597; 1.2: 0.070752; 1.3: 25.675; 1.4: 19.6329; 1.5: 52.7597; 1.6: 25.675; 1.7: 10.27; 1.8: 8.4594; 1.9: 85.5833; 2: 2.7256; 2.1: 80.294; 2.2: 9.1221; 2.3: 3.3945; 2.4: 43.6376; 2.5: 16.2384
| 1 | 4 | 1: 127.415; 1.1: 53.3444; 1.2: 0.071536; 1.3: 26; 1.4: 19.6023; 1.5: 53.3444; 1.6: 26; 1.7: 10.4; 1.8: 8.4594; 1.9: 86.6667; 2: 2.7601; 2.1: 80.3573; 2.2: 9.3471; 2.3: 3.4348; 2.4: 43.9973; 2.5: 16.1675
| 1 | 4.05 | 1: 127.2164; 1.1: 53.927; 1.2: 0.072317; 1.3: 26.325; 1.4: 19.5718; 1.5: 53.927; 1.6: 26.325; 1.7: 10.53; 1.8: 8.4594; 1.9: 87.75; 2: 2.7946; 2.1: 80.4204; 2.2: 9.5748; 2.3: 3.475; 2.4: 44.3523; 2.5: 16.0968
| 1 | 4.1 | 1: 127.0179; 1.1: 54.5076; 1.2: 0.073096; 1.3: 26.65; 1.4: 19.5412; 1.5: 54.5076; 1.6: 26.65; 1.7: 10.66; 1.8: 8.4594; 1.9: 88.8333; 2: 2.8291; 2.1: 80.4832; 2.2: 9.805; 2.3: 3.5151; 2.4: 44.7026; 2.5: 16.0261
| 1 | 4.15 | 1: 126.8194; 1.1: 55.0861; 1.2: 0.073872; 1.3: 26.975; 1.4: 19.5107; 1.5: 55.0861; 1.6: 26.975; 1.7: 10.79; 1.8: 8.4594; 1.9: 89.9167; 2: 2.8636; 2.1: 80.5459; 2.2: 10.0378; 2.3: 3.5552; 2.4: 45.0484; 2.5: 15.9555
| 1 | 4.2 | 1: 126.621; 1.1: 55.6626; 1.2: 0.074645; 1.3: 27.3; 1.4: 19.4802; 1.5: 55.6626; 1.6: 27.3; 1.7: 10.92; 1.8: 8.4594; 1.9: 91; 2: 2.8981; 2.1: 80.6082; 2.2: 10.2731; 2.3: 3.5953; 2.4: 45.3894; 2.5: 15.8849
| 1 | 4.25 | 1: 126.4226; 1.1: 56.237; 1.2: 0.075415; 1.3: 27.625; 1.4: 19.4496; 1.5: 56.237; 1.6: 27.625; 1.7: 11.05; 1.8: 8.4594; 1.9: 92.0833; 2: 2.9326; 2.1: 80.6704; 2.2: 10.5111; 2.3: 3.6353; 2.4: 45.7259; 2.5: 15.8144
| 1 | 4.3 | 1: 126.2243; 1.1: 56.8093; 1.2: 0.076183; 1.3: 27.95; 1.4: 19.4191; 1.5: 56.8093; 1.6: 27.95; 1.7: 11.18; 1.8: 8.4594; 1.9: 93.1667; 2: 2.9671; 2.1: 80.7323; 2.2: 10.7516; 2.3: 3.6752; 2.4: 46.0577; 2.5: 15.7439
| 1 | 4.35 | 1: 126.026; 1.1: 57.3796; 1.2: 0.076947; 1.3: 28.275; 1.4: 19.3886; 1.5: 57.3796; 1.6: 28.275; 1.7: 11.31; 1.8: 8.4594; 1.9: 94.25; 2: 3.0016; 2.1: 80.794; 2.2: 10.9947; 2.3: 3.7151; 2.4: 46.3849; 2.5: 15.6735
| 1 | 4.4 | 1: 125.8277; 1.1: 57.9479; 1.2: 0.077709; 1.3: 28.6; 1.4: 19.3581; 1.5: 57.9479; 1.6: 28.6; 1.7: 11.44; 1.8: 8.4594; 1.9: 95.3333; 2: 3.0361; 2.1: 80.8555; 2.2: 11.2404; 2.3: 3.755; 2.4: 46.7075; 2.5: 15.6032
| 1 | 4.45 | 1: 125.6296; 1.1: 58.5141; 1.2: 0.078469; 1.3: 28.925; 1.4: 19.3276; 1.5: 58.5141; 1.6: 28.925; 1.7: 11.57; 1.8: 8.4594; 1.9: 96.4167; 2: 3.0706; 2.1: 80.9167; 2.2: 11.4886; 2.3: 3.7948; 2.4: 47.0255; 2.5: 15.5329
| 1 | 4.5 | 1: 125.4314; 1.1: 59.0782; 1.2: 0.079225; 1.3: 29.25; 1.4: 19.2971; 1.5: 59.0782; 1.6: 29.25; 1.7: 11.7; 1.8: 8.4594; 1.9: 97.5; 2: 3.1051; 2.1: 80.9778; 2.2: 11.7393; 2.3: 3.8345; 2.4: 47.3389; 2.5: 15.4626
| 1 | 4.55 | 1: 125.2333; 1.1: 59.6403; 1.2: 0.079979; 1.3: 29.575; 1.4: 19.2667; 1.5: 59.6403; 1.6: 29.575; 1.7: 11.83; 1.8: 8.4594; 1.9: 98.5833; 2: 3.1396; 2.1: 81.0385; 2.2: 11.9927; 2.3: 3.8742; 2.4: 47.6476; 2.5: 15.3925
| 1 | 4.6 | 1: 125.0353; 1.1: 60.2003; 1.2: 0.08073; 1.3: 29.9; 1.4: 19.2362; 1.5: 60.2003; 1.6: 29.9; 1.7: 11.96; 1.8: 8.4594; 1.9: 99.6667; 2: 3.1741; 2.1: 81.0991; 2.2: 12.2485; 2.3: 3.9139; 2.4: 47.9518; 2.5: 15.3224
| 1 | 4.65 | 1: 124.8373; 1.1: 60.7583; 1.2: 0.081478; 1.3: 30.225; 1.4: 19.2057; 1.5: 60.7583; 1.6: 30.225; 1.7: 12.09; 1.8: 8.4594; 1.9: 100.75; 2: 3.2086; 2.1: 81.1595; 2.2: 12.5069; 2.3: 3.9535; 2.4: 48.2514; 2.5: 15.2523
| 1 | 4.7 | 1: 124.6394; 1.1: 61.3143; 1.2: 0.082224; 1.3: 30.55; 1.4: 19.1753; 1.5: 61.3143; 1.6: 30.55; 1.7: 12.22; 1.8: 8.4594; 1.9: 101.8333; 2: 3.2431; 2.1: 81.2196; 2.2: 12.7679; 2.3: 3.993; 2.4: 48.5464; 2.5: 15.1823
| 1 | 4.75 | 1: 124.4415; 1.1: 61.8682; 1.2: 0.082967; 1.3: 30.875; 1.4: 19.1449; 1.5: 61.8682; 1.6: 30.875; 1.7: 12.35; 1.8: 8.4594; 1.9: 102.9167; 2: 3.2776; 2.1: 81.2795; 2.2: 13.0314; 2.3: 4.0325; 2.4: 48.8368; 2.5: 15.1123
| 1 | 4.8 | 1: 124.2437; 1.1: 62.4201; 1.2: 0.083707; 1.3: 31.2; 1.4: 19.1144; 1.5: 62.4201; 1.6: 31.2; 1.7: 12.48; 1.8: 8.4594; 1.9: 104; 2: 3.3121; 2.1: 81.3391; 2.2: 13.2974; 2.3: 4.072; 2.4: 49.1226; 2.5: 15.0425
| 1 | 4.85 | 1: 124.046; 1.1: 62.9699; 1.2: 0.084444; 1.3: 31.525; 1.4: 19.084; 1.5: 62.9699; 1.6: 31.525; 1.7: 12.61; 1.8: 8.4594; 1.9: 105.0833; 2: 3.3466; 2.1: 81.3986; 2.2: 13.566; 2.3: 4.1114; 2.4: 49.4039; 2.5: 14.9726
| 1 | 4.9 | 1: 123.8483; 1.1: 63.5177; 1.2: 0.085179; 1.3: 31.85; 1.4: 19.0536; 1.5: 63.5177; 1.6: 31.85; 1.7: 12.74; 1.8: 8.4594; 1.9: 106.1667; 2: 3.3811; 2.1: 81.4578; 2.2: 13.8371; 2.3: 4.1507; 2.4: 49.6806; 2.5: 14.9028
| 1 | 4.95 | 1: 123.6507; 1.1: 64.0634; 1.2: 0.08591; 1.3: 32.175; 1.4: 19.0232; 1.5: 64.0634; 1.6: 32.175; 1.7: 12.87; 1.8: 8.4594; 1.9: 107.25; 2: 3.4156; 2.1: 81.5168; 2.2: 14.1107; 2.3: 4.1901; 2.4: 49.9528; 2.5: 14.8331
| 1 | 5 | 1: 123.4531; 1.1: 64.6071; 1.2: 0.08664; 1.3: 32.5; 1.4: 18.9928; 1.5: 64.6071; 1.6: 32.5; 1.7: 13; 1.8: 8.4594; 1.9: 108.3333; 2: 3.4501; 2.1: 81.5756; 2.2: 14.3868; 2.3: 4.2293; 2.4: 50.2203; 2.5: 14.7634
| 1 | 5.05 | 1: 123.2556; 1.1: 65.1488; 1.2: 0.087366; 1.3: 32.825; 1.4: 18.9624; 1.5: 65.1488; 1.6: 32.825; 1.7: 13.13; 1.8: 8.4594; 1.9: 109.4167; 2: 3.4846; 2.1: 81.6342; 2.2: 14.6654; 2.3: 4.2686; 2.4: 50.4834; 2.5: 14.6938
| 1 | 5.1 | 1: 123.0581; 1.1: 65.6884; 1.2: 0.08809; 1.3: 33.15; 1.4: 18.932; 1.5: 65.6884; 1.6: 33.15; 1.7: 13.26; 1.8: 8.4594; 1.9: 110.5; 2: 3.5191; 2.1: 81.6925; 2.2: 14.9466; 2.3: 4.3077; 2.4: 50.7418; 2.5: 14.6243
| 1 | 5.15 | 1: 122.8608; 1.1: 66.226; 1.2: 0.088811; 1.3: 33.475; 1.4: 18.9017; 1.5: 66.226; 1.6: 33.475; 1.7: 13.39; 1.8: 8.4594; 1.9: 111.5833; 2: 3.5536; 2.1: 81.7507; 2.2: 15.2303; 2.3: 4.3469; 2.4: 50.9958; 2.5: 14.5548
| 1 | 5.2 | 1: 122.6634; 1.1: 66.7616; 1.2: 0.089529; 1.3: 33.8; 1.4: 18.8713; 1.5: 66.7616; 1.6: 33.8; 1.7: 13.52; 1.8: 8.4594; 1.9: 112.6667; 2: 3.5881; 2.1: 81.8086; 2.2: 15.5164; 2.3: 4.386; 2.4: 51.2452; 2.5: 14.4853
| 1 | 5.25 | 1: 122.4662; 1.1: 67.2952; 1.2: 0.090244; 1.3: 34.125; 1.4: 18.841; 1.5: 67.2952; 1.6: 34.125; 1.7: 13.65; 1.8: 8.4594; 1.9: 113.75; 2: 3.6226; 2.1: 81.8663; 2.2: 15.8051; 2.3: 4.425; 2.4: 51.4901; 2.5: 14.4159
| 1 | 5.3 | 1: 122.269; 1.1: 67.8267; 1.2: 0.090957; 1.3: 34.45; 1.4: 18.8106; 1.5: 67.8267; 1.6: 34.45; 1.7: 13.78; 1.8: 8.4594; 1.9: 114.8333; 2: 3.6571; 2.1: 81.9237; 2.2: 16.0963; 2.3: 4.464; 2.4: 51.7304; 2.5: 14.3466
| 1 | 5.35 | 1: 122.0719; 1.1: 68.3562; 1.2: 0.091667; 1.3: 34.775; 1.4: 18.7803; 1.5: 68.3562; 1.6: 34.775; 1.7: 13.91; 1.8: 8.4594; 1.9: 115.9167; 2: 3.6916; 2.1: 81.981; 2.2: 16.39; 2.3: 4.503; 2.4: 51.9662; 2.5: 14.2773
| 1 | 5.4 | 1: 121.8748; 1.1: 68.8837; 1.2: 0.092375; 1.3: 35.1; 1.4: 18.75; 1.5: 68.8837; 1.6: 35.1; 1.7: 14.04; 1.8: 8.4594; 1.9: 117; 2: 3.7261; 2.1: 82.038; 2.2: 16.6862; 2.3: 4.5419; 2.4: 52.1975; 2.5: 14.208
| 1 | 5.45 | 1: 121.6779; 1.1: 69.4091; 1.2: 0.093079; 1.3: 35.425; 1.4: 18.7197; 1.5: 69.4091; 1.6: 35.425; 1.7: 14.17; 1.8: 8.4594; 1.9: 118.0833; 2: 3.7606; 2.1: 82.0949; 2.2: 16.9848; 2.3: 4.5808; 2.4: 52.4243; 2.5: 14.1389
| 1 | 5.5 | 1: 121.4809; 1.1: 69.9325; 1.2: 0.093781; 1.3: 35.75; 1.4: 18.6894; 1.5: 69.9325; 1.6: 35.75; 1.7: 14.3; 1.8: 8.4594; 1.9: 119.1667; 2: 3.7951; 2.1: 82.1515; 2.2: 17.286; 2.3: 4.6197; 2.4: 52.6465; 2.5: 14.0697
| 1 | 5.55 | 1: 121.2841; 1.1: 70.4539; 1.2: 0.09448; 1.3: 36.075; 1.4: 18.6591; 1.5: 70.4539; 1.6: 36.075; 1.7: 14.43; 1.8: 8.4594; 1.9: 120.25; 2: 3.8296; 2.1: 82.2079; 2.2: 17.5896; 2.3: 4.6585; 2.4: 52.8643; 2.5: 14.0006
| 1 | 5.6 | 1: 121.0873; 1.1: 70.9733; 1.2: 0.095177; 1.3: 36.4; 1.4: 18.6288; 1.5: 70.9733; 1.6: 36.4; 1.7: 14.56; 1.8: 8.4594; 1.9: 121.3333; 2: 3.8641; 2.1: 82.2641; 2.2: 17.8958; 2.3: 4.6972; 2.4: 53.0776; 2.5: 13.9316
| 1 | 5.65 | 1: 120.8906; 1.1: 71.4907; 1.2: 0.095871; 1.3: 36.725; 1.4: 18.5986; 1.5: 71.4907; 1.6: 36.725; 1.7: 14.69; 1.8: 8.4594; 1.9: 122.4167; 2: 3.8986; 2.1: 82.3201; 2.2: 18.2044; 2.3: 4.7359; 2.4: 53.2863; 2.5: 13.8626
| 1 | 5.7 | 1: 120.694; 1.1: 72.006; 1.2: 0.096562; 1.3: 37.05; 1.4: 18.5683; 1.5: 72.006; 1.6: 37.05; 1.7: 14.82; 1.8: 8.4594; 1.9: 123.5; 2: 3.9331; 2.1: 82.3758; 2.2: 18.5154; 2.3: 4.7746; 2.4: 53.4906; 2.5: 13.7937
| 1 | 5.75 | 1: 120.4974; 1.1: 72.5194; 1.2: 0.09725; 1.3: 37.375; 1.4: 18.5381; 1.5: 72.5194; 1.6: 37.375; 1.7: 14.95; 1.8: 8.4594; 1.9: 124.5833; 2: 3.9676; 2.1: 82.4314; 2.2: 18.829; 2.3: 4.8132; 2.4: 53.6904; 2.5: 13.7248
| 1 | 5.8 | 1: 120.301; 1.1: 73.0307; 1.2: 0.097936; 1.3: 37.7; 1.4: 18.5078; 1.5: 73.0307; 1.6: 37.7; 1.7: 15.08; 1.8: 8.4594; 1.9: 125.6667; 2: 4.0021; 2.1: 82.4867; 2.2: 19.145; 2.3: 4.8518; 2.4: 53.8857; 2.5: 13.656
| 1 | 5.85 | 1: 120.1046; 1.1: 73.54; 1.2: 0.098619; 1.3: 38.025; 1.4: 18.4776; 1.5: 73.54; 1.6: 38.025; 1.7: 15.21; 1.8: 8.4594; 1.9: 126.75; 2: 4.0366; 2.1: 82.5419; 2.2: 19.4635; 2.3: 4.8904; 2.4: 54.0765; 2.5: 13.5872
| 1 | 5.9 | 1: 119.9082; 1.1: 74.0473; 1.2: 0.099299; 1.3: 38.35; 1.4: 18.4474; 1.5: 74.0473; 1.6: 38.35; 1.7: 15.34; 1.8: 8.4594; 1.9: 127.8333; 2: 4.0711; 2.1: 82.5968; 2.2: 19.7845; 2.3: 4.9289; 2.4: 54.2628; 2.5: 13.5185
| 1 | 5.95 | 1: 119.712; 1.1: 74.5526; 1.2: 0.099977; 1.3: 38.675; 1.4: 18.4172; 1.5: 74.5526; 1.6: 38.675; 1.7: 15.47; 1.8: 8.4594; 1.9: 128.9167; 2: 4.1056; 2.1: 82.6515; 2.2: 20.1079; 2.3: 4.9674; 2.4: 54.4447; 2.5: 13.4498
| 1 | 6 | 1: 119.5158; 1.1: 75.0559; 1.2: 0.10065; 1.3: 39; 1.4: 18.387; 1.5: 75.0559; 1.6: 39; 1.7: 15.6; 1.8: 8.4594; 1.9: 130; 2: 4.1401; 2.1: 82.706; 2.2: 20.4338; 2.3: 5.0058; 2.4: 54.6221; 2.5: 13.3812
| 1 | 6.05 | 1: 119.3197; 1.1: 75.5572; 1.2: 0.10132; 1.3: 39.325; 1.4: 18.3569; 1.5: 75.5572; 1.6: 39.325; 1.7: 15.73; 1.8: 8.4594; 1.9: 131.0833; 2: 4.1746; 2.1: 82.7603; 2.2: 20.7622; 2.3: 5.0442; 2.4: 54.795; 2.5: 13.3126
| 1 | 6.1 | 1: 119.1237; 1.1: 76.0565; 1.2: 0.10199; 1.3: 39.65; 1.4: 18.3267; 1.5: 76.0565; 1.6: 39.65; 1.7: 15.86; 1.8: 8.4594; 1.9: 132.1667; 2: 4.2091; 2.1: 82.8144; 2.2: 21.093; 2.3: 5.0826; 2.4: 54.9635; 2.5: 13.2441
| 1 | 6.15 | 1: 118.9278; 1.1: 76.5538; 1.2: 0.10266; 1.3: 39.975; 1.4: 18.2966; 1.5: 76.5538; 1.6: 39.975; 1.7: 15.99; 1.8: 8.4594; 1.9: 133.25; 2: 4.2436; 2.1: 82.8683; 2.2: 21.4262; 2.3: 5.1209; 2.4: 55.1276; 2.5: 13.1756
| 1 | 6.2 | 1: 118.7319; 1.1: 77.0491; 1.2: 0.10332; 1.3: 40.3; 1.4: 18.2664; 1.5: 77.0491; 1.6: 40.3; 1.7: 16.12; 1.8: 8.4594; 1.9: 134.3333; 2: 4.2781; 2.1: 82.922; 2.2: 21.762; 2.3: 5.1592; 2.4: 55.2871; 2.5: 13.1072
| 1 | 6.25 | 1: 118.5361; 1.1: 77.5424; 1.2: 0.10399; 1.3: 40.625; 1.4: 18.2363; 1.5: 77.5424; 1.6: 40.625; 1.7: 16.25; 1.8: 8.4594; 1.9: 135.4167; 2: 4.3126; 2.1: 82.9754; 2.2: 22.1001; 2.3: 5.1975; 2.4: 55.4423; 2.5: 13.0388
| 1 | 6.3 | 1: 118.3404; 1.1: 78.0337; 1.2: 0.10464; 1.3: 40.95; 1.4: 18.2062; 1.5: 78.0337; 1.6: 40.95; 1.7: 16.38; 1.8: 8.4594; 1.9: 136.5; 2: 4.3471; 2.1: 83.0287; 2.2: 22.4407; 2.3: 5.2357; 2.4: 55.593; 2.5: 12.9705
| 1 | 6.35 | 1: 118.1448; 1.1: 78.523; 1.2: 0.1053; 1.3: 41.275; 1.4: 18.1761; 1.5: 78.523; 1.6: 41.275; 1.7: 16.51; 1.8: 8.4594; 1.9: 137.5833; 2: 4.3816; 2.1: 83.0818; 2.2: 22.7838; 2.3: 5.2739; 2.4: 55.7392; 2.5: 12.9022
| 1 | 6.4 | 1: 117.9493; 1.1: 79.0103; 1.2: 0.10595; 1.3: 41.6; 1.4: 18.146; 1.5: 79.0103; 1.6: 41.6; 1.7: 16.64; 1.8: 8.4594; 1.9: 138.6667; 2: 4.4161; 2.1: 83.1346; 2.2: 23.1293; 2.3: 5.312; 2.4: 55.881; 2.5: 12.834
| 1 | 6.45 | 1: 117.7539; 1.1: 79.4956; 1.2: 0.10661; 1.3: 41.925; 1.4: 18.116; 1.5: 79.4956; 1.6: 41.925; 1.7: 16.77; 1.8: 8.4594; 1.9: 139.75; 2: 4.4506; 2.1: 83.1873; 2.2: 23.4772; 2.3: 5.3501; 2.4: 56.0184; 2.5: 12.7658
| 1 | 6.5 | 1: 117.5585; 1.1: 79.979; 1.2: 0.10725; 1.3: 42.25; 1.4: 18.0859; 1.5: 79.979; 1.6: 42.25; 1.7: 16.9; 1.8: 8.4594; 1.9: 140.8333; 2: 4.4851; 2.1: 83.2398; 2.2: 23.8276; 2.3: 5.3882; 2.4: 56.1514; 2.5: 12.6977
| 1 | 6.55 | 1: 117.3632; 1.1: 80.4603; 1.2: 0.1079; 1.3: 42.575; 1.4: 18.0559; 1.5: 80.4603; 1.6: 42.575; 1.7: 17.03; 1.8: 8.4594; 1.9: 141.9167; 2: 4.5196; 2.1: 83.292; 2.2: 24.1804; 2.3: 5.4263; 2.4: 56.2799; 2.5: 12.6296
| 1 | 6.6 | 1: 117.168; 1.1: 80.9397; 1.2: 0.10854; 1.3: 42.9; 1.4: 18.0259; 1.5: 80.9397; 1.6: 42.9; 1.7: 17.16; 1.8: 8.4594; 1.9: 143; 2: 4.5541; 2.1: 83.3441; 2.2: 24.5356; 2.3: 5.4643; 2.4: 56.404; 2.5: 12.5616
| 1 | 6.65 | 1: 116.973; 1.1: 81.4171; 1.2: 0.10918; 1.3: 43.225; 1.4: 17.9958; 1.5: 81.4171; 1.6: 43.225; 1.7: 17.29; 1.8: 8.4594; 1.9: 144.0833; 2: 4.5886; 2.1: 83.3959; 2.2: 24.8933; 2.3: 5.5022; 2.4: 56.5238; 2.5: 12.4936
| 1 | 6.7 | 1: 116.7779; 1.1: 81.8925; 1.2: 0.10982; 1.3: 43.55; 1.4: 17.9658; 1.5: 81.8925; 1.6: 43.55; 1.7: 17.42; 1.8: 8.4594; 1.9: 145.1667; 2: 4.6231; 2.1: 83.4476; 2.2: 25.2534; 2.3: 5.5402; 2.4: 56.6391; 2.5: 12.4257
| 1 | 6.75 | 1: 116.583; 1.1: 82.3659; 1.2: 0.11045; 1.3: 43.875; 1.4: 17.9358; 1.5: 82.3659; 1.6: 43.875; 1.7: 17.55; 1.8: 8.4594; 1.9: 146.25; 2: 4.6576; 2.1: 83.499; 2.2: 25.6159; 2.3: 5.5781; 2.4: 56.75; 2.5: 12.3578
| 1 | 6.8 | 1: 116.3882; 1.1: 82.8374; 1.2: 0.11109; 1.3: 44.2; 1.4: 17.9059; 1.5: 82.8374; 1.6: 44.2; 1.7: 17.68; 1.8: 8.4594; 1.9: 147.3333; 2: 4.6921; 2.1: 83.5503; 2.2: 25.9809; 2.3: 5.616; 2.4: 56.8565; 2.5: 12.2899
| 1 | 6.85 | 1: 116.1935; 1.1: 83.3068; 1.2: 0.11172; 1.3: 44.525; 1.4: 17.8759; 1.5: 83.3068; 1.6: 44.525; 1.7: 17.81; 1.8: 8.4594; 1.9: 148.4167; 2: 4.7266; 2.1: 83.6013; 2.2: 26.3483; 2.3: 5.6538; 2.4: 56.9586; 2.5: 12.2221
| 1 | 6.9 | 1: 115.9988; 1.1: 83.7743; 1.2: 0.11234; 1.3: 44.85; 1.4: 17.846; 1.5: 83.7743; 1.6: 44.85; 1.7: 17.94; 1.8: 8.4594; 1.9: 149.5; 2: 4.7611; 2.1: 83.6522; 2.2: 26.7181; 2.3: 5.6916; 2.4: 57.0563; 2.5: 12.1544
| 1 | 6.95 | 1: 115.8043; 1.1: 84.2399; 1.2: 0.11297; 1.3: 45.175; 1.4: 17.816; 1.5: 84.2399; 1.6: 45.175; 1.7: 18.07; 1.8: 8.4594; 1.9: 150.5833; 2: 4.7956; 2.1: 83.7029; 2.2: 27.0903; 2.3: 5.7294; 2.4: 57.1496; 2.5: 12.0867
| 1 | 7 | 1: 115.6098; 1.1: 84.7034; 1.2: 0.11359; 1.3: 45.5; 1.4: 17.7861; 1.5: 84.7034; 1.6: 45.5; 1.7: 18.2; 1.8: 8.4594; 1.9: 151.6667; 2: 4.8301; 2.1: 83.7533; 2.2: 27.4649; 2.3: 5.7671; 2.4: 57.2385; 2.5: 12.019
| 1 | 7.05 | 1: 115.4154; 1.1: 85.165; 1.2: 0.11421; 1.3: 45.825; 1.4: 17.7562; 1.5: 85.165; 1.6: 45.825; 1.7: 18.33; 1.8: 8.4594; 1.9: 152.75; 2: 4.8646; 2.1: 83.8036; 2.2: 27.842; 2.3: 5.8048; 2.4: 57.3231; 2.5: 11.9514
| 1 | 7.1 | 1: 115.2211; 1.1: 85.6247; 1.2: 0.11482; 1.3: 46.15; 1.4: 17.7263; 1.5: 85.6247; 1.6: 46.15; 1.7: 18.46; 1.8: 8.4594; 1.9: 153.8333; 2: 4.8992; 2.1: 83.8537; 2.2: 28.2214; 2.3: 5.8425; 2.4: 57.4033; 2.5: 11.8838
| 1 | 7.15 | 1: 115.027; 1.1: 86.0823; 1.2: 0.11544; 1.3: 46.475; 1.4: 17.6965; 1.5: 86.0823; 1.6: 46.475; 1.7: 18.59; 1.8: 8.4594; 1.9: 154.9167; 2: 4.9337; 2.1: 83.9036; 2.2: 28.6033; 2.3: 5.8801; 2.4: 57.4791; 2.5: 11.8163
| 1 | 7.2 | 1: 114.8329; 1.1: 86.5381; 1.2: 0.11605; 1.3: 46.8; 1.4: 17.6666; 1.5: 86.5381; 1.6: 46.8; 1.7: 18.72; 1.8: 8.4594; 1.9: 156; 2: 4.9682; 2.1: 83.9532; 2.2: 28.9876; 2.3: 5.9178; 2.4: 57.5505; 2.5: 11.7488
| 1 | 7.25 | 1: 114.6389; 1.1: 86.9918; 1.2: 0.11666; 1.3: 47.125; 1.4: 17.6368; 1.5: 86.9918; 1.6: 47.125; 1.7: 18.85; 1.8: 8.4594; 1.9: 157.0833; 2: 5.0027; 2.1: 84.0027; 2.2: 29.3743; 2.3: 5.9553; 2.4: 57.6176; 2.5: 11.6814
| 1 | 7.3 | 1: 114.445; 1.1: 87.4436; 1.2: 0.11726; 1.3: 47.45; 1.4: 17.6069; 1.5: 87.4436; 1.6: 47.45; 1.7: 18.98; 1.8: 8.4594; 1.9: 158.1667; 2: 5.0372; 2.1: 84.052; 2.2: 29.7633; 2.3: 5.9929; 2.4: 57.6803; 2.5: 11.614
| 1 | 7.35 | 1: 114.2512; 1.1: 87.8935; 1.2: 0.11787; 1.3: 47.775; 1.4: 17.5771; 1.5: 87.8935; 1.6: 47.775; 1.7: 19.11; 1.8: 8.4594; 1.9: 159.25; 2: 5.0717; 2.1: 84.1011; 2.2: 30.1548; 2.3: 6.0304; 2.4: 57.7386; 2.5: 11.5467
| 1 | 7.4 | 1: 114.0575; 1.1: 88.3413; 1.2: 0.11847; 1.3: 48.1; 1.4: 17.5473; 1.5: 88.3413; 1.6: 48.1; 1.7: 19.24; 1.8: 8.4594; 1.9: 160.3333; 2: 5.1062; 2.1: 84.15; 2.2: 30.5487; 2.3: 6.0679; 2.4: 57.7926; 2.5: 11.4794
| 1 | 7.45 | 1: 113.8639; 1.1: 88.7873; 1.2: 0.11907; 1.3: 48.425; 1.4: 17.5175; 1.5: 88.7873; 1.6: 48.425; 1.7: 19.37; 1.8: 8.4594; 1.9: 161.4167; 2: 5.1407; 2.1: 84.1988; 2.2: 30.945; 2.3: 6.1054; 2.4: 57.8422; 2.5: 11.4121
| 1 | 7.5 | 1: 113.6704; 1.1: 89.2313; 1.2: 0.11966; 1.3: 48.75; 1.4: 17.4878; 1.5: 89.2313; 1.6: 48.75; 1.7: 19.5; 1.8: 8.4594; 1.9: 162.5; 2: 5.1752; 2.1: 84.2473; 2.2: 31.3437; 2.3: 6.1428; 2.4: 57.8875; 2.5: 11.3449
| 1 | 7.55 | 1: 113.477; 1.1: 89.6733; 1.2: 0.12025; 1.3: 49.075; 1.4: 17.458; 1.5: 89.6733; 1.6: 49.075; 1.7: 19.63; 1.8: 8.4594; 1.9: 163.5833; 2: 5.2097; 2.1: 84.2956; 2.2: 31.7448; 2.3: 6.1802; 2.4: 57.9285; 2.5: 11.2778
| 1 | 7.6 | 1: 113.2837; 1.1: 90.1134; 1.2: 0.12084; 1.3: 49.4; 1.4: 17.4283; 1.5: 90.1134; 1.6: 49.4; 1.7: 19.76; 1.8: 8.4594; 1.9: 164.6667; 2: 5.2442; 2.1: 84.3438; 2.2: 32.1483; 2.3: 6.2176; 2.4: 57.9651; 2.5: 11.2107
| 1 | 7.65 | 1: 113.0905; 1.1: 90.5516; 1.2: 0.12143; 1.3: 49.725; 1.4: 17.3985; 1.5: 90.5516; 1.6: 49.725; 1.7: 19.89; 1.8: 8.4594; 1.9: 165.75; 2: 5.2787; 2.1: 84.3918; 2.2: 32.5542; 2.3: 6.255; 2.4: 57.9974; 2.5: 11.1436
| 1 | 7.7 | 1: 112.8974; 1.1: 90.9878; 1.2: 0.12202; 1.3: 50.05; 1.4: 17.3688; 1.5: 90.9878; 1.6: 50.05; 1.7: 20.02; 1.8: 8.4594; 1.9: 166.8333; 2: 5.3132; 2.1: 84.4395; 2.2: 32.9625; 2.3: 6.2923; 2.4: 58.0253; 2.5: 11.0766
| 1 | 7.75 | 1: 112.7044; 1.1: 91.4221; 1.2: 0.1226; 1.3: 50.375; 1.4: 17.3391; 1.5: 91.4221; 1.6: 50.375; 1.7: 20.15; 1.8: 8.4594; 1.9: 167.9167; 2: 5.3477; 2.1: 84.4871; 2.2: 33.3731; 2.3: 6.3296; 2.4: 58.0489; 2.5: 11.0096
| 1 | 7.8 | 1: 112.5115; 1.1: 91.8544; 1.2: 0.12318; 1.3: 50.7; 1.4: 17.3095; 1.5: 91.8544; 1.6: 50.7; 1.7: 20.28; 1.8: 8.4594; 1.9: 169; 2: 5.3822; 2.1: 84.5345; 2.2: 33.7862; 2.3: 6.3668; 2.4: 58.0682; 2.5: 10.9426
| 1 | 7.85 | 1: 112.3188; 1.1: 92.2848; 1.2: 0.12376; 1.3: 51.025; 1.4: 17.2798; 1.5: 92.2848; 1.6: 51.025; 1.7: 20.41; 1.8: 8.4594; 1.9: 170.0833; 2: 5.4167; 2.1: 84.5817; 2.2: 34.2016; 2.3: 6.4041; 2.4: 58.0832; 2.5: 10.8757
| 1 | 7.9 | 1: 112.1261; 1.1: 92.7133; 1.2: 0.12433; 1.3: 51.35; 1.4: 17.2502; 1.5: 92.7133; 1.6: 51.35; 1.7: 20.54; 1.8: 8.4594; 1.9: 171.1667; 2: 5.4512; 2.1: 84.6287; 2.2: 34.6195; 2.3: 6.4413; 2.4: 58.0938; 2.5: 10.8089
| 1 | 7.95 | 1: 111.9335; 1.1: 93.1399; 1.2: 0.1249; 1.3: 51.675; 1.4: 17.2205; 1.5: 93.1399; 1.6: 51.675; 1.7: 20.67; 1.8: 8.4594; 1.9: 172.25; 2: 5.4857; 2.1: 84.6756; 2.2: 35.0397; 2.3: 6.4785; 2.4: 58.1002; 2.5: 10.7421
| 1 | 8 | 1: 111.741; 1.1: 93.5645; 1.2: 0.12547; 1.3: 52; 1.4: 17.1909; 1.5: 93.5645; 1.6: 52; 1.7: 20.8; 1.8: 8.4594; 1.9: 173.3333; 2: 5.5202; 2.1: 84.7222; 2.2: 35.4623; 2.3: 6.5156; 2.4: 58.1022; 2.5: 10.6753
| 1 | 8.05 | 1: 111.5487; 1.1: 93.9872; 1.2: 0.12604; 1.3: 52.325; 1.4: 17.1613; 1.5: 93.9872; 1.6: 52.325; 1.7: 20.93; 1.8: 8.4594; 1.9: 174.4167; 2: 5.5547; 2.1: 84.7687; 2.2: 35.8873; 2.3: 6.5527; 2.4: 58.0999; 2.5: 10.6086
| 1 | 8.1 | 1: 111.3564; 1.1: 94.408; 1.2: 0.1266; 1.3: 52.65; 1.4: 17.1318; 1.5: 94.408; 1.6: 52.65; 1.7: 21.06; 1.8: 8.4594; 1.9: 175.5; 2: 5.5892; 2.1: 84.815; 2.2: 36.3146; 2.3: 6.5898; 2.4: 58.0933; 2.5: 10.5419
| 1 | 8.15 | 1: 111.1643; 1.1: 94.8268; 1.2: 0.12716; 1.3: 52.975; 1.4: 17.1022; 1.5: 94.8268; 1.6: 52.975; 1.7: 21.19; 1.8: 8.4594; 1.9: 176.5833; 2: 5.6237; 2.1: 84.8611; 2.2: 36.7444; 2.3: 6.6269; 2.4: 58.0825; 2.5: 10.4753
| 1 | 8.2 | 1: 110.9722; 1.1: 95.2438; 1.2: 0.12772; 1.3: 53.3; 1.4: 17.0727; 1.5: 95.2438; 1.6: 53.3; 1.7: 21.32; 1.8: 8.4594; 1.9: 177.6667; 2: 5.6582; 2.1: 84.907; 2.2: 37.1765; 2.3: 6.664; 2.4: 58.0673; 2.5: 10.4087
| 1 | 8.25 | 1: 110.7803; 1.1: 95.6588; 1.2: 0.12828; 1.3: 53.625; 1.4: 17.0431; 1.5: 95.6588; 1.6: 53.625; 1.7: 21.45; 1.8: 8.4594; 1.9: 178.75; 2: 5.6927; 2.1: 84.9527; 2.2: 37.611; 2.3: 6.701; 2.4: 58.0478; 2.5: 10.3421
| 1 | 8.3 | 1: 110.5885; 1.1: 96.0719; 1.2: 0.12883; 1.3: 53.95; 1.4: 17.0136; 1.5: 96.0719; 1.6: 53.95; 1.7: 21.58; 1.8: 8.4594; 1.9: 179.8333; 2: 5.7272; 2.1: 84.9983; 2.2: 38.0479; 2.3: 6.738; 2.4: 58.0241; 2.5: 10.2756
| 1 | 8.35 | 1: 110.3968; 1.1: 96.4831; 1.2: 0.12939; 1.3: 54.275; 1.4: 16.9841; 1.5: 96.4831; 1.6: 54.275; 1.7: 21.71; 1.8: 8.4594; 1.9: 180.9167; 2: 5.7617; 2.1: 85.0437; 2.2: 38.4871; 2.3: 6.775; 2.4: 57.996; 2.5: 10.2092
| 1 | 8.4 | 1: 110.2052; 1.1: 96.8924; 1.2: 0.12993; 1.3: 54.6; 1.4: 16.9546; 1.5: 96.8924; 1.6: 54.6; 1.7: 21.84; 1.8: 8.4594; 1.9: 182; 2: 5.7962; 2.1: 85.0888; 2.2: 38.9287; 2.3: 6.8119; 2.4: 57.9637; 2.5: 10.1427
| 1 | 8.45 | 1: 110.0137; 1.1: 97.2998; 1.2: 0.13048; 1.3: 54.925; 1.4: 16.9252; 1.5: 97.2998; 1.6: 54.925; 1.7: 21.97; 1.8: 8.4594; 1.9: 183.0833; 2: 5.8307; 2.1: 85.1339; 2.2: 39.3727; 2.3: 6.8488; 2.4: 57.9271; 2.5: 10.0763
| 1 | 8.5 | 1: 109.8223; 1.1: 97.7053; 1.2: 0.13102; 1.3: 55.25; 1.4: 16.8957; 1.5: 97.7053; 1.6: 55.25; 1.7: 22.1; 1.8: 8.4594; 1.9: 184.1667; 2: 5.8652; 2.1: 85.1787; 2.2: 39.8191; 2.3: 6.8857; 2.4: 57.8862; 2.5: 10.01
| 1 | 8.55 | 1: 109.6311; 1.1: 98.1088; 1.2: 0.13157; 1.3: 55.575; 1.4: 16.8663; 1.5: 98.1088; 1.6: 55.575; 1.7: 22.23; 1.8: 8.4594; 1.9: 185.25; 2: 5.8997; 2.1: 85.2233; 2.2: 40.2678; 2.3: 6.9226; 2.4: 57.841; 2.5: 9.9437
| 1 | 8.6 | 1: 109.4399; 1.1: 98.5105; 1.2: 0.1321; 1.3: 55.9; 1.4: 16.8369; 1.5: 98.5105; 1.6: 55.9; 1.7: 22.36; 1.8: 8.4594; 1.9: 186.3333; 2: 5.9342; 2.1: 85.2678; 2.2: 40.7189; 2.3: 6.9595; 2.4: 57.7916; 2.5: 9.8774
| 1 | 8.65 | 1: 109.2489; 1.1: 98.9103; 1.2: 0.13264; 1.3: 56.225; 1.4: 16.8075; 1.5: 98.9103; 1.6: 56.225; 1.7: 22.49; 1.8: 8.4594; 1.9: 187.4167; 2: 5.9687; 2.1: 85.3121; 2.2: 41.1724; 2.3: 6.9963; 2.4: 57.7379; 2.5: 9.8112
| 1 | 8.7 | 1: 109.058; 1.1: 99.3082; 1.2: 0.13317; 1.3: 56.55; 1.4: 16.7781; 1.5: 99.3082; 1.6: 56.55; 1.7: 22.62; 1.8: 8.4594; 1.9: 188.5; 2: 6.0032; 2.1: 85.3562; 2.2: 41.6282; 2.3: 7.0331; 2.4: 57.68; 2.5: 9.7451
| 1 | 8.75 | 1: 108.8672; 1.1: 99.7042; 1.2: 0.13371; 1.3: 56.875; 1.4: 16.7488; 1.5: 99.7042; 1.6: 56.875; 1.7: 22.75; 1.8: 8.4594; 1.9: 189.5833; 2: 6.0377; 2.1: 85.4002; 2.2: 42.0864; 2.3: 7.0699; 2.4: 57.6178; 2.5: 9.6789
| 1 | 8.8 | 1: 108.6765; 1.1: 100.0983; 1.2: 0.13423; 1.3: 57.2; 1.4: 16.7195; 1.5: 100.0983; 1.6: 57.2; 1.7: 22.88; 1.8: 8.4594; 1.9: 190.6667; 2: 6.0722; 2.1: 85.4439; 2.2: 42.5469; 2.3: 7.1066; 2.4: 57.5513; 2.5: 9.6128
| 1 | 8.85 | 1: 108.4859; 1.1: 100.4905; 1.2: 0.13476; 1.3: 57.525; 1.4: 16.6901; 1.5: 100.4905; 1.6: 57.525; 1.7: 23.01; 1.8: 8.4594; 1.9: 191.75; 2: 6.1067; 2.1: 85.4875; 2.2: 43.0099; 2.3: 7.1434; 2.4: 57.4806; 2.5: 9.5468
| 1 | 8.9 | 1: 108.2954; 1.1: 100.8808; 1.2: 0.13528; 1.3: 57.85; 1.4: 16.6608; 1.5: 100.8808; 1.6: 57.85; 1.7: 23.14; 1.8: 8.4594; 1.9: 192.8333; 2: 6.1412; 2.1: 85.5309; 2.2: 43.4752; 2.3: 7.1801; 2.4: 57.4057; 2.5: 9.4808
| 1 | 8.95 | 1: 108.1051; 1.1: 101.2693; 1.2: 0.1358; 1.3: 58.175; 1.4: 16.6316; 1.5: 101.2693; 1.6: 58.175; 1.7: 23.27; 1.8: 8.4594; 1.9: 193.9167; 2: 6.1757; 2.1: 85.5741; 2.2: 43.9428; 2.3: 7.2168; 2.4: 57.3265; 2.5: 9.4148
| 1 | 9 | 1: 107.9149; 1.1: 101.6558; 1.2: 0.13632; 1.3: 58.5; 1.4: 16.6023; 1.5: 101.6558; 1.6: 58.5; 1.7: 23.4; 1.8: 8.4594; 1.9: 195; 2: 6.2102; 2.1: 85.6172; 2.2: 44.4128; 2.3: 7.2534; 2.4: 57.243; 2.5: 9.3489
| 1 | 9.05 | 1: 107.7248; 1.1: 102.0405; 1.2: 0.13684; 1.3: 58.825; 1.4: 16.573; 1.5: 102.0405; 1.6: 58.825; 1.7: 23.53; 1.8: 8.4594; 1.9: 196.0833; 2: 6.2447; 2.1: 85.6601; 2.2: 44.8852; 2.3: 7.2901; 2.4: 57.1553; 2.5: 9.283
| 1 | 9.1 | 1: 107.5348; 1.1: 102.4233; 1.2: 0.13735; 1.3: 59.15; 1.4: 16.5438; 1.5: 102.4233; 1.6: 59.15; 1.7: 23.66; 1.8: 8.4594; 1.9: 197.1667; 2: 6.2792; 2.1: 85.7028; 2.2: 45.3599; 2.3: 7.3267; 2.4: 57.0634; 2.5: 9.2171
| 1 | 9.15 | 1: 107.3449; 1.1: 102.8042; 1.2: 0.13786; 1.3: 59.475; 1.4: 16.5146; 1.5: 102.8042; 1.6: 59.475; 1.7: 23.79; 1.8: 8.4594; 1.9: 198.25; 2: 6.3137; 2.1: 85.7453; 2.2: 45.837; 2.3: 7.3633; 2.4: 56.9673; 2.5: 9.1513
| 1 | 9.2 | 1: 107.1552; 1.1: 103.1833; 1.2: 0.13837; 1.3: 59.8; 1.4: 16.4854; 1.5: 103.1833; 1.6: 59.8; 1.7: 23.92; 1.8: 8.4594; 1.9: 199.3333; 2: 6.3482; 2.1: 85.7877; 2.2: 46.3164; 2.3: 7.3999; 2.4: 56.8669; 2.5: 9.0855
| 1 | 9.25 | 1: 106.9656; 1.1: 103.5605; 1.2: 0.13888; 1.3: 60.125; 1.4: 16.4562; 1.5: 103.5605; 1.6: 60.125; 1.7: 24.05; 1.8: 8.4594; 1.9: 200.4167; 2: 6.3827; 2.1: 85.8299; 2.2: 46.7982; 2.3: 7.4364; 2.4: 56.7623; 2.5: 9.0198
| 1 | 9.3 | 1: 106.7761; 1.1: 103.9358; 1.2: 0.13938; 1.3: 60.45; 1.4: 16.4271; 1.5: 103.9358; 1.6: 60.45; 1.7: 24.18; 1.8: 8.4594; 1.9: 201.5; 2: 6.4172; 2.1: 85.8719; 2.2: 47.2823; 2.3: 7.473; 2.4: 56.6535; 2.5: 8.9541
| 1 | 9.35 | 1: 106.5867; 1.1: 104.3093; 1.2: 0.13988; 1.3: 60.775; 1.4: 16.3979; 1.5: 104.3093; 1.6: 60.775; 1.7: 24.31; 1.8: 8.4594; 1.9: 202.5833; 2: 6.4517; 2.1: 85.9138; 2.2: 47.7688; 2.3: 7.5095; 2.4: 56.5404; 2.5: 8.8884
| 1 | 9.4 | 1: 106.3974; 1.1: 104.6809; 1.2: 0.14038; 1.3: 61.1; 1.4: 16.3688; 1.5: 104.6809; 1.6: 61.1; 1.7: 24.44; 1.8: 8.4594; 1.9: 203.6667; 2: 6.4862; 2.1: 85.9555; 2.2: 48.2577; 2.3: 7.546; 2.4: 56.4232; 2.5: 8.8228
| 1 | 9.45 | 1: 106.2083; 1.1: 105.0506; 1.2: 0.14088; 1.3: 61.425; 1.4: 16.3397; 1.5: 105.0506; 1.6: 61.425; 1.7: 24.57; 1.8: 8.4594; 1.9: 204.75; 2: 6.5207; 2.1: 85.997; 2.2: 48.7489; 2.3: 7.5825; 2.4: 56.3017; 2.5: 8.7573
| 1 | 9.5 | 1: 106.0193; 1.1: 105.4185; 1.2: 0.14137; 1.3: 61.75; 1.4: 16.3107; 1.5: 105.4185; 1.6: 61.75; 1.7: 24.7; 1.8: 8.4594; 1.9: 205.8333; 2: 6.5552; 2.1: 86.0383; 2.2: 49.2424; 2.3: 7.6189; 2.4: 56.1761; 2.5: 8.6917
| 1 | 9.55 | 1: 105.8304; 1.1: 105.7845; 1.2: 0.14186; 1.3: 62.075; 1.4: 16.2816; 1.5: 105.7845; 1.6: 62.075; 1.7: 24.83; 1.8: 8.4594; 1.9: 206.9167; 2: 6.5897; 2.1: 86.0795; 2.2: 49.7383; 2.3: 7.6554; 2.4: 56.0462; 2.5: 8.6262
| 1 | 9.6 | 1: 105.6416; 1.1: 106.1487; 1.2: 0.14235; 1.3: 62.4; 1.4: 16.2526; 1.5: 106.1487; 1.6: 62.4; 1.7: 24.96; 1.8: 8.4594; 1.9: 208; 2: 6.6242; 2.1: 86.1205; 2.2: 50.2366; 2.3: 7.6918; 2.4: 55.9121; 2.5: 8.5608
| 1 | 9.65 | 1: 105.453; 1.1: 106.511; 1.2: 0.14283; 1.3: 62.725; 1.4: 16.2235; 1.5: 106.511; 1.6: 62.725; 1.7: 25.09; 1.8: 8.4594; 1.9: 209.0833; 2: 6.6587; 2.1: 86.1614; 2.2: 50.7372; 2.3: 7.7282; 2.4: 55.7738; 2.5: 8.4954
| 1 | 9.7 | 1: 105.2644; 1.1: 106.8715; 1.2: 0.14332; 1.3: 63.05; 1.4: 16.1945; 1.5: 106.8715; 1.6: 63.05; 1.7: 25.22; 1.8: 8.4594; 1.9: 210.1667; 2: 6.6932; 2.1: 86.202; 2.2: 51.2401; 2.3: 7.7646; 2.4: 55.6314; 2.5: 8.43
| 1 | 9.75 | 1: 105.0761; 1.1: 107.2301; 1.2: 0.1438; 1.3: 63.375; 1.4: 16.1655; 1.5: 107.2301; 1.6: 63.375; 1.7: 25.35; 1.8: 8.4594; 1.9: 211.25; 2: 6.7277; 2.1: 86.2425; 2.2: 51.7454; 2.3: 7.8009; 2.4: 55.4847; 2.5: 8.3646
| 1 | 9.8 | 1: 104.8878; 1.1: 107.5869; 1.2: 0.14428; 1.3: 63.7; 1.4: 16.1366; 1.5: 107.5869; 1.6: 63.7; 1.7: 25.48; 1.8: 8.4594; 1.9: 212.3333; 2: 6.7622; 2.1: 86.2829; 2.2: 52.2531; 2.3: 7.8373; 2.4: 55.3338; 2.5: 8.2993
| 1 | 9.85 | 1: 104.6996; 1.1: 107.9418; 1.2: 0.14475; 1.3: 64.025; 1.4: 16.1076; 1.5: 107.9418; 1.6: 64.025; 1.7: 25.61; 1.8: 8.4594; 1.9: 213.4167; 2: 6.7967; 2.1: 86.3231; 2.2: 52.763; 2.3: 7.8736; 2.4: 55.1788; 2.5: 8.2341
| 1 | 9.9 | 1: 104.5116; 1.1: 108.295; 1.2: 0.14523; 1.3: 64.35; 1.4: 16.0787; 1.5: 108.295; 1.6: 64.35; 1.7: 25.74; 1.8: 8.4594; 1.9: 214.5; 2: 6.8312; 2.1: 86.3631; 2.2: 53.2754; 2.3: 7.9099; 2.4: 55.0196; 2.5: 8.1688
| 1 | 9.95 | 1: 104.3238; 1.1: 108.6462; 1.2: 0.1457; 1.3: 64.675; 1.4: 16.0498; 1.5: 108.6462; 1.6: 64.675; 1.7: 25.87; 1.8: 8.4594; 1.9: 215.5833; 2: 6.8657; 2.1: 86.4029; 2.2: 53.7901; 2.3: 7.9462; 2.4: 54.8562; 2.5: 8.1037
| 1 | 10 | 1: 104.136; 1.1: 108.9957; 1.2: 0.14617; 1.3: 65; 1.4: 16.0209; 1.5: 108.9957; 1.6: 65; 1.7: 26; 1.8: 8.4594; 1.9: 216.6667; 2: 6.9002; 2.1: 86.4426; 2.2: 54.3071; 2.3: 7.9824; 2.4: 54.6886; 2.5: 8.0385
| 1 | 10.05 | 1: 103.9484; 1.1: 109.3433; 1.2: 0.14663; 1.3: 65.325; 1.4: 15.9921; 1.5: 109.3433; 1.6: 65.325; 1.7: 26.13; 1.8: 8.4594; 1.9: 217.75; 2: 6.9347; 2.1: 86.4821; 2.2: 54.8264; 2.3: 8.0187; 2.4: 54.5169; 2.5: 7.9734
| 1 | 10.1 | 1: 103.7609; 1.1: 109.6891; 1.2: 0.1471; 1.3: 65.65; 1.4: 15.9632; 1.5: 109.6891; 1.6: 65.65; 1.7: 26.26; 1.8: 8.4594; 1.9: 218.8333; 2: 6.9692; 2.1: 86.5215; 2.2: 55.3481; 2.3: 8.0549; 2.4: 54.3409; 2.5: 7.9083
| 1 | 10.15 | 1: 103.5735; 1.1: 110.033; 1.2: 0.14756; 1.3: 65.975; 1.4: 15.9344; 1.5: 110.033; 1.6: 65.975; 1.7: 26.39; 1.8: 8.4594; 1.9: 219.9167; 2: 7.0037; 2.1: 86.5607; 2.2: 55.8722; 2.3: 8.0911; 2.4: 54.1609; 2.5: 7.8433
| 1 | 10.2 | 1: 103.3863; 1.1: 110.3752; 1.2: 0.14802; 1.3: 66.3; 1.4: 15.9056; 1.5: 110.3752; 1.6: 66.3; 1.7: 26.52; 1.8: 8.4594; 1.9: 221; 2: 7.0382; 2.1: 86.5997; 2.2: 56.3986; 2.3: 8.1273; 2.4: 53.9766; 2.5: 7.7783
| 1 | 10.25 | 1: 103.1992; 1.1: 110.7155; 1.2: 0.14847; 1.3: 66.625; 1.4: 15.8768; 1.5: 110.7155; 1.6: 66.625; 1.7: 26.65; 1.8: 8.4594; 1.9: 222.0833; 2: 7.0727; 2.1: 86.6386; 2.2: 56.9273; 2.3: 8.1635; 2.4: 53.7882; 2.5: 7.7133
| 1 | 10.3 | 1: 103.0122; 1.1: 111.054; 1.2: 0.14893; 1.3: 66.95; 1.4: 15.848; 1.5: 111.054; 1.6: 66.95; 1.7: 26.78; 1.8: 8.4594; 1.9: 223.1667; 2: 7.1072; 2.1: 86.6773; 2.2: 57.4584; 2.3: 8.1996; 2.4: 53.5956; 2.5: 7.6484
| 1 | 10.35 | 1: 102.8253; 1.1: 111.3907; 1.2: 0.14938; 1.3: 67.275; 1.4: 15.8193; 1.5: 111.3907; 1.6: 67.275; 1.7: 26.91; 1.8: 8.4594; 1.9: 224.25; 2: 7.1417; 2.1: 86.7158; 2.2: 57.9918; 2.3: 8.2358; 2.4: 53.3989; 2.5: 7.5835
| 1 | 10.4 | 1: 102.6386; 1.1: 111.7256; 1.2: 0.14983; 1.3: 67.6; 1.4: 15.7906; 1.5: 111.7256; 1.6: 67.6; 1.7: 27.04; 1.8: 8.4594; 1.9: 225.3333; 2: 7.1762; 2.1: 86.7542; 2.2: 58.5275; 2.3: 8.2719; 2.4: 53.198; 2.5: 7.5187
| 1 | 10.45 | 1: 102.4521; 1.1: 112.0586; 1.2: 0.15027; 1.3: 67.925; 1.4: 15.7619; 1.5: 112.0586; 1.6: 67.925; 1.7: 27.17; 1.8: 8.4594; 1.9: 226.4167; 2: 7.2107; 2.1: 86.7925; 2.2: 59.0656; 2.3: 8.308; 2.4: 52.993; 2.5: 7.4538
| 1 | 10.5 | 1: 102.2656; 1.1: 112.3899; 1.2: 0.15072; 1.3: 68.25; 1.4: 15.7332; 1.5: 112.3899; 1.6: 68.25; 1.7: 27.3; 1.8: 8.4594; 1.9: 227.5; 2: 7.2452; 2.1: 86.8305; 2.2: 59.6061; 2.3: 8.3441; 2.4: 52.7838; 2.5: 7.3891
| 1 | 10.55 | 1: 102.0793; 1.1: 112.7194; 1.2: 0.15116; 1.3: 68.575; 1.4: 15.7045; 1.5: 112.7194; 1.6: 68.575; 1.7: 27.43; 1.8: 8.4594; 1.9: 228.5833; 2: 7.2797; 2.1: 86.8684; 2.2: 60.1488; 2.3: 8.3802; 2.4: 52.5705; 2.5: 7.3243
| 1 | 10.6 | 1: 101.8931; 1.1: 113.047; 1.2: 0.1516; 1.3: 68.9; 1.4: 15.6759; 1.5: 113.047; 1.6: 68.9; 1.7: 27.56; 1.8: 8.4594; 1.9: 229.6667; 2: 7.3142; 2.1: 86.9062; 2.2: 60.6939; 2.3: 8.4162; 2.4: 52.3531; 2.5: 7.2596
| 1 | 10.65 | 1: 101.7071; 1.1: 113.3729; 1.2: 0.15204; 1.3: 69.225; 1.4: 15.6472; 1.5: 113.3729; 1.6: 69.225; 1.7: 27.69; 1.8: 8.4594; 1.9: 230.75; 2: 7.3487; 2.1: 86.9438; 2.2: 61.2414; 2.3: 8.4523; 2.4: 52.1315; 2.5: 7.195
| 1 | 10.7 | 1: 101.5212; 1.1: 113.6969; 1.2: 0.15247; 1.3: 69.55; 1.4: 15.6186; 1.5: 113.6969; 1.6: 69.55; 1.7: 27.82; 1.8: 8.4594; 1.9: 231.8333; 2: 7.3832; 2.1: 86.9812; 2.2: 61.7911; 2.3: 8.4883; 2.4: 51.9058; 2.5: 7.1303
| 1 | 10.75 | 1: 101.3354; 1.1: 114.0192; 1.2: 0.1529; 1.3: 69.875; 1.4: 15.5901; 1.5: 114.0192; 1.6: 69.875; 1.7: 27.95; 1.8: 8.4594; 1.9: 232.9167; 2: 7.4177; 2.1: 87.0185; 2.2: 62.3433; 2.3: 8.5243; 2.4: 51.6759; 2.5: 7.0657
| 1 | 10.8 | 1: 101.1497; 1.1: 114.3397; 1.2: 0.15333; 1.3: 70.2; 1.4: 15.5615; 1.5: 114.3397; 1.6: 70.2; 1.7: 28.08; 1.8: 8.4594; 1.9: 234; 2: 7.4522; 2.1: 87.0556; 2.2: 62.8977; 2.3: 8.5603; 2.4: 51.442; 2.5: 7.0012
| 1 | 10.85 | 1: 100.9642; 1.1: 114.6584; 1.2: 0.15376; 1.3: 70.525; 1.4: 15.533; 1.5: 114.6584; 1.6: 70.525; 1.7: 28.21; 1.8: 8.4594; 1.9: 235.0833; 2: 7.4867; 2.1: 87.0926; 2.2: 63.4545; 2.3: 8.5963; 2.4: 51.2039; 2.5: 6.9367
| 1 | 10.9 | 1: 100.7789; 1.1: 114.9753; 1.2: 0.15418; 1.3: 70.85; 1.4: 15.5044; 1.5: 114.9753; 1.6: 70.85; 1.7: 28.34; 1.8: 8.4594; 1.9: 236.1667; 2: 7.5212; 2.1: 87.1294; 2.2: 64.0136; 2.3: 8.6323; 2.4: 50.9616; 2.5: 6.8722
| 1 | 10.95 | 1: 100.5936; 1.1: 115.2904; 1.2: 0.15461; 1.3: 71.175; 1.4: 15.4759; 1.5: 115.2904; 1.6: 71.175; 1.7: 28.47; 1.8: 8.4594; 1.9: 237.25; 2: 7.5557; 2.1: 87.1661; 2.2: 64.5751; 2.3: 8.6682; 2.4: 50.7153; 2.5: 6.8077
| 1 | 11 | 1: 100.4085; 1.1: 115.6037; 1.2: 0.15503; 1.3: 71.5; 1.4: 15.4475; 1.5: 115.6037; 1.6: 71.5; 1.7: 28.6; 1.8: 8.4594; 1.9: 238.3333; 2: 7.5902; 2.1: 87.2026; 2.2: 65.1388; 2.3: 8.7041; 2.4: 50.4649; 2.5: 6.7433
| 1 | 11.05 | 1: 100.2236; 1.1: 115.9153; 1.2: 0.15544; 1.3: 71.825; 1.4: 15.419; 1.5: 115.9153; 1.6: 71.825; 1.7: 28.73; 1.8: 8.4594; 1.9: 239.4167; 2: 7.6247; 2.1: 87.239; 2.2: 65.705; 2.3: 8.7401; 2.4: 50.2103; 2.5: 6.679
| 1 | 11.1 | 1: 100.0388; 1.1: 116.225; 1.2: 0.15586; 1.3: 72.15; 1.4: 15.3906; 1.5: 116.225; 1.6: 72.15; 1.7: 28.86; 1.8: 8.4594; 1.9: 240.5; 2: 7.6592; 2.1: 87.2752; 2.2: 66.2734; 2.3: 8.776; 2.4: 49.9516; 2.5: 6.6146
| 1 | 11.15 | 1: 99.8541; 1.1: 116.5331; 1.2: 0.15627; 1.3: 72.475; 1.4: 15.3622; 1.5: 116.5331; 1.6: 72.475; 1.7: 28.99; 1.8: 8.4594; 1.9: 241.5833; 2: 7.6937; 2.1: 87.3112; 2.2: 66.8442; 2.3: 8.8119; 2.4: 49.6888; 2.5: 6.5503
| 1 | 11.2 | 1: 99.6696; 1.1: 116.8393; 1.2: 0.15668; 1.3: 72.8; 1.4: 15.3338; 1.5: 116.8393; 1.6: 72.8; 1.7: 29.12; 1.8: 8.4594; 1.9: 242.6667; 2: 7.7282; 2.1: 87.3471; 2.2: 67.4173; 2.3: 8.8477; 2.4: 49.422; 2.5: 6.486
| 1 | 11.25 | 1: 99.4852; 1.1: 117.1438; 1.2: 0.15709; 1.3: 73.125; 1.4: 15.3054; 1.5: 117.1438; 1.6: 73.125; 1.7: 29.25; 1.8: 8.4594; 1.9: 243.75; 2: 7.7627; 2.1: 87.3829; 2.2: 67.9928; 2.3: 8.8836; 2.4: 49.151; 2.5: 6.4218
| 1 | 11.3 | 1: 99.3009; 1.1: 117.4465; 1.2: 0.1575; 1.3: 73.45; 1.4: 15.2771; 1.5: 117.4465; 1.6: 73.45; 1.7: 29.38; 1.8: 8.4594; 1.9: 244.8333; 2: 7.7972; 2.1: 87.4185; 2.2: 68.5706; 2.3: 8.9194; 2.4: 48.8759; 2.5: 6.3576
| 1 | 11.35 | 1: 99.1168; 1.1: 117.7474; 1.2: 0.1579; 1.3: 73.775; 1.4: 15.2487; 1.5: 117.7474; 1.6: 73.775; 1.7: 29.51; 1.8: 8.4594; 1.9: 245.9167; 2: 7.8317; 2.1: 87.4539; 2.2: 69.1507; 2.3: 8.9553; 2.4: 48.5967; 2.5: 6.2935
| 1 | 11.4 | 1: 98.9328; 1.1: 118.0466; 1.2: 0.1583; 1.3: 74.1; 1.4: 15.2204; 1.5: 118.0466; 1.6: 74.1; 1.7: 29.64; 1.8: 8.4594; 1.9: 247; 2: 7.8662; 2.1: 87.4892; 2.2: 69.7332; 2.3: 8.9911; 2.4: 48.3134; 2.5: 6.2293
| 1 | 11.45 | 1: 98.749; 1.1: 118.344; 1.2: 0.1587; 1.3: 74.425; 1.4: 15.1921; 1.5: 118.344; 1.6: 74.425; 1.7: 29.77; 1.8: 8.4594; 1.9: 248.0833; 2: 7.9007; 2.1: 87.5244; 2.2: 70.3179; 2.3: 9.0269; 2.4: 48.0261; 2.5: 6.1652
| 1 | 11.5 | 1: 98.5653; 1.1: 118.6397; 1.2: 0.1591; 1.3: 74.75; 1.4: 15.1639; 1.5: 118.6397; 1.6: 74.75; 1.7: 29.9; 1.8: 8.4594; 1.9: 249.1667; 2: 7.9352; 2.1: 87.5594; 2.2: 70.9051; 2.3: 9.0627; 2.4: 47.7346; 2.5: 6.1012
| 1 | 11.55 | 1: 98.3817; 1.1: 118.9336; 1.2: 0.15949; 1.3: 75.075; 1.4: 15.1356; 1.5: 118.9336; 1.6: 75.075; 1.7: 30.03; 1.8: 8.4594; 1.9: 250.25; 2: 7.9697; 2.1: 87.5942; 2.2: 71.4945; 2.3: 9.0985; 2.4: 47.4391; 2.5: 6.0372
| 1 | 11.6 | 1: 98.1983; 1.1: 119.2258; 1.2: 0.15988; 1.3: 75.4; 1.4: 15.1074; 1.5: 119.2258; 1.6: 75.4; 1.7: 30.16; 1.8: 8.4594; 1.9: 251.3333; 2: 8.0042; 2.1: 87.6289; 2.2: 72.0863; 2.3: 9.1343; 2.4: 47.1395; 2.5: 5.9732
| 1 | 11.65 | 1: 98.015; 1.1: 119.5162; 1.2: 0.16027; 1.3: 75.725; 1.4: 15.0792; 1.5: 119.5162; 1.6: 75.725; 1.7: 30.29; 1.8: 8.4594; 1.9: 252.4167; 2: 8.0387; 2.1: 87.6635; 2.2: 72.6804; 2.3: 9.17; 2.4: 46.8358; 2.5: 5.9092
| 1 | 11.7 | 1: 97.8319; 1.1: 119.8049; 1.2: 0.16066; 1.3: 76.05; 1.4: 15.0511; 1.5: 119.8049; 1.6: 76.05; 1.7: 30.42; 1.8: 8.4594; 1.9: 253.5; 2: 8.0732; 2.1: 87.6979; 2.2: 73.2769; 2.3: 9.2058; 2.4: 46.5281; 2.5: 5.8453
| 1 | 11.75 | 1: 97.6489; 1.1: 120.0919; 1.2: 0.16105; 1.3: 76.375; 1.4: 15.0229; 1.5: 120.0919; 1.6: 76.375; 1.7: 30.55; 1.8: 8.4594; 1.9: 254.5833; 2: 8.1077; 2.1: 87.7321; 2.2: 73.8756; 2.3: 9.2415; 2.4: 46.2162; 2.5: 5.7814
| 1 | 11.8 | 1: 97.4661; 1.1: 120.3771; 1.2: 0.16143; 1.3: 76.7; 1.4: 14.9948; 1.5: 120.3771; 1.6: 76.7; 1.7: 30.68; 1.8: 8.4594; 1.9: 255.6667; 2: 8.1423; 2.1: 87.7663; 2.2: 74.4767; 2.3: 9.2772; 2.4: 45.9003; 2.5: 5.7176
| 1 | 11.85 | 1: 97.2834; 1.1: 120.6605; 1.2: 0.16181; 1.3: 77.025; 1.4: 14.9667; 1.5: 120.6605; 1.6: 77.025; 1.7: 30.81; 1.8: 8.4594; 1.9: 256.75; 2: 8.1768; 2.1: 87.8002; 2.2: 75.0802; 2.3: 9.3129; 2.4: 45.5804; 2.5: 5.6538
| 1 | 11.9 | 1: 97.1008; 1.1: 120.9423; 1.2: 0.16219; 1.3: 77.35; 1.4: 14.9386; 1.5: 120.9423; 1.6: 77.35; 1.7: 30.94; 1.8: 8.4594; 1.9: 257.8333; 2: 8.2113; 2.1: 87.8341; 2.2: 75.6859; 2.3: 9.3486; 2.4: 45.2564; 2.5: 5.59
| 1 | 11.95 | 1: 96.9184; 1.1: 121.2223; 1.2: 0.16256; 1.3: 77.675; 1.4: 14.9105; 1.5: 121.2223; 1.6: 77.675; 1.7: 31.07; 1.8: 8.4594; 1.9: 258.9167; 2: 8.2458; 2.1: 87.8677; 2.2: 76.294; 2.3: 9.3843; 2.4: 44.9283; 2.5: 5.5262
| 1 | 12 | 1: 96.7361; 1.1: 121.5006; 1.2: 0.16293; 1.3: 78; 1.4: 14.8825; 1.5: 121.5006; 1.6: 78; 1.7: 31.2; 1.8: 8.4594; 1.9: 260; 2: 8.2803; 2.1: 87.9013; 2.2: 76.9045; 2.3: 9.4199; 2.4: 44.5961; 2.5: 5.4625
| 1 | 12.05 | 1: 96.554; 1.1: 121.7771; 1.2: 0.16331; 1.3: 78.325; 1.4: 14.8545; 1.5: 121.7771; 1.6: 78.325; 1.7: 31.33; 1.8: 8.4594; 1.9: 261.0833; 2: 8.3148; 2.1: 87.9347; 2.2: 77.5172; 2.3: 9.4556; 2.4: 44.2599; 2.5: 5.3989
| 1 | 12.1 | 1: 96.372; 1.1: 122.052; 1.2: 0.16367; 1.3: 78.65; 1.4: 14.8265; 1.5: 122.052; 1.6: 78.65; 1.7: 31.46; 1.8: 8.4594; 1.9: 262.1667; 2: 8.3493; 2.1: 87.9679; 2.2: 78.1323; 2.3: 9.4913; 2.4: 43.9197; 2.5: 5.3352
| 1 | 12.15 | 1: 96.1902; 1.1: 122.3251; 1.2: 0.16404; 1.3: 78.975; 1.4: 14.7985; 1.5: 122.3251; 1.6: 78.975; 1.7: 31.59; 1.8: 8.4594; 1.9: 263.25; 2: 8.3838; 2.1: 88.001; 2.2: 78.7497; 2.3: 9.5269; 2.4: 43.5754; 2.5: 5.2716
| 1 | 12.2 | 1: 96.0085; 1.1: 122.5965; 1.2: 0.1644; 1.3: 79.3; 1.4: 14.7705; 1.5: 122.5965; 1.6: 79.3; 1.7: 31.72; 1.8: 8.4594; 1.9: 264.3333; 2: 8.4183; 2.1: 88.034; 2.2: 79.3695; 2.3: 9.5625; 2.4: 43.227; 2.5: 5.208
| 1 | 12.25 | 1: 95.827; 1.1: 122.8662; 1.2: 0.16477; 1.3: 79.625; 1.4: 14.7426; 1.5: 122.8662; 1.6: 79.625; 1.7: 31.85; 1.8: 8.4594; 1.9: 265.4167; 2: 8.4528; 2.1: 88.0668; 2.2: 79.9915; 2.3: 9.5981; 2.4: 42.8747; 2.5: 5.1445
| 1 | 12.3 | 1: 95.6456; 1.1: 123.1342; 1.2: 0.16513; 1.3: 79.95; 1.4: 14.7147; 1.5: 123.1342; 1.6: 79.95; 1.7: 31.98; 1.8: 8.4594; 1.9: 266.5; 2: 8.4873; 2.1: 88.0995; 2.2: 80.6159; 2.3: 9.6337; 2.4: 42.5182; 2.5: 5.081
| 1 | 12.35 | 1: 95.4644; 1.1: 123.4004; 1.2: 0.16548; 1.3: 80.275; 1.4: 14.6868; 1.5: 123.4004; 1.6: 80.275; 1.7: 32.11; 1.8: 8.4594; 1.9: 267.5833; 2: 8.5218; 2.1: 88.132; 2.2: 81.2427; 2.3: 9.6693; 2.4: 42.1578; 2.5: 5.0175
| 1 | 12.4 | 1: 95.2833; 1.1: 123.665; 1.2: 0.16584; 1.3: 80.6; 1.4: 14.659; 1.5: 123.665; 1.6: 80.6; 1.7: 32.24; 1.8: 8.4594; 1.9: 268.6667; 2: 8.5563; 2.1: 88.1644; 2.2: 81.8718; 2.3: 9.7049; 2.4: 41.7933; 2.5: 4.9541
| 1 | 12.45 | 1: 95.1024; 1.1: 123.9279; 1.2: 0.16619; 1.3: 80.925; 1.4: 14.6311; 1.5: 123.9279; 1.6: 80.925; 1.7: 32.37; 1.8: 8.4594; 1.9: 269.75; 2: 8.5908; 2.1: 88.1967; 2.2: 82.5031; 2.3: 9.7405; 2.4: 41.4247; 2.5: 4.8907
| 1 | 12.5 | 1: 94.9216; 1.1: 124.189; 1.2: 0.16654; 1.3: 81.25; 1.4: 14.6033; 1.5: 124.189; 1.6: 81.25; 1.7: 32.5; 1.8: 8.4594; 1.9: 270.8333; 2: 8.6253; 2.1: 88.2288; 2.2: 83.1369; 2.3: 9.776; 2.4: 41.0522; 2.5: 4.8273
| 1 | 12.55 | 1: 94.7409; 1.1: 124.4485; 1.2: 0.16689; 1.3: 81.575; 1.4: 14.5755; 1.5: 124.4485; 1.6: 81.575; 1.7: 32.63; 1.8: 8.4594; 1.9: 271.9167; 2: 8.6598; 2.1: 88.2608; 2.2: 83.7729; 2.3: 9.8116; 2.4: 40.6756; 2.5: 4.764
| 1 | 12.6 | 1: 94.5604; 1.1: 124.7063; 1.2: 0.16723; 1.3: 81.9; 1.4: 14.5478; 1.5: 124.7063; 1.6: 81.9; 1.7: 32.76; 1.8: 8.4594; 1.9: 273; 2: 8.6943; 2.1: 88.2927; 2.2: 84.4113; 2.3: 9.8471; 2.4: 40.295; 2.5: 4.7007
| 1 | 12.65 | 1: 94.3801; 1.1: 124.9624; 1.2: 0.16758; 1.3: 82.225; 1.4: 14.52; 1.5: 124.9624; 1.6: 82.225; 1.7: 32.89; 1.8: 8.4594; 1.9: 274.0833; 2: 8.7288; 2.1: 88.3244; 2.2: 85.052; 2.3: 9.8826; 2.4: 39.9103; 2.5: 4.6374
| 1 | 12.7 | 1: 94.1999; 1.1: 125.2168; 1.2: 0.16792; 1.3: 82.55; 1.4: 14.4923; 1.5: 125.2168; 1.6: 82.55; 1.7: 33.02; 1.8: 8.4594; 1.9: 275.1667; 2: 8.7633; 2.1: 88.3559; 2.2: 85.6951; 2.3: 9.9181; 2.4: 39.5217; 2.5: 4.5741
| 1 | 12.75 | 1: 94.0198; 1.1: 125.4695; 1.2: 0.16826; 1.3: 82.875; 1.4: 14.4646; 1.5: 125.4695; 1.6: 82.875; 1.7: 33.15; 1.8: 8.4594; 1.9: 276.25; 2: 8.7978; 2.1: 88.3874; 2.2: 86.3405; 2.3: 9.9537; 2.4: 39.129; 2.5: 4.5109
| 1 | 12.8 | 1: 93.8399; 1.1: 125.7205; 1.2: 0.16859; 1.3: 83.2; 1.4: 14.4369; 1.5: 125.7205; 1.6: 83.2; 1.7: 33.28; 1.8: 8.4594; 1.9: 277.3333; 2: 8.8323; 2.1: 88.4187; 2.2: 86.9882; 2.3: 9.9891; 2.4: 38.7323; 2.5: 4.4478
| 1 | 12.85 | 1: 93.6602; 1.1: 125.9698; 1.2: 0.16893; 1.3: 83.525; 1.4: 14.4093; 1.5: 125.9698; 1.6: 83.525; 1.7: 33.41; 1.8: 8.4594; 1.9: 278.4167; 2: 8.8668; 2.1: 88.4498; 2.2: 87.6382; 2.3: 10.0246; 2.4: 38.3316; 2.5: 4.3846
| 1 | 12.9 | 1: 93.4806; 1.1: 126.2175; 1.2: 0.16926; 1.3: 83.85; 1.4: 14.3816; 1.5: 126.2175; 1.6: 83.85; 1.7: 33.54; 1.8: 8.4594; 1.9: 279.5; 2: 8.9013; 2.1: 88.4809; 2.2: 88.2906; 2.3: 10.0601; 2.4: 37.9269; 2.5: 4.3215
| 1 | 12.95 | 1: 93.3012; 1.1: 126.4635; 1.2: 0.16959; 1.3: 84.175; 1.4: 14.354; 1.5: 126.4635; 1.6: 84.175; 1.7: 33.67; 1.8: 8.4594; 1.9: 280.5833; 2: 8.9358; 2.1: 88.5117; 2.2: 88.9453; 2.3: 10.0956; 2.4: 37.5182; 2.5: 4.2584
| 1 | 13 | 1: 93.1219; 1.1: 126.7078; 1.2: 0.16992; 1.3: 84.5; 1.4: 14.3264; 1.5: 126.7078; 1.6: 84.5; 1.7: 33.8; 1.8: 8.4594; 1.9: 281.6667; 2: 8.9703; 2.1: 88.5425; 2.2: 89.6023; 2.3: 10.131; 2.4: 37.1055; 2.5: 4.1954
| 1 | 13.05 | 1: 92.9427; 1.1: 126.9505; 1.2: 0.17024; 1.3: 84.825; 1.4: 14.2989; 1.5: 126.9505; 1.6: 84.825; 1.7: 33.93; 1.8: 8.4594; 1.9: 282.75; 2: 9.0048; 2.1: 88.5731; 2.2: 90.2617; 2.3: 10.1665; 2.4: 36.6888; 2.5: 4.1324
| 1 | 13.1 | 1: 92.7638; 1.1: 127.1915; 1.2: 0.17057; 1.3: 85.15; 1.4: 14.2713; 1.5: 127.1915; 1.6: 85.15; 1.7: 34.06; 1.8: 8.4594; 1.9: 283.8333; 2: 9.0393; 2.1: 88.6036; 2.2: 90.9233; 2.3: 10.2019; 2.4: 36.2681; 2.5: 4.0694
| 1 | 13.15 | 1: 92.5849; 1.1: 127.4308; 1.2: 0.17089; 1.3: 85.475; 1.4: 14.2438; 1.5: 127.4308; 1.6: 85.475; 1.7: 34.19; 1.8: 8.4594; 1.9: 284.9167; 2: 9.0738; 2.1: 88.634; 2.2: 91.5874; 2.3: 10.2374; 2.4: 35.8434; 2.5: 4.0065
| 1 | 13.2 | 1: 92.4063; 1.1: 127.6685; 1.2: 0.17121; 1.3: 85.8; 1.4: 14.2163; 1.5: 127.6685; 1.6: 85.8; 1.7: 34.32; 1.8: 8.4594; 1.9: 286; 2: 9.1083; 2.1: 88.6642; 2.2: 92.2537; 2.3: 10.2728; 2.4: 35.4148; 2.5: 3.9436
| 1 | 13.25 | 1: 92.2277; 1.1: 127.9045; 1.2: 0.17152; 1.3: 86.125; 1.4: 14.1889; 1.5: 127.9045; 1.6: 86.125; 1.7: 34.45; 1.8: 8.4594; 1.9: 287.0833; 2: 9.1428; 2.1: 88.6943; 2.2: 92.9224; 2.3: 10.3082; 2.4: 34.9821; 2.5: 3.8807
| 1 | 13.3 | 1: 92.0494; 1.1: 128.1388; 1.2: 0.17184; 1.3: 86.45; 1.4: 14.1614; 1.5: 128.1388; 1.6: 86.45; 1.7: 34.58; 1.8: 8.4594; 1.9: 288.1667; 2: 9.1773; 2.1: 88.7242; 2.2: 93.5934; 2.3: 10.3436; 2.4: 34.5454; 2.5: 3.8178
| 1 | 13.35 | 1: 91.8711; 1.1: 128.3716; 1.2: 0.17215; 1.3: 86.775; 1.4: 14.134; 1.5: 128.3716; 1.6: 86.775; 1.7: 34.71; 1.8: 8.4594; 1.9: 289.25; 2: 9.2118; 2.1: 88.754; 2.2: 94.2668; 2.3: 10.379; 2.4: 34.1048; 2.5: 3.755
| 1 | 13.4 | 1: 91.6931; 1.1: 128.6026; 1.2: 0.17246; 1.3: 87.1; 1.4: 14.1066; 1.5: 128.6026; 1.6: 87.1; 1.7: 34.84; 1.8: 8.4594; 1.9: 290.3333; 2: 9.2463; 2.1: 88.7837; 2.2: 94.9424; 2.3: 10.4144; 2.4: 33.6602; 2.5: 3.6922
| 1 | 13.45 | 1: 91.5152; 1.1: 128.832; 1.2: 0.17277; 1.3: 87.425; 1.4: 14.0793; 1.5: 128.832; 1.6: 87.425; 1.7: 34.97; 1.8: 8.4594; 1.9: 291.4167; 2: 9.2808; 2.1: 88.8133; 2.2: 95.6204; 2.3: 10.4498; 2.4: 33.2116; 2.5: 3.6295
| 1 | 13.5 | 1: 91.3374; 1.1: 129.0598; 1.2: 0.17307; 1.3: 87.75; 1.4: 14.0519; 1.5: 129.0598; 1.6: 87.75; 1.7: 35.1; 1.8: 8.4594; 1.9: 292.5; 2: 9.3153; 2.1: 88.8427; 2.2: 96.3008; 2.3: 10.4851; 2.4: 32.759; 2.5: 3.5668
| 1 | 13.55 | 1: 91.1598; 1.1: 129.2859; 1.2: 0.17338; 1.3: 88.075; 1.4: 14.0246; 1.5: 129.2859; 1.6: 88.075; 1.7: 35.23; 1.8: 8.4594; 1.9: 293.5833; 2: 9.3498; 2.1: 88.872; 2.2: 96.9835; 2.3: 10.5205; 2.4: 32.3024; 2.5: 3.5041
| 1 | 13.6 | 1: 90.9824; 1.1: 129.5104; 1.2: 0.17368; 1.3: 88.4; 1.4: 13.9973; 1.5: 129.5104; 1.6: 88.4; 1.7: 35.36; 1.8: 8.4594; 1.9: 294.6667; 2: 9.3843; 2.1: 88.9012; 2.2: 97.6685; 2.3: 10.5559; 2.4: 31.8419; 2.5: 3.4414
| 1 | 13.65 | 1: 90.8051; 1.1: 129.7332; 1.2: 0.17398; 1.3: 88.725; 1.4: 13.97; 1.5: 129.7332; 1.6: 88.725; 1.7: 35.49; 1.8: 8.4594; 1.9: 295.75; 2: 9.4188; 2.1: 88.9303; 2.2: 98.3558; 2.3: 10.5912; 2.4: 31.3774; 2.5: 3.3788
| 1 | 13.7 | 1: 90.628; 1.1: 129.9545; 1.2: 0.17427; 1.3: 89.05; 1.4: 13.9428; 1.5: 129.9545; 1.6: 89.05; 1.7: 35.62; 1.8: 8.4594; 1.9: 296.8333; 2: 9.4533; 2.1: 88.9592; 2.2: 99.0455; 2.3: 10.6266; 2.4: 30.909; 2.5: 3.3162
| 1 | 13.75 | 1: 90.451; 1.1: 130.1741; 1.2: 0.17457; 1.3: 89.375; 1.4: 13.9155; 1.5: 130.1741; 1.6: 89.375; 1.7: 35.75; 1.8: 8.4594; 1.9: 297.9167; 2: 9.4878; 2.1: 88.988; 2.2: 99.7375; 2.3: 10.6619; 2.4: 30.4366; 2.5: 3.2537
| 1 | 13.8 | 1: 90.2742; 1.1: 130.392; 1.2: 0.17486; 1.3: 89.7; 1.4: 13.8883; 1.5: 130.392; 1.6: 89.7; 1.7: 35.88; 1.8: 8.4594; 1.9: 299; 2: 9.5223; 2.1: 89.0166; 2.2: 100.4318; 2.3: 10.6972; 2.4: 29.9602; 2.5: 3.1911
| 1 | 13.85 | 1: 90.0975; 1.1: 130.6084; 1.2: 0.17515; 1.3: 90.025; 1.4: 13.8612; 1.5: 130.6084; 1.6: 90.025; 1.7: 36.01; 1.8: 8.4594; 1.9: 300.0833; 2: 9.5568; 2.1: 89.0452; 2.2: 101.1285; 2.3: 10.7325; 2.4: 29.4799; 2.5: 3.1286
| 1 | 13.9 | 1: 89.921; 1.1: 130.8231; 1.2: 0.17544; 1.3: 90.35; 1.4: 13.834; 1.5: 130.8231; 1.6: 90.35; 1.7: 36.14; 1.8: 8.4594; 1.9: 301.1667; 2: 9.5913; 2.1: 89.0736; 2.2: 101.8275; 2.3: 10.7678; 2.4: 28.9956; 2.5: 3.0662
| 1 | 13.95 | 1: 89.7447; 1.1: 131.0362; 1.2: 0.17572; 1.3: 90.675; 1.4: 13.8069; 1.5: 131.0362; 1.6: 90.675; 1.7: 36.27; 1.8: 8.4594; 1.9: 302.25; 2: 9.6258; 2.1: 89.1018; 2.2: 102.5288; 2.3: 10.8031; 2.4: 28.5074; 2.5: 3.0037
| 1 | 14 | 1: 89.5685; 1.1: 131.2477; 1.2: 0.17601; 1.3: 91; 1.4: 13.7798; 1.5: 131.2477; 1.6: 91; 1.7: 36.4; 1.8: 8.4594; 1.9: 303.3333; 2: 9.6603; 2.1: 89.13; 2.2: 103.2325; 2.3: 10.8384; 2.4: 28.0152; 2.5: 2.9413
| 1 | 14.05 | 1: 89.3925; 1.1: 131.4576; 1.2: 0.17629; 1.3: 91.325; 1.4: 13.7527; 1.5: 131.4576; 1.6: 91.325; 1.7: 36.53; 1.8: 8.4594; 1.9: 304.4167; 2: 9.6948; 2.1: 89.158; 2.2: 103.9385; 2.3: 10.8737; 2.4: 27.5191; 2.5: 2.879
| 1 | 14.1 | 1: 89.2166; 1.1: 131.6658; 1.2: 0.17657; 1.3: 91.65; 1.4: 13.7256; 1.5: 131.6658; 1.6: 91.65; 1.7: 36.66; 1.8: 8.4594; 1.9: 305.5; 2: 9.7293; 2.1: 89.1859; 2.2: 104.6468; 2.3: 10.909; 2.4: 27.019; 2.5: 2.8166
| 1 | 14.15 | 1: 89.0409; 1.1: 131.8725; 1.2: 0.17684; 1.3: 91.975; 1.4: 13.6986; 1.5: 131.8725; 1.6: 91.975; 1.7: 36.79; 1.8: 8.4594; 1.9: 306.5833; 2: 9.7638; 2.1: 89.2137; 2.2: 105.3575; 2.3: 10.9443; 2.4: 26.515; 2.5: 2.7543
| 1 | 14.2 | 1: 88.8653; 1.1: 132.0775; 1.2: 0.17712; 1.3: 92.3; 1.4: 13.6716; 1.5: 132.0775; 1.6: 92.3; 1.7: 36.92; 1.8: 8.4594; 1.9: 307.6667; 2: 9.7983; 2.1: 89.2414; 2.2: 106.0705; 2.3: 10.9796; 2.4: 26.007; 2.5: 2.692
| 1 | 14.25 | 1: 88.6899; 1.1: 132.281; 1.2: 0.17739; 1.3: 92.625; 1.4: 13.6446; 1.5: 132.281; 1.6: 92.625; 1.7: 37.05; 1.8: 8.4594; 1.9: 308.75; 2: 9.8328; 2.1: 89.2689; 2.2: 106.7859; 2.3: 11.0148; 2.4: 25.4951; 2.5: 2.6298
| 1 | 14.3 | 1: 88.5147; 1.1: 132.4829; 1.2: 0.17766; 1.3: 92.95; 1.4: 13.6176; 1.5: 132.4829; 1.6: 92.95; 1.7: 37.18; 1.8: 8.4594; 1.9: 309.8333; 2: 9.8673; 2.1: 89.2963; 2.2: 107.5035; 2.3: 11.0501; 2.4: 24.9793; 2.5: 2.5676
| 1 | 14.35 | 1: 88.3396; 1.1: 132.6831; 1.2: 0.17793; 1.3: 93.275; 1.4: 13.5907; 1.5: 132.6831; 1.6: 93.275; 1.7: 37.31; 1.8: 8.4594; 1.9: 310.9167; 2: 9.9018; 2.1: 89.3236; 2.2: 108.2236; 2.3: 11.0853; 2.4: 24.4596; 2.5: 2.5054
| 1 | 14.4 | 1: 88.1647; 1.1: 132.8818; 1.2: 0.1782; 1.3: 93.6; 1.4: 13.5638; 1.5: 132.8818; 1.6: 93.6; 1.7: 37.44; 1.8: 8.4594; 1.9: 312; 2: 9.9363; 2.1: 89.3508; 2.2: 108.9459; 2.3: 11.1206; 2.4: 23.9359; 2.5: 2.4432
| 1 | 14.45 | 1: 87.9899; 1.1: 133.0789; 1.2: 0.17846; 1.3: 93.925; 1.4: 13.5369; 1.5: 133.0789; 1.6: 93.925; 1.7: 37.57; 1.8: 8.4594; 1.9: 313.0833; 2: 9.9708; 2.1: 89.3778; 2.2: 109.6706; 2.3: 11.1558; 2.4: 23.4083; 2.5: 2.3811
| 1 | 14.5 | 1: 87.8153; 1.1: 133.2744; 1.2: 0.17872; 1.3: 94.25; 1.4: 13.5101; 1.5: 133.2744; 1.6: 94.25; 1.7: 37.7; 1.8: 8.4594; 1.9: 314.1667; 2: 10.0053; 2.1: 89.4047; 2.2: 110.3976; 2.3: 11.191; 2.4: 22.8768; 2.5: 2.319
| 1 | 14.55 | 1: 87.6409; 1.1: 133.4683; 1.2: 0.17898; 1.3: 94.575; 1.4: 13.4832; 1.5: 133.4683; 1.6: 94.575; 1.7: 37.83; 1.8: 8.4594; 1.9: 315.25; 2: 10.0398; 2.1: 89.4315; 2.2: 111.127; 2.3: 11.2263; 2.4: 22.3413; 2.5: 2.257
| 1 | 14.6 | 1: 87.4666; 1.1: 133.6606; 1.2: 0.17924; 1.3: 94.9; 1.4: 13.4564; 1.5: 133.6606; 1.6: 94.9; 1.7: 37.96; 1.8: 8.4594; 1.9: 316.3333; 2: 10.0743; 2.1: 89.4582; 2.2: 111.8587; 2.3: 11.2615; 2.4: 21.802; 2.5: 2.1949
| 1 | 14.65 | 1: 87.2925; 1.1: 133.8514; 1.2: 0.1795; 1.3: 95.225; 1.4: 13.4296; 1.5: 133.8514; 1.6: 95.225; 1.7: 38.09; 1.8: 8.4594; 1.9: 317.4167; 2: 10.1088; 2.1: 89.4848; 2.2: 112.5927; 2.3: 11.2967; 2.4: 21.2587; 2.5: 2.1329
| 1 | 14.7 | 1: 87.1185; 1.1: 134.0406; 1.2: 0.17975; 1.3: 95.55; 1.4: 13.4029; 1.5: 134.0406; 1.6: 95.55; 1.7: 38.22; 1.8: 8.4594; 1.9: 318.5; 2: 10.1433; 2.1: 89.5112; 2.2: 113.3291; 2.3: 11.3319; 2.4: 20.7115; 2.5: 2.071
| 1 | 14.75 | 1: 86.9447; 1.1: 134.2282; 1.2: 0.18; 1.3: 95.875; 1.4: 13.3761; 1.5: 134.2282; 1.6: 95.875; 1.7: 38.35; 1.8: 8.4594; 1.9: 319.5833; 2: 10.1778; 2.1: 89.5375; 2.2: 114.0678; 2.3: 11.3671; 2.4: 20.1604; 2.5: 2.009
| 1 | 14.8 | 1: 86.7711; 1.1: 134.4142; 1.2: 0.18025; 1.3: 96.2; 1.4: 13.3494; 1.5: 134.4142; 1.6: 96.2; 1.7: 38.48; 1.8: 8.4594; 1.9: 320.6667; 2: 10.2123; 2.1: 89.5637; 2.2: 114.8089; 2.3: 11.4023; 2.4: 19.6054; 2.5: 1.9471
| 1 | 14.85 | 1: 86.5976; 1.1: 134.5987; 1.2: 0.1805; 1.3: 96.525; 1.4: 13.3227; 1.5: 134.5987; 1.6: 96.525; 1.7: 38.61; 1.8: 8.4594; 1.9: 321.75; 2: 10.2468; 2.1: 89.5898; 2.2: 115.5523; 2.3: 11.4375; 2.4: 19.0465; 2.5: 1.8852
| 1 | 14.9 | 1: 86.4243; 1.1: 134.7816; 1.2: 0.18075; 1.3: 96.85; 1.4: 13.2961; 1.5: 134.7816; 1.6: 96.85; 1.7: 38.74; 1.8: 8.4594; 1.9: 322.8333; 2: 10.2813; 2.1: 89.6158; 2.2: 116.298; 2.3: 11.4727; 2.4: 18.4836; 2.5: 1.8234
| 1 | 14.95 | 1: 86.2512; 1.1: 134.963; 1.2: 0.18099; 1.3: 97.175; 1.4: 13.2694; 1.5: 134.963; 1.6: 97.175; 1.7: 38.87; 1.8: 8.4594; 1.9: 323.9167; 2: 10.3158; 2.1: 89.6416; 2.2: 117.0461; 2.3: 11.5078; 2.4: 17.9169; 2.5: 1.7616
| 1 | 15 | 1: 86.0782; 1.1: 135.1428; 1.2: 0.18123; 1.3: 97.5; 1.4: 13.2428; 1.5: 135.1428; 1.6: 97.5; 1.7: 39; 1.8: 8.4594; 1.9: 325; 2: 10.3503; 2.1: 89.6674; 2.2: 117.7965; 2.3: 11.543; 2.4: 17.3463; 2.5: 1.6998
| 1 | 15.05 | 1: 85.9054; 1.1: 135.321; 1.2: 0.18147; 1.3: 97.825; 1.4: 13.2162; 1.5: 135.321; 1.6: 97.825; 1.7: 39.13; 1.8: 8.4594; 1.9: 326.0833; 2: 10.3848; 2.1: 89.693; 2.2: 118.5492; 2.3: 11.5782; 2.4: 16.7718; 2.5: 1.638
| 1 | 15.1 | 1: 85.7327; 1.1: 135.4977; 1.2: 0.18171; 1.3: 98.15; 1.4: 13.1897; 1.5: 135.4977; 1.6: 98.15; 1.7: 39.26; 1.8: 8.4594; 1.9: 327.1667; 2: 10.4193; 2.1: 89.7185; 2.2: 119.3043; 2.3: 11.6133; 2.4: 16.1934; 2.5: 1.5763
| 1 | 15.15 | 1: 85.5602; 1.1: 135.6729; 1.2: 0.18194; 1.3: 98.475; 1.4: 13.1631; 1.5: 135.6729; 1.6: 98.475; 1.7: 39.39; 1.8: 8.4594; 1.9: 328.25; 2: 10.4538; 2.1: 89.7439; 2.2: 120.0618; 2.3: 11.6485; 2.4: 15.6111; 2.5: 1.5146
| 1 | 15.2 | 1: 85.3879; 1.1: 135.8465; 1.2: 0.18217; 1.3: 98.8; 1.4: 13.1366; 1.5: 135.8465; 1.6: 98.8; 1.7: 39.52; 1.8: 8.4594; 1.9: 329.3333; 2: 10.4883; 2.1: 89.7691; 2.2: 120.8215; 2.3: 11.6837; 2.4: 15.0249; 2.5: 1.4529
| 1 | 15.25 | 1: 85.2157; 1.1: 136.0185; 1.2: 0.1824; 1.3: 99.125; 1.4: 13.1101; 1.5: 136.0185; 1.6: 99.125; 1.7: 39.65; 1.8: 8.4594; 1.9: 330.4167; 2: 10.5228; 2.1: 89.7943; 2.2: 121.5837; 2.3: 11.7188; 2.4: 14.4349; 2.5: 1.3913
| 1 | 15.3 | 1: 85.0437; 1.1: 136.189; 1.2: 0.18263; 1.3: 99.45; 1.4: 13.0837; 1.5: 136.189; 1.6: 99.45; 1.7: 39.78; 1.8: 8.4594; 1.9: 331.5; 2: 10.5573; 2.1: 89.8193; 2.2: 122.3481; 2.3: 11.754; 2.4: 13.8409; 2.5: 1.3297
| 1 | 15.35 | 1: 84.8719; 1.1: 136.358; 1.2: 0.18286; 1.3: 99.775; 1.4: 13.0572; 1.5: 136.358; 1.6: 99.775; 1.7: 39.91; 1.8: 8.4594; 1.9: 332.5833; 2: 10.5918; 2.1: 89.8442; 2.2: 123.1149; 2.3: 11.7891; 2.4: 13.2431; 2.5: 1.2681
| 1 | 15.4 | 1: 84.7002; 1.1: 136.5255; 1.2: 0.18308; 1.3: 100.1; 1.4: 13.0308; 1.5: 136.5255; 1.6: 100.1; 1.7: 40.04; 1.8: 8.4594; 1.9: 333.6667; 2: 10.6263; 2.1: 89.8691; 2.2: 123.8841; 2.3: 11.8242; 2.4: 12.6414; 2.5: 1.2066
| 1 | 15.45 | 1: 84.5287; 1.1: 136.6914; 1.2: 0.18331; 1.3: 100.425; 1.4: 13.0044; 1.5: 136.6914; 1.6: 100.425; 1.7: 40.17; 1.8: 8.4594; 1.9: 334.75; 2: 10.6608; 2.1: 89.8938; 2.2: 124.6556; 2.3: 11.8594; 2.4: 12.0358; 2.5: 1.1451
| 1 | 15.5 | 1: 84.3574; 1.1: 136.8558; 1.2: 0.18353; 1.3: 100.75; 1.4: 12.9781; 1.5: 136.8558; 1.6: 100.75; 1.7: 40.3; 1.8: 8.4594; 1.9: 335.8333; 2: 10.6953; 2.1: 89.9183; 2.2: 125.4294; 2.3: 11.8945; 2.4: 11.4264; 2.5: 1.0836
| 1 | 15.55 | 1: 84.1862; 1.1: 137.0186; 1.2: 0.18374; 1.3: 101.075; 1.4: 12.9517; 1.5: 137.0186; 1.6: 101.075; 1.7: 40.43; 1.8: 8.4594; 1.9: 336.9167; 2: 10.7298; 2.1: 89.9428; 2.2: 126.2056; 2.3: 11.9296; 2.4: 10.813; 2.5: 1.0221
| 1 | 15.6 | 1: 84.0152; 1.1: 137.18; 1.2: 0.18396; 1.3: 101.4; 1.4: 12.9254; 1.5: 137.18; 1.6: 101.4; 1.7: 40.56; 1.8: 8.4594; 1.9: 338; 2: 10.7643; 2.1: 89.9672; 2.2: 126.9841; 2.3: 11.9647; 2.4: 10.1959; 2.5: 0.96068
| 1 | 15.65 | 1: 83.8443; 1.1: 137.3398; 1.2: 0.18418; 1.3: 101.725; 1.4: 12.8991; 1.5: 137.3398; 1.6: 101.725; 1.7: 40.69; 1.8: 8.4594; 1.9: 339.0833; 2: 10.7988; 2.1: 89.9914; 2.2: 127.765; 2.3: 11.9998; 2.4: 9.5748; 2.5: 0.89928
| 1 | 15.7 | 1: 83.6736; 1.1: 137.4981; 1.2: 0.18439; 1.3: 102.05; 1.4: 12.8729; 1.5: 137.4981; 1.6: 102.05; 1.7: 40.82; 1.8: 8.4594; 1.9: 340.1667; 2: 10.8333; 2.1: 90.0156; 2.2: 128.5482; 2.3: 12.035; 2.4: 8.9499; 2.5: 0.83791
| 1 | 15.75 | 1: 83.5031; 1.1: 137.6549; 1.2: 0.1846; 1.3: 102.375; 1.4: 12.8466; 1.5: 137.6549; 1.6: 102.375; 1.7: 40.95; 1.8: 8.4594; 1.9: 341.25; 2: 10.8678; 2.1: 90.0396; 2.2: 129.3337; 2.3: 12.0701; 2.4: 8.3211; 2.5: 0.77657
| 1 | 15.8 | 1: 83.3327; 1.1: 137.8101; 1.2: 0.18481; 1.3: 102.7; 1.4: 12.8204; 1.5: 137.8101; 1.6: 102.7; 1.7: 41.08; 1.8: 8.4594; 1.9: 342.3333; 2: 10.9023; 2.1: 90.0635; 2.2: 130.1217; 2.3: 12.1052; 2.4: 7.6885; 2.5: 0.71526
| 1 | 15.85 | 1: 83.1626; 1.1: 137.9639; 1.2: 0.18501; 1.3: 103.025; 1.4: 12.7942; 1.5: 137.9639; 1.6: 103.025; 1.7: 41.21; 1.8: 8.4594; 1.9: 343.4167; 2: 10.9368; 2.1: 90.0873; 2.2: 130.9119; 2.3: 12.1403; 2.4: 7.052; 2.5: 0.65397
| 1 | 15.9 | 1: 82.9925; 1.1: 138.1162; 1.2: 0.18522; 1.3: 103.35; 1.4: 12.7681; 1.5: 138.1162; 1.6: 103.35; 1.7: 41.34; 1.8: 8.4594; 1.9: 344.5; 2: 10.9713; 2.1: 90.111; 2.2: 131.7045; 2.3: 12.1754; 2.4: 6.4116; 2.5: 0.59272
| 1 | 15.95 | 1: 82.8227; 1.1: 138.2669; 1.2: 0.18542; 1.3: 103.675; 1.4: 12.7419; 1.5: 138.2669; 1.6: 103.675; 1.7: 41.47; 1.8: 8.4594; 1.9: 345.5833; 2: 11.0058; 2.1: 90.1346; 2.2: 132.4995; 2.3: 12.2105; 2.4: 5.7675; 2.5: 0.5315
| 1 | 16 | 1: 82.653; 1.1: 138.4162; 1.2: 0.18562; 1.3: 104; 1.4: 12.7158; 1.5: 138.4162; 1.6: 104; 1.7: 41.6; 1.8: 8.4594; 1.9: 346.6667; 2: 11.0403; 2.1: 90.1581; 2.2: 133.2968; 2.3: 12.2455; 2.4: 5.1194; 2.5: 0.4703
| 1 | 16.05 | 1: 82.4835; 1.1: 138.564; 1.2: 0.18582; 1.3: 104.325; 1.4: 12.6898; 1.5: 138.564; 1.6: 104.325; 1.7: 41.73; 1.8: 8.4594; 1.9: 347.75; 2: 11.0748; 2.1: 90.1814; 2.2: 134.0964; 2.3: 12.2806; 2.4: 4.4675; 2.5: 0.40914
| 1 | 16.1 | 1: 82.3141; 1.1: 138.7102; 1.2: 0.18601; 1.3: 104.65; 1.4: 12.6637; 1.5: 138.7102; 1.6: 104.65; 1.7: 41.86; 1.8: 8.4594; 1.9: 348.8333; 2: 11.1093; 2.1: 90.2047; 2.2: 134.8984; 2.3: 12.3157; 2.4: 3.8118; 2.5: 0.348
| 1 | 16.15 | 1: 82.1449; 1.1: 138.855; 1.2: 0.18621; 1.3: 104.975; 1.4: 12.6377; 1.5: 138.855; 1.6: 104.975; 1.7: 41.99; 1.8: 8.4594; 1.9: 349.9167; 2: 11.1438; 2.1: 90.2278; 2.2: 135.7028; 2.3: 12.3508; 2.4: 3.1522; 2.5: 0.2869
| 1 | 16.2 | 1: 81.9759; 1.1: 138.9983; 1.2: 0.1864; 1.3: 105.3; 1.4: 12.6117; 1.5: 138.9983; 1.6: 105.3; 1.7: 42.12; 1.8: 8.4594; 1.9: 351; 2: 11.1783; 2.1: 90.2509; 2.2: 136.5095; 2.3: 12.3859; 2.4: 2.4888; 2.5: 0.22582
| 1 | 16.25 | 1: 81.807; 1.1: 139.1401; 1.2: 0.18659; 1.3: 105.625; 1.4: 12.5857; 1.5: 139.1401; 1.6: 105.625; 1.7: 42.25; 1.8: 8.4594; 1.9: 352.0833; 2: 11.2128; 2.1: 90.2738; 2.2: 137.3185; 2.3: 12.4209; 2.4: 1.8216; 2.5: 0.16477
| 1 | 16.3 | 1: 81.6383; 1.1: 139.2804; 1.2: 0.18678; 1.3: 105.95; 1.4: 12.5597; 1.5: 139.2804; 1.6: 105.95; 1.7: 42.38; 1.8: 8.4594; 1.9: 353.1667; 2: 11.2473; 2.1: 90.2967; 2.2: 138.1299; 2.3: 12.456; 2.4: 1.1505; 2.5: 0.10375
| 2 | 16.35 | 1: 81.4698; 1.1: 139.4193; 1.2: 0.18696; 1.3: 106.275; 1.4: 12.5338; 1.5: 139.4193; 1.6: 106.275; 1.7: 42.51; 1.8: 8.4594; 1.9: 354.25; 2: 11.2818; 2.1: 90.3194; 2.2: 138.9437; 2.3: 12.4911; 2.4: 0.47563; 2.5: 0.042759
| 2 | 16.4 | 1: 81.3015; 1.1: 139.5567; 1.2: 0.18715; 1.3: 106.6; 1.4: 12.5079; 1.5: 139.5567; 1.6: 106.6; 1.7: 42.64; 1.8: 8.4594; 1.9: 355.3333; 2: 11.3163; 2.1: 90.342; 2.2: 139.7598; 2.3: 12.5261; 2.4: -0.2031; 2.5: -0.018203
| 2 | 16.45 | 1: 81.1333; 1.1: 139.6926; 1.2: 0.18733; 1.3: 106.925; 1.4: 12.482; 1.5: 139.6926; 1.6: 106.925; 1.7: 42.77; 1.8: 8.4594; 1.9: 356.4167; 2: 11.3508; 2.1: 90.3645; 2.2: 140.5782; 2.3: 12.5612; 2.4: -0.88565; 2.5: -0.079136
| 2 | 16.5 | 1: 80.9653; 1.1: 139.827; 1.2: 0.18751; 1.3: 107.25; 1.4: 12.4562; 1.5: 139.827; 1.6: 107.25; 1.7: 42.9; 1.8: 8.4594; 1.9: 357.5; 2: 11.3854; 2.1: 90.3869; 2.2: 141.399; 2.3: 12.5962; 2.4: -1.572; 2.5: -0.14004
| 2 | 16.55 | 1: 80.7974; 1.1: 139.96; 1.2: 0.18769; 1.3: 107.575; 1.4: 12.4304; 1.5: 139.96; 1.6: 107.575; 1.7: 43.03; 1.8: 8.4594; 1.9: 358.5833; 2: 11.4199; 2.1: 90.4092; 2.2: 142.2222; 2.3: 12.6313; 2.4: -2.2622; 2.5: -0.20092
| 2 | 16.6 | 1: 80.6297; 1.1: 140.0915; 1.2: 0.18787; 1.3: 107.9; 1.4: 12.4046; 1.5: 140.0915; 1.6: 107.9; 1.7: 43.16; 1.8: 8.4594; 1.9: 359.6667; 2: 11.4544; 2.1: 90.4314; 2.2: 143.0477; 2.3: 12.6663; 2.4: -2.9562; 2.5: -0.26176
| 2 | 16.65 | 1: 80.4622; 1.1: 140.2215; 1.2: 0.18804; 1.3: 108.225; 1.4: 12.3788; 1.5: 140.2215; 1.6: 108.225; 1.7: 43.29; 1.8: 8.4594; 1.9: 360.75; 2: 11.4889; 2.1: 90.4535; 2.2: 143.8756; 2.3: 12.7014; 2.4: -3.6541; 2.5: -0.32258
| 2 | 16.7 | 1: 80.2949; 1.1: 140.3501; 1.2: 0.18821; 1.3: 108.55; 1.4: 12.3531; 1.5: 140.3501; 1.6: 108.55; 1.7: 43.42; 1.8: 8.4594; 1.9: 361.8333; 2: 11.5234; 2.1: 90.4755; 2.2: 144.7058; 2.3: 12.7364; 2.4: -4.3557; 2.5: -0.38337
| 2 | 16.75 | 1: 80.1277; 1.1: 140.4772; 1.2: 0.18838; 1.3: 108.875; 1.4: 12.3273; 1.5: 140.4772; 1.6: 108.875; 1.7: 43.55; 1.8: 8.4594; 1.9: 362.9167; 2: 11.5579; 2.1: 90.4974; 2.2: 145.5384; 2.3: 12.7715; 2.4: -5.0612; 2.5: -0.44414
| 2 | 16.8 | 1: 79.9607; 1.1: 140.6029; 1.2: 0.18855; 1.3: 109.2; 1.4: 12.3016; 1.5: 140.6029; 1.6: 109.2; 1.7: 43.68; 1.8: 8.4594; 1.9: 364; 2: 11.5924; 2.1: 90.5192; 2.2: 146.3733; 2.3: 12.8065; 2.4: -5.7705; 2.5: -0.50487
| 2 | 16.85 | 1: 79.7939; 1.1: 140.7271; 1.2: 0.18872; 1.3: 109.525; 1.4: 12.276; 1.5: 140.7271; 1.6: 109.525; 1.7: 43.81; 1.8: 8.4594; 1.9: 365.0833; 2: 11.6269; 2.1: 90.5409; 2.2: 147.2106; 2.3: 12.8416; 2.4: -6.4835; 2.5: -0.56557
| 2 | 16.9 | 1: 79.6272; 1.1: 140.8499; 1.2: 0.18888; 1.3: 109.85; 1.4: 12.2503; 1.5: 140.8499; 1.6: 109.85; 1.7: 43.94; 1.8: 8.4594; 1.9: 366.1667; 2: 11.6614; 2.1: 90.5625; 2.2: 148.0503; 2.3: 12.8766; 2.4: -7.2004; 2.5: -0.62625
| 2 | 16.95 | 1: 79.4607; 1.1: 140.9712; 1.2: 0.18905; 1.3: 110.175; 1.4: 12.2247; 1.5: 140.9712; 1.6: 110.175; 1.7: 44.07; 1.8: 8.4594; 1.9: 367.25; 2: 11.6959; 2.1: 90.584; 2.2: 148.8923; 2.3: 12.9116; 2.4: -7.9211; 2.5: -0.6869
| 2 | 17 | 1: 79.2944; 1.1: 141.0911; 1.2: 0.18921; 1.3: 110.5; 1.4: 12.1991; 1.5: 141.0911; 1.6: 110.5; 1.7: 44.2; 1.8: 8.4594; 1.9: 368.3333; 2: 11.7304; 2.1: 90.6054; 2.2: 149.7367; 2.3: 12.9467; 2.4: -8.6456; 2.5: -0.74752
| 2 | 17.05 | 1: 79.1282; 1.1: 141.2096; 1.2: 0.18937; 1.3: 110.825; 1.4: 12.1736; 1.5: 141.2096; 1.6: 110.825; 1.7: 44.33; 1.8: 8.4594; 1.9: 369.4167; 2: 11.7649; 2.1: 90.6266; 2.2: 150.5834; 2.3: 12.9817; 2.4: -9.3738; 2.5: -0.80811
| 2 | 17.1 | 1: 78.9622; 1.1: 141.3266; 1.2: 0.18952; 1.3: 111.15; 1.4: 12.148; 1.5: 141.3266; 1.6: 111.15; 1.7: 44.46; 1.8: 8.4594; 1.9: 370.5; 2: 11.7994; 2.1: 90.6478; 2.2: 151.4325; 2.3: 13.0167; 2.4: -10.1059; 2.5: -0.86867
| 2 | 17.15 | 1: 78.7964; 1.1: 141.4422; 1.2: 0.18968; 1.3: 111.475; 1.4: 12.1225; 1.5: 141.4422; 1.6: 111.475; 1.7: 44.59; 1.8: 8.4594; 1.9: 371.5833; 2: 11.8339; 2.1: 90.6689; 2.2: 152.2839; 2.3: 13.0517; 2.4: -10.8418; 2.5: -0.92921
| 2 | 17.2 | 1: 78.6308; 1.1: 141.5563; 1.2: 0.18983; 1.3: 111.8; 1.4: 12.097; 1.5: 141.5563; 1.6: 111.8; 1.7: 44.72; 1.8: 8.4594; 1.9: 372.6667; 2: 11.8684; 2.1: 90.6899; 2.2: 153.1377; 2.3: 13.0868; 2.4: -11.5814; 2.5: -0.98972
| 2 | 17.25 | 1: 78.4653; 1.1: 141.6691; 1.2: 0.18998; 1.3: 112.125; 1.4: 12.0716; 1.5: 141.6691; 1.6: 112.125; 1.7: 44.85; 1.8: 8.4594; 1.9: 373.75; 2: 11.9029; 2.1: 90.7108; 2.2: 153.9939; 2.3: 13.1218; 2.4: -12.3248; 2.5: -1.0502
| 2 | 17.3 | 1: 78.3; 1.1: 141.7804; 1.2: 0.19013; 1.3: 112.45; 1.4: 12.0462; 1.5: 141.7804; 1.6: 112.45; 1.7: 44.98; 1.8: 8.4594; 1.9: 374.8333; 2: 11.9374; 2.1: 90.7316; 2.2: 154.8524; 2.3: 13.1568; 2.4: -13.0721; 2.5: -1.1106
| 2 | 17.35 | 1: 78.1348; 1.1: 141.8903; 1.2: 0.19028; 1.3: 112.775; 1.4: 12.0207; 1.5: 141.8903; 1.6: 112.775; 1.7: 45.11; 1.8: 8.4594; 1.9: 375.9167; 2: 11.9719; 2.1: 90.7522; 2.2: 155.7133; 2.3: 13.1918; 2.4: -13.8231; 2.5: -1.1711
| 2 | 17.4 | 1: 77.9699; 1.1: 141.9987; 1.2: 0.19042; 1.3: 113.1; 1.4: 11.9954; 1.5: 141.9987; 1.6: 113.1; 1.7: 45.24; 1.8: 8.4594; 1.9: 377; 2: 12.0064; 2.1: 90.7728; 2.2: 156.5766; 2.3: 13.2268; 2.4: -14.5778; 2.5: -1.2315
| 2 | 17.45 | 1: 77.8051; 1.1: 142.1058; 1.2: 0.19057; 1.3: 113.425; 1.4: 11.97; 1.5: 142.1058; 1.6: 113.425; 1.7: 45.37; 1.8: 8.4594; 1.9: 378.0833; 2: 12.0409; 2.1: 90.7933; 2.2: 157.4422; 2.3: 13.2618; 2.4: -15.3364; 2.5: -1.2918
| 2 | 17.5 | 1: 77.6405; 1.1: 142.2114; 1.2: 0.19071; 1.3: 113.75; 1.4: 11.9447; 1.5: 142.2114; 1.6: 113.75; 1.7: 45.5; 1.8: 8.4594; 1.9: 379.1667; 2: 12.0754; 2.1: 90.8137; 2.2: 158.3102; 2.3: 13.2969; 2.4: -16.0987; 2.5: -1.3522
| 2 | 17.55 | 1: 77.476; 1.1: 142.3157; 1.2: 0.19085; 1.3: 114.075; 1.4: 11.9194; 1.5: 142.3157; 1.6: 114.075; 1.7: 45.63; 1.8: 8.4594; 1.9: 380.25; 2: 12.1099; 2.1: 90.834; 2.2: 159.1805; 2.3: 13.3319; 2.4: -16.8648; 2.5: -1.4125
| 2 | 17.6 | 1: 77.3117; 1.1: 142.4185; 1.2: 0.19099; 1.3: 114.4; 1.4: 11.8941; 1.5: 142.4185; 1.6: 114.4; 1.7: 45.76; 1.8: 8.4594; 1.9: 381.3333; 2: 12.1444; 2.1: 90.8542; 2.2: 160.0532; 2.3: 13.3669; 2.4: -17.6347; 2.5: -1.4728
| 2 | 17.65 | 1: 77.1476; 1.1: 142.5199; 1.2: 0.19112; 1.3: 114.725; 1.4: 11.8689; 1.5: 142.5199; 1.6: 114.725; 1.7: 45.89; 1.8: 8.4594; 1.9: 382.4167; 2: 12.1789; 2.1: 90.8743; 2.2: 160.9283; 2.3: 13.4019; 2.4: -18.4084; 2.5: -1.533
| 2 | 17.7 | 1: 76.9837; 1.1: 142.62; 1.2: 0.19126; 1.3: 115.05; 1.4: 11.8436; 1.5: 142.62; 1.6: 115.05; 1.7: 46.02; 1.8: 8.4594; 1.9: 383.5; 2: 12.2134; 2.1: 90.8943; 2.2: 161.8057; 2.3: 13.4369; 2.4: -19.1858; 2.5: -1.5933
| 2 | 17.75 | 1: 76.8199; 1.1: 142.7186; 1.2: 0.19139; 1.3: 115.375; 1.4: 11.8184; 1.5: 142.7186; 1.6: 115.375; 1.7: 46.15; 1.8: 8.4594; 1.9: 384.5833; 2: 12.2479; 2.1: 90.9142; 2.2: 162.6855; 2.3: 13.4719; 2.4: -19.9669; 2.5: -1.6535
| 2 | 17.8 | 1: 76.6563; 1.1: 142.8158; 1.2: 0.19152; 1.3: 115.7; 1.4: 11.7933; 1.5: 142.8158; 1.6: 115.7; 1.7: 46.28; 1.8: 8.4594; 1.9: 385.6667; 2: 12.2824; 2.1: 90.9341; 2.2: 163.5677; 2.3: 13.5069; 2.4: -20.7519; 2.5: -1.7136
| 2 | 17.85 | 1: 76.4929; 1.1: 142.9117; 1.2: 0.19165; 1.3: 116.025; 1.4: 11.7681; 1.5: 142.9117; 1.6: 116.025; 1.7: 46.41; 1.8: 8.4594; 1.9: 386.75; 2: 12.3169; 2.1: 90.9538; 2.2: 164.4523; 2.3: 13.5419; 2.4: -21.5406; 2.5: -1.7738
| 2 | 17.9 | 1: 76.3297; 1.1: 143.0061; 1.2: 0.19177; 1.3: 116.35; 1.4: 11.743; 1.5: 143.0061; 1.6: 116.35; 1.7: 46.54; 1.8: 8.4594; 1.9: 387.8333; 2: 12.3514; 2.1: 90.9734; 2.2: 165.3392; 2.3: 13.5769; 2.4: -22.333; 2.5: -1.8339
| 2 | 17.95 | 1: 76.1666; 1.1: 143.0992; 1.2: 0.1919; 1.3: 116.675; 1.4: 11.7179; 1.5: 143.0992; 1.6: 116.675; 1.7: 46.67; 1.8: 8.4594; 1.9: 388.9167; 2: 12.3859; 2.1: 90.993; 2.2: 166.2284; 2.3: 13.6119; 2.4: -23.1292; 2.5: -1.894
| 2 | 18 | 1: 76.0037; 1.1: 143.1909; 1.2: 0.19202; 1.3: 117; 1.4: 11.6929; 1.5: 143.1909; 1.6: 117; 1.7: 46.8; 1.8: 8.4594; 1.9: 390; 2: 12.4204; 2.1: 91.0124; 2.2: 167.1201; 2.3: 13.6469; 2.4: -23.9292; 2.5: -1.954
| 2 | 18.05 | 1: 75.8409; 1.1: 143.2812; 1.2: 0.19214; 1.3: 117.325; 1.4: 11.6678; 1.5: 143.2812; 1.6: 117.325; 1.7: 46.93; 1.8: 8.4594; 1.9: 391.0833; 2: 12.4549; 2.1: 91.0318; 2.2: 168.0141; 2.3: 13.6819; 2.4: -24.7329; 2.5: -2.0141
| 2 | 18.1 | 1: 75.6784; 1.1: 143.3702; 1.2: 0.19226; 1.3: 117.65; 1.4: 11.6428; 1.5: 143.3702; 1.6: 117.65; 1.7: 47.06; 1.8: 8.4594; 1.9: 392.1667; 2: 12.4894; 2.1: 91.051; 2.2: 168.9105; 2.3: 13.7169; 2.4: -25.5403; 2.5: -2.0741
| 2 | 18.15 | 1: 75.516; 1.1: 143.4577; 1.2: 0.19238; 1.3: 117.975; 1.4: 11.6178; 1.5: 143.4577; 1.6: 117.975; 1.7: 47.19; 1.8: 8.4594; 1.9: 393.25; 2: 12.5239; 2.1: 91.0702; 2.2: 169.8092; 2.3: 13.7519; 2.4: -26.3515; 2.5: -2.1341
| 2 | 18.2 | 1: 75.3538; 1.1: 143.5439; 1.2: 0.1925; 1.3: 118.3; 1.4: 11.5929; 1.5: 143.5439; 1.6: 118.3; 1.7: 47.32; 1.8: 8.4594; 1.9: 394.3333; 2: 12.5584; 2.1: 91.0893; 2.2: 170.7103; 2.3: 13.7869; 2.4: -27.1664; 2.5: -2.194
| 2 | 18.25 | 1: 75.1917; 1.1: 143.6287; 1.2: 0.19261; 1.3: 118.625; 1.4: 11.568; 1.5: 143.6287; 1.6: 118.625; 1.7: 47.45; 1.8: 8.4594; 1.9: 395.4167; 2: 12.5929; 2.1: 91.1082; 2.2: 171.6138; 2.3: 13.8219; 2.4: -27.9851; 2.5: -2.2539
| 2 | 18.3 | 1: 75.0299; 1.1: 143.7122; 1.2: 0.19272; 1.3: 118.95; 1.4: 11.5431; 1.5: 143.7122; 1.6: 118.95; 1.7: 47.58; 1.8: 8.4594; 1.9: 396.5; 2: 12.6274; 2.1: 91.1271; 2.2: 172.5197; 2.3: 13.8569; 2.4: -28.8075; 2.5: -2.3138
| 2 | 18.35 | 1: 74.8682; 1.1: 143.7943; 1.2: 0.19283; 1.3: 119.275; 1.4: 11.5182; 1.5: 143.7943; 1.6: 119.275; 1.7: 47.71; 1.8: 8.4594; 1.9: 397.5833; 2: 12.6619; 2.1: 91.1459; 2.2: 173.4279; 2.3: 13.8919; 2.4: -29.6337; 2.5: -2.3737
| 2 | 18.4 | 1: 74.7066; 1.1: 143.875; 1.2: 0.19294; 1.3: 119.6; 1.4: 11.4933; 1.5: 143.875; 1.6: 119.6; 1.7: 47.84; 1.8: 8.4594; 1.9: 398.6667; 2: 12.6964; 2.1: 91.1646; 2.2: 174.3386; 2.3: 13.9269; 2.4: -30.4635; 2.5: -2.4336
| 2 | 18.45 | 1: 74.5453; 1.1: 143.9544; 1.2: 0.19305; 1.3: 119.925; 1.4: 11.4685; 1.5: 143.9544; 1.6: 119.925; 1.7: 47.97; 1.8: 8.4594; 1.9: 399.75; 2: 12.7309; 2.1: 91.1833; 2.2: 175.2515; 2.3: 13.9619; 2.4: -31.2971; 2.5: -2.4934
| 2 | 18.5 | 1: 74.3841; 1.1: 144.0324; 1.2: 0.19315; 1.3: 120.25; 1.4: 11.4437; 1.5: 144.0324; 1.6: 120.25; 1.7: 48.1; 1.8: 8.4594; 1.9: 400.8333; 2: 12.7654; 2.1: 91.2018; 2.2: 176.1669; 2.3: 13.9969; 2.4: -32.1345; 2.5: -2.5532
| 2 | 18.55 | 1: 74.2231; 1.1: 144.1091; 1.2: 0.19325; 1.3: 120.575; 1.4: 11.4189; 1.5: 144.1091; 1.6: 120.575; 1.7: 48.23; 1.8: 8.4594; 1.9: 401.9167; 2: 12.7999; 2.1: 91.2202; 2.2: 177.0846; 2.3: 14.0319; 2.4: -32.9755; 2.5: -2.6129
| 2 | 18.6 | 1: 74.0623; 1.1: 144.1844; 1.2: 0.19335; 1.3: 120.9; 1.4: 11.3942; 1.5: 144.1844; 1.6: 120.9; 1.7: 48.36; 1.8: 8.4594; 1.9: 403; 2: 12.8344; 2.1: 91.2386; 2.2: 178.0048; 2.3: 14.0669; 2.4: -33.8203; 2.5: -2.6727
| 2 | 18.65 | 1: 73.9016; 1.1: 144.2584; 1.2: 0.19345; 1.3: 121.225; 1.4: 11.3695; 1.5: 144.2584; 1.6: 121.225; 1.7: 48.49; 1.8: 8.4594; 1.9: 404.0833; 2: 12.8689; 2.1: 91.2568; 2.2: 178.9272; 2.3: 14.1018; 2.4: -34.6688; 2.5: -2.7324
| 2 | 18.7 | 1: 73.7411; 1.1: 144.3311; 1.2: 0.19355; 1.3: 121.55; 1.4: 11.3448; 1.5: 144.3311; 1.6: 121.55; 1.7: 48.62; 1.8: 8.4594; 1.9: 405.1667; 2: 12.9034; 2.1: 91.275; 2.2: 179.8521; 2.3: 14.1368; 2.4: -35.521; 2.5: -2.792
| 2 | 18.75 | 1: 73.5808; 1.1: 144.4024; 1.2: 0.19365; 1.3: 121.875; 1.4: 11.3201; 1.5: 144.4024; 1.6: 121.875; 1.7: 48.75; 1.8: 8.4594; 1.9: 406.25; 2: 12.9379; 2.1: 91.2931; 2.2: 180.7793; 2.3: 14.1718; 2.4: -36.377; 2.5: -2.8517
| 2 | 18.8 | 1: 73.4207; 1.1: 144.4723; 1.2: 0.19374; 1.3: 122.2; 1.4: 11.2955; 1.5: 144.4723; 1.6: 122.2; 1.7: 48.88; 1.8: 8.4594; 1.9: 407.3333; 2: 12.9724; 2.1: 91.3111; 2.2: 181.709; 2.3: 14.2068; 2.4: -37.2366; 2.5: -2.9113
| 2 | 18.85 | 1: 73.2607; 1.1: 144.541; 1.2: 0.19383; 1.3: 122.525; 1.4: 11.2709; 1.5: 144.541; 1.6: 122.525; 1.7: 49.01; 1.8: 8.4594; 1.9: 408.4167; 2: 13.0069; 2.1: 91.329; 2.2: 182.641; 2.3: 14.2418; 2.4: -38.1; 2.5: -2.9709
| 2 | 18.9 | 1: 73.1009; 1.1: 144.6083; 1.2: 0.19392; 1.3: 122.85; 1.4: 11.2463; 1.5: 144.6083; 1.6: 122.85; 1.7: 49.14; 1.8: 8.4594; 1.9: 409.5; 2: 13.0414; 2.1: 91.3468; 2.2: 183.5753; 2.3: 14.2768; 2.4: -38.9671; 2.5: -3.0305
| 2 | 18.95 | 1: 72.9413; 1.1: 144.6743; 1.2: 0.19401; 1.3: 123.175; 1.4: 11.2217; 1.5: 144.6743; 1.6: 123.175; 1.7: 49.27; 1.8: 8.4594; 1.9: 410.5833; 2: 13.0759; 2.1: 91.3646; 2.2: 184.5121; 2.3: 14.3118; 2.4: -39.8378; 2.5: -3.09
| 2 | 19 | 1: 72.7819; 1.1: 144.7389; 1.2: 0.1941; 1.3: 123.5; 1.4: 11.1972; 1.5: 144.7389; 1.6: 123.5; 1.7: 49.4; 1.8: 8.4594; 1.9: 411.6667; 2: 13.1104; 2.1: 91.3822; 2.2: 185.4512; 2.3: 14.3468; 2.4: -40.7123; 2.5: -3.1496
| 2 | 19.05 | 1: 72.6226; 1.1: 144.8022; 1.2: 0.19418; 1.3: 123.825; 1.4: 11.1727; 1.5: 144.8022; 1.6: 123.825; 1.7: 49.53; 1.8: 8.4594; 1.9: 412.75; 2: 13.1449; 2.1: 91.3998; 2.2: 186.3927; 2.3: 14.3818; 2.4: -41.5905; 2.5: -3.2091
| 2 | 19.1 | 1: 72.4635; 1.1: 144.8643; 1.2: 0.19427; 1.3: 124.15; 1.4: 11.1482; 1.5: 144.8643; 1.6: 124.15; 1.7: 49.66; 1.8: 8.4594; 1.9: 413.8333; 2: 13.1794; 2.1: 91.4173; 2.2: 187.3366; 2.3: 14.4168; 2.4: -42.4724; 2.5: -3.2685
| 2 | 19.15 | 1: 72.3046; 1.1: 144.925; 1.2: 0.19435; 1.3: 124.475; 1.4: 11.1238; 1.5: 144.925; 1.6: 124.475; 1.7: 49.79; 1.8: 8.4594; 1.9: 414.9167; 2: 13.2139; 2.1: 91.4347; 2.2: 188.2829; 2.3: 14.4517; 2.4: -43.358; 2.5: -3.328
| 2 | 19.2 | 1: 72.1459; 1.1: 144.9843; 1.2: 0.19443; 1.3: 124.8; 1.4: 11.0994; 1.5: 144.9843; 1.6: 124.8; 1.7: 49.92; 1.8: 8.4594; 1.9: 416; 2: 13.2484; 2.1: 91.452; 2.2: 189.2316; 2.3: 14.4867; 2.4: -44.2472; 2.5: -3.3874
| 2 | 19.25 | 1: 71.9873; 1.1: 145.0424; 1.2: 0.19451; 1.3: 125.125; 1.4: 11.075; 1.5: 145.0424; 1.6: 125.125; 1.7: 50.05; 1.8: 8.4594; 1.9: 417.0833; 2: 13.2829; 2.1: 91.4692; 2.2: 190.1826; 2.3: 14.5217; 2.4: -45.1402; 2.5: -3.4468
| 2 | 19.3 | 1: 71.8289; 1.1: 145.0992; 1.2: 0.19458; 1.3: 125.45; 1.4: 11.0506; 1.5: 145.0992; 1.6: 125.45; 1.7: 50.18; 1.8: 8.4594; 1.9: 418.1667; 2: 13.3174; 2.1: 91.4863; 2.2: 191.1361; 2.3: 14.5567; 2.4: -46.0369; 2.5: -3.5061
| 2 | 19.35 | 1: 71.6707; 1.1: 145.1547; 1.2: 0.19466; 1.3: 125.775; 1.4: 11.0263; 1.5: 145.1547; 1.6: 125.775; 1.7: 50.31; 1.8: 8.4594; 1.9: 419.25; 2: 13.3519; 2.1: 91.5034; 2.2: 192.0919; 2.3: 14.5917; 2.4: -46.9372; 2.5: -3.5655
| 2 | 19.4 | 1: 71.5127; 1.1: 145.2088; 1.2: 0.19473; 1.3: 126.1; 1.4: 11.0019; 1.5: 145.2088; 1.6: 126.1; 1.7: 50.44; 1.8: 8.4594; 1.9: 420.3333; 2: 13.3864; 2.1: 91.5204; 2.2: 193.0501; 2.3: 14.6267; 2.4: -47.8412; 2.5: -3.6248
| 2 | 19.45 | 1: 71.3548; 1.1: 145.2617; 1.2: 0.1948; 1.3: 126.425; 1.4: 10.9777; 1.5: 145.2617; 1.6: 126.425; 1.7: 50.57; 1.8: 8.4594; 1.9: 421.4167; 2: 13.4209; 2.1: 91.5372; 2.2: 194.0106; 2.3: 14.6617; 2.4: -48.749; 2.5: -3.684
| 2 | 19.5 | 1: 71.1971; 1.1: 145.3133; 1.2: 0.19487; 1.3: 126.75; 1.4: 10.9534; 1.5: 145.3133; 1.6: 126.75; 1.7: 50.7; 1.8: 8.4594; 1.9: 422.5; 2: 13.4554; 2.1: 91.5541; 2.2: 194.9736; 2.3: 14.6967; 2.4: -49.6604; 2.5: -3.7433
| 2 | 19.55 | 1: 71.0396; 1.1: 145.3635; 1.2: 0.19494; 1.3: 127.075; 1.4: 10.9292; 1.5: 145.3635; 1.6: 127.075; 1.7: 50.83; 1.8: 8.4594; 1.9: 423.5833; 2: 13.4899; 2.1: 91.5708; 2.2: 195.939; 2.3: 14.7317; 2.4: -50.5754; 2.5: -3.8025
| 2 | 19.6 | 1: 70.8822; 1.1: 145.4125; 1.2: 0.195; 1.3: 127.4; 1.4: 10.905; 1.5: 145.4125; 1.6: 127.4; 1.7: 50.96; 1.8: 8.4594; 1.9: 424.6667; 2: 13.5244; 2.1: 91.5874; 2.2: 196.9067; 2.3: 14.7667; 2.4: -51.4942; 2.5: -3.8617
| 2 | 19.65 | 1: 70.7251; 1.1: 145.4602; 1.2: 0.19507; 1.3: 127.725; 1.4: 10.8808; 1.5: 145.4602; 1.6: 127.725; 1.7: 51.09; 1.8: 8.4594; 1.9: 425.75; 2: 13.5589; 2.1: 91.604; 2.2: 197.8768; 2.3: 14.8017; 2.4: -52.4166; 2.5: -3.9209
| 2 | 19.7 | 1: 70.5681; 1.1: 145.5067; 1.2: 0.19513; 1.3: 128.05; 1.4: 10.8566; 1.5: 145.5067; 1.6: 128.05; 1.7: 51.22; 1.8: 8.4594; 1.9: 426.8333; 2: 13.5934; 2.1: 91.6205; 2.2: 198.8494; 2.3: 14.8367; 2.4: -53.3427; 2.5: -3.98
| 2 | 19.75 | 1: 70.4113; 1.1: 145.5518; 1.2: 0.19519; 1.3: 128.375; 1.4: 10.8325; 1.5: 145.5518; 1.6: 128.375; 1.7: 51.35; 1.8: 8.4594; 1.9: 427.9167; 2: 13.6279; 2.1: 91.6369; 2.2: 199.8243; 2.3: 14.8717; 2.4: -54.2725; 2.5: -4.0392
| 2 | 19.8 | 1: 70.2546; 1.1: 145.5957; 1.2: 0.19525; 1.3: 128.7; 1.4: 10.8084; 1.5: 145.5957; 1.6: 128.7; 1.7: 51.48; 1.8: 8.4594; 1.9: 429; 2: 13.6624; 2.1: 91.6532; 2.2: 200.8015; 2.3: 14.9067; 2.4: -55.2059; 2.5: -4.0983
| 2 | 19.85 | 1: 70.0981; 1.1: 145.6382; 1.2: 0.1953; 1.3: 129.025; 1.4: 10.7843; 1.5: 145.6382; 1.6: 129.025; 1.7: 51.61; 1.8: 8.4594; 1.9: 430.0833; 2: 13.6969; 2.1: 91.6694; 2.2: 201.7812; 2.3: 14.9416; 2.4: -56.143; 2.5: -4.1573
| 2 | 19.9 | 1: 69.9419; 1.1: 145.6796; 1.2: 0.19536; 1.3: 129.35; 1.4: 10.7603; 1.5: 145.6796; 1.6: 129.35; 1.7: 51.74; 1.8: 8.4594; 1.9: 431.1667; 2: 13.7314; 2.1: 91.6856; 2.2: 202.7633; 2.3: 14.9766; 2.4: -57.0837; 2.5: -4.2164
| 2 | 19.95 | 1: 69.7857; 1.1: 145.7196; 1.2: 0.19541; 1.3: 129.675; 1.4: 10.7363; 1.5: 145.7196; 1.6: 129.675; 1.7: 51.87; 1.8: 8.4594; 1.9: 432.25; 2: 13.7659; 2.1: 91.7016; 2.2: 203.7478; 2.3: 15.0116; 2.4: -58.0282; 2.5: -4.2754
| 2 | 20 | 1: 69.6298; 1.1: 145.7584; 1.2: 0.19547; 1.3: 130; 1.4: 10.7123; 1.5: 145.7584; 1.6: 130; 1.7: 52; 1.8: 8.4594; 1.9: 433.3333; 2: 13.8004; 2.1: 91.7176; 2.2: 204.7346; 2.3: 15.0466; 2.4: -58.9762; 2.5: -4.3344
| 2 | 20.05 | 1: 69.474; 1.1: 145.7959; 1.2: 0.19552; 1.3: 130.325; 1.4: 10.6883; 1.5: 145.7959; 1.6: 130.325; 1.7: 52.13; 1.8: 8.4594; 1.9: 434.4167; 2: 13.8349; 2.1: 91.7336; 2.2: 205.7239; 2.3: 15.0816; 2.4: -59.928; 2.5: -4.3933
| 2 | 20.1 | 1: 69.3185; 1.1: 145.8322; 1.2: 0.19556; 1.3: 130.65; 1.4: 10.6644; 1.5: 145.8322; 1.6: 130.65; 1.7: 52.26; 1.8: 8.4594; 1.9: 435.5; 2: 13.8694; 2.1: 91.7494; 2.2: 206.7155; 2.3: 15.1166; 2.4: -60.8834; 2.5: -4.4523
| 2 | 20.15 | 1: 69.163; 1.1: 145.8672; 1.2: 0.19561; 1.3: 130.975; 1.4: 10.6405; 1.5: 145.8672; 1.6: 130.975; 1.7: 52.39; 1.8: 8.4594; 1.9: 436.5833; 2: 13.9039; 2.1: 91.7652; 2.2: 207.7095; 2.3: 15.1516; 2.4: -61.8424; 2.5: -4.5112
| 2 | 20.2 | 1: 69.0078; 1.1: 145.9009; 1.2: 0.19566; 1.3: 131.3; 1.4: 10.6166; 1.5: 145.9009; 1.6: 131.3; 1.7: 52.52; 1.8: 8.4594; 1.9: 437.6667; 2: 13.9384; 2.1: 91.7808; 2.2: 208.706; 2.3: 15.1866; 2.4: -62.8051; 2.5: -4.5701
| 2 | 20.25 | 1: 68.8527; 1.1: 145.9334; 1.2: 0.1957; 1.3: 131.625; 1.4: 10.5927; 1.5: 145.9334; 1.6: 131.625; 1.7: 52.65; 1.8: 8.4594; 1.9: 438.75; 2: 13.9729; 2.1: 91.7965; 2.2: 209.7048; 2.3: 15.2216; 2.4: -63.7714; 2.5: -4.6289
| 2 | 20.3 | 1: 68.6979; 1.1: 145.9646; 1.2: 0.19574; 1.3: 131.95; 1.4: 10.5689; 1.5: 145.9646; 1.6: 131.95; 1.7: 52.78; 1.8: 8.4594; 1.9: 439.8333; 2: 14.0074; 2.1: 91.812; 2.2: 210.706; 2.3: 15.2566; 2.4: -64.7414; 2.5: -4.6877
| 2 | 20.35 | 1: 68.5432; 1.1: 145.9946; 1.2: 0.19578; 1.3: 132.275; 1.4: 10.5451; 1.5: 145.9946; 1.6: 132.275; 1.7: 52.91; 1.8: 8.4594; 1.9: 440.9167; 2: 14.0419; 2.1: 91.8274; 2.2: 211.7096; 2.3: 15.2917; 2.4: -65.715; 2.5: -4.7466
| 2 | 20.4 | 1: 68.3886; 1.1: 146.0234; 1.2: 0.19582; 1.3: 132.6; 1.4: 10.5213; 1.5: 146.0234; 1.6: 132.6; 1.7: 53.04; 1.8: 8.4594; 1.9: 442; 2: 14.0764; 2.1: 91.8428; 2.2: 212.7156; 2.3: 15.3267; 2.4: -66.6922; 2.5: -4.8053
| 2 | 20.45 | 1: 68.2343; 1.1: 146.0509; 1.2: 0.19586; 1.3: 132.925; 1.4: 10.4976; 1.5: 146.0509; 1.6: 132.925; 1.7: 53.17; 1.8: 8.4594; 1.9: 443.0833; 2: 14.1109; 2.1: 91.8581; 2.2: 213.724; 2.3: 15.3617; 2.4: -67.6731; 2.5: -4.8641
| 2 | 20.5 | 1: 68.0801; 1.1: 146.0772; 1.2: 0.19589; 1.3: 133.25; 1.4: 10.4739; 1.5: 146.0772; 1.6: 133.25; 1.7: 53.3; 1.8: 8.4594; 1.9: 444.1667; 2: 14.1454; 2.1: 91.8733; 2.2: 214.7348; 2.3: 15.3967; 2.4: -68.6577; 2.5: -4.9228
| 2 | 20.55 | 1: 67.9261; 1.1: 146.1022; 1.2: 0.19593; 1.3: 133.575; 1.4: 10.4502; 1.5: 146.1022; 1.6: 133.575; 1.7: 53.43; 1.8: 8.4594; 1.9: 445.25; 2: 14.1799; 2.1: 91.8885; 2.2: 215.748; 2.3: 15.4317; 2.4: -69.6458; 2.5: -4.9815
| 2 | 20.6 | 1: 67.7723; 1.1: 146.126; 1.2: 0.19596; 1.3: 133.9; 1.4: 10.4265; 1.5: 146.126; 1.6: 133.9; 1.7: 53.56; 1.8: 8.4594; 1.9: 446.3333; 2: 14.2144; 2.1: 91.9035; 2.2: 216.7636; 2.3: 15.4667; 2.4: -70.6376; 2.5: -5.0402
| 2 | 20.65 | 1: 67.6186; 1.1: 146.1486; 1.2: 0.19599; 1.3: 134.225; 1.4: 10.4029; 1.5: 146.1486; 1.6: 134.225; 1.7: 53.69; 1.8: 8.4594; 1.9: 447.4167; 2: 14.2489; 2.1: 91.9185; 2.2: 217.7816; 2.3: 15.5017; 2.4: -71.633; 2.5: -5.0988
| 2 | 20.7 | 1: 67.4651; 1.1: 146.17; 1.2: 0.19602; 1.3: 134.55; 1.4: 10.3793; 1.5: 146.17; 1.6: 134.55; 1.7: 53.82; 1.8: 8.4594; 1.9: 448.5; 2: 14.2834; 2.1: 91.9335; 2.2: 218.802; 2.3: 15.5367; 2.4: -72.6321; 2.5: -5.1575
| 2 | 20.75 | 1: 67.3118; 1.1: 146.1901; 1.2: 0.19604; 1.3: 134.875; 1.4: 10.3557; 1.5: 146.1901; 1.6: 134.875; 1.7: 53.95; 1.8: 8.4594; 1.9: 449.5833; 2: 14.3179; 2.1: 91.9483; 2.2: 219.8248; 2.3: 15.5717; 2.4: -73.6347; 2.5: -5.2161
| 2 | 20.8 | 1: 67.1587; 1.1: 146.209; 1.2: 0.19607; 1.3: 135.2; 1.4: 10.3321; 1.5: 146.209; 1.6: 135.2; 1.7: 54.08; 1.8: 8.4594; 1.9: 450.6667; 2: 14.3524; 2.1: 91.9631; 2.2: 220.85; 2.3: 15.6067; 2.4: -74.641; 2.5: -5.2746
| 2 | 20.85 | 1: 67.0058; 1.1: 146.2267; 1.2: 0.19609; 1.3: 135.525; 1.4: 10.3086; 1.5: 146.2267; 1.6: 135.525; 1.7: 54.21; 1.8: 8.4594; 1.9: 451.75; 2: 14.3869; 2.1: 91.9778; 2.2: 221.8776; 2.3: 15.6418; 2.4: -75.6509; 2.5: -5.3332
| 2 | 20.9 | 1: 66.853; 1.1: 146.2432; 1.2: 0.19612; 1.3: 135.85; 1.4: 10.2851; 1.5: 146.2432; 1.6: 135.85; 1.7: 54.34; 1.8: 8.4594; 1.9: 452.8333; 2: 14.4214; 2.1: 91.9924; 2.2: 222.9076; 2.3: 15.6768; 2.4: -76.6644; 2.5: -5.3917
| 2 | 20.95 | 1: 66.7004; 1.1: 146.2584; 1.2: 0.19614; 1.3: 136.175; 1.4: 10.2616; 1.5: 146.2584; 1.6: 136.175; 1.7: 54.47; 1.8: 8.4594; 1.9: 453.9167; 2: 14.4559; 2.1: 92.0069; 2.2: 223.94; 2.3: 15.7118; 2.4: -77.6816; 2.5: -5.4502
| 2 | 21 | 1: 66.548; 1.1: 146.2725; 1.2: 0.19615; 1.3: 136.5; 1.4: 10.2382; 1.5: 146.2725; 1.6: 136.5; 1.7: 54.6; 1.8: 8.4594; 1.9: 455; 2: 14.4904; 2.1: 92.0214; 2.2: 224.9748; 2.3: 15.7468; 2.4: -78.7023; 2.5: -5.5087
| 2 | 21.05 | 1: 66.3958; 1.1: 146.2854; 1.2: 0.19617; 1.3: 136.825; 1.4: 10.2147; 1.5: 146.2854; 1.6: 136.825; 1.7: 54.73; 1.8: 8.4594; 1.9: 456.0833; 2: 14.5249; 2.1: 92.0358; 2.2: 226.012; 2.3: 15.7818; 2.4: -79.7267; 2.5: -5.5671
| 2 | 21.1 | 1: 66.2437; 1.1: 146.297; 1.2: 0.19619; 1.3: 137.15; 1.4: 10.1913; 1.5: 146.297; 1.6: 137.15; 1.7: 54.86; 1.8: 8.4594; 1.9: 457.1667; 2: 14.5594; 2.1: 92.0501; 2.2: 227.0516; 2.3: 15.8169; 2.4: -80.7546; 2.5: -5.6255
| 2 | 21.15 | 1: 66.0918; 1.1: 146.3075; 1.2: 0.1962; 1.3: 137.475; 1.4: 10.168; 1.5: 146.3075; 1.6: 137.475; 1.7: 54.99; 1.8: 8.4594; 1.9: 458.25; 2: 14.5939; 2.1: 92.0644; 2.2: 228.0936; 2.3: 15.8519; 2.4: -81.7862; 2.5: -5.6839
| 2 | 21.2 | 1: 65.9401; 1.1: 146.3167; 1.2: 0.19621; 1.3: 137.8; 1.4: 10.1446; 1.5: 146.3167; 1.6: 137.8; 1.7: 55.12; 1.8: 8.4594; 1.9: 459.3333; 2: 14.6285; 2.1: 92.0786; 2.2: 229.1381; 2.3: 15.8869; 2.4: -82.8214; 2.5: -5.7423
| 2 | 21.25 | 1: 65.7886; 1.1: 146.3248; 1.2: 0.19622; 1.3: 138.125; 1.4: 10.1213; 1.5: 146.3248; 1.6: 138.125; 1.7: 55.25; 1.8: 8.4594; 1.9: 460.4167; 2: 14.663; 2.1: 92.0927; 2.2: 230.1849; 2.3: 15.9219; 2.4: -83.8601; 2.5: -5.8006
| 2 | 21.3 | 1: 65.6372; 1.1: 146.3316; 1.2: 0.19623; 1.3: 138.45; 1.4: 10.098; 1.5: 146.3316; 1.6: 138.45; 1.7: 55.38; 1.8: 8.4594; 1.9: 461.5; 2: 14.6975; 2.1: 92.1068; 2.2: 231.2341; 2.3: 15.957; 2.4: -84.9025; 2.5: -5.8589
| 2 | 21.35 | 1: 65.486; 1.1: 146.3373; 1.2: 0.19624; 1.3: 138.775; 1.4: 10.0748; 1.5: 146.3373; 1.6: 138.775; 1.7: 55.51; 1.8: 8.4594; 1.9: 462.5833; 2: 14.732; 2.1: 92.1207; 2.2: 232.2858; 2.3: 15.992; 2.4: -85.9484; 2.5: -5.9172
| 2 | 21.4 | 1: 65.335; 1.1: 146.3418; 1.2: 0.19625; 1.3: 139.1; 1.4: 10.0515; 1.5: 146.3418; 1.6: 139.1; 1.7: 55.64; 1.8: 8.4594; 1.9: 463.6667; 2: 14.7665; 2.1: 92.1346; 2.2: 233.3398; 2.3: 16.027; 2.4: -86.998; 2.5: -5.9755
| 2 | 21.45 | 1: 65.1842; 1.1: 146.3451; 1.2: 0.19625; 1.3: 139.425; 1.4: 10.0283; 1.5: 146.3451; 1.6: 139.425; 1.7: 55.77; 1.8: 8.4594; 1.9: 464.75; 2: 14.801; 2.1: 92.1485; 2.2: 234.3963; 2.3: 16.0621; 2.4: -88.0511; 2.5: -6.0337
| 2 | 21.5 | 1: 65.0336; 1.1: 146.3472; 1.2: 0.19625; 1.3: 139.75; 1.4: 10.0052; 1.5: 146.3472; 1.6: 139.75; 1.7: 55.9; 1.8: 8.4594; 1.9: 465.8333; 2: 14.8355; 2.1: 92.1622; 2.2: 235.4551; 2.3: 16.0971; 2.4: -89.1079; 2.5: -6.0919
| 2 | 21.55 | 1: 64.8831; 1.1: 146.3482; 1.2: 0.19626; 1.3: 140.075; 1.4: 9.982; 1.5: 146.3482; 1.6: 140.075; 1.7: 56.03; 1.8: 8.4594; 1.9: 466.9167; 2: 14.87; 2.1: 92.1759; 2.2: 236.5164; 2.3: 16.1321; 2.4: -90.1682; 2.5: -6.1501
| 2 | 21.6 | 1: 64.7328; 1.1: 146.348; 1.2: 0.19626; 1.3: 140.4; 1.4: 9.9589; 1.5: 146.348; 1.6: 140.4; 1.7: 56.16; 1.8: 8.4594; 1.9: 468; 2: 14.9045; 2.1: 92.1896; 2.2: 237.5801; 2.3: 16.1672; 2.4: -91.2321; 2.5: -6.2083
| 2 | 21.65 | 1: 64.5827; 1.1: 146.3466; 1.2: 0.19625; 1.3: 140.725; 1.4: 9.9358; 1.5: 146.3466; 1.6: 140.725; 1.7: 56.29; 1.8: 8.4594; 1.9: 469.0833; 2: 14.939; 2.1: 92.2031; 2.2: 238.6461; 2.3: 16.2022; 2.4: -92.2996; 2.5: -6.2664
| 2 | 21.7 | 1: 64.4328; 1.1: 146.344; 1.2: 0.19625; 1.3: 141.05; 1.4: 9.9127; 1.5: 146.344; 1.6: 141.05; 1.7: 56.42; 1.8: 8.4594; 1.9: 470.1667; 2: 14.9735; 2.1: 92.2166; 2.2: 239.7146; 2.3: 16.2373; 2.4: -93.3706; 2.5: -6.3245
| 2 | 21.75 | 1: 64.283; 1.1: 146.3403; 1.2: 0.19625; 1.3: 141.375; 1.4: 9.8897; 1.5: 146.3403; 1.6: 141.375; 1.7: 56.55; 1.8: 8.4594; 1.9: 471.25; 2: 15.008; 2.1: 92.23; 2.2: 240.7856; 2.3: 16.2723; 2.4: -94.4453; 2.5: -6.3826
| 2 | 21.8 | 1: 64.1334; 1.1: 146.3354; 1.2: 0.19624; 1.3: 141.7; 1.4: 9.8667; 1.5: 146.3354; 1.6: 141.7; 1.7: 56.68; 1.8: 8.4594; 1.9: 472.3333; 2: 15.0425; 2.1: 92.2434; 2.2: 241.8589; 2.3: 16.3074; 2.4: -95.5235; 2.5: -6.4407
| 2 | 21.85 | 1: 63.984; 1.1: 146.3293; 1.2: 0.19623; 1.3: 142.025; 1.4: 9.8437; 1.5: 146.3293; 1.6: 142.025; 1.7: 56.81; 1.8: 8.4594; 1.9: 473.4167; 2: 15.077; 2.1: 92.2567; 2.2: 242.9346; 2.3: 16.3424; 2.4: -96.6053; 2.5: -6.4987
| 2 | 21.9 | 1: 63.8348; 1.1: 146.3221; 1.2: 0.19622; 1.3: 142.35; 1.4: 9.8207; 1.5: 146.3221; 1.6: 142.35; 1.7: 56.94; 1.8: 8.4594; 1.9: 474.5; 2: 15.1115; 2.1: 92.2699; 2.2: 244.0128; 2.3: 16.3775; 2.4: -97.6906; 2.5: -6.5567
| 2 | 21.95 | 1: 63.6857; 1.1: 146.3137; 1.2: 0.19621; 1.3: 142.675; 1.4: 9.7978; 1.5: 146.3137; 1.6: 142.675; 1.7: 57.07; 1.8: 8.4594; 1.9: 475.5833; 2: 15.146; 2.1: 92.283; 2.2: 245.0933; 2.3: 16.4125; 2.4: -98.7796; 2.5: -6.6147
| 2 | 22 | 1: 63.5369; 1.1: 146.3042; 1.2: 0.1962; 1.3: 143; 1.4: 9.7749; 1.5: 146.3042; 1.6: 143; 1.7: 57.2; 1.8: 8.4594; 1.9: 476.6667; 2: 15.1805; 2.1: 92.2961; 2.2: 246.1763; 2.3: 16.4476; 2.4: -99.8721; 2.5: -6.6727
| 2 | 22.05 | 1: 63.3882; 1.1: 146.2936; 1.2: 0.19618; 1.3: 143.325; 1.4: 9.752; 1.5: 146.2936; 1.6: 143.325; 1.7: 57.33; 1.8: 8.4594; 1.9: 477.75; 2: 15.215; 2.1: 92.3091; 2.2: 247.2617; 2.3: 16.4826; 2.4: -100.9681; 2.5: -6.7306
| 2 | 22.1 | 1: 63.2397; 1.1: 146.2818; 1.2: 0.19617; 1.3: 143.65; 1.4: 9.7292; 1.5: 146.2818; 1.6: 143.65; 1.7: 57.46; 1.8: 8.4594; 1.9: 478.8333; 2: 15.2495; 2.1: 92.3221; 2.2: 248.3495; 2.3: 16.5177; 2.4: -102.0677; 2.5: -6.7885
| 2 | 22.15 | 1: 63.0913; 1.1: 146.2688; 1.2: 0.19615; 1.3: 143.975; 1.4: 9.7064; 1.5: 146.2688; 1.6: 143.975; 1.7: 57.59; 1.8: 8.4594; 1.9: 479.9167; 2: 15.284; 2.1: 92.3349; 2.2: 249.4397; 2.3: 16.5527; 2.4: -103.1709; 2.5: -6.8464
| 2 | 22.2 | 1: 62.9431; 1.1: 146.2547; 1.2: 0.19613; 1.3: 144.3; 1.4: 9.6836; 1.5: 146.2547; 1.6: 144.3; 1.7: 57.72; 1.8: 8.4594; 1.9: 481; 2: 15.3185; 2.1: 92.3478; 2.2: 250.5323; 2.3: 16.5878; 2.4: -104.2776; 2.5: -6.9042
| 2 | 22.25 | 1: 62.7952; 1.1: 146.2395; 1.2: 0.19611; 1.3: 144.625; 1.4: 9.6608; 1.5: 146.2395; 1.6: 144.625; 1.7: 57.85; 1.8: 8.4594; 1.9: 482.0833; 2: 15.353; 2.1: 92.3605; 2.2: 251.6274; 2.3: 16.6229; 2.4: -105.3879; 2.5: -6.9621
| 2 | 22.3 | 1: 62.6474; 1.1: 146.2231; 1.2: 0.19609; 1.3: 144.95; 1.4: 9.6381; 1.5: 146.2231; 1.6: 144.95; 1.7: 57.98; 1.8: 8.4594; 1.9: 483.1667; 2: 15.3875; 2.1: 92.3732; 2.2: 252.7248; 2.3: 16.6579; 2.4: -106.5017; 2.5: -7.0199
| 2 | 22.35 | 1: 62.4997; 1.1: 146.2056; 1.2: 0.19606; 1.3: 145.275; 1.4: 9.6153; 1.5: 146.2056; 1.6: 145.275; 1.7: 58.11; 1.8: 8.4594; 1.9: 484.25; 2: 15.422; 2.1: 92.3858; 2.2: 253.8247; 2.3: 16.693; 2.4: -107.6191; 2.5: -7.0777
| 2 | 22.4 | 1: 62.3523; 1.1: 146.187; 1.2: 0.19604; 1.3: 145.6; 1.4: 9.5927; 1.5: 146.187; 1.6: 145.6; 1.7: 58.24; 1.8: 8.4594; 1.9: 485.3333; 2: 15.4565; 2.1: 92.3984; 2.2: 254.927; 2.3: 16.7281; 2.4: -108.7401; 2.5: -7.1354
| 2 | 22.45 | 1: 62.205; 1.1: 146.1672; 1.2: 0.19601; 1.3: 145.925; 1.4: 9.57; 1.5: 146.1672; 1.6: 145.925; 1.7: 58.37; 1.8: 8.4594; 1.9: 486.4167; 2: 15.491; 2.1: 92.4109; 2.2: 256.0317; 2.3: 16.7632; 2.4: -109.8645; 2.5: -7.1932
| 2 | 22.5 | 1: 62.0579; 1.1: 146.1463; 1.2: 0.19599; 1.3: 146.25; 1.4: 9.5474; 1.5: 146.1463; 1.6: 146.25; 1.7: 58.5; 1.8: 8.4594; 1.9: 487.5; 2: 15.5255; 2.1: 92.4233; 2.2: 257.1389; 2.3: 16.7982; 2.4: -110.9926; 2.5: -7.2509
| 2 | 22.55 | 1: 61.911; 1.1: 146.1243; 1.2: 0.19596; 1.3: 146.575; 1.4: 9.5248; 1.5: 146.1243; 1.6: 146.575; 1.7: 58.63; 1.8: 8.4594; 1.9: 488.5833; 2: 15.56; 2.1: 92.4357; 2.2: 258.2484; 2.3: 16.8333; 2.4: -112.1241; 2.5: -7.3085
| 2 | 22.6 | 1: 61.7642; 1.1: 146.1012; 1.2: 0.19592; 1.3: 146.9; 1.4: 9.5022; 1.5: 146.1012; 1.6: 146.9; 1.7: 58.76; 1.8: 8.4594; 1.9: 489.6667; 2: 15.5945; 2.1: 92.448; 2.2: 259.3604; 2.3: 16.8684; 2.4: -113.2592; 2.5: -7.3662
| 2 | 22.65 | 1: 61.6177; 1.1: 146.077; 1.2: 0.19589; 1.3: 147.225; 1.4: 9.4796; 1.5: 146.077; 1.6: 147.225; 1.7: 58.89; 1.8: 8.4594; 1.9: 490.75; 2: 15.629; 2.1: 92.4602; 2.2: 260.4748; 2.3: 16.9035; 2.4: -114.3978; 2.5: -7.4238
| 2 | 22.7 | 1: 61.4713; 1.1: 146.0516; 1.2: 0.19586; 1.3: 147.55; 1.4: 9.4571; 1.5: 146.0516; 1.6: 147.55; 1.7: 59.02; 1.8: 8.4594; 1.9: 491.8333; 2: 15.6635; 2.1: 92.4724; 2.2: 261.5916; 2.3: 16.9385; 2.4: -115.54; 2.5: -7.4814
| 2 | 22.75 | 1: 61.3251; 1.1: 146.0252; 1.2: 0.19582; 1.3: 147.875; 1.4: 9.4346; 1.5: 146.0252; 1.6: 147.875; 1.7: 59.15; 1.8: 8.4594; 1.9: 492.9167; 2: 15.698; 2.1: 92.4845; 2.2: 262.7109; 2.3: 16.9736; 2.4: -116.6857; 2.5: -7.539
| 2 | 22.8 | 1: 61.179; 1.1: 145.9976; 1.2: 0.19579; 1.3: 148.2; 1.4: 9.4122; 1.5: 145.9976; 1.6: 148.2; 1.7: 59.28; 1.8: 8.4594; 1.9: 494; 2: 15.7325; 2.1: 92.4966; 2.2: 263.8325; 2.3: 17.0087; 2.4: -117.8349; 2.5: -7.5966
| 2 | 22.85 | 1: 61.0332; 1.1: 145.9689; 1.2: 0.19575; 1.3: 148.525; 1.4: 9.3897; 1.5: 145.9689; 1.6: 148.525; 1.7: 59.41; 1.8: 8.4594; 1.9: 495.0833; 2: 15.767; 2.1: 92.5085; 2.2: 264.9566; 2.3: 17.0438; 2.4: -118.9877; 2.5: -7.6541
| 2 | 22.9 | 1: 60.8875; 1.1: 145.9392; 1.2: 0.19571; 1.3: 148.85; 1.4: 9.3673; 1.5: 145.9392; 1.6: 148.85; 1.7: 59.54; 1.8: 8.4594; 1.9: 496.1667; 2: 15.8015; 2.1: 92.5205; 2.2: 266.0831; 2.3: 17.0789; 2.4: -120.1439; 2.5: -7.7116
| 2 | 22.95 | 1: 60.742; 1.1: 145.9083; 1.2: 0.19567; 1.3: 149.175; 1.4: 9.3449; 1.5: 145.9083; 1.6: 149.175; 1.7: 59.67; 1.8: 8.4594; 1.9: 497.25; 2: 15.836; 2.1: 92.5323; 2.2: 267.212; 2.3: 17.114; 2.4: -121.3037; 2.5: -7.7691
| 2 | 23 | 1: 60.5967; 1.1: 145.8763; 1.2: 0.19562; 1.3: 149.5; 1.4: 9.3226; 1.5: 145.8763; 1.6: 149.5; 1.7: 59.8; 1.8: 8.4594; 1.9: 498.3333; 2: 15.8705; 2.1: 92.5441; 2.2: 268.3434; 2.3: 17.1491; 2.4: -122.467; 2.5: -7.8265
| 2 | 23.05 | 1: 60.4515; 1.1: 145.8433; 1.2: 0.19558; 1.3: 149.825; 1.4: 9.3002; 1.5: 145.8433; 1.6: 149.825; 1.7: 59.93; 1.8: 8.4594; 1.9: 499.4167; 2: 15.905; 2.1: 92.5559; 2.2: 269.4772; 2.3: 17.1842; 2.4: -123.6339; 2.5: -7.884
| 2 | 23.1 | 1: 60.3065; 1.1: 145.8091; 1.2: 0.19553; 1.3: 150.15; 1.4: 9.2779; 1.5: 145.8091; 1.6: 150.15; 1.7: 60.06; 1.8: 8.4594; 1.9: 500.5; 2: 15.9395; 2.1: 92.5676; 2.2: 270.6134; 2.3: 17.2193; 2.4: -124.8042; 2.5: -7.9414
| 2 | 23.15 | 1: 60.1617; 1.1: 145.7739; 1.2: 0.19549; 1.3: 150.475; 1.4: 9.2557; 1.5: 145.7739; 1.6: 150.475; 1.7: 60.19; 1.8: 8.4594; 1.9: 501.5833; 2: 15.974; 2.1: 92.5792; 2.2: 271.752; 2.3: 17.2544; 2.4: -125.9781; 2.5: -7.9988
| 2 | 23.2 | 1: 60.0171; 1.1: 145.7376; 1.2: 0.19544; 1.3: 150.8; 1.4: 9.2334; 1.5: 145.7376; 1.6: 150.8; 1.7: 60.32; 1.8: 8.4594; 1.9: 502.6667; 2: 16.0085; 2.1: 92.5908; 2.2: 272.8931; 2.3: 17.2895; 2.4: -127.1554; 2.5: -8.0561
| 2 | 23.25 | 1: 59.8727; 1.1: 145.7002; 1.2: 0.19539; 1.3: 151.125; 1.4: 9.2112; 1.5: 145.7002; 1.6: 151.125; 1.7: 60.45; 1.8: 8.4594; 1.9: 503.75; 2: 16.043; 2.1: 92.6023; 2.2: 274.0365; 2.3: 17.3246; 2.4: -128.3363; 2.5: -8.1134
| 2 | 23.3 | 1: 59.7284; 1.1: 145.6617; 1.2: 0.19534; 1.3: 151.45; 1.4: 9.189; 1.5: 145.6617; 1.6: 151.45; 1.7: 60.58; 1.8: 8.4594; 1.9: 504.8333; 2: 16.0775; 2.1: 92.6137; 2.2: 275.1824; 2.3: 17.3597; 2.4: -129.5207; 2.5: -8.1707
| 2 | 23.35 | 1: 59.5844; 1.1: 145.6222; 1.2: 0.19528; 1.3: 151.775; 1.4: 9.1668; 1.5: 145.6222; 1.6: 151.775; 1.7: 60.71; 1.8: 8.4594; 1.9: 505.9167; 2: 16.112; 2.1: 92.6251; 2.2: 276.3308; 2.3: 17.3948; 2.4: -130.7086; 2.5: -8.228
| 2 | 23.4 | 1: 59.4405; 1.1: 145.5816; 1.2: 0.19523; 1.3: 152.1; 1.4: 9.1447; 1.5: 145.5816; 1.6: 152.1; 1.7: 60.84; 1.8: 8.4594; 1.9: 507; 2: 16.1465; 2.1: 92.6364; 2.2: 277.4815; 2.3: 17.43; 2.4: -131.9; 2.5: -8.2853
| 2 | 23.45 | 1: 59.2967; 1.1: 145.5399; 1.2: 0.19517; 1.3: 152.425; 1.4: 9.1226; 1.5: 145.5399; 1.6: 152.425; 1.7: 60.97; 1.8: 8.4594; 1.9: 508.0833; 2: 16.181; 2.1: 92.6477; 2.2: 278.6347; 2.3: 17.4651; 2.4: -133.0949; 2.5: -8.3425
| 2 | 23.5 | 1: 59.1532; 1.1: 145.4971; 1.2: 0.19511; 1.3: 152.75; 1.4: 9.1005; 1.5: 145.4971; 1.6: 152.75; 1.7: 61.1; 1.8: 8.4594; 1.9: 509.1667; 2: 16.2155; 2.1: 92.6589; 2.2: 279.7903; 2.3: 17.5002; 2.4: -134.2932; 2.5: -8.3997
| 2 | 23.55 | 1: 59.0098; 1.1: 145.4533; 1.2: 0.19506; 1.3: 153.075; 1.4: 9.0784; 1.5: 145.4533; 1.6: 153.075; 1.7: 61.23; 1.8: 8.4594; 1.9: 510.25; 2: 16.25; 2.1: 92.6701; 2.2: 280.9484; 2.3: 17.5353; 2.4: -135.4951; 2.5: -8.4569
| 2 | 23.6 | 1: 58.8666; 1.1: 145.4084; 1.2: 0.195; 1.3: 153.4; 1.4: 9.0564; 1.5: 145.4084; 1.6: 153.4; 1.7: 61.36; 1.8: 8.4594; 1.9: 511.3333; 2: 16.2845; 2.1: 92.6812; 2.2: 282.1089; 2.3: 17.5705; 2.4: -136.7005; 2.5: -8.5141
| 2 | 23.65 | 1: 58.7236; 1.1: 145.3625; 1.2: 0.19493; 1.3: 153.725; 1.4: 9.0344; 1.5: 145.3625; 1.6: 153.725; 1.7: 61.49; 1.8: 8.4594; 1.9: 512.4167; 2: 16.319; 2.1: 92.6922; 2.2: 283.2718; 2.3: 17.6056; 2.4: -137.9093; 2.5: -8.5712
| 2 | 23.7 | 1: 58.5808; 1.1: 145.3154; 1.2: 0.19487; 1.3: 154.05; 1.4: 9.0124; 1.5: 145.3154; 1.6: 154.05; 1.7: 61.62; 1.8: 8.4594; 1.9: 513.5; 2: 16.3535; 2.1: 92.7032; 2.2: 284.4371; 2.3: 17.6407; 2.4: -139.1217; 2.5: -8.6283
| 2 | 23.75 | 1: 58.4381; 1.1: 145.2674; 1.2: 0.19481; 1.3: 154.375; 1.4: 8.9905; 1.5: 145.2674; 1.6: 154.375; 1.7: 61.75; 1.8: 8.4594; 1.9: 514.5833; 2: 16.388; 2.1: 92.7141; 2.2: 285.6049; 2.3: 17.6758; 2.4: -140.3375; 2.5: -8.6854
| 2 | 23.8 | 1: 58.2956; 1.1: 145.2183; 1.2: 0.19474; 1.3: 154.7; 1.4: 8.9686; 1.5: 145.2183; 1.6: 154.7; 1.7: 61.88; 1.8: 8.4594; 1.9: 515.6667; 2: 16.4225; 2.1: 92.725; 2.2: 286.7751; 2.3: 17.711; 2.4: -141.5568; 2.5: -8.7424
| 2 | 23.85 | 1: 58.1533; 1.1: 145.1681; 1.2: 0.19467; 1.3: 155.025; 1.4: 8.9467; 1.5: 145.1681; 1.6: 155.025; 1.7: 62.01; 1.8: 8.4594; 1.9: 516.75; 2: 16.457; 2.1: 92.7358; 2.2: 287.9477; 2.3: 17.7461; 2.4: -142.7796; 2.5: -8.7995
| 2 | 23.9 | 1: 58.0112; 1.1: 145.1169; 1.2: 0.19461; 1.3: 155.35; 1.4: 8.9248; 1.5: 145.1169; 1.6: 155.35; 1.7: 62.14; 1.8: 8.4594; 1.9: 517.8333; 2: 16.4915; 2.1: 92.7465; 2.2: 289.1228; 2.3: 17.7813; 2.4: -144.0059; 2.5: -8.8565
| 2 | 23.95 | 1: 57.8692; 1.1: 145.0647; 1.2: 0.19453; 1.3: 155.675; 1.4: 8.903; 1.5: 145.0647; 1.6: 155.675; 1.7: 62.27; 1.8: 8.4594; 1.9: 518.9167; 2: 16.526; 2.1: 92.7572; 2.2: 290.3003; 2.3: 17.8164; 2.4: -145.2356; 2.5: -8.9134
| 2 | 24 | 1: 57.7275; 1.1: 145.0114; 1.2: 0.19446; 1.3: 156; 1.4: 8.8811; 1.5: 145.0114; 1.6: 156; 1.7: 62.4; 1.8: 8.4594; 1.9: 520; 2: 16.5605; 2.1: 92.7679; 2.2: 291.4802; 2.3: 17.8516; 2.4: -146.4688; 2.5: -8.9704
| 2 | 24.05 | 1: 57.5859; 1.1: 144.9571; 1.2: 0.19439; 1.3: 156.325; 1.4: 8.8594; 1.5: 144.9571; 1.6: 156.325; 1.7: 62.53; 1.8: 8.4594; 1.9: 521.0833; 2: 16.595; 2.1: 92.7785; 2.2: 292.6626; 2.3: 17.8867; 2.4: -147.7055; 2.5: -9.0273
| 2 | 24.1 | 1: 57.4445; 1.1: 144.9017; 1.2: 0.19432; 1.3: 156.65; 1.4: 8.8376; 1.5: 144.9017; 1.6: 156.65; 1.7: 62.66; 1.8: 8.4594; 1.9: 522.1667; 2: 16.6295; 2.1: 92.789; 2.2: 293.8474; 2.3: 17.9219; 2.4: -148.9456; 2.5: -9.0842
| 2 | 24.15 | 1: 57.3032; 1.1: 144.8454; 1.2: 0.19424; 1.3: 156.975; 1.4: 8.8159; 1.5: 144.8454; 1.6: 156.975; 1.7: 62.79; 1.8: 8.4594; 1.9: 523.25; 2: 16.664; 2.1: 92.7995; 2.2: 295.0346; 2.3: 17.957; 2.4: -150.1893; 2.5: -9.1411
| 2 | 24.2 | 1: 57.1622; 1.1: 144.7879; 1.2: 0.19416; 1.3: 157.3; 1.4: 8.7942; 1.5: 144.7879; 1.6: 157.3; 1.7: 62.92; 1.8: 8.4594; 1.9: 524.3333; 2: 16.6985; 2.1: 92.8099; 2.2: 296.2243; 2.3: 17.9922; 2.4: -151.4363; 2.5: -9.198
| 2 | 24.25 | 1: 57.0213; 1.1: 144.7295; 1.2: 0.19409; 1.3: 157.625; 1.4: 8.7725; 1.5: 144.7295; 1.6: 157.625; 1.7: 63.05; 1.8: 8.4594; 1.9: 525.4167; 2: 16.733; 2.1: 92.8203; 2.2: 297.4164; 2.3: 18.0273; 2.4: -152.6869; 2.5: -9.2548
| 2 | 24.3 | 1: 56.8806; 1.1: 144.67; 1.2: 0.19401; 1.3: 157.95; 1.4: 8.7509; 1.5: 144.67; 1.6: 157.95; 1.7: 63.18; 1.8: 8.4594; 1.9: 526.5; 2: 16.7675; 2.1: 92.8306; 2.2: 298.6109; 2.3: 18.0625; 2.4: -153.9409; 2.5: -9.3116
| 2 | 24.35 | 1: 56.74; 1.1: 144.6096; 1.2: 0.19392; 1.3: 158.275; 1.4: 8.7292; 1.5: 144.6096; 1.6: 158.275; 1.7: 63.31; 1.8: 8.4594; 1.9: 527.5833; 2: 16.802; 2.1: 92.8408; 2.2: 299.8079; 2.3: 18.0977; 2.4: -155.1983; 2.5: -9.3684
| 2 | 24.4 | 1: 56.5997; 1.1: 144.5481; 1.2: 0.19384; 1.3: 158.6; 1.4: 8.7076; 1.5: 144.5481; 1.6: 158.6; 1.7: 63.44; 1.8: 8.4594; 1.9: 528.6667; 2: 16.8365; 2.1: 92.851; 2.2: 301.0073; 2.3: 18.1328; 2.4: -156.4593; 2.5: -9.4252
| 2 | 24.45 | 1: 56.4595; 1.1: 144.4856; 1.2: 0.19376; 1.3: 158.925; 1.4: 8.6861; 1.5: 144.4856; 1.6: 158.925; 1.7: 63.57; 1.8: 8.4594; 1.9: 529.75; 2: 16.871; 2.1: 92.8612; 2.2: 302.2092; 2.3: 18.168; 2.4: -157.7236; 2.5: -9.4819
| 2 | 24.5 | 1: 56.3195; 1.1: 144.422; 1.2: 0.19367; 1.3: 159.25; 1.4: 8.6645; 1.5: 144.422; 1.6: 159.25; 1.7: 63.7; 1.8: 8.4594; 1.9: 530.8333; 2: 16.9055; 2.1: 92.8713; 2.2: 303.4135; 2.3: 18.2032; 2.4: -158.9914; 2.5: -9.5386
| 2 | 24.55 | 1: 56.1797; 1.1: 144.3575; 1.2: 0.19359; 1.3: 159.575; 1.4: 8.643; 1.5: 144.3575; 1.6: 159.575; 1.7: 63.83; 1.8: 8.4594; 1.9: 531.9167; 2: 16.94; 2.1: 92.8813; 2.2: 304.6202; 2.3: 18.2383; 2.4: -160.2627; 2.5: -9.5953
| 2 | 24.6 | 1: 56.0401; 1.1: 144.292; 1.2: 0.1935; 1.3: 159.9; 1.4: 8.6215; 1.5: 144.292; 1.6: 159.9; 1.7: 63.96; 1.8: 8.4594; 1.9: 533; 2: 16.9745; 2.1: 92.8913; 2.2: 305.8294; 2.3: 18.2735; 2.4: -161.5374; 2.5: -9.652
| 2 | 24.65 | 1: 55.9006; 1.1: 144.2254; 1.2: 0.19341; 1.3: 160.225; 1.4: 8.6001; 1.5: 144.2254; 1.6: 160.225; 1.7: 64.09; 1.8: 8.4594; 1.9: 534.0833; 2: 17.009; 2.1: 92.9013; 2.2: 307.041; 2.3: 18.3087; 2.4: -162.8155; 2.5: -9.7086
| 2 | 24.7 | 1: 55.7613; 1.1: 144.1579; 1.2: 0.19332; 1.3: 160.55; 1.4: 8.5787; 1.5: 144.1579; 1.6: 160.55; 1.7: 64.22; 1.8: 8.4594; 1.9: 535.1667; 2: 17.0435; 2.1: 92.9112; 2.2: 308.255; 2.3: 18.3439; 2.4: -164.0971; 2.5: -9.7652
| 2 | 24.75 | 1: 55.6222; 1.1: 144.0893; 1.2: 0.19323; 1.3: 160.875; 1.4: 8.5573; 1.5: 144.0893; 1.6: 160.875; 1.7: 64.35; 1.8: 8.4594; 1.9: 536.25; 2: 17.078; 2.1: 92.921; 2.2: 309.4715; 2.3: 18.3791; 2.4: -165.3822; 2.5: -9.8218
| 2 | 24.8 | 1: 55.4833; 1.1: 144.0198; 1.2: 0.19313; 1.3: 161.2; 1.4: 8.5359; 1.5: 144.0198; 1.6: 161.2; 1.7: 64.48; 1.8: 8.4594; 1.9: 537.3333; 2: 17.1125; 2.1: 92.9308; 2.2: 310.6904; 2.3: 18.4143; 2.4: -166.6706; 2.5: -9.8784
| 2 | 24.85 | 1: 55.3445; 1.1: 143.9493; 1.2: 0.19304; 1.3: 161.525; 1.4: 8.5145; 1.5: 143.9493; 1.6: 161.525; 1.7: 64.61; 1.8: 8.4594; 1.9: 538.4167; 2: 17.147; 2.1: 92.9405; 2.2: 311.9118; 2.3: 18.4495; 2.4: -167.9625; 2.5: -9.9349
| 2 | 24.9 | 1: 55.2059; 1.1: 143.8777; 1.2: 0.19294; 1.3: 161.85; 1.4: 8.4932; 1.5: 143.8777; 1.6: 161.85; 1.7: 64.74; 1.8: 8.4594; 1.9: 539.5; 2: 17.1815; 2.1: 92.9502; 2.2: 313.1356; 2.3: 18.4847; 2.4: -169.2578; 2.5: -9.9914
| 2 | 24.95 | 1: 55.0676; 1.1: 143.8052; 1.2: 0.19285; 1.3: 162.175; 1.4: 8.4719; 1.5: 143.8052; 1.6: 162.175; 1.7: 64.87; 1.8: 8.4594; 1.9: 540.5833; 2: 17.216; 2.1: 92.9599; 2.2: 314.3618; 2.3: 18.5199; 2.4: -170.5566; 2.5: -10.0479
| 2 | 25 | 1: 54.9293; 1.1: 143.7317; 1.2: 0.19275; 1.3: 162.5; 1.4: 8.4507; 1.5: 143.7317; 1.6: 162.5; 1.7: 65; 1.8: 8.4594; 1.9: 541.6667; 2: 17.2505; 2.1: 92.9695; 2.2: 315.5905; 2.3: 18.5551; 2.4: -171.8588; 2.5: -10.1044
| 2 | 25.05 | 1: 54.7913; 1.1: 143.6573; 1.2: 0.19265; 1.3: 162.825; 1.4: 8.4294; 1.5: 143.6573; 1.6: 162.825; 1.7: 65.13; 1.8: 8.4594; 1.9: 542.75; 2: 17.285; 2.1: 92.979; 2.2: 316.8217; 2.3: 18.5903; 2.4: -173.1644; 2.5: -10.1608
| 2 | 25.1 | 1: 54.6534; 1.1: 143.5818; 1.2: 0.19255; 1.3: 163.15; 1.4: 8.4082; 1.5: 143.5818; 1.6: 163.15; 1.7: 65.26; 1.8: 8.4594; 1.9: 543.8333; 2: 17.3195; 2.1: 92.9885; 2.2: 318.0552; 2.3: 18.6255; 2.4: -174.4734; 2.5: -10.2172
| 2 | 25.15 | 1: 54.5157; 1.1: 143.5054; 1.2: 0.19244; 1.3: 163.475; 1.4: 8.387; 1.5: 143.5054; 1.6: 163.475; 1.7: 65.39; 1.8: 8.4594; 1.9: 544.9167; 2: 17.354; 2.1: 92.9979; 2.2: 319.2912; 2.3: 18.6607; 2.4: -175.7859; 2.5: -10.2736
| 2 | 25.2 | 1: 54.3782; 1.1: 143.428; 1.2: 0.19234; 1.3: 163.8; 1.4: 8.3659; 1.5: 143.428; 1.6: 163.8; 1.7: 65.52; 1.8: 8.4594; 1.9: 546; 2: 17.3885; 2.1: 93.0073; 2.2: 320.5297; 2.3: 18.6959; 2.4: -177.1017; 2.5: -10.33
| 2 | 25.25 | 1: 54.2409; 1.1: 143.3496; 1.2: 0.19224; 1.3: 164.125; 1.4: 8.3448; 1.5: 143.3496; 1.6: 164.125; 1.7: 65.65; 1.8: 8.4594; 1.9: 547.0833; 2: 17.423; 2.1: 93.0166; 2.2: 321.7706; 2.3: 18.7311; 2.4: -178.421; 2.5: -10.3863
| 2 | 25.3 | 1: 54.1037; 1.1: 143.2703; 1.2: 0.19213; 1.3: 164.45; 1.4: 8.3237; 1.5: 143.2703; 1.6: 164.45; 1.7: 65.78; 1.8: 8.4594; 1.9: 548.1667; 2: 17.4575; 2.1: 93.0259; 2.2: 323.014; 2.3: 18.7663; 2.4: -179.7437; 2.5: -10.4427
| 2 | 25.35 | 1: 53.9668; 1.1: 143.19; 1.2: 0.19202; 1.3: 164.775; 1.4: 8.3026; 1.5: 143.19; 1.6: 164.775; 1.7: 65.91; 1.8: 8.4594; 1.9: 549.25; 2: 17.492; 2.1: 93.0352; 2.2: 324.2598; 2.3: 18.8015; 2.4: -181.0698; 2.5: -10.499
| 2 | 25.4 | 1: 53.83; 1.1: 143.1087; 1.2: 0.19191; 1.3: 165.1; 1.4: 8.2815; 1.5: 143.1087; 1.6: 165.1; 1.7: 66.04; 1.8: 8.4594; 1.9: 550.3333; 2: 17.5265; 2.1: 93.0443; 2.2: 325.508; 2.3: 18.8368; 2.4: -182.3993; 2.5: -10.5552
| 2 | 25.45 | 1: 53.6933; 1.1: 143.0265; 1.2: 0.1918; 1.3: 165.425; 1.4: 8.2605; 1.5: 143.0265; 1.6: 165.425; 1.7: 66.17; 1.8: 8.4594; 1.9: 551.4167; 2: 17.561; 2.1: 93.0535; 2.2: 326.7587; 2.3: 18.872; 2.4: -183.7322; 2.5: -10.6115
| 2 | 25.5 | 1: 53.5569; 1.1: 142.9433; 1.2: 0.19169; 1.3: 165.75; 1.4: 8.2395; 1.5: 142.9433; 1.6: 165.75; 1.7: 66.3; 1.8: 8.4594; 1.9: 552.5; 2: 17.5955; 2.1: 93.0626; 2.2: 328.0118; 2.3: 18.9072; 2.4: -185.0685; 2.5: -10.6677
| 2 | 25.55 | 1: 53.4206; 1.1: 142.8592; 1.2: 0.19158; 1.3: 166.075; 1.4: 8.2186; 1.5: 142.8592; 1.6: 166.075; 1.7: 66.43; 1.8: 8.4594; 1.9: 553.5833; 2: 17.63; 2.1: 93.0716; 2.2: 329.2674; 2.3: 18.9424; 2.4: -186.4082; 2.5: -10.7239
| 2 | 25.6 | 1: 53.2845; 1.1: 142.7741; 1.2: 0.19146; 1.3: 166.4; 1.4: 8.1976; 1.5: 142.7741; 1.6: 166.4; 1.7: 66.56; 1.8: 8.4594; 1.9: 554.6667; 2: 17.6645; 2.1: 93.0806; 2.2: 330.5254; 2.3: 18.9777; 2.4: -187.7513; 2.5: -10.7801
| 2 | 25.65 | 1: 53.1486; 1.1: 142.688; 1.2: 0.19135; 1.3: 166.725; 1.4: 8.1767; 1.5: 142.688; 1.6: 166.725; 1.7: 66.69; 1.8: 8.4594; 1.9: 555.75; 2: 17.699; 2.1: 93.0896; 2.2: 331.7859; 2.3: 19.0129; 2.4: -189.0978; 2.5: -10.8362
| 2 | 25.7 | 1: 53.0129; 1.1: 142.6011; 1.2: 0.19123; 1.3: 167.05; 1.4: 8.1558; 1.5: 142.6011; 1.6: 167.05; 1.7: 66.82; 1.8: 8.4594; 1.9: 556.8333; 2: 17.7335; 2.1: 93.0985; 2.2: 333.0488; 2.3: 19.0482; 2.4: -190.4477; 2.5: -10.8923
| 2 | 25.75 | 1: 52.8773; 1.1: 142.5131; 1.2: 0.19111; 1.3: 167.375; 1.4: 8.135; 1.5: 142.5131; 1.6: 167.375; 1.7: 66.95; 1.8: 8.4594; 1.9: 557.9167; 2: 17.768; 2.1: 93.1073; 2.2: 334.3142; 2.3: 19.0834; 2.4: -191.801; 2.5: -10.9484
| 2 | 25.8 | 1: 52.7419; 1.1: 142.4243; 1.2: 0.19099; 1.3: 167.7; 1.4: 8.1141; 1.5: 142.4243; 1.6: 167.7; 1.7: 67.08; 1.8: 8.4594; 1.9: 559; 2: 17.8025; 2.1: 93.1161; 2.2: 335.582; 2.3: 19.1186; 2.4: -193.1577; 2.5: -11.0045
| 2 | 25.85 | 1: 52.6067; 1.1: 142.3345; 1.2: 0.19087; 1.3: 168.025; 1.4: 8.0933; 1.5: 142.3345; 1.6: 168.025; 1.7: 67.21; 1.8: 8.4594; 1.9: 560.0833; 2: 17.837; 2.1: 93.1249; 2.2: 336.8522; 2.3: 19.1539; 2.4: -194.5178; 2.5: -11.0606
| 2 | 25.9 | 1: 52.4717; 1.1: 142.2437; 1.2: 0.19075; 1.3: 168.35; 1.4: 8.0726; 1.5: 142.2437; 1.6: 168.35; 1.7: 67.34; 1.8: 8.4594; 1.9: 561.1667; 2: 17.8715; 2.1: 93.1336; 2.2: 338.1249; 2.3: 19.1891; 2.4: -195.8812; 2.5: -11.1166
| 2 | 25.95 | 1: 52.3368; 1.1: 142.1521; 1.2: 0.19063; 1.3: 168.675; 1.4: 8.0518; 1.5: 142.1521; 1.6: 168.675; 1.7: 67.47; 1.8: 8.4594; 1.9: 562.25; 2: 17.9061; 2.1: 93.1423; 2.2: 339.4001; 2.3: 19.2244; 2.4: -197.248; 2.5: -11.1726
| 2 | 26 | 1: 52.2022; 1.1: 142.0595; 1.2: 0.1905; 1.3: 169; 1.4: 8.0311; 1.5: 142.0595; 1.6: 169; 1.7: 67.6; 1.8: 8.4594; 1.9: 563.3333; 2: 17.9406; 2.1: 93.1509; 2.2: 340.6777; 2.3: 19.2597; 2.4: -198.6183; 2.5: -11.2286
| 2 | 26.05 | 1: 52.0677; 1.1: 141.9659; 1.2: 0.19038; 1.3: 169.325; 1.4: 8.0104; 1.5: 141.9659; 1.6: 169.325; 1.7: 67.73; 1.8: 8.4594; 1.9: 564.4167; 2: 17.9751; 2.1: 93.1595; 2.2: 341.9578; 2.3: 19.2949; 2.4: -199.9918; 2.5: -11.2845
| 2 | 26.1 | 1: 51.9333; 1.1: 141.8715; 1.2: 0.19025; 1.3: 169.65; 1.4: 7.9897; 1.5: 141.8715; 1.6: 169.65; 1.7: 67.86; 1.8: 8.4594; 1.9: 565.5; 2: 18.0096; 2.1: 93.168; 2.2: 343.2403; 2.3: 19.3302; 2.4: -201.3688; 2.5: -11.3404
| 2 | 26.15 | 1: 51.7992; 1.1: 141.7761; 1.2: 0.19012; 1.3: 169.975; 1.4: 7.9691; 1.5: 141.7761; 1.6: 169.975; 1.7: 67.99; 1.8: 8.4594; 1.9: 566.5833; 2: 18.0441; 2.1: 93.1765; 2.2: 344.5252; 2.3: 19.3654; 2.4: -202.7491; 2.5: -11.3963
| 2 | 26.2 | 1: 51.6652; 1.1: 141.6798; 1.2: 0.19; 1.3: 170.3; 1.4: 7.9485; 1.5: 141.6798; 1.6: 170.3; 1.7: 68.12; 1.8: 8.4594; 1.9: 567.6667; 2: 18.0786; 2.1: 93.185; 2.2: 345.8126; 2.3: 19.4007; 2.4: -204.1328; 2.5: -11.4522
| 2 | 26.25 | 1: 51.5314; 1.1: 141.5826; 1.2: 0.18987; 1.3: 170.625; 1.4: 7.9279; 1.5: 141.5826; 1.6: 170.625; 1.7: 68.25; 1.8: 8.4594; 1.9: 568.75; 2: 18.1131; 2.1: 93.1934; 2.2: 347.1025; 2.3: 19.436; 2.4: -205.5199; 2.5: -11.5081
| 2 | 26.3 | 1: 51.3978; 1.1: 141.4845; 1.2: 0.18973; 1.3: 170.95; 1.4: 7.9074; 1.5: 141.4845; 1.6: 170.95; 1.7: 68.38; 1.8: 8.4594; 1.9: 569.8333; 2: 18.1476; 2.1: 93.2017; 2.2: 348.3948; 2.3: 19.4713; 2.4: -206.9103; 2.5: -11.5639
| 2 | 26.35 | 1: 51.2644; 1.1: 141.3855; 1.2: 0.1896; 1.3: 171.275; 1.4: 7.8868; 1.5: 141.3855; 1.6: 171.275; 1.7: 68.51; 1.8: 8.4594; 1.9: 570.9167; 2: 18.1821; 2.1: 93.2101; 2.2: 349.6896; 2.3: 19.5065; 2.4: -208.3041; 2.5: -11.6197
| 2 | 26.4 | 1: 51.1311; 1.1: 141.2855; 1.2: 0.18947; 1.3: 171.6; 1.4: 7.8663; 1.5: 141.2855; 1.6: 171.6; 1.7: 68.64; 1.8: 8.4594; 1.9: 572; 2: 18.2166; 2.1: 93.2183; 2.2: 350.9868; 2.3: 19.5418; 2.4: -209.7013; 2.5: -11.6755
| 2 | 26.45 | 1: 50.998; 1.1: 141.1847; 1.2: 0.18933; 1.3: 171.925; 1.4: 7.8459; 1.5: 141.1847; 1.6: 171.925; 1.7: 68.77; 1.8: 8.4594; 1.9: 573.0833; 2: 18.2511; 2.1: 93.2265; 2.2: 352.2865; 2.3: 19.5771; 2.4: -211.1018; 2.5: -11.7313
| 2 | 26.5 | 1: 50.8651; 1.1: 141.0829; 1.2: 0.1892; 1.3: 172.25; 1.4: 7.8254; 1.5: 141.0829; 1.6: 172.25; 1.7: 68.9; 1.8: 8.4594; 1.9: 574.1667; 2: 18.2856; 2.1: 93.2347; 2.2: 353.5886; 2.3: 19.6124; 2.4: -212.5056; 2.5: -11.787
| 2 | 26.55 | 1: 50.7324; 1.1: 140.9803; 1.2: 0.18906; 1.3: 172.575; 1.4: 7.805; 1.5: 140.9803; 1.6: 172.575; 1.7: 69.03; 1.8: 8.4594; 1.9: 575.25; 2: 18.3201; 2.1: 93.2429; 2.2: 354.8931; 2.3: 19.6477; 2.4: -213.9129; 2.5: -11.8427
| 2 | 26.6 | 1: 50.5999; 1.1: 140.8767; 1.2: 0.18892; 1.3: 172.9; 1.4: 7.7846; 1.5: 140.8767; 1.6: 172.9; 1.7: 69.16; 1.8: 8.4594; 1.9: 576.3333; 2: 18.3546; 2.1: 93.251; 2.2: 356.2002; 2.3: 19.683; 2.4: -215.3234; 2.5: -11.8984
| 2 | 26.65 | 1: 50.4675; 1.1: 140.7723; 1.2: 0.18878; 1.3: 173.225; 1.4: 7.7642; 1.5: 140.7723; 1.6: 173.225; 1.7: 69.29; 1.8: 8.4594; 1.9: 577.4167; 2: 18.3891; 2.1: 93.259; 2.2: 357.5097; 2.3: 19.7183; 2.4: -216.7374; 2.5: -11.954
| 2 | 26.7 | 1: 50.3353; 1.1: 140.667; 1.2: 0.18864; 1.3: 173.55; 1.4: 7.7439; 1.5: 140.667; 1.6: 173.55; 1.7: 69.42; 1.8: 8.4594; 1.9: 578.5; 2: 18.4236; 2.1: 93.267; 2.2: 358.8216; 2.3: 19.7536; 2.4: -218.1546; 2.5: -12.0097
| 2 | 26.75 | 1: 50.2033; 1.1: 140.5608; 1.2: 0.1885; 1.3: 173.875; 1.4: 7.7236; 1.5: 140.5608; 1.6: 173.875; 1.7: 69.55; 1.8: 8.4594; 1.9: 579.5833; 2: 18.4581; 2.1: 93.275; 2.2: 360.136; 2.3: 19.7889; 2.4: -219.5752; 2.5: -12.0653
| 2 | 26.8 | 1: 50.0714; 1.1: 140.4537; 1.2: 0.18835; 1.3: 174.2; 1.4: 7.7033; 1.5: 140.4537; 1.6: 174.2; 1.7: 69.68; 1.8: 8.4594; 1.9: 580.6667; 2: 18.4926; 2.1: 93.2829; 2.2: 361.4528; 2.3: 19.8242; 2.4: -220.9992; 2.5: -12.1209
| 2 | 26.85 | 1: 49.9397; 1.1: 140.3457; 1.2: 0.18821; 1.3: 174.525; 1.4: 7.683; 1.5: 140.3457; 1.6: 174.525; 1.7: 69.81; 1.8: 8.4594; 1.9: 581.75; 2: 18.5271; 2.1: 93.2908; 2.2: 362.7721; 2.3: 19.8595; 2.4: -222.4264; 2.5: -12.1764
| 2 | 26.9 | 1: 49.8083; 1.1: 140.2368; 1.2: 0.18806; 1.3: 174.85; 1.4: 7.6628; 1.5: 140.2368; 1.6: 174.85; 1.7: 69.94; 1.8: 8.4594; 1.9: 582.8333; 2: 18.5616; 2.1: 93.2987; 2.2: 364.0939; 2.3: 19.8948; 2.4: -223.8571; 2.5: -12.232
| 2 | 26.95 | 1: 49.6769; 1.1: 140.1271; 1.2: 0.18791; 1.3: 175.175; 1.4: 7.6426; 1.5: 140.1271; 1.6: 175.175; 1.7: 70.07; 1.8: 8.4594; 1.9: 583.9167; 2: 18.5961; 2.1: 93.3065; 2.2: 365.4181; 2.3: 19.9301; 2.4: -225.291; 2.5: -12.2875
| 2 | 27 | 1: 49.5458; 1.1: 140.0164; 1.2: 0.18777; 1.3: 175.5; 1.4: 7.6224; 1.5: 140.0164; 1.6: 175.5; 1.7: 70.2; 1.8: 8.4594; 1.9: 585; 2: 18.6306; 2.1: 93.3142; 2.2: 366.7447; 2.3: 19.9654; 2.4: -226.7283; 2.5: -12.343
| 2 | 27.05 | 1: 49.4148; 1.1: 139.9049; 1.2: 0.18762; 1.3: 175.825; 1.4: 7.6023; 1.5: 139.9049; 1.6: 175.825; 1.7: 70.33; 1.8: 8.4594; 1.9: 586.0833; 2: 18.6651; 2.1: 93.3219; 2.2: 368.0739; 2.3: 20.0007; 2.4: -228.1689; 2.5: -12.3985
| 2 | 27.1 | 1: 49.2841; 1.1: 139.7926; 1.2: 0.18746; 1.3: 176.15; 1.4: 7.5822; 1.5: 139.7926; 1.6: 176.15; 1.7: 70.46; 1.8: 8.4594; 1.9: 587.1667; 2: 18.6996; 2.1: 93.3296; 2.2: 369.4054; 2.3: 20.0361; 2.4: -229.6129; 2.5: -12.4539
| 2 | 27.15 | 1: 49.1534; 1.1: 139.6793; 1.2: 0.18731; 1.3: 176.475; 1.4: 7.5621; 1.5: 139.6793; 1.6: 176.475; 1.7: 70.59; 1.8: 8.4594; 1.9: 588.25; 2: 18.7341; 2.1: 93.3373; 2.2: 370.7395; 2.3: 20.0714; 2.4: -231.0601; 2.5: -12.5093
| 2 | 27.2 | 1: 49.023; 1.1: 139.5653; 1.2: 0.18716; 1.3: 176.8; 1.4: 7.542; 1.5: 139.5653; 1.6: 176.8; 1.7: 70.72; 1.8: 8.4594; 1.9: 589.3333; 2: 18.7686; 2.1: 93.3449; 2.2: 372.076; 2.3: 20.1067; 2.4: -232.5107; 2.5: -12.5647
| 2 | 27.25 | 1: 48.8928; 1.1: 139.4503; 1.2: 0.18701; 1.3: 177.125; 1.4: 7.522; 1.5: 139.4503; 1.6: 177.125; 1.7: 70.85; 1.8: 8.4594; 1.9: 590.4167; 2: 18.8031; 2.1: 93.3524; 2.2: 373.4149; 2.3: 20.142; 2.4: -233.9646; 2.5: -12.6201
| 2 | 27.3 | 1: 48.7627; 1.1: 139.3345; 1.2: 0.18685; 1.3: 177.45; 1.4: 7.502; 1.5: 139.3345; 1.6: 177.45; 1.7: 70.98; 1.8: 8.4594; 1.9: 591.5; 2: 18.8376; 2.1: 93.3599; 2.2: 374.7563; 2.3: 20.1774; 2.4: -235.4218; 2.5: -12.6754
| 2 | 27.35 | 1: 48.6328; 1.1: 139.2178; 1.2: 0.18669; 1.3: 177.775; 1.4: 7.482; 1.5: 139.2178; 1.6: 177.775; 1.7: 71.11; 1.8: 8.4594; 1.9: 592.5833; 2: 18.8721; 2.1: 93.3674; 2.2: 376.1002; 2.3: 20.2127; 2.4: -236.8824; 2.5: -12.7307
| 2 | 27.4 | 1: 48.503; 1.1: 139.1003; 1.2: 0.18654; 1.3: 178.1; 1.4: 7.462; 1.5: 139.1003; 1.6: 178.1; 1.7: 71.24; 1.8: 8.4594; 1.9: 593.6667; 2: 18.9066; 2.1: 93.3749; 2.2: 377.4465; 2.3: 20.248; 2.4: -238.3462; 2.5: -12.786
| 2 | 27.45 | 1: 48.3735; 1.1: 138.9819; 1.2: 0.18638; 1.3: 178.425; 1.4: 7.4421; 1.5: 138.9819; 1.6: 178.425; 1.7: 71.37; 1.8: 8.4594; 1.9: 594.75; 2: 18.9411; 2.1: 93.3823; 2.2: 378.7953; 2.3: 20.2834; 2.4: -239.8134; 2.5: -12.8413
| 2 | 27.5 | 1: 48.2441; 1.1: 138.8627; 1.2: 0.18622; 1.3: 178.75; 1.4: 7.4222; 1.5: 138.8627; 1.6: 178.75; 1.7: 71.5; 1.8: 8.4594; 1.9: 595.8333; 2: 18.9756; 2.1: 93.3896; 2.2: 380.1465; 2.3: 20.3187; 2.4: -241.2838; 2.5: -12.8966
| 2 | 27.55 | 1: 48.1149; 1.1: 138.7426; 1.2: 0.18606; 1.3: 179.075; 1.4: 7.4023; 1.5: 138.7426; 1.6: 179.075; 1.7: 71.63; 1.8: 8.4594; 1.9: 596.9167; 2: 19.0101; 2.1: 93.3969; 2.2: 381.5002; 2.3: 20.3541; 2.4: -242.7576; 2.5: -12.9518
| 2 | 27.6 | 1: 47.9859; 1.1: 138.6217; 1.2: 0.18589; 1.3: 179.4; 1.4: 7.3824; 1.5: 138.6217; 1.6: 179.4; 1.7: 71.76; 1.8: 8.4594; 1.9: 598; 2: 19.0446; 2.1: 93.4042; 2.2: 382.8563; 2.3: 20.3894; 2.4: -244.2346; 2.5: -13.007
| 2 | 27.65 | 1: 47.8571; 1.1: 138.4999; 1.2: 0.18573; 1.3: 179.725; 1.4: 7.3626; 1.5: 138.4999; 1.6: 179.725; 1.7: 71.89; 1.8: 8.4594; 1.9: 599.0833; 2: 19.0791; 2.1: 93.4115; 2.2: 384.2149; 2.3: 20.4248; 2.4: -245.715; 2.5: -13.0622
| 2 | 27.7 | 1: 47.7284; 1.1: 138.3773; 1.2: 0.18557; 1.3: 180.05; 1.4: 7.3428; 1.5: 138.3773; 1.6: 180.05; 1.7: 72.02; 1.8: 8.4594; 1.9: 600.1667; 2: 19.1136; 2.1: 93.4187; 2.2: 385.576; 2.3: 20.4601; 2.4: -247.1987; 2.5: -13.1173
| 2 | 27.75 | 1: 47.5999; 1.1: 138.2539; 1.2: 0.1854; 1.3: 180.375; 1.4: 7.3231; 1.5: 138.2539; 1.6: 180.375; 1.7: 72.15; 1.8: 8.4594; 1.9: 601.25; 2: 19.1481; 2.1: 93.4258; 2.2: 386.9396; 2.3: 20.4955; 2.4: -248.6856; 2.5: -13.1724
| 2 | 27.8 | 1: 47.4716; 1.1: 138.1297; 1.2: 0.18523; 1.3: 180.7; 1.4: 7.3033; 1.5: 138.1297; 1.6: 180.7; 1.7: 72.28; 1.8: 8.4594; 1.9: 602.3333; 2: 19.1826; 2.1: 93.433; 2.2: 388.3055; 2.3: 20.5309; 2.4: -250.1759; 2.5: -13.2275
| 2 | 27.85 | 1: 47.3434; 1.1: 138.0046; 1.2: 0.18507; 1.3: 181.025; 1.4: 7.2836; 1.5: 138.0046; 1.6: 181.025; 1.7: 72.41; 1.8: 8.4594; 1.9: 603.4167; 2: 19.2171; 2.1: 93.4401; 2.2: 389.674; 2.3: 20.5662; 2.4: -251.6694; 2.5: -13.2826
| 2 | 27.9 | 1: 47.2155; 1.1: 137.8787; 1.2: 0.1849; 1.3: 181.35; 1.4: 7.2639; 1.5: 137.8787; 1.6: 181.35; 1.7: 72.54; 1.8: 8.4594; 1.9: 604.5; 2: 19.2516; 2.1: 93.4471; 2.2: 391.0449; 2.3: 20.6016; 2.4: -253.1663; 2.5: -13.3377
| 2 | 27.95 | 1: 47.0877; 1.1: 137.7519; 1.2: 0.18473; 1.3: 181.675; 1.4: 7.2443; 1.5: 137.7519; 1.6: 181.675; 1.7: 72.67; 1.8: 8.4594; 1.9: 605.5833; 2: 19.2861; 2.1: 93.4542; 2.2: 392.4183; 2.3: 20.637; 2.4: -254.6664; 2.5: -13.3927
| 2 | 28 | 1: 46.9601; 1.1: 137.6244; 1.2: 0.18456; 1.3: 182; 1.4: 7.2246; 1.5: 137.6244; 1.6: 182; 1.7: 72.8; 1.8: 8.4594; 1.9: 606.6667; 2: 19.3206; 2.1: 93.4611; 2.2: 393.7941; 2.3: 20.6723; 2.4: -256.1698; 2.5: -13.4477
| 2 | 28.05 | 1: 46.8326; 1.1: 137.496; 1.2: 0.18439; 1.3: 182.325; 1.4: 7.205; 1.5: 137.496; 1.6: 182.325; 1.7: 72.93; 1.8: 8.4594; 1.9: 607.75; 2: 19.3551; 2.1: 93.4681; 2.2: 395.1724; 2.3: 20.7077; 2.4: -257.6764; 2.5: -13.5027
| 2 | 28.1 | 1: 46.7054; 1.1: 137.3668; 1.2: 0.18421; 1.3: 182.65; 1.4: 7.1854; 1.5: 137.3668; 1.6: 182.65; 1.7: 73.06; 1.8: 8.4594; 1.9: 608.8333; 2: 19.3896; 2.1: 93.475; 2.2: 396.5532; 2.3: 20.7431; 2.4: -259.1864; 2.5: -13.5576
| 2 | 28.15 | 1: 46.5783; 1.1: 137.2368; 1.2: 0.18404; 1.3: 182.975; 1.4: 7.1659; 1.5: 137.2368; 1.6: 182.975; 1.7: 73.19; 1.8: 8.4594; 1.9: 609.9167; 2: 19.4241; 2.1: 93.4819; 2.2: 397.9364; 2.3: 20.7785; 2.4: -260.6996; 2.5: -13.6126
| 2 | 28.2 | 1: 46.4514; 1.1: 137.1059; 1.2: 0.18386; 1.3: 183.3; 1.4: 7.1464; 1.5: 137.1059; 1.6: 183.3; 1.7: 73.32; 1.8: 8.4594; 1.9: 611; 2: 19.4586; 2.1: 93.4887; 2.2: 399.3221; 2.3: 20.8139; 2.4: -262.2161; 2.5: -13.6675
| 2 | 28.25 | 1: 46.3247; 1.1: 136.9743; 1.2: 0.18369; 1.3: 183.625; 1.4: 7.1269; 1.5: 136.9743; 1.6: 183.625; 1.7: 73.45; 1.8: 8.4594; 1.9: 612.0833; 2: 19.4931; 2.1: 93.4955; 2.2: 400.7102; 2.3: 20.8492; 2.4: -263.7359; 2.5: -13.7224
| 2 | 28.3 | 1: 46.1981; 1.1: 136.8419; 1.2: 0.18351; 1.3: 183.95; 1.4: 7.1074; 1.5: 136.8419; 1.6: 183.95; 1.7: 73.58; 1.8: 8.4594; 1.9: 613.1667; 2: 19.5276; 2.1: 93.5023; 2.2: 402.1008; 2.3: 20.8846; 2.4: -265.2589; 2.5: -13.7772
| 2 | 28.35 | 1: 46.0717; 1.1: 136.7086; 1.2: 0.18333; 1.3: 184.275; 1.4: 7.088; 1.5: 136.7086; 1.6: 184.275; 1.7: 73.71; 1.8: 8.4594; 1.9: 614.25; 2: 19.5621; 2.1: 93.509; 2.2: 403.4939; 2.3: 20.92; 2.4: -266.7852; 2.5: -13.8321
| 2 | 28.4 | 1: 45.9455; 1.1: 136.5746; 1.2: 0.18315; 1.3: 184.6; 1.4: 7.0685; 1.5: 136.5746; 1.6: 184.6; 1.7: 73.84; 1.8: 8.4594; 1.9: 615.3333; 2: 19.5966; 2.1: 93.5157; 2.2: 404.8894; 2.3: 20.9554; 2.4: -268.3148; 2.5: -13.8869
| 2 | 28.45 | 1: 45.8195; 1.1: 136.4398; 1.2: 0.18297; 1.3: 184.925; 1.4: 7.0492; 1.5: 136.4398; 1.6: 184.925; 1.7: 73.97; 1.8: 8.4594; 1.9: 616.4167; 2: 19.6311; 2.1: 93.5224; 2.2: 406.2874; 2.3: 20.9908; 2.4: -269.8476; 2.5: -13.9417
| 2 | 28.5 | 1: 45.6936; 1.1: 136.3041; 1.2: 0.18279; 1.3: 185.25; 1.4: 7.0298; 1.5: 136.3041; 1.6: 185.25; 1.7: 74.1; 1.8: 8.4594; 1.9: 617.5; 2: 19.6656; 2.1: 93.529; 2.2: 407.6878; 2.3: 21.0262; 2.4: -271.3837; 2.5: -13.9964
| 2 | 28.55 | 1: 45.568; 1.1: 136.1677; 1.2: 0.1826; 1.3: 185.575; 1.4: 7.0105; 1.5: 136.1677; 1.6: 185.575; 1.7: 74.23; 1.8: 8.4594; 1.9: 618.5833; 2: 19.7001; 2.1: 93.5356; 2.2: 409.0907; 2.3: 21.0616; 2.4: -272.923; 2.5: -14.0512
| 2 | 28.6 | 1: 45.4425; 1.1: 136.0305; 1.2: 0.18242; 1.3: 185.9; 1.4: 6.9911; 1.5: 136.0305; 1.6: 185.9; 1.7: 74.36; 1.8: 8.4594; 1.9: 619.6667; 2: 19.7346; 2.1: 93.5421; 2.2: 410.4961; 2.3: 21.097; 2.4: -274.4656; 2.5: -14.1059
| 2 | 28.65 | 1: 45.3171; 1.1: 135.8925; 1.2: 0.18223; 1.3: 186.225; 1.4: 6.9719; 1.5: 135.8925; 1.6: 186.225; 1.7: 74.49; 1.8: 8.4594; 1.9: 620.75; 2: 19.7691; 2.1: 93.5486; 2.2: 411.904; 2.3: 21.1324; 2.4: -276.0114; 2.5: -14.1606
| 2 | 28.7 | 1: 45.192; 1.1: 135.7537; 1.2: 0.18205; 1.3: 186.55; 1.4: 6.9526; 1.5: 135.7537; 1.6: 186.55; 1.7: 74.62; 1.8: 8.4594; 1.9: 621.8333; 2: 19.8036; 2.1: 93.5551; 2.2: 413.3143; 2.3: 21.1679; 2.4: -277.5605; 2.5: -14.2152
| 2 | 28.75 | 1: 45.067; 1.1: 135.6142; 1.2: 0.18186; 1.3: 186.875; 1.4: 6.9334; 1.5: 135.6142; 1.6: 186.875; 1.7: 74.75; 1.8: 8.4594; 1.9: 622.9167; 2: 19.8381; 2.1: 93.5616; 2.2: 414.727; 2.3: 21.2033; 2.4: -279.1129; 2.5: -14.2699
| 2 | 28.8 | 1: 44.9422; 1.1: 135.4738; 1.2: 0.18167; 1.3: 187.2; 1.4: 6.9142; 1.5: 135.4738; 1.6: 187.2; 1.7: 74.88; 1.8: 8.4594; 1.9: 624; 2: 19.8726; 2.1: 93.568; 2.2: 416.1423; 2.3: 21.2387; 2.4: -280.6684; 2.5: -14.3245
| 2 | 28.85 | 1: 44.8176; 1.1: 135.3327; 1.2: 0.18148; 1.3: 187.525; 1.4: 6.895; 1.5: 135.3327; 1.6: 187.525; 1.7: 75.01; 1.8: 8.4594; 1.9: 625.0833; 2: 19.9071; 2.1: 93.5744; 2.2: 417.56; 2.3: 21.2741; 2.4: -282.2273; 2.5: -14.3791
| 2 | 28.9 | 1: 44.6932; 1.1: 135.1908; 1.2: 0.18129; 1.3: 187.85; 1.4: 6.8759; 1.5: 135.1908; 1.6: 187.85; 1.7: 75.14; 1.8: 8.4594; 1.9: 626.1667; 2: 19.9416; 2.1: 93.5807; 2.2: 418.9801; 2.3: 21.3095; 2.4: -283.7893; 2.5: -14.4337
| 2 | 28.95 | 1: 44.5689; 1.1: 135.0482; 1.2: 0.1811; 1.3: 188.175; 1.4: 6.8568; 1.5: 135.0482; 1.6: 188.175; 1.7: 75.27; 1.8: 8.4594; 1.9: 627.25; 2: 19.9761; 2.1: 93.5871; 2.2: 420.4028; 2.3: 21.345; 2.4: -285.3546; 2.5: -14.4882
| 2 | 29 | 1: 44.4448; 1.1: 134.9047; 1.2: 0.18091; 1.3: 188.5; 1.4: 6.8377; 1.5: 134.9047; 1.6: 188.5; 1.7: 75.4; 1.8: 8.4594; 1.9: 628.3333; 2: 20.0106; 2.1: 93.5933; 2.2: 421.8279; 2.3: 21.3804; 2.4: -286.9231; 2.5: -14.5427
| 2 | 29.05 | 1: 44.3209; 1.1: 134.7605; 1.2: 0.18072; 1.3: 188.825; 1.4: 6.8186; 1.5: 134.7605; 1.6: 188.825; 1.7: 75.53; 1.8: 8.4594; 1.9: 629.4167; 2: 20.0451; 2.1: 93.5996; 2.2: 423.2554; 2.3: 21.4158; 2.4: -288.4949; 2.5: -14.5972
| 2 | 29.1 | 1: 44.1971; 1.1: 134.6156; 1.2: 0.18052; 1.3: 189.15; 1.4: 6.7996; 1.5: 134.6156; 1.6: 189.15; 1.7: 75.66; 1.8: 8.4594; 1.9: 630.5; 2: 20.0796; 2.1: 93.6058; 2.2: 424.6854; 2.3: 21.4513; 2.4: -290.0699; 2.5: -14.6517
| 2 | 29.15 | 1: 44.0735; 1.1: 134.4699; 1.2: 0.18033; 1.3: 189.475; 1.4: 6.7805; 1.5: 134.4699; 1.6: 189.475; 1.7: 75.79; 1.8: 8.4594; 1.9: 631.5833; 2: 20.1141; 2.1: 93.612; 2.2: 426.1179; 2.3: 21.4867; 2.4: -291.6481; 2.5: -14.7061
| 2 | 29.2 | 1: 43.9502; 1.1: 134.3234; 1.2: 0.18013; 1.3: 189.8; 1.4: 6.7616; 1.5: 134.3234; 1.6: 189.8; 1.7: 75.92; 1.8: 8.4594; 1.9: 632.6667; 2: 20.1486; 2.1: 93.6182; 2.2: 427.5529; 2.3: 21.5221; 2.4: -293.2295; 2.5: -14.7606
| 2 | 29.25 | 1: 43.8269; 1.1: 134.1762; 1.2: 0.17993; 1.3: 190.125; 1.4: 6.7426; 1.5: 134.1762; 1.6: 190.125; 1.7: 76.05; 1.8: 8.4594; 1.9: 633.75; 2: 20.1831; 2.1: 93.6243; 2.2: 428.9903; 2.3: 21.5576; 2.4: -294.8141; 2.5: -14.815
| 2 | 29.3 | 1: 43.7039; 1.1: 134.0282; 1.2: 0.17973; 1.3: 190.45; 1.4: 6.7237; 1.5: 134.0282; 1.6: 190.45; 1.7: 76.18; 1.8: 8.4594; 1.9: 634.8333; 2: 20.2176; 2.1: 93.6304; 2.2: 430.4302; 2.3: 21.593; 2.4: -296.402; 2.5: -14.8693
| 2 | 29.35 | 1: 43.581; 1.1: 133.8794; 1.2: 0.17954; 1.3: 190.775; 1.4: 6.7048; 1.5: 133.8794; 1.6: 190.775; 1.7: 76.31; 1.8: 8.4594; 1.9: 635.9167; 2: 20.2521; 2.1: 93.6364; 2.2: 431.8725; 2.3: 21.6285; 2.4: -297.9931; 2.5: -14.9237
| 2 | 29.4 | 1: 43.4583; 1.1: 133.73; 1.2: 0.17933; 1.3: 191.1; 1.4: 6.6859; 1.5: 133.73; 1.6: 191.1; 1.7: 76.44; 1.8: 8.4594; 1.9: 637; 2: 20.2866; 2.1: 93.6425; 2.2: 433.3173; 2.3: 21.6639; 2.4: -299.5874; 2.5: -14.978
| 2 | 29.45 | 1: 43.3358; 1.1: 133.5797; 1.2: 0.17913; 1.3: 191.425; 1.4: 6.667; 1.5: 133.5797; 1.6: 191.425; 1.7: 76.57; 1.8: 8.4594; 1.9: 638.0833; 2: 20.3211; 2.1: 93.6485; 2.2: 434.7646; 2.3: 21.6994; 2.4: -301.1849; 2.5: -15.0323
| 2 | 29.5 | 1: 43.2135; 1.1: 133.4288; 1.2: 0.17893; 1.3: 191.75; 1.4: 6.6482; 1.5: 133.4288; 1.6: 191.75; 1.7: 76.7; 1.8: 8.4594; 1.9: 639.1667; 2: 20.3556; 2.1: 93.6544; 2.2: 436.2144; 2.3: 21.7348; 2.4: -302.7856; 2.5: -15.0866
| 2 | 29.55 | 1: 43.0913; 1.1: 133.2771; 1.2: 0.17873; 1.3: 192.075; 1.4: 6.6294; 1.5: 133.2771; 1.6: 192.075; 1.7: 76.83; 1.8: 8.4594; 1.9: 640.25; 2: 20.3901; 2.1: 93.6604; 2.2: 437.6666; 2.3: 21.7703; 2.4: -304.3895; 2.5: -15.1409
| 2 | 29.6 | 1: 42.9693; 1.1: 133.1246; 1.2: 0.17852; 1.3: 192.4; 1.4: 6.6107; 1.5: 133.1246; 1.6: 192.4; 1.7: 76.96; 1.8: 8.4594; 1.9: 641.3333; 2: 20.4246; 2.1: 93.6663; 2.2: 439.1213; 2.3: 21.8057; 2.4: -305.9966; 2.5: -15.1951
| 2 | 29.65 | 1: 42.8475; 1.1: 132.9715; 1.2: 0.17832; 1.3: 192.725; 1.4: 6.5919; 1.5: 132.9715; 1.6: 192.725; 1.7: 77.09; 1.8: 8.4594; 1.9: 642.4167; 2: 20.4591; 2.1: 93.6721; 2.2: 440.5784; 2.3: 21.8412; 2.4: -307.607; 2.5: -15.2493
| 2 | 29.7 | 1: 42.7258; 1.1: 132.8176; 1.2: 0.17811; 1.3: 193.05; 1.4: 6.5732; 1.5: 132.8176; 1.6: 193.05; 1.7: 77.22; 1.8: 8.4594; 1.9: 643.5; 2: 20.4936; 2.1: 93.678; 2.2: 442.038; 2.3: 21.8767; 2.4: -309.2205; 2.5: -15.3035
| 2 | 29.75 | 1: 42.6044; 1.1: 132.6629; 1.2: 0.1779; 1.3: 193.375; 1.4: 6.5545; 1.5: 132.6629; 1.6: 193.375; 1.7: 77.35; 1.8: 8.4594; 1.9: 644.5833; 2: 20.5281; 2.1: 93.6838; 2.2: 443.5001; 2.3: 21.9122; 2.4: -310.8372; 2.5: -15.3576
| 2 | 29.8 | 1: 42.4831; 1.1: 132.5076; 1.2: 0.1777; 1.3: 193.7; 1.4: 6.5359; 1.5: 132.5076; 1.6: 193.7; 1.7: 77.48; 1.8: 8.4594; 1.9: 645.6667; 2: 20.5626; 2.1: 93.6896; 2.2: 444.9647; 2.3: 21.9476; 2.4: -312.4571; 2.5: -15.4118
| 2 | 29.85 | 1: 42.362; 1.1: 132.3515; 1.2: 0.17749; 1.3: 194.025; 1.4: 6.5172; 1.5: 132.3515; 1.6: 194.025; 1.7: 77.61; 1.8: 8.4594; 1.9: 646.75; 2: 20.5971; 2.1: 93.6953; 2.2: 446.4317; 2.3: 21.9831; 2.4: -314.0802; 2.5: -15.4659
| 2 | 29.9 | 1: 42.241; 1.1: 132.1947; 1.2: 0.17728; 1.3: 194.35; 1.4: 6.4986; 1.5: 132.1947; 1.6: 194.35; 1.7: 77.74; 1.8: 8.4594; 1.9: 647.8333; 2: 20.6316; 2.1: 93.701; 2.2: 447.9012; 2.3: 22.0186; 2.4: -315.7065; 2.5: -15.52
| 2 | 29.95 | 1: 42.1203; 1.1: 132.0372; 1.2: 0.17706; 1.3: 194.675; 1.4: 6.48; 1.5: 132.0372; 1.6: 194.675; 1.7: 77.87; 1.8: 8.4594; 1.9: 648.9167; 2: 20.6661; 2.1: 93.7067; 2.2: 449.3731; 2.3: 22.0541; 2.4: -317.3359; 2.5: -15.574
| 2 | 30 | 1: 41.9997; 1.1: 131.8789; 1.2: 0.17685; 1.3: 195; 1.4: 6.4615; 1.5: 131.8789; 1.6: 195; 1.7: 78; 1.8: 8.4594; 1.9: 650; 2: 20.7006; 2.1: 93.7124; 2.2: 450.8475; 2.3: 22.0895; 2.4: -318.9686; 2.5: -15.6281
| 2 | 30.05 | 1: 41.8792; 1.1: 131.72; 1.2: 0.17664; 1.3: 195.325; 1.4: 6.443; 1.5: 131.72; 1.6: 195.325; 1.7: 78.13; 1.8: 8.4594; 1.9: 651.0833; 2: 20.7351; 2.1: 93.718; 2.2: 452.3244; 2.3: 22.125; 2.4: -320.6044; 2.5: -15.6821
| 2 | 30.1 | 1: 41.759; 1.1: 131.5603; 1.2: 0.17643; 1.3: 195.65; 1.4: 6.4245; 1.5: 131.5603; 1.6: 195.65; 1.7: 78.26; 1.8: 8.4594; 1.9: 652.1667; 2: 20.7696; 2.1: 93.7236; 2.2: 453.8038; 2.3: 22.1605; 2.4: -322.2434; 2.5: -15.7361
| 2 | 30.15 | 1: 41.6389; 1.1: 131.4; 1.2: 0.17621; 1.3: 195.975; 1.4: 6.406; 1.5: 131.4; 1.6: 195.975; 1.7: 78.39; 1.8: 8.4594; 1.9: 653.25; 2: 20.8041; 2.1: 93.7292; 2.2: 455.2856; 2.3: 22.196; 2.4: -323.8856; 2.5: -15.79
| 2 | 30.2 | 1: 41.519; 1.1: 131.2389; 1.2: 0.17599; 1.3: 196.3; 1.4: 6.3875; 1.5: 131.2389; 1.6: 196.3; 1.7: 78.52; 1.8: 8.4594; 1.9: 654.3333; 2: 20.8386; 2.1: 93.7348; 2.2: 456.7699; 2.3: 22.2315; 2.4: -325.531; 2.5: -15.844
| 2 | 30.25 | 1: 41.3993; 1.1: 131.0771; 1.2: 0.17578; 1.3: 196.625; 1.4: 6.3691; 1.5: 131.0771; 1.6: 196.625; 1.7: 78.65; 1.8: 8.4594; 1.9: 655.4167; 2: 20.8731; 2.1: 93.7403; 2.2: 458.2566; 2.3: 22.267; 2.4: -327.1795; 2.5: -15.8979
| 2 | 30.3 | 1: 41.2798; 1.1: 130.9147; 1.2: 0.17556; 1.3: 196.95; 1.4: 6.3507; 1.5: 130.9147; 1.6: 196.95; 1.7: 78.78; 1.8: 8.4594; 1.9: 656.5; 2: 20.9076; 2.1: 93.7458; 2.2: 459.7459; 2.3: 22.3025; 2.4: -328.8312; 2.5: -15.9518
| 2 | 30.35 | 1: 41.1604; 1.1: 130.7515; 1.2: 0.17534; 1.3: 197.275; 1.4: 6.3324; 1.5: 130.7515; 1.6: 197.275; 1.7: 78.91; 1.8: 8.4594; 1.9: 657.5833; 2: 20.9421; 2.1: 93.7512; 2.2: 461.2375; 2.3: 22.338; 2.4: -330.486; 2.5: -16.0056
| 2 | 30.4 | 1: 41.0412; 1.1: 130.5876; 1.2: 0.17512; 1.3: 197.6; 1.4: 6.314; 1.5: 130.5876; 1.6: 197.6; 1.7: 79.04; 1.8: 8.4594; 1.9: 658.6667; 2: 20.9766; 2.1: 93.7567; 2.2: 462.7317; 2.3: 22.3735; 2.4: -332.1441; 2.5: -16.0595
| 2 | 30.45 | 1: 40.9222; 1.1: 130.4231; 1.2: 0.1749; 1.3: 197.925; 1.4: 6.2957; 1.5: 130.4231; 1.6: 197.925; 1.7: 79.17; 1.8: 8.4594; 1.9: 659.75; 2: 21.0111; 2.1: 93.7621; 2.2: 464.2283; 2.3: 22.409; 2.4: -333.8052; 2.5: -16.1133
| 2 | 30.5 | 1: 40.8033; 1.1: 130.2579; 1.2: 0.17468; 1.3: 198.25; 1.4: 6.2774; 1.5: 130.2579; 1.6: 198.25; 1.7: 79.3; 1.8: 8.4594; 1.9: 660.8333; 2: 21.0456; 2.1: 93.7674; 2.2: 465.7274; 2.3: 22.4445; 2.4: -335.4696; 2.5: -16.1671
| 2 | 30.55 | 1: 40.6847; 1.1: 130.0919; 1.2: 0.17446; 1.3: 198.575; 1.4: 6.2592; 1.5: 130.0919; 1.6: 198.575; 1.7: 79.43; 1.8: 8.4594; 1.9: 661.9167; 2: 21.0801; 2.1: 93.7728; 2.2: 467.229; 2.3: 22.48; 2.4: -337.1371; 2.5: -16.2208
| 2 | 30.6 | 1: 40.5662; 1.1: 129.9253; 1.2: 0.17423; 1.3: 198.9; 1.4: 6.2409; 1.5: 129.9253; 1.6: 198.9; 1.7: 79.56; 1.8: 8.4594; 1.9: 663; 2: 21.1146; 2.1: 93.7781; 2.2: 468.733; 2.3: 22.5155; 2.4: -338.8077; 2.5: -16.2746
| 2 | 30.65 | 1: 40.4478; 1.1: 129.7581; 1.2: 0.17401; 1.3: 199.225; 1.4: 6.2227; 1.5: 129.7581; 1.6: 199.225; 1.7: 79.69; 1.8: 8.4594; 1.9: 664.0833; 2: 21.1492; 2.1: 93.7834; 2.2: 470.2395; 2.3: 22.5511; 2.4: -340.4815; 2.5: -16.3283
| 2 | 30.7 | 1: 40.3297; 1.1: 129.5901; 1.2: 0.17378; 1.3: 199.55; 1.4: 6.2046; 1.5: 129.5901; 1.6: 199.55; 1.7: 79.82; 1.8: 8.4594; 1.9: 665.1667; 2: 21.1837; 2.1: 93.7887; 2.2: 471.7485; 2.3: 22.5866; 2.4: -342.1584; 2.5: -16.382
| 2 | 30.75 | 1: 40.2117; 1.1: 129.4214; 1.2: 0.17356; 1.3: 199.875; 1.4: 6.1864; 1.5: 129.4214; 1.6: 199.875; 1.7: 79.95; 1.8: 8.4594; 1.9: 666.25; 2: 21.2182; 2.1: 93.7939; 2.2: 473.26; 2.3: 22.6221; 2.4: -343.8385; 2.5: -16.4357
| 2 | 30.8 | 1: 40.0939; 1.1: 129.2521; 1.2: 0.17333; 1.3: 200.2; 1.4: 6.1683; 1.5: 129.2521; 1.6: 200.2; 1.7: 80.08; 1.8: 8.4594; 1.9: 667.3333; 2: 21.2527; 2.1: 93.7991; 2.2: 474.7739; 2.3: 22.6576; 2.4: -345.5217; 2.5: -16.4893
| 2 | 30.85 | 1: 39.9763; 1.1: 129.0822; 1.2: 0.1731; 1.3: 200.525; 1.4: 6.1502; 1.5: 129.0822; 1.6: 200.525; 1.7: 80.21; 1.8: 8.4594; 1.9: 668.4167; 2: 21.2872; 2.1: 93.8043; 2.2: 476.2902; 2.3: 22.6931; 2.4: -347.2081; 2.5: -16.5429
| 2 | 30.9 | 1: 39.8589; 1.1: 128.9115; 1.2: 0.17287; 1.3: 200.85; 1.4: 6.1321; 1.5: 128.9115; 1.6: 200.85; 1.7: 80.34; 1.8: 8.4594; 1.9: 669.5; 2: 21.3217; 2.1: 93.8095; 2.2: 477.8091; 2.3: 22.7287; 2.4: -348.8976; 2.5: -16.5965
| 2 | 30.95 | 1: 39.7416; 1.1: 128.7402; 1.2: 0.17264; 1.3: 201.175; 1.4: 6.1141; 1.5: 128.7402; 1.6: 201.175; 1.7: 80.47; 1.8: 8.4594; 1.9: 670.5833; 2: 21.3562; 2.1: 93.8146; 2.2: 479.3304; 2.3: 22.7642; 2.4: -350.5902; 2.5: -16.6501
| 2 | 31 | 1: 39.6245; 1.1: 128.5682; 1.2: 0.17241; 1.3: 201.5; 1.4: 6.0961; 1.5: 128.5682; 1.6: 201.5; 1.7: 80.6; 1.8: 8.4594; 1.9: 671.6667; 2: 21.3907; 2.1: 93.8197; 2.2: 480.8542; 2.3: 22.7997; 2.4: -352.286; 2.5: -16.7037
| 2 | 31.05 | 1: 39.5075; 1.1: 128.3956; 1.2: 0.17218; 1.3: 201.825; 1.4: 6.0781; 1.5: 128.3956; 1.6: 201.825; 1.7: 80.73; 1.8: 8.4594; 1.9: 672.75; 2: 21.4252; 2.1: 93.8248; 2.2: 482.3804; 2.3: 22.8353; 2.4: -353.9849; 2.5: -16.7572
| 2 | 31.1 | 1: 39.3908; 1.1: 128.2223; 1.2: 0.17195; 1.3: 202.15; 1.4: 6.0601; 1.5: 128.2223; 1.6: 202.15; 1.7: 80.86; 1.8: 8.4594; 1.9: 673.8333; 2: 21.4597; 2.1: 93.8299; 2.2: 483.9092; 2.3: 22.8708; 2.4: -355.6869; 2.5: -16.8107
| 2 | 31.15 | 1: 39.2742; 1.1: 128.0483; 1.2: 0.17172; 1.3: 202.475; 1.4: 6.0422; 1.5: 128.0483; 1.6: 202.475; 1.7: 80.99; 1.8: 8.4594; 1.9: 674.9167; 2: 21.4942; 2.1: 93.8349; 2.2: 485.4404; 2.3: 22.9064; 2.4: -357.392; 2.5: -16.8642
| 2 | 31.2 | 1: 39.1578; 1.1: 127.8738; 1.2: 0.17148; 1.3: 202.8; 1.4: 6.0243; 1.5: 127.8738; 1.6: 202.8; 1.7: 81.12; 1.8: 8.4594; 1.9: 676; 2: 21.5287; 2.1: 93.8399; 2.2: 486.974; 2.3: 22.9419; 2.4: -359.1003; 2.5: -16.9176
| 2 | 31.25 | 1: 39.0416; 1.1: 127.6985; 1.2: 0.17125; 1.3: 203.125; 1.4: 6.0064; 1.5: 127.6985; 1.6: 203.125; 1.7: 81.25; 1.8: 8.4594; 1.9: 677.0833; 2: 21.5632; 2.1: 93.8449; 2.2: 488.5101; 2.3: 22.9774; 2.4: -360.8116; 2.5: -16.9711
| 2 | 31.3 | 1: 38.9255; 1.1: 127.5226; 1.2: 0.17101; 1.3: 203.45; 1.4: 5.9885; 1.5: 127.5226; 1.6: 203.45; 1.7: 81.38; 1.8: 8.4594; 1.9: 678.1667; 2: 21.5977; 2.1: 93.8499; 2.2: 490.0487; 2.3: 23.013; 2.4: -362.5261; 2.5: -17.0245
| 2 | 31.35 | 1: 38.8096; 1.1: 127.3461; 1.2: 0.17077; 1.3: 203.775; 1.4: 5.9707; 1.5: 127.3461; 1.6: 203.775; 1.7: 81.51; 1.8: 8.4594; 1.9: 679.25; 2: 21.6322; 2.1: 93.8548; 2.2: 491.5898; 2.3: 23.0485; 2.4: -364.2437; 2.5: -17.0778
| 2 | 31.4 | 1: 38.6939; 1.1: 127.1689; 1.2: 0.17054; 1.3: 204.1; 1.4: 5.9529; 1.5: 127.1689; 1.6: 204.1; 1.7: 81.64; 1.8: 8.4594; 1.9: 680.3333; 2: 21.6667; 2.1: 93.8597; 2.2: 493.1334; 2.3: 23.0841; 2.4: -365.9645; 2.5: -17.1312
| 2 | 31.45 | 1: 38.5784; 1.1: 126.9911; 1.2: 0.1703; 1.3: 204.425; 1.4: 5.9351; 1.5: 126.9911; 1.6: 204.425; 1.7: 81.77; 1.8: 8.4594; 1.9: 681.4167; 2: 21.7012; 2.1: 93.8646; 2.2: 494.6794; 2.3: 23.1197; 2.4: -367.6883; 2.5: -17.1845
| 2 | 31.5 | 1: 38.463; 1.1: 126.8126; 1.2: 0.17006; 1.3: 204.75; 1.4: 5.9174; 1.5: 126.8126; 1.6: 204.75; 1.7: 81.9; 1.8: 8.4594; 1.9: 682.5; 2: 21.7357; 2.1: 93.8694; 2.2: 496.2278; 2.3: 23.1552; 2.4: -369.4152; 2.5: -17.2378
| 2 | 31.55 | 1: 38.3479; 1.1: 126.6336; 1.2: 0.16982; 1.3: 205.075; 1.4: 5.8997; 1.5: 126.6336; 1.6: 205.075; 1.7: 82.03; 1.8: 8.4594; 1.9: 683.5833; 2: 21.7702; 2.1: 93.8743; 2.2: 497.7788; 2.3: 23.1908; 2.4: -371.1452; 2.5: -17.2911
| 2 | 31.6 | 1: 38.2328; 1.1: 126.4538; 1.2: 0.16958; 1.3: 205.4; 1.4: 5.882; 1.5: 126.4538; 1.6: 205.4; 1.7: 82.16; 1.8: 8.4594; 1.9: 684.6667; 2: 21.8047; 2.1: 93.8791; 2.2: 499.3322; 2.3: 23.2263; 2.4: -372.8784; 2.5: -17.3444
| 2 | 31.65 | 1: 38.118; 1.1: 126.2735; 1.2: 0.16934; 1.3: 205.725; 1.4: 5.8643; 1.5: 126.2735; 1.6: 205.725; 1.7: 82.29; 1.8: 8.4594; 1.9: 685.75; 2: 21.8392; 2.1: 93.8839; 2.2: 500.8881; 2.3: 23.2619; 2.4: -374.6146; 2.5: -17.3976
| 2 | 31.7 | 1: 38.0033; 1.1: 126.0925; 1.2: 0.16909; 1.3: 206.05; 1.4: 5.8467; 1.5: 126.0925; 1.6: 206.05; 1.7: 82.42; 1.8: 8.4594; 1.9: 686.8333; 2: 21.8737; 2.1: 93.8886; 2.2: 502.4464; 2.3: 23.2975; 2.4: -376.3539; 2.5: -17.4508
| 2 | 31.75 | 1: 37.8888; 1.1: 125.911; 1.2: 0.16885; 1.3: 206.375; 1.4: 5.8291; 1.5: 125.911; 1.6: 206.375; 1.7: 82.55; 1.8: 8.4594; 1.9: 687.9167; 2: 21.9082; 2.1: 93.8934; 2.2: 504.0073; 2.3: 23.333; 2.4: -378.0963; 2.5: -17.504
| 2 | 31.8 | 1: 37.7745; 1.1: 125.7287; 1.2: 0.16861; 1.3: 206.7; 1.4: 5.8115; 1.5: 125.7287; 1.6: 206.7; 1.7: 82.68; 1.8: 8.4594; 1.9: 689; 2: 21.9427; 2.1: 93.8981; 2.2: 505.5706; 2.3: 23.3686; 2.4: -379.8418; 2.5: -17.5571
| 2 | 31.85 | 1: 37.6604; 1.1: 125.5459; 1.2: 0.16836; 1.3: 207.025; 1.4: 5.7939; 1.5: 125.5459; 1.6: 207.025; 1.7: 82.81; 1.8: 8.4594; 1.9: 690.0833; 2: 21.9772; 2.1: 93.9028; 2.2: 507.1363; 2.3: 23.4042; 2.4: -381.5904; 2.5: -17.6103
| 2 | 31.9 | 1: 37.5464; 1.1: 125.3625; 1.2: 0.16811; 1.3: 207.35; 1.4: 5.7764; 1.5: 125.3625; 1.6: 207.35; 1.7: 82.94; 1.8: 8.4594; 1.9: 691.1667; 2: 22.0117; 2.1: 93.9074; 2.2: 508.7046; 2.3: 23.4398; 2.4: -383.3421; 2.5: -17.6634
| 2 | 31.95 | 1: 37.4326; 1.1: 125.1784; 1.2: 0.16787; 1.3: 207.675; 1.4: 5.7589; 1.5: 125.1784; 1.6: 207.675; 1.7: 83.07; 1.8: 8.4594; 1.9: 692.25; 2: 22.0462; 2.1: 93.9121; 2.2: 510.2753; 2.3: 23.4753; 2.4: -385.0968; 2.5: -17.7165
| 2 | 32 | 1: 37.319; 1.1: 124.9938; 1.2: 0.16762; 1.3: 208; 1.4: 5.7414; 1.5: 124.9938; 1.6: 208; 1.7: 83.2; 1.8: 8.4594; 1.9: 693.3333; 2: 22.0807; 2.1: 93.9167; 2.2: 511.8484; 2.3: 23.5109; 2.4: -386.8547; 2.5: -17.7695
| 2 | 32.05 | 1: 37.2056; 1.1: 124.8085; 1.2: 0.16737; 1.3: 208.325; 1.4: 5.7239; 1.5: 124.8085; 1.6: 208.325; 1.7: 83.33; 1.8: 8.4594; 1.9: 694.4167; 2: 22.1152; 2.1: 93.9213; 2.2: 513.4241; 2.3: 23.5465; 2.4: -388.6156; 2.5: -17.8226
| 2 | 32.1 | 1: 37.0923; 1.1: 124.6226; 1.2: 0.16712; 1.3: 208.65; 1.4: 5.7065; 1.5: 124.6226; 1.6: 208.65; 1.7: 83.46; 1.8: 8.4594; 1.9: 695.5; 2: 22.1497; 2.1: 93.9259; 2.2: 515.0022; 2.3: 23.5821; 2.4: -390.3796; 2.5: -17.8756
| 2 | 32.15 | 1: 36.9792; 1.1: 124.4362; 1.2: 0.16687; 1.3: 208.975; 1.4: 5.6891; 1.5: 124.4362; 1.6: 208.975; 1.7: 83.59; 1.8: 8.4594; 1.9: 696.5833; 2: 22.1842; 2.1: 93.9304; 2.2: 516.5828; 2.3: 23.6177; 2.4: -392.1466; 2.5: -17.9286
| 2 | 32.2 | 1: 36.8663; 1.1: 124.2491; 1.2: 0.16662; 1.3: 209.3; 1.4: 5.6717; 1.5: 124.2491; 1.6: 209.3; 1.7: 83.72; 1.8: 8.4594; 1.9: 697.6667; 2: 22.2187; 2.1: 93.9349; 2.2: 518.1658; 2.3: 23.6533; 2.4: -393.9167; 2.5: -17.9815
| 2 | 32.25 | 1: 36.7535; 1.1: 124.0614; 1.2: 0.16637; 1.3: 209.625; 1.4: 5.6544; 1.5: 124.0614; 1.6: 209.625; 1.7: 83.85; 1.8: 8.4594; 1.9: 698.75; 2: 22.2532; 2.1: 93.9395; 2.2: 519.7513; 2.3: 23.6889; 2.4: -395.6899; 2.5: -18.0345
| 2 | 32.3 | 1: 36.6409; 1.1: 123.8732; 1.2: 0.16612; 1.3: 209.95; 1.4: 5.6371; 1.5: 123.8732; 1.6: 209.95; 1.7: 83.98; 1.8: 8.4594; 1.9: 699.8333; 2: 22.2877; 2.1: 93.9439; 2.2: 521.3393; 2.3: 23.7245; 2.4: -397.4662; 2.5: -18.0874
| 2 | 32.35 | 1: 36.5285; 1.1: 123.6843; 1.2: 0.16586; 1.3: 210.275; 1.4: 5.6198; 1.5: 123.6843; 1.6: 210.275; 1.7: 84.11; 1.8: 8.4594; 1.9: 700.9167; 2: 22.3222; 2.1: 93.9484; 2.2: 522.9298; 2.3: 23.76; 2.4: -399.2455; 2.5: -18.1403
| 2 | 32.4 | 1: 36.4163; 1.1: 123.4949; 1.2: 0.16561; 1.3: 210.6; 1.4: 5.6025; 1.5: 123.4949; 1.6: 210.6; 1.7: 84.24; 1.8: 8.4594; 1.9: 702; 2: 22.3567; 2.1: 93.9528; 2.2: 524.5227; 2.3: 23.7956; 2.4: -401.0278; 2.5: -18.1931
| 2 | 32.45 | 1: 36.3042; 1.1: 123.3049; 1.2: 0.16535; 1.3: 210.925; 1.4: 5.5853; 1.5: 123.3049; 1.6: 210.925; 1.7: 84.37; 1.8: 8.4594; 1.9: 703.0833; 2: 22.3912; 2.1: 93.9573; 2.2: 526.1181; 2.3: 23.8312; 2.4: -402.8133; 2.5: -18.246
| 2 | 32.5 | 1: 36.1923; 1.1: 123.1143; 1.2: 0.1651; 1.3: 211.25; 1.4: 5.5681; 1.5: 123.1143; 1.6: 211.25; 1.7: 84.5; 1.8: 8.4594; 1.9: 704.1667; 2: 22.4257; 2.1: 93.9617; 2.2: 527.716; 2.3: 23.8669; 2.4: -404.6017; 2.5: -18.2988
| 2 | 32.55 | 1: 36.0806; 1.1: 122.9231; 1.2: 0.16484; 1.3: 211.575; 1.4: 5.5509; 1.5: 122.9231; 1.6: 211.575; 1.7: 84.63; 1.8: 8.4594; 1.9: 705.25; 2: 22.4602; 2.1: 93.966; 2.2: 529.3163; 2.3: 23.9025; 2.4: -406.3932; 2.5: -18.3516
| 2 | 32.6 | 1: 35.9691; 1.1: 122.7313; 1.2: 0.16459; 1.3: 211.9; 1.4: 5.5337; 1.5: 122.7313; 1.6: 211.9; 1.7: 84.76; 1.8: 8.4594; 1.9: 706.3333; 2: 22.4947; 2.1: 93.9704; 2.2: 530.9191; 2.3: 23.9381; 2.4: -408.1878; 2.5: -18.4044
| 2 | 32.65 | 1: 35.8577; 1.1: 122.539; 1.2: 0.16433; 1.3: 212.225; 1.4: 5.5166; 1.5: 122.539; 1.6: 212.225; 1.7: 84.89; 1.8: 8.4594; 1.9: 707.4167; 2: 22.5292; 2.1: 93.9747; 2.2: 532.5244; 2.3: 23.9737; 2.4: -409.9854; 2.5: -18.4571
| 2 | 32.7 | 1: 35.7465; 1.1: 122.3461; 1.2: 0.16407; 1.3: 212.55; 1.4: 5.4995; 1.5: 122.3461; 1.6: 212.55; 1.7: 85.02; 1.8: 8.4594; 1.9: 708.5; 2: 22.5637; 2.1: 93.979; 2.2: 534.1321; 2.3: 24.0093; 2.4: -411.7861; 2.5: -18.5098
| 2 | 32.75 | 1: 35.6355; 1.1: 122.1526; 1.2: 0.16381; 1.3: 212.875; 1.4: 5.4824; 1.5: 122.1526; 1.6: 212.875; 1.7: 85.15; 1.8: 8.4594; 1.9: 709.5833; 2: 22.5982; 2.1: 93.9833; 2.2: 535.7423; 2.3: 24.0449; 2.4: -413.5898; 2.5: -18.5625
| 2 | 32.8 | 1: 35.5247; 1.1: 121.9585; 1.2: 0.16355; 1.3: 213.2; 1.4: 5.4653; 1.5: 121.9585; 1.6: 213.2; 1.7: 85.28; 1.8: 8.4594; 1.9: 710.6667; 2: 22.6327; 2.1: 93.9876; 2.2: 537.355; 2.3: 24.0805; 2.4: -415.3965; 2.5: -18.6152
| 2 | 32.85 | 1: 35.414; 1.1: 121.7639; 1.2: 0.16329; 1.3: 213.525; 1.4: 5.4483; 1.5: 121.7639; 1.6: 213.525; 1.7: 85.41; 1.8: 8.4594; 1.9: 711.75; 2: 22.6672; 2.1: 93.9919; 2.2: 538.9702; 2.3: 24.1161; 2.4: -417.2063; 2.5: -18.6678
| 2 | 32.9 | 1: 35.3035; 1.1: 121.5688; 1.2: 0.16303; 1.3: 213.85; 1.4: 5.4313; 1.5: 121.5688; 1.6: 213.85; 1.7: 85.54; 1.8: 8.4594; 1.9: 712.8333; 2: 22.7017; 2.1: 93.9961; 2.2: 540.5878; 2.3: 24.1517; 2.4: -419.019; 2.5: -18.7204
| 2 | 32.95 | 1: 35.1932; 1.1: 121.373; 1.2: 0.16276; 1.3: 214.175; 1.4: 5.4143; 1.5: 121.373; 1.6: 214.175; 1.7: 85.67; 1.8: 8.4594; 1.9: 713.9167; 2: 22.7362; 2.1: 94.0003; 2.2: 542.2079; 2.3: 24.1874; 2.4: -420.8349; 2.5: -18.773
| 2 | 33 | 1: 35.083; 1.1: 121.1767; 1.2: 0.1625; 1.3: 214.5; 1.4: 5.3974; 1.5: 121.1767; 1.6: 214.5; 1.7: 85.8; 1.8: 8.4594; 1.9: 715; 2: 22.7707; 2.1: 94.0045; 2.2: 543.8304; 2.3: 24.223; 2.4: -422.6537; 2.5: -18.8256
| 2 | 33.05 | 1: 34.973; 1.1: 120.9799; 1.2: 0.16224; 1.3: 214.825; 1.4: 5.3805; 1.5: 120.9799; 1.6: 214.825; 1.7: 85.93; 1.8: 8.4594; 1.9: 716.0833; 2: 22.8052; 2.1: 94.0087; 2.2: 545.4555; 2.3: 24.2586; 2.4: -424.4756; 2.5: -18.8782
| 2 | 33.1 | 1: 34.8632; 1.1: 120.7825; 1.2: 0.16197; 1.3: 215.15; 1.4: 5.3636; 1.5: 120.7825; 1.6: 215.15; 1.7: 86.06; 1.8: 8.4594; 1.9: 717.1667; 2: 22.8397; 2.1: 94.0128; 2.2: 547.083; 2.3: 24.2942; 2.4: -426.3005; 2.5: -18.9307
| 2 | 33.15 | 1: 34.7536; 1.1: 120.5846; 1.2: 0.16171; 1.3: 215.475; 1.4: 5.3467; 1.5: 120.5846; 1.6: 215.475; 1.7: 86.19; 1.8: 8.4594; 1.9: 718.25; 2: 22.8742; 2.1: 94.0169; 2.2: 548.7129; 2.3: 24.3299; 2.4: -428.1284; 2.5: -18.9832
| 2 | 33.2 | 1: 34.6441; 1.1: 120.3861; 1.2: 0.16144; 1.3: 215.8; 1.4: 5.3299; 1.5: 120.3861; 1.6: 215.8; 1.7: 86.32; 1.8: 8.4594; 1.9: 719.3333; 2: 22.9087; 2.1: 94.021; 2.2: 550.3454; 2.3: 24.3655; 2.4: -429.9593; 2.5: -19.0356
| 2 | 33.25 | 1: 34.5349; 1.1: 120.1871; 1.2: 0.16117; 1.3: 216.125; 1.4: 5.3131; 1.5: 120.1871; 1.6: 216.125; 1.7: 86.45; 1.8: 8.4594; 1.9: 720.4167; 2: 22.9432; 2.1: 94.0251; 2.2: 551.9803; 2.3: 24.4011; 2.4: -431.7932; 2.5: -19.0881
| 2 | 33.3 | 1: 34.4257; 1.1: 119.9875; 1.2: 0.16091; 1.3: 216.45; 1.4: 5.2963; 1.5: 119.9875; 1.6: 216.45; 1.7: 86.58; 1.8: 8.4594; 1.9: 721.5; 2: 22.9777; 2.1: 94.0292; 2.2: 553.6176; 2.3: 24.4368; 2.4: -433.6301; 2.5: -19.1405
| 2 | 33.35 | 1: 34.3168; 1.1: 119.7874; 1.2: 0.16064; 1.3: 216.775; 1.4: 5.2795; 1.5: 119.7874; 1.6: 216.775; 1.7: 86.71; 1.8: 8.4594; 1.9: 722.5833; 2: 23.0122; 2.1: 94.0333; 2.2: 555.2575; 2.3: 24.4724; 2.4: -435.4701; 2.5: -19.1929
| 2 | 33.4 | 1: 34.208; 1.1: 119.5867; 1.2: 0.16037; 1.3: 217.1; 1.4: 5.2628; 1.5: 119.5867; 1.6: 217.1; 1.7: 86.84; 1.8: 8.4594; 1.9: 723.6667; 2: 23.0467; 2.1: 94.0373; 2.2: 556.8998; 2.3: 24.5081; 2.4: -437.313; 2.5: -19.2453
| 2 | 33.45 | 1: 34.0994; 1.1: 119.3856; 1.2: 0.1601; 1.3: 217.425; 1.4: 5.2461; 1.5: 119.3856; 1.6: 217.425; 1.7: 86.97; 1.8: 8.4594; 1.9: 724.75; 2: 23.0812; 2.1: 94.0413; 2.2: 558.5445; 2.3: 24.5437; 2.4: -439.159; 2.5: -19.2976
| 2 | 33.5 | 1: 33.991; 1.1: 119.1839; 1.2: 0.15983; 1.3: 217.75; 1.4: 5.2294; 1.5: 119.1839; 1.6: 217.75; 1.7: 87.1; 1.8: 8.4594; 1.9: 725.8333; 2: 23.1157; 2.1: 94.0453; 2.2: 560.1918; 2.3: 24.5793; 2.4: -441.0079; 2.5: -19.3499
| 2 | 33.55 | 1: 33.8828; 1.1: 118.9816; 1.2: 0.15956; 1.3: 218.075; 1.4: 5.2127; 1.5: 118.9816; 1.6: 218.075; 1.7: 87.23; 1.8: 8.4594; 1.9: 726.9167; 2: 23.1502; 2.1: 94.0493; 2.2: 561.8415; 2.3: 24.615; 2.4: -442.8599; 2.5: -19.4022
| 2 | 33.6 | 1: 33.7747; 1.1: 118.7789; 1.2: 0.15929; 1.3: 218.4; 1.4: 5.1961; 1.5: 118.7789; 1.6: 218.4; 1.7: 87.36; 1.8: 8.4594; 1.9: 728; 2: 23.1847; 2.1: 94.0532; 2.2: 563.4937; 2.3: 24.6506; 2.4: -444.7148; 2.5: -19.4545
| 2 | 33.65 | 1: 33.6668; 1.1: 118.5756; 1.2: 0.15901; 1.3: 218.725; 1.4: 5.1795; 1.5: 118.5756; 1.6: 218.725; 1.7: 87.49; 1.8: 8.4594; 1.9: 729.0833; 2: 23.2192; 2.1: 94.0572; 2.2: 565.1483; 2.3: 24.6863; 2.4: -446.5727; 2.5: -19.5068
| 2 | 33.7 | 1: 33.5591; 1.1: 118.3718; 1.2: 0.15874; 1.3: 219.05; 1.4: 5.1629; 1.5: 118.3718; 1.6: 219.05; 1.7: 87.62; 1.8: 8.4594; 1.9: 730.1667; 2: 23.2537; 2.1: 94.0611; 2.2: 566.8054; 2.3: 24.7219; 2.4: -448.4336; 2.5: -19.559
| 2 | 33.75 | 1: 33.4515; 1.1: 118.1675; 1.2: 0.15847; 1.3: 219.375; 1.4: 5.1464; 1.5: 118.1675; 1.6: 219.375; 1.7: 87.75; 1.8: 8.4594; 1.9: 731.25; 2: 23.2882; 2.1: 94.065; 2.2: 568.465; 2.3: 24.7576; 2.4: -450.2975; 2.5: -19.6112
| 2 | 33.8 | 1: 33.3441; 1.1: 117.9627; 1.2: 0.15819; 1.3: 219.7; 1.4: 5.1299; 1.5: 117.9627; 1.6: 219.7; 1.7: 87.88; 1.8: 8.4594; 1.9: 732.3333; 2: 23.3227; 2.1: 94.0689; 2.2: 570.1271; 2.3: 24.7932; 2.4: -452.1644; 2.5: -19.6634
| 2 | 33.85 | 1: 33.2369; 1.1: 117.7573; 1.2: 0.15792; 1.3: 220.025; 1.4: 5.1134; 1.5: 117.7573; 1.6: 220.025; 1.7: 88.01; 1.8: 8.4594; 1.9: 733.4167; 2: 23.3572; 2.1: 94.0727; 2.2: 571.7916; 2.3: 24.8289; 2.4: -454.0343; 2.5: -19.7155
| 2 | 33.9 | 1: 33.1299; 1.1: 117.5515; 1.2: 0.15764; 1.3: 220.35; 1.4: 5.0969; 1.5: 117.5515; 1.6: 220.35; 1.7: 88.14; 1.8: 8.4594; 1.9: 734.5; 2: 23.3917; 2.1: 94.0766; 2.2: 573.4586; 2.3: 24.8645; 2.4: -455.9071; 2.5: -19.7676
| 2 | 33.95 | 1: 33.023; 1.1: 117.3451; 1.2: 0.15736; 1.3: 220.675; 1.4: 5.0805; 1.5: 117.3451; 1.6: 220.675; 1.7: 88.27; 1.8: 8.4594; 1.9: 735.5833; 2: 23.4262; 2.1: 94.0804; 2.2: 575.128; 2.3: 24.9002; 2.4: -457.7829; 2.5: -19.8197
| 2 | 34 | 1: 32.9163; 1.1: 117.1383; 1.2: 0.15709; 1.3: 221; 1.4: 5.0641; 1.5: 117.1383; 1.6: 221; 1.7: 88.4; 1.8: 8.4594; 1.9: 736.6667; 2: 23.4607; 2.1: 94.0842; 2.2: 576.7999; 2.3: 24.9359; 2.4: -459.6617; 2.5: -19.8718
| 2 | 34.05 | 1: 32.8098; 1.1: 116.9309; 1.2: 0.15681; 1.3: 221.325; 1.4: 5.0477; 1.5: 116.9309; 1.6: 221.325; 1.7: 88.53; 1.8: 8.4594; 1.9: 737.75; 2: 23.4952; 2.1: 94.088; 2.2: 578.4743; 2.3: 24.9715; 2.4: -461.5434; 2.5: -19.9239
| 2 | 34.1 | 1: 32.7035; 1.1: 116.7231; 1.2: 0.15653; 1.3: 221.65; 1.4: 5.0313; 1.5: 116.7231; 1.6: 221.65; 1.7: 88.66; 1.8: 8.4594; 1.9: 738.8333; 2: 23.5297; 2.1: 94.0918; 2.2: 580.1512; 2.3: 25.0072; 2.4: -463.4281; 2.5: -19.9759
| 2 | 34.15 | 1: 32.5973; 1.1: 116.5147; 1.2: 0.15625; 1.3: 221.975; 1.4: 5.015; 1.5: 116.5147; 1.6: 221.975; 1.7: 88.79; 1.8: 8.4594; 1.9: 739.9167; 2: 23.5642; 2.1: 94.0956; 2.2: 581.8305; 2.3: 25.0429; 2.4: -465.3158; 2.5: -20.0279
| 2 | 34.2 | 1: 32.4913; 1.1: 116.3059; 1.2: 0.15597; 1.3: 222.3; 1.4: 4.9987; 1.5: 116.3059; 1.6: 222.3; 1.7: 88.92; 1.8: 8.4594; 1.9: 741; 2: 23.5987; 2.1: 94.0993; 2.2: 583.5123; 2.3: 25.0785; 2.4: -467.2064; 2.5: -20.0799
| 2 | 34.25 | 1: 32.3855; 1.1: 116.0965; 1.2: 0.15569; 1.3: 222.625; 1.4: 4.9824; 1.5: 116.0965; 1.6: 222.625; 1.7: 89.05; 1.8: 8.4594; 1.9: 742.0833; 2: 23.6332; 2.1: 94.103; 2.2: 585.1966; 2.3: 25.1142; 2.4: -469.1; 2.5: -20.1318
| 2 | 34.3 | 1: 32.2798; 1.1: 115.8867; 1.2: 0.15541; 1.3: 222.95; 1.4: 4.9661; 1.5: 115.8867; 1.6: 222.95; 1.7: 89.18; 1.8: 8.4594; 1.9: 743.1667; 2: 23.6677; 2.1: 94.1067; 2.2: 586.8833; 2.3: 25.1499; 2.4: -470.9966; 2.5: -20.1838
| 2 | 34.35 | 1: 32.1743; 1.1: 115.6764; 1.2: 0.15512; 1.3: 223.275; 1.4: 4.9499; 1.5: 115.6764; 1.6: 223.275; 1.7: 89.31; 1.8: 8.4594; 1.9: 744.25; 2: 23.7022; 2.1: 94.1104; 2.2: 588.5725; 2.3: 25.1856; 2.4: -472.8961; 2.5: -20.2357
| 2 | 34.4 | 1: 32.069; 1.1: 115.4656; 1.2: 0.15484; 1.3: 223.6; 1.4: 4.9337; 1.5: 115.4656; 1.6: 223.6; 1.7: 89.44; 1.8: 8.4594; 1.9: 745.3333; 2: 23.7367; 2.1: 94.1141; 2.2: 590.2641; 2.3: 25.2212; 2.4: -474.7985; 2.5: -20.2875
| 2 | 34.45 | 1: 31.9639; 1.1: 115.2544; 1.2: 0.15456; 1.3: 223.925; 1.4: 4.9175; 1.5: 115.2544; 1.6: 223.925; 1.7: 89.57; 1.8: 8.4594; 1.9: 746.4167; 2: 23.7712; 2.1: 94.1178; 2.2: 591.9582; 2.3: 25.2569; 2.4: -476.7039; 2.5: -20.3394
| 2 | 34.5 | 1: 31.8589; 1.1: 115.0426; 1.2: 0.15427; 1.3: 224.25; 1.4: 4.9014; 1.5: 115.0426; 1.6: 224.25; 1.7: 89.7; 1.8: 8.4594; 1.9: 747.5; 2: 23.8057; 2.1: 94.1214; 2.2: 593.6548; 2.3: 25.2926; 2.4: -478.6122; 2.5: -20.3912
| 2 | 34.55 | 1: 31.7541; 1.1: 114.8304; 1.2: 0.15399; 1.3: 224.575; 1.4: 4.8853; 1.5: 114.8304; 1.6: 224.575; 1.7: 89.83; 1.8: 8.4594; 1.9: 748.5833; 2: 23.8402; 2.1: 94.125; 2.2: 595.3539; 2.3: 25.3283; 2.4: -480.5235; 2.5: -20.443
| 2 | 34.6 | 1: 31.6495; 1.1: 114.6177; 1.2: 0.1537; 1.3: 224.9; 1.4: 4.8692; 1.5: 114.6177; 1.6: 224.9; 1.7: 89.96; 1.8: 8.4594; 1.9: 749.6667; 2: 23.8747; 2.1: 94.1286; 2.2: 597.0554; 2.3: 25.3639; 2.4: -482.4377; 2.5: -20.4948
| 2 | 34.65 | 1: 31.5451; 1.1: 114.4045; 1.2: 0.15342; 1.3: 225.225; 1.4: 4.8531; 1.5: 114.4045; 1.6: 225.225; 1.7: 90.09; 1.8: 8.4594; 1.9: 750.75; 2: 23.9092; 2.1: 94.1322; 2.2: 598.7594; 2.3: 25.3996; 2.4: -484.3548; 2.5: -20.5465
| 2 | 34.7 | 1: 31.4408; 1.1: 114.1909; 1.2: 0.15313; 1.3: 225.55; 1.4: 4.837; 1.5: 114.1909; 1.6: 225.55; 1.7: 90.22; 1.8: 8.4594; 1.9: 751.8333; 2: 23.9437; 2.1: 94.1358; 2.2: 600.4658; 2.3: 25.4353; 2.4: -486.2749; 2.5: -20.5983
| 2 | 34.75 | 1: 31.3367; 1.1: 113.9768; 1.2: 0.15285; 1.3: 225.875; 1.4: 4.821; 1.5: 113.9768; 1.6: 225.875; 1.7: 90.35; 1.8: 8.4594; 1.9: 752.9167; 2: 23.9782; 2.1: 94.1394; 2.2: 602.1748; 2.3: 25.471; 2.4: -488.1979; 2.5: -20.65
| 2 | 34.8 | 1: 31.2328; 1.1: 113.7623; 1.2: 0.15256; 1.3: 226.2; 1.4: 4.805; 1.5: 113.7623; 1.6: 226.2; 1.7: 90.48; 1.8: 8.4594; 1.9: 754; 2: 24.0127; 2.1: 94.1429; 2.2: 603.8861; 2.3: 25.5067; 2.4: -490.1239; 2.5: -20.7016
| 2 | 34.85 | 1: 31.129; 1.1: 113.5473; 1.2: 0.15227; 1.3: 226.525; 1.4: 4.7891; 1.5: 113.5473; 1.6: 226.525; 1.7: 90.61; 1.8: 8.4594; 1.9: 755.0833; 2: 24.0472; 2.1: 94.1464; 2.2: 605.6; 2.3: 25.5424; 2.4: -492.0527; 2.5: -20.7533
| 2 | 34.9 | 1: 31.0254; 1.1: 113.3318; 1.2: 0.15198; 1.3: 226.85; 1.4: 4.7731; 1.5: 113.3318; 1.6: 226.85; 1.7: 90.74; 1.8: 8.4594; 1.9: 756.1667; 2: 24.0817; 2.1: 94.15; 2.2: 607.3163; 2.3: 25.5781; 2.4: -493.9845; 2.5: -20.8049
| 2 | 34.95 | 1: 30.922; 1.1: 113.1159; 1.2: 0.15169; 1.3: 227.175; 1.4: 4.7572; 1.5: 113.1159; 1.6: 227.175; 1.7: 90.87; 1.8: 8.4594; 1.9: 757.25; 2: 24.1162; 2.1: 94.1535; 2.2: 609.0351; 2.3: 25.6138; 2.4: -495.9192; 2.5: -20.8565
| 2 | 35 | 1: 30.8188; 1.1: 112.8995; 1.2: 0.1514; 1.3: 227.5; 1.4: 4.7414; 1.5: 112.8995; 1.6: 227.5; 1.7: 91; 1.8: 8.4594; 1.9: 758.3333; 2: 24.1507; 2.1: 94.1569; 2.2: 610.7563; 2.3: 25.6495; 2.4: -497.8568; 2.5: -20.9081
| 2 | 35.05 | 1: 30.7157; 1.1: 112.6827; 1.2: 0.15111; 1.3: 227.825; 1.4: 4.7255; 1.5: 112.6827; 1.6: 227.825; 1.7: 91.13; 1.8: 8.4594; 1.9: 759.4167; 2: 24.1852; 2.1: 94.1604; 2.2: 612.48; 2.3: 25.6852; 2.4: -499.7973; 2.5: -20.9597
| 2 | 35.1 | 1: 30.6128; 1.1: 112.4655; 1.2: 0.15082; 1.3: 228.15; 1.4: 4.7097; 1.5: 112.4655; 1.6: 228.15; 1.7: 91.26; 1.8: 8.4594; 1.9: 760.5; 2: 24.2197; 2.1: 94.1639; 2.2: 614.2062; 2.3: 25.7209; 2.4: -501.7407; 2.5: -21.0112
| 2 | 35.15 | 1: 30.5101; 1.1: 112.2478; 1.2: 0.15053; 1.3: 228.475; 1.4: 4.6939; 1.5: 112.2478; 1.6: 228.475; 1.7: 91.39; 1.8: 8.4594; 1.9: 761.5833; 2: 24.2542; 2.1: 94.1673; 2.2: 615.9349; 2.3: 25.7566; 2.4: -503.6871; 2.5: -21.0627
| 2 | 35.2 | 1: 30.4076; 1.1: 112.0296; 1.2: 0.15023; 1.3: 228.8; 1.4: 4.6781; 1.5: 112.0296; 1.6: 228.8; 1.7: 91.52; 1.8: 8.4594; 1.9: 762.6667; 2: 24.2887; 2.1: 94.1707; 2.2: 617.666; 2.3: 25.7923; 2.4: -505.6363; 2.5: -21.1142
| 2 | 35.25 | 1: 30.3052; 1.1: 111.8111; 1.2: 0.14994; 1.3: 229.125; 1.4: 4.6623; 1.5: 111.8111; 1.6: 229.125; 1.7: 91.65; 1.8: 8.4594; 1.9: 763.75; 2: 24.3232; 2.1: 94.1741; 2.2: 619.3995; 2.3: 25.828; 2.4: -507.5885; 2.5: -21.1656
| 2 | 35.3 | 1: 30.203; 1.1: 111.5921; 1.2: 0.14965; 1.3: 229.45; 1.4: 4.6466; 1.5: 111.5921; 1.6: 229.45; 1.7: 91.78; 1.8: 8.4594; 1.9: 764.8333; 2: 24.3577; 2.1: 94.1775; 2.2: 621.1356; 2.3: 25.8637; 2.4: -509.5435; 2.5: -21.217
| 2 | 35.35 | 1: 30.101; 1.1: 111.3726; 1.2: 0.14935; 1.3: 229.775; 1.4: 4.6309; 1.5: 111.3726; 1.6: 229.775; 1.7: 91.91; 1.8: 8.4594; 1.9: 765.9167; 2: 24.3923; 2.1: 94.1809; 2.2: 622.8741; 2.3: 25.8994; 2.4: -511.5014; 2.5: -21.2684
| 2 | 35.4 | 1: 29.9991; 1.1: 111.1528; 1.2: 0.14906; 1.3: 230.1; 1.4: 4.6152; 1.5: 111.1528; 1.6: 230.1; 1.7: 92.04; 1.8: 8.4594; 1.9: 767; 2: 24.4268; 2.1: 94.1843; 2.2: 624.615; 2.3: 25.9351; 2.4: -513.4623; 2.5: -21.3198
| 2 | 35.45 | 1: 29.8974; 1.1: 110.9325; 1.2: 0.14876; 1.3: 230.425; 1.4: 4.5996; 1.5: 110.9325; 1.6: 230.425; 1.7: 92.17; 1.8: 8.4594; 1.9: 768.0833; 2: 24.4613; 2.1: 94.1876; 2.2: 626.3584; 2.3: 25.9708; 2.4: -515.426; 2.5: -21.3712
| 2 | 35.5 | 1: 29.7959; 1.1: 110.7117; 1.2: 0.14847; 1.3: 230.75; 1.4: 4.584; 1.5: 110.7117; 1.6: 230.75; 1.7: 92.3; 1.8: 8.4594; 1.9: 769.1667; 2: 24.4958; 2.1: 94.1909; 2.2: 628.1043; 2.3: 26.0065; 2.4: -517.3926; 2.5: -21.4225
| 2 | 35.55 | 1: 29.6946; 1.1: 110.4906; 1.2: 0.14817; 1.3: 231.075; 1.4: 4.5684; 1.5: 110.4906; 1.6: 231.075; 1.7: 92.43; 1.8: 8.4594; 1.9: 770.25; 2: 24.5303; 2.1: 94.1943; 2.2: 629.8527; 2.3: 26.0422; 2.4: -519.3621; 2.5: -21.4738
| 2 | 35.6 | 1: 29.5934; 1.1: 110.269; 1.2: 0.14787; 1.3: 231.4; 1.4: 4.5528; 1.5: 110.269; 1.6: 231.4; 1.7: 92.56; 1.8: 8.4594; 1.9: 771.3333; 2: 24.5648; 2.1: 94.1976; 2.2: 631.6035; 2.3: 26.0779; 2.4: -521.3344; 2.5: -21.5251
| 2 | 35.65 | 1: 29.4924; 1.1: 110.0471; 1.2: 0.14758; 1.3: 231.725; 1.4: 4.5373; 1.5: 110.0471; 1.6: 231.725; 1.7: 92.69; 1.8: 8.4594; 1.9: 772.4167; 2: 24.5993; 2.1: 94.2009; 2.2: 633.3568; 2.3: 26.1136; 2.4: -523.3097; 2.5: -21.5763
| 2 | 35.7 | 1: 29.3916; 1.1: 109.8247; 1.2: 0.14728; 1.3: 232.05; 1.4: 4.5218; 1.5: 109.8247; 1.6: 232.05; 1.7: 92.82; 1.8: 8.4594; 1.9: 773.5; 2: 24.6338; 2.1: 94.2041; 2.2: 635.1125; 2.3: 26.1493; 2.4: -525.2878; 2.5: -21.6276
| 2 | 35.75 | 1: 29.291; 1.1: 109.6019; 1.2: 0.14698; 1.3: 232.375; 1.4: 4.5063; 1.5: 109.6019; 1.6: 232.375; 1.7: 92.95; 1.8: 8.4594; 1.9: 774.5833; 2: 24.6683; 2.1: 94.2074; 2.2: 636.8707; 2.3: 26.1851; 2.4: -527.2688; 2.5: -21.6788
| 2 | 35.8 | 1: 29.1905; 1.1: 109.3787; 1.2: 0.14668; 1.3: 232.7; 1.4: 4.4908; 1.5: 109.3787; 1.6: 232.7; 1.7: 93.08; 1.8: 8.4594; 1.9: 775.6667; 2: 24.7028; 2.1: 94.2107; 2.2: 638.6314; 2.3: 26.2208; 2.4: -529.2527; 2.5: -21.7299
| 2 | 35.85 | 1: 29.0902; 1.1: 109.1551; 1.2: 0.14638; 1.3: 233.025; 1.4: 4.4754; 1.5: 109.1551; 1.6: 233.025; 1.7: 93.21; 1.8: 8.4594; 1.9: 776.75; 2: 24.7373; 2.1: 94.2139; 2.2: 640.3945; 2.3: 26.2565; 2.4: -531.2394; 2.5: -21.7811
| 2 | 35.9 | 1: 28.99; 1.1: 108.9311; 1.2: 0.14608; 1.3: 233.35; 1.4: 4.46; 1.5: 108.9311; 1.6: 233.35; 1.7: 93.34; 1.8: 8.4594; 1.9: 777.8333; 2: 24.7718; 2.1: 94.2171; 2.2: 642.1601; 2.3: 26.2922; 2.4: -533.229; 2.5: -21.8322
| 2 | 35.95 | 1: 28.8901; 1.1: 108.7067; 1.2: 0.14578; 1.3: 233.675; 1.4: 4.4446; 1.5: 108.7067; 1.6: 233.675; 1.7: 93.47; 1.8: 8.4594; 1.9: 778.9167; 2: 24.8063; 2.1: 94.2203; 2.2: 643.9281; 2.3: 26.3279; 2.4: -535.2215; 2.5: -21.8833
| 2 | 36 | 1: 28.7903; 1.1: 108.4818; 1.2: 0.14548; 1.3: 234; 1.4: 4.4293; 1.5: 108.4818; 1.6: 234; 1.7: 93.6; 1.8: 8.4594; 1.9: 780; 2: 24.8408; 2.1: 94.2235; 2.2: 645.6987; 2.3: 26.3637; 2.4: -537.2168; 2.5: -21.9344
| 2 | 36.05 | 1: 28.6907; 1.1: 108.2566; 1.2: 0.14517; 1.3: 234.325; 1.4: 4.414; 1.5: 108.2566; 1.6: 234.325; 1.7: 93.73; 1.8: 8.4594; 1.9: 781.0833; 2: 24.8753; 2.1: 94.2267; 2.2: 647.4716; 2.3: 26.3994; 2.4: -539.215; 2.5: -21.9854
| 2 | 36.1 | 1: 28.5912; 1.1: 108.0311; 1.2: 0.14487; 1.3: 234.65; 1.4: 4.3987; 1.5: 108.0311; 1.6: 234.65; 1.7: 93.86; 1.8: 8.4594; 1.9: 782.1667; 2: 24.9098; 2.1: 94.2299; 2.2: 649.2471; 2.3: 26.4351; 2.4: -541.216; 2.5: -22.0365
| 2 | 36.15 | 1: 28.492; 1.1: 107.8051; 1.2: 0.14457; 1.3: 234.975; 1.4: 4.3834; 1.5: 107.8051; 1.6: 234.975; 1.7: 93.99; 1.8: 8.4594; 1.9: 783.25; 2: 24.9443; 2.1: 94.233; 2.2: 651.025; 2.3: 26.4708; 2.4: -543.2199; 2.5: -22.0875
| 2 | 36.2 | 1: 28.3929; 1.1: 107.5787; 1.2: 0.14427; 1.3: 235.3; 1.4: 4.3681; 1.5: 107.5787; 1.6: 235.3; 1.7: 94.12; 1.8: 8.4594; 1.9: 784.3333; 2: 24.9788; 2.1: 94.2362; 2.2: 652.8053; 2.3: 26.5066; 2.4: -545.2266; 2.5: -22.1384
| 2 | 36.25 | 1: 28.2939; 1.1: 107.352; 1.2: 0.14396; 1.3: 235.625; 1.4: 4.3529; 1.5: 107.352; 1.6: 235.625; 1.7: 94.25; 1.8: 8.4594; 1.9: 785.4167; 2: 25.0133; 2.1: 94.2393; 2.2: 654.5882; 2.3: 26.5423; 2.4: -547.2362; 2.5: -22.1894
| 2 | 36.3 | 1: 28.1952; 1.1: 107.1248; 1.2: 0.14366; 1.3: 235.95; 1.4: 4.3377; 1.5: 107.1248; 1.6: 235.95; 1.7: 94.38; 1.8: 8.4594; 1.9: 786.5; 2: 25.0478; 2.1: 94.2424; 2.2: 656.3734; 2.3: 26.578; 2.4: -549.2486; 2.5: -22.2403
| 2 | 36.35 | 1: 28.0966; 1.1: 106.8973; 1.2: 0.14335; 1.3: 236.275; 1.4: 4.3226; 1.5: 106.8973; 1.6: 236.275; 1.7: 94.51; 1.8: 8.4594; 1.9: 787.5833; 2: 25.0823; 2.1: 94.2455; 2.2: 658.1612; 2.3: 26.6138; 2.4: -551.2639; 2.5: -22.2912
| 2 | 36.4 | 1: 27.9982; 1.1: 106.6694; 1.2: 0.14305; 1.3: 236.6; 1.4: 4.3074; 1.5: 106.6694; 1.6: 236.6; 1.7: 94.64; 1.8: 8.4594; 1.9: 788.6667; 2: 25.1168; 2.1: 94.2486; 2.2: 659.9514; 2.3: 26.6495; 2.4: -553.282; 2.5: -22.3421
| 2 | 36.45 | 1: 27.9; 1.1: 106.4412; 1.2: 0.14274; 1.3: 236.925; 1.4: 4.2923; 1.5: 106.4412; 1.6: 236.925; 1.7: 94.77; 1.8: 8.4594; 1.9: 789.75; 2: 25.1513; 2.1: 94.2517; 2.2: 661.7441; 2.3: 26.6852; 2.4: -555.3029; 2.5: -22.3929
| 2 | 36.5 | 1: 27.8019; 1.1: 106.2126; 1.2: 0.14243; 1.3: 237.25; 1.4: 4.2772; 1.5: 106.2126; 1.6: 237.25; 1.7: 94.9; 1.8: 8.4594; 1.9: 790.8333; 2: 25.1858; 2.1: 94.2548; 2.2: 663.5392; 2.3: 26.721; 2.4: -557.3266; 2.5: -22.4437
| 2 | 36.55 | 1: 27.704; 1.1: 105.9836; 1.2: 0.14213; 1.3: 237.575; 1.4: 4.2622; 1.5: 105.9836; 1.6: 237.575; 1.7: 95.03; 1.8: 8.4594; 1.9: 791.9167; 2: 25.2203; 2.1: 94.2578; 2.2: 665.3368; 2.3: 26.7567; 2.4: -559.3532; 2.5: -22.4945
| 2 | 36.6 | 1: 27.6063; 1.1: 105.7542; 1.2: 0.14182; 1.3: 237.9; 1.4: 4.2471; 1.5: 105.7542; 1.6: 237.9; 1.7: 95.16; 1.8: 8.4594; 1.9: 793; 2: 25.2548; 2.1: 94.2609; 2.2: 667.1368; 2.3: 26.7924; 2.4: -561.3826; 2.5: -22.5453
| 2 | 36.65 | 1: 27.5088; 1.1: 105.5245; 1.2: 0.14151; 1.3: 238.225; 1.4: 4.2321; 1.5: 105.5245; 1.6: 238.225; 1.7: 95.29; 1.8: 8.4594; 1.9: 794.0833; 2: 25.2893; 2.1: 94.2639; 2.2: 668.9393; 2.3: 26.8282; 2.4: -563.4148; 2.5: -22.5961
| 2 | 36.7 | 1: 27.4114; 1.1: 105.2944; 1.2: 0.1412; 1.3: 238.55; 1.4: 4.2171; 1.5: 105.2944; 1.6: 238.55; 1.7: 95.42; 1.8: 8.4594; 1.9: 795.1667; 2: 25.3238; 2.1: 94.2669; 2.2: 670.7443; 2.3: 26.8639; 2.4: -565.4499; 2.5: -22.6468
| 2 | 36.75 | 1: 27.3142; 1.1: 105.064; 1.2: 0.14089; 1.3: 238.875; 1.4: 4.2022; 1.5: 105.064; 1.6: 238.875; 1.7: 95.55; 1.8: 8.4594; 1.9: 796.25; 2: 25.3583; 2.1: 94.2699; 2.2: 672.5517; 2.3: 26.8996; 2.4: -567.4877; 2.5: -22.6975
| 2 | 36.8 | 1: 27.2171; 1.1: 104.8332; 1.2: 0.14058; 1.3: 239.2; 1.4: 4.1873; 1.5: 104.8332; 1.6: 239.2; 1.7: 95.68; 1.8: 8.4594; 1.9: 797.3333; 2: 25.3928; 2.1: 94.2729; 2.2: 674.3616; 2.3: 26.9354; 2.4: -569.5284; 2.5: -22.7481
| 2 | 36.85 | 1: 27.1203; 1.1: 104.602; 1.2: 0.14027; 1.3: 239.525; 1.4: 4.1724; 1.5: 104.602; 1.6: 239.525; 1.7: 95.81; 1.8: 8.4594; 1.9: 798.4167; 2: 25.4273; 2.1: 94.2759; 2.2: 676.1739; 2.3: 26.9711; 2.4: -571.5719; 2.5: -22.7988
| 2 | 36.9 | 1: 27.0236; 1.1: 104.3706; 1.2: 0.13996; 1.3: 239.85; 1.4: 4.1575; 1.5: 104.3706; 1.6: 239.85; 1.7: 95.94; 1.8: 8.4594; 1.9: 799.5; 2: 25.4618; 2.1: 94.2789; 2.2: 677.9887; 2.3: 27.0069; 2.4: -573.6182; 2.5: -22.8494
| 2 | 36.95 | 1: 26.9271; 1.1: 104.1387; 1.2: 0.13965; 1.3: 240.175; 1.4: 4.1426; 1.5: 104.1387; 1.6: 240.175; 1.7: 96.07; 1.8: 8.4594; 1.9: 800.5833; 2: 25.4963; 2.1: 94.2819; 2.2: 679.806; 2.3: 27.0426; 2.4: -575.6673; 2.5: -22.9
| 2 | 37 | 1: 26.8307; 1.1: 103.9065; 1.2: 0.13934; 1.3: 240.5; 1.4: 4.1278; 1.5: 103.9065; 1.6: 240.5; 1.7: 96.2; 1.8: 8.4594; 1.9: 801.6667; 2: 25.5308; 2.1: 94.2848; 2.2: 681.6257; 2.3: 27.0784; 2.4: -577.7192; 2.5: -22.9506
| 2 | 37.05 | 1: 26.7346; 1.1: 103.674; 1.2: 0.13903; 1.3: 240.825; 1.4: 4.113; 1.5: 103.674; 1.6: 240.825; 1.7: 96.33; 1.8: 8.4594; 1.9: 802.75; 2: 25.5653; 2.1: 94.2877; 2.2: 683.4479; 2.3: 27.1141; 2.4: -579.7739; 2.5: -23.0011
| 2 | 37.1 | 1: 26.6386; 1.1: 103.4412; 1.2: 0.13872; 1.3: 241.15; 1.4: 4.0982; 1.5: 103.4412; 1.6: 241.15; 1.7: 96.46; 1.8: 8.4594; 1.9: 803.8333; 2: 25.5998; 2.1: 94.2907; 2.2: 685.2725; 2.3: 27.1499; 2.4: -581.8314; 2.5: -23.0516
| 2 | 37.15 | 1: 26.5428; 1.1: 103.208; 1.2: 0.1384; 1.3: 241.475; 1.4: 4.0835; 1.5: 103.208; 1.6: 241.475; 1.7: 96.59; 1.8: 8.4594; 1.9: 804.9167; 2: 25.6343; 2.1: 94.2936; 2.2: 687.0996; 2.3: 27.1856; 2.4: -583.8916; 2.5: -23.1021
| 2 | 37.2 | 1: 26.4471; 1.1: 102.9745; 1.2: 0.13809; 1.3: 241.8; 1.4: 4.0688; 1.5: 102.9745; 1.6: 241.8; 1.7: 96.72; 1.8: 8.4594; 1.9: 806; 2: 25.6688; 2.1: 94.2965; 2.2: 688.9292; 2.3: 27.2214; 2.4: -585.9547; 2.5: -23.1526
| 2 | 37.25 | 1: 26.3516; 1.1: 102.7406; 1.2: 0.13778; 1.3: 242.125; 1.4: 4.0541; 1.5: 102.7406; 1.6: 242.125; 1.7: 96.85; 1.8: 8.4594; 1.9: 807.0833; 2: 25.7033; 2.1: 94.2994; 2.2: 690.7612; 2.3: 27.2571; 2.4: -588.0206; 2.5: -23.203
| 2 | 37.3 | 1: 26.2563; 1.1: 102.5064; 1.2: 0.13746; 1.3: 242.45; 1.4: 4.0394; 1.5: 102.5064; 1.6: 242.45; 1.7: 96.98; 1.8: 8.4594; 1.9: 808.1667; 2: 25.7378; 2.1: 94.3023; 2.2: 692.5957; 2.3: 27.2929; 2.4: -590.0892; 2.5: -23.2534
| 2 | 37.35 | 1: 26.1612; 1.1: 102.2719; 1.2: 0.13715; 1.3: 242.775; 1.4: 4.0248; 1.5: 102.2719; 1.6: 242.775; 1.7: 97.11; 1.8: 8.4594; 1.9: 809.25; 2: 25.7723; 2.1: 94.3051; 2.2: 694.4326; 2.3: 27.3286; 2.4: -592.1606; 2.5: -23.3038
| 2 | 37.4 | 1: 26.0662; 1.1: 102.0371; 1.2: 0.13683; 1.3: 243.1; 1.4: 4.0102; 1.5: 102.0371; 1.6: 243.1; 1.7: 97.24; 1.8: 8.4594; 1.9: 810.3333; 2: 25.8068; 2.1: 94.308; 2.2: 696.272; 2.3: 27.3644; 2.4: -594.2349; 2.5: -23.3542
| 2 | 37.45 | 1: 25.9714; 1.1: 101.802; 1.2: 0.13652; 1.3: 243.425; 1.4: 3.9956; 1.5: 101.802; 1.6: 243.425; 1.7: 97.37; 1.8: 8.4594; 1.9: 811.4167; 2: 25.8413; 2.1: 94.3108; 2.2: 698.1138; 2.3: 27.4001; 2.4: -596.3118; 2.5: -23.4045
| 2 | 37.5 | 1: 25.8768; 1.1: 101.5665; 1.2: 0.1362; 1.3: 243.75; 1.4: 3.981; 1.5: 101.5665; 1.6: 243.75; 1.7: 97.5; 1.8: 8.4594; 1.9: 812.5; 2: 25.8758; 2.1: 94.3137; 2.2: 699.9581; 2.3: 27.4359; 2.4: -598.3916; 2.5: -23.4548
| 2 | 37.55 | 1: 25.7824; 1.1: 101.3307; 1.2: 0.13589; 1.3: 244.075; 1.4: 3.9665; 1.5: 101.3307; 1.6: 244.075; 1.7: 97.63; 1.8: 8.4594; 1.9: 813.5833; 2: 25.9103; 2.1: 94.3165; 2.2: 701.8048; 2.3: 27.4716; 2.4: -600.4741; 2.5: -23.5051
| 2 | 37.6 | 1: 25.6881; 1.1: 101.0946; 1.2: 0.13557; 1.3: 244.4; 1.4: 3.952; 1.5: 101.0946; 1.6: 244.4; 1.7: 97.76; 1.8: 8.4594; 1.9: 814.6667; 2: 25.9448; 2.1: 94.3193; 2.2: 703.654; 2.3: 27.5074; 2.4: -602.5594; 2.5: -23.5554
| 2 | 37.65 | 1: 25.594; 1.1: 100.8583; 1.2: 0.13525; 1.3: 244.725; 1.4: 3.9375; 1.5: 100.8583; 1.6: 244.725; 1.7: 97.89; 1.8: 8.4594; 1.9: 815.75; 2: 25.9793; 2.1: 94.3221; 2.2: 705.5057; 2.3: 27.5432; 2.4: -604.6474; 2.5: -23.6056
| 2 | 37.7 | 1: 25.5001; 1.1: 100.6216; 1.2: 0.13494; 1.3: 245.05; 1.4: 3.9231; 1.5: 100.6216; 1.6: 245.05; 1.7: 98.02; 1.8: 8.4594; 1.9: 816.8333; 2: 26.0138; 2.1: 94.3249; 2.2: 707.3598; 2.3: 27.5789; 2.4: -606.7383; 2.5: -23.6558
| 2 | 37.75 | 1: 25.4063; 1.1: 100.3846; 1.2: 0.13462; 1.3: 245.375; 1.4: 3.9087; 1.5: 100.3846; 1.6: 245.375; 1.7: 98.15; 1.8: 8.4594; 1.9: 817.9167; 2: 26.0483; 2.1: 94.3277; 2.2: 709.2164; 2.3: 27.6147; 2.4: -608.8318; 2.5: -23.706
| 2 | 37.8 | 1: 25.3127; 1.1: 100.1473; 1.2: 0.1343; 1.3: 245.7; 1.4: 3.8943; 1.5: 100.1473; 1.6: 245.7; 1.7: 98.28; 1.8: 8.4594; 1.9: 819; 2: 26.0828; 2.1: 94.3305; 2.2: 711.0754; 2.3: 27.6504; 2.4: -610.9282; 2.5: -23.7562
| 2 | 37.85 | 1: 25.2193; 1.1: 99.9097; 1.2: 0.13398; 1.3: 246.025; 1.4: 3.8799; 1.5: 99.9097; 1.6: 246.025; 1.7: 98.41; 1.8: 8.4594; 1.9: 820.0833; 2: 26.1173; 2.1: 94.3333; 2.2: 712.9369; 2.3: 27.6862; 2.4: -613.0272; 2.5: -23.8063
| 2 | 37.9 | 1: 25.1261; 1.1: 99.6718; 1.2: 0.13366; 1.3: 246.35; 1.4: 3.8655; 1.5: 99.6718; 1.6: 246.35; 1.7: 98.54; 1.8: 8.4594; 1.9: 821.1667; 2: 26.1518; 2.1: 94.336; 2.2: 714.8008; 2.3: 27.722; 2.4: -615.1291; 2.5: -23.8564
| 2 | 37.95 | 1: 25.033; 1.1: 99.4336; 1.2: 0.13334; 1.3: 246.675; 1.4: 3.8512; 1.5: 99.4336; 1.6: 246.675; 1.7: 98.67; 1.8: 8.4594; 1.9: 822.25; 2: 26.1863; 2.1: 94.3388; 2.2: 716.6672; 2.3: 27.7577; 2.4: -617.2336; 2.5: -23.9065
| 2 | 38 | 1: 24.9401; 1.1: 99.1951; 1.2: 0.13302; 1.3: 247; 1.4: 3.8369; 1.5: 99.1951; 1.6: 247; 1.7: 98.8; 1.8: 8.4594; 1.9: 823.3333; 2: 26.2208; 2.1: 94.3415; 2.2: 718.5361; 2.3: 27.7935; 2.4: -619.341; 2.5: -23.9566
| 2 | 38.05 | 1: 24.8474; 1.1: 98.9564; 1.2: 0.1327; 1.3: 247.325; 1.4: 3.8227; 1.5: 98.9564; 1.6: 247.325; 1.7: 98.93; 1.8: 8.4594; 1.9: 824.4167; 2: 26.2553; 2.1: 94.3442; 2.2: 720.4074; 2.3: 27.8293; 2.4: -621.451; 2.5: -24.0066
| 2 | 38.1 | 1: 24.7548; 1.1: 98.7173; 1.2: 0.13238; 1.3: 247.65; 1.4: 3.8084; 1.5: 98.7173; 1.6: 247.65; 1.7: 99.06; 1.8: 8.4594; 1.9: 825.5; 2: 26.2898; 2.1: 94.347; 2.2: 722.2812; 2.3: 27.865; 2.4: -623.5638; 2.5: -24.0566
| 2 | 38.15 | 1: 24.6625; 1.1: 98.478; 1.2: 0.13206; 1.3: 247.975; 1.4: 3.7942; 1.5: 98.478; 1.6: 247.975; 1.7: 99.19; 1.8: 8.4594; 1.9: 826.5833; 2: 26.3243; 2.1: 94.3497; 2.2: 724.1574; 2.3: 27.9008; 2.4: -625.6793; 2.5: -24.1066
| 2 | 38.2 | 1: 24.5703; 1.1: 98.2384; 1.2: 0.13174; 1.3: 248.3; 1.4: 3.78; 1.5: 98.2384; 1.6: 248.3; 1.7: 99.32; 1.8: 8.4594; 1.9: 827.6667; 2: 26.3588; 2.1: 94.3524; 2.2: 726.036; 2.3: 27.9366; 2.4: -627.7976; 2.5: -24.1565
| 2 | 38.25 | 1: 24.4782; 1.1: 97.9986; 1.2: 0.13142; 1.3: 248.625; 1.4: 3.7659; 1.5: 97.9986; 1.6: 248.625; 1.7: 99.45; 1.8: 8.4594; 1.9: 828.75; 2: 26.3933; 2.1: 94.355; 2.2: 727.9171; 2.3: 27.9723; 2.4: -629.9186; 2.5: -24.2065
| 2 | 38.3 | 1: 24.3864; 1.1: 97.7584; 1.2: 0.1311; 1.3: 248.95; 1.4: 3.7517; 1.5: 97.7584; 1.6: 248.95; 1.7: 99.58; 1.8: 8.4594; 1.9: 829.8333; 2: 26.4278; 2.1: 94.3577; 2.2: 729.8007; 2.3: 28.0081; 2.4: -632.0423; 2.5: -24.2564
| 2 | 38.35 | 1: 24.2947; 1.1: 97.518; 1.2: 0.13077; 1.3: 249.275; 1.4: 3.7376; 1.5: 97.518; 1.6: 249.275; 1.7: 99.71; 1.8: 8.4594; 1.9: 830.9167; 2: 26.4623; 2.1: 94.3604; 2.2: 731.6867; 2.3: 28.0439; 2.4: -634.1687; 2.5: -24.3062
| 2 | 38.4 | 1: 24.2032; 1.1: 97.2773; 1.2: 0.13045; 1.3: 249.6; 1.4: 3.7236; 1.5: 97.2773; 1.6: 249.6; 1.7: 99.84; 1.8: 8.4594; 1.9: 832; 2: 26.4968; 2.1: 94.3631; 2.2: 733.5752; 2.3: 28.0796; 2.4: -636.2979; 2.5: -24.3561
| 2 | 38.45 | 1: 24.1118; 1.1: 97.0364; 1.2: 0.13013; 1.3: 249.925; 1.4: 3.7095; 1.5: 97.0364; 1.6: 249.925; 1.7: 99.97; 1.8: 8.4594; 1.9: 833.0833; 2: 26.5313; 2.1: 94.3657; 2.2: 735.4662; 2.3: 28.1154; 2.4: -638.4298; 2.5: -24.4059
| 2 | 38.5 | 1: 24.0206; 1.1: 96.7952; 1.2: 0.1298; 1.3: 250.25; 1.4: 3.6955; 1.5: 96.7952; 1.6: 250.25; 1.7: 100.1; 1.8: 8.4594; 1.9: 834.1667; 2: 26.5658; 2.1: 94.3683; 2.2: 737.3595; 2.3: 28.1512; 2.4: -640.5644; 2.5: -24.4557
| 2 | 38.55 | 1: 23.9296; 1.1: 96.5537; 1.2: 0.12948; 1.3: 250.575; 1.4: 3.6815; 1.5: 96.5537; 1.6: 250.575; 1.7: 100.23; 1.8: 8.4594; 1.9: 835.25; 2: 26.6003; 2.1: 94.371; 2.2: 739.2554; 2.3: 28.187; 2.4: -642.7017; 2.5: -24.5055
| 2 | 38.6 | 1: 23.8388; 1.1: 96.312; 1.2: 0.12916; 1.3: 250.9; 1.4: 3.6675; 1.5: 96.312; 1.6: 250.9; 1.7: 100.36; 1.8: 8.4594; 1.9: 836.3333; 2: 26.6348; 2.1: 94.3736; 2.2: 741.1537; 2.3: 28.2227; 2.4: -644.8417; 2.5: -24.5552
| 2 | 38.65 | 1: 23.7482; 1.1: 96.07; 1.2: 0.12883; 1.3: 251.225; 1.4: 3.6536; 1.5: 96.07; 1.6: 251.225; 1.7: 100.49; 1.8: 8.4594; 1.9: 837.4167; 2: 26.6693; 2.1: 94.3762; 2.2: 743.0544; 2.3: 28.2585; 2.4: -646.9844; 2.5: -24.605
| 2 | 38.7 | 1: 23.6577; 1.1: 95.8278; 1.2: 0.12851; 1.3: 251.55; 1.4: 3.6396; 1.5: 95.8278; 1.6: 251.55; 1.7: 100.62; 1.8: 8.4594; 1.9: 838.5; 2: 26.7038; 2.1: 94.3788; 2.2: 744.9576; 2.3: 28.2943; 2.4: -649.1298; 2.5: -24.6546
| 2 | 38.75 | 1: 23.5674; 1.1: 95.5853; 1.2: 0.12818; 1.3: 251.875; 1.4: 3.6257; 1.5: 95.5853; 1.6: 251.875; 1.7: 100.75; 1.8: 8.4594; 1.9: 839.5833; 2: 26.7383; 2.1: 94.3814; 2.2: 746.8632; 2.3: 28.3301; 2.4: -651.2779; 2.5: -24.7043
| 2 | 38.8 | 1: 23.4772; 1.1: 95.3426; 1.2: 0.12786; 1.3: 252.2; 1.4: 3.6119; 1.5: 95.3426; 1.6: 252.2; 1.7: 100.88; 1.8: 8.4594; 1.9: 840.6667; 2: 26.7728; 2.1: 94.384; 2.2: 748.7713; 2.3: 28.3658; 2.4: -653.4287; 2.5: -24.754
| 2 | 38.85 | 1: 23.3873; 1.1: 95.0996; 1.2: 0.12753; 1.3: 252.525; 1.4: 3.598; 1.5: 95.0996; 1.6: 252.525; 1.7: 101.01; 1.8: 8.4594; 1.9: 841.75; 2: 26.8073; 2.1: 94.3866; 2.2: 750.6819; 2.3: 28.4016; 2.4: -655.5822; 2.5: -24.8036
| 2 | 38.9 | 1: 23.2975; 1.1: 94.8564; 1.2: 0.1272; 1.3: 252.85; 1.4: 3.5842; 1.5: 94.8564; 1.6: 252.85; 1.7: 101.14; 1.8: 8.4594; 1.9: 842.8333; 2: 26.8418; 2.1: 94.3892; 2.2: 752.5949; 2.3: 28.4374; 2.4: -657.7384; 2.5: -24.8532
| 2 | 38.95 | 1: 23.2079; 1.1: 94.613; 1.2: 0.12688; 1.3: 253.175; 1.4: 3.5704; 1.5: 94.613; 1.6: 253.175; 1.7: 101.27; 1.8: 8.4594; 1.9: 843.9167; 2: 26.8763; 2.1: 94.3917; 2.2: 754.5103; 2.3: 28.4732; 2.4: -659.8973; 2.5: -24.9027
| 2 | 39 | 1: 23.1184; 1.1: 94.3693; 1.2: 0.12655; 1.3: 253.5; 1.4: 3.5567; 1.5: 94.3693; 1.6: 253.5; 1.7: 101.4; 1.8: 8.4594; 1.9: 845; 2: 26.9108; 2.1: 94.3943; 2.2: 756.4282; 2.3: 28.509; 2.4: -662.0589; 2.5: -24.9523
| 2 | 39.05 | 1: 23.0291; 1.1: 94.1254; 1.2: 0.12622; 1.3: 253.825; 1.4: 3.5429; 1.5: 94.1254; 1.6: 253.825; 1.7: 101.53; 1.8: 8.4594; 1.9: 846.0833; 2: 26.9453; 2.1: 94.3968; 2.2: 758.3486; 2.3: 28.5447; 2.4: -664.2231; 2.5: -25.0018
| 2 | 39.1 | 1: 22.94; 1.1: 93.8813; 1.2: 0.1259; 1.3: 254.15; 1.4: 3.5292; 1.5: 93.8813; 1.6: 254.15; 1.7: 101.66; 1.8: 8.4594; 1.9: 847.1667; 2: 26.9798; 2.1: 94.3994; 2.2: 760.2714; 2.3: 28.5805; 2.4: -666.3901; 2.5: -25.0513
| 2 | 39.15 | 1: 22.8511; 1.1: 93.6369; 1.2: 0.12557; 1.3: 254.475; 1.4: 3.5156; 1.5: 93.6369; 1.6: 254.475; 1.7: 101.79; 1.8: 8.4594; 1.9: 848.25; 2: 27.0143; 2.1: 94.4019; 2.2: 762.1966; 2.3: 28.6163; 2.4: -668.5597; 2.5: -25.1007
| 2 | 39.2 | 1: 22.7623; 1.1: 93.3923; 1.2: 0.12524; 1.3: 254.8; 1.4: 3.5019; 1.5: 93.3923; 1.6: 254.8; 1.7: 101.92; 1.8: 8.4594; 1.9: 849.3333; 2: 27.0488; 2.1: 94.4044; 2.2: 764.1243; 2.3: 28.6521; 2.4: -670.732; 2.5: -25.1502
| 2 | 39.25 | 1: 22.6738; 1.1: 93.1475; 1.2: 0.12491; 1.3: 255.125; 1.4: 3.4883; 1.5: 93.1475; 1.6: 255.125; 1.7: 102.05; 1.8: 8.4594; 1.9: 850.4167; 2: 27.0833; 2.1: 94.4069; 2.2: 766.0545; 2.3: 28.6879; 2.4: -672.9069; 2.5: -25.1996
| 2 | 39.3 | 1: 22.5853; 1.1: 92.9025; 1.2: 0.12458; 1.3: 255.45; 1.4: 3.4747; 1.5: 92.9025; 1.6: 255.45; 1.7: 102.18; 1.8: 8.4594; 1.9: 851.5; 2: 27.1178; 2.1: 94.4094; 2.2: 767.9871; 2.3: 28.7236; 2.4: -675.0845; 2.5: -25.249
| 2 | 39.35 | 1: 22.4971; 1.1: 92.6573; 1.2: 0.12426; 1.3: 255.775; 1.4: 3.4611; 1.5: 92.6573; 1.6: 255.775; 1.7: 102.31; 1.8: 8.4594; 1.9: 852.5833; 2: 27.1523; 2.1: 94.4119; 2.2: 769.9221; 2.3: 28.7594; 2.4: -677.2648; 2.5: -25.2983
| 2 | 39.4 | 1: 22.409; 1.1: 92.4118; 1.2: 0.12393; 1.3: 256.1; 1.4: 3.4475; 1.5: 92.4118; 1.6: 256.1; 1.7: 102.44; 1.8: 8.4594; 1.9: 853.6667; 2: 27.1868; 2.1: 94.4144; 2.2: 771.8596; 2.3: 28.7952; 2.4: -679.4477; 2.5: -25.3477
| 2 | 39.45 | 1: 22.3211; 1.1: 92.1662; 1.2: 0.1236; 1.3: 256.425; 1.4: 3.434; 1.5: 92.1662; 1.6: 256.425; 1.7: 102.57; 1.8: 8.4594; 1.9: 854.75; 2: 27.2213; 2.1: 94.4169; 2.2: 773.7995; 2.3: 28.831; 2.4: -681.6333; 2.5: -25.397
| 2 | 39.5 | 1: 22.2334; 1.1: 91.9203; 1.2: 0.12327; 1.3: 256.75; 1.4: 3.4205; 1.5: 91.9203; 1.6: 256.75; 1.7: 102.7; 1.8: 8.4594; 1.9: 855.8333; 2: 27.2558; 2.1: 94.4194; 2.2: 775.7419; 2.3: 28.8668; 2.4: -683.8216; 2.5: -25.4463
| 2 | 39.55 | 1: 22.1459; 1.1: 91.6743; 1.2: 0.12294; 1.3: 257.075; 1.4: 3.4071; 1.5: 91.6743; 1.6: 257.075; 1.7: 102.83; 1.8: 8.4594; 1.9: 856.9167; 2: 27.2903; 2.1: 94.4218; 2.2: 777.6868; 2.3: 28.9026; 2.4: -686.0125; 2.5: -25.4955
| 2 | 39.6 | 1: 22.0585; 1.1: 91.428; 1.2: 0.12261; 1.3: 257.4; 1.4: 3.3936; 1.5: 91.428; 1.6: 257.4; 1.7: 102.96; 1.8: 8.4594; 1.9: 858; 2: 27.3248; 2.1: 94.4243; 2.2: 779.6341; 2.3: 28.9384; 2.4: -688.2061; 2.5: -25.5447
| 2 | 39.65 | 1: 21.9713; 1.1: 91.1815; 1.2: 0.12228; 1.3: 257.725; 1.4: 3.3802; 1.5: 91.1815; 1.6: 257.725; 1.7: 103.09; 1.8: 8.4594; 1.9: 859.0833; 2: 27.3593; 2.1: 94.4268; 2.2: 781.5838; 2.3: 28.9741; 2.4: -690.4023; 2.5: -25.5939
| 2 | 39.7 | 1: 21.8842; 1.1: 90.9349; 1.2: 0.12195; 1.3: 258.05; 1.4: 3.3668; 1.5: 90.9349; 1.6: 258.05; 1.7: 103.22; 1.8: 8.4594; 1.9: 860.1667; 2: 27.3938; 2.1: 94.4292; 2.2: 783.536; 2.3: 29.0099; 2.4: -692.6011; 2.5: -25.6431
| 2 | 39.75 | 1: 21.7974; 1.1: 90.688; 1.2: 0.12161; 1.3: 258.375; 1.4: 3.3534; 1.5: 90.688; 1.6: 258.375; 1.7: 103.35; 1.8: 8.4594; 1.9: 861.25; 2: 27.4283; 2.1: 94.4316; 2.2: 785.4906; 2.3: 29.0457; 2.4: -694.8026; 2.5: -25.6923
| 2 | 39.8 | 1: 21.7107; 1.1: 90.441; 1.2: 0.12128; 1.3: 258.7; 1.4: 3.3401; 1.5: 90.441; 1.6: 258.7; 1.7: 103.48; 1.8: 8.4594; 1.9: 862.3333; 2: 27.4628; 2.1: 94.4341; 2.2: 787.4477; 2.3: 29.0815; 2.4: -697.0067; 2.5: -25.7414
| 2 | 39.85 | 1: 21.6242; 1.1: 90.1937; 1.2: 0.12095; 1.3: 259.025; 1.4: 3.3268; 1.5: 90.1937; 1.6: 259.025; 1.7: 103.61; 1.8: 8.4594; 1.9: 863.4167; 2: 27.4973; 2.1: 94.4365; 2.2: 789.4072; 2.3: 29.1173; 2.4: -699.2135; 2.5: -25.7905
| 2 | 39.9 | 1: 21.5378; 1.1: 89.9463; 1.2: 0.12062; 1.3: 259.35; 1.4: 3.3135; 1.5: 89.9463; 1.6: 259.35; 1.7: 103.74; 1.8: 8.4594; 1.9: 864.5; 2: 27.5318; 2.1: 94.4389; 2.2: 791.3692; 2.3: 29.1531; 2.4: -701.4229; 2.5: -25.8396
| 2 | 39.95 | 1: 21.4517; 1.1: 89.6987; 1.2: 0.12029; 1.3: 259.675; 1.4: 3.3003; 1.5: 89.6987; 1.6: 259.675; 1.7: 103.87; 1.8: 8.4594; 1.9: 865.5833; 2: 27.5663; 2.1: 94.4413; 2.2: 793.3336; 2.3: 29.1889; 2.4: -703.6349; 2.5: -25.8886
| 2 | 40 | 1: 21.3657; 1.1: 89.4509; 1.2: 0.11996; 1.3: 260; 1.4: 3.287; 1.5: 89.4509; 1.6: 260; 1.7: 104; 1.8: 8.4594; 1.9: 866.6667; 2: 27.6008; 2.1: 94.4437; 2.2: 795.3005; 2.3: 29.2247; 2.4: -705.8495; 2.5: -25.9376
| 2 | 40.05 | 1: 21.2798; 1.1: 89.203; 1.2: 0.11962; 1.3: 260.325; 1.4: 3.2738; 1.5: 89.203; 1.6: 260.325; 1.7: 104.13; 1.8: 8.4594; 1.9: 867.75; 2: 27.6354; 2.1: 94.4461; 2.2: 797.2698; 2.3: 29.2605; 2.4: -708.0668; 2.5: -25.9866
| 2 | 40.1 | 1: 21.1942; 1.1: 88.9549; 1.2: 0.11929; 1.3: 260.65; 1.4: 3.2606; 1.5: 88.9549; 1.6: 260.65; 1.7: 104.26; 1.8: 8.4594; 1.9: 868.8333; 2: 27.6699; 2.1: 94.4485; 2.2: 799.2415; 2.3: 29.2962; 2.4: -710.2867; 2.5: -26.0356
| 2 | 40.15 | 1: 21.1087; 1.1: 88.7066; 1.2: 0.11896; 1.3: 260.975; 1.4: 3.2475; 1.5: 88.7066; 1.6: 260.975; 1.7: 104.39; 1.8: 8.4594; 1.9: 869.9167; 2: 27.7044; 2.1: 94.4508; 2.2: 801.2157; 2.3: 29.332; 2.4: -712.5092; 2.5: -26.0845
| 2 | 40.2 | 1: 21.0234; 1.1: 88.4581; 1.2: 0.11862; 1.3: 261.3; 1.4: 3.2344; 1.5: 88.4581; 1.6: 261.3; 1.7: 104.52; 1.8: 8.4594; 1.9: 871; 2: 27.7389; 2.1: 94.4532; 2.2: 803.1924; 2.3: 29.3678; 2.4: -714.7343; 2.5: -26.1335
| 2 | 40.25 | 1: 20.9383; 1.1: 88.2095; 1.2: 0.11829; 1.3: 261.625; 1.4: 3.2213; 1.5: 88.2095; 1.6: 261.625; 1.7: 104.65; 1.8: 8.4594; 1.9: 872.0833; 2: 27.7734; 2.1: 94.4556; 2.2: 805.1715; 2.3: 29.4036; 2.4: -716.962; 2.5: -26.1823
| 2 | 40.3 | 1: 20.8533; 1.1: 87.9607; 1.2: 0.11796; 1.3: 261.95; 1.4: 3.2082; 1.5: 87.9607; 1.6: 261.95; 1.7: 104.78; 1.8: 8.4594; 1.9: 873.1667; 2: 27.8079; 2.1: 94.4579; 2.2: 807.153; 2.3: 29.4394; 2.4: -719.1923; 2.5: -26.2312
| 2 | 40.35 | 1: 20.7685; 1.1: 87.7117; 1.2: 0.11762; 1.3: 262.275; 1.4: 3.1952; 1.5: 87.7117; 1.6: 262.275; 1.7: 104.91; 1.8: 8.4594; 1.9: 874.25; 2: 27.8424; 2.1: 94.4603; 2.2: 809.137; 2.3: 29.4752; 2.4: -721.4253; 2.5: -26.28
| 2 | 40.4 | 1: 20.6839; 1.1: 87.4626; 1.2: 0.11729; 1.3: 262.6; 1.4: 3.1821; 1.5: 87.4626; 1.6: 262.6; 1.7: 105.04; 1.8: 8.4594; 1.9: 875.3333; 2: 27.8769; 2.1: 94.4626; 2.2: 811.1234; 2.3: 29.511; 2.4: -723.6608; 2.5: -26.3289
| 2 | 40.45 | 1: 20.5995; 1.1: 87.2133; 1.2: 0.11695; 1.3: 262.925; 1.4: 3.1691; 1.5: 87.2133; 1.6: 262.925; 1.7: 105.17; 1.8: 8.4594; 1.9: 876.4167; 2: 27.9114; 2.1: 94.465; 2.2: 813.1123; 2.3: 29.5468; 2.4: -725.8989; 2.5: -26.3776
| 2 | 40.5 | 1: 20.5152; 1.1: 86.9639; 1.2: 0.11662; 1.3: 263.25; 1.4: 3.1562; 1.5: 86.9639; 1.6: 263.25; 1.7: 105.3; 1.8: 8.4594; 1.9: 877.5; 2: 27.9459; 2.1: 94.4673; 2.2: 815.1036; 2.3: 29.5826; 2.4: -728.1397; 2.5: -26.4264
| 2 | 40.55 | 1: 20.4311; 1.1: 86.7143; 1.2: 0.11629; 1.3: 263.575; 1.4: 3.1432; 1.5: 86.7143; 1.6: 263.575; 1.7: 105.43; 1.8: 8.4594; 1.9: 878.5833; 2: 27.9804; 2.1: 94.4696; 2.2: 817.0973; 2.3: 29.6184; 2.4: -730.383; 2.5: -26.4751
| 2 | 40.6 | 1: 20.3472; 1.1: 86.4646; 1.2: 0.11595; 1.3: 263.9; 1.4: 3.1303; 1.5: 86.4646; 1.6: 263.9; 1.7: 105.56; 1.8: 8.4594; 1.9: 879.6667; 2: 28.0149; 2.1: 94.4719; 2.2: 819.0935; 2.3: 29.6542; 2.4: -732.6289; 2.5: -26.5238
| 2 | 40.65 | 1: 20.2634; 1.1: 86.2148; 1.2: 0.11562; 1.3: 264.225; 1.4: 3.1174; 1.5: 86.2148; 1.6: 264.225; 1.7: 105.69; 1.8: 8.4594; 1.9: 880.75; 2: 28.0494; 2.1: 94.4742; 2.2: 821.0922; 2.3: 29.69; 2.4: -734.8774; 2.5: -26.5725
| 2 | 40.7 | 1: 20.1798; 1.1: 85.9648; 1.2: 0.11528; 1.3: 264.55; 1.4: 3.1046; 1.5: 85.9648; 1.6: 264.55; 1.7: 105.82; 1.8: 8.4594; 1.9: 881.8333; 2: 28.0839; 2.1: 94.4765; 2.2: 823.0933; 2.3: 29.7258; 2.4: -737.1285; 2.5: -26.6212
| 2 | 40.75 | 1: 20.0964; 1.1: 85.7147; 1.2: 0.11495; 1.3: 264.875; 1.4: 3.0918; 1.5: 85.7147; 1.6: 264.875; 1.7: 105.95; 1.8: 8.4594; 1.9: 882.9167; 2: 28.1184; 2.1: 94.4788; 2.2: 825.0968; 2.3: 29.7616; 2.4: -739.3822; 2.5: -26.6698
| 2 | 40.8 | 1: 20.0132; 1.1: 85.4644; 1.2: 0.11461; 1.3: 265.2; 1.4: 3.079; 1.5: 85.4644; 1.6: 265.2; 1.7: 106.08; 1.8: 8.4594; 1.9: 884; 2: 28.1529; 2.1: 94.4811; 2.2: 827.1028; 2.3: 29.7973; 2.4: -741.6384; 2.5: -26.7184
| 2 | 40.85 | 1: 19.9301; 1.1: 85.214; 1.2: 0.11427; 1.3: 265.525; 1.4: 3.0662; 1.5: 85.214; 1.6: 265.525; 1.7: 106.21; 1.8: 8.4594; 1.9: 885.0833; 2: 28.1874; 2.1: 94.4834; 2.2: 829.1112; 2.3: 29.8331; 2.4: -743.8972; 2.5: -26.767
| 2 | 40.9 | 1: 19.8473; 1.1: 84.9635; 1.2: 0.11394; 1.3: 265.85; 1.4: 3.0534; 1.5: 84.9635; 1.6: 265.85; 1.7: 106.34; 1.8: 8.4594; 1.9: 886.1667; 2: 28.2219; 2.1: 94.4857; 2.2: 831.1221; 2.3: 29.8689; 2.4: -746.1586; 2.5: -26.8155
| 2 | 40.95 | 1: 19.7645; 1.1: 84.7128; 1.2: 0.1136; 1.3: 266.175; 1.4: 3.0407; 1.5: 84.7128; 1.6: 266.175; 1.7: 106.47; 1.8: 8.4594; 1.9: 887.25; 2: 28.2564; 2.1: 94.488; 2.2: 833.1354; 2.3: 29.9047; 2.4: -748.4226; 2.5: -26.864
| 2 | 41 | 1: 19.682; 1.1: 84.462; 1.2: 0.11327; 1.3: 266.5; 1.4: 3.028; 1.5: 84.462; 1.6: 266.5; 1.7: 106.6; 1.8: 8.4594; 1.9: 888.3333; 2: 28.2909; 2.1: 94.4902; 2.2: 835.1511; 2.3: 29.9405; 2.4: -750.6891; 2.5: -26.9125
| 2 | 41.05 | 1: 19.5996; 1.1: 84.2111; 1.2: 0.11293; 1.3: 266.825; 1.4: 3.0153; 1.5: 84.2111; 1.6: 266.825; 1.7: 106.73; 1.8: 8.4594; 1.9: 889.4167; 2: 28.3254; 2.1: 94.4925; 2.2: 837.1693; 2.3: 29.9763; 2.4: -752.9582; 2.5: -26.961
| 2 | 41.1 | 1: 19.5174; 1.1: 83.9601; 1.2: 0.11259; 1.3: 267.15; 1.4: 3.0027; 1.5: 83.9601; 1.6: 267.15; 1.7: 106.86; 1.8: 8.4594; 1.9: 890.5; 2: 28.3599; 2.1: 94.4947; 2.2: 839.1899; 2.3: 30.0121; 2.4: -755.2298; 2.5: -27.0094
| 2 | 41.15 | 1: 19.4354; 1.1: 83.709; 1.2: 0.11226; 1.3: 267.475; 1.4: 2.9901; 1.5: 83.709; 1.6: 267.475; 1.7: 106.99; 1.8: 8.4594; 1.9: 891.5833; 2: 28.3944; 2.1: 94.497; 2.2: 841.213; 2.3: 30.0479; 2.4: -757.504; 2.5: -27.0579
| 2 | 41.2 | 1: 19.3536; 1.1: 83.4577; 1.2: 0.11192; 1.3: 267.8; 1.4: 2.9775; 1.5: 83.4577; 1.6: 267.8; 1.7: 107.12; 1.8: 8.4594; 1.9: 892.6667; 2: 28.4289; 2.1: 94.4992; 2.2: 843.2385; 2.3: 30.0837; 2.4: -759.7808; 2.5: -27.1062
| 2 | 41.25 | 1: 19.2719; 1.1: 83.2064; 1.2: 0.11158; 1.3: 268.125; 1.4: 2.9649; 1.5: 83.2064; 1.6: 268.125; 1.7: 107.25; 1.8: 8.4594; 1.9: 893.75; 2: 28.4634; 2.1: 94.5014; 2.2: 845.2665; 2.3: 30.1195; 2.4: -762.0601; 2.5: -27.1546
| 2 | 41.3 | 1: 19.1904; 1.1: 82.9549; 1.2: 0.11124; 1.3: 268.45; 1.4: 2.9524; 1.5: 82.9549; 1.6: 268.45; 1.7: 107.38; 1.8: 8.4594; 1.9: 894.8333; 2: 28.4979; 2.1: 94.5037; 2.2: 847.2969; 2.3: 30.1553; 2.4: -764.342; 2.5: -27.2029
| 2 | 41.35 | 1: 19.1091; 1.1: 82.7033; 1.2: 0.11091; 1.3: 268.775; 1.4: 2.9399; 1.5: 82.7033; 1.6: 268.775; 1.7: 107.51; 1.8: 8.4594; 1.9: 895.9167; 2: 28.5324; 2.1: 94.5059; 2.2: 849.3297; 2.3: 30.1911; 2.4: -766.6264; 2.5: -27.2513
| 2 | 41.4 | 1: 19.0279; 1.1: 82.4517; 1.2: 0.11057; 1.3: 269.1; 1.4: 2.9274; 1.5: 82.4517; 1.6: 269.1; 1.7: 107.64; 1.8: 8.4594; 1.9: 897; 2: 28.5669; 2.1: 94.5081; 2.2: 851.365; 2.3: 30.2269; 2.4: -768.9133; 2.5: -27.2995
| 2 | 41.45 | 1: 18.9469; 1.1: 82.1999; 1.2: 0.11023; 1.3: 269.425; 1.4: 2.9149; 1.5: 82.1999; 1.6: 269.425; 1.7: 107.77; 1.8: 8.4594; 1.9: 898.0833; 2: 28.6014; 2.1: 94.5103; 2.2: 853.4027; 2.3: 30.2627; 2.4: -771.2028; 2.5: -27.3478
| 2 | 41.5 | 1: 18.8661; 1.1: 81.9481; 1.2: 0.10989; 1.3: 269.75; 1.4: 2.9025; 1.5: 81.9481; 1.6: 269.75; 1.7: 107.9; 1.8: 8.4594; 1.9: 899.1667; 2: 28.6359; 2.1: 94.5125; 2.2: 855.4429; 2.3: 30.2985; 2.4: -773.4948; 2.5: -27.396
| 2 | 41.55 | 1: 18.7855; 1.1: 81.6961; 1.2: 0.10956; 1.3: 270.075; 1.4: 2.8901; 1.5: 81.6961; 1.6: 270.075; 1.7: 108.03; 1.8: 8.4594; 1.9: 900.25; 2: 28.6704; 2.1: 94.5147; 2.2: 857.4855; 2.3: 30.3343; 2.4: -775.7894; 2.5: -27.4442
| 2 | 41.6 | 1: 18.705; 1.1: 81.4441; 1.2: 0.10922; 1.3: 270.4; 1.4: 2.8777; 1.5: 81.4441; 1.6: 270.4; 1.7: 108.16; 1.8: 8.4594; 1.9: 901.3333; 2: 28.7049; 2.1: 94.5169; 2.2: 859.5305; 2.3: 30.3701; 2.4: -778.0865; 2.5: -27.4924
| 2 | 41.65 | 1: 18.6247; 1.1: 81.1919; 1.2: 0.10888; 1.3: 270.725; 1.4: 2.8653; 1.5: 81.1919; 1.6: 270.725; 1.7: 108.29; 1.8: 8.4594; 1.9: 902.4167; 2: 28.7394; 2.1: 94.5191; 2.2: 861.578; 2.3: 30.4059; 2.4: -780.3861; 2.5: -27.5406
| 2 | 41.7 | 1: 18.5446; 1.1: 80.9397; 1.2: 0.10854; 1.3: 271.05; 1.4: 2.853; 1.5: 80.9397; 1.6: 271.05; 1.7: 108.42; 1.8: 8.4594; 1.9: 903.5; 2: 28.7739; 2.1: 94.5213; 2.2: 863.6279; 2.3: 30.4417; 2.4: -782.6882; 2.5: -27.5887
| 2 | 41.75 | 1: 18.4646; 1.1: 80.6874; 1.2: 0.1082; 1.3: 271.375; 1.4: 2.8407; 1.5: 80.6874; 1.6: 271.375; 1.7: 108.55; 1.8: 8.4594; 1.9: 904.5833; 2: 28.8084; 2.1: 94.5235; 2.2: 865.6803; 2.3: 30.4775; 2.4: -784.9929; 2.5: -27.6368
| 2 | 41.8 | 1: 18.3849; 1.1: 80.435; 1.2: 0.10787; 1.3: 271.7; 1.4: 2.8284; 1.5: 80.435; 1.6: 271.7; 1.7: 108.68; 1.8: 8.4594; 1.9: 905.6667; 2: 28.8429; 2.1: 94.5256; 2.2: 867.7351; 2.3: 30.5133; 2.4: -787.3; 2.5: -27.6849
| 2 | 41.85 | 1: 18.3053; 1.1: 80.1826; 1.2: 0.10753; 1.3: 272.025; 1.4: 2.8162; 1.5: 80.1826; 1.6: 272.025; 1.7: 108.81; 1.8: 8.4594; 1.9: 906.75; 2: 28.8774; 2.1: 94.5278; 2.2: 869.7923; 2.3: 30.5491; 2.4: -789.6097; 2.5: -27.7329
| 2 | 41.9 | 1: 18.2258; 1.1: 79.9301; 1.2: 0.10719; 1.3: 272.35; 1.4: 2.804; 1.5: 79.9301; 1.6: 272.35; 1.7: 108.94; 1.8: 8.4594; 1.9: 907.8333; 2: 28.9119; 2.1: 94.53; 2.2: 871.852; 2.3: 30.5849; 2.4: -791.9219; 2.5: -27.7809
| 2 | 41.95 | 1: 18.1466; 1.1: 79.6775; 1.2: 0.10685; 1.3: 272.675; 1.4: 2.7918; 1.5: 79.6775; 1.6: 272.675; 1.7: 109.07; 1.8: 8.4594; 1.9: 908.9167; 2: 28.9464; 2.1: 94.5321; 2.2: 873.9141; 2.3: 30.6207; 2.4: -794.2366; 2.5: -27.8289
| 2 | 42 | 1: 18.0675; 1.1: 79.4248; 1.2: 0.10651; 1.3: 273; 1.4: 2.7796; 1.5: 79.4248; 1.6: 273; 1.7: 109.2; 1.8: 8.4594; 1.9: 910; 2: 28.9809; 2.1: 94.5343; 2.2: 875.9787; 2.3: 30.6565; 2.4: -796.5538; 2.5: -27.8769
| 2 | 42.05 | 1: 17.9886; 1.1: 79.1721; 1.2: 0.10617; 1.3: 273.325; 1.4: 2.7675; 1.5: 79.1721; 1.6: 273.325; 1.7: 109.33; 1.8: 8.4594; 1.9: 911.0833; 2: 29.0154; 2.1: 94.5364; 2.2: 878.0456; 2.3: 30.6923; 2.4: -798.8736; 2.5: -27.9248
| 2 | 42.1 | 1: 17.9099; 1.1: 78.9193; 1.2: 0.10583; 1.3: 273.65; 1.4: 2.7554; 1.5: 78.9193; 1.6: 273.65; 1.7: 109.46; 1.8: 8.4594; 1.9: 912.1667; 2: 29.0499; 2.1: 94.5386; 2.2: 880.1151; 2.3: 30.7281; 2.4: -801.1958; 2.5: -27.9727
| 2 | 42.15 | 1: 17.8313; 1.1: 78.6664; 1.2: 0.10549; 1.3: 273.975; 1.4: 2.7433; 1.5: 78.6664; 1.6: 273.975; 1.7: 109.59; 1.8: 8.4594; 1.9: 913.25; 2: 29.0844; 2.1: 94.5407; 2.2: 882.1869; 2.3: 30.7639; 2.4: -803.5205; 2.5: -28.0206
| 2 | 42.2 | 1: 17.7529; 1.1: 78.4135; 1.2: 0.10515; 1.3: 274.3; 1.4: 2.7312; 1.5: 78.4135; 1.6: 274.3; 1.7: 109.72; 1.8: 8.4594; 1.9: 914.3333; 2: 29.1189; 2.1: 94.5428; 2.2: 884.2612; 2.3: 30.7997; 2.4: -805.8477; 2.5: -28.0685
| 2 | 42.25 | 1: 17.6747; 1.1: 78.1606; 1.2: 0.10482; 1.3: 274.625; 1.4: 2.7192; 1.5: 78.1606; 1.6: 274.625; 1.7: 109.85; 1.8: 8.4594; 1.9: 915.4167; 2: 29.1534; 2.1: 94.5449; 2.2: 886.338; 2.3: 30.8355; 2.4: -808.1774; 2.5: -28.1163
| 2 | 42.3 | 1: 17.5967; 1.1: 77.9076; 1.2: 0.10448; 1.3: 274.95; 1.4: 2.7072; 1.5: 77.9076; 1.6: 274.95; 1.7: 109.98; 1.8: 8.4594; 1.9: 916.5; 2: 29.1879; 2.1: 94.5471; 2.2: 888.4172; 2.3: 30.8713; 2.4: -810.5096; 2.5: -28.1641
| 2 | 42.35 | 1: 17.5188; 1.1: 77.6545; 1.2: 0.10414; 1.3: 275.275; 1.4: 2.6952; 1.5: 77.6545; 1.6: 275.275; 1.7: 110.11; 1.8: 8.4594; 1.9: 917.5833; 2: 29.2224; 2.1: 94.5492; 2.2: 890.4988; 2.3: 30.9071; 2.4: -812.8443; 2.5: -28.2119
| 2 | 42.4 | 1: 17.4411; 1.1: 77.4014; 1.2: 0.1038; 1.3: 275.6; 1.4: 2.6833; 1.5: 77.4014; 1.6: 275.6; 1.7: 110.24; 1.8: 8.4594; 1.9: 918.6667; 2: 29.2569; 2.1: 94.5513; 2.2: 892.5828; 2.3: 30.9429; 2.4: -815.1814; 2.5: -28.2596
| 2 | 42.45 | 1: 17.3636; 1.1: 77.1483; 1.2: 0.10346; 1.3: 275.925; 1.4: 2.6713; 1.5: 77.1483; 1.6: 275.925; 1.7: 110.37; 1.8: 8.4594; 1.9: 919.75; 2: 29.2914; 2.1: 94.5534; 2.2: 894.6693; 2.3: 30.9787; 2.4: -817.5211; 2.5: -28.3074
| 2 | 42.5 | 1: 17.2863; 1.1: 76.8951; 1.2: 0.10312; 1.3: 276.25; 1.4: 2.6594; 1.5: 76.8951; 1.6: 276.25; 1.7: 110.5; 1.8: 8.4594; 1.9: 920.8333; 2: 29.3259; 2.1: 94.5555; 2.2: 896.7583; 2.3: 31.0145; 2.4: -819.8632; 2.5: -28.3551
| 2 | 42.55 | 1: 17.2091; 1.1: 76.6419; 1.2: 0.10278; 1.3: 276.575; 1.4: 2.6476; 1.5: 76.6419; 1.6: 276.575; 1.7: 110.63; 1.8: 8.4594; 1.9: 921.9167; 2: 29.3604; 2.1: 94.5576; 2.2: 898.8496; 2.3: 31.0503; 2.4: -822.2078; 2.5: -28.4027
| 2 | 42.6 | 1: 17.1321; 1.1: 76.3886; 1.2: 0.10244; 1.3: 276.9; 1.4: 2.6357; 1.5: 76.3886; 1.6: 276.9; 1.7: 110.76; 1.8: 8.4594; 1.9: 923; 2: 29.3949; 2.1: 94.5597; 2.2: 900.9434; 2.3: 31.0861; 2.4: -824.5548; 2.5: -28.4504
| 2 | 42.65 | 1: 17.0553; 1.1: 76.1353; 1.2: 0.1021; 1.3: 277.225; 1.4: 2.6239; 1.5: 76.1353; 1.6: 277.225; 1.7: 110.89; 1.8: 8.4594; 1.9: 924.0833; 2: 29.4294; 2.1: 94.5617; 2.2: 903.0397; 2.3: 31.1219; 2.4: -826.9043; 2.5: -28.498
| 2 | 42.7 | 1: 16.9786; 1.1: 75.882; 1.2: 0.10176; 1.3: 277.55; 1.4: 2.6121; 1.5: 75.882; 1.6: 277.55; 1.7: 111.02; 1.8: 8.4594; 1.9: 925.1667; 2: 29.4639; 2.1: 94.5638; 2.2: 905.1383; 2.3: 31.1577; 2.4: -829.2563; 2.5: -28.5456
| 2 | 42.75 | 1: 16.9021; 1.1: 75.6287; 1.2: 0.10142; 1.3: 277.875; 1.4: 2.6003; 1.5: 75.6287; 1.6: 277.875; 1.7: 111.15; 1.8: 8.4594; 1.9: 926.25; 2: 29.4984; 2.1: 94.5659; 2.2: 907.2394; 2.3: 31.1935; 2.4: -831.6108; 2.5: -28.5932
| 2 | 42.8 | 1: 16.8258; 1.1: 75.3753; 1.2: 0.10108; 1.3: 278.2; 1.4: 2.5886; 1.5: 75.3753; 1.6: 278.2; 1.7: 111.28; 1.8: 8.4594; 1.9: 927.3333; 2: 29.5329; 2.1: 94.568; 2.2: 909.343; 2.3: 31.2293; 2.4: -833.9677; 2.5: -28.6407
| 2 | 42.85 | 1: 16.7497; 1.1: 75.1219; 1.2: 0.10074; 1.3: 278.525; 1.4: 2.5769; 1.5: 75.1219; 1.6: 278.525; 1.7: 111.41; 1.8: 8.4594; 1.9: 928.4167; 2: 29.5674; 2.1: 94.57; 2.2: 911.449; 2.3: 31.2651; 2.4: -836.327; 2.5: -28.6882
| 2 | 42.9 | 1: 16.6738; 1.1: 74.8685; 1.2: 0.1004; 1.3: 278.85; 1.4: 2.5652; 1.5: 74.8685; 1.6: 278.85; 1.7: 111.54; 1.8: 8.4594; 1.9: 929.5; 2: 29.6019; 2.1: 94.5721; 2.2: 913.5574; 2.3: 31.3009; 2.4: -838.6889; 2.5: -28.7357
| 2 | 42.95 | 1: 16.598; 1.1: 74.6151; 1.2: 0.10006; 1.3: 279.175; 1.4: 2.5535; 1.5: 74.6151; 1.6: 279.175; 1.7: 111.67; 1.8: 8.4594; 1.9: 930.5833; 2: 29.6364; 2.1: 94.5741; 2.2: 915.6682; 2.3: 31.3367; 2.4: -841.0531; 2.5: -28.7832
| 2 | 43 | 1: 16.5224; 1.1: 74.3617; 1.2: 0.099721; 1.3: 279.5; 1.4: 2.5419; 1.5: 74.3617; 1.6: 279.5; 1.7: 111.8; 1.8: 8.4594; 1.9: 931.6667; 2: 29.6709; 2.1: 94.5762; 2.2: 917.7815; 2.3: 31.3725; 2.4: -843.4198; 2.5: -28.8306
| 2 | 43.05 | 1: 16.4469; 1.1: 74.1083; 1.2: 0.099381; 1.3: 279.825; 1.4: 2.5303; 1.5: 74.1083; 1.6: 279.825; 1.7: 111.93; 1.8: 8.4594; 1.9: 932.75; 2: 29.7054; 2.1: 94.5782; 2.2: 919.8972; 2.3: 31.4083; 2.4: -845.789; 2.5: -28.878
| 2 | 43.1 | 1: 16.3717; 1.1: 73.8548; 1.2: 0.099041; 1.3: 280.15; 1.4: 2.5187; 1.5: 73.8548; 1.6: 280.15; 1.7: 112.06; 1.8: 8.4594; 1.9: 933.8333; 2: 29.7399; 2.1: 94.5803; 2.2: 922.0154; 2.3: 31.4441; 2.4: -848.1606; 2.5: -28.9254
| 2 | 43.15 | 1: 16.2966; 1.1: 73.6014; 1.2: 0.098701; 1.3: 280.475; 1.4: 2.5072; 1.5: 73.6014; 1.6: 280.475; 1.7: 112.19; 1.8: 8.4594; 1.9: 934.9167; 2: 29.7744; 2.1: 94.5823; 2.2: 924.136; 2.3: 31.4799; 2.4: -850.5346; 2.5: -28.9727
| 2 | 43.2 | 1: 16.2217; 1.1: 73.3479; 1.2: 0.098361; 1.3: 280.8; 1.4: 2.4956; 1.5: 73.3479; 1.6: 280.8; 1.7: 112.32; 1.8: 8.4594; 1.9: 936; 2: 29.8089; 2.1: 94.5843; 2.2: 926.259; 2.3: 31.5157; 2.4: -852.9111; 2.5: -29.0201
| 2 | 43.25 | 1: 16.1469; 1.1: 73.0945; 1.2: 0.098021; 1.3: 281.125; 1.4: 2.4841; 1.5: 73.0945; 1.6: 281.125; 1.7: 112.45; 1.8: 8.4594; 1.9: 937.0833; 2: 29.8434; 2.1: 94.5864; 2.2: 928.3845; 2.3: 31.5515; 2.4: -855.29; 2.5: -29.0674
| 2 | 43.3 | 1: 16.0724; 1.1: 72.8411; 1.2: 0.097681; 1.3: 281.45; 1.4: 2.4727; 1.5: 72.8411; 1.6: 281.45; 1.7: 112.58; 1.8: 8.4594; 1.9: 938.1667; 2: 29.8779; 2.1: 94.5884; 2.2: 930.5124; 2.3: 31.5873; 2.4: -857.6713; 2.5: -29.1146
| 2 | 43.35 | 1: 15.998; 1.1: 72.5877; 1.2: 0.097342; 1.3: 281.775; 1.4: 2.4612; 1.5: 72.5877; 1.6: 281.775; 1.7: 112.71; 1.8: 8.4594; 1.9: 939.25; 2: 29.9124; 2.1: 94.5904; 2.2: 932.6427; 2.3: 31.6231; 2.4: -860.0551; 2.5: -29.1619
| 2 | 43.4 | 1: 15.9238; 1.1: 72.3342; 1.2: 0.097002; 1.3: 282.1; 1.4: 2.4498; 1.5: 72.3342; 1.6: 282.1; 1.7: 112.84; 1.8: 8.4594; 1.9: 940.3333; 2: 29.9469; 2.1: 94.5924; 2.2: 934.7755; 2.3: 31.6589; 2.4: -862.4412; 2.5: -29.2091
| 2 | 43.45 | 1: 15.8497; 1.1: 72.0808; 1.2: 0.096662; 1.3: 282.425; 1.4: 2.4384; 1.5: 72.0808; 1.6: 282.425; 1.7: 112.97; 1.8: 8.4594; 1.9: 941.4167; 2: 29.9814; 2.1: 94.5944; 2.2: 936.9107; 2.3: 31.6947; 2.4: -864.8298; 2.5: -29.2563
| 2 | 43.5 | 1: 15.7759; 1.1: 71.8275; 1.2: 0.096322; 1.3: 282.75; 1.4: 2.4271; 1.5: 71.8275; 1.6: 282.75; 1.7: 113.1; 1.8: 8.4594; 1.9: 942.5; 2: 30.0159; 2.1: 94.5964; 2.2: 939.0483; 2.3: 31.7305; 2.4: -867.2208; 2.5: -29.3034
| 2 | 43.55 | 1: 15.7022; 1.1: 71.5741; 1.2: 0.095982; 1.3: 283.075; 1.4: 2.4157; 1.5: 71.5741; 1.6: 283.075; 1.7: 113.23; 1.8: 8.4594; 1.9: 943.5833; 2: 30.0504; 2.1: 94.5984; 2.2: 941.1884; 2.3: 31.7663; 2.4: -869.6143; 2.5: -29.3506
| 2 | 43.6 | 1: 15.6286; 1.1: 71.3208; 1.2: 0.095643; 1.3: 283.4; 1.4: 2.4044; 1.5: 71.3208; 1.6: 283.4; 1.7: 113.36; 1.8: 8.4594; 1.9: 944.6667; 2: 30.0849; 2.1: 94.6004; 2.2: 943.3309; 2.3: 31.8021; 2.4: -872.0101; 2.5: -29.3977
| 2 | 43.65 | 1: 15.5553; 1.1: 71.0675; 1.2: 0.095303; 1.3: 283.725; 1.4: 2.3931; 1.5: 71.0675; 1.6: 283.725; 1.7: 113.49; 1.8: 8.4594; 1.9: 945.75; 2: 30.1194; 2.1: 94.6024; 2.2: 945.4758; 2.3: 31.8379; 2.4: -874.4083; 2.5: -29.4448
| 2 | 43.7 | 1: 15.4821; 1.1: 70.8142; 1.2: 0.094963; 1.3: 284.05; 1.4: 2.3819; 1.5: 70.8142; 1.6: 284.05; 1.7: 113.62; 1.8: 8.4594; 1.9: 946.8333; 2: 30.1539; 2.1: 94.6044; 2.2: 947.6232; 2.3: 31.8737; 2.4: -876.809; 2.5: -29.4918
| 2 | 43.75 | 1: 15.4091; 1.1: 70.5609; 1.2: 0.094624; 1.3: 284.375; 1.4: 2.3706; 1.5: 70.5609; 1.6: 284.375; 1.7: 113.75; 1.8: 8.4594; 1.9: 947.9167; 2: 30.1884; 2.1: 94.6064; 2.2: 949.773; 2.3: 31.9095; 2.4: -879.212; 2.5: -29.5389
| 2 | 43.8 | 1: 15.3363; 1.1: 70.3077; 1.2: 0.094284; 1.3: 284.7; 1.4: 2.3594; 1.5: 70.3077; 1.6: 284.7; 1.7: 113.88; 1.8: 8.4594; 1.9: 949; 2: 30.2229; 2.1: 94.6084; 2.2: 951.9252; 2.3: 31.9453; 2.4: -881.6175; 2.5: -29.5859
| 2 | 43.85 | 1: 15.2636; 1.1: 70.0545; 1.2: 0.093945; 1.3: 285.025; 1.4: 2.3483; 1.5: 70.0545; 1.6: 285.025; 1.7: 114.01; 1.8: 8.4594; 1.9: 950.0833; 2: 30.2574; 2.1: 94.6104; 2.2: 954.0799; 2.3: 31.9811; 2.4: -884.0253; 2.5: -29.6328
| 2 | 43.9 | 1: 15.1912; 1.1: 69.8014; 1.2: 0.093605; 1.3: 285.35; 1.4: 2.3371; 1.5: 69.8014; 1.6: 285.35; 1.7: 114.14; 1.8: 8.4594; 1.9: 951.1667; 2: 30.2919; 2.1: 94.6123; 2.2: 956.2369; 2.3: 32.0169; 2.4: -886.4356; 2.5: -29.6798
| 2 | 43.95 | 1: 15.1189; 1.1: 69.5483; 1.2: 0.093266; 1.3: 285.675; 1.4: 2.326; 1.5: 69.5483; 1.6: 285.675; 1.7: 114.27; 1.8: 8.4594; 1.9: 952.25; 2: 30.3264; 2.1: 94.6143; 2.2: 958.3965; 2.3: 32.0527; 2.4: -888.8482; 2.5: -29.7267
| 2 | 44 | 1: 15.0467; 1.1: 69.2952; 1.2: 0.092926; 1.3: 286; 1.4: 2.3149; 1.5: 69.2952; 1.6: 286; 1.7: 114.4; 1.8: 8.4594; 1.9: 953.3333; 2: 30.3609; 2.1: 94.6163; 2.2: 960.5584; 2.3: 32.0885; 2.4: -891.2632; 2.5: -29.7736
| 2 | 44.05 | 1: 14.9748; 1.1: 69.0422; 1.2: 0.092587; 1.3: 286.325; 1.4: 2.3038; 1.5: 69.0422; 1.6: 286.325; 1.7: 114.53; 1.8: 8.4594; 1.9: 954.4167; 2: 30.3954; 2.1: 94.6182; 2.2: 962.7228; 2.3: 32.1243; 2.4: -893.6806; 2.5: -29.8205
| 2 | 44.1 | 1: 14.903; 1.1: 68.7893; 1.2: 0.092248; 1.3: 286.65; 1.4: 2.2928; 1.5: 68.7893; 1.6: 286.65; 1.7: 114.66; 1.8: 8.4594; 1.9: 955.5; 2: 30.4299; 2.1: 94.6202; 2.2: 964.8897; 2.3: 32.1601; 2.4: -896.1004; 2.5: -29.8673
| 2 | 44.15 | 1: 14.8314; 1.1: 68.5364; 1.2: 0.091909; 1.3: 286.975; 1.4: 2.2818; 1.5: 68.5364; 1.6: 286.975; 1.7: 114.79; 1.8: 8.4594; 1.9: 956.5833; 2: 30.4644; 2.1: 94.6221; 2.2: 967.0589; 2.3: 32.1959; 2.4: -898.5225; 2.5: -29.9141
| 2 | 44.2 | 1: 14.76; 1.1: 68.2835; 1.2: 0.09157; 1.3: 287.3; 1.4: 2.2708; 1.5: 68.2835; 1.6: 287.3; 1.7: 114.92; 1.8: 8.4594; 1.9: 957.6667; 2: 30.4989; 2.1: 94.6241; 2.2: 969.2306; 2.3: 32.2317; 2.4: -900.9471; 2.5: -29.9609
| 2 | 44.25 | 1: 14.6887; 1.1: 68.0308; 1.2: 0.091231; 1.3: 287.625; 1.4: 2.2598; 1.5: 68.0308; 1.6: 287.625; 1.7: 115.05; 1.8: 8.4594; 1.9: 958.75; 2: 30.5334; 2.1: 94.626; 2.2: 971.4047; 2.3: 32.2675; 2.4: -903.374; 2.5: -30.0077
| 2 | 44.3 | 1: 14.6176; 1.1: 67.778; 1.2: 0.090892; 1.3: 287.95; 1.4: 2.2489; 1.5: 67.778; 1.6: 287.95; 1.7: 115.18; 1.8: 8.4594; 1.9: 959.8333; 2: 30.5679; 2.1: 94.628; 2.2: 973.5813; 2.3: 32.3033; 2.4: -905.8032; 2.5: -30.0544
| 2 | 44.35 | 1: 14.5467; 1.1: 67.5254; 1.2: 0.090553; 1.3: 288.275; 1.4: 2.238; 1.5: 67.5254; 1.6: 288.275; 1.7: 115.31; 1.8: 8.4594; 1.9: 960.9167; 2: 30.6024; 2.1: 94.6299; 2.2: 975.7603; 2.3: 32.3391; 2.4: -908.2349; 2.5: -30.1011
| 2 | 44.4 | 1: 14.476; 1.1: 67.2728; 1.2: 0.090214; 1.3: 288.6; 1.4: 2.2271; 1.5: 67.2728; 1.6: 288.6; 1.7: 115.44; 1.8: 8.4594; 1.9: 962; 2: 30.6369; 2.1: 94.6318; 2.2: 977.9417; 2.3: 32.3749; 2.4: -910.6689; 2.5: -30.1478
| 2 | 44.45 | 1: 14.4054; 1.1: 67.0203; 1.2: 0.089876; 1.3: 288.925; 1.4: 2.2162; 1.5: 67.0203; 1.6: 288.925; 1.7: 115.57; 1.8: 8.4594; 1.9: 963.0833; 2: 30.6714; 2.1: 94.6337; 2.2: 980.1255; 2.3: 32.4107; 2.4: -913.1053; 2.5: -30.1945
| 2 | 44.5 | 1: 14.335; 1.1: 66.7678; 1.2: 0.089537; 1.3: 289.25; 1.4: 2.2054; 1.5: 66.7678; 1.6: 289.25; 1.7: 115.7; 1.8: 8.4594; 1.9: 964.1667; 2: 30.7059; 2.1: 94.6357; 2.2: 982.3118; 2.3: 32.4465; 2.4: -915.544; 2.5: -30.2411
| 2 | 44.55 | 1: 14.2648; 1.1: 66.5155; 1.2: 0.089199; 1.3: 289.575; 1.4: 2.1946; 1.5: 66.5155; 1.6: 289.575; 1.7: 115.83; 1.8: 8.4594; 1.9: 965.25; 2: 30.7404; 2.1: 94.6376; 2.2: 984.5005; 2.3: 32.4823; 2.4: -917.9851; 2.5: -30.2877
| 2 | 44.6 | 1: 14.1948; 1.1: 66.2632; 1.2: 0.08886; 1.3: 289.9; 1.4: 2.1838; 1.5: 66.2632; 1.6: 289.9; 1.7: 115.96; 1.8: 8.4594; 1.9: 966.3333; 2: 30.7749; 2.1: 94.6395; 2.2: 986.6917; 2.3: 32.5181; 2.4: -920.4285; 2.5: -30.3343
| 2 | 44.65 | 1: 14.1249; 1.1: 66.011; 1.2: 0.088522; 1.3: 290.225; 1.4: 2.1731; 1.5: 66.011; 1.6: 290.225; 1.7: 116.09; 1.8: 8.4594; 1.9: 967.4167; 2: 30.8094; 2.1: 94.6414; 2.2: 988.8853; 2.3: 32.5539; 2.4: -922.8743; 2.5: -30.3808
| 2 | 44.7 | 1: 14.0552; 1.1: 65.7589; 1.2: 0.088184; 1.3: 290.55; 1.4: 2.1623; 1.5: 65.7589; 1.6: 290.55; 1.7: 116.22; 1.8: 8.4594; 1.9: 968.5; 2: 30.8439; 2.1: 94.6433; 2.2: 991.0813; 2.3: 32.5897; 2.4: -925.3224; 2.5: -30.4273
| 2 | 44.75 | 1: 13.9857; 1.1: 65.5068; 1.2: 0.087846; 1.3: 290.875; 1.4: 2.1517; 1.5: 65.5068; 1.6: 290.875; 1.7: 116.35; 1.8: 8.4594; 1.9: 969.5833; 2: 30.8785; 2.1: 94.6452; 2.2: 993.2797; 2.3: 32.6255; 2.4: -927.7728; 2.5: -30.4738
| 2 | 44.8 | 1: 13.9164; 1.1: 65.2549; 1.2: 0.087508; 1.3: 291.2; 1.4: 2.141; 1.5: 65.2549; 1.6: 291.2; 1.7: 116.48; 1.8: 8.4594; 1.9: 970.6667; 2: 30.913; 2.1: 94.6471; 2.2: 995.4806; 2.3: 32.6613; 2.4: -930.2257; 2.5: -30.5203
| 2 | 44.85 | 1: 13.8472; 1.1: 65.0031; 1.2: 0.087171; 1.3: 291.525; 1.4: 2.1303; 1.5: 65.0031; 1.6: 291.525; 1.7: 116.61; 1.8: 8.4594; 1.9: 971.75; 2: 30.9475; 2.1: 94.649; 2.2: 997.6839; 2.3: 32.6971; 2.4: -932.6808; 2.5: -30.5667
| 2 | 44.9 | 1: 13.7782; 1.1: 64.7513; 1.2: 0.086833; 1.3: 291.85; 1.4: 2.1197; 1.5: 64.7513; 1.6: 291.85; 1.7: 116.74; 1.8: 8.4594; 1.9: 972.8333; 2: 30.982; 2.1: 94.6509; 2.2: 999.8896; 2.3: 32.7329; 2.4: -935.1383; 2.5: -30.6131
| 2 | 44.95 | 1: 13.7094; 1.1: 64.4997; 1.2: 0.086495; 1.3: 292.175; 1.4: 2.1091; 1.5: 64.4997; 1.6: 292.175; 1.7: 116.87; 1.8: 8.4594; 1.9: 973.9167; 2: 31.0165; 2.1: 94.6528; 2.2: 1002.0977; 2.3: 32.7687; 2.4: -937.5981; 2.5: -30.6595
| 2 | 45 | 1: 13.6408; 1.1: 64.2481; 1.2: 0.086158; 1.3: 292.5; 1.4: 2.0986; 1.5: 64.2481; 1.6: 292.5; 1.7: 117; 1.8: 8.4594; 1.9: 975; 2: 31.051; 2.1: 94.6547; 2.2: 1004.3083; 2.3: 32.8045; 2.4: -940.0602; 2.5: -30.7059
| 2 | 45.05 | 1: 13.5723; 1.1: 63.9967; 1.2: 0.085821; 1.3: 292.825; 1.4: 2.0881; 1.5: 63.9967; 1.6: 292.825; 1.7: 117.13; 1.8: 8.4594; 1.9: 976.0833; 2: 31.0855; 2.1: 94.6566; 2.2: 1006.5214; 2.3: 32.8402; 2.4: -942.5247; 2.5: -30.7522
| 2 | 45.1 | 1: 13.504; 1.1: 63.7453; 1.2: 0.085484; 1.3: 293.15; 1.4: 2.0775; 1.5: 63.7453; 1.6: 293.15; 1.7: 117.26; 1.8: 8.4594; 1.9: 977.1667; 2: 31.12; 2.1: 94.6585; 2.2: 1008.7368; 2.3: 32.876; 2.4: -944.9915; 2.5: -30.7985
| 2 | 45.15 | 1: 13.4359; 1.1: 63.4941; 1.2: 0.085147; 1.3: 293.475; 1.4: 2.0671; 1.5: 63.4941; 1.6: 293.475; 1.7: 117.39; 1.8: 8.4594; 1.9: 978.25; 2: 31.1545; 2.1: 94.6603; 2.2: 1010.9547; 2.3: 32.9118; 2.4: -947.4606; 2.5: -30.8448
| 2 | 45.2 | 1: 13.368; 1.1: 63.243; 1.2: 0.08481; 1.3: 293.8; 1.4: 2.0566; 1.5: 63.243; 1.6: 293.8; 1.7: 117.52; 1.8: 8.4594; 1.9: 979.3333; 2: 31.189; 2.1: 94.6622; 2.2: 1013.175; 2.3: 32.9476; 2.4: -949.932; 2.5: -30.891
| 2 | 45.25 | 1: 13.3002; 1.1: 62.992; 1.2: 0.084474; 1.3: 294.125; 1.4: 2.0462; 1.5: 62.992; 1.6: 294.125; 1.7: 117.65; 1.8: 8.4594; 1.9: 980.4167; 2: 31.2235; 2.1: 94.6641; 2.2: 1015.3977; 2.3: 32.9834; 2.4: -952.4057; 2.5: -30.9372
| 2 | 45.3 | 1: 13.2326; 1.1: 62.7412; 1.2: 0.084137; 1.3: 294.45; 1.4: 2.0358; 1.5: 62.7412; 1.6: 294.45; 1.7: 117.78; 1.8: 8.4594; 1.9: 981.5; 2: 31.258; 2.1: 94.6659; 2.2: 1017.6229; 2.3: 33.0192; 2.4: -954.8818; 2.5: -30.9834
| 2 | 45.35 | 1: 13.1652; 1.1: 62.4904; 1.2: 0.083801; 1.3: 294.775; 1.4: 2.0254; 1.5: 62.4904; 1.6: 294.775; 1.7: 117.91; 1.8: 8.4594; 1.9: 982.5833; 2: 31.2925; 2.1: 94.6678; 2.2: 1019.8505; 2.3: 33.055; 2.4: -957.3601; 2.5: -31.0296
| 2 | 45.4 | 1: 13.098; 1.1: 62.2398; 1.2: 0.083465; 1.3: 295.1; 1.4: 2.0151; 1.5: 62.2398; 1.6: 295.1; 1.7: 118.04; 1.8: 8.4594; 1.9: 983.6667; 2: 31.327; 2.1: 94.6697; 2.2: 1022.0805; 2.3: 33.0908; 2.4: -959.8408; 2.5: -31.0757
| 2 | 45.45 | 1: 13.0309; 1.1: 61.9893; 1.2: 0.083129; 1.3: 295.425; 1.4: 2.0048; 1.5: 61.9893; 1.6: 295.425; 1.7: 118.17; 1.8: 8.4594; 1.9: 984.75; 2: 31.3615; 2.1: 94.6715; 2.2: 1024.313; 2.3: 33.1266; 2.4: -962.3237; 2.5: -31.1219
| 2 | 45.5 | 1: 12.964; 1.1: 61.7389; 1.2: 0.082793; 1.3: 295.75; 1.4: 1.9945; 1.5: 61.7389; 1.6: 295.75; 1.7: 118.3; 1.8: 8.4594; 1.9: 985.8333; 2: 31.396; 2.1: 94.6734; 2.2: 1026.5479; 2.3: 33.1624; 2.4: -964.809; 2.5: -31.1679
| 2 | 45.55 | 1: 12.8973; 1.1: 61.4887; 1.2: 0.082458; 1.3: 296.075; 1.4: 1.9842; 1.5: 61.4887; 1.6: 296.075; 1.7: 118.43; 1.8: 8.4594; 1.9: 986.9167; 2: 31.4305; 2.1: 94.6752; 2.2: 1028.7852; 2.3: 33.1982; 2.4: -967.2965; 2.5: -31.214
| 2 | 45.6 | 1: 12.8307; 1.1: 61.2386; 1.2: 0.082122; 1.3: 296.4; 1.4: 1.974; 1.5: 61.2386; 1.6: 296.4; 1.7: 118.56; 1.8: 8.4594; 1.9: 988; 2: 31.465; 2.1: 94.677; 2.2: 1031.025; 2.3: 33.234; 2.4: -969.7864; 2.5: -31.26
| 2 | 45.65 | 1: 12.7644; 1.1: 60.9886; 1.2: 0.081787; 1.3: 296.725; 1.4: 1.9638; 1.5: 60.9886; 1.6: 296.725; 1.7: 118.69; 1.8: 8.4594; 1.9: 989.0833; 2: 31.4995; 2.1: 94.6789; 2.2: 1033.2671; 2.3: 33.2698; 2.4: -972.2785; 2.5: -31.306
| 2 | 45.7 | 1: 12.6982; 1.1: 60.7388; 1.2: 0.081452; 1.3: 297.05; 1.4: 1.9536; 1.5: 60.7388; 1.6: 297.05; 1.7: 118.82; 1.8: 8.4594; 1.9: 990.1667; 2: 31.534; 2.1: 94.6807; 2.2: 1035.5118; 2.3: 33.3056; 2.4: -974.7729; 2.5: -31.352
| 2 | 45.75 | 1: 12.6322; 1.1: 60.4892; 1.2: 0.081117; 1.3: 297.375; 1.4: 1.9434; 1.5: 60.4892; 1.6: 297.375; 1.7: 118.95; 1.8: 8.4594; 1.9: 991.25; 2: 31.5685; 2.1: 94.6826; 2.2: 1037.7588; 2.3: 33.3414; 2.4: -977.2696; 2.5: -31.398
| 2 | 45.8 | 1: 12.5663; 1.1: 60.2396; 1.2: 0.080783; 1.3: 297.7; 1.4: 1.9333; 1.5: 60.2396; 1.6: 297.7; 1.7: 119.08; 1.8: 8.4594; 1.9: 992.3333; 2: 31.603; 2.1: 94.6844; 2.2: 1040.0083; 2.3: 33.3772; 2.4: -979.7686; 2.5: -31.4439
| 2 | 45.85 | 1: 12.5007; 1.1: 59.9903; 1.2: 0.080448; 1.3: 298.025; 1.4: 1.9232; 1.5: 59.9903; 1.6: 298.025; 1.7: 119.21; 1.8: 8.4594; 1.9: 993.4167; 2: 31.6375; 2.1: 94.6862; 2.2: 1042.2602; 2.3: 33.413; 2.4: -982.2699; 2.5: -31.4898
| 2 | 45.9 | 1: 12.4352; 1.1: 59.7411; 1.2: 0.080114; 1.3: 298.35; 1.4: 1.9131; 1.5: 59.7411; 1.6: 298.35; 1.7: 119.34; 1.8: 8.4594; 1.9: 994.5; 2: 31.672; 2.1: 94.688; 2.2: 1044.5145; 2.3: 33.4488; 2.4: -984.7734; 2.5: -31.5357
| 2 | 45.95 | 1: 12.3699; 1.1: 59.492; 1.2: 0.07978; 1.3: 298.675; 1.4: 1.9031; 1.5: 59.492; 1.6: 298.675; 1.7: 119.47; 1.8: 8.4594; 1.9: 995.5833; 2: 31.7065; 2.1: 94.6899; 2.2: 1046.7713; 2.3: 33.4846; 2.4: -987.2793; 2.5: -31.5815
| 2 | 46 | 1: 12.3047; 1.1: 59.2431; 1.2: 0.079446; 1.3: 299; 1.4: 1.893; 1.5: 59.2431; 1.6: 299; 1.7: 119.6; 1.8: 8.4594; 1.9: 996.6667; 2: 31.741; 2.1: 94.6917; 2.2: 1049.0304; 2.3: 33.5203; 2.4: -989.7873; 2.5: -31.6273
| 2 | 46.05 | 1: 12.2397; 1.1: 58.9944; 1.2: 0.079113; 1.3: 299.325; 1.4: 1.883; 1.5: 58.9944; 1.6: 299.325; 1.7: 119.73; 1.8: 8.4594; 1.9: 997.75; 2: 31.7755; 2.1: 94.6935; 2.2: 1051.2921; 2.3: 33.5561; 2.4: -992.2977; 2.5: -31.6731
| 2 | 46.1 | 1: 12.175; 1.1: 58.7458; 1.2: 0.078779; 1.3: 299.65; 1.4: 1.8731; 1.5: 58.7458; 1.6: 299.65; 1.7: 119.86; 1.8: 8.4594; 1.9: 998.8333; 2: 31.81; 2.1: 94.6953; 2.2: 1053.5561; 2.3: 33.5919; 2.4: -994.8103; 2.5: -31.7189
| 2 | 46.15 | 1: 12.1103; 1.1: 58.4974; 1.2: 0.078446; 1.3: 299.975; 1.4: 1.8631; 1.5: 58.4974; 1.6: 299.975; 1.7: 119.99; 1.8: 8.4594; 1.9: 999.9167; 2: 31.8445; 2.1: 94.6971; 2.2: 1055.8226; 2.3: 33.6277; 2.4: -997.3252; 2.5: -31.7646
| 2 | 46.2 | 1: 12.0459; 1.1: 58.2492; 1.2: 0.078113; 1.3: 300.3; 1.4: 1.8532; 1.5: 58.2492; 1.6: 300.3; 1.7: 120.12; 1.8: 8.4594; 1.9: 1001; 2: 31.879; 2.1: 94.6989; 2.2: 1058.0915; 2.3: 33.6635; 2.4: -999.8423; 2.5: -31.8103
| 2 | 46.25 | 1: 11.9816; 1.1: 58.0011; 1.2: 0.077781; 1.3: 300.625; 1.4: 1.8433; 1.5: 58.0011; 1.6: 300.625; 1.7: 120.25; 1.8: 8.4594; 1.9: 1002.0833; 2: 31.9135; 2.1: 94.7007; 2.2: 1060.3628; 2.3: 33.6993; 2.4: -1002.3617; 2.5: -31.856
| 2 | 46.3 | 1: 11.9175; 1.1: 57.7532; 1.2: 0.077448; 1.3: 300.95; 1.4: 1.8335; 1.5: 57.7532; 1.6: 300.95; 1.7: 120.38; 1.8: 8.4594; 1.9: 1003.1667; 2: 31.948; 2.1: 94.7025; 2.2: 1062.6366; 2.3: 33.7351; 2.4: -1004.8834; 2.5: -31.9016
| 2 | 46.35 | 1: 11.8536; 1.1: 57.5055; 1.2: 0.077116; 1.3: 301.275; 1.4: 1.8236; 1.5: 57.5055; 1.6: 301.275; 1.7: 120.51; 1.8: 8.4594; 1.9: 1004.25; 2: 31.9825; 2.1: 94.7043; 2.2: 1064.9128; 2.3: 33.7709; 2.4: -1007.4073; 2.5: -31.9473
| 2 | 46.4 | 1: 11.7899; 1.1: 57.258; 1.2: 0.076784; 1.3: 301.6; 1.4: 1.8138; 1.5: 57.258; 1.6: 301.6; 1.7: 120.64; 1.8: 8.4594; 1.9: 1005.3333; 2: 32.017; 2.1: 94.7061; 2.2: 1067.1914; 2.3: 33.8067; 2.4: -1009.9334; 2.5: -31.9929
| 2 | 46.45 | 1: 11.7263; 1.1: 57.0106; 1.2: 0.076453; 1.3: 301.925; 1.4: 1.804; 1.5: 57.0106; 1.6: 301.925; 1.7: 120.77; 1.8: 8.4594; 1.9: 1006.4167; 2: 32.0515; 2.1: 94.7079; 2.2: 1069.4724; 2.3: 33.8425; 2.4: -1012.4618; 2.5: -32.0384
| 2 | 46.5 | 1: 11.6629; 1.1: 56.7635; 1.2: 0.076121; 1.3: 302.25; 1.4: 1.7943; 1.5: 56.7635; 1.6: 302.25; 1.7: 120.9; 1.8: 8.4594; 1.9: 1007.5; 2: 32.086; 2.1: 94.7096; 2.2: 1071.7559; 2.3: 33.8783; 2.4: -1014.9924; 2.5: -32.084
| 2 | 46.55 | 1: 11.5997; 1.1: 56.5165; 1.2: 0.07579; 1.3: 302.575; 1.4: 1.7846; 1.5: 56.5165; 1.6: 302.575; 1.7: 121.03; 1.8: 8.4594; 1.9: 1008.5833; 2: 32.1205; 2.1: 94.7114; 2.2: 1074.0418; 2.3: 33.9141; 2.4: -1017.5253; 2.5: -32.1295
| 2 | 46.6 | 1: 11.5367; 1.1: 56.2698; 1.2: 0.075459; 1.3: 302.9; 1.4: 1.7749; 1.5: 56.2698; 1.6: 302.9; 1.7: 121.16; 1.8: 8.4594; 1.9: 1009.6667; 2: 32.155; 2.1: 94.7132; 2.2: 1076.3302; 2.3: 33.9498; 2.4: -1020.0604; 2.5: -32.175
| 2 | 46.65 | 1: 11.4738; 1.1: 56.0232; 1.2: 0.075128; 1.3: 303.225; 1.4: 1.7652; 1.5: 56.0232; 1.6: 303.225; 1.7: 121.29; 1.8: 8.4594; 1.9: 1010.75; 2: 32.1895; 2.1: 94.715; 2.2: 1078.6209; 2.3: 33.9856; 2.4: -1022.5977; 2.5: -32.2204
| 2 | 46.7 | 1: 11.4111; 1.1: 55.7768; 1.2: 0.074798; 1.3: 303.55; 1.4: 1.7556; 1.5: 55.7768; 1.6: 303.55; 1.7: 121.42; 1.8: 8.4594; 1.9: 1011.8333; 2: 32.224; 2.1: 94.7167; 2.2: 1080.9141; 2.3: 34.0214; 2.4: -1025.1373; 2.5: -32.2659
| 2 | 46.75 | 1: 11.3486; 1.1: 55.5307; 1.2: 0.074468; 1.3: 303.875; 1.4: 1.7459; 1.5: 55.5307; 1.6: 303.875; 1.7: 121.55; 1.8: 8.4594; 1.9: 1012.9167; 2: 32.2585; 2.1: 94.7185; 2.2: 1083.2098; 2.3: 34.0572; 2.4: -1027.6791; 2.5: -32.3113
| 2 | 46.8 | 1: 11.2863; 1.1: 55.2847; 1.2: 0.074138; 1.3: 304.2; 1.4: 1.7364; 1.5: 55.2847; 1.6: 304.2; 1.7: 121.68; 1.8: 8.4594; 1.9: 1014; 2: 32.293; 2.1: 94.7203; 2.2: 1085.5078; 2.3: 34.093; 2.4: -1030.2231; 2.5: -32.3567
| 2 | 46.85 | 1: 11.2241; 1.1: 55.0389; 1.2: 0.073808; 1.3: 304.525; 1.4: 1.7268; 1.5: 55.0389; 1.6: 304.525; 1.7: 121.81; 1.8: 8.4594; 1.9: 1015.0833; 2: 32.3275; 2.1: 94.722; 2.2: 1087.8083; 2.3: 34.1288; 2.4: -1032.7694; 2.5: -32.402
| 2 | 46.9 | 1: 11.1621; 1.1: 54.7934; 1.2: 0.073479; 1.3: 304.85; 1.4: 1.7173; 1.5: 54.7934; 1.6: 304.85; 1.7: 121.94; 1.8: 8.4594; 1.9: 1016.1667; 2: 32.362; 2.1: 94.7238; 2.2: 1090.1112; 2.3: 34.1646; 2.4: -1035.3178; 2.5: -32.4473
| 2 | 46.95 | 1: 11.1003; 1.1: 54.5481; 1.2: 0.07315; 1.3: 305.175; 1.4: 1.7077; 1.5: 54.5481; 1.6: 305.175; 1.7: 122.07; 1.8: 8.4594; 1.9: 1017.25; 2: 32.3965; 2.1: 94.7255; 2.2: 1092.4165; 2.3: 34.2004; 2.4: -1037.8685; 2.5: -32.4926
| 2 | 47 | 1: 11.0387; 1.1: 54.3029; 1.2: 0.072821; 1.3: 305.5; 1.4: 1.6983; 1.5: 54.3029; 1.6: 305.5; 1.7: 122.2; 1.8: 8.4594; 1.9: 1018.3333; 2: 32.431; 2.1: 94.7273; 2.2: 1094.7243; 2.3: 34.2362; 2.4: -1040.4214; 2.5: -32.5379
| 2 | 47.05 | 1: 10.9772; 1.1: 54.058; 1.2: 0.072493; 1.3: 305.825; 1.4: 1.6888; 1.5: 54.058; 1.6: 305.825; 1.7: 122.33; 1.8: 8.4594; 1.9: 1019.4167; 2: 32.4655; 2.1: 94.729; 2.2: 1097.0345; 2.3: 34.272; 2.4: -1042.9765; 2.5: -32.5832
| 2 | 47.1 | 1: 10.9159; 1.1: 53.8134; 1.2: 0.072165; 1.3: 306.15; 1.4: 1.6794; 1.5: 53.8134; 1.6: 306.15; 1.7: 122.46; 1.8: 8.4594; 1.9: 1020.5; 2: 32.5; 2.1: 94.7308; 2.2: 1099.3471; 2.3: 34.3077; 2.4: -1045.5338; 2.5: -32.6284
| 2 | 47.15 | 1: 10.8548; 1.1: 53.5689; 1.2: 0.071837; 1.3: 306.475; 1.4: 1.67; 1.5: 53.5689; 1.6: 306.475; 1.7: 122.59; 1.8: 8.4594; 1.9: 1021.5833; 2: 32.5345; 2.1: 94.7325; 2.2: 1101.6622; 2.3: 34.3435; 2.4: -1048.0933; 2.5: -32.6736
| 2 | 47.2 | 1: 10.7939; 1.1: 53.3247; 1.2: 0.07151; 1.3: 306.8; 1.4: 1.6606; 1.5: 53.3247; 1.6: 306.8; 1.7: 122.72; 1.8: 8.4594; 1.9: 1022.6667; 2: 32.569; 2.1: 94.7343; 2.2: 1103.9797; 2.3: 34.3793; 2.4: -1050.655; 2.5: -32.7187
| 2 | 47.25 | 1: 10.7331; 1.1: 53.0807; 1.2: 0.071182; 1.3: 307.125; 1.4: 1.6513; 1.5: 53.0807; 1.6: 307.125; 1.7: 122.85; 1.8: 8.4594; 1.9: 1023.75; 2: 32.6035; 2.1: 94.736; 2.2: 1106.2996; 2.3: 34.4151; 2.4: -1053.2189; 2.5: -32.7639
| 2 | 47.3 | 1: 10.6725; 1.1: 52.8369; 1.2: 0.070856; 1.3: 307.45; 1.4: 1.6419; 1.5: 52.8369; 1.6: 307.45; 1.7: 122.98; 1.8: 8.4594; 1.9: 1024.8333; 2: 32.638; 2.1: 94.7377; 2.2: 1108.622; 2.3: 34.4509; 2.4: -1055.785; 2.5: -32.809
| 2 | 47.35 | 1: 10.6121; 1.1: 52.5934; 1.2: 0.070529; 1.3: 307.775; 1.4: 1.6326; 1.5: 52.5934; 1.6: 307.775; 1.7: 123.11; 1.8: 8.4594; 1.9: 1025.9167; 2: 32.6725; 2.1: 94.7395; 2.2: 1110.9467; 2.3: 34.4867; 2.4: -1058.3533; 2.5: -32.8541
| 2 | 47.4 | 1: 10.5519; 1.1: 52.3501; 1.2: 0.070203; 1.3: 308.1; 1.4: 1.6234; 1.5: 52.3501; 1.6: 308.1; 1.7: 123.24; 1.8: 8.4594; 1.9: 1027; 2: 32.707; 2.1: 94.7412; 2.2: 1113.2739; 2.3: 34.5225; 2.4: -1060.9238; 2.5: -32.8991
| 2 | 47.45 | 1: 10.4919; 1.1: 52.1071; 1.2: 0.069877; 1.3: 308.425; 1.4: 1.6141; 1.5: 52.1071; 1.6: 308.425; 1.7: 123.37; 1.8: 8.4594; 1.9: 1028.0833; 2: 32.7415; 2.1: 94.7429; 2.2: 1115.6036; 2.3: 34.5583; 2.4: -1063.4965; 2.5: -32.9441
| 2 | 47.5 | 1: 10.432; 1.1: 51.8643; 1.2: 0.069551; 1.3: 308.75; 1.4: 1.6049; 1.5: 51.8643; 1.6: 308.75; 1.7: 123.5; 1.8: 8.4594; 1.9: 1029.1667; 2: 32.776; 2.1: 94.7446; 2.2: 1117.9356; 2.3: 34.5941; 2.4: -1066.0714; 2.5: -32.9891
| 2 | 47.55 | 1: 10.3723; 1.1: 51.6217; 1.2: 0.069226; 1.3: 309.075; 1.4: 1.5957; 1.5: 51.6217; 1.6: 309.075; 1.7: 123.63; 1.8: 8.4594; 1.9: 1030.25; 2: 32.8105; 2.1: 94.7463; 2.2: 1120.2701; 2.3: 34.6298; 2.4: -1068.6484; 2.5: -33.0341
| 2 | 47.6 | 1: 10.3127; 1.1: 51.3794; 1.2: 0.068901; 1.3: 309.4; 1.4: 1.5866; 1.5: 51.3794; 1.6: 309.4; 1.7: 123.76; 1.8: 8.4594; 1.9: 1031.3333; 2: 32.845; 2.1: 94.7481; 2.2: 1122.6071; 2.3: 34.6656; 2.4: -1071.2276; 2.5: -33.0791
| 2 | 47.65 | 1: 10.2534; 1.1: 51.1374; 1.2: 0.068576; 1.3: 309.725; 1.4: 1.5774; 1.5: 51.1374; 1.6: 309.725; 1.7: 123.89; 1.8: 8.4594; 1.9: 1032.4167; 2: 32.8795; 2.1: 94.7498; 2.2: 1124.9464; 2.3: 34.7014; 2.4: -1073.809; 2.5: -33.124
| 2 | 47.7 | 1: 10.1942; 1.1: 50.8956; 1.2: 0.068252; 1.3: 310.05; 1.4: 1.5683; 1.5: 50.8956; 1.6: 310.05; 1.7: 124.02; 1.8: 8.4594; 1.9: 1033.5; 2: 32.914; 2.1: 94.7515; 2.2: 1127.2882; 2.3: 34.7372; 2.4: -1076.3926; 2.5: -33.1689
| 2 | 47.75 | 1: 10.1352; 1.1: 50.654; 1.2: 0.067928; 1.3: 310.375; 1.4: 1.5593; 1.5: 50.654; 1.6: 310.375; 1.7: 124.15; 1.8: 8.4594; 1.9: 1034.5833; 2: 32.9485; 2.1: 94.7532; 2.2: 1129.6324; 2.3: 34.773; 2.4: -1078.9784; 2.5: -33.2137
| 2 | 47.8 | 1: 10.0764; 1.1: 50.4128; 1.2: 0.067605; 1.3: 310.7; 1.4: 1.5502; 1.5: 50.4128; 1.6: 310.7; 1.7: 124.28; 1.8: 8.4594; 1.9: 1035.6667; 2: 32.983; 2.1: 94.7549; 2.2: 1131.9791; 2.3: 34.8088; 2.4: -1081.5663; 2.5: -33.2586
| 2 | 47.85 | 1: 10.0177; 1.1: 50.1718; 1.2: 0.067281; 1.3: 311.025; 1.4: 1.5412; 1.5: 50.1718; 1.6: 311.025; 1.7: 124.41; 1.8: 8.4594; 1.9: 1036.75; 2: 33.0175; 2.1: 94.7566; 2.2: 1134.3281; 2.3: 34.8446; 2.4: -1084.1564; 2.5: -33.3034
| 2 | 47.9 | 1: 9.9592; 1.1: 49.931; 1.2: 0.066959; 1.3: 311.35; 1.4: 1.5322; 1.5: 49.931; 1.6: 311.35; 1.7: 124.54; 1.8: 8.4594; 1.9: 1037.8333; 2: 33.052; 2.1: 94.7583; 2.2: 1136.6796; 2.3: 34.8803; 2.4: -1086.7486; 2.5: -33.3482
| 2 | 47.95 | 1: 9.9009; 1.1: 49.6905; 1.2: 0.066636; 1.3: 311.675; 1.4: 1.5232; 1.5: 49.6905; 1.6: 311.675; 1.7: 124.67; 1.8: 8.4594; 1.9: 1038.9167; 2: 33.0865; 2.1: 94.76; 2.2: 1139.0336; 2.3: 34.9161; 2.4: -1089.343; 2.5: -33.3929
| 2 | 48 | 1: 9.8428; 1.1: 49.4503; 1.2: 0.066314; 1.3: 312; 1.4: 1.5143; 1.5: 49.4503; 1.6: 312; 1.7: 124.8; 1.8: 8.4594; 1.9: 1040; 2: 33.121; 2.1: 94.7617; 2.2: 1141.3899; 2.3: 34.9519; 2.4: -1091.9396; 2.5: -33.4376
| 2 | 48.05 | 1: 9.7849; 1.1: 49.2104; 1.2: 0.065992; 1.3: 312.325; 1.4: 1.5054; 1.5: 49.2104; 1.6: 312.325; 1.7: 124.93; 1.8: 8.4594; 1.9: 1041.0833; 2: 33.1555; 2.1: 94.7633; 2.2: 1143.7487; 2.3: 34.9877; 2.4: -1094.5383; 2.5: -33.4823
| 2 | 48.1 | 1: 9.7271; 1.1: 48.9708; 1.2: 0.065671; 1.3: 312.65; 1.4: 1.4965; 1.5: 48.9708; 1.6: 312.65; 1.7: 125.06; 1.8: 8.4594; 1.9: 1042.1667; 2: 33.19; 2.1: 94.765; 2.2: 1146.1099; 2.3: 35.0235; 2.4: -1097.1392; 2.5: -33.527
| 2 | 48.15 | 1: 9.6695; 1.1: 48.7314; 1.2: 0.06535; 1.3: 312.975; 1.4: 1.4876; 1.5: 48.7314; 1.6: 312.975; 1.7: 125.19; 1.8: 8.4594; 1.9: 1043.25; 2: 33.2245; 2.1: 94.7667; 2.2: 1148.4736; 2.3: 35.0593; 2.4: -1099.7422; 2.5: -33.5717
| 2 | 48.2 | 1: 9.6121; 1.1: 48.4923; 1.2: 0.065029; 1.3: 313.3; 1.4: 1.4788; 1.5: 48.4923; 1.6: 313.3; 1.7: 125.32; 1.8: 8.4594; 1.9: 1044.3333; 2: 33.259; 2.1: 94.7684; 2.2: 1150.8397; 2.3: 35.0951; 2.4: -1102.3474; 2.5: -33.6163
| 2 | 48.25 | 1: 9.5548; 1.1: 48.2535; 1.2: 0.064709; 1.3: 313.625; 1.4: 1.47; 1.5: 48.2535; 1.6: 313.625; 1.7: 125.45; 1.8: 8.4594; 1.9: 1045.4167; 2: 33.2935; 2.1: 94.7701; 2.2: 1153.2082; 2.3: 35.1308; 2.4: -1104.9547; 2.5: -33.6609
| 2 | 48.3 | 1: 9.4978; 1.1: 48.015; 1.2: 0.064389; 1.3: 313.95; 1.4: 1.4612; 1.5: 48.015; 1.6: 313.95; 1.7: 125.58; 1.8: 8.4594; 1.9: 1046.5; 2: 33.328; 2.1: 94.7717; 2.2: 1155.5791; 2.3: 35.1666; 2.4: -1107.5641; 2.5: -33.7054
| 2 | 48.35 | 1: 9.4409; 1.1: 47.7768; 1.2: 0.06407; 1.3: 314.275; 1.4: 1.4524; 1.5: 47.7768; 1.6: 314.275; 1.7: 125.71; 1.8: 8.4594; 1.9: 1047.5833; 2: 33.3625; 2.1: 94.7734; 2.2: 1157.9525; 2.3: 35.2024; 2.4: -1110.1757; 2.5: -33.75
| 2 | 48.4 | 1: 9.3842; 1.1: 47.5389; 1.2: 0.063751; 1.3: 314.6; 1.4: 1.4437; 1.5: 47.5389; 1.6: 314.6; 1.7: 125.84; 1.8: 8.4594; 1.9: 1048.6667; 2: 33.397; 2.1: 94.7751; 2.2: 1160.3283; 2.3: 35.2382; 2.4: -1112.7894; 2.5: -33.7945
| 2 | 48.45 | 1: 9.3276; 1.1: 47.3013; 1.2: 0.063432; 1.3: 314.925; 1.4: 1.435; 1.5: 47.3013; 1.6: 314.925; 1.7: 125.97; 1.8: 8.4594; 1.9: 1049.75; 2: 33.4315; 2.1: 94.7767; 2.2: 1162.7065; 2.3: 35.274; 2.4: -1115.4053; 2.5: -33.839
| 2 | 48.5 | 1: 9.2712; 1.1: 47.0639; 1.2: 0.063114; 1.3: 315.25; 1.4: 1.4263; 1.5: 47.0639; 1.6: 315.25; 1.7: 126.1; 1.8: 8.4594; 1.9: 1050.8333; 2: 33.466; 2.1: 94.7784; 2.2: 1165.0872; 2.3: 35.3098; 2.4: -1118.0233; 2.5: -33.8834
| 2 | 48.55 | 1: 9.2151; 1.1: 46.8269; 1.2: 0.062796; 1.3: 315.575; 1.4: 1.4177; 1.5: 46.8269; 1.6: 315.575; 1.7: 126.23; 1.8: 8.4594; 1.9: 1051.9167; 2: 33.5005; 2.1: 94.78; 2.2: 1167.4703; 2.3: 35.3456; 2.4: -1120.6434; 2.5: -33.9279
| 2 | 48.6 | 1: 9.159; 1.1: 46.5902; 1.2: 0.062478; 1.3: 315.9; 1.4: 1.4091; 1.5: 46.5902; 1.6: 315.9; 1.7: 126.36; 1.8: 8.4594; 1.9: 1053; 2: 33.535; 2.1: 94.7817; 2.2: 1169.8558; 2.3: 35.3813; 2.4: -1123.2656; 2.5: -33.9723
| 2 | 48.65 | 1: 9.1032; 1.1: 46.3538; 1.2: 0.062161; 1.3: 316.225; 1.4: 1.4005; 1.5: 46.3538; 1.6: 316.225; 1.7: 126.49; 1.8: 8.4594; 1.9: 1054.0833; 2: 33.5695; 2.1: 94.7833; 2.2: 1172.2438; 2.3: 35.4171; 2.4: -1125.89; 2.5: -34.0166
| 2 | 48.7 | 1: 9.0475; 1.1: 46.1177; 1.2: 0.061845; 1.3: 316.55; 1.4: 1.3919; 1.5: 46.1177; 1.6: 316.55; 1.7: 126.62; 1.8: 8.4594; 1.9: 1055.1667; 2: 33.604; 2.1: 94.785; 2.2: 1174.6342; 2.3: 35.4529; 2.4: -1128.5165; 2.5: -34.061
| 2 | 48.75 | 1: 8.992; 1.1: 45.8819; 1.2: 0.061529; 1.3: 316.875; 1.4: 1.3834; 1.5: 45.8819; 1.6: 316.875; 1.7: 126.75; 1.8: 8.4594; 1.9: 1056.25; 2: 33.6385; 2.1: 94.7866; 2.2: 1177.027; 2.3: 35.4887; 2.4: -1131.1451; 2.5: -34.1053
| 2 | 48.8 | 1: 8.9367; 1.1: 45.6465; 1.2: 0.061213; 1.3: 317.2; 1.4: 1.3749; 1.5: 45.6465; 1.6: 317.2; 1.7: 126.88; 1.8: 8.4594; 1.9: 1057.3333; 2: 33.673; 2.1: 94.7883; 2.2: 1179.4223; 2.3: 35.5245; 2.4: -1133.7758; 2.5: -34.1496
| 2 | 48.85 | 1: 8.8816; 1.1: 45.4113; 1.2: 0.060898; 1.3: 317.525; 1.4: 1.3664; 1.5: 45.4113; 1.6: 317.525; 1.7: 127.01; 1.8: 8.4594; 1.9: 1058.4167; 2: 33.7075; 2.1: 94.7899; 2.2: 1181.82; 2.3: 35.5603; 2.4: -1136.4086; 2.5: -34.1939
| 2 | 48.9 | 1: 8.8266; 1.1: 45.1765; 1.2: 0.060583; 1.3: 317.85; 1.4: 1.3579; 1.5: 45.1765; 1.6: 317.85; 1.7: 127.14; 1.8: 8.4594; 1.9: 1059.5; 2: 33.742; 2.1: 94.7915; 2.2: 1184.2201; 2.3: 35.5961; 2.4: -1139.0436; 2.5: -34.2381
| 2 | 48.95 | 1: 8.7719; 1.1: 44.942; 1.2: 0.060268; 1.3: 318.175; 1.4: 1.3495; 1.5: 44.942; 1.6: 318.175; 1.7: 127.27; 1.8: 8.4594; 1.9: 1060.5833; 2: 33.7765; 2.1: 94.7932; 2.2: 1186.6226; 2.3: 35.6318; 2.4: -1141.6806; 2.5: -34.2823
| 2 | 49 | 1: 8.7172; 1.1: 44.7079; 1.2: 0.059954; 1.3: 318.5; 1.4: 1.3411; 1.5: 44.7079; 1.6: 318.5; 1.7: 127.4; 1.8: 8.4594; 1.9: 1061.6667; 2: 33.811; 2.1: 94.7948; 2.2: 1189.0276; 2.3: 35.6676; 2.4: -1144.3198; 2.5: -34.3265
| 2 | 49.05 | 1: 8.6628; 1.1: 44.474; 1.2: 0.059641; 1.3: 318.825; 1.4: 1.3327; 1.5: 44.474; 1.6: 318.825; 1.7: 127.53; 1.8: 8.4594; 1.9: 1062.75; 2: 33.8455; 2.1: 94.7964; 2.2: 1191.435; 2.3: 35.7034; 2.4: -1146.961; 2.5: -34.3707
| 2 | 49.1 | 1: 8.6086; 1.1: 44.2405; 1.2: 0.059328; 1.3: 319.15; 1.4: 1.3244; 1.5: 44.2405; 1.6: 319.15; 1.7: 127.66; 1.8: 8.4594; 1.9: 1063.8333; 2: 33.88; 2.1: 94.798; 2.2: 1193.8449; 2.3: 35.7392; 2.4: -1149.6043; 2.5: -34.4148
| 2 | 49.15 | 1: 8.5545; 1.1: 44.0074; 1.2: 0.059015; 1.3: 319.475; 1.4: 1.3161; 1.5: 44.0074; 1.6: 319.475; 1.7: 127.79; 1.8: 8.4594; 1.9: 1064.9167; 2: 33.9145; 2.1: 94.7996; 2.2: 1196.2571; 2.3: 35.775; 2.4: -1152.2498; 2.5: -34.4589
| 2 | 49.2 | 1: 8.5006; 1.1: 43.7745; 1.2: 0.058703; 1.3: 319.8; 1.4: 1.3078; 1.5: 43.7745; 1.6: 319.8; 1.7: 127.92; 1.8: 8.4594; 1.9: 1066; 2: 33.949; 2.1: 94.8013; 2.2: 1198.6719; 2.3: 35.8108; 2.4: -1154.8973; 2.5: -34.503
| 2 | 49.25 | 1: 8.4468; 1.1: 43.542; 1.2: 0.058391; 1.3: 320.125; 1.4: 1.2995; 1.5: 43.542; 1.6: 320.125; 1.7: 128.05; 1.8: 8.4594; 1.9: 1067.0833; 2: 33.9835; 2.1: 94.8029; 2.2: 1201.089; 2.3: 35.8465; 2.4: -1157.5469; 2.5: -34.547
| 2 | 49.3 | 1: 8.3933; 1.1: 43.3099; 1.2: 0.05808; 1.3: 320.45; 1.4: 1.2913; 1.5: 43.3099; 1.6: 320.45; 1.7: 128.18; 1.8: 8.4594; 1.9: 1068.1667; 2: 34.018; 2.1: 94.8045; 2.2: 1203.5086; 2.3: 35.8823; 2.4: -1160.1987; 2.5: -34.591
| 2 | 49.35 | 1: 8.3399; 1.1: 43.0781; 1.2: 0.057769; 1.3: 320.775; 1.4: 1.2831; 1.5: 43.0781; 1.6: 320.775; 1.7: 128.31; 1.8: 8.4594; 1.9: 1069.25; 2: 34.0525; 2.1: 94.8061; 2.2: 1205.9306; 2.3: 35.9181; 2.4: -1162.8525; 2.5: -34.635
| 2 | 49.4 | 1: 8.2867; 1.1: 42.8467; 1.2: 0.057458; 1.3: 321.1; 1.4: 1.2749; 1.5: 42.8467; 1.6: 321.1; 1.7: 128.44; 1.8: 8.4594; 1.9: 1070.3333; 2: 34.087; 2.1: 94.8077; 2.2: 1208.355; 2.3: 35.9539; 2.4: -1165.5083; 2.5: -34.679
| 2 | 49.45 | 1: 8.2337; 1.1: 42.6156; 1.2: 0.057148; 1.3: 321.425; 1.4: 1.2667; 1.5: 42.6156; 1.6: 321.425; 1.7: 128.57; 1.8: 8.4594; 1.9: 1071.4167; 2: 34.1215; 2.1: 94.8093; 2.2: 1210.7819; 2.3: 35.9897; 2.4: -1168.1663; 2.5: -34.723
| 2 | 49.5 | 1: 8.1808; 1.1: 42.3849; 1.2: 0.056839; 1.3: 321.75; 1.4: 1.2586; 1.5: 42.3849; 1.6: 321.75; 1.7: 128.7; 1.8: 8.4594; 1.9: 1072.5; 2: 34.1561; 2.1: 94.8109; 2.2: 1213.2112; 2.3: 36.0255; 2.4: -1170.8263; 2.5: -34.7669
| 2 | 49.55 | 1: 8.1282; 1.1: 42.1545; 1.2: 0.05653; 1.3: 322.075; 1.4: 1.2505; 1.5: 42.1545; 1.6: 322.075; 1.7: 128.83; 1.8: 8.4594; 1.9: 1073.5833; 2: 34.1906; 2.1: 94.8125; 2.2: 1215.6429; 2.3: 36.0612; 2.4: -1173.4885; 2.5: -34.8108
| 2 | 49.6 | 1: 8.0757; 1.1: 41.9245; 1.2: 0.056222; 1.3: 322.4; 1.4: 1.2424; 1.5: 41.9245; 1.6: 322.4; 1.7: 128.96; 1.8: 8.4594; 1.9: 1074.6667; 2: 34.2251; 2.1: 94.8141; 2.2: 1218.0771; 2.3: 36.097; 2.4: -1176.1526; 2.5: -34.8546
| 2 | 49.65 | 1: 8.0233; 1.1: 41.6948; 1.2: 0.055914; 1.3: 322.725; 1.4: 1.2344; 1.5: 41.6948; 1.6: 322.725; 1.7: 129.09; 1.8: 8.4594; 1.9: 1075.75; 2: 34.2596; 2.1: 94.8157; 2.2: 1220.5137; 2.3: 36.1328; 2.4: -1178.8189; 2.5: -34.8984
| 2 | 49.7 | 1: 7.9712; 1.1: 41.4656; 1.2: 0.055606; 1.3: 323.05; 1.4: 1.2263; 1.5: 41.4656; 1.6: 323.05; 1.7: 129.22; 1.8: 8.4594; 1.9: 1076.8333; 2: 34.2941; 2.1: 94.8172; 2.2: 1222.9528; 2.3: 36.1686; 2.4: -1181.4872; 2.5: -34.9423
| 2 | 49.75 | 1: 7.9192; 1.1: 41.2366; 1.2: 0.055299; 1.3: 323.375; 1.4: 1.2183; 1.5: 41.2366; 1.6: 323.375; 1.7: 129.35; 1.8: 8.4594; 1.9: 1077.9167; 2: 34.3286; 2.1: 94.8188; 2.2: 1225.3943; 2.3: 36.2044; 2.4: -1184.1576; 2.5: -34.986
| 2 | 49.8 | 1: 7.8674; 1.1: 41.0081; 1.2: 0.054993; 1.3: 323.7; 1.4: 1.2104; 1.5: 41.0081; 1.6: 323.7; 1.7: 129.48; 1.8: 8.4594; 1.9: 1079; 2: 34.3631; 2.1: 94.8204; 2.2: 1227.8382; 2.3: 36.2402; 2.4: -1186.8301; 2.5: -35.0298
| 2 | 49.85 | 1: 7.8158; 1.1: 40.7799; 1.2: 0.054687; 1.3: 324.025; 1.4: 1.2024; 1.5: 40.7799; 1.6: 324.025; 1.7: 129.61; 1.8: 8.4594; 1.9: 1080.0833; 2: 34.3976; 2.1: 94.822; 2.2: 1230.2845; 2.3: 36.2759; 2.4: -1189.5046; 2.5: -35.0735
| 2 | 49.9 | 1: 7.7643; 1.1: 40.5522; 1.2: 0.054381; 1.3: 324.35; 1.4: 1.1945; 1.5: 40.5522; 1.6: 324.35; 1.7: 129.74; 1.8: 8.4594; 1.9: 1081.1667; 2: 34.4321; 2.1: 94.8235; 2.2: 1232.7333; 2.3: 36.3117; 2.4: -1192.1811; 2.5: -35.1172
| 2 | 49.95 | 1: 7.7131; 1.1: 40.3247; 1.2: 0.054076; 1.3: 324.675; 1.4: 1.1866; 1.5: 40.3247; 1.6: 324.675; 1.7: 129.87; 1.8: 8.4594; 1.9: 1082.25; 2: 34.4666; 2.1: 94.8251; 2.2: 1235.1845; 2.3: 36.3475; 2.4: -1194.8598; 2.5: -35.1609
| 2 | 50 | 1: 7.662; 1.1: 40.0977; 1.2: 0.053772; 1.3: 325; 1.4: 1.1788; 1.5: 40.0977; 1.6: 325; 1.7: 130; 1.8: 8.4594; 1.9: 1083.3333; 2: 34.5011; 2.1: 94.8267; 2.2: 1237.6382; 2.3: 36.3833; 2.4: -1197.5404; 2.5: -35.2045
| 2 | 50.05 | 1: 7.6111; 1.1: 39.8711; 1.2: 0.053468; 1.3: 325.325; 1.4: 1.1709; 1.5: 39.8711; 1.6: 325.325; 1.7: 130.13; 1.8: 8.4594; 1.9: 1084.4167; 2: 34.5356; 2.1: 94.8282; 2.2: 1240.0942; 2.3: 36.4191; 2.4: -1200.2231; 2.5: -35.2481
| 2 | 50.1 | 1: 7.5603; 1.1: 39.6448; 1.2: 0.053165; 1.3: 325.65; 1.4: 1.1631; 1.5: 39.6448; 1.6: 325.65; 1.7: 130.26; 1.8: 8.4594; 1.9: 1085.5; 2: 34.5701; 2.1: 94.8298; 2.2: 1242.5528; 2.3: 36.4549; 2.4: -1202.9079; 2.5: -35.2917
| 2 | 50.15 | 1: 7.5098; 1.1: 39.419; 1.2: 0.052862; 1.3: 325.975; 1.4: 1.1553; 1.5: 39.419; 1.6: 325.975; 1.7: 130.39; 1.8: 8.4594; 1.9: 1086.5833; 2: 34.6046; 2.1: 94.8314; 2.2: 1245.0137; 2.3: 36.4906; 2.4: -1205.5947; 2.5: -35.3353
| 2 | 50.2 | 1: 7.4594; 1.1: 39.1935; 1.2: 0.052559; 1.3: 326.3; 1.4: 1.1476; 1.5: 39.1935; 1.6: 326.3; 1.7: 130.52; 1.8: 8.4594; 1.9: 1087.6667; 2: 34.6391; 2.1: 94.8329; 2.2: 1247.4771; 2.3: 36.5264; 2.4: -1208.2836; 2.5: -35.3788
| 2 | 50.25 | 1: 7.4092; 1.1: 38.9684; 1.2: 0.052258; 1.3: 326.625; 1.4: 1.1399; 1.5: 38.9684; 1.6: 326.625; 1.7: 130.65; 1.8: 8.4594; 1.9: 1088.75; 2: 34.6736; 2.1: 94.8345; 2.2: 1249.9429; 2.3: 36.5622; 2.4: -1210.9745; 2.5: -35.4223
| 2 | 50.3 | 1: 7.3591; 1.1: 38.7438; 1.2: 0.051956; 1.3: 326.95; 1.4: 1.1322; 1.5: 38.7438; 1.6: 326.95; 1.7: 130.78; 1.8: 8.4594; 1.9: 1089.8333; 2: 34.7081; 2.1: 94.836; 2.2: 1252.4112; 2.3: 36.598; 2.4: -1213.6674; 2.5: -35.4658
| 2 | 50.35 | 1: 7.3093; 1.1: 38.5195; 1.2: 0.051656; 1.3: 327.275; 1.4: 1.1245; 1.5: 38.5195; 1.6: 327.275; 1.7: 130.91; 1.8: 8.4594; 1.9: 1090.9167; 2: 34.7426; 2.1: 94.8375; 2.2: 1254.8819; 2.3: 36.6338; 2.4: -1216.3624; 2.5: -35.5093
| 2 | 50.4 | 1: 7.2596; 1.1: 38.2957; 1.2: 0.051355; 1.3: 327.6; 1.4: 1.1169; 1.5: 38.2957; 1.6: 327.6; 1.7: 131.04; 1.8: 8.4594; 1.9: 1092; 2: 34.7771; 2.1: 94.8391; 2.2: 1257.355; 2.3: 36.6696; 2.4: -1219.0594; 2.5: -35.5527
| 2 | 50.45 | 1: 7.2101; 1.1: 38.0722; 1.2: 0.051056; 1.3: 327.925; 1.4: 1.1092; 1.5: 38.0722; 1.6: 327.925; 1.7: 131.17; 1.8: 8.4594; 1.9: 1093.0833; 2: 34.8116; 2.1: 94.8406; 2.2: 1259.8306; 2.3: 36.7053; 2.4: -1221.7584; 2.5: -35.5961
| 2 | 50.5 | 1: 7.1607; 1.1: 37.8492; 1.2: 0.050757; 1.3: 328.25; 1.4: 1.1016; 1.5: 37.8492; 1.6: 328.25; 1.7: 131.3; 1.8: 8.4594; 1.9: 1094.1667; 2: 34.8461; 2.1: 94.8422; 2.2: 1262.3086; 2.3: 36.7411; 2.4: -1224.4595; 2.5: -35.6395
| 2 | 50.55 | 1: 7.1116; 1.1: 37.6265; 1.2: 0.050458; 1.3: 328.575; 1.4: 1.0941; 1.5: 37.6265; 1.6: 328.575; 1.7: 131.43; 1.8: 8.4594; 1.9: 1095.25; 2: 34.8806; 2.1: 94.8437; 2.2: 1264.7891; 2.3: 36.7769; 2.4: -1227.1625; 2.5: -35.6828
| 2 | 50.6 | 1: 7.0626; 1.1: 37.4043; 1.2: 0.05016; 1.3: 328.9; 1.4: 1.0865; 1.5: 37.4043; 1.6: 328.9; 1.7: 131.56; 1.8: 8.4594; 1.9: 1096.3333; 2: 34.9151; 2.1: 94.8452; 2.2: 1267.2719; 2.3: 36.8127; 2.4: -1229.8676; 2.5: -35.7261
| 2 | 50.65 | 1: 7.0138; 1.1: 37.1825; 1.2: 0.049863; 1.3: 329.225; 1.4: 1.079; 1.5: 37.1825; 1.6: 329.225; 1.7: 131.69; 1.8: 8.4594; 1.9: 1097.4167; 2: 34.9496; 2.1: 94.8467; 2.2: 1269.7573; 2.3: 36.8485; 2.4: -1232.5748; 2.5: -35.7694
| 2 | 50.7 | 1: 6.9651; 1.1: 36.9611; 1.2: 0.049566; 1.3: 329.55; 1.4: 1.0716; 1.5: 36.9611; 1.6: 329.55; 1.7: 131.82; 1.8: 8.4594; 1.9: 1098.5; 2: 34.9841; 2.1: 94.8483; 2.2: 1272.245; 2.3: 36.8843; 2.4: -1235.2839; 2.5: -35.8127
| 2 | 50.75 | 1: 6.9167; 1.1: 36.7402; 1.2: 0.049269; 1.3: 329.875; 1.4: 1.0641; 1.5: 36.7402; 1.6: 329.875; 1.7: 131.95; 1.8: 8.4594; 1.9: 1099.5833; 2: 35.0186; 2.1: 94.8498; 2.2: 1274.7352; 2.3: 36.92; 2.4: -1237.995; 2.5: -35.8559
| 2 | 50.8 | 1: 6.8684; 1.1: 36.5196; 1.2: 0.048974; 1.3: 330.2; 1.4: 1.0567; 1.5: 36.5196; 1.6: 330.2; 1.7: 132.08; 1.8: 8.4594; 1.9: 1100.6667; 2: 35.0531; 2.1: 94.8513; 2.2: 1277.2278; 2.3: 36.9558; 2.4: -1240.7082; 2.5: -35.8992
| 2 | 50.85 | 1: 6.8203; 1.1: 36.2995; 1.2: 0.048678; 1.3: 330.525; 1.4: 1.0493; 1.5: 36.2995; 1.6: 330.525; 1.7: 132.21; 1.8: 8.4594; 1.9: 1101.75; 2: 35.0876; 2.1: 94.8528; 2.2: 1279.7229; 2.3: 36.9916; 2.4: -1243.4234; 2.5: -35.9423
| 2 | 50.9 | 1: 6.7723; 1.1: 36.0799; 1.2: 0.048384; 1.3: 330.85; 1.4: 1.0419; 1.5: 36.0799; 1.6: 330.85; 1.7: 132.34; 1.8: 8.4594; 1.9: 1102.8333; 2: 35.1221; 2.1: 94.8543; 2.2: 1282.2204; 2.3: 37.0274; 2.4: -1246.1406; 2.5: -35.9855
| 2 | 50.95 | 1: 6.7246; 1.1: 35.8606; 1.2: 0.04809; 1.3: 331.175; 1.4: 1.0346; 1.5: 35.8606; 1.6: 331.175; 1.7: 132.47; 1.8: 8.4594; 1.9: 1103.9167; 2: 35.1566; 2.1: 94.8558; 2.2: 1284.7204; 2.3: 37.0632; 2.4: -1248.8597; 2.5: -36.0286
| 2 | 51 | 1: 6.677; 1.1: 35.6418; 1.2: 0.047796; 1.3: 331.5; 1.4: 1.0272; 1.5: 35.6418; 1.6: 331.5; 1.7: 132.6; 1.8: 8.4594; 1.9: 1105; 2: 35.1911; 2.1: 94.8573; 2.2: 1287.2228; 2.3: 37.099; 2.4: -1251.5809; 2.5: -36.0717
| 2 | 51.05 | 1: 6.6296; 1.1: 35.4235; 1.2: 0.047504; 1.3: 331.825; 1.4: 1.0199; 1.5: 35.4235; 1.6: 331.825; 1.7: 132.73; 1.8: 8.4594; 1.9: 1106.0833; 2: 35.2256; 2.1: 94.8588; 2.2: 1289.7276; 2.3: 37.1347; 2.4: -1254.3041; 2.5: -36.1148
| 2 | 51.1 | 1: 6.5824; 1.1: 35.2055; 1.2: 0.047211; 1.3: 332.15; 1.4: 1.0127; 1.5: 35.2055; 1.6: 332.15; 1.7: 132.86; 1.8: 8.4594; 1.9: 1107.1667; 2: 35.2601; 2.1: 94.8603; 2.2: 1292.2349; 2.3: 37.1705; 2.4: -1257.0293; 2.5: -36.1579
| 2 | 51.15 | 1: 6.5353; 1.1: 34.9881; 1.2: 0.04692; 1.3: 332.475; 1.4: 1.0054; 1.5: 34.9881; 1.6: 332.475; 1.7: 132.99; 1.8: 8.4594; 1.9: 1108.25; 2: 35.2946; 2.1: 94.8618; 2.2: 1294.7446; 2.3: 37.2063; 2.4: -1259.7565; 2.5: -36.2009
| 2 | 51.2 | 1: 6.4884; 1.1: 34.771; 1.2: 0.046629; 1.3: 332.8; 1.4: 0.99822; 1.5: 34.771; 1.6: 332.8; 1.7: 133.12; 1.8: 8.4594; 1.9: 1109.3333; 2: 35.3291; 2.1: 94.8633; 2.2: 1297.2567; 2.3: 37.2421; 2.4: -1262.4857; 2.5: -36.2439
| 2 | 51.25 | 1: 6.4417; 1.1: 34.5545; 1.2: 0.046338; 1.3: 333.125; 1.4: 0.99103; 1.5: 34.5545; 1.6: 333.125; 1.7: 133.25; 1.8: 8.4594; 1.9: 1110.4167; 2: 35.3636; 2.1: 94.8648; 2.2: 1299.7713; 2.3: 37.2779; 2.4: -1265.2168; 2.5: -36.2869
| 2 | 51.3 | 1: 6.3952; 1.1: 34.3383; 1.2: 0.046048; 1.3: 333.45; 1.4: 0.98388; 1.5: 34.3383; 1.6: 333.45; 1.7: 133.38; 1.8: 8.4594; 1.9: 1111.5; 2: 35.3981; 2.1: 94.8663; 2.2: 1302.2883; 2.3: 37.3137; 2.4: -1267.95; 2.5: -36.3298
| 2 | 51.35 | 1: 6.3488; 1.1: 34.1227; 1.2: 0.045759; 1.3: 333.775; 1.4: 0.97674; 1.5: 34.1227; 1.6: 333.775; 1.7: 133.51; 1.8: 8.4594; 1.9: 1112.5833; 2: 35.4326; 2.1: 94.8677; 2.2: 1304.8078; 2.3: 37.3495; 2.4: -1270.6851; 2.5: -36.3727
| 2 | 51.4 | 1: 6.3027; 1.1: 33.9074; 1.2: 0.045471; 1.3: 334.1; 1.4: 0.96964; 1.5: 33.9074; 1.6: 334.1; 1.7: 133.64; 1.8: 8.4594; 1.9: 1113.6667; 2: 35.4671; 2.1: 94.8692; 2.2: 1307.3297; 2.3: 37.3852; 2.4: -1273.4223; 2.5: -36.4156
| 2 | 51.45 | 1: 6.2567; 1.1: 33.6927; 1.2: 0.045183; 1.3: 334.425; 1.4: 0.96256; 1.5: 33.6927; 1.6: 334.425; 1.7: 133.77; 1.8: 8.4594; 1.9: 1114.75; 2: 35.5016; 2.1: 94.8707; 2.2: 1309.854; 2.3: 37.421; 2.4: -1276.1614; 2.5: -36.4585
| 2 | 51.5 | 1: 6.2108; 1.1: 33.4784; 1.2: 0.044895; 1.3: 334.75; 1.4: 0.95551; 1.5: 33.4784; 1.6: 334.75; 1.7: 133.9; 1.8: 8.4594; 1.9: 1115.8333; 2: 35.5361; 2.1: 94.8722; 2.2: 1312.3808; 2.3: 37.4568; 2.4: -1278.9024; 2.5: -36.5013
| 2 | 51.55 | 1: 6.1652; 1.1: 33.2646; 1.2: 0.044609; 1.3: 335.075; 1.4: 0.94849; 1.5: 33.2646; 1.6: 335.075; 1.7: 134.03; 1.8: 8.4594; 1.9: 1116.9167; 2: 35.5706; 2.1: 94.8736; 2.2: 1314.9101; 2.3: 37.4926; 2.4: -1281.6455; 2.5: -36.5441
| 2 | 51.6 | 1: 6.1197; 1.1: 33.0512; 1.2: 0.044322; 1.3: 335.4; 1.4: 0.94149; 1.5: 33.0512; 1.6: 335.4; 1.7: 134.16; 1.8: 8.4594; 1.9: 1118; 2: 35.6051; 2.1: 94.8751; 2.2: 1317.4417; 2.3: 37.5284; 2.4: -1284.3905; 2.5: -36.5869
| 2 | 51.65 | 1: 6.0744; 1.1: 32.8383; 1.2: 0.044037; 1.3: 335.725; 1.4: 0.93452; 1.5: 32.8383; 1.6: 335.725; 1.7: 134.29; 1.8: 8.4594; 1.9: 1119.0833; 2: 35.6396; 2.1: 94.8765; 2.2: 1319.9759; 2.3: 37.5642; 2.4: -1287.1375; 2.5: -36.6297
| 2 | 51.7 | 1: 6.0293; 1.1: 32.6259; 1.2: 0.043752; 1.3: 336.05; 1.4: 0.92758; 1.5: 32.6259; 1.6: 336.05; 1.7: 134.42; 1.8: 8.4594; 1.9: 1120.1667; 2: 35.6741; 2.1: 94.878; 2.2: 1322.5124; 2.3: 37.6; 2.4: -1289.8865; 2.5: -36.6724
| 2 | 51.75 | 1: 5.9843; 1.1: 32.4139; 1.2: 0.043468; 1.3: 336.375; 1.4: 0.92066; 1.5: 32.4139; 1.6: 336.375; 1.7: 134.55; 1.8: 8.4594; 1.9: 1121.25; 2: 35.7086; 2.1: 94.8795; 2.2: 1325.0514; 2.3: 37.6358; 2.4: -1292.6375; 2.5: -36.7151
| 2 | 51.8 | 1: 5.9395; 1.1: 32.2025; 1.2: 0.043184; 1.3: 336.7; 1.4: 0.91377; 1.5: 32.2025; 1.6: 336.7; 1.7: 134.68; 1.8: 8.4594; 1.9: 1122.3333; 2: 35.7431; 2.1: 94.8809; 2.2: 1327.5929; 2.3: 37.6715; 2.4: -1295.3904; 2.5: -36.7578
| 2 | 51.85 | 1: 5.8949; 1.1: 31.9915; 1.2: 0.042901; 1.3: 337.025; 1.4: 0.90691; 1.5: 31.9915; 1.6: 337.025; 1.7: 134.81; 1.8: 8.4594; 1.9: 1123.4167; 2: 35.7776; 2.1: 94.8824; 2.2: 1330.1367; 2.3: 37.7073; 2.4: -1298.1453; 2.5: -36.8004
| 2 | 51.9 | 1: 5.8505; 1.1: 31.781; 1.2: 0.042619; 1.3: 337.35; 1.4: 0.90007; 1.5: 31.781; 1.6: 337.35; 1.7: 134.94; 1.8: 8.4594; 1.9: 1124.5; 2: 35.8121; 2.1: 94.8838; 2.2: 1332.6831; 2.3: 37.7431; 2.4: -1300.9021; 2.5: -36.843
| 2 | 51.95 | 1: 5.8062; 1.1: 31.571; 1.2: 0.042337; 1.3: 337.675; 1.4: 0.89327; 1.5: 31.571; 1.6: 337.675; 1.7: 135.07; 1.8: 8.4594; 1.9: 1125.5833; 2: 35.8466; 2.1: 94.8852; 2.2: 1335.2319; 2.3: 37.7789; 2.4: -1303.6609; 2.5: -36.8856
| 2 | 52 | 1: 5.7621; 1.1: 31.3614; 1.2: 0.042056; 1.3: 338; 1.4: 0.88648; 1.5: 31.3614; 1.6: 338; 1.7: 135.2; 1.8: 8.4594; 1.9: 1126.6667; 2: 35.8811; 2.1: 94.8867; 2.2: 1337.7831; 2.3: 37.8147; 2.4: -1306.4216; 2.5: -36.9282
| 2 | 52.05 | 1: 5.7182; 1.1: 31.1524; 1.2: 0.041776; 1.3: 338.325; 1.4: 0.87973; 1.5: 31.1524; 1.6: 338.325; 1.7: 135.33; 1.8: 8.4594; 1.9: 1127.75; 2: 35.9156; 2.1: 94.8881; 2.2: 1340.3367; 2.3: 37.8505; 2.4: -1309.1843; 2.5: -36.9708
| 2 | 52.1 | 1: 5.6745; 1.1: 30.9439; 1.2: 0.041496; 1.3: 338.65; 1.4: 0.873; 1.5: 30.9439; 1.6: 338.65; 1.7: 135.46; 1.8: 8.4594; 1.9: 1128.8333; 2: 35.9501; 2.1: 94.8895; 2.2: 1342.8928; 2.3: 37.8863; 2.4: -1311.949; 2.5: -37.0133
| 2 | 52.15 | 1: 5.631; 1.1: 30.7358; 1.2: 0.041217; 1.3: 338.975; 1.4: 0.8663; 1.5: 30.7358; 1.6: 338.975; 1.7: 135.59; 1.8: 8.4594; 1.9: 1129.9167; 2: 35.9846; 2.1: 94.891; 2.2: 1345.4514; 2.3: 37.9221; 2.4: -1314.7156; 2.5: -37.0558
| 2 | 52.2 | 1: 5.5876; 1.1: 30.5283; 1.2: 0.040939; 1.3: 339.3; 1.4: 0.85963; 1.5: 30.5283; 1.6: 339.3; 1.7: 135.72; 1.8: 8.4594; 1.9: 1131; 2: 36.0191; 2.1: 94.8924; 2.2: 1348.0124; 2.3: 37.9579; 2.4: -1317.4841; 2.5: -37.0982
| 2 | 52.25 | 1: 5.5444; 1.1: 30.3212; 1.2: 0.040661; 1.3: 339.625; 1.4: 0.85298; 1.5: 30.3212; 1.6: 339.625; 1.7: 135.85; 1.8: 8.4594; 1.9: 1132.0833; 2: 36.0536; 2.1: 94.8938; 2.2: 1350.5758; 2.3: 37.9936; 2.4: -1320.2546; 2.5: -37.1407
| 2 | 52.3 | 1: 5.5013; 1.1: 30.1147; 1.2: 0.040384; 1.3: 339.95; 1.4: 0.84636; 1.5: 30.1147; 1.6: 339.95; 1.7: 135.98; 1.8: 8.4594; 1.9: 1133.1667; 2: 36.0881; 2.1: 94.8952; 2.2: 1353.1417; 2.3: 38.0294; 2.4: -1323.0271; 2.5: -37.1831
| 2 | 52.35 | 1: 5.4585; 1.1: 29.9086; 1.2: 0.040108; 1.3: 340.275; 1.4: 0.83977; 1.5: 29.9086; 1.6: 340.275; 1.7: 136.11; 1.8: 8.4594; 1.9: 1134.25; 2: 36.1226; 2.1: 94.8966; 2.2: 1355.71; 2.3: 38.0652; 2.4: -1325.8014; 2.5: -37.2255
| 2 | 52.4 | 1: 5.4158; 1.1: 29.7031; 1.2: 0.039832; 1.3: 340.6; 1.4: 0.8332; 1.5: 29.7031; 1.6: 340.6; 1.7: 136.24; 1.8: 8.4594; 1.9: 1135.3333; 2: 36.1571; 2.1: 94.898; 2.2: 1358.2808; 2.3: 38.101; 2.4: -1328.5777; 2.5: -37.2678
| 2 | 52.45 | 1: 5.3733; 1.1: 29.498; 1.2: 0.039558; 1.3: 340.925; 1.4: 0.82666; 1.5: 29.498; 1.6: 340.925; 1.7: 136.37; 1.8: 8.4594; 1.9: 1136.4167; 2: 36.1916; 2.1: 94.8994; 2.2: 1360.854; 2.3: 38.1368; 2.4: -1331.356; 2.5: -37.3101
| 2 | 52.5 | 1: 5.3309; 1.1: 29.2935; 1.2: 0.039283; 1.3: 341.25; 1.4: 0.82015; 1.5: 29.2935; 1.6: 341.25; 1.7: 136.5; 1.8: 8.4594; 1.9: 1137.5; 2: 36.2261; 2.1: 94.9008; 2.2: 1363.4297; 2.3: 38.1726; 2.4: -1334.1362; 2.5: -37.3525
| 2 | 52.55 | 1: 5.2888; 1.1: 29.0895; 1.2: 0.03901; 1.3: 341.575; 1.4: 0.81366; 1.5: 29.0895; 1.6: 341.575; 1.7: 136.63; 1.8: 8.4594; 1.9: 1138.5833; 2: 36.2606; 2.1: 94.9022; 2.2: 1366.0078; 2.3: 38.2084; 2.4: -1336.9183; 2.5: -37.3947
| 2 | 52.6 | 1: 5.2468; 1.1: 28.8861; 1.2: 0.038737; 1.3: 341.9; 1.4: 0.8072; 1.5: 28.8861; 1.6: 341.9; 1.7: 136.76; 1.8: 8.4594; 1.9: 1139.6667; 2: 36.2951; 2.1: 94.9036; 2.2: 1368.5884; 2.3: 38.2442; 2.4: -1339.7023; 2.5: -37.437
| 2 | 52.65 | 1: 5.205; 1.1: 28.6831; 1.2: 0.038465; 1.3: 342.225; 1.4: 0.80077; 1.5: 28.6831; 1.6: 342.225; 1.7: 136.89; 1.8: 8.4594; 1.9: 1140.75; 2: 36.3296; 2.1: 94.905; 2.2: 1371.1714; 2.3: 38.28; 2.4: -1342.4883; 2.5: -37.4792
| 2 | 52.7 | 1: 5.1633; 1.1: 28.4807; 1.2: 0.038193; 1.3: 342.55; 1.4: 0.79436; 1.5: 28.4807; 1.6: 342.55; 1.7: 137.02; 1.8: 8.4594; 1.9: 1141.8333; 2: 36.3641; 2.1: 94.9064; 2.2: 1373.7569; 2.3: 38.3158; 2.4: -1345.2762; 2.5: -37.5214
| 2 | 52.75 | 1: 5.1219; 1.1: 28.2787; 1.2: 0.037922; 1.3: 342.875; 1.4: 0.78798; 1.5: 28.2787; 1.6: 342.875; 1.7: 137.15; 1.8: 8.4594; 1.9: 1142.9167; 2: 36.3986; 2.1: 94.9078; 2.2: 1376.3448; 2.3: 38.3516; 2.4: -1348.066; 2.5: -37.5636
| 2 | 52.8 | 1: 5.0806; 1.1: 28.0774; 1.2: 0.037652; 1.3: 343.2; 1.4: 0.78163; 1.5: 28.0774; 1.6: 343.2; 1.7: 137.28; 1.8: 8.4594; 1.9: 1144; 2: 36.4331; 2.1: 94.9092; 2.2: 1378.9352; 2.3: 38.3874; 2.4: -1350.8578; 2.5: -37.6057
| 2 | 52.85 | 1: 5.0395; 1.1: 27.8765; 1.2: 0.037383; 1.3: 343.525; 1.4: 0.7753; 1.5: 27.8765; 1.6: 343.525; 1.7: 137.41; 1.8: 8.4594; 1.9: 1145.0833; 2: 36.4676; 2.1: 94.9106; 2.2: 1381.528; 2.3: 38.4231; 2.4: -1353.6514; 2.5: -37.6478
| 2 | 52.9 | 1: 4.9985; 1.1: 27.6762; 1.2: 0.037114; 1.3: 343.85; 1.4: 0.769; 1.5: 27.6762; 1.6: 343.85; 1.7: 137.54; 1.8: 8.4594; 1.9: 1146.1667; 2: 36.5021; 2.1: 94.9119; 2.2: 1384.1232; 2.3: 38.4589; 2.4: -1356.447; 2.5: -37.6899
| 2 | 52.95 | 1: 4.9578; 1.1: 27.4764; 1.2: 0.036846; 1.3: 344.175; 1.4: 0.76273; 1.5: 27.4764; 1.6: 344.175; 1.7: 137.67; 1.8: 8.4594; 1.9: 1147.25; 2: 36.5366; 2.1: 94.9133; 2.2: 1386.7209; 2.3: 38.4947; 2.4: -1359.2445; 2.5: -37.732
| 2 | 53 | 1: 4.9172; 1.1: 27.2771; 1.2: 0.036579; 1.3: 344.5; 1.4: 0.75649; 1.5: 27.2771; 1.6: 344.5; 1.7: 137.8; 1.8: 8.4594; 1.9: 1148.3333; 2: 36.5711; 2.1: 94.9147; 2.2: 1389.3211; 2.3: 38.5305; 2.4: -1362.0439; 2.5: -37.774
| 2 | 53.05 | 1: 4.8767; 1.1: 27.0784; 1.2: 0.036313; 1.3: 344.825; 1.4: 0.75027; 1.5: 27.0784; 1.6: 344.825; 1.7: 137.93; 1.8: 8.4594; 1.9: 1149.4167; 2: 36.6056; 2.1: 94.916; 2.2: 1391.9237; 2.3: 38.5663; 2.4: -1364.8452; 2.5: -37.8161
| 2 | 53.1 | 1: 4.8365; 1.1: 26.8803; 1.2: 0.036047; 1.3: 345.15; 1.4: 0.74408; 1.5: 26.8803; 1.6: 345.15; 1.7: 138.06; 1.8: 8.4594; 1.9: 1150.5; 2: 36.6401; 2.1: 94.9174; 2.2: 1394.5287; 2.3: 38.6021; 2.4: -1367.6485; 2.5: -37.858
| 2 | 53.15 | 1: 4.7964; 1.1: 26.6826; 1.2: 0.035782; 1.3: 345.475; 1.4: 0.73791; 1.5: 26.6826; 1.6: 345.475; 1.7: 138.19; 1.8: 8.4594; 1.9: 1151.5833; 2: 36.6746; 2.1: 94.9187; 2.2: 1397.1362; 2.3: 38.6379; 2.4: -1370.4536; 2.5: -37.9
| 2 | 53.2 | 1: 4.7565; 1.1: 26.4856; 1.2: 0.035518; 1.3: 345.8; 1.4: 0.73177; 1.5: 26.4856; 1.6: 345.8; 1.7: 138.32; 1.8: 8.4594; 1.9: 1152.6667; 2: 36.7091; 2.1: 94.9201; 2.2: 1399.7462; 2.3: 38.6737; 2.4: -1373.2606; 2.5: -37.9419
| 2 | 53.25 | 1: 4.7168; 1.1: 26.289; 1.2: 0.035254; 1.3: 346.125; 1.4: 0.72566; 1.5: 26.289; 1.6: 346.125; 1.7: 138.45; 1.8: 8.4594; 1.9: 1153.75; 2: 36.7436; 2.1: 94.9214; 2.2: 1402.3586; 2.3: 38.7095; 2.4: -1376.0696; 2.5: -37.9839
| 2 | 53.3 | 1: 4.6772; 1.1: 26.0931; 1.2: 0.034991; 1.3: 346.45; 1.4: 0.71957; 1.5: 26.0931; 1.6: 346.45; 1.7: 138.58; 1.8: 8.4594; 1.9: 1154.8333; 2: 36.7781; 2.1: 94.9228; 2.2: 1404.9735; 2.3: 38.7453; 2.4: -1378.8804; 2.5: -38.0257
| 2 | 53.35 | 1: 4.6379; 1.1: 25.8976; 1.2: 0.034729; 1.3: 346.775; 1.4: 0.71352; 1.5: 25.8976; 1.6: 346.775; 1.7: 138.71; 1.8: 8.4594; 1.9: 1155.9167; 2: 36.8126; 2.1: 94.9241; 2.2: 1407.5908; 2.3: 38.7811; 2.4: -1381.6932; 2.5: -38.0676
| 2 | 53.4 | 1: 4.5986; 1.1: 25.7028; 1.2: 0.034468; 1.3: 347.1; 1.4: 0.70748; 1.5: 25.7028; 1.6: 347.1; 1.7: 138.84; 1.8: 8.4594; 1.9: 1157; 2: 36.8471; 2.1: 94.9255; 2.2: 1410.2106; 2.3: 38.8169; 2.4: -1384.5078; 2.5: -38.1094
| 2 | 53.45 | 1: 4.5596; 1.1: 25.5085; 1.2: 0.034207; 1.3: 347.425; 1.4: 0.70148; 1.5: 25.5085; 1.6: 347.425; 1.7: 138.97; 1.8: 8.4594; 1.9: 1158.0833; 2: 36.8816; 2.1: 94.9268; 2.2: 1412.8328; 2.3: 38.8527; 2.4: -1387.3243; 2.5: -38.1512
| 2 | 53.5 | 1: 4.5208; 1.1: 25.3147; 1.2: 0.033948; 1.3: 347.75; 1.4: 0.6955; 1.5: 25.3147; 1.6: 347.75; 1.7: 139.1; 1.8: 8.4594; 1.9: 1159.1667; 2: 36.9161; 2.1: 94.9281; 2.2: 1415.4574; 2.3: 38.8885; 2.4: -1390.1427; 2.5: -38.193
| 2 | 53.55 | 1: 4.4821; 1.1: 25.1215; 1.2: 0.033689; 1.3: 348.075; 1.4: 0.68955; 1.5: 25.1215; 1.6: 348.075; 1.7: 139.23; 1.8: 8.4594; 1.9: 1160.25; 2: 36.9506; 2.1: 94.9295; 2.2: 1418.0846; 2.3: 38.9243; 2.4: -1392.9631; 2.5: -38.2348
| 2 | 53.6 | 1: 4.4435; 1.1: 24.9289; 1.2: 0.03343; 1.3: 348.4; 1.4: 0.68362; 1.5: 24.9289; 1.6: 348.4; 1.7: 139.36; 1.8: 8.4594; 1.9: 1161.3333; 2: 36.9851; 2.1: 94.9308; 2.2: 1420.7141; 2.3: 38.9601; 2.4: -1395.7853; 2.5: -38.2765
| 2 | 53.65 | 1: 4.4052; 1.1: 24.7368; 1.2: 0.033173; 1.3: 348.725; 1.4: 0.67772; 1.5: 24.7368; 1.6: 348.725; 1.7: 139.49; 1.8: 8.4594; 1.9: 1162.4167; 2: 37.0196; 2.1: 94.9321; 2.2: 1423.3462; 2.3: 38.9959; 2.4: -1398.6093; 2.5: -38.3182
| 2 | 53.7 | 1: 4.367; 1.1: 24.5454; 1.2: 0.032916; 1.3: 349.05; 1.4: 0.67185; 1.5: 24.5454; 1.6: 349.05; 1.7: 139.62; 1.8: 8.4594; 1.9: 1163.5; 2: 37.0541; 2.1: 94.9334; 2.2: 1425.9807; 2.3: 39.0317; 2.4: -1401.4353; 2.5: -38.3599
| 2 | 53.75 | 1: 4.329; 1.1: 24.3544; 1.2: 0.03266; 1.3: 349.375; 1.4: 0.66601; 1.5: 24.3544; 1.6: 349.375; 1.7: 139.75; 1.8: 8.4594; 1.9: 1164.5833; 2: 37.0886; 2.1: 94.9347; 2.2: 1428.6176; 2.3: 39.0675; 2.4: -1404.2632; 2.5: -38.4015
| 2 | 53.8 | 1: 4.2912; 1.1: 24.1641; 1.2: 0.032405; 1.3: 349.7; 1.4: 0.66019; 1.5: 24.1641; 1.6: 349.7; 1.7: 139.88; 1.8: 8.4594; 1.9: 1165.6667; 2: 37.1231; 2.1: 94.936; 2.2: 1431.257; 2.3: 39.1033; 2.4: -1407.0929; 2.5: -38.4431
| 2 | 53.85 | 1: 4.2536; 1.1: 23.9743; 1.2: 0.03215; 1.3: 350.025; 1.4: 0.65439; 1.5: 23.9743; 1.6: 350.025; 1.7: 140.01; 1.8: 8.4594; 1.9: 1166.75; 2: 37.1576; 2.1: 94.9373; 2.2: 1433.8989; 2.3: 39.1391; 2.4: -1409.9245; 2.5: -38.4847
| 2 | 53.9 | 1: 4.2161; 1.1: 23.7852; 1.2: 0.031896; 1.3: 350.35; 1.4: 0.64863; 1.5: 23.7852; 1.6: 350.35; 1.7: 140.14; 1.8: 8.4594; 1.9: 1167.8333; 2: 37.1921; 2.1: 94.9387; 2.2: 1436.5432; 2.3: 39.1749; 2.4: -1412.758; 2.5: -38.5263
| 2 | 53.95 | 1: 4.1788; 1.1: 23.5966; 1.2: 0.031644; 1.3: 350.675; 1.4: 0.64289; 1.5: 23.5966; 1.6: 350.675; 1.7: 140.27; 1.8: 8.4594; 1.9: 1168.9167; 2: 37.2266; 2.1: 94.9399; 2.2: 1439.1899; 2.3: 39.2107; 2.4: -1415.5934; 2.5: -38.5678
| 2 | 54 | 1: 4.1416; 1.1: 23.4086; 1.2: 0.031391; 1.3: 351; 1.4: 0.63718; 1.5: 23.4086; 1.6: 351; 1.7: 140.4; 1.8: 8.4594; 1.9: 1170; 2: 37.2611; 2.1: 94.9412; 2.2: 1441.8391; 2.3: 39.2465; 2.4: -1418.4306; 2.5: -38.6094
| 2 | 54.05 | 1: 4.1047; 1.1: 23.2211; 1.2: 0.03114; 1.3: 351.325; 1.4: 0.63149; 1.5: 23.2211; 1.6: 351.325; 1.7: 140.53; 1.8: 8.4594; 1.9: 1171.0833; 2: 37.2956; 2.1: 94.9425; 2.2: 1444.4908; 2.3: 39.2823; 2.4: -1421.2697; 2.5: -38.6508
| 2 | 54.1 | 1: 4.0679; 1.1: 23.0343; 1.2: 0.030889; 1.3: 351.65; 1.4: 0.62583; 1.5: 23.0343; 1.6: 351.65; 1.7: 140.66; 1.8: 8.4594; 1.9: 1172.1667; 2: 37.3301; 2.1: 94.9438; 2.2: 1447.145; 2.3: 39.3181; 2.4: -1424.1107; 2.5: -38.6923
| 2 | 54.15 | 1: 4.0313; 1.1: 22.848; 1.2: 0.03064; 1.3: 351.975; 1.4: 0.6202; 1.5: 22.848; 1.6: 351.975; 1.7: 140.79; 1.8: 8.4594; 1.9: 1173.25; 2: 37.3646; 2.1: 94.9451; 2.2: 1449.8015; 2.3: 39.354; 2.4: -1426.9535; 2.5: -38.7338
| 2 | 54.2 | 1: 3.9948; 1.1: 22.6624; 1.2: 0.030391; 1.3: 352.3; 1.4: 0.61459; 1.5: 22.6624; 1.6: 352.3; 1.7: 140.92; 1.8: 8.4594; 1.9: 1174.3333; 2: 37.3992; 2.1: 94.9464; 2.2: 1452.4606; 2.3: 39.3898; 2.4: -1429.7982; 2.5: -38.7752
| 2 | 54.25 | 1: 3.9585; 1.1: 22.4773; 1.2: 0.030143; 1.3: 352.625; 1.4: 0.60901; 1.5: 22.4773; 1.6: 352.625; 1.7: 141.05; 1.8: 8.4594; 1.9: 1175.4167; 2: 37.4337; 2.1: 94.9477; 2.2: 1455.1221; 2.3: 39.4256; 2.4: -1432.6448; 2.5: -38.8166
| 2 | 54.3 | 1: 3.9224; 1.1: 22.2928; 1.2: 0.029895; 1.3: 352.95; 1.4: 0.60345; 1.5: 22.2928; 1.6: 352.95; 1.7: 141.18; 1.8: 8.4594; 1.9: 1176.5; 2: 37.4682; 2.1: 94.9489; 2.2: 1457.7861; 2.3: 39.4614; 2.4: -1435.4932; 2.5: -38.8579
| 2 | 54.35 | 1: 3.8865; 1.1: 22.109; 1.2: 0.029649; 1.3: 353.275; 1.4: 0.59793; 1.5: 22.109; 1.6: 353.275; 1.7: 141.31; 1.8: 8.4594; 1.9: 1177.5833; 2: 37.5027; 2.1: 94.9502; 2.2: 1460.4525; 2.3: 39.4972; 2.4: -1438.3435; 2.5: -38.8993
| 2 | 54.4 | 1: 3.8508; 1.1: 21.9257; 1.2: 0.029403; 1.3: 353.6; 1.4: 0.59242; 1.5: 21.9257; 1.6: 353.6; 1.7: 141.44; 1.8: 8.4594; 1.9: 1178.6667; 2: 37.5372; 2.1: 94.9515; 2.2: 1463.1214; 2.3: 39.533; 2.4: -1441.1957; 2.5: -38.9406
| 2 | 54.45 | 1: 3.8152; 1.1: 21.743; 1.2: 0.029158; 1.3: 353.925; 1.4: 0.58695; 1.5: 21.743; 1.6: 353.925; 1.7: 141.57; 1.8: 8.4594; 1.9: 1179.75; 2: 37.5717; 2.1: 94.9527; 2.2: 1465.7927; 2.3: 39.5688; 2.4: -1444.0497; 2.5: -38.9819
| 2 | 54.5 | 1: 3.7798; 1.1: 21.561; 1.2: 0.028914; 1.3: 354.25; 1.4: 0.5815; 1.5: 21.561; 1.6: 354.25; 1.7: 141.7; 1.8: 8.4594; 1.9: 1180.8333; 2: 37.6062; 2.1: 94.954; 2.2: 1468.4665; 2.3: 39.6046; 2.4: -1446.9055; 2.5: -39.0231
| 2 | 54.55 | 1: 3.7445; 1.1: 21.3795; 1.2: 0.02867; 1.3: 354.575; 1.4: 0.57608; 1.5: 21.3795; 1.6: 354.575; 1.7: 141.83; 1.8: 8.4594; 1.9: 1181.9167; 2: 37.6407; 2.1: 94.9552; 2.2: 1471.1428; 2.3: 39.6404; 2.4: -1449.7633; 2.5: -39.0643
| 2 | 54.6 | 1: 3.7094; 1.1: 21.1987; 1.2: 0.028428; 1.3: 354.9; 1.4: 0.57068; 1.5: 21.1987; 1.6: 354.9; 1.7: 141.96; 1.8: 8.4594; 1.9: 1183; 2: 37.6752; 2.1: 94.9565; 2.2: 1473.8215; 2.3: 39.6762; 2.4: -1452.6228; 2.5: -39.1056
| 2 | 54.65 | 1: 3.6745; 1.1: 21.0184; 1.2: 0.028186; 1.3: 355.225; 1.4: 0.56531; 1.5: 21.0184; 1.6: 355.225; 1.7: 142.09; 1.8: 8.4594; 1.9: 1184.0833; 2: 37.7097; 2.1: 94.9577; 2.2: 1476.5027; 2.3: 39.7121; 2.4: -1455.4842; 2.5: -39.1467
| 2 | 54.7 | 1: 3.6398; 1.1: 20.8388; 1.2: 0.027945; 1.3: 355.55; 1.4: 0.55997; 1.5: 20.8388; 1.6: 355.55; 1.7: 142.22; 1.8: 8.4594; 1.9: 1185.1667; 2: 37.7442; 2.1: 94.959; 2.2: 1479.1863; 2.3: 39.7479; 2.4: -1458.3475; 2.5: -39.1879
| 2 | 54.75 | 1: 3.6052; 1.1: 20.6598; 1.2: 0.027705; 1.3: 355.875; 1.4: 0.55465; 1.5: 20.6598; 1.6: 355.875; 1.7: 142.35; 1.8: 8.4594; 1.9: 1186.25; 2: 37.7787; 2.1: 94.9602; 2.2: 1481.8724; 2.3: 39.7837; 2.4: -1461.2126; 2.5: -39.229
| 2 | 54.8 | 1: 3.5708; 1.1: 20.4814; 1.2: 0.027466; 1.3: 356.2; 1.4: 0.54936; 1.5: 20.4814; 1.6: 356.2; 1.7: 142.48; 1.8: 8.4594; 1.9: 1187.3333; 2: 37.8132; 2.1: 94.9614; 2.2: 1484.561; 2.3: 39.8195; 2.4: -1464.0796; 2.5: -39.2701
| 2 | 54.85 | 1: 3.5366; 1.1: 20.3037; 1.2: 0.027228; 1.3: 356.525; 1.4: 0.5441; 1.5: 20.3037; 1.6: 356.525; 1.7: 142.61; 1.8: 8.4594; 1.9: 1188.4167; 2: 37.8477; 2.1: 94.9627; 2.2: 1487.252; 2.3: 39.8553; 2.4: -1466.9484; 2.5: -39.3112
| 2 | 54.9 | 1: 3.5026; 1.1: 20.1265; 1.2: 0.02699; 1.3: 356.85; 1.4: 0.53886; 1.5: 20.1265; 1.6: 356.85; 1.7: 142.74; 1.8: 8.4594; 1.9: 1189.5; 2: 37.8822; 2.1: 94.9639; 2.2: 1489.9455; 2.3: 39.8911; 2.4: -1469.819; 2.5: -39.3523
| 2 | 54.95 | 1: 3.4687; 1.1: 19.95; 1.2: 0.026753; 1.3: 357.175; 1.4: 0.53365; 1.5: 19.95; 1.6: 357.175; 1.7: 142.87; 1.8: 8.4594; 1.9: 1190.5833; 2: 37.9167; 2.1: 94.9651; 2.2: 1492.6415; 2.3: 39.9269; 2.4: -1472.6915; 2.5: -39.3933
| 2 | 55 | 1: 3.435; 1.1: 19.7741; 1.2: 0.026518; 1.3: 357.5; 1.4: 0.52846; 1.5: 19.7741; 1.6: 357.5; 1.7: 143; 1.8: 8.4594; 1.9: 1191.6667; 2: 37.9512; 2.1: 94.9663; 2.2: 1495.3399; 2.3: 39.9628; 2.4: -1475.5658; 2.5: -39.4343
| 2 | 55.05 | 1: 3.4015; 1.1: 19.5989; 1.2: 0.026283; 1.3: 357.825; 1.4: 0.5233; 1.5: 19.5989; 1.6: 357.825; 1.7: 143.13; 1.8: 8.4594; 1.9: 1192.75; 2: 37.9857; 2.1: 94.9675; 2.2: 1498.0408; 2.3: 39.9986; 2.4: -1478.4419; 2.5: -39.4753
| 2 | 55.1 | 1: 3.3681; 1.1: 19.4242; 1.2: 0.026048; 1.3: 358.15; 1.4: 0.51817; 1.5: 19.4242; 1.6: 358.15; 1.7: 143.26; 1.8: 8.4594; 1.9: 1193.8333; 2: 38.0202; 2.1: 94.9688; 2.2: 1500.7441; 2.3: 40.0344; 2.4: -1481.3199; 2.5: -39.5162
| 2 | 55.15 | 1: 3.3349; 1.1: 19.2502; 1.2: 0.025815; 1.3: 358.475; 1.4: 0.51306; 1.5: 19.2502; 1.6: 358.475; 1.7: 143.39; 1.8: 8.4594; 1.9: 1194.9167; 2: 38.0547; 2.1: 94.97; 2.2: 1503.4499; 2.3: 40.0702; 2.4: -1484.1997; 2.5: -39.5572
| 2 | 55.2 | 1: 3.3019; 1.1: 19.0769; 1.2: 0.025582; 1.3: 358.8; 1.4: 0.50798; 1.5: 19.0769; 1.6: 358.8; 1.7: 143.52; 1.8: 8.4594; 1.9: 1196; 2: 38.0892; 2.1: 94.9712; 2.2: 1506.1582; 2.3: 40.106; 2.4: -1487.0814; 2.5: -39.5981
| 2 | 55.25 | 1: 3.269; 1.1: 18.9041; 1.2: 0.025351; 1.3: 359.125; 1.4: 0.50292; 1.5: 18.9041; 1.6: 359.125; 1.7: 143.65; 1.8: 8.4594; 1.9: 1197.0833; 2: 38.1237; 2.1: 94.9724; 2.2: 1508.869; 2.3: 40.1419; 2.4: -1489.9648; 2.5: -39.6389
| 2 | 55.3 | 1: 3.2363; 1.1: 18.732; 1.2: 0.02512; 1.3: 359.45; 1.4: 0.4979; 1.5: 18.732; 1.6: 359.45; 1.7: 143.78; 1.8: 8.4594; 1.9: 1198.1667; 2: 38.1582; 2.1: 94.9736; 2.2: 1511.5822; 2.3: 40.1777; 2.4: -1492.8501; 2.5: -39.6798
| 2 | 55.35 | 1: 3.2038; 1.1: 18.5606; 1.2: 0.02489; 1.3: 359.775; 1.4: 0.49289; 1.5: 18.5606; 1.6: 359.775; 1.7: 143.91; 1.8: 8.4594; 1.9: 1199.25; 2: 38.1927; 2.1: 94.9747; 2.2: 1514.2978; 2.3: 40.2135; 2.4: -1495.7372; 2.5: -39.7206
| 2 | 55.4 | 1: 3.1715; 1.1: 18.3898; 1.2: 0.024661; 1.3: 360.1; 1.4: 0.48792; 1.5: 18.3898; 1.6: 360.1; 1.7: 144.04; 1.8: 8.4594; 1.9: 1200.3333; 2: 38.2272; 2.1: 94.9759; 2.2: 1517.016; 2.3: 40.2493; 2.4: -1498.6262; 2.5: -39.7614
| 2 | 55.45 | 1: 3.1393; 1.1: 18.2196; 1.2: 0.024433; 1.3: 360.425; 1.4: 0.48297; 1.5: 18.2196; 1.6: 360.425; 1.7: 144.17; 1.8: 8.4594; 1.9: 1201.4167; 2: 38.2617; 2.1: 94.9771; 2.2: 1519.7366; 2.3: 40.2852; 2.4: -1501.517; 2.5: -39.8022
| 2 | 55.5 | 1: 3.1073; 1.1: 18.0501; 1.2: 0.024206; 1.3: 360.75; 1.4: 0.47804; 1.5: 18.0501; 1.6: 360.75; 1.7: 144.3; 1.8: 8.4594; 1.9: 1202.5; 2: 38.2962; 2.1: 94.9783; 2.2: 1522.4597; 2.3: 40.321; 2.4: -1504.4095; 2.5: -39.8429
| 2 | 55.55 | 1: 3.0754; 1.1: 17.8812; 1.2: 0.023979; 1.3: 361.075; 1.4: 0.47314; 1.5: 17.8812; 1.6: 361.075; 1.7: 144.43; 1.8: 8.4594; 1.9: 1203.5833; 2: 38.3307; 2.1: 94.9795; 2.2: 1525.1852; 2.3: 40.3568; 2.4: -1507.304; 2.5: -39.8837
| 2 | 55.6 | 1: 3.0438; 1.1: 17.713; 1.2: 0.023754; 1.3: 361.4; 1.4: 0.46827; 1.5: 17.713; 1.6: 361.4; 1.7: 144.56; 1.8: 8.4594; 1.9: 1204.6667; 2: 38.3652; 2.1: 94.9806; 2.2: 1527.9132; 2.3: 40.3926; 2.4: -1510.2002; 2.5: -39.9244
| 2 | 55.65 | 1: 3.0123; 1.1: 17.5455; 1.2: 0.023529; 1.3: 361.725; 1.4: 0.46342; 1.5: 17.5455; 1.6: 361.725; 1.7: 144.69; 1.8: 8.4594; 1.9: 1205.75; 2: 38.3997; 2.1: 94.9818; 2.2: 1530.6437; 2.3: 40.4285; 2.4: -1513.0982; 2.5: -39.965
| 2 | 55.7 | 1: 2.9809; 1.1: 17.3785; 1.2: 0.023305; 1.3: 362.05; 1.4: 0.4586; 1.5: 17.3785; 1.6: 362.05; 1.7: 144.82; 1.8: 8.4594; 1.9: 1206.8333; 2: 38.4342; 2.1: 94.983; 2.2: 1533.3766; 2.3: 40.4643; 2.4: -1515.9981; 2.5: -40.0057
| 2 | 55.75 | 1: 2.9498; 1.1: 17.2123; 1.2: 0.023082; 1.3: 362.375; 1.4: 0.45381; 1.5: 17.2123; 1.6: 362.375; 1.7: 144.95; 1.8: 8.4594; 1.9: 1207.9167; 2: 38.4687; 2.1: 94.9841; 2.2: 1536.112; 2.3: 40.5001; 2.4: -1518.8998; 2.5: -40.0463
| 2 | 55.8 | 1: 2.9188; 1.1: 17.0467; 1.2: 0.02286; 1.3: 362.7; 1.4: 0.44904; 1.5: 17.0467; 1.6: 362.7; 1.7: 145.08; 1.8: 8.4594; 1.9: 1209; 2: 38.5032; 2.1: 94.9853; 2.2: 1538.8499; 2.3: 40.5359; 2.4: -1521.8032; 2.5: -40.0869
| 2 | 55.85 | 1: 2.8879; 1.1: 16.8818; 1.2: 0.022639; 1.3: 363.025; 1.4: 0.4443; 1.5: 16.8818; 1.6: 363.025; 1.7: 145.21; 1.8: 8.4594; 1.9: 1210.0833; 2: 38.5377; 2.1: 94.9864; 2.2: 1541.5903; 2.3: 40.5718; 2.4: -1524.7085; 2.5: -40.1275
| 2 | 55.9 | 1: 2.8573; 1.1: 16.7175; 1.2: 0.022419; 1.3: 363.35; 1.4: 0.43958; 1.5: 16.7175; 1.6: 363.35; 1.7: 145.34; 1.8: 8.4594; 1.9: 1211.1667; 2: 38.5722; 2.1: 94.9876; 2.2: 1544.3331; 2.3: 40.6076; 2.4: -1527.6156; 2.5: -40.168
| 2 | 55.95 | 1: 2.8268; 1.1: 16.5539; 1.2: 0.022199; 1.3: 363.675; 1.4: 0.43489; 1.5: 16.5539; 1.6: 363.675; 1.7: 145.47; 1.8: 8.4594; 1.9: 1212.25; 2: 38.6067; 2.1: 94.9887; 2.2: 1547.0784; 2.3: 40.6434; 2.4: -1530.5245; 2.5: -40.2086
| 2 | 56 | 1: 2.7964; 1.1: 16.3909; 1.2: 0.021981; 1.3: 364; 1.4: 0.43022; 1.5: 16.3909; 1.6: 364; 1.7: 145.6; 1.8: 8.4594; 1.9: 1213.3333; 2: 38.6412; 2.1: 94.9899; 2.2: 1549.8262; 2.3: 40.6793; 2.4: -1533.4352; 2.5: -40.2491
| 2 | 56.05 | 1: 2.7663; 1.1: 16.2286; 1.2: 0.021763; 1.3: 364.325; 1.4: 0.42558; 1.5: 16.2286; 1.6: 364.325; 1.7: 145.73; 1.8: 8.4594; 1.9: 1214.4167; 2: 38.6757; 2.1: 94.991; 2.2: 1552.5764; 2.3: 40.7151; 2.4: -1536.3478; 2.5: -40.2895
| 2 | 56.1 | 1: 2.7363; 1.1: 16.067; 1.2: 0.021546; 1.3: 364.65; 1.4: 0.42097; 1.5: 16.067; 1.6: 364.65; 1.7: 145.86; 1.8: 8.4594; 1.9: 1215.5; 2: 38.7102; 2.1: 94.9921; 2.2: 1555.3291; 2.3: 40.7509; 2.4: -1539.2621; 2.5: -40.33
| 2 | 56.15 | 1: 2.7065; 1.1: 15.9061; 1.2: 0.02133; 1.3: 364.975; 1.4: 0.41638; 1.5: 15.9061; 1.6: 364.975; 1.7: 145.99; 1.8: 8.4594; 1.9: 1216.5833; 2: 38.7447; 2.1: 94.9933; 2.2: 1558.0843; 2.3: 40.7868; 2.4: -1542.1782; 2.5: -40.3704
| 2 | 56.2 | 1: 2.6768; 1.1: 15.7458; 1.2: 0.021115; 1.3: 365.3; 1.4: 0.41182; 1.5: 15.7458; 1.6: 365.3; 1.7: 146.12; 1.8: 8.4594; 1.9: 1217.6667; 2: 38.7792; 2.1: 94.9944; 2.2: 1560.8419; 2.3: 40.8226; 2.4: -1545.0961; 2.5: -40.4108
| 2 | 56.25 | 1: 2.6473; 1.1: 15.5862; 1.2: 0.020901; 1.3: 365.625; 1.4: 0.40728; 1.5: 15.5862; 1.6: 365.625; 1.7: 146.25; 1.8: 8.4594; 1.9: 1218.75; 2: 38.8137; 2.1: 94.9955; 2.2: 1563.602; 2.3: 40.8585; 2.4: -1548.0158; 2.5: -40.4512
| 2 | 56.3 | 1: 2.618; 1.1: 15.4273; 1.2: 0.020688; 1.3: 365.95; 1.4: 0.40277; 1.5: 15.4273; 1.6: 365.95; 1.7: 146.38; 1.8: 8.4594; 1.9: 1219.8333; 2: 38.8482; 2.1: 94.9966; 2.2: 1566.3646; 2.3: 40.8943; 2.4: -1550.9374; 2.5: -40.4915
| 2 | 56.35 | 1: 2.5889; 1.1: 15.269; 1.2: 0.020476; 1.3: 366.275; 1.4: 0.39829; 1.5: 15.269; 1.6: 366.275; 1.7: 146.51; 1.8: 8.4594; 1.9: 1220.9167; 2: 38.8827; 2.1: 94.9977; 2.2: 1569.1297; 2.3: 40.9301; 2.4: -1553.8607; 2.5: -40.5318
| 2 | 56.4 | 1: 2.5599; 1.1: 15.1115; 1.2: 0.020265; 1.3: 366.6; 1.4: 0.39383; 1.5: 15.1115; 1.6: 366.6; 1.7: 146.64; 1.8: 8.4594; 1.9: 1222; 2: 38.9172; 2.1: 94.9988; 2.2: 1571.8973; 2.3: 40.966; 2.4: -1556.7858; 2.5: -40.5721
| 2 | 56.45 | 1: 2.5311; 1.1: 14.9546; 1.2: 0.020054; 1.3: 366.925; 1.4: 0.38939; 1.5: 14.9546; 1.6: 366.925; 1.7: 146.77; 1.8: 8.4594; 1.9: 1223.0833; 2: 38.9517; 2.1: 94.9999; 2.2: 1574.6673; 2.3: 41.0018; 2.4: -1559.7127; 2.5: -40.6124
| 2 | 56.5 | 1: 2.5024; 1.1: 14.7984; 1.2: 0.019845; 1.3: 367.25; 1.4: 0.38499; 1.5: 14.7984; 1.6: 367.25; 1.7: 146.9; 1.8: 8.4594; 1.9: 1224.1667; 2: 38.9862; 2.1: 95.001; 2.2: 1577.4398; 2.3: 41.0377; 2.4: -1562.6414; 2.5: -40.6527
| 2 | 56.55 | 1: 2.4739; 1.1: 14.6429; 1.2: 0.019636; 1.3: 367.575; 1.4: 0.3806; 1.5: 14.6429; 1.6: 367.575; 1.7: 147.03; 1.8: 8.4594; 1.9: 1225.25; 2: 39.0207; 2.1: 95.0021; 2.2: 1580.2147; 2.3: 41.0735; 2.4: -1565.5718; 2.5: -40.6929
| 2 | 56.6 | 1: 2.4456; 1.1: 14.4881; 1.2: 0.019429; 1.3: 367.9; 1.4: 0.37625; 1.5: 14.4881; 1.6: 367.9; 1.7: 147.16; 1.8: 8.4594; 1.9: 1226.3333; 2: 39.0552; 2.1: 95.0032; 2.2: 1582.9922; 2.3: 41.1093; 2.4: -1568.5041; 2.5: -40.7331
| 2 | 56.65 | 1: 2.4174; 1.1: 14.3339; 1.2: 0.019222; 1.3: 368.225; 1.4: 0.37191; 1.5: 14.3339; 1.6: 368.225; 1.7: 147.29; 1.8: 8.4594; 1.9: 1227.4167; 2: 39.0897; 2.1: 95.0043; 2.2: 1585.7721; 2.3: 41.1452; 2.4: -1571.4382; 2.5: -40.7733
| 2 | 56.7 | 1: 2.3895; 1.1: 14.1805; 1.2: 0.019016; 1.3: 368.55; 1.4: 0.36761; 1.5: 14.1805; 1.6: 368.55; 1.7: 147.42; 1.8: 8.4594; 1.9: 1228.5; 2: 39.1242; 2.1: 95.0054; 2.2: 1588.5545; 2.3: 41.181; 2.4: -1574.374; 2.5: -40.8134
| 2 | 56.75 | 1: 2.3616; 1.1: 14.0277; 1.2: 0.018811; 1.3: 368.875; 1.4: 0.36333; 1.5: 14.0277; 1.6: 368.875; 1.7: 147.55; 1.8: 8.4594; 1.9: 1229.5833; 2: 39.1587; 2.1: 95.0065; 2.2: 1591.3393; 2.3: 41.2169; 2.4: -1577.3116; 2.5: -40.8536
| 2 | 56.8 | 1: 2.334; 1.1: 13.8756; 1.2: 0.018608; 1.3: 369.2; 1.4: 0.35907; 1.5: 13.8756; 1.6: 369.2; 1.7: 147.68; 1.8: 8.4594; 1.9: 1230.6667; 2: 39.1932; 2.1: 95.0075; 2.2: 1594.1267; 2.3: 41.2527; 2.4: -1580.2511; 2.5: -40.8937
| 2 | 56.85 | 1: 2.3065; 1.1: 13.7242; 1.2: 0.018405; 1.3: 369.525; 1.4: 0.35484; 1.5: 13.7242; 1.6: 369.525; 1.7: 147.81; 1.8: 8.4594; 1.9: 1231.75; 2: 39.2277; 2.1: 95.0086; 2.2: 1596.9165; 2.3: 41.2886; 2.4: -1583.1922; 2.5: -40.9337
| 2 | 56.9 | 1: 2.2792; 1.1: 13.5736; 1.2: 0.018202; 1.3: 369.85; 1.4: 0.35064; 1.5: 13.5736; 1.6: 369.85; 1.7: 147.94; 1.8: 8.4594; 1.9: 1232.8333; 2: 39.2622; 2.1: 95.0097; 2.2: 1599.7088; 2.3: 41.3244; 2.4: -1586.1352; 2.5: -40.9738
| 2 | 56.95 | 1: 2.252; 1.1: 13.4236; 1.2: 0.018001; 1.3: 370.175; 1.4: 0.34646; 1.5: 13.4236; 1.6: 370.175; 1.7: 148.07; 1.8: 8.4594; 1.9: 1233.9167; 2: 39.2967; 2.1: 95.0107; 2.2: 1602.5036; 2.3: 41.3603; 2.4: -1589.08; 2.5: -41.0138
| 2 | 57 | 1: 2.225; 1.1: 13.2743; 1.2: 0.017801; 1.3: 370.5; 1.4: 0.34231; 1.5: 13.2743; 1.6: 370.5; 1.7: 148.2; 1.8: 8.4594; 1.9: 1235; 2: 39.3312; 2.1: 95.0118; 2.2: 1605.3008; 2.3: 41.3961; 2.4: -1592.0265; 2.5: -41.0538
| 2 | 57.05 | 1: 2.1982; 1.1: 13.1257; 1.2: 0.017602; 1.3: 370.825; 1.4: 0.33818; 1.5: 13.1257; 1.6: 370.825; 1.7: 148.33; 1.8: 8.4594; 1.9: 1236.0833; 2: 39.3657; 2.1: 95.0128; 2.2: 1608.1006; 2.3: 41.432; 2.4: -1594.9748; 2.5: -41.0938
| 2 | 57.1 | 1: 2.1715; 1.1: 12.9778; 1.2: 0.017404; 1.3: 371.15; 1.4: 0.33408; 1.5: 12.9778; 1.6: 371.15; 1.7: 148.46; 1.8: 8.4594; 1.9: 1237.1667; 2: 39.4002; 2.1: 95.0139; 2.2: 1610.9028; 2.3: 41.4678; 2.4: -1597.9249; 2.5: -41.1338
| 2 | 57.15 | 1: 2.145; 1.1: 12.8307; 1.2: 0.017206; 1.3: 371.475; 1.4: 0.33; 1.5: 12.8307; 1.6: 371.475; 1.7: 148.59; 1.8: 8.4594; 1.9: 1238.25; 2: 39.4347; 2.1: 95.0149; 2.2: 1613.7074; 2.3: 41.5037; 2.4: -1600.8768; 2.5: -41.1737
| 2 | 57.2 | 1: 2.1186; 1.1: 12.6842; 1.2: 0.01701; 1.3: 371.8; 1.4: 0.32595; 1.5: 12.6842; 1.6: 371.8; 1.7: 148.72; 1.8: 8.4594; 1.9: 1239.3333; 2: 39.4692; 2.1: 95.016; 2.2: 1616.5146; 2.3: 41.5396; 2.4: -1603.8304; 2.5: -41.2136
| 2 | 57.25 | 1: 2.0925; 1.1: 12.5384; 1.2: 0.016814; 1.3: 372.125; 1.4: 0.32192; 1.5: 12.5384; 1.6: 372.125; 1.7: 148.85; 1.8: 8.4594; 1.9: 1240.4167; 2: 39.5037; 2.1: 95.017; 2.2: 1619.3243; 2.3: 41.5754; 2.4: -1606.7858; 2.5: -41.2535
| 2 | 57.3 | 1: 2.0665; 1.1: 12.3934; 1.2: 0.01662; 1.3: 372.45; 1.4: 0.31792; 1.5: 12.3934; 1.6: 372.45; 1.7: 148.98; 1.8: 8.4594; 1.9: 1241.5; 2: 39.5382; 2.1: 95.018; 2.2: 1622.1364; 2.3: 41.6113; 2.4: -1609.743; 2.5: -41.2934
| 2 | 57.35 | 1: 2.0406; 1.1: 12.249; 1.2: 0.016426; 1.3: 372.775; 1.4: 0.31394; 1.5: 12.249; 1.6: 372.775; 1.7: 149.11; 1.8: 8.4594; 1.9: 1242.5833; 2: 39.5727; 2.1: 95.0191; 2.2: 1624.951; 2.3: 41.6471; 2.4: -1612.702; 2.5: -41.3332
| 2 | 57.4 | 1: 2.0149; 1.1: 12.1054; 1.2: 0.016234; 1.3: 373.1; 1.4: 0.30999; 1.5: 12.1054; 1.6: 373.1; 1.7: 149.24; 1.8: 8.4594; 1.9: 1243.6667; 2: 39.6072; 2.1: 95.0201; 2.2: 1627.7681; 2.3: 41.683; 2.4: -1615.6627; 2.5: -41.373
| 2 | 57.45 | 1: 1.9894; 1.1: 11.9625; 1.2: 0.016042; 1.3: 373.425; 1.4: 0.30606; 1.5: 11.9625; 1.6: 373.425; 1.7: 149.37; 1.8: 8.4594; 1.9: 1244.75; 2: 39.6417; 2.1: 95.0211; 2.2: 1630.5876; 2.3: 41.7189; 2.4: -1618.6252; 2.5: -41.4128
| 2 | 57.5 | 1: 1.964; 1.1: 11.8202; 1.2: 0.015851; 1.3: 373.75; 1.4: 0.30216; 1.5: 11.8202; 1.6: 373.75; 1.7: 149.5; 1.8: 8.4594; 1.9: 1245.8333; 2: 39.6762; 2.1: 95.0221; 2.2: 1633.4097; 2.3: 41.7547; 2.4: -1621.5895; 2.5: -41.4526
| 2 | 57.55 | 1: 1.9388; 1.1: 11.6787; 1.2: 0.015661; 1.3: 374.075; 1.4: 0.29828; 1.5: 11.6787; 1.6: 374.075; 1.7: 149.63; 1.8: 8.4594; 1.9: 1246.9167; 2: 39.7107; 2.1: 95.0231; 2.2: 1636.2342; 2.3: 41.7906; 2.4: -1624.5555; 2.5: -41.4923
| 2 | 57.6 | 1: 1.9138; 1.1: 11.538; 1.2: 0.015473; 1.3: 374.4; 1.4: 0.29443; 1.5: 11.538; 1.6: 374.4; 1.7: 149.76; 1.8: 8.4594; 1.9: 1248; 2: 39.7452; 2.1: 95.0241; 2.2: 1639.0612; 2.3: 41.8264; 2.4: -1627.5233; 2.5: -41.532
| 2 | 57.65 | 1: 1.8889; 1.1: 11.3979; 1.2: 0.015285; 1.3: 374.725; 1.4: 0.29061; 1.5: 11.3979; 1.6: 374.725; 1.7: 149.89; 1.8: 8.4594; 1.9: 1249.0833; 2: 39.7797; 2.1: 95.0252; 2.2: 1641.8907; 2.3: 41.8623; 2.4: -1630.4928; 2.5: -41.5717
| 2 | 57.7 | 1: 1.8642; 1.1: 11.2586; 1.2: 0.015098; 1.3: 375.05; 1.4: 0.2868; 1.5: 11.2586; 1.6: 375.05; 1.7: 150.02; 1.8: 8.4594; 1.9: 1250.1667; 2: 39.8142; 2.1: 95.0262; 2.2: 1644.7227; 2.3: 41.8982; 2.4: -1633.4641; 2.5: -41.6114
| 2 | 57.75 | 1: 1.8397; 1.1: 11.1199; 1.2: 0.014912; 1.3: 375.375; 1.4: 0.28303; 1.5: 11.1199; 1.6: 375.375; 1.7: 150.15; 1.8: 8.4594; 1.9: 1251.25; 2: 39.8487; 2.1: 95.0271; 2.2: 1647.5572; 2.3: 41.934; 2.4: -1636.4372; 2.5: -41.651
| 2 | 57.8 | 1: 1.8153; 1.1: 10.982; 1.2: 0.014727; 1.3: 375.7; 1.4: 0.27928; 1.5: 10.982; 1.6: 375.7; 1.7: 150.28; 1.8: 8.4594; 1.9: 1252.3333; 2: 39.8832; 2.1: 95.0281; 2.2: 1650.3941; 2.3: 41.9699; 2.4: -1639.4121; 2.5: -41.6906
| 2 | 57.85 | 1: 1.7911; 1.1: 10.8449; 1.2: 0.014543; 1.3: 376.025; 1.4: 0.27555; 1.5: 10.8449; 1.6: 376.025; 1.7: 150.41; 1.8: 8.4594; 1.9: 1253.4167; 2: 39.9177; 2.1: 95.0291; 2.2: 1653.2335; 2.3: 42.0058; 2.4: -1642.3887; 2.5: -41.7302
| 2 | 57.9 | 1: 1.767; 1.1: 10.7084; 1.2: 0.01436; 1.3: 376.35; 1.4: 0.27185; 1.5: 10.7084; 1.6: 376.35; 1.7: 150.54; 1.8: 8.4594; 1.9: 1254.5; 2: 39.9522; 2.1: 95.0301; 2.2: 1656.0755; 2.3: 42.0417; 2.4: -1645.367; 2.5: -41.7698
| 2 | 57.95 | 1: 1.7431; 1.1: 10.5727; 1.2: 0.014178; 1.3: 376.675; 1.4: 0.26817; 1.5: 10.5727; 1.6: 376.675; 1.7: 150.67; 1.8: 8.4594; 1.9: 1255.5833; 2: 39.9867; 2.1: 95.0311; 2.2: 1658.9198; 2.3: 42.0775; 2.4: -1648.3472; 2.5: -41.8094
| 2 | 58 | 1: 1.7194; 1.1: 10.4377; 1.2: 0.013997; 1.3: 377; 1.4: 0.26452; 1.5: 10.4377; 1.6: 377; 1.7: 150.8; 1.8: 8.4594; 1.9: 1256.6667; 2: 40.0212; 2.1: 95.0321; 2.2: 1661.7667; 2.3: 42.1134; 2.4: -1651.329; 2.5: -41.8489
| 2 | 58.05 | 1: 1.6958; 1.1: 10.3034; 1.2: 0.013817; 1.3: 377.325; 1.4: 0.26089; 1.5: 10.3034; 1.6: 377.325; 1.7: 150.93; 1.8: 8.4594; 1.9: 1257.75; 2: 40.0557; 2.1: 95.033; 2.2: 1664.6161; 2.3: 42.1493; 2.4: -1654.3127; 2.5: -41.8884
| 2 | 58.1 | 1: 1.6724; 1.1: 10.1699; 1.2: 0.013638; 1.3: 377.65; 1.4: 0.25729; 1.5: 10.1699; 1.6: 377.65; 1.7: 151.06; 1.8: 8.4594; 1.9: 1258.8333; 2: 40.0902; 2.1: 95.034; 2.2: 1667.4679; 2.3: 42.1852; 2.4: -1657.2981; 2.5: -41.9279
| 2 | 58.15 | 1: 1.6491; 1.1: 10.0371; 1.2: 0.01346; 1.3: 377.975; 1.4: 0.25371; 1.5: 10.0371; 1.6: 377.975; 1.7: 151.19; 1.8: 8.4594; 1.9: 1259.9167; 2: 40.1247; 2.1: 95.035; 2.2: 1670.3223; 2.3: 42.221; 2.4: -1660.2852; 2.5: -41.9673
| 2 | 58.2 | 1: 1.626; 1.1: 9.905; 1.2: 0.013283; 1.3: 378.3; 1.4: 0.25015; 1.5: 9.905; 1.6: 378.3; 1.7: 151.32; 1.8: 8.4594; 1.9: 1261; 2: 40.1592; 2.1: 95.0359; 2.2: 1673.1791; 2.3: 42.2569; 2.4: -1663.2741; 2.5: -42.0068
| 2 | 58.25 | 1: 1.6031; 1.1: 9.7736; 1.2: 0.013107; 1.3: 378.625; 1.4: 0.24663; 1.5: 9.7736; 1.6: 378.625; 1.7: 151.45; 1.8: 8.4594; 1.9: 1262.0833; 2: 40.1937; 2.1: 95.0369; 2.2: 1676.0384; 2.3: 42.2928; 2.4: -1666.2648; 2.5: -42.0462
| 2 | 58.3 | 1: 1.5803; 1.1: 9.643; 1.2: 0.012932; 1.3: 378.95; 1.4: 0.24312; 1.5: 9.643; 1.6: 378.95; 1.7: 151.58; 1.8: 8.4594; 1.9: 1263.1667; 2: 40.2282; 2.1: 95.0378; 2.2: 1678.9002; 2.3: 42.3287; 2.4: -1669.2572; 2.5: -42.0855
| 2 | 58.35 | 1: 1.5577; 1.1: 9.5131; 1.2: 0.012757; 1.3: 379.275; 1.4: 0.23964; 1.5: 9.5131; 1.6: 379.275; 1.7: 151.71; 1.8: 8.4594; 1.9: 1264.25; 2: 40.2627; 2.1: 95.0388; 2.2: 1681.7645; 2.3: 42.3645; 2.4: -1672.2513; 2.5: -42.1249
| 2 | 58.4 | 1: 1.5352; 1.1: 9.384; 1.2: 0.012584; 1.3: 379.6; 1.4: 0.23619; 1.5: 9.384; 1.6: 379.6; 1.7: 151.84; 1.8: 8.4594; 1.9: 1265.3333; 2: 40.2972; 2.1: 95.0397; 2.2: 1684.6312; 2.3: 42.4004; 2.4: -1675.2472; 2.5: -42.1642
| 2 | 58.45 | 1: 1.5129; 1.1: 9.2556; 1.2: 0.012412; 1.3: 379.925; 1.4: 0.23275; 1.5: 9.2556; 1.6: 379.925; 1.7: 151.97; 1.8: 8.4594; 1.9: 1266.4167; 2: 40.3317; 2.1: 95.0406; 2.2: 1687.5005; 2.3: 42.4363; 2.4: -1678.2449; 2.5: -42.2036
| 2 | 58.5 | 1: 1.4908; 1.1: 9.1279; 1.2: 0.012241; 1.3: 380.25; 1.4: 0.22935; 1.5: 9.1279; 1.6: 380.25; 1.7: 152.1; 1.8: 8.4594; 1.9: 1267.5; 2: 40.3662; 2.1: 95.0416; 2.2: 1690.3722; 2.3: 42.4722; 2.4: -1681.2443; 2.5: -42.2428
| 2 | 58.55 | 1: 1.4688; 1.1: 9.001; 1.2: 0.012071; 1.3: 380.575; 1.4: 0.22597; 1.5: 9.001; 1.6: 380.575; 1.7: 152.23; 1.8: 8.4594; 1.9: 1268.5833; 2: 40.4007; 2.1: 95.0425; 2.2: 1693.2464; 2.3: 42.5081; 2.4: -1684.2454; 2.5: -42.2821
| 2 | 58.6 | 1: 1.447; 1.1: 8.8748; 1.2: 0.011901; 1.3: 380.9; 1.4: 0.22261; 1.5: 8.8748; 1.6: 380.9; 1.7: 152.36; 1.8: 8.4594; 1.9: 1269.6667; 2: 40.4352; 2.1: 95.0434; 2.2: 1696.1232; 2.3: 42.544; 2.4: -1687.2483; 2.5: -42.3214
| 2 | 58.65 | 1: 1.4253; 1.1: 8.7494; 1.2: 0.011733; 1.3: 381.225; 1.4: 0.21927; 1.5: 8.7494; 1.6: 381.225; 1.7: 152.49; 1.8: 8.4594; 1.9: 1270.75; 2: 40.4697; 2.1: 95.0443; 2.2: 1699.0024; 2.3: 42.5799; 2.4: -1690.253; 2.5: -42.3606
| 2 | 58.7 | 1: 1.4038; 1.1: 8.6247; 1.2: 0.011566; 1.3: 381.55; 1.4: 0.21596; 1.5: 8.6247; 1.6: 381.55; 1.7: 152.62; 1.8: 8.4594; 1.9: 1271.8333; 2: 40.5042; 2.1: 95.0453; 2.2: 1701.8841; 2.3: 42.6157; 2.4: -1693.2594; 2.5: -42.3998
| 2 | 58.75 | 1: 1.3824; 1.1: 8.5007; 1.2: 0.0114; 1.3: 381.875; 1.4: 0.21268; 1.5: 8.5007; 1.6: 381.875; 1.7: 152.75; 1.8: 8.4594; 1.9: 1272.9167; 2: 40.5387; 2.1: 95.0462; 2.2: 1704.7682; 2.3: 42.6516; 2.4: -1696.2675; 2.5: -42.439
| 2 | 58.8 | 1: 1.3612; 1.1: 8.3775; 1.2: 0.011234; 1.3: 382.2; 1.4: 0.20942; 1.5: 8.3775; 1.6: 382.2; 1.7: 152.88; 1.8: 8.4594; 1.9: 1274; 2: 40.5732; 2.1: 95.0471; 2.2: 1707.6549; 2.3: 42.6875; 2.4: -1699.2774; 2.5: -42.4781
| 2 | 58.85 | 1: 1.3402; 1.1: 8.255; 1.2: 0.01107; 1.3: 382.525; 1.4: 0.20618; 1.5: 8.255; 1.6: 382.525; 1.7: 153.01; 1.8: 8.4594; 1.9: 1275.0833; 2: 40.6077; 2.1: 95.048; 2.2: 1710.5441; 2.3: 42.7234; 2.4: -1702.289; 2.5: -42.5172
| 2 | 58.9 | 1: 1.3193; 1.1: 8.1333; 1.2: 0.010907; 1.3: 382.85; 1.4: 0.20297; 1.5: 8.1333; 1.6: 382.85; 1.7: 153.14; 1.8: 8.4594; 1.9: 1276.1667; 2: 40.6423; 2.1: 95.0489; 2.2: 1713.4357; 2.3: 42.7593; 2.4: -1705.3024; 2.5: -42.5563
| 2 | 58.95 | 1: 1.2986; 1.1: 8.0124; 1.2: 0.010745; 1.3: 383.175; 1.4: 0.19978; 1.5: 8.0124; 1.6: 383.175; 1.7: 153.27; 1.8: 8.4594; 1.9: 1277.25; 2: 40.6768; 2.1: 95.0498; 2.2: 1716.3299; 2.3: 42.7952; 2.4: -1708.3175; 2.5: -42.5954
| 2 | 59 | 1: 1.278; 1.1: 7.8921; 1.2: 0.010584; 1.3: 383.5; 1.4: 0.19662; 1.5: 7.8921; 1.6: 383.5; 1.7: 153.4; 1.8: 8.4594; 1.9: 1278.3333; 2: 40.7113; 2.1: 95.0507; 2.2: 1719.2265; 2.3: 42.8311; 2.4: -1711.3343; 2.5: -42.6345
| 2 | 59.05 | 1: 1.2576; 1.1: 7.7727; 1.2: 0.010423; 1.3: 383.825; 1.4: 0.19348; 1.5: 7.7727; 1.6: 383.825; 1.7: 153.53; 1.8: 8.4594; 1.9: 1279.4167; 2: 40.7458; 2.1: 95.0515; 2.2: 1722.1256; 2.3: 42.867; 2.4: -1714.3529; 2.5: -42.6735
| 2 | 59.1 | 1: 1.2373; 1.1: 7.6539; 1.2: 0.010264; 1.3: 384.15; 1.4: 0.19036; 1.5: 7.6539; 1.6: 384.15; 1.7: 153.66; 1.8: 8.4594; 1.9: 1280.5; 2: 40.7803; 2.1: 95.0524; 2.2: 1725.0272; 2.3: 42.9029; 2.4: -1717.3733; 2.5: -42.7125
| 2 | 59.15 | 1: 1.2172; 1.1: 7.536; 1.2: 0.010106; 1.3: 384.475; 1.4: 0.18727; 1.5: 7.536; 1.6: 384.475; 1.7: 153.79; 1.8: 8.4594; 1.9: 1281.5833; 2: 40.8148; 2.1: 95.0533; 2.2: 1727.9313; 2.3: 42.9388; 2.4: -1720.3953; 2.5: -42.7515
| 2 | 59.2 | 1: 1.1973; 1.1: 7.4187; 1.2: 0.0099487; 1.3: 384.8; 1.4: 0.1842; 1.5: 7.4187; 1.6: 384.8; 1.7: 153.92; 1.8: 8.4594; 1.9: 1282.6667; 2: 40.8493; 2.1: 95.0542; 2.2: 1730.8379; 2.3: 42.9747; 2.4: -1723.4192; 2.5: -42.7905
| 2 | 59.25 | 1: 1.1775; 1.1: 7.3023; 1.2: 0.0097925; 1.3: 385.125; 1.4: 0.18115; 1.5: 7.3023; 1.6: 385.125; 1.7: 154.05; 1.8: 8.4594; 1.9: 1283.75; 2: 40.8838; 2.1: 95.0551; 2.2: 1733.747; 2.3: 43.0106; 2.4: -1726.4447; 2.5: -42.8295
| 2 | 59.3 | 1: 1.1579; 1.1: 7.1866; 1.2: 0.0096373; 1.3: 385.45; 1.4: 0.17813; 1.5: 7.1866; 1.6: 385.45; 1.7: 154.18; 1.8: 8.4594; 1.9: 1284.8333; 2: 40.9183; 2.1: 95.0559; 2.2: 1736.6586; 2.3: 43.0465; 2.4: -1729.472; 2.5: -42.8684
| 2 | 59.35 | 1: 1.1384; 1.1: 7.0716; 1.2: 0.0094832; 1.3: 385.775; 1.4: 0.17514; 1.5: 7.0716; 1.6: 385.775; 1.7: 154.31; 1.8: 8.4594; 1.9: 1285.9167; 2: 40.9528; 2.1: 95.0568; 2.2: 1739.5726; 2.3: 43.0824; 2.4: -1732.501; 2.5: -42.9073
| 2 | 59.4 | 1: 1.1191; 1.1: 6.9574; 1.2: 0.00933; 1.3: 386.1; 1.4: 0.17216; 1.5: 6.9574; 1.6: 386.1; 1.7: 154.44; 1.8: 8.4594; 1.9: 1287; 2: 40.9873; 2.1: 95.0576; 2.2: 1742.4892; 2.3: 43.1183; 2.4: -1735.5318; 2.5: -42.9462
| 2 | 59.45 | 1: 1.0999; 1.1: 6.8439; 1.2: 0.0091779; 1.3: 386.425; 1.4: 0.16921; 1.5: 6.8439; 1.6: 386.425; 1.7: 154.57; 1.8: 8.4594; 1.9: 1288.0833; 2: 41.0218; 2.1: 95.0585; 2.2: 1745.4082; 2.3: 43.1542; 2.4: -1738.5643; 2.5: -42.985
| 2 | 59.5 | 1: 1.0809; 1.1: 6.7312; 1.2: 0.0090268; 1.3: 386.75; 1.4: 0.16629; 1.5: 6.7312; 1.6: 386.75; 1.7: 154.7; 1.8: 8.4594; 1.9: 1289.1667; 2: 41.0563; 2.1: 95.0593; 2.2: 1748.3298; 2.3: 43.1901; 2.4: -1741.5985; 2.5: -43.0239
| 2 | 59.55 | 1: 1.062; 1.1: 6.6193; 1.2: 0.0088766; 1.3: 387.075; 1.4: 0.16338; 1.5: 6.6193; 1.6: 387.075; 1.7: 154.83; 1.8: 8.4594; 1.9: 1290.25; 2: 41.0908; 2.1: 95.0602; 2.2: 1751.2538; 2.3: 43.2261; 2.4: -1744.6345; 2.5: -43.0627
| 2 | 59.6 | 1: 1.0433; 1.1: 6.5081; 1.2: 0.0087275; 1.3: 387.4; 1.4: 0.1605; 1.5: 6.5081; 1.6: 387.4; 1.7: 154.96; 1.8: 8.4594; 1.9: 1291.3333; 2: 41.1253; 2.1: 95.061; 2.2: 1754.1803; 2.3: 43.262; 2.4: -1747.6722; 2.5: -43.1015
| 2 | 59.65 | 1: 1.0247; 1.1: 6.3977; 1.2: 0.0085795; 1.3: 387.725; 1.4: 0.15765; 1.5: 6.3977; 1.6: 387.725; 1.7: 155.09; 1.8: 8.4594; 1.9: 1292.4167; 2: 41.1598; 2.1: 95.0619; 2.2: 1757.1093; 2.3: 43.2979; 2.4: -1750.7116; 2.5: -43.1402
| 2 | 59.7 | 1: 1.0063; 1.1: 6.288; 1.2: 0.0084324; 1.3: 388.05; 1.4: 0.15482; 1.5: 6.288; 1.6: 388.05; 1.7: 155.22; 1.8: 8.4594; 1.9: 1293.5; 2: 41.1943; 2.1: 95.0627; 2.2: 1760.0409; 2.3: 43.3338; 2.4: -1753.7528; 2.5: -43.179
| 2 | 59.75 | 1: 0.98806; 1.1: 6.1791; 1.2: 0.0082864; 1.3: 388.375; 1.4: 0.15201; 1.5: 6.1791; 1.6: 388.375; 1.7: 155.35; 1.8: 8.4594; 1.9: 1294.5833; 2: 41.2288; 2.1: 95.0635; 2.2: 1762.9749; 2.3: 43.3697; 2.4: -1756.7957; 2.5: -43.2177
| 2 | 59.8 | 1: 0.96995; 1.1: 6.071; 1.2: 0.0081414; 1.3: 388.7; 1.4: 0.14922; 1.5: 6.071; 1.6: 388.7; 1.7: 155.48; 1.8: 8.4594; 1.9: 1295.6667; 2: 41.2633; 2.1: 95.0643; 2.2: 1765.9114; 2.3: 43.4056; 2.4: -1759.8404; 2.5: -43.2564
| 2 | 59.85 | 1: 0.952; 1.1: 5.9636; 1.2: 0.0079974; 1.3: 389.025; 1.4: 0.14646; 1.5: 5.9636; 1.6: 389.025; 1.7: 155.61; 1.8: 8.4594; 1.9: 1296.75; 2: 41.2978; 2.1: 95.0652; 2.2: 1768.8503; 2.3: 43.4415; 2.4: -1762.8867; 2.5: -43.2951
| 2 | 59.9 | 1: 0.9342; 1.1: 5.857; 1.2: 0.0078544; 1.3: 389.35; 1.4: 0.14372; 1.5: 5.857; 1.6: 389.35; 1.7: 155.74; 1.8: 8.4594; 1.9: 1297.8333; 2: 41.3323; 2.1: 95.066; 2.2: 1771.7918; 2.3: 43.4775; 2.4: -1765.9348; 2.5: -43.3337
| 2 | 59.95 | 1: 0.91655; 1.1: 5.7511; 1.2: 0.0077124; 1.3: 389.675; 1.4: 0.14101; 1.5: 5.7511; 1.6: 389.675; 1.7: 155.87; 1.8: 8.4594; 1.9: 1298.9167; 2: 41.3668; 2.1: 95.0668; 2.2: 1774.7358; 2.3: 43.5134; 2.4: -1768.9847; 2.5: -43.3724
| 2 | 60 | 1: 0.89905; 1.1: 5.646; 1.2: 0.0075715; 1.3: 390; 1.4: 0.13832; 1.5: 5.646; 1.6: 390; 1.7: 156; 1.8: 8.4594; 1.9: 1300; 2: 41.4013; 2.1: 95.0676; 2.2: 1777.6823; 2.3: 43.5493; 2.4: -1772.0362; 2.5: -43.411
| 2 | 60.05 | 1: 0.8817; 1.1: 5.5417; 1.2: 0.0074316; 1.3: 390.325; 1.4: 0.13565; 1.5: 5.5417; 1.6: 390.325; 1.7: 156.13; 1.8: 8.4594; 1.9: 1301.0833; 2: 41.4358; 2.1: 95.0684; 2.2: 1780.6313; 2.3: 43.5852; 2.4: -1775.0895; 2.5: -43.4496
| 2 | 60.1 | 1: 0.86451; 1.1: 5.4381; 1.2: 0.0072927; 1.3: 390.65; 1.4: 0.133; 1.5: 5.4381; 1.6: 390.65; 1.7: 156.26; 1.8: 8.4594; 1.9: 1302.1667; 2: 41.4703; 2.1: 95.0692; 2.2: 1783.5827; 2.3: 43.6211; 2.4: -1778.1446; 2.5: -43.4881
| 2 | 60.15 | 1: 0.84746; 1.1: 5.3353; 1.2: 0.0071548; 1.3: 390.975; 1.4: 0.13038; 1.5: 5.3353; 1.6: 390.975; 1.7: 156.39; 1.8: 8.4594; 1.9: 1303.25; 2: 41.5048; 2.1: 95.07; 2.2: 1786.5367; 2.3: 43.6571; 2.4: -1781.2013; 2.5: -43.5267
| 2 | 60.2 | 1: 0.83056; 1.1: 5.2333; 1.2: 0.007018; 1.3: 391.3; 1.4: 0.12778; 1.5: 5.2333; 1.6: 391.3; 1.7: 156.52; 1.8: 8.4594; 1.9: 1304.3333; 2: 41.5393; 2.1: 95.0708; 2.2: 1789.4931; 2.3: 43.693; 2.4: -1784.2598; 2.5: -43.5652
| 2 | 60.25 | 1: 0.81381; 1.1: 5.132; 1.2: 0.0068821; 1.3: 391.625; 1.4: 0.1252; 1.5: 5.132; 1.6: 391.625; 1.7: 156.65; 1.8: 8.4594; 1.9: 1305.4167; 2: 41.5738; 2.1: 95.0716; 2.2: 1792.4521; 2.3: 43.7289; 2.4: -1787.3201; 2.5: -43.6037
| 2 | 60.3 | 1: 0.79721; 1.1: 5.0315; 1.2: 0.0067474; 1.3: 391.95; 1.4: 0.12265; 1.5: 5.0315; 1.6: 391.95; 1.7: 156.78; 1.8: 8.4594; 1.9: 1306.5; 2: 41.6083; 2.1: 95.0724; 2.2: 1795.4135; 2.3: 43.7648; 2.4: -1790.382; 2.5: -43.6422
| 2 | 60.35 | 1: 0.78076; 1.1: 4.9318; 1.2: 0.0066136; 1.3: 392.275; 1.4: 0.12012; 1.5: 4.9318; 1.6: 392.275; 1.7: 156.91; 1.8: 8.4594; 1.9: 1307.5833; 2: 41.6428; 2.1: 95.0732; 2.2: 1798.3774; 2.3: 43.8008; 2.4: -1793.4457; 2.5: -43.6807
| 2 | 60.4 | 1: 0.76445; 1.1: 4.8328; 1.2: 0.0064809; 1.3: 392.6; 1.4: 0.11761; 1.5: 4.8328; 1.6: 392.6; 1.7: 157.04; 1.8: 8.4594; 1.9: 1308.6667; 2: 41.6773; 2.1: 95.0739; 2.2: 1801.3439; 2.3: 43.8367; 2.4: -1796.5111; 2.5: -43.7191
| 2 | 60.45 | 1: 0.7483; 1.1: 4.7346; 1.2: 0.0063491; 1.3: 392.925; 1.4: 0.11512; 1.5: 4.7346; 1.6: 392.925; 1.7: 157.17; 1.8: 8.4594; 1.9: 1309.75; 2: 41.7118; 2.1: 95.0747; 2.2: 1804.3128; 2.3: 43.8726; 2.4: -1799.5783; 2.5: -43.7575
| 2 | 60.5 | 1: 0.73229; 1.1: 4.6371; 1.2: 0.0062185; 1.3: 393.25; 1.4: 0.11266; 1.5: 4.6371; 1.6: 393.25; 1.7: 157.3; 1.8: 8.4594; 1.9: 1310.8333; 2: 41.7463; 2.1: 95.0755; 2.2: 1807.2842; 2.3: 43.9086; 2.4: -1802.6471; 2.5: -43.7959
| 2 | 60.55 | 1: 0.71643; 1.1: 4.5404; 1.2: 0.0060888; 1.3: 393.575; 1.4: 0.11022; 1.5: 4.5404; 1.6: 393.575; 1.7: 157.43; 1.8: 8.4594; 1.9: 1311.9167; 2: 41.7808; 2.1: 95.0762; 2.2: 1810.2581; 2.3: 43.9445; 2.4: -1805.7177; 2.5: -43.8343
| 2 | 60.6 | 1: 0.70072; 1.1: 4.4445; 1.2: 0.0059602; 1.3: 393.9; 1.4: 0.1078; 1.5: 4.4445; 1.6: 393.9; 1.7: 157.56; 1.8: 8.4594; 1.9: 1313; 2: 41.8153; 2.1: 95.077; 2.2: 1813.2346; 2.3: 43.9804; 2.4: -1808.7901; 2.5: -43.8726
| 2 | 60.65 | 1: 0.68515; 1.1: 4.3493; 1.2: 0.0058326; 1.3: 394.225; 1.4: 0.10541; 1.5: 4.3493; 1.6: 394.225; 1.7: 157.69; 1.8: 8.4594; 1.9: 1314.0833; 2: 41.8498; 2.1: 95.0778; 2.2: 1816.2135; 2.3: 44.0164; 2.4: -1811.8641; 2.5: -43.911
| 2 | 60.7 | 1: 0.66973; 1.1: 4.255; 1.2: 0.005706; 1.3: 394.55; 1.4: 0.10304; 1.5: 4.255; 1.6: 394.55; 1.7: 157.82; 1.8: 8.4594; 1.9: 1315.1667; 2: 41.8843; 2.1: 95.0785; 2.2: 1819.1949; 2.3: 44.0523; 2.4: -1814.9399; 2.5: -43.9493
| 2 | 60.75 | 1: 0.65445; 1.1: 4.1613; 1.2: 0.0055805; 1.3: 394.875; 1.4: 0.10069; 1.5: 4.1613; 1.6: 394.875; 1.7: 157.95; 1.8: 8.4594; 1.9: 1316.25; 2: 41.9188; 2.1: 95.0793; 2.2: 1822.1788; 2.3: 44.0883; 2.4: -1818.0174; 2.5: -43.9876
| 2 | 60.8 | 1: 0.63932; 1.1: 4.0685; 1.2: 0.0054559; 1.3: 395.2; 1.4: 0.098358; 1.5: 4.0685; 1.6: 395.2; 1.7: 158.08; 1.8: 8.4594; 1.9: 1317.3333; 2: 41.9533; 2.1: 95.08; 2.2: 1825.1652; 2.3: 44.1242; 2.4: -1821.0967; 2.5: -44.0258
| 2 | 60.85 | 1: 0.62434; 1.1: 3.9764; 1.2: 0.0053324; 1.3: 395.525; 1.4: 0.096052; 1.5: 3.9764; 1.6: 395.525; 1.7: 158.21; 1.8: 8.4594; 1.9: 1318.4167; 2: 41.9878; 2.1: 95.0807; 2.2: 1828.1541; 2.3: 44.1601; 2.4: -1824.1776; 2.5: -44.0641
| 2 | 60.9 | 1: 0.6095; 1.1: 3.8851; 1.2: 0.00521; 1.3: 395.85; 1.4: 0.09377; 1.5: 3.8851; 1.6: 395.85; 1.7: 158.34; 1.8: 8.4594; 1.9: 1319.5; 2: 42.0223; 2.1: 95.0815; 2.2: 1831.1454; 2.3: 44.1961; 2.4: -1827.2603; 2.5: -44.1023
| 2 | 60.95 | 1: 0.59481; 1.1: 3.7945; 1.2: 0.0050886; 1.3: 396.175; 1.4: 0.091509; 1.5: 3.7945; 1.6: 396.175; 1.7: 158.47; 1.8: 8.4594; 1.9: 1320.5833; 2: 42.0568; 2.1: 95.0822; 2.2: 1834.1393; 2.3: 44.232; 2.4: -1830.3448; 2.5: -44.1405
| 2 | 61 | 1: 0.58026; 1.1: 3.7048; 1.2: 0.0049682; 1.3: 396.5; 1.4: 0.089271; 1.5: 3.7048; 1.6: 396.5; 1.7: 158.6; 1.8: 8.4594; 1.9: 1321.6667; 2: 42.0913; 2.1: 95.0829; 2.2: 1837.1357; 2.3: 44.268; 2.4: -1833.4309; 2.5: -44.1787
| 2 | 61.05 | 1: 0.56585; 1.1: 3.6157; 1.2: 0.0048488; 1.3: 396.825; 1.4: 0.087054; 1.5: 3.6157; 1.6: 396.825; 1.7: 158.73; 1.8: 8.4594; 1.9: 1322.75; 2: 42.1258; 2.1: 95.0837; 2.2: 1840.1346; 2.3: 44.3039; 2.4: -1836.5188; 2.5: -44.2169
| 2 | 61.1 | 1: 0.55159; 1.1: 3.5275; 1.2: 0.0047304; 1.3: 397.15; 1.4: 0.08486; 1.5: 3.5275; 1.6: 397.15; 1.7: 158.86; 1.8: 8.4594; 1.9: 1323.8333; 2: 42.1603; 2.1: 95.0844; 2.2: 1843.1359; 2.3: 44.3399; 2.4: -1839.6084; 2.5: -44.255
| 2 | 61.15 | 1: 0.53747; 1.1: 3.44; 1.2: 0.0046131; 1.3: 397.475; 1.4: 0.082688; 1.5: 3.44; 1.6: 397.475; 1.7: 158.99; 1.8: 8.4594; 1.9: 1324.9167; 2: 42.1948; 2.1: 95.0851; 2.2: 1846.1398; 2.3: 44.3758; 2.4: -1842.6998; 2.5: -44.2931
| 2 | 61.2 | 1: 0.5235; 1.1: 3.3533; 1.2: 0.0044969; 1.3: 397.8; 1.4: 0.080538; 1.5: 3.3533; 1.6: 397.8; 1.7: 159.12; 1.8: 8.4594; 1.9: 1326; 2: 42.2293; 2.1: 95.0858; 2.2: 1849.1462; 2.3: 44.4118; 2.4: -1845.7929; 2.5: -44.3312
| 2 | 61.25 | 1: 0.50966; 1.1: 3.2674; 1.2: 0.0043816; 1.3: 398.125; 1.4: 0.07841; 1.5: 3.2674; 1.6: 398.125; 1.7: 159.25; 1.8: 8.4594; 1.9: 1327.0833; 2: 42.2638; 2.1: 95.0865; 2.2: 1852.155; 2.3: 44.4477; 2.4: -1848.8877; 2.5: -44.3693
| 2 | 61.3 | 1: 0.49597; 1.1: 3.1822; 1.2: 0.0042674; 1.3: 398.45; 1.4: 0.076303; 1.5: 3.1822; 1.6: 398.45; 1.7: 159.38; 1.8: 8.4594; 1.9: 1328.1667; 2: 42.2983; 2.1: 95.0873; 2.2: 1855.1664; 2.3: 44.4837; 2.4: -1851.9842; 2.5: -44.4074
| 2 | 61.35 | 1: 0.48242; 1.1: 3.0978; 1.2: 0.0041542; 1.3: 398.775; 1.4: 0.074219; 1.5: 3.0978; 1.6: 398.775; 1.7: 159.51; 1.8: 8.4594; 1.9: 1329.25; 2: 42.3328; 2.1: 95.088; 2.2: 1858.1802; 2.3: 44.5196; 2.4: -1855.0825; 2.5: -44.4454
| 2 | 61.4 | 1: 0.46901; 1.1: 3.0141; 1.2: 0.004042; 1.3: 399.1; 1.4: 0.072156; 1.5: 3.0141; 1.6: 399.1; 1.7: 159.64; 1.8: 8.4594; 1.9: 1330.3333; 2: 42.3673; 2.1: 95.0887; 2.2: 1861.1966; 2.3: 44.5556; 2.4: -1858.1825; 2.5: -44.4834
| 2 | 61.45 | 1: 0.45574; 1.1: 2.9312; 1.2: 0.0039309; 1.3: 399.425; 1.4: 0.070115; 1.5: 2.9312; 1.6: 399.425; 1.7: 159.77; 1.8: 8.4594; 1.9: 1331.4167; 2: 42.4018; 2.1: 95.0894; 2.2: 1864.2154; 2.3: 44.5915; 2.4: -1861.2842; 2.5: -44.5214
| 2 | 61.5 | 1: 0.44262; 1.1: 2.8491; 1.2: 0.0038207; 1.3: 399.75; 1.4: 0.068095; 1.5: 2.8491; 1.6: 399.75; 1.7: 159.9; 1.8: 8.4594; 1.9: 1332.5; 2: 42.4363; 2.1: 95.09; 2.2: 1867.2367; 2.3: 44.6275; 2.4: -1864.3876; 2.5: -44.5594
| 2 | 61.55 | 1: 0.42963; 1.1: 2.7678; 1.2: 0.0037117; 1.3: 400.075; 1.4: 0.066097; 1.5: 2.7678; 1.6: 400.075; 1.7: 160.03; 1.8: 8.4594; 1.9: 1333.5833; 2: 42.4708; 2.1: 95.0907; 2.2: 1870.2606; 2.3: 44.6635; 2.4: -1867.4928; 2.5: -44.5974
| 2 | 61.6 | 1: 0.41678; 1.1: 2.6872; 1.2: 0.0036036; 1.3: 400.4; 1.4: 0.064121; 1.5: 2.6872; 1.6: 400.4; 1.7: 160.16; 1.8: 8.4594; 1.9: 1334.6667; 2: 42.5053; 2.1: 95.0914; 2.2: 1873.2869; 2.3: 44.6994; 2.4: -1870.5997; 2.5: -44.6353
| 2 | 61.65 | 1: 0.40408; 1.1: 2.6074; 1.2: 0.0034966; 1.3: 400.725; 1.4: 0.062166; 1.5: 2.6074; 1.6: 400.725; 1.7: 160.29; 1.8: 8.4594; 1.9: 1335.75; 2: 42.5398; 2.1: 95.0921; 2.2: 1876.3157; 2.3: 44.7354; 2.4: -1873.7083; 2.5: -44.6732
| 2 | 61.7 | 1: 0.39151; 1.1: 2.5283; 1.2: 0.0033906; 1.3: 401.05; 1.4: 0.060232; 1.5: 2.5283; 1.6: 401.05; 1.7: 160.42; 1.8: 8.4594; 1.9: 1336.8333; 2: 42.5743; 2.1: 95.0928; 2.2: 1879.3471; 2.3: 44.7713; 2.4: -1876.8187; 2.5: -44.7111
| 2 | 61.75 | 1: 0.37908; 1.1: 2.4501; 1.2: 0.0032856; 1.3: 401.375; 1.4: 0.05832; 1.5: 2.4501; 1.6: 401.375; 1.7: 160.55; 1.8: 8.4594; 1.9: 1337.9167; 2: 42.6088; 2.1: 95.0935; 2.2: 1882.3809; 2.3: 44.8073; 2.4: -1879.9308; 2.5: -44.749
| 2 | 61.8 | 1: 0.36679; 1.1: 2.3725; 1.2: 0.0031816; 1.3: 401.7; 1.4: 0.056429; 1.5: 2.3725; 1.6: 401.7; 1.7: 160.68; 1.8: 8.4594; 1.9: 1339; 2: 42.6433; 2.1: 95.0941; 2.2: 1885.4172; 2.3: 44.8433; 2.4: -1883.0446; 2.5: -44.7868
| 2 | 61.85 | 1: 0.35464; 1.1: 2.2958; 1.2: 0.0030787; 1.3: 402.025; 1.4: 0.054559; 1.5: 2.2958; 1.6: 402.025; 1.7: 160.81; 1.8: 8.4594; 1.9: 1340.0833; 2: 42.6778; 2.1: 95.0948; 2.2: 1888.456; 2.3: 44.8792; 2.4: -1886.1602; 2.5: -44.8247
| 2 | 61.9 | 1: 0.34262; 1.1: 2.2198; 1.2: 0.0029768; 1.3: 402.35; 1.4: 0.052711; 1.5: 2.2198; 1.6: 402.35; 1.7: 160.94; 1.8: 8.4594; 1.9: 1341.1667; 2: 42.7123; 2.1: 95.0955; 2.2: 1891.4973; 2.3: 44.9152; 2.4: -1889.2775; 2.5: -44.8625
| 2 | 61.95 | 1: 0.33074; 1.1: 2.1446; 1.2: 0.0028759; 1.3: 402.675; 1.4: 0.050883; 1.5: 2.1446; 1.6: 402.675; 1.7: 161.07; 1.8: 8.4594; 1.9: 1342.25; 2: 42.7468; 2.1: 95.0961; 2.2: 1894.5411; 2.3: 44.9512; 2.4: -1892.3965; 2.5: -44.9003
| 2 | 62 | 1: 0.319; 1.1: 2.0701; 1.2: 0.002776; 1.3: 403; 1.4: 0.049077; 1.5: 2.0701; 1.6: 403; 1.7: 161.2; 1.8: 8.4594; 1.9: 1343.3333; 2: 42.7813; 2.1: 95.0968; 2.2: 1897.5874; 2.3: 44.9871; 2.4: -1895.5173; 2.5: -44.9381
| 2 | 62.05 | 1: 0.30739; 1.1: 1.9964; 1.2: 0.0026772; 1.3: 403.325; 1.4: 0.047291; 1.5: 1.9964; 1.6: 403.325; 1.7: 161.33; 1.8: 8.4594; 1.9: 1344.4167; 2: 42.8158; 2.1: 95.0974; 2.2: 1900.6361; 2.3: 45.0231; 2.4: -1898.6398; 2.5: -44.9758
| 2 | 62.1 | 1: 0.29592; 1.1: 1.9235; 1.2: 0.0025794; 1.3: 403.65; 1.4: 0.045527; 1.5: 1.9235; 1.6: 403.65; 1.7: 161.46; 1.8: 8.4594; 1.9: 1345.5; 2: 42.8503; 2.1: 95.0981; 2.2: 1903.6874; 2.3: 45.0591; 2.4: -1901.764; 2.5: -45.0136
| 2 | 62.15 | 1: 0.28459; 1.1: 1.8513; 1.2: 0.0024826; 1.3: 403.975; 1.4: 0.043783; 1.5: 1.8513; 1.6: 403.975; 1.7: 161.59; 1.8: 8.4594; 1.9: 1346.5833; 2: 42.8848; 2.1: 95.0987; 2.2: 1906.7412; 2.3: 45.095; 2.4: -1904.8899; 2.5: -45.0513
| 2 | 62.2 | 1: 0.27339; 1.1: 1.7798; 1.2: 0.0023868; 1.3: 404.3; 1.4: 0.04206; 1.5: 1.7798; 1.6: 404.3; 1.7: 161.72; 1.8: 8.4594; 1.9: 1347.6667; 2: 42.9193; 2.1: 95.0994; 2.2: 1909.7975; 2.3: 45.131; 2.4: -1908.0176; 2.5: -45.089
| 2 | 62.25 | 1: 0.26233; 1.1: 1.7092; 1.2: 0.0022921; 1.3: 404.625; 1.4: 0.040358; 1.5: 1.7092; 1.6: 404.625; 1.7: 161.85; 1.8: 8.4594; 1.9: 1348.75; 2: 42.9538; 2.1: 95.1; 2.2: 1912.8562; 2.3: 45.167; 2.4: -1911.147; 2.5: -45.1266
| 2 | 62.3 | 1: 0.2514; 1.1: 1.6393; 1.2: 0.0021983; 1.3: 404.95; 1.4: 0.038676; 1.5: 1.6393; 1.6: 404.95; 1.7: 161.98; 1.8: 8.4594; 1.9: 1349.8333; 2: 42.9883; 2.1: 95.1007; 2.2: 1915.9175; 2.3: 45.203; 2.4: -1914.2782; 2.5: -45.1643
| 2 | 62.35 | 1: 0.2406; 1.1: 1.5701; 1.2: 0.0021056; 1.3: 405.275; 1.4: 0.037015; 1.5: 1.5701; 1.6: 405.275; 1.7: 162.11; 1.8: 8.4594; 1.9: 1350.9167; 2: 43.0228; 2.1: 95.1013; 2.2: 1918.9812; 2.3: 45.239; 2.4: -1917.4111; 2.5: -45.2019
| 2 | 62.4 | 1: 0.22994; 1.1: 1.5018; 1.2: 0.0020139; 1.3: 405.6; 1.4: 0.035375; 1.5: 1.5018; 1.6: 405.6; 1.7: 162.24; 1.8: 8.4594; 1.9: 1352; 2: 43.0573; 2.1: 95.1019; 2.2: 1922.0475; 2.3: 45.2749; 2.4: -1920.5457; 2.5: -45.2396
| 2 | 62.45 | 1: 0.21941; 1.1: 1.4341; 1.2: 0.0019232; 1.3: 405.925; 1.4: 0.033755; 1.5: 1.4341; 1.6: 405.925; 1.7: 162.37; 1.8: 8.4594; 1.9: 1353.0833; 2: 43.0918; 2.1: 95.1025; 2.2: 1925.1162; 2.3: 45.3109; 2.4: -1923.6821; 2.5: -45.2772
| 2 | 62.5 | 1: 0.20901; 1.1: 1.3673; 1.2: 0.0018335; 1.3: 406.25; 1.4: 0.032155; 1.5: 1.3673; 1.6: 406.25; 1.7: 162.5; 1.8: 8.4594; 1.9: 1354.1667; 2: 43.1263; 2.1: 95.1032; 2.2: 1928.1874; 2.3: 45.3469; 2.4: -1926.8202; 2.5: -45.3147
| 2 | 62.55 | 1: 0.19874; 1.1: 1.3011; 1.2: 0.0017449; 1.3: 406.575; 1.4: 0.030576; 1.5: 1.3011; 1.6: 406.575; 1.7: 162.63; 1.8: 8.4594; 1.9: 1355.25; 2: 43.1608; 2.1: 95.1038; 2.2: 1931.2611; 2.3: 45.3829; 2.4: -1929.96; 2.5: -45.3523
| 2 | 62.6 | 1: 0.18861; 1.1: 1.2358; 1.2: 0.0016572; 1.3: 406.9; 1.4: 0.029017; 1.5: 1.2358; 1.6: 406.9; 1.7: 162.76; 1.8: 8.4594; 1.9: 1356.3333; 2: 43.1953; 2.1: 95.1044; 2.2: 1934.3374; 2.3: 45.4189; 2.4: -1933.1016; 2.5: -45.3898
| 2 | 62.65 | 1: 0.1786; 1.1: 1.1712; 1.2: 0.0015706; 1.3: 407.225; 1.4: 0.027478; 1.5: 1.1712; 1.6: 407.225; 1.7: 162.89; 1.8: 8.4594; 1.9: 1357.4167; 2: 43.2298; 2.1: 95.105; 2.2: 1937.4161; 2.3: 45.4548; 2.4: -1936.2449; 2.5: -45.4274
| 2 | 62.7 | 1: 0.16873; 1.1: 1.1073; 1.2: 0.0014849; 1.3: 407.55; 1.4: 0.025959; 1.5: 1.1073; 1.6: 407.55; 1.7: 163.02; 1.8: 8.4594; 1.9: 1358.5; 2: 43.2643; 2.1: 95.1056; 2.2: 1940.4973; 2.3: 45.4908; 2.4: -1939.3899; 2.5: -45.4649
| 2 | 62.75 | 1: 0.15899; 1.1: 1.0442; 1.2: 0.0014003; 1.3: 407.875; 1.4: 0.02446; 1.5: 1.0442; 1.6: 407.875; 1.7: 163.15; 1.8: 8.4594; 1.9: 1359.5833; 2: 43.2988; 2.1: 95.1062; 2.2: 1943.5809; 2.3: 45.5268; 2.4: -1942.5367; 2.5: -45.5023
| 2 | 62.8 | 1: 0.14938; 1.1: 0.98187; 1.2: 0.0013167; 1.3: 408.2; 1.4: 0.022981; 1.5: 0.98187; 1.6: 408.2; 1.7: 163.28; 1.8: 8.4594; 1.9: 1360.6667; 2: 43.3333; 2.1: 95.1068; 2.2: 1946.6671; 2.3: 45.5628; 2.4: -1945.6853; 2.5: -45.5398
| 2 | 62.85 | 1: 0.13989; 1.1: 0.92027; 1.2: 0.0012341; 1.3: 408.525; 1.4: 0.021522; 1.5: 0.92027; 1.6: 408.525; 1.7: 163.41; 1.8: 8.4594; 1.9: 1361.75; 2: 43.3678; 2.1: 95.1075; 2.2: 1949.7558; 2.3: 45.5988; 2.4: -1948.8355; 2.5: -45.5773
| 2 | 62.9 | 1: 0.13054; 1.1: 0.85941; 1.2: 0.0011525; 1.3: 408.85; 1.4: 0.020083; 1.5: 0.85941; 1.6: 408.85; 1.7: 163.54; 1.8: 8.4594; 1.9: 1362.8333; 2: 43.4023; 2.1: 95.1081; 2.2: 1952.847; 2.3: 45.6348; 2.4: -1951.9875; 2.5: -45.6147
| 2 | 62.95 | 1: 0.12131; 1.1: 0.79931; 1.2: 0.0010719; 1.3: 409.175; 1.4: 0.018664; 1.5: 0.79931; 1.6: 409.175; 1.7: 163.67; 1.8: 8.4594; 1.9: 1363.9167; 2: 43.4368; 2.1: 95.1086; 2.2: 1955.9406; 2.3: 45.6708; 2.4: -1955.1413; 2.5: -45.6521
| 2 | 63 | 1: 0.11222; 1.1: 0.73995; 1.2: 0.00099229; 1.3: 409.5; 1.4: 0.017264; 1.5: 0.73995; 1.6: 409.5; 1.7: 163.8; 1.8: 8.4594; 1.9: 1365; 2: 43.4713; 2.1: 95.1092; 2.2: 1959.0367; 2.3: 45.7067; 2.4: -1958.2968; 2.5: -45.6895
| 2 | 63.05 | 1: 0.10325; 1.1: 0.68134; 1.2: 0.00091369; 1.3: 409.825; 1.4: 0.015884; 1.5: 0.68134; 1.6: 409.825; 1.7: 163.93; 1.8: 8.4594; 1.9: 1366.0833; 2: 43.5058; 2.1: 95.1098; 2.2: 1962.1354; 2.3: 45.7427; 2.4: -1961.454; 2.5: -45.7269
| 2 | 63.1 | 1: 0.094402; 1.1: 0.62347; 1.2: 0.00083609; 1.3: 410.15; 1.4: 0.014523; 1.5: 0.62347; 1.6: 410.15; 1.7: 164.06; 1.8: 8.4594; 1.9: 1367.1667; 2: 43.5403; 2.1: 95.1104; 2.2: 1965.2365; 2.3: 45.7787; 2.4: -1964.613; 2.5: -45.7642
| 2 | 63.15 | 1: 0.085685; 1.1: 0.56635; 1.2: 0.00075949; 1.3: 410.475; 1.4: 0.013182; 1.5: 0.56635; 1.6: 410.475; 1.7: 164.19; 1.8: 8.4594; 1.9: 1368.25; 2: 43.5748; 2.1: 95.111; 2.2: 1968.3401; 2.3: 45.8147; 2.4: -1967.7737; 2.5: -45.8015
| 2 | 63.2 | 1: 0.077094; 1.1: 0.50997; 1.2: 0.00068388; 1.3: 410.8; 1.4: 0.011861; 1.5: 0.50997; 1.6: 410.8; 1.7: 164.32; 1.8: 8.4594; 1.9: 1369.3333; 2: 43.6093; 2.1: 95.1116; 2.2: 1971.4462; 2.3: 45.8507; 2.4: -1970.9362; 2.5: -45.8389
| 2 | 63.25 | 1: 0.068628; 1.1: 0.45433; 1.2: 0.00060927; 1.3: 411.125; 1.4: 0.010558; 1.5: 0.45433; 1.6: 411.125; 1.7: 164.45; 1.8: 8.4594; 1.9: 1370.4167; 2: 43.6438; 2.1: 95.1122; 2.2: 1974.5548; 2.3: 45.8867; 2.4: -1974.1004; 2.5: -45.8762
| 2 | 63.3 | 1: 0.060288; 1.1: 0.39943; 1.2: 0.00053565; 1.3: 411.45; 1.4: 0.0092751; 1.5: 0.39943; 1.6: 411.45; 1.7: 164.58; 1.8: 8.4594; 1.9: 1371.5; 2: 43.6783; 2.1: 95.1127; 2.2: 1977.6659; 2.3: 45.9227; 2.4: -1977.2664; 2.5: -45.9134
| 2 | 63.35 | 1: 0.052072; 1.1: 0.34527; 1.2: 0.00046302; 1.3: 411.775; 1.4: 0.0080111; 1.5: 0.34527; 1.6: 411.775; 1.7: 164.71; 1.8: 8.4594; 1.9: 1372.5833; 2: 43.7128; 2.1: 95.1133; 2.2: 1980.7794; 2.3: 45.9587; 2.4: -1980.4341; 2.5: -45.9507
| 2 | 63.4 | 1: 0.04398; 1.1: 0.29185; 1.2: 0.00039137; 1.3: 412.1; 1.4: 0.0067662; 1.5: 0.29185; 1.6: 412.1; 1.7: 164.84; 1.8: 8.4594; 1.9: 1373.6667; 2: 43.7473; 2.1: 95.1139; 2.2: 1983.8955; 2.3: 45.9947; 2.4: -1983.6036; 2.5: -45.9879
| 2 | 63.45 | 1: 0.036012; 1.1: 0.23916; 1.2: 0.00032072; 1.3: 412.425; 1.4: 0.0055403; 1.5: 0.23916; 1.6: 412.425; 1.7: 164.97; 1.8: 8.4594; 1.9: 1374.75; 2: 43.7818; 2.1: 95.1145; 2.2: 1987.014; 2.3: 46.0307; 2.4: -1986.7748; 2.5: -46.0252
| 2 | 63.5 | 1: 0.028167; 1.1: 0.18721; 1.2: 0.00025105; 1.3: 412.75; 1.4: 0.0043334; 1.5: 0.18721; 1.6: 412.75; 1.7: 165.1; 1.8: 8.4594; 1.9: 1375.8333; 2: 43.8163; 2.1: 95.115; 2.2: 1990.135; 2.3: 46.0667; 2.4: -1989.9478; 2.5: -46.0624
| 2 | 63.55 | 1: 0.020445; 1.1: 0.13599; 1.2: 0.00018236; 1.3: 413.075; 1.4: 0.0031453; 1.5: 0.13599; 1.6: 413.075; 1.7: 165.23; 1.8: 8.4594; 1.9: 1376.9167; 2: 43.8508; 2.1: 95.1156; 2.2: 1993.2585; 2.3: 46.1027; 2.4: -1993.1225; 2.5: -46.0996
| 2 | 63.6 | 1: 0.012844; 1.1: 0.085501; 1.2: 0.00011466; 1.3: 413.4; 1.4: 0.001976; 1.5: 0.085501; 1.6: 413.4; 1.7: 165.36; 1.8: 8.4594; 1.9: 1378; 2: 43.8854; 2.1: 95.1161; 2.2: 1996.3845; 2.3: 46.1387; 2.4: -1996.299; 2.5: -46.1367
| 2 | 63.65 | 1: 0.0053652; 1.1: 0.035743; 1.2: 4.7932e-05; 1.3: 413.725; 1.4: 0.00082541; 1.5: 0.035743; 1.6: 413.725; 1.7: 165.49; 1.8: 8.4594; 1.9: 1379.0833; 2: 43.9199; 2.1: 95.1167; 2.2: 1999.513; 2.3: 46.1747; 2.4: -1999.4772; 2.5: -46.1739
| 2 | 63.7 | 1: -0.0019927; 1.1: -0.013286; 1.2: -1.7817e-05; 1.3: 414.05; 1.4: -0.00030657; 1.5: -0.013286; 1.6: 414.05; 1.7: 165.62; 1.8: 8.4594; 1.9: 1380.1667; 2: 43.9544; 2.1: 95.1173; 2.2: 2002.6439; 2.3: 46.2107; 2.4: -2002.6572; 2.5: -46.211
| 2 | 63.75 | 1: -0.00923; 1.1: -0.061587; 1.2: -8.259e-05; 1.3: 414.375; 1.4: -0.00142; 1.5: -0.061587; 1.6: 414.375; 1.7: 165.75; 1.8: 8.4594; 1.9: 1381.25; 2: 43.9889; 2.1: 95.1178; 2.2: 2005.7774; 2.3: 46.2467; 2.4: -2005.8389; 2.5: -46.2481
| 2 | 63.8 | 1: -0.016347; 1.1: -0.10916; 1.2: -0.00014639; 1.3: 414.7; 1.4: -0.002515; 1.5: -0.10916; 1.6: 414.7; 1.7: 165.88; 1.8: 8.4594; 1.9: 1382.3333; 2: 44.0234; 2.1: 95.1184; 2.2: 2008.9133; 2.3: 46.2827; 2.4: -2009.0224; 2.5: -46.2852
| 2 | 63.85 | 1: -0.023345; 1.1: -0.15602; 1.2: -0.00020922; 1.3: 415.025; 1.4: -0.0035916; 1.5: -0.15602; 1.6: 415.025; 1.7: 166.01; 1.8: 8.4594; 1.9: 1383.4167; 2: 44.0579; 2.1: 95.1189; 2.2: 2012.0517; 2.3: 46.3187; 2.4: -2012.2077; 2.5: -46.3223
| 2 | 63.9 | 1: -0.030224; 1.1: -0.20215; 1.2: -0.00027108; 1.3: 415.35; 1.4: -0.0046499; 1.5: -0.20215; 1.6: 415.35; 1.7: 166.14; 1.8: 8.4594; 1.9: 1384.5; 2: 44.0924; 2.1: 95.1195; 2.2: 2015.1926; 2.3: 46.3547; 2.4: -2015.3947; 2.5: -46.3594
| 2 | 63.95 | 1: -0.036985; 1.1: -0.24755; 1.2: -0.00033198; 1.3: 415.675; 1.4: -0.0056899; 1.5: -0.24755; 1.6: 415.675; 1.7: 166.27; 1.8: 8.4594; 1.9: 1385.5833; 2: 44.1269; 2.1: 95.12; 2.2: 2018.3359; 2.3: 46.3907; 2.4: -2018.5835; 2.5: -46.3964
| 2 | 64 | 1: -0.043627; 1.1: -0.29224; 1.2: -0.00039191; 1.3: 416; 1.4: -0.0067119; 1.5: -0.29224; 1.6: 416; 1.7: 166.4; 1.8: 8.4594; 1.9: 1386.6667; 2: 44.1614; 2.1: 95.1205; 2.2: 2021.4818; 2.3: 46.4267; 2.4: -2021.774; 2.5: -46.4334
| 2 | 64.05 | 1: -0.050153; 1.1: -0.33622; 1.2: -0.00045087; 1.3: 416.325; 1.4: -0.0077158; 1.5: -0.33622; 1.6: 416.325; 1.7: 166.53; 1.8: 8.4594; 1.9: 1387.75; 2: 44.1959; 2.1: 95.1211; 2.2: 2024.6301; 2.3: 46.4627; 2.4: -2024.9663; 2.5: -46.4705
| 2 | 64.1 | 1: -0.056561; 1.1: -0.37948; 1.2: -0.00050888; 1.3: 416.65; 1.4: -0.0087017; 1.5: -0.37948; 1.6: 416.65; 1.7: 166.66; 1.8: 8.4594; 1.9: 1388.8333; 2: 44.2304; 2.1: 95.1216; 2.2: 2027.7809; 2.3: 46.4987; 2.4: -2028.1604; 2.5: -46.5074
| 2 | 64.15 | 1: -0.062853; 1.1: -0.42202; 1.2: -0.00056594; 1.3: 416.975; 1.4: -0.0096697; 1.5: -0.42202; 1.6: 416.975; 1.7: 166.79; 1.8: 8.4594; 1.9: 1389.9167; 2: 44.2649; 2.1: 95.1222; 2.2: 2030.9342; 2.3: 46.5348; 2.4: -2031.3562; 2.5: -46.5444
| 2 | 64.2 | 1: -0.06903; 1.1: -0.46385; 1.2: -0.00062203; 1.3: 417.3; 1.4: -0.01062; 1.5: -0.46385; 1.6: 417.3; 1.7: 166.92; 1.8: 8.4594; 1.9: 1391; 2: 44.2994; 2.1: 95.1227; 2.2: 2034.0899; 2.3: 46.5708; 2.4: -2034.5538; 2.5: -46.5814
| 2 | 64.25 | 1: -0.075091; 1.1: -0.50497; 1.2: -0.00067718; 1.3: 417.625; 1.4: -0.011552; 1.5: -0.50497; 1.6: 417.625; 1.7: 167.05; 1.8: 8.4594; 1.9: 1392.0833; 2: 44.3339; 2.1: 95.1232; 2.2: 2037.2482; 2.3: 46.6068; 2.4: -2037.7532; 2.5: -46.6183
| 2 | 64.3 | 1: -0.081038; 1.1: -0.54539; 1.2: -0.00073138; 1.3: 417.95; 1.4: -0.012467; 1.5: -0.54539; 1.6: 417.95; 1.7: 167.18; 1.8: 8.4594; 1.9: 1393.1667; 2: 44.3684; 2.1: 95.1237; 2.2: 2040.4089; 2.3: 46.6428; 2.4: -2040.9543; 2.5: -46.6553
| 2 | 64.35 | 1: -0.08687; 1.1: -0.5851; 1.2: -0.00078463; 1.3: 418.275; 1.4: -0.013365; 1.5: -0.5851; 1.6: 418.275; 1.7: 167.31; 1.8: 8.4594; 1.9: 1394.25; 2: 44.4029; 2.1: 95.1243; 2.2: 2043.5721; 2.3: 46.6788; 2.4: -2044.1572; 2.5: -46.6922
| 2 | 64.4 | 1: -0.092589; 1.1: -0.6241; 1.2: -0.00083693; 1.3: 418.6; 1.4: -0.014245; 1.5: -0.6241; 1.6: 418.6; 1.7: 167.44; 1.8: 8.4594; 1.9: 1395.3333; 2: 44.4374; 2.1: 95.1248; 2.2: 2046.7378; 2.3: 46.7148; 2.4: -2047.3619; 2.5: -46.7291
| 2 | 64.45 | 1: -0.098196; 1.1: -0.6624; 1.2: -0.0008883; 1.3: 418.925; 1.4: -0.015107; 1.5: -0.6624; 1.6: 418.925; 1.7: 167.57; 1.8: 8.4594; 1.9: 1396.4167; 2: 44.4719; 2.1: 95.1253; 2.2: 2049.9059; 2.3: 46.7508; 2.4: -2050.5683; 2.5: -46.7659
| 2 | 64.5 | 1: -0.10369; 1.1: -0.70001; 1.2: -0.00093873; 1.3: 419.25; 1.4: -0.015952; 1.5: -0.70001; 1.6: 419.25; 1.7: 167.7; 1.8: 8.4594; 1.9: 1397.5; 2: 44.5064; 2.1: 95.1258; 2.2: 2053.0765; 2.3: 46.7868; 2.4: -2053.7765; 2.5: -46.8028
| 2 | 64.55 | 1: -0.10907; 1.1: -0.73691; 1.2: -0.00098822; 1.3: 419.575; 1.4: -0.01678; 1.5: -0.73691; 1.6: 419.575; 1.7: 167.83; 1.8: 8.4594; 1.9: 1398.5833; 2: 44.5409; 2.1: 95.1264; 2.2: 2056.2496; 2.3: 46.8228; 2.4: -2056.9865; 2.5: -46.8396
| 2 | 64.6 | 1: -0.11434; 1.1: -0.77312; 1.2: -0.0010368; 1.3: 419.9; 1.4: -0.017591; 1.5: -0.77312; 1.6: 419.9; 1.7: 167.96; 1.8: 8.4594; 1.9: 1399.6667; 2: 44.5754; 2.1: 95.1269; 2.2: 2059.4251; 2.3: 46.8589; 2.4: -2060.1983; 2.5: -46.8765
| 2 | 64.65 | 1: -0.1195; 1.1: -0.80864; 1.2: -0.0010844; 1.3: 420.225; 1.4: -0.018385; 1.5: -0.80864; 1.6: 420.225; 1.7: 168.09; 1.8: 8.4594; 1.9: 1400.75; 2: 44.6099; 2.1: 95.1274; 2.2: 2062.6032; 2.3: 46.8949; 2.4: -2063.4118; 2.5: -46.9133
| 2 | 64.7 | 1: -0.12455; 1.1: -0.84346; 1.2: -0.0011311; 1.3: 420.55; 1.4: -0.019162; 1.5: -0.84346; 1.6: 420.55; 1.7: 168.22; 1.8: 8.4594; 1.9: 1401.8333; 2: 44.6444; 2.1: 95.1279; 2.2: 2065.7837; 2.3: 46.9309; 2.4: -2066.6271; 2.5: -46.9501
| 2 | 64.75 | 1: -0.12949; 1.1: -0.8776; 1.2: -0.0011769; 1.3: 420.875; 1.4: -0.019922; 1.5: -0.8776; 1.6: 420.875; 1.7: 168.35; 1.8: 8.4594; 1.9: 1402.9167; 2: 44.6789; 2.1: 95.1284; 2.2: 2068.9666; 2.3: 46.9669; 2.4: -2069.8442; 2.5: -46.9868
| 2 | 64.8 | 1: -0.13433; 1.1: -0.91105; 1.2: -0.0012217; 1.3: 421.2; 1.4: -0.020665; 1.5: -0.91105; 1.6: 421.2; 1.7: 168.48; 1.8: 8.4594; 1.9: 1404; 2: 44.7134; 2.1: 95.1289; 2.2: 2072.1521; 2.3: 47.0029; 2.4: -2073.0631; 2.5: -47.0236
| 2 | 64.85 | 1: -0.13905; 1.1: -0.94382; 1.2: -0.0012657; 1.3: 421.525; 1.4: -0.021392; 1.5: -0.94382; 1.6: 421.525; 1.7: 168.61; 1.8: 8.4594; 1.9: 1405.0833; 2: 44.7479; 2.1: 95.1294; 2.2: 2075.34; 2.3: 47.0389; 2.4: -2076.2838; 2.5: -47.0603
| 2 | 64.9 | 1: -0.14367; 1.1: -0.9759; 1.2: -0.0013087; 1.3: 421.85; 1.4: -0.022102; 1.5: -0.9759; 1.6: 421.85; 1.7: 168.74; 1.8: 8.4594; 1.9: 1406.1667; 2: 44.7824; 2.1: 95.1299; 2.2: 2078.5303; 2.3: 47.075; 2.4: -2079.5062; 2.5: -47.0971
| 2 | 64.95 | 1: -0.14817; 1.1: -1.0073; 1.2: -0.0013508; 1.3: 422.175; 1.4: -0.022796; 1.5: -1.0073; 1.6: 422.175; 1.7: 168.87; 1.8: 8.4594; 1.9: 1407.25; 2: 44.8169; 2.1: 95.1304; 2.2: 2081.7232; 2.3: 47.111; 2.4: -2082.7305; 2.5: -47.1338
| 2 | 65 | 1: -0.15258; 1.1: -1.038; 1.2: -0.001392; 1.3: 422.5; 1.4: -0.023473; 1.5: -1.038; 1.6: 422.5; 1.7: 169; 1.8: 8.4594; 1.9: 1408.3333; 2: 44.8514; 2.1: 95.131; 2.2: 2084.9185; 2.3: 47.147; 2.4: -2085.9565; 2.5: -47.1705
| 2 | 65.05 | 1: -0.15687; 1.1: -1.0681; 1.2: -0.0014323; 1.3: 422.825; 1.4: -0.024134; 1.5: -1.0681; 1.6: 422.825; 1.7: 169.13; 1.8: 8.4594; 1.9: 1409.4167; 2: 44.8859; 2.1: 95.1315; 2.2: 2088.1162; 2.3: 47.183; 2.4: -2089.1843; 2.5: -47.2071
| 2 | 65.1 | 1: -0.16106; 1.1: -1.0975; 1.2: -0.0014717; 1.3: 423.15; 1.4: -0.024779; 1.5: -1.0975; 1.6: 423.15; 1.7: 169.26; 1.8: 8.4594; 1.9: 1410.5; 2: 44.9204; 2.1: 95.132; 2.2: 2091.3165; 2.3: 47.219; 2.4: -2092.4139; 2.5: -47.2438
| 2 | 65.15 | 1: -0.16515; 1.1: -1.1262; 1.2: -0.0015102; 1.3: 423.475; 1.4: -0.025408; 1.5: -1.1262; 1.6: 423.475; 1.7: 169.39; 1.8: 8.4594; 1.9: 1411.5833; 2: 44.9549; 2.1: 95.1325; 2.2: 2094.5192; 2.3: 47.255; 2.4: -2095.6453; 2.5: -47.2805
| 2 | 65.2 | 1: -0.16913; 1.1: -1.1542; 1.2: -0.0015478; 1.3: 423.8; 1.4: -0.026021; 1.5: -1.1542; 1.6: 423.8; 1.7: 169.52; 1.8: 8.4594; 1.9: 1412.6667; 2: 44.9894; 2.1: 95.133; 2.2: 2097.7243; 2.3: 47.2911; 2.4: -2098.8785; 2.5: -47.3171
| 2 | 65.25 | 1: -0.17301; 1.1: -1.1816; 1.2: -0.0015845; 1.3: 424.125; 1.4: -0.026617; 1.5: -1.1816; 1.6: 424.125; 1.7: 169.65; 1.8: 8.4594; 1.9: 1413.75; 2: 45.0239; 2.1: 95.1335; 2.2: 2100.9319; 2.3: 47.3271; 2.4: -2102.1135; 2.5: -47.3537
| 2 | 65.3 | 1: -0.17679; 1.1: -1.2083; 1.2: -0.0016204; 1.3: 424.45; 1.4: -0.027199; 1.5: -1.2083; 1.6: 424.45; 1.7: 169.78; 1.8: 8.4594; 1.9: 1414.8333; 2: 45.0584; 2.1: 95.1339; 2.2: 2104.142; 2.3: 47.3631; 2.4: -2105.3503; 2.5: -47.3903
| 2 | 65.35 | 1: -0.18046; 1.1: -1.2344; 1.2: -0.0016553; 1.3: 424.775; 1.4: -0.027764; 1.5: -1.2344; 1.6: 424.775; 1.7: 169.91; 1.8: 8.4594; 1.9: 1415.9167; 2: 45.0929; 2.1: 95.1344; 2.2: 2107.3545; 2.3: 47.3991; 2.4: -2108.5889; 2.5: -47.4269
| 2 | 65.4 | 1: -0.18404; 1.1: -1.2598; 1.2: -0.0016894; 1.3: 425.1; 1.4: -0.028314; 1.5: -1.2598; 1.6: 425.1; 1.7: 170.04; 1.8: 8.4594; 1.9: 1417; 2: 45.1274; 2.1: 95.1349; 2.2: 2110.5695; 2.3: 47.4351; 2.4: -2111.8293; 2.5: -47.4635
| 2 | 65.45 | 1: -0.18751; 1.1: -1.2845; 1.2: -0.0017226; 1.3: 425.425; 1.4: -0.028848; 1.5: -1.2845; 1.6: 425.425; 1.7: 170.17; 1.8: 8.4594; 1.9: 1418.0833; 2: 45.1619; 2.1: 95.1354; 2.2: 2113.787; 2.3: 47.4712; 2.4: -2115.0715; 2.5: -47.5
| 2 | 65.5 | 1: -0.19088; 1.1: -1.3086; 1.2: -0.0017549; 1.3: 425.75; 1.4: -0.029366; 1.5: -1.3086; 1.6: 425.75; 1.7: 170.3; 1.8: 8.4594; 1.9: 1419.1667; 2: 45.1964; 2.1: 95.1359; 2.2: 2117.0069; 2.3: 47.5072; 2.4: -2118.3155; 2.5: -47.5365
| 2 | 65.55 | 1: -0.19415; 1.1: -1.3321; 1.2: -0.0017863; 1.3: 426.075; 1.4: -0.02987; 1.5: -1.3321; 1.6: 426.075; 1.7: 170.43; 1.8: 8.4594; 1.9: 1420.25; 2: 45.2309; 2.1: 95.1364; 2.2: 2120.2292; 2.3: 47.5432; 2.4: -2121.5613; 2.5: -47.5731
| 2 | 65.6 | 1: -0.19733; 1.1: -1.3549; 1.2: -0.0018169; 1.3: 426.4; 1.4: -0.030358; 1.5: -1.3549; 1.6: 426.4; 1.7: 170.56; 1.8: 8.4594; 1.9: 1421.3333; 2: 45.2654; 2.1: 95.1369; 2.2: 2123.454; 2.3: 47.5792; 2.4: -2124.8089; 2.5: -47.6096
| 2 | 65.65 | 1: -0.2004; 1.1: -1.377; 1.2: -0.0018467; 1.3: 426.725; 1.4: -0.030831; 1.5: -1.377; 1.6: 426.725; 1.7: 170.69; 1.8: 8.4594; 1.9: 1422.4167; 2: 45.2999; 2.1: 95.1374; 2.2: 2126.6813; 2.3: 47.6152; 2.4: -2128.0583; 2.5: -47.6461
| 2 | 65.7 | 1: -0.20338; 1.1: -1.3986; 1.2: -0.0018755; 1.3: 427.05; 1.4: -0.031289; 1.5: -1.3986; 1.6: 427.05; 1.7: 170.82; 1.8: 8.4594; 1.9: 1423.5; 2: 45.3344; 2.1: 95.1379; 2.2: 2129.911; 2.3: 47.6513; 2.4: -2131.3095; 2.5: -47.6825
| 2 | 65.75 | 1: -0.20626; 1.1: -1.4195; 1.2: -0.0019035; 1.3: 427.375; 1.4: -0.031733; 1.5: -1.4195; 1.6: 427.375; 1.7: 170.95; 1.8: 8.4594; 1.9: 1424.5833; 2: 45.3689; 2.1: 95.1384; 2.2: 2133.1431; 2.3: 47.6873; 2.4: -2134.5626; 2.5: -47.719
| 2 | 65.8 | 1: -0.20905; 1.1: -1.4397; 1.2: -0.0019307; 1.3: 427.7; 1.4: -0.032161; 1.5: -1.4397; 1.6: 427.7; 1.7: 171.08; 1.8: 8.4594; 1.9: 1425.6667; 2: 45.4034; 2.1: 95.1389; 2.2: 2136.3777; 2.3: 47.7233; 2.4: -2137.8174; 2.5: -47.7555
| 2 | 65.85 | 1: -0.21174; 1.1: -1.4593; 1.2: -0.001957; 1.3: 428.025; 1.4: -0.032575; 1.5: -1.4593; 1.6: 428.025; 1.7: 171.21; 1.8: 8.4594; 1.9: 1426.75; 2: 45.4379; 2.1: 95.1393; 2.2: 2139.6148; 2.3: 47.7593; 2.4: -2141.0741; 2.5: -47.7919
| 2 | 65.9 | 1: -0.21433; 1.1: -1.4784; 1.2: -0.0019825; 1.3: 428.35; 1.4: -0.032974; 1.5: -1.4784; 1.6: 428.35; 1.7: 171.34; 1.8: 8.4594; 1.9: 1427.8333; 2: 45.4724; 2.1: 95.1398; 2.2: 2142.8543; 2.3: 47.7953; 2.4: -2144.3326; 2.5: -47.8283
| 2 | 65.95 | 1: -0.21683; 1.1: -1.4967; 1.2: -0.0020071; 1.3: 428.675; 1.4: -0.033358; 1.5: -1.4967; 1.6: 428.675; 1.7: 171.47; 1.8: 8.4594; 1.9: 1428.9167; 2: 45.5069; 2.1: 95.1403; 2.2: 2146.0962; 2.3: 47.8313; 2.4: -2147.5929; 2.5: -47.8647
| 2 | 66 | 1: -0.21924; 1.1: -1.5145; 1.2: -0.002031; 1.3: 429; 1.4: -0.033729; 1.5: -1.5145; 1.6: 429; 1.7: 171.6; 1.8: 8.4594; 1.9: 1430; 2: 45.5414; 2.1: 95.1408; 2.2: 2149.3406; 2.3: 47.8674; 2.4: -2150.8551; 2.5: -47.9011
| 2 | 66.05 | 1: -0.22155; 1.1: -1.5316; 1.2: -0.0020539; 1.3: 429.325; 1.4: -0.034085; 1.5: -1.5316; 1.6: 429.325; 1.7: 171.73; 1.8: 8.4594; 1.9: 1431.0833; 2: 45.5759; 2.1: 95.1413; 2.2: 2152.5874; 2.3: 47.9034; 2.4: -2154.119; 2.5: -47.9375
| 2 | 66.1 | 1: -0.22377; 1.1: -1.5482; 1.2: -0.0020761; 1.3: 429.65; 1.4: -0.034426; 1.5: -1.5482; 1.6: 429.65; 1.7: 171.86; 1.8: 8.4594; 1.9: 1432.1667; 2: 45.6104; 2.1: 95.1418; 2.2: 2155.8367; 2.3: 47.9394; 2.4: -2157.3848; 2.5: -47.9738
| 2 | 66.15 | 1: -0.2259; 1.1: -1.5641; 1.2: -0.0020975; 1.3: 429.975; 1.4: -0.034754; 1.5: -1.5641; 1.6: 429.975; 1.7: 171.99; 1.8: 8.4594; 1.9: 1433.25; 2: 45.6449; 2.1: 95.1423; 2.2: 2159.0884; 2.3: 47.9754; 2.4: -2160.6524; 2.5: -48.0102
| 2 | 66.2 | 1: -0.22794; 1.1: -1.5794; 1.2: -0.002118; 1.3: 430.3; 1.4: -0.035068; 1.5: -1.5794; 1.6: 430.3; 1.7: 172.12; 1.8: 8.4594; 1.9: 1434.3333; 2: 45.6794; 2.1: 95.1427; 2.2: 2162.3425; 2.3: 48.0114; 2.4: -2163.9219; 2.5: -48.0465
| 2 | 66.25 | 1: -0.22989; 1.1: -1.5941; 1.2: -0.0021377; 1.3: 430.625; 1.4: -0.035368; 1.5: -1.5941; 1.6: 430.625; 1.7: 172.25; 1.8: 8.4594; 1.9: 1435.4167; 2: 45.7139; 2.1: 95.1432; 2.2: 2165.5991; 2.3: 48.0475; 2.4: -2167.1932; 2.5: -48.0828
| 2 | 66.3 | 1: -0.23175; 1.1: -1.6082; 1.2: -0.0021566; 1.3: 430.95; 1.4: -0.035654; 1.5: -1.6082; 1.6: 430.95; 1.7: 172.38; 1.8: 8.4594; 1.9: 1436.5; 2: 45.7484; 2.1: 95.1437; 2.2: 2168.8581; 2.3: 48.0835; 2.4: -2170.4663; 2.5: -48.1191
| 2 | 66.35 | 1: -0.23352; 1.1: -1.6217; 1.2: -0.0021748; 1.3: 431.275; 1.4: -0.035926; 1.5: -1.6217; 1.6: 431.275; 1.7: 172.51; 1.8: 8.4594; 1.9: 1437.5833; 2: 45.7829; 2.1: 95.1442; 2.2: 2172.1195; 2.3: 48.1195; 2.4: -2173.7413; 2.5: -48.1554
| 2 | 66.4 | 1: -0.2352; 1.1: -1.6346; 1.2: -0.0021921; 1.3: 431.6; 1.4: -0.036185; 1.5: -1.6346; 1.6: 431.6; 1.7: 172.64; 1.8: 8.4594; 1.9: 1438.6667; 2: 45.8174; 2.1: 95.1447; 2.2: 2175.3834; 2.3: 48.1555; 2.4: -2177.0181; 2.5: -48.1917
| 2 | 66.45 | 1: -0.2368; 1.1: -1.647; 1.2: -0.0022086; 1.3: 431.925; 1.4: -0.036431; 1.5: -1.647; 1.6: 431.925; 1.7: 172.77; 1.8: 8.4594; 1.9: 1439.75; 2: 45.8519; 2.1: 95.1452; 2.2: 2178.6497; 2.3: 48.1915; 2.4: -2180.2967; 2.5: -48.228
| 2 | 66.5 | 1: -0.23831; 1.1: -1.6587; 1.2: -0.0022244; 1.3: 432.25; 1.4: -0.036663; 1.5: -1.6587; 1.6: 432.25; 1.7: 172.9; 1.8: 8.4594; 1.9: 1440.8333; 2: 45.8864; 2.1: 95.1457; 2.2: 2181.9185; 2.3: 48.2275; 2.4: -2183.5772; 2.5: -48.2642
| 2 | 66.55 | 1: -0.23973; 1.1: -1.6699; 1.2: -0.0022394; 1.3: 432.575; 1.4: -0.036882; 1.5: -1.6699; 1.6: 432.575; 1.7: 173.03; 1.8: 8.4594; 1.9: 1441.9167; 2: 45.9209; 2.1: 95.1461; 2.2: 2185.1896; 2.3: 48.2636; 2.4: -2186.8595; 2.5: -48.3004
| 2 | 66.6 | 1: -0.24107; 1.1: -1.6805; 1.2: -0.0022535; 1.3: 432.9; 1.4: -0.037088; 1.5: -1.6805; 1.6: 432.9; 1.7: 173.16; 1.8: 8.4594; 1.9: 1443; 2: 45.9554; 2.1: 95.1466; 2.2: 2188.4632; 2.3: 48.2996; 2.4: -2190.1437; 2.5: -48.3367
| 2 | 66.65 | 1: -0.24233; 1.1: -1.6905; 1.2: -0.002267; 1.3: 433.225; 1.4: -0.037281; 1.5: -1.6905; 1.6: 433.225; 1.7: 173.29; 1.8: 8.4594; 1.9: 1444.0833; 2: 45.9899; 2.1: 95.1471; 2.2: 2191.7392; 2.3: 48.3356; 2.4: -2193.4297; 2.5: -48.3729
| 2 | 66.7 | 1: -0.2435; 1.1: -1.6999; 1.2: -0.0022796; 1.3: 433.55; 1.4: -0.037461; 1.5: -1.6999; 1.6: 433.55; 1.7: 173.42; 1.8: 8.4594; 1.9: 1445.1667; 2: 46.0244; 2.1: 95.1476; 2.2: 2195.0176; 2.3: 48.3716; 2.4: -2196.7176; 2.5: -48.4091
| 2 | 66.75 | 1: -0.24459; 1.1: -1.7088; 1.2: -0.0022915; 1.3: 433.875; 1.4: -0.037629; 1.5: -1.7088; 1.6: 433.875; 1.7: 173.55; 1.8: 8.4594; 1.9: 1446.25; 2: 46.0589; 2.1: 95.1481; 2.2: 2198.2985; 2.3: 48.4076; 2.4: -2200.0073; 2.5: -48.4452
| 2 | 66.8 | 1: -0.24559; 1.1: -1.7171; 1.2: -0.0023027; 1.3: 434.2; 1.4: -0.037784; 1.5: -1.7171; 1.6: 434.2; 1.7: 173.68; 1.8: 8.4594; 1.9: 1447.3333; 2: 46.0934; 2.1: 95.1486; 2.2: 2201.5818; 2.3: 48.4436; 2.4: -2203.2989; 2.5: -48.4814
| 2 | 66.85 | 1: -0.24652; 1.1: -1.7249; 1.2: -0.0023131; 1.3: 434.525; 1.4: -0.037926; 1.5: -1.7249; 1.6: 434.525; 1.7: 173.81; 1.8: 8.4594; 1.9: 1448.4167; 2: 46.1279; 2.1: 95.1491; 2.2: 2204.8675; 2.3: 48.4796; 2.4: -2206.5923; 2.5: -48.5176
| 2 | 66.9 | 1: -0.24736; 1.1: -1.7321; 1.2: -0.0023228; 1.3: 434.85; 1.4: -0.038056; 1.5: -1.7321; 1.6: 434.85; 1.7: 173.94; 1.8: 8.4594; 1.9: 1449.5; 2: 46.1624; 2.1: 95.1496; 2.2: 2208.1556; 2.3: 48.5156; 2.4: -2209.8877; 2.5: -48.5537
| 2 | 66.95 | 1: -0.24813; 1.1: -1.7387; 1.2: -0.0023317; 1.3: 435.175; 1.4: -0.038173; 1.5: -1.7387; 1.6: 435.175; 1.7: 174.07; 1.8: 8.4594; 1.9: 1450.5833; 2: 46.1969; 2.1: 95.15; 2.2: 2211.4461; 2.3: 48.5517; 2.4: -2213.1848; 2.5: -48.5898
| 2 | 67 | 1: -0.24881; 1.1: -1.7448; 1.2: -0.0023399; 1.3: 435.5; 1.4: -0.038279; 1.5: -1.7448; 1.6: 435.5; 1.7: 174.2; 1.8: 8.4594; 1.9: 1451.6667; 2: 46.2314; 2.1: 95.1505; 2.2: 2214.739; 2.3: 48.5877; 2.4: -2216.4839; 2.5: -48.6259
| 2 | 67.05 | 1: -0.24942; 1.1: -1.7504; 1.2: -0.0023473; 1.3: 435.825; 1.4: -0.038372; 1.5: -1.7504; 1.6: 435.825; 1.7: 174.33; 1.8: 8.4594; 1.9: 1452.75; 2: 46.2659; 2.1: 95.151; 2.2: 2218.0344; 2.3: 48.6237; 2.4: -2219.7848; 2.5: -48.662
| 2 | 67.1 | 1: -0.24995; 1.1: -1.7554; 1.2: -0.0023541; 1.3: 436.15; 1.4: -0.038454; 1.5: -1.7554; 1.6: 436.15; 1.7: 174.46; 1.8: 8.4594; 1.9: 1453.8333; 2: 46.3004; 2.1: 95.1515; 2.2: 2221.3321; 2.3: 48.6597; 2.4: -2223.0876; 2.5: -48.6981
| 2 | 67.15 | 1: -0.2504; 1.1: -1.7599; 1.2: -0.0023601; 1.3: 436.475; 1.4: -0.038524; 1.5: -1.7599; 1.6: 436.475; 1.7: 174.59; 1.8: 8.4594; 1.9: 1454.9167; 2: 46.3349; 2.1: 95.152; 2.2: 2224.6323; 2.3: 48.6957; 2.4: -2226.3922; 2.5: -48.7342
| 2 | 67.2 | 1: -0.25078; 1.1: -1.7639; 1.2: -0.0023654; 1.3: 436.8; 1.4: -0.038582; 1.5: -1.7639; 1.6: 436.8; 1.7: 174.72; 1.8: 8.4594; 1.9: 1456; 2: 46.3694; 2.1: 95.1525; 2.2: 2227.9349; 2.3: 48.7317; 2.4: -2229.6988; 2.5: -48.7703
| 2 | 67.25 | 1: -0.25108; 1.1: -1.7673; 1.2: -0.00237; 1.3: 437.125; 1.4: -0.038628; 1.5: -1.7673; 1.6: 437.125; 1.7: 174.85; 1.8: 8.4594; 1.9: 1457.0833; 2: 46.4039; 2.1: 95.153; 2.2: 2231.2398; 2.3: 48.7677; 2.4: -2233.0072; 2.5: -48.8063
| 2 | 67.3 | 1: -0.25131; 1.1: -1.7703; 1.2: -0.002374; 1.3: 437.45; 1.4: -0.038663; 1.5: -1.7703; 1.6: 437.45; 1.7: 174.98; 1.8: 8.4594; 1.9: 1458.1667; 2: 46.4384; 2.1: 95.1535; 2.2: 2234.5472; 2.3: 48.8037; 2.4: -2236.3175; 2.5: -48.8424
| 2 | 67.35 | 1: -0.25147; 1.1: -1.7727; 1.2: -0.0023772; 1.3: 437.775; 1.4: -0.038687; 1.5: -1.7727; 1.6: 437.775; 1.7: 175.11; 1.8: 8.4594; 1.9: 1459.25; 2: 46.4729; 2.1: 95.154; 2.2: 2237.857; 2.3: 48.8397; 2.4: -2239.6296; 2.5: -48.8784
| 2 | 67.4 | 1: -0.25155; 1.1: -1.7746; 1.2: -0.0023797; 1.3: 438.1; 1.4: -0.0387; 1.5: -1.7746; 1.6: 438.1; 1.7: 175.24; 1.8: 8.4594; 1.9: 1460.3333; 2: 46.5074; 2.1: 95.1545; 2.2: 2241.1691; 2.3: 48.8757; 2.4: -2242.9437; 2.5: -48.9144
| 2 | 67.45 | 1: -0.25156; 1.1: -1.7759; 1.2: -0.0023816; 1.3: 438.425; 1.4: -0.038701; 1.5: -1.7759; 1.6: 438.425; 1.7: 175.37; 1.8: 8.4594; 1.9: 1461.4167; 2: 46.5419; 2.1: 95.155; 2.2: 2244.4837; 2.3: 48.9117; 2.4: -2246.2597; 2.5: -48.9504
| 2 | 67.5 | 1: -0.2515; 1.1: -1.7768; 1.2: -0.0023828; 1.3: 438.75; 1.4: -0.038692; 1.5: -1.7768; 1.6: 438.75; 1.7: 175.5; 1.8: 8.4594; 1.9: 1462.5; 2: 46.5764; 2.1: 95.1555; 2.2: 2247.8007; 2.3: 48.9477; 2.4: -2249.5775; 2.5: -48.9864
| 2 | 67.55 | 1: -0.25137; 1.1: -1.7772; 1.2: -0.0023833; 1.3: 439.075; 1.4: -0.038672; 1.5: -1.7772; 1.6: 439.075; 1.7: 175.63; 1.8: 8.4594; 1.9: 1463.5833; 2: 46.6109; 2.1: 95.156; 2.2: 2251.12; 2.3: 48.9837; 2.4: -2252.8972; 2.5: -49.0224
| 2 | 67.6 | 1: -0.25117; 1.1: -1.7771; 1.2: -0.0023832; 1.3: 439.4; 1.4: -0.038641; 1.5: -1.7771; 1.6: 439.4; 1.7: 175.76; 1.8: 8.4594; 1.9: 1464.6667; 2: 46.6454; 2.1: 95.1565; 2.2: 2254.4418; 2.3: 49.0197; 2.4: -2256.2189; 2.5: -49.0583
| 2 | 67.65 | 1: -0.2509; 1.1: -1.7765; 1.2: -0.0023824; 1.3: 439.725; 1.4: -0.038599; 1.5: -1.7765; 1.6: 439.725; 1.7: 175.89; 1.8: 8.4594; 1.9: 1465.75; 2: 46.6799; 2.1: 95.157; 2.2: 2257.7659; 2.3: 49.0557; 2.4: -2259.5424; 2.5: -49.0943
| 2 | 67.7 | 1: -0.25056; 1.1: -1.7754; 1.2: -0.0023809; 1.3: 440.05; 1.4: -0.038548; 1.5: -1.7754; 1.6: 440.05; 1.7: 176.02; 1.8: 8.4594; 1.9: 1466.8333; 2: 46.7144; 2.1: 95.1575; 2.2: 2261.0924; 2.3: 49.0917; 2.4: -2262.8679; 2.5: -49.1302
| 2 | 67.75 | 1: -0.25016; 1.1: -1.7739; 1.2: -0.0023788; 1.3: 440.375; 1.4: -0.038485; 1.5: -1.7739; 1.6: 440.375; 1.7: 176.15; 1.8: 8.4594; 1.9: 1467.9167; 2: 46.7489; 2.1: 95.1581; 2.2: 2264.4213; 2.3: 49.1277; 2.4: -2266.1952; 2.5: -49.1662
| 2 | 67.8 | 1: -0.24969; 1.1: -1.7719; 1.2: -0.0023761; 1.3: 440.7; 1.4: -0.038413; 1.5: -1.7719; 1.6: 440.7; 1.7: 176.28; 1.8: 8.4594; 1.9: 1469; 2: 46.7834; 2.1: 95.1586; 2.2: 2267.7526; 2.3: 49.1637; 2.4: -2269.5245; 2.5: -49.2021
| 2 | 67.85 | 1: -0.24915; 1.1: -1.7694; 1.2: -0.0023728; 1.3: 441.025; 1.4: -0.038331; 1.5: -1.7694; 1.6: 441.025; 1.7: 176.41; 1.8: 8.4594; 1.9: 1470.0833; 2: 46.8179; 2.1: 95.1591; 2.2: 2271.0862; 2.3: 49.1997; 2.4: -2272.8556; 2.5: -49.238
| 2 | 67.9 | 1: -0.24855; 1.1: -1.7664; 1.2: -0.0023688; 1.3: 441.35; 1.4: -0.038238; 1.5: -1.7664; 1.6: 441.35; 1.7: 176.54; 1.8: 8.4594; 1.9: 1471.1667; 2: 46.8524; 2.1: 95.1596; 2.2: 2274.4223; 2.3: 49.2356; 2.4: -2276.1887; 2.5: -49.2739
| 2 | 67.95 | 1: -0.24789; 1.1: -1.763; 1.2: -0.0023642; 1.3: 441.675; 1.4: -0.038136; 1.5: -1.763; 1.6: 441.675; 1.7: 176.67; 1.8: 8.4594; 1.9: 1472.25; 2: 46.8869; 2.1: 95.1601; 2.2: 2277.7607; 2.3: 49.2716; 2.4: -2279.5237; 2.5: -49.3098
| 2 | 68 | 1: -0.24716; 1.1: -1.7591; 1.2: -0.002359; 1.3: 442; 1.4: -0.038025; 1.5: -1.7591; 1.6: 442; 1.7: 176.8; 1.8: 8.4594; 1.9: 1473.3333; 2: 46.9214; 2.1: 95.1607; 2.2: 2281.1015; 2.3: 49.3076; 2.4: -2282.8606; 2.5: -49.3456
| 2 | 68.05 | 1: -0.24637; 1.1: -1.7548; 1.2: -0.0023532; 1.3: 442.325; 1.4: -0.037903; 1.5: -1.7548; 1.6: 442.325; 1.7: 176.93; 1.8: 8.4594; 1.9: 1474.4167; 2: 46.9559; 2.1: 95.1612; 2.2: 2284.4446; 2.3: 49.3436; 2.4: -2286.1994; 2.5: -49.3815
| 2 | 68.1 | 1: -0.24552; 1.1: -1.75; 1.2: -0.0023468; 1.3: 442.65; 1.4: -0.037773; 1.5: -1.75; 1.6: 442.65; 1.7: 177.06; 1.8: 8.4594; 1.9: 1475.5; 2: 46.9904; 2.1: 95.1617; 2.2: 2287.7902; 2.3: 49.3796; 2.4: -2289.5402; 2.5: -49.4173
| 2 | 68.15 | 1: -0.24461; 1.1: -1.7448; 1.2: -0.0023399; 1.3: 442.975; 1.4: -0.037633; 1.5: -1.7448; 1.6: 442.975; 1.7: 177.19; 1.8: 8.4594; 1.9: 1476.5833; 2: 47.0249; 2.1: 95.1622; 2.2: 2291.1381; 2.3: 49.4156; 2.4: -2292.8829; 2.5: -49.4532
| 2 | 68.2 | 1: -0.24365; 1.1: -1.7392; 1.2: -0.0023323; 1.3: 443.3; 1.4: -0.037484; 1.5: -1.7392; 1.6: 443.3; 1.7: 177.32; 1.8: 8.4594; 1.9: 1477.6667; 2: 47.0594; 2.1: 95.1628; 2.2: 2294.4883; 2.3: 49.4515; 2.4: -2296.2275; 2.5: -49.489
| 2 | 68.25 | 1: -0.24262; 1.1: -1.7331; 1.2: -0.0023242; 1.3: 443.625; 1.4: -0.037326; 1.5: -1.7331; 1.6: 443.625; 1.7: 177.45; 1.8: 8.4594; 1.9: 1478.75; 2: 47.0939; 2.1: 95.1633; 2.2: 2297.8409; 2.3: 49.4875; 2.4: -2299.5741; 2.5: -49.5248
| 2 | 68.3 | 1: -0.24153; 1.1: -1.7267; 1.2: -0.0023155; 1.3: 443.95; 1.4: -0.037159; 1.5: -1.7267; 1.6: 443.95; 1.7: 177.58; 1.8: 8.4594; 1.9: 1479.8333; 2: 47.1285; 2.1: 95.1639; 2.2: 2301.1959; 2.3: 49.5235; 2.4: -2302.9226; 2.5: -49.5606
| 2 | 68.35 | 1: -0.24039; 1.1: -1.7198; 1.2: -0.0023062; 1.3: 444.275; 1.4: -0.036984; 1.5: -1.7198; 1.6: 444.275; 1.7: 177.71; 1.8: 8.4594; 1.9: 1480.9167; 2: 47.163; 2.1: 95.1644; 2.2: 2304.5532; 2.3: 49.5594; 2.4: -2306.273; 2.5: -49.5964
| 2 | 68.4 | 1: -0.2392; 1.1: -1.7125; 1.2: -0.0022964; 1.3: 444.6; 1.4: -0.0368; 1.5: -1.7125; 1.6: 444.6; 1.7: 177.84; 1.8: 8.4594; 1.9: 1482; 2: 47.1975; 2.1: 95.1649; 2.2: 2307.9129; 2.3: 49.5954; 2.4: -2309.6254; 2.5: -49.6322
| 2 | 68.45 | 1: -0.23795; 1.1: -1.7047; 1.2: -0.0022861; 1.3: 444.925; 1.4: -0.036607; 1.5: -1.7047; 1.6: 444.925; 1.7: 177.97; 1.8: 8.4594; 1.9: 1483.0833; 2: 47.232; 2.1: 95.1655; 2.2: 2311.2749; 2.3: 49.6314; 2.4: -2312.9797; 2.5: -49.668
| 2 | 68.5 | 1: -0.23664; 1.1: -1.6966; 1.2: -0.0022752; 1.3: 445.25; 1.4: -0.036406; 1.5: -1.6966; 1.6: 445.25; 1.7: 178.1; 1.8: 8.4594; 1.9: 1484.1667; 2: 47.2665; 2.1: 95.166; 2.2: 2314.6393; 2.3: 49.6674; 2.4: -2316.336; 2.5: -49.7038
| 2 | 68.55 | 1: -0.23528; 1.1: -1.6881; 1.2: -0.0022638; 1.3: 445.575; 1.4: -0.036197; 1.5: -1.6881; 1.6: 445.575; 1.7: 178.23; 1.8: 8.4594; 1.9: 1485.25; 2: 47.301; 2.1: 95.1666; 2.2: 2318.0061; 2.3: 49.7033; 2.4: -2319.6942; 2.5: -49.7395
| 2 | 68.6 | 1: -0.23387; 1.1: -1.6792; 1.2: -0.0022519; 1.3: 445.9; 1.4: -0.03598; 1.5: -1.6792; 1.6: 445.9; 1.7: 178.36; 1.8: 8.4594; 1.9: 1486.3333; 2: 47.3355; 2.1: 95.1672; 2.2: 2321.3751; 2.3: 49.7393; 2.4: -2323.0544; 2.5: -49.7753
| 2 | 68.65 | 1: -0.23241; 1.1: -1.67; 1.2: -0.0022394; 1.3: 446.225; 1.4: -0.035755; 1.5: -1.67; 1.6: 446.225; 1.7: 178.49; 1.8: 8.4594; 1.9: 1487.4167; 2: 47.37; 2.1: 95.1677; 2.2: 2324.7465; 2.3: 49.7752; 2.4: -2326.4165; 2.5: -49.811
| 2 | 68.7 | 1: -0.2309; 1.1: -1.6603; 1.2: -0.0022265; 1.3: 446.55; 1.4: -0.035523; 1.5: -1.6603; 1.6: 446.55; 1.7: 178.62; 1.8: 8.4594; 1.9: 1488.5; 2: 47.4045; 2.1: 95.1683; 2.2: 2328.1203; 2.3: 49.8112; 2.4: -2329.7806; 2.5: -49.8467
| 2 | 68.75 | 1: -0.22934; 1.1: -1.6503; 1.2: -0.0022131; 1.3: 446.875; 1.4: -0.035283; 1.5: -1.6503; 1.6: 446.875; 1.7: 178.75; 1.8: 8.4594; 1.9: 1489.5833; 2: 47.439; 2.1: 95.1689; 2.2: 2331.4964; 2.3: 49.8471; 2.4: -2333.1467; 2.5: -49.8824
| 2 | 68.8 | 1: -0.22773; 1.1: -1.6399; 1.2: -0.0021991; 1.3: 447.2; 1.4: -0.035035; 1.5: -1.6399; 1.6: 447.2; 1.7: 178.88; 1.8: 8.4594; 1.9: 1490.6667; 2: 47.4735; 2.1: 95.1694; 2.2: 2334.8748; 2.3: 49.8831; 2.4: -2336.5147; 2.5: -49.9181
| 2 | 68.85 | 1: -0.22607; 1.1: -1.6291; 1.2: -0.0021847; 1.3: 447.525; 1.4: -0.03478; 1.5: -1.6291; 1.6: 447.525; 1.7: 179.01; 1.8: 8.4594; 1.9: 1491.75; 2: 47.508; 2.1: 95.17; 2.2: 2338.2556; 2.3: 49.919; 2.4: -2339.8847; 2.5: -49.9538
| 2 | 68.9 | 1: -0.22437; 1.1: -1.618; 1.2: -0.0021698; 1.3: 447.85; 1.4: -0.034518; 1.5: -1.618; 1.6: 447.85; 1.7: 179.14; 1.8: 8.4594; 1.9: 1492.8333; 2: 47.5425; 2.1: 95.1706; 2.2: 2341.6386; 2.3: 49.955; 2.4: -2343.2567; 2.5: -49.9895
| 2 | 68.95 | 1: -0.22262; 1.1: -1.6066; 1.2: -0.0021545; 1.3: 448.175; 1.4: -0.034249; 1.5: -1.6066; 1.6: 448.175; 1.7: 179.27; 1.8: 8.4594; 1.9: 1493.9167; 2: 47.577; 2.1: 95.1712; 2.2: 2345.024; 2.3: 49.9909; 2.4: -2346.6306; 2.5: -50.0252
| 2 | 69 | 1: -0.22083; 1.1: -1.5948; 1.2: -0.0021387; 1.3: 448.5; 1.4: -0.033973; 1.5: -1.5948; 1.6: 448.5; 1.7: 179.4; 1.8: 8.4594; 1.9: 1495; 2: 47.6115; 2.1: 95.1718; 2.2: 2348.4118; 2.3: 50.0269; 2.4: -2350.0066; 2.5: -50.0609
| 2 | 69.05 | 1: -0.21899; 1.1: -1.5827; 1.2: -0.0021224; 1.3: 448.825; 1.4: -0.033691; 1.5: -1.5827; 1.6: 448.825; 1.7: 179.53; 1.8: 8.4594; 1.9: 1496.0833; 2: 47.646; 2.1: 95.1724; 2.2: 2351.8018; 2.3: 50.0628; 2.4: -2353.3845; 2.5: -50.0965
| 2 | 69.1 | 1: -0.21711; 1.1: -1.5702; 1.2: -0.0021057; 1.3: 449.15; 1.4: -0.033402; 1.5: -1.5702; 1.6: 449.15; 1.7: 179.66; 1.8: 8.4594; 1.9: 1497.1667; 2: 47.6805; 2.1: 95.173; 2.2: 2355.1942; 2.3: 50.0988; 2.4: -2356.7644; 2.5: -50.1322
| 2 | 69.15 | 1: -0.21519; 1.1: -1.5575; 1.2: -0.0020886; 1.3: 449.475; 1.4: -0.033106; 1.5: -1.5575; 1.6: 449.475; 1.7: 179.79; 1.8: 8.4594; 1.9: 1498.25; 2: 47.715; 2.1: 95.1736; 2.2: 2358.5889; 2.3: 50.1347; 2.4: -2360.1463; 2.5: -50.1678
| 2 | 69.2 | 1: -0.21323; 1.1: -1.5444; 1.2: -0.0020711; 1.3: 449.8; 1.4: -0.032804; 1.5: -1.5444; 1.6: 449.8; 1.7: 179.92; 1.8: 8.4594; 1.9: 1499.3333; 2: 47.7495; 2.1: 95.1742; 2.2: 2361.9858; 2.3: 50.1706; 2.4: -2363.5302; 2.5: -50.2034
| 2 | 69.25 | 1: -0.21123; 1.1: -1.531; 1.2: -0.0020531; 1.3: 450.125; 1.4: -0.032496; 1.5: -1.531; 1.6: 450.125; 1.7: 180.05; 1.8: 8.4594; 1.9: 1500.4167; 2: 47.784; 2.1: 95.1748; 2.2: 2365.3851; 2.3: 50.2065; 2.4: -2366.9161; 2.5: -50.239
| 2 | 69.3 | 1: -0.20918; 1.1: -1.5173; 1.2: -0.0020347; 1.3: 450.45; 1.4: -0.032182; 1.5: -1.5173; 1.6: 450.45; 1.7: 180.18; 1.8: 8.4594; 1.9: 1501.5; 2: 47.8185; 2.1: 95.1754; 2.2: 2368.7867; 2.3: 50.2425; 2.4: -2370.304; 2.5: -50.2747
| 2 | 69.35 | 1: -0.20711; 1.1: -1.5033; 1.2: -0.002016; 1.3: 450.775; 1.4: -0.031862; 1.5: -1.5033; 1.6: 450.775; 1.7: 180.31; 1.8: 8.4594; 1.9: 1502.5833; 2: 47.853; 2.1: 95.176; 2.2: 2372.1906; 2.3: 50.2784; 2.4: -2373.6939; 2.5: -50.3103
| 2 | 69.4 | 1: -0.20499; 1.1: -1.489; 1.2: -0.0019968; 1.3: 451.1; 1.4: -0.031537; 1.5: -1.489; 1.6: 451.1; 1.7: 180.44; 1.8: 8.4594; 1.9: 1503.6667; 2: 47.8875; 2.1: 95.1766; 2.2: 2375.5968; 2.3: 50.3143; 2.4: -2377.0859; 2.5: -50.3458
| 2 | 69.45 | 1: -0.20284; 1.1: -1.4745; 1.2: -0.0019773; 1.3: 451.425; 1.4: -0.031206; 1.5: -1.4745; 1.6: 451.425; 1.7: 180.57; 1.8: 8.4594; 1.9: 1504.75; 2: 47.922; 2.1: 95.1773; 2.2: 2379.0053; 2.3: 50.3502; 2.4: -2380.4798; 2.5: -50.3814
| 2 | 69.5 | 1: -0.20065; 1.1: -1.4596; 1.2: -0.0019574; 1.3: 451.75; 1.4: -0.03087; 1.5: -1.4596; 1.6: 451.75; 1.7: 180.7; 1.8: 8.4594; 1.9: 1505.8333; 2: 47.9565; 2.1: 95.1779; 2.2: 2382.4161; 2.3: 50.3861; 2.4: -2383.8757; 2.5: -50.417
| 2 | 69.55 | 1: -0.19843; 1.1: -1.4445; 1.2: -0.0019371; 1.3: 452.075; 1.4: -0.030528; 1.5: -1.4445; 1.6: 452.075; 1.7: 180.83; 1.8: 8.4594; 1.9: 1506.9167; 2: 47.991; 2.1: 95.1786; 2.2: 2385.8292; 2.3: 50.422; 2.4: -2387.2737; 2.5: -50.4526
| 2 | 69.6 | 1: -0.19618; 1.1: -1.4292; 1.2: -0.0019165; 1.3: 452.4; 1.4: -0.030182; 1.5: -1.4292; 1.6: 452.4; 1.7: 180.96; 1.8: 8.4594; 1.9: 1508; 2: 48.0255; 2.1: 95.1792; 2.2: 2389.2446; 2.3: 50.458; 2.4: -2390.6737; 2.5: -50.4881
| 2 | 69.65 | 1: -0.1939; 1.1: -1.4135; 1.2: -0.0018956; 1.3: 452.725; 1.4: -0.029831; 1.5: -1.4135; 1.6: 452.725; 1.7: 181.09; 1.8: 8.4594; 1.9: 1509.0833; 2: 48.06; 2.1: 95.1799; 2.2: 2392.6622; 2.3: 50.4939; 2.4: -2394.0757; 2.5: -50.5237
| 2 | 69.7 | 1: -0.19158; 1.1: -1.3977; 1.2: -0.0018743; 1.3: 453.05; 1.4: -0.029474; 1.5: -1.3977; 1.6: 453.05; 1.7: 181.22; 1.8: 8.4594; 1.9: 1510.1667; 2: 48.0945; 2.1: 95.1805; 2.2: 2396.0821; 2.3: 50.5298; 2.4: -2397.4798; 2.5: -50.5592
| 2 | 69.75 | 1: -0.18924; 1.1: -1.3815; 1.2: -0.0018527; 1.3: 453.375; 1.4: -0.029114; 1.5: -1.3815; 1.6: 453.375; 1.7: 181.35; 1.8: 8.4594; 1.9: 1511.25; 2: 48.129; 2.1: 95.1812; 2.2: 2399.5043; 2.3: 50.5656; 2.4: -2400.8859; 2.5: -50.5948
| 2 | 69.8 | 1: -0.18687; 1.1: -1.3652; 1.2: -0.0018308; 1.3: 453.7; 1.4: -0.028749; 1.5: -1.3652; 1.6: 453.7; 1.7: 181.48; 1.8: 8.4594; 1.9: 1512.3333; 2: 48.1635; 2.1: 95.1819; 2.2: 2402.9288; 2.3: 50.6015; 2.4: -2404.294; 2.5: -50.6303
| 2 | 69.85 | 1: -0.18447; 1.1: -1.3486; 1.2: -0.0018085; 1.3: 454.025; 1.4: -0.028379; 1.5: -1.3486; 1.6: 454.025; 1.7: 181.61; 1.8: 8.4594; 1.9: 1513.4167; 2: 48.198; 2.1: 95.1825; 2.2: 2406.3555; 2.3: 50.6374; 2.4: -2407.7041; 2.5: -50.6658
| 2 | 69.9 | 1: -0.18204; 1.1: -1.3318; 1.2: -0.001786; 1.3: 454.35; 1.4: -0.028006; 1.5: -1.3318; 1.6: 454.35; 1.7: 181.74; 1.8: 8.4594; 1.9: 1514.5; 2: 48.2325; 2.1: 95.1832; 2.2: 2409.7845; 2.3: 50.6733; 2.4: -2411.1164; 2.5: -50.7013
| 2 | 69.95 | 1: -0.17959; 1.1: -1.3148; 1.2: -0.0017632; 1.3: 454.675; 1.4: -0.027629; 1.5: -1.3148; 1.6: 454.675; 1.7: 181.87; 1.8: 8.4594; 1.9: 1515.5833; 2: 48.267; 2.1: 95.1839; 2.2: 2413.2158; 2.3: 50.7092; 2.4: -2414.5306; 2.5: -50.7368
| 2 | 70 | 1: -0.17711; 1.1: -1.2976; 1.2: -0.0017401; 1.3: 455; 1.4: -0.027247; 1.5: -1.2976; 1.6: 455; 1.7: 182; 1.8: 8.4594; 1.9: 1516.6667; 2: 48.3015; 2.1: 95.1846; 2.2: 2416.6493; 2.3: 50.7451; 2.4: -2417.9469; 2.5: -50.7723
| 2 | 70.05 | 1: -0.17461; 1.1: -1.2802; 1.2: -0.0017168; 1.3: 455.325; 1.4: -0.026863; 1.5: -1.2802; 1.6: 455.325; 1.7: 182.13; 1.8: 8.4594; 1.9: 1517.75; 2: 48.336; 2.1: 95.1853; 2.2: 2420.0851; 2.3: 50.7809; 2.4: -2421.3653; 2.5: -50.8078
| 2 | 70.1 | 1: -0.17208; 1.1: -1.2626; 1.2: -0.0016932; 1.3: 455.65; 1.4: -0.026475; 1.5: -1.2626; 1.6: 455.65; 1.7: 182.26; 1.8: 8.4594; 1.9: 1518.8333; 2: 48.3705; 2.1: 95.186; 2.2: 2423.5231; 2.3: 50.8168; 2.4: -2424.7857; 2.5: -50.8433
| 2 | 70.15 | 1: -0.16954; 1.1: -1.2448; 1.2: -0.0016693; 1.3: 455.975; 1.4: -0.026083; 1.5: -1.2448; 1.6: 455.975; 1.7: 182.39; 1.8: 8.4594; 1.9: 1519.9167; 2: 48.405; 2.1: 95.1867; 2.2: 2426.9634; 2.3: 50.8527; 2.4: -2428.2082; 2.5: -50.8788
| 2 | 70.2 | 1: -0.16698; 1.1: -1.2269; 1.2: -0.0016453; 1.3: 456.3; 1.4: -0.025689; 1.5: -1.2269; 1.6: 456.3; 1.7: 182.52; 1.8: 8.4594; 1.9: 1521; 2: 48.4395; 2.1: 95.1874; 2.2: 2430.4059; 2.3: 50.8885; 2.4: -2431.6328; 2.5: -50.9142
| 2 | 70.25 | 1: -0.16439; 1.1: -1.2088; 1.2: -0.001621; 1.3: 456.625; 1.4: -0.025291; 1.5: -1.2088; 1.6: 456.625; 1.7: 182.65; 1.8: 8.4594; 1.9: 1522.0833; 2: 48.474; 2.1: 95.1882; 2.2: 2433.8507; 2.3: 50.9244; 2.4: -2435.0594; 2.5: -50.9497
| 2 | 70.3 | 1: -0.16179; 1.1: -1.1905; 1.2: -0.0015964; 1.3: 456.95; 1.4: -0.024891; 1.5: -1.1905; 1.6: 456.95; 1.7: 182.78; 1.8: 8.4594; 1.9: 1523.1667; 2: 48.5085; 2.1: 95.1889; 2.2: 2437.2977; 2.3: 50.9602; 2.4: -2438.4882; 2.5: -50.9851
| 2 | 70.35 | 1: -0.15917; 1.1: -1.172; 1.2: -0.0015717; 1.3: 457.275; 1.4: -0.024488; 1.5: -1.172; 1.6: 457.275; 1.7: 182.91; 1.8: 8.4594; 1.9: 1524.25; 2: 48.543; 2.1: 95.1896; 2.2: 2440.7469; 2.3: 50.9961; 2.4: -2441.919; 2.5: -51.0206
| 2 | 70.4 | 1: -0.15654; 1.1: -1.1535; 1.2: -0.0015468; 1.3: 457.6; 1.4: -0.024083; 1.5: -1.1535; 1.6: 457.6; 1.7: 183.04; 1.8: 8.4594; 1.9: 1525.3333; 2: 48.5775; 2.1: 95.1904; 2.2: 2444.1984; 2.3: 51.0319; 2.4: -2445.3518; 2.5: -51.056
| 2 | 70.45 | 1: -0.15389; 1.1: -1.1347; 1.2: -0.0015217; 1.3: 457.925; 1.4: -0.023675; 1.5: -1.1347; 1.6: 457.925; 1.7: 183.17; 1.8: 8.4594; 1.9: 1526.4167; 2: 48.612; 2.1: 95.1911; 2.2: 2447.6521; 2.3: 51.0678; 2.4: -2448.7868; 2.5: -51.0915
| 2 | 70.5 | 1: -0.15123; 1.1: -1.1159; 1.2: -0.0014964; 1.3: 458.25; 1.4: -0.023266; 1.5: -1.1159; 1.6: 458.25; 1.7: 183.3; 1.8: 8.4594; 1.9: 1527.5; 2: 48.6465; 2.1: 95.1919; 2.2: 2451.108; 2.3: 51.1036; 2.4: -2452.2239; 2.5: -51.1269
| 2 | 70.55 | 1: -0.14855; 1.1: -1.0969; 1.2: -0.001471; 1.3: 458.575; 1.4: -0.022854; 1.5: -1.0969; 1.6: 458.575; 1.7: 183.43; 1.8: 8.4594; 1.9: 1528.5833; 2: 48.681; 2.1: 95.1927; 2.2: 2454.5661; 2.3: 51.1394; 2.4: -2455.6631; 2.5: -51.1623
| 2 | 70.6 | 1: -0.14586; 1.1: -1.0779; 1.2: -0.0014454; 1.3: 458.9; 1.4: -0.022441; 1.5: -1.0779; 1.6: 458.9; 1.7: 183.56; 1.8: 8.4594; 1.9: 1529.6667; 2: 48.7155; 2.1: 95.1934; 2.2: 2458.0265; 2.3: 51.1753; 2.4: -2459.1043; 2.5: -51.1977
| 2 | 70.65 | 1: -0.14317; 1.1: -1.0587; 1.2: -0.0014197; 1.3: 459.225; 1.4: -0.022026; 1.5: -1.0587; 1.6: 459.225; 1.7: 183.69; 1.8: 8.4594; 1.9: 1530.75; 2: 48.75; 2.1: 95.1942; 2.2: 2461.489; 2.3: 51.2111; 2.4: -2462.5477; 2.5: -51.2331
| 2 | 70.7 | 1: -0.14046; 1.1: -1.0394; 1.2: -0.0013939; 1.3: 459.55; 1.4: -0.021609; 1.5: -1.0394; 1.6: 459.55; 1.7: 183.82; 1.8: 8.4594; 1.9: 1531.8333; 2: 48.7845; 2.1: 95.195; 2.2: 2464.9538; 2.3: 51.2469; 2.4: -2465.9932; 2.5: -51.2685
| 2 | 70.75 | 1: -0.13775; 1.1: -1.02; 1.2: -0.0013679; 1.3: 459.875; 1.4: -0.021192; 1.5: -1.02; 1.6: 459.875; 1.7: 183.95; 1.8: 8.4594; 1.9: 1532.9167; 2: 48.819; 2.1: 95.1958; 2.2: 2468.4207; 2.3: 51.2827; 2.4: -2469.4408; 2.5: -51.3039
| 2 | 70.8 | 1: -0.13503; 1.1: -1.0006; 1.2: -0.0013418; 1.3: 460.2; 1.4: -0.020773; 1.5: -1.0006; 1.6: 460.2; 1.7: 184.08; 1.8: 8.4594; 1.9: 1534; 2: 48.8535; 2.1: 95.1966; 2.2: 2471.8899; 2.3: 51.3185; 2.4: -2472.8905; 2.5: -51.3393
| 2 | 70.85 | 1: -0.1323; 1.1: -0.98108; 1.2: -0.0013157; 1.3: 460.525; 1.4: -0.020354; 1.5: -0.98108; 1.6: 460.525; 1.7: 184.21; 1.8: 8.4594; 1.9: 1535.0833; 2: 48.888; 2.1: 95.1975; 2.2: 2475.3612; 2.3: 51.3543; 2.4: -2476.3423; 2.5: -51.3747
| 2 | 70.9 | 1: -0.12957; 1.1: -0.96151; 1.2: -0.0012894; 1.3: 460.85; 1.4: -0.019934; 1.5: -0.96151; 1.6: 460.85; 1.7: 184.34; 1.8: 8.4594; 1.9: 1536.1667; 2: 48.9225; 2.1: 95.1983; 2.2: 2478.8348; 2.3: 51.3901; 2.4: -2479.7963; 2.5: -51.41
| 2 | 70.95 | 1: -0.12683; 1.1: -0.94188; 1.2: -0.0012631; 1.3: 461.175; 1.4: -0.019513; 1.5: -0.94188; 1.6: 461.175; 1.7: 184.47; 1.8: 8.4594; 1.9: 1537.25; 2: 48.957; 2.1: 95.1991; 2.2: 2482.3105; 2.3: 51.4259; 2.4: -2483.2524; 2.5: -51.4454
| 2 | 71 | 1: -0.1241; 1.1: -0.9222; 1.2: -0.0012367; 1.3: 461.5; 1.4: -0.019092; 1.5: -0.9222; 1.6: 461.5; 1.7: 184.6; 1.8: 8.4594; 1.9: 1538.3333; 2: 48.9915; 2.1: 95.2; 2.2: 2485.7884; 2.3: 51.4617; 2.4: -2486.7106; 2.5: -51.4808
| 2 | 71.05 | 1: -0.12136; 1.1: -0.90249; 1.2: -0.0012103; 1.3: 461.825; 1.4: -0.018671; 1.5: -0.90249; 1.6: 461.825; 1.7: 184.73; 1.8: 8.4594; 1.9: 1539.4167; 2: 49.026; 2.1: 95.2008; 2.2: 2489.2685; 2.3: 51.4975; 2.4: -2490.171; 2.5: -51.5161
| 2 | 71.1 | 1: -0.11862; 1.1: -0.88275; 1.2: -0.0011838; 1.3: 462.15; 1.4: -0.018249; 1.5: -0.88275; 1.6: 462.15; 1.7: 184.86; 1.8: 8.4594; 1.9: 1540.5; 2: 49.0605; 2.1: 95.2017; 2.2: 2492.7508; 2.3: 51.5332; 2.4: -2493.6335; 2.5: -51.5515
| 2 | 71.15 | 1: -0.11588; 1.1: -0.86299; 1.2: -0.0011573; 1.3: 462.475; 1.4: -0.017828; 1.5: -0.86299; 1.6: 462.475; 1.7: 184.99; 1.8: 8.4594; 1.9: 1541.5833; 2: 49.095; 2.1: 95.2025; 2.2: 2496.2352; 2.3: 51.569; 2.4: -2497.0982; 2.5: -51.5868
| 2 | 71.2 | 1: -0.11315; 1.1: -0.84322; 1.2: -0.0011308; 1.3: 462.8; 1.4: -0.017408; 1.5: -0.84322; 1.6: 462.8; 1.7: 185.12; 1.8: 8.4594; 1.9: 1542.6667; 2: 49.1295; 2.1: 95.2034; 2.2: 2499.7218; 2.3: 51.6048; 2.4: -2500.565; 2.5: -51.6222
| 2 | 71.25 | 1: -0.11042; 1.1: -0.82345; 1.2: -0.0011043; 1.3: 463.125; 1.4: -0.016988; 1.5: -0.82345; 1.6: 463.125; 1.7: 185.25; 1.8: 8.4594; 1.9: 1543.75; 2: 49.164; 2.1: 95.2043; 2.2: 2503.2105; 2.3: 51.6405; 2.4: -2504.034; 2.5: -51.6575
| 2 | 71.3 | 1: -0.10769; 1.1: -0.80369; 1.2: -0.0010778; 1.3: 463.45; 1.4: -0.016568; 1.5: -0.80369; 1.6: 463.45; 1.7: 185.38; 1.8: 8.4594; 1.9: 1544.8333; 2: 49.1985; 2.1: 95.2052; 2.2: 2506.7014; 2.3: 51.6763; 2.4: -2507.5051; 2.5: -51.6929
| 2 | 71.35 | 1: -0.10497; 1.1: -0.78395; 1.2: -0.0010513; 1.3: 463.775; 1.4: -0.01615; 1.5: -0.78395; 1.6: 463.775; 1.7: 185.51; 1.8: 8.4594; 1.9: 1545.9167; 2: 49.233; 2.1: 95.2061; 2.2: 2510.1945; 2.3: 51.712; 2.4: -2510.9784; 2.5: -51.7282
| 2 | 71.4 | 1: -0.10226; 1.1: -0.76423; 1.2: -0.0010248; 1.3: 464.1; 1.4: -0.015733; 1.5: -0.76423; 1.6: 464.1; 1.7: 185.64; 1.8: 8.4594; 1.9: 1547; 2: 49.2675; 2.1: 95.207; 2.2: 2513.6897; 2.3: 51.7478; 2.4: -2514.4539; 2.5: -51.7635
| 2 | 71.45 | 1: -0.099558; 1.1: -0.74454; 1.2: -0.00099845; 1.3: 464.425; 1.4: -0.015317; 1.5: -0.74454; 1.6: 464.425; 1.7: 185.77; 1.8: 8.4594; 1.9: 1548.0833; 2: 49.302; 2.1: 95.2079; 2.2: 2517.187; 2.3: 51.7835; 2.4: -2517.9315; 2.5: -51.7988
| 2 | 71.5 | 1: -0.096864; 1.1: -0.7249; 1.2: -0.00097211; 1.3: 464.75; 1.4: -0.014902; 1.5: -0.7249; 1.6: 464.75; 1.7: 185.9; 1.8: 8.4594; 1.9: 1549.1667; 2: 49.3365; 2.1: 95.2089; 2.2: 2520.6865; 2.3: 51.8192; 2.4: -2521.4114; 2.5: -51.8341
| 2 | 71.55 | 1: -0.094181; 1.1: -0.70531; 1.2: -0.00094584; 1.3: 465.075; 1.4: -0.014489; 1.5: -0.70531; 1.6: 465.075; 1.7: 186.03; 1.8: 8.4594; 1.9: 1550.25; 2: 49.371; 2.1: 95.2098; 2.2: 2524.1881; 2.3: 51.855; 2.4: -2524.8934; 2.5: -51.8695
| 2 | 71.6 | 1: -0.09151; 1.1: -0.68579; 1.2: -0.00091966; 1.3: 465.4; 1.4: -0.014079; 1.5: -0.68579; 1.6: 465.4; 1.7: 186.16; 1.8: 8.4594; 1.9: 1551.3333; 2: 49.4055; 2.1: 95.2108; 2.2: 2527.6918; 2.3: 51.8907; 2.4: -2528.3776; 2.5: -51.9048
| 2 | 71.65 | 1: -0.088853; 1.1: -0.66634; 1.2: -0.00089358; 1.3: 465.725; 1.4: -0.01367; 1.5: -0.66634; 1.6: 465.725; 1.7: 186.29; 1.8: 8.4594; 1.9: 1552.4167; 2: 49.44; 2.1: 95.2117; 2.2: 2531.1977; 2.3: 51.9264; 2.4: -2531.864; 2.5: -51.9401
| 2 | 71.7 | 1: -0.08621; 1.1: -0.64697; 1.2: -0.0008676; 1.3: 466.05; 1.4: -0.013263; 1.5: -0.64697; 1.6: 466.05; 1.7: 186.42; 1.8: 8.4594; 1.9: 1553.5; 2: 49.4745; 2.1: 95.2127; 2.2: 2534.7056; 2.3: 51.9621; 2.4: -2535.3526; 2.5: -51.9754
| 2 | 71.75 | 1: -0.083583; 1.1: -0.62769; 1.2: -0.00084175; 1.3: 466.375; 1.4: -0.012859; 1.5: -0.62769; 1.6: 466.375; 1.7: 186.55; 1.8: 8.4594; 1.9: 1554.5833; 2: 49.509; 2.1: 95.2137; 2.2: 2538.2157; 2.3: 51.9978; 2.4: -2538.8434; 2.5: -52.0106
| 2 | 71.8 | 1: -0.080973; 1.1: -0.60852; 1.2: -0.00081604; 1.3: 466.7; 1.4: -0.012457; 1.5: -0.60852; 1.6: 466.7; 1.7: 186.68; 1.8: 8.4594; 1.9: 1555.6667; 2: 49.5435; 2.1: 95.2147; 2.2: 2541.7279; 2.3: 52.0335; 2.4: -2542.3364; 2.5: -52.0459
| 2 | 71.85 | 1: -0.078382; 1.1: -0.58945; 1.2: -0.00079047; 1.3: 467.025; 1.4: -0.012059; 1.5: -0.58945; 1.6: 467.025; 1.7: 186.81; 1.8: 8.4594; 1.9: 1556.75; 2: 49.578; 2.1: 95.2157; 2.2: 2545.2422; 2.3: 52.0692; 2.4: -2545.8317; 2.5: -52.0812
| 2 | 71.9 | 1: -0.07581; 1.1: -0.57051; 1.2: -0.00076507; 1.3: 467.35; 1.4: -0.011663; 1.5: -0.57051; 1.6: 467.35; 1.7: 186.94; 1.8: 8.4594; 1.9: 1557.8333; 2: 49.6125; 2.1: 95.2167; 2.2: 2548.7586; 2.3: 52.1048; 2.4: -2549.3291; 2.5: -52.1165
| 2 | 71.95 | 1: -0.073259; 1.1: -0.5517; 1.2: -0.00073984; 1.3: 467.675; 1.4: -0.011271; 1.5: -0.5517; 1.6: 467.675; 1.7: 187.07; 1.8: 8.4594; 1.9: 1558.9167; 2: 49.647; 2.1: 95.2178; 2.2: 2552.2771; 2.3: 52.1405; 2.4: -2552.8288; 2.5: -52.1518
| 2 | 72 | 1: -0.070731; 1.1: -0.53303; 1.2: -0.0007148; 1.3: 468; 1.4: -0.010882; 1.5: -0.53303; 1.6: 468; 1.7: 187.2; 1.8: 8.4594; 1.9: 1560; 2: 49.6815; 2.1: 95.2188; 2.2: 2555.7976; 2.3: 52.1762; 2.4: -2556.3307; 2.5: -52.1871
| 2 | 72.05 | 1: -0.068226; 1.1: -0.51451; 1.2: -0.00068996; 1.3: 468.325; 1.4: -0.010496; 1.5: -0.51451; 1.6: 468.325; 1.7: 187.33; 1.8: 8.4594; 1.9: 1561.0833; 2: 49.716; 2.1: 95.2199; 2.2: 2559.3203; 2.3: 52.2118; 2.4: -2559.8348; 2.5: -52.2223
| 2 | 72.1 | 1: -0.065746; 1.1: -0.49615; 1.2: -0.00066534; 1.3: 468.65; 1.4: -0.010115; 1.5: -0.49615; 1.6: 468.65; 1.7: 187.46; 1.8: 8.4594; 1.9: 1562.1667; 2: 49.7505; 2.1: 95.2209; 2.2: 2562.845; 2.3: 52.2475; 2.4: -2563.3412; 2.5: -52.2576
| 2 | 72.15 | 1: -0.063291; 1.1: -0.47796; 1.2: -0.00064095; 1.3: 468.975; 1.4: -0.0097371; 1.5: -0.47796; 1.6: 468.975; 1.7: 187.59; 1.8: 8.4594; 1.9: 1563.25; 2: 49.785; 2.1: 95.222; 2.2: 2566.3718; 2.3: 52.2831; 2.4: -2566.8498; 2.5: -52.2929
| 2 | 72.2 | 1: -0.060865; 1.1: -0.45995; 1.2: -0.00061681; 1.3: 469.3; 1.4: -0.0093638; 1.5: -0.45995; 1.6: 469.3; 1.7: 187.72; 1.8: 8.4594; 1.9: 1564.3333; 2: 49.8195; 2.1: 95.2231; 2.2: 2569.9007; 2.3: 52.3188; 2.4: -2570.3606; 2.5: -52.3281
| 2 | 72.25 | 1: -0.058467; 1.1: -0.44214; 1.2: -0.00059291; 1.3: 469.625; 1.4: -0.0089949; 1.5: -0.44214; 1.6: 469.625; 1.7: 187.85; 1.8: 8.4594; 1.9: 1565.4167; 2: 49.854; 2.1: 95.2242; 2.2: 2573.4316; 2.3: 52.3544; 2.4: -2573.8737; 2.5: -52.3634
| 2 | 72.3 | 1: -0.056099; 1.1: -0.42452; 1.2: -0.0005693; 1.3: 469.95; 1.4: -0.0086306; 1.5: -0.42452; 1.6: 469.95; 1.7: 187.98; 1.8: 8.4594; 1.9: 1566.5; 2: 49.8885; 2.1: 95.2253; 2.2: 2576.9646; 2.3: 52.39; 2.4: -2577.3891; 2.5: -52.3986
| 2 | 72.35 | 1: -0.053763; 1.1: -0.40712; 1.2: -0.00054596; 1.3: 470.275; 1.4: -0.0082712; 1.5: -0.40712; 1.6: 470.275; 1.7: 188.11; 1.8: 8.4594; 1.9: 1567.5833; 2: 49.923; 2.1: 95.2264; 2.2: 2580.4996; 2.3: 52.4256; 2.4: -2580.9067; 2.5: -52.4339
| 2 | 72.4 | 1: -0.051459; 1.1: -0.38995; 1.2: -0.00052293; 1.3: 470.6; 1.4: -0.0079167; 1.5: -0.38995; 1.6: 470.6; 1.7: 188.24; 1.8: 8.4594; 1.9: 1568.6667; 2: 49.9575; 2.1: 95.2276; 2.2: 2584.0367; 2.3: 52.4612; 2.4: -2584.4266; 2.5: -52.4691
| 2 | 72.45 | 1: -0.049189; 1.1: -0.373; 1.2: -0.00050021; 1.3: 470.925; 1.4: -0.0075675; 1.5: -0.373; 1.6: 470.925; 1.7: 188.37; 1.8: 8.4594; 1.9: 1569.75; 2: 49.992; 2.1: 95.2287; 2.2: 2587.5758; 2.3: 52.4968; 2.4: -2587.9488; 2.5: -52.5044
| 2 | 72.5 | 1: -0.046955; 1.1: -0.35631; 1.2: -0.00047782; 1.3: 471.25; 1.4: -0.0072238; 1.5: -0.35631; 1.6: 471.25; 1.7: 188.5; 1.8: 8.4594; 1.9: 1570.8333; 2: 50.0265; 2.1: 95.2299; 2.2: 2591.1169; 2.3: 52.5324; 2.4: -2591.4733; 2.5: -52.5396
| 2 | 72.55 | 1: -0.044757; 1.1: -0.33986; 1.2: -0.00045577; 1.3: 471.575; 1.4: -0.0068857; 1.5: -0.33986; 1.6: 471.575; 1.7: 188.63; 1.8: 8.4594; 1.9: 1571.9167; 2: 50.061; 2.1: 95.231; 2.2: 2594.6601; 2.3: 52.568; 2.4: -2595; 2.5: -52.5749
| 2 | 72.6 | 1: -0.042597; 1.1: -0.32369; 1.2: -0.00043407; 1.3: 471.9; 1.4: -0.0065534; 1.5: -0.32369; 1.6: 471.9; 1.7: 188.76; 1.8: 8.4594; 1.9: 1573; 2: 50.0955; 2.1: 95.2322; 2.2: 2598.2053; 2.3: 52.6036; 2.4: -2598.529; 2.5: -52.6101
| 2 | 72.65 | 1: -0.040477; 1.1: -0.30779; 1.2: -0.00041275; 1.3: 472.225; 1.4: -0.0062272; 1.5: -0.30779; 1.6: 472.225; 1.7: 188.89; 1.8: 8.4594; 1.9: 1574.0833; 2: 50.13; 2.1: 95.2334; 2.2: 2601.7525; 2.3: 52.6391; 2.4: -2602.0603; 2.5: -52.6453
| 2 | 72.7 | 1: -0.038398; 1.1: -0.29218; 1.2: -0.00039182; 1.3: 472.55; 1.4: -0.0059073; 1.5: -0.29218; 1.6: 472.55; 1.7: 189.02; 1.8: 8.4594; 1.9: 1575.1667; 2: 50.1645; 2.1: 95.2347; 2.2: 2605.3018; 2.3: 52.6747; 2.4: -2605.5939; 2.5: -52.6806
| 2 | 72.75 | 1: -0.03636; 1.1: -0.27687; 1.2: -0.00037128; 1.3: 472.875; 1.4: -0.0055939; 1.5: -0.27687; 1.6: 472.875; 1.7: 189.15; 1.8: 8.4594; 1.9: 1576.25; 2: 50.199; 2.1: 95.2359; 2.2: 2608.853; 2.3: 52.7102; 2.4: -2609.1298; 2.5: -52.7158
| 2 | 72.8 | 1: -0.034367; 1.1: -0.26186; 1.2: -0.00035117; 1.3: 473.2; 1.4: -0.0052872; 1.5: -0.26186; 1.6: 473.2; 1.7: 189.28; 1.8: 8.4594; 1.9: 1577.3333; 2: 50.2335; 2.1: 95.2371; 2.2: 2612.4062; 2.3: 52.7458; 2.4: -2612.6681; 2.5: -52.751
| 2 | 72.85 | 1: -0.032418; 1.1: -0.24718; 1.2: -0.00033148; 1.3: 473.525; 1.4: -0.0049874; 1.5: -0.24718; 1.6: 473.525; 1.7: 189.41; 1.8: 8.4594; 1.9: 1578.4167; 2: 50.268; 2.1: 95.2384; 2.2: 2615.9614; 2.3: 52.7813; 2.4: -2616.2086; 2.5: -52.7863
| 2 | 72.9 | 1: -0.030515; 1.1: -0.23284; 1.2: -0.00031224; 1.3: 473.85; 1.4: -0.0046947; 1.5: -0.23284; 1.6: 473.85; 1.7: 189.54; 1.8: 8.4594; 1.9: 1579.5; 2: 50.3025; 2.1: 95.2396; 2.2: 2619.5186; 2.3: 52.8168; 2.4: -2619.7515; 2.5: -52.8215
| 2 | 72.95 | 1: -0.028661; 1.1: -0.21884; 1.2: -0.00029346; 1.3: 474.175; 1.4: -0.0044093; 1.5: -0.21884; 1.6: 474.175; 1.7: 189.67; 1.8: 8.4594; 1.9: 1580.5833; 2: 50.337; 2.1: 95.2409; 2.2: 2623.0778; 2.3: 52.8523; 2.4: -2623.2967; 2.5: -52.8567
| 2 | 73 | 1: -0.026855; 1.1: -0.20519; 1.2: -0.00027516; 1.3: 474.5; 1.4: -0.0041315; 1.5: -0.20519; 1.6: 474.5; 1.7: 189.8; 1.8: 8.4594; 1.9: 1581.6667; 2: 50.3715; 2.1: 95.2422; 2.2: 2626.639; 2.3: 52.8878; 2.4: -2626.8442; 2.5: -52.892
| 2 | 73.05 | 1: -0.0251; 1.1: -0.19191; 1.2: -0.00025736; 1.3: 474.825; 1.4: -0.0038615; 1.5: -0.19191; 1.6: 474.825; 1.7: 189.93; 1.8: 8.4594; 1.9: 1582.75; 2: 50.4061; 2.1: 95.2435; 2.2: 2630.2021; 2.3: 52.9233; 2.4: -2630.394; 2.5: -52.9272
| 2 | 73.1 | 1: -0.023397; 1.1: -0.17901; 1.2: -0.00024006; 1.3: 475.15; 1.4: -0.0035995; 1.5: -0.17901; 1.6: 475.15; 1.7: 190.06; 1.8: 8.4594; 1.9: 1583.8333; 2: 50.4406; 2.1: 95.2449; 2.2: 2633.7672; 2.3: 52.9588; 2.4: -2633.9462; 2.5: -52.9624
| 2 | 73.15 | 1: -0.021747; 1.1: -0.1665; 1.2: -0.00022328; 1.3: 475.475; 1.4: -0.0033457; 1.5: -0.1665; 1.6: 475.475; 1.7: 190.19; 1.8: 8.4594; 1.9: 1584.9167; 2: 50.4751; 2.1: 95.2462; 2.2: 2637.3343; 2.3: 52.9943; 2.4: -2637.5008; 2.5: -52.9976
| 2 | 73.2 | 1: -0.020152; 1.1: -0.15439; 1.2: -0.00020705; 1.3: 475.8; 1.4: -0.0031003; 1.5: -0.15439; 1.6: 475.8; 1.7: 190.32; 1.8: 8.4594; 1.9: 1586; 2: 50.5096; 2.1: 95.2476; 2.2: 2640.9033; 2.3: 53.0298; 2.4: -2641.0576; 2.5: -53.0329
| 2 | 73.25 | 1: -0.018613; 1.1: -0.1427; 1.2: -0.00019137; 1.3: 476.125; 1.4: -0.0028635; 1.5: -0.1427; 1.6: 476.125; 1.7: 190.45; 1.8: 8.4594; 1.9: 1587.0833; 2: 50.5441; 2.1: 95.2489; 2.2: 2644.4742; 2.3: 53.0652; 2.4: -2644.6169; 2.5: -53.0681
| 2 | 73.3 | 1: -0.017132; 1.1: -0.13144; 1.2: -0.00017626; 1.3: 476.45; 1.4: -0.0026356; 1.5: -0.13144; 1.6: 476.45; 1.7: 190.58; 1.8: 8.4594; 1.9: 1588.1667; 2: 50.5786; 2.1: 95.2503; 2.2: 2648.0471; 2.3: 53.1007; 2.4: -2648.1785; 2.5: -53.1033
| 2 | 73.35 | 1: -0.01571; 1.1: -0.12061; 1.2: -0.00016174; 1.3: 476.775; 1.4: -0.0024169; 1.5: -0.12061; 1.6: 476.775; 1.7: 190.71; 1.8: 8.4594; 1.9: 1589.25; 2: 50.6131; 2.1: 95.2517; 2.2: 2651.6219; 2.3: 53.1361; 2.4: -2651.7425; 2.5: -53.1385
| 2 | 73.4 | 1: -0.014348; 1.1: -0.11023; 1.2: -0.00014782; 1.3: 477.1; 1.4: -0.0022074; 1.5: -0.11023; 1.6: 477.1; 1.7: 190.84; 1.8: 8.4594; 1.9: 1590.3333; 2: 50.6476; 2.1: 95.2531; 2.2: 2655.1986; 2.3: 53.1715; 2.4: -2655.3089; 2.5: -53.1737
| 2 | 73.45 | 1: -0.013049; 1.1: -0.10031; 1.2: -0.00013452; 1.3: 477.425; 1.4: -0.0020075; 1.5: -0.10031; 1.6: 477.425; 1.7: 190.97; 1.8: 8.4594; 1.9: 1591.4167; 2: 50.6821; 2.1: 95.2546; 2.2: 2658.7773; 2.3: 53.207; 2.4: -2658.8776; 2.5: -53.209
| 2 | 73.5 | 1: -0.011813; 1.1: -0.090875; 1.2: -0.00012186; 1.3: 477.75; 1.4: -0.0018173; 1.5: -0.090875; 1.6: 477.75; 1.7: 191.1; 1.8: 8.4594; 1.9: 1592.5; 2: 50.7166; 2.1: 95.256; 2.2: 2662.3578; 2.3: 53.2424; 2.4: -2662.4487; 2.5: -53.2442
| 2 | 73.55 | 1: -0.010642; 1.1: -0.081922; 1.2: -0.00010986; 1.3: 478.075; 1.4: -0.0016372; 1.5: -0.081922; 1.6: 478.075; 1.7: 191.23; 1.8: 8.4594; 1.9: 1593.5833; 2: 50.7511; 2.1: 95.2575; 2.2: 2665.9403; 2.3: 53.2778; 2.4: -2666.0222; 2.5: -53.2794
| 2 | 73.6 | 1: -0.009537; 1.1: -0.073468; 1.2: -9.8522e-05; 1.3: 478.4; 1.4: -0.0014672; 1.5: -0.073468; 1.6: 478.4; 1.7: 191.36; 1.8: 8.4594; 1.9: 1594.6667; 2: 50.7856; 2.1: 95.259; 2.2: 2669.5247; 2.3: 53.3132; 2.4: -2669.5982; 2.5: -53.3146
| 2 | 73.65 | 1: -0.0085003; 1.1: -0.065527; 1.2: -8.7873e-05; 1.3: 478.725; 1.4: -0.0013077; 1.5: -0.065527; 1.6: 478.725; 1.7: 191.49; 1.8: 8.4594; 1.9: 1595.75; 2: 50.8201; 2.1: 95.2605; 2.2: 2673.1109; 2.3: 53.3485; 2.4: -2673.1765; 2.5: -53.3498
| 2 | 73.7 | 1: -0.0075331; 1.1: -0.05811; 1.2: -7.7927e-05; 1.3: 479.05; 1.4: -0.0011589; 1.5: -0.05811; 1.6: 479.05; 1.7: 191.62; 1.8: 8.4594; 1.9: 1596.8333; 2: 50.8546; 2.1: 95.262; 2.2: 2676.6991; 2.3: 53.3839; 2.4: -2676.7572; 2.5: -53.3851
| 2 | 73.75 | 1: -0.0066368; 1.1: -0.05123; 1.2: -6.8701e-05; 1.3: 479.375; 1.4: -0.001021; 1.5: -0.05123; 1.6: 479.375; 1.7: 191.75; 1.8: 8.4594; 1.9: 1597.9167; 2: 50.8891; 2.1: 95.2635; 2.2: 2680.2891; 2.3: 53.4193; 2.4: -2680.3403; 2.5: -53.4203
| 2 | 73.8 | 1: -0.0058129; 1.1: -0.044901; 1.2: -6.0213e-05; 1.3: 479.7; 1.4: -0.00089429; 1.5: -0.044901; 1.6: 479.7; 1.7: 191.88; 1.8: 8.4594; 1.9: 1599; 2: 50.9236; 2.1: 95.2651; 2.2: 2683.881; 2.3: 53.4546; 2.4: -2683.9259; 2.5: -53.4555
| 2 | 73.85 | 1: -0.0050629; 1.1: -0.039135; 1.2: -5.248e-05; 1.3: 480.025; 1.4: -0.00077891; 1.5: -0.039135; 1.6: 480.025; 1.7: 192.01; 1.8: 8.4594; 1.9: 1600.0833; 2: 50.9581; 2.1: 95.2666; 2.2: 2687.4748; 2.3: 53.4899; 2.4: -2687.5139; 2.5: -53.4907
| 2 | 73.9 | 1: -0.0043884; 1.1: -0.033944; 1.2: -4.552e-05; 1.3: 480.35; 1.4: -0.00067514; 1.5: -0.033944; 1.6: 480.35; 1.7: 192.14; 1.8: 8.4594; 1.9: 1601.1667; 2: 50.9926; 2.1: 95.2682; 2.2: 2691.0704; 2.3: 53.5253; 2.4: -2691.1043; 2.5: -53.5259
| 2 | 73.95 | 1: -0.0037909; 1.1: -0.029342; 1.2: -3.9348e-05; 1.3: 480.675; 1.4: -0.00058322; 1.5: -0.029342; 1.6: 480.675; 1.7: 192.27; 1.8: 8.4594; 1.9: 1602.25; 2: 51.0271; 2.1: 95.2698; 2.2: 2694.6678; 2.3: 53.5606; 2.4: -2694.6972; 2.5: -53.5612
| 2 | 74 | 1: -0.0032719; 1.1: -0.025342; 1.2: -3.3984e-05; 1.3: 481; 1.4: -0.00050337; 1.5: -0.025342; 1.6: 481; 1.7: 192.4; 1.8: 8.4594; 1.9: 1603.3333; 2: 51.0616; 2.1: 95.2714; 2.2: 2698.2671; 2.3: 53.5959; 2.4: -2698.2925; 2.5: -53.5964
| 2 | 74.05 | 1: -0.002833; 1.1: -0.021957; 1.2: -2.9445e-05; 1.3: 481.325; 1.4: -0.00043584; 1.5: -0.021957; 1.6: 481.325; 1.7: 192.53; 1.8: 8.4594; 1.9: 1604.4167; 2: 51.0961; 2.1: 95.2731; 2.2: 2701.8683; 2.3: 53.6312; 2.4: -2701.8902; 2.5: -53.6316
| 2 | 74.1 | 1: -0.0024756; 1.1: -0.019201; 1.2: -2.5748e-05; 1.3: 481.65; 1.4: -0.00038087; 1.5: -0.019201; 1.6: 481.65; 1.7: 192.66; 1.8: 8.4594; 1.9: 1605.5; 2: 51.1306; 2.1: 95.2747; 2.2: 2705.4712; 2.3: 53.6665; 2.4: -2705.4904; 2.5: -53.6668
| 2 | 74.15 | 1: -0.0022015; 1.1: -0.017086; 1.2: -2.2912e-05; 1.3: 481.975; 1.4: -0.00033869; 1.5: -0.017086; 1.6: 481.975; 1.7: 192.79; 1.8: 8.4594; 1.9: 1606.5833; 2: 51.1651; 2.1: 95.2764; 2.2: 2709.076; 2.3: 53.7017; 2.4: -2709.0931; 2.5: -53.7021
| 2 | 74.2 | 1: -0.002012; 1.1: -0.015626; 1.2: -2.0954e-05; 1.3: 482.3; 1.4: -0.00030954; 1.5: -0.015626; 1.6: 482.3; 1.7: 192.92; 1.8: 8.4594; 1.9: 1607.6667; 2: 51.1996; 2.1: 95.2781; 2.2: 2712.6826; 2.3: 53.737; 2.4: -2712.6983; 2.5: -53.7373
| 2 | 74.25 | 1: -0.0019088; 1.1: -0.014834; 1.2: -1.9893e-05; 1.3: 482.625; 1.4: -0.00029366; 1.5: -0.014834; 1.6: 482.625; 1.7: 193.05; 1.8: 8.4594; 1.9: 1608.75; 2: 51.2341; 2.1: 95.2798; 2.2: 2716.291; 2.3: 53.7722; 2.4: -2716.3059; 2.5: -53.7725
| 2 | 74.3 | 1: -0.0018935; 1.1: -0.014725; 1.2: -1.9747e-05; 1.3: 482.95; 1.4: -0.00029131; 1.5: -0.014725; 1.6: 482.95; 1.7: 193.18; 1.8: 8.4594; 1.9: 1609.8333; 2: 51.2686; 2.1: 95.2815; 2.2: 2719.9012; 2.3: 53.8075; 2.4: -2719.916; 2.5: -53.8078
| 2 | 74.35 | 1: -0.0019676; 1.1: -0.015312; 1.2: -2.0533e-05; 1.3: 483.275; 1.4: -0.00030271; 1.5: -0.015312; 1.6: 483.275; 1.7: 193.31; 1.8: 8.4594; 1.9: 1610.9167; 2: 51.3031; 2.1: 95.2833; 2.2: 2723.5132; 2.3: 53.8427; 2.4: -2723.5286; 2.5: -53.843
| 2 | 74.4 | 1: -0.0021327; 1.1: -0.016608; 1.2: -2.2272e-05; 1.3: 483.6; 1.4: -0.00032811; 1.5: -0.016608; 1.6: 483.6; 1.7: 193.44; 1.8: 8.4594; 1.9: 1612; 2: 51.3376; 2.1: 95.285; 2.2: 2727.127; 2.3: 53.8779; 2.4: -2727.1436; 2.5: -53.8782
| 2 | 74.45 | 1: -0.0023905; 1.1: -0.018628; 1.2: -2.498e-05; 1.3: 483.925; 1.4: -0.00036777; 1.5: -0.018628; 1.6: 483.925; 1.7: 193.57; 1.8: 8.4594; 1.9: 1613.0833; 2: 51.3721; 2.1: 95.2868; 2.2: 2730.7426; 2.3: 53.9131; 2.4: -2730.7612; 2.5: -53.9135
| 2 | 74.5 | 1: -0.0027424; 1.1: -0.021385; 1.2: -2.8677e-05; 1.3: 484.25; 1.4: -0.00042191; 1.5: -0.021385; 1.6: 484.25; 1.7: 193.7; 1.8: 8.4594; 1.9: 1614.1667; 2: 51.4066; 2.1: 95.2886; 2.2: 2734.3599; 2.3: 53.9483; 2.4: -2734.3813; 2.5: -53.9487
| 2 | 74.55 | 1: -0.0031902; 1.1: -0.024893; 1.2: -3.3382e-05; 1.3: 484.575; 1.4: -0.00049081; 1.5: -0.024893; 1.6: 484.575; 1.7: 193.83; 1.8: 8.4594; 1.9: 1615.25; 2: 51.4411; 2.1: 95.2905; 2.2: 2737.979; 2.3: 53.9835; 2.4: -2738.0039; 2.5: -53.984
| 2 | 74.6 | 1: -0.0037355; 1.1: -0.029167; 1.2: -3.9114e-05; 1.3: 484.9; 1.4: -0.00057469; 1.5: -0.029167; 1.6: 484.9; 1.7: 193.96; 1.8: 8.4594; 1.9: 1616.3333; 2: 51.4756; 2.1: 95.2923; 2.2: 2741.5998; 2.3: 54.0186; 2.4: -2741.629; 2.5: -54.0192
| 2 | 74.65 | 1: -0.0043797; 1.1: -0.034221; 1.2: -4.5891e-05; 1.3: 485.225; 1.4: -0.00067381; 1.5: -0.034221; 1.6: 485.225; 1.7: 194.09; 1.8: 8.4594; 1.9: 1617.4167; 2: 51.5101; 2.1: 95.2942; 2.2: 2745.2224; 2.3: 54.0538; 2.4: -2745.2566; 2.5: -54.0544
| 2 | 74.7 | 1: -0.0051247; 1.1: -0.040068; 1.2: -5.3732e-05; 1.3: 485.55; 1.4: -0.00078842; 1.5: -0.040068; 1.6: 485.55; 1.7: 194.22; 1.8: 8.4594; 1.9: 1618.5; 2: 51.5446; 2.1: 95.296; 2.2: 2748.8467; 2.3: 54.0889; 2.4: -2748.8868; 2.5: -54.0897
| 2 | 74.75 | 1: -0.005972; 1.1: -0.046724; 1.2: -6.2658e-05; 1.3: 485.875; 1.4: -0.00091877; 1.5: -0.046724; 1.6: 485.875; 1.7: 194.35; 1.8: 8.4594; 1.9: 1619.5833; 2: 51.5791; 2.1: 95.298; 2.2: 2752.4728; 2.3: 54.124; 2.4: -2752.5195; 2.5: -54.1249
| 2 | 74.8 | 1: -0.0069233; 1.1: -0.054203; 1.2: -7.2687e-05; 1.3: 486.2; 1.4: -0.0010651; 1.5: -0.054203; 1.6: 486.2; 1.7: 194.48; 1.8: 8.4594; 1.9: 1620.6667; 2: 51.6136; 2.1: 95.2999; 2.2: 2756.1005; 2.3: 54.1591; 2.4: -2756.1547; 2.5: -54.1602
| 2 | 74.85 | 1: -0.0079802; 1.1: -0.062519; 1.2: -8.3839e-05; 1.3: 486.525; 1.4: -0.0012277; 1.5: -0.062519; 1.6: 486.525; 1.7: 194.61; 1.8: 8.4594; 1.9: 1621.75; 2: 51.6481; 2.1: 95.3018; 2.2: 2759.73; 2.3: 54.1942; 2.4: -2759.7925; 2.5: -54.1955
| 2 | 74.9 | 1: -0.0091443; 1.1: -0.071687; 1.2: -9.6134e-05; 1.3: 486.85; 1.4: -0.0014068; 1.5: -0.071687; 1.6: 486.85; 1.7: 194.74; 1.8: 8.4594; 1.9: 1622.8333; 2: 51.6826; 2.1: 95.3038; 2.2: 2763.3612; 2.3: 54.2293; 2.4: -2763.4329; 2.5: -54.2307
| 2 | 74.95 | 1: -0.010417; 1.1: -0.081722; 1.2: -0.00010959; 1.3: 487.175; 1.4: -0.0016027; 1.5: -0.081722; 1.6: 487.175; 1.7: 194.87; 1.8: 8.4594; 1.9: 1623.9167; 2: 51.7171; 2.1: 95.3058; 2.2: 2766.9941; 2.3: 54.2644; 2.4: -2767.0758; 2.5: -54.266
| 2 | 75 | 1: -0.011801; 1.1: -0.092639; 1.2: -0.00012423; 1.3: 487.5; 1.4: -0.0018156; 1.5: -0.092639; 1.6: 487.5; 1.7: 195; 1.8: 8.4594; 1.9: 1625; 2: 51.7516; 2.1: 95.3078; 2.2: 2770.6286; 2.3: 54.2994; 2.4: -2770.7213; 2.5: -54.3012
| 2 | 75.05 | 1: -0.013297; 1.1: -0.10445; 1.2: -0.00014007; 1.3: 487.825; 1.4: -0.0020457; 1.5: -0.10445; 1.6: 487.825; 1.7: 195.13; 1.8: 8.4594; 1.9: 1626.0833; 2: 51.7861; 2.1: 95.3098; 2.2: 2774.2649; 2.3: 54.3345; 2.4: -2774.3693; 2.5: -54.3365
| 2 | 75.1 | 1: -0.014907; 1.1: -0.11718; 1.2: -0.00015714; 1.3: 488.15; 1.4: -0.0022934; 1.5: -0.11718; 1.6: 488.15; 1.7: 195.26; 1.8: 8.4594; 1.9: 1627.1667; 2: 51.8206; 2.1: 95.3119; 2.2: 2777.9028; 2.3: 54.3695; 2.4: -2778.02; 2.5: -54.3718
| 2 | 75.15 | 1: -0.016633; 1.1: -0.13083; 1.2: -0.00017544; 1.3: 488.475; 1.4: -0.0025589; 1.5: -0.13083; 1.6: 488.475; 1.7: 195.39; 1.8: 8.4594; 1.9: 1628.25; 2: 51.8551; 2.1: 95.314; 2.2: 2781.5424; 2.3: 54.4045; 2.4: -2781.6732; 2.5: -54.4071
| 2 | 75.2 | 1: -0.018476; 1.1: -0.14542; 1.2: -0.00019501; 1.3: 488.8; 1.4: -0.0028424; 1.5: -0.14542; 1.6: 488.8; 1.7: 195.52; 1.8: 8.4594; 1.9: 1629.3333; 2: 51.8896; 2.1: 95.3161; 2.2: 2785.1836; 2.3: 54.4395; 2.4: -2785.329; 2.5: -54.4424
| 2 | 75.25 | 1: -0.020438; 1.1: -0.16097; 1.2: -0.00021586; 1.3: 489.125; 1.4: -0.0031442; 1.5: -0.16097; 1.6: 489.125; 1.7: 195.65; 1.8: 8.4594; 1.9: 1630.4167; 2: 51.9241; 2.1: 95.3182; 2.2: 2788.8265; 2.3: 54.4745; 2.4: -2788.9874; 2.5: -54.4776
| 2 | 75.3 | 1: -0.02252; 1.1: -0.17749; 1.2: -0.00023802; 1.3: 489.45; 1.4: -0.0034647; 1.5: -0.17749; 1.6: 489.45; 1.7: 195.78; 1.8: 8.4594; 1.9: 1631.5; 2: 51.9586; 2.1: 95.3203; 2.2: 2792.471; 2.3: 54.5095; 2.4: -2792.6485; 2.5: -54.5129
| 2 | 75.35 | 1: -0.024726; 1.1: -0.195; 1.2: -0.0002615; 1.3: 489.775; 1.4: -0.0038039; 1.5: -0.195; 1.6: 489.775; 1.7: 195.91; 1.8: 8.4594; 1.9: 1632.5833; 2: 51.9931; 2.1: 95.3225; 2.2: 2796.1171; 2.3: 54.5444; 2.4: -2796.3121; 2.5: -54.5482
| 2 | 75.4 | 1: -0.027055; 1.1: -0.21352; 1.2: -0.00028633; 1.3: 490.1; 1.4: -0.0041623; 1.5: -0.21352; 1.6: 490.1; 1.7: 196.04; 1.8: 8.4594; 1.9: 1633.6667; 2: 52.0276; 2.1: 95.3247; 2.2: 2799.7649; 2.3: 54.5794; 2.4: -2799.9784; 2.5: -54.5835
| 2 | 75.45 | 1: -0.029511; 1.1: -0.23305; 1.2: -0.00031252; 1.3: 490.425; 1.4: -0.0045401; 1.5: -0.23305; 1.6: 490.425; 1.7: 196.17; 1.8: 8.4594; 1.9: 1634.75; 2: 52.0621; 2.1: 95.3269; 2.2: 2803.4142; 2.3: 54.6143; 2.4: -2803.6473; 2.5: -54.6188
| 2 | 75.5 | 1: -0.032094; 1.1: -0.25362; 1.2: -0.0003401; 1.3: 490.75; 1.4: -0.0049375; 1.5: -0.25362; 1.6: 490.75; 1.7: 196.3; 1.8: 8.4594; 1.9: 1635.8333; 2: 52.0966; 2.1: 95.3291; 2.2: 2807.0652; 2.3: 54.6492; 2.4: -2807.3188; 2.5: -54.6541
| 2 | 75.55 | 1: -0.034806; 1.1: -0.27523; 1.2: -0.0003691; 1.3: 491.075; 1.4: -0.0053548; 1.5: -0.27523; 1.6: 491.075; 1.7: 196.43; 1.8: 8.4594; 1.9: 1636.9167; 2: 52.1311; 2.1: 95.3314; 2.2: 2810.7178; 2.3: 54.6841; 2.4: -2810.993; 2.5: -54.6894
| 2 | 75.6 | 1: -0.03765; 1.1: -0.29792; 1.2: -0.00039952; 1.3: 491.4; 1.4: -0.0057924; 1.5: -0.29792; 1.6: 491.4; 1.7: 196.56; 1.8: 8.4594; 1.9: 1638; 2: 52.1656; 2.1: 95.3337; 2.2: 2814.3719; 2.3: 54.719; 2.4: -2814.6698; 2.5: -54.7248
| 2 | 75.65 | 1: -0.040627; 1.1: -0.32169; 1.2: -0.00043139; 1.3: 491.725; 1.4: -0.0062503; 1.5: -0.32169; 1.6: 491.725; 1.7: 196.69; 1.8: 8.4594; 1.9: 1639.0833; 2: 52.2001; 2.1: 95.336; 2.2: 2818.0276; 2.3: 54.7538; 2.4: -2818.3493; 2.5: -54.7601
| 2 | 75.7 | 1: -0.043739; 1.1: -0.34655; 1.2: -0.00046474; 1.3: 492.05; 1.4: -0.006729; 1.5: -0.34655; 1.6: 492.05; 1.7: 196.82; 1.8: 8.4594; 1.9: 1640.1667; 2: 52.2346; 2.1: 95.3383; 2.2: 2821.6849; 2.3: 54.7887; 2.4: -2822.0315; 2.5: -54.7954
| 2 | 75.75 | 1: -0.046987; 1.1: -0.37253; 1.2: -0.00049958; 1.3: 492.375; 1.4: -0.0072287; 1.5: -0.37253; 1.6: 492.375; 1.7: 196.95; 1.8: 8.4594; 1.9: 1641.25; 2: 52.2691; 2.1: 95.3407; 2.2: 2825.3438; 2.3: 54.8235; 2.4: -2825.7163; 2.5: -54.8307
| 2 | 75.8 | 1: -0.050373; 1.1: -0.39965; 1.2: -0.00053593; 1.3: 492.7; 1.4: -0.0077497; 1.5: -0.39965; 1.6: 492.7; 1.7: 197.08; 1.8: 8.4594; 1.9: 1642.3333; 2: 52.3036; 2.1: 95.343; 2.2: 2829.0041; 2.3: 54.8583; 2.4: -2829.4038; 2.5: -54.8661
| 2 | 75.85 | 1: -0.0539; 1.1: -0.42791; 1.2: -0.00057383; 1.3: 493.025; 1.4: -0.0082922; 1.5: -0.42791; 1.6: 493.025; 1.7: 197.21; 1.8: 8.4594; 1.9: 1643.4167; 2: 52.3381; 2.1: 95.3455; 2.2: 2832.6661; 2.3: 54.8931; 2.4: -2833.094; 2.5: -54.9014
| 2 | 75.9 | 1: -0.057568; 1.1: -0.45733; 1.2: -0.00061329; 1.3: 493.35; 1.4: -0.0088566; 1.5: -0.45733; 1.6: 493.35; 1.7: 197.34; 1.8: 8.4594; 1.9: 1644.5; 2: 52.3726; 2.1: 95.3479; 2.2: 2836.3295; 2.3: 54.9279; 2.4: -2836.7868; 2.5: -54.9368
| 2 | 75.95 | 1: -0.06138; 1.1: -0.48794; 1.2: -0.00065433; 1.3: 493.675; 1.4: -0.0094431; 1.5: -0.48794; 1.6: 493.675; 1.7: 197.47; 1.8: 8.4594; 1.9: 1645.5833; 2: 52.4071; 2.1: 95.3503; 2.2: 2839.9945; 2.3: 54.9627; 2.4: -2840.4824; 2.5: -54.9721
| 2 | 76 | 1: -0.065338; 1.1: -0.51974; 1.2: -0.00069698; 1.3: 494; 1.4: -0.010052; 1.5: -0.51974; 1.6: 494; 1.7: 197.6; 1.8: 8.4594; 1.9: 1646.6667; 2: 52.4416; 2.1: 95.3528; 2.2: 2843.6609; 2.3: 54.9974; 2.4: -2844.1807; 2.5: -55.0075
| 2 | 76.05 | 1: -0.069443; 1.1: -0.55276; 1.2: -0.00074126; 1.3: 494.325; 1.4: -0.010683; 1.5: -0.55276; 1.6: 494.325; 1.7: 197.73; 1.8: 8.4594; 1.9: 1647.75; 2: 52.4761; 2.1: 95.3553; 2.2: 2847.3289; 2.3: 55.0322; 2.4: -2847.8817; 2.5: -55.0429
| 2 | 76.1 | 1: -0.073697; 1.1: -0.587; 1.2: -0.00078719; 1.3: 494.65; 1.4: -0.011338; 1.5: -0.587; 1.6: 494.65; 1.7: 197.86; 1.8: 8.4594; 1.9: 1648.8333; 2: 52.5106; 2.1: 95.3579; 2.2: 2850.9984; 2.3: 55.0669; 2.4: -2851.5854; 2.5: -55.0782
| 2 | 76.15 | 1: -0.078102; 1.1: -0.6225; 1.2: -0.00083479; 1.3: 494.975; 1.4: -0.012016; 1.5: -0.6225; 1.6: 494.975; 1.7: 197.99; 1.8: 8.4594; 1.9: 1649.9167; 2: 52.5451; 2.1: 95.3604; 2.2: 2854.6693; 2.3: 55.1016; 2.4: -2855.2918; 2.5: -55.1136
| 2 | 76.2 | 1: -0.08266; 1.1: -0.65926; 1.2: -0.00088409; 1.3: 495.3; 1.4: -0.012717; 1.5: -0.65926; 1.6: 495.3; 1.7: 198.12; 1.8: 8.4594; 1.9: 1651; 2: 52.5796; 2.1: 95.363; 2.2: 2858.3417; 2.3: 55.1363; 2.4: -2859.001; 2.5: -55.149
| 2 | 76.25 | 1: -0.087373; 1.1: -0.69731; 1.2: -0.0009351; 1.3: 495.625; 1.4: -0.013442; 1.5: -0.69731; 1.6: 495.625; 1.7: 198.25; 1.8: 8.4594; 1.9: 1652.0833; 2: 52.6141; 2.1: 95.3656; 2.2: 2862.0156; 2.3: 55.1709; 2.4: -2862.7129; 2.5: -55.1844
| 2 | 76.3 | 1: -0.092242; 1.1: -0.73665; 1.2: -0.00098786; 1.3: 495.95; 1.4: -0.014191; 1.5: -0.73665; 1.6: 495.95; 1.7: 198.38; 1.8: 8.4594; 1.9: 1653.1667; 2: 52.6486; 2.1: 95.3683; 2.2: 2865.6909; 2.3: 55.2056; 2.4: -2866.4275; 2.5: -55.2198
| 2 | 76.35 | 1: -0.09727; 1.1: -0.77731; 1.2: -0.0010424; 1.3: 496.275; 1.4: -0.014965; 1.5: -0.77731; 1.6: 496.275; 1.7: 198.51; 1.8: 8.4594; 1.9: 1654.25; 2: 52.6831; 2.1: 95.3709; 2.2: 2869.3677; 2.3: 55.2402; 2.4: -2870.145; 2.5: -55.2552
| 2 | 76.4 | 1: -0.10246; 1.1: -0.81931; 1.2: -0.0010987; 1.3: 496.6; 1.4: -0.015763; 1.5: -0.81931; 1.6: 496.6; 1.7: 198.64; 1.8: 8.4594; 1.9: 1655.3333; 2: 52.7176; 2.1: 95.3736; 2.2: 2873.0458; 2.3: 55.2748; 2.4: -2873.8651; 2.5: -55.2906
| 2 | 76.45 | 1: -0.10781; 1.1: -0.86266; 1.2: -0.0011568; 1.3: 496.925; 1.4: -0.016586; 1.5: -0.86266; 1.6: 496.925; 1.7: 198.77; 1.8: 8.4594; 1.9: 1656.4167; 2: 52.7521; 2.1: 95.3764; 2.2: 2876.7254; 2.3: 55.3094; 2.4: -2877.5881; 2.5: -55.326
| 2 | 76.5 | 1: -0.11332; 1.1: -0.90737; 1.2: -0.0012168; 1.3: 497.25; 1.4: -0.017434; 1.5: -0.90737; 1.6: 497.25; 1.7: 198.9; 1.8: 8.4594; 1.9: 1657.5; 2: 52.7866; 2.1: 95.3791; 2.2: 2880.4064; 2.3: 55.344; 2.4: -2881.3138; 2.5: -55.3614
| 2 | 76.55 | 1: -0.119; 1.1: -0.95348; 1.2: -0.0012786; 1.3: 497.575; 1.4: -0.018308; 1.5: -0.95348; 1.6: 497.575; 1.7: 199.03; 1.8: 8.4594; 1.9: 1658.5833; 2: 52.8211; 2.1: 95.3819; 2.2: 2884.0888; 2.3: 55.3786; 2.4: -2885.0423; 2.5: -55.3969
| 2 | 76.6 | 1: -0.12485; 1.1: -1.001; 1.2: -0.0013423; 1.3: 497.9; 1.4: -0.019208; 1.5: -1.001; 1.6: 497.9; 1.7: 199.16; 1.8: 8.4594; 1.9: 1659.6667; 2: 52.8556; 2.1: 95.3847; 2.2: 2887.7726; 2.3: 55.4131; 2.4: -2888.7736; 2.5: -55.4323
| 2 | 76.65 | 1: -0.13087; 1.1: -1.0499; 1.2: -0.001408; 1.3: 498.225; 1.4: -0.020134; 1.5: -1.0499; 1.6: 498.225; 1.7: 199.29; 1.8: 8.4594; 1.9: 1660.75; 2: 52.8901; 2.1: 95.3875; 2.2: 2891.4578; 2.3: 55.4476; 2.4: -2892.5077; 2.5: -55.4678
| 2 | 76.7 | 1: -0.13706; 1.1: -1.1003; 1.2: -0.0014755; 1.3: 498.55; 1.4: -0.021086; 1.5: -1.1003; 1.6: 498.55; 1.7: 199.42; 1.8: 8.4594; 1.9: 1661.8333; 2: 52.9246; 2.1: 95.3904; 2.2: 2895.1443; 2.3: 55.4821; 2.4: -2896.2446; 2.5: -55.5032
| 2 | 76.75 | 1: -0.14342; 1.1: -1.1521; 1.2: -0.001545; 1.3: 498.875; 1.4: -0.022065; 1.5: -1.1521; 1.6: 498.875; 1.7: 199.55; 1.8: 8.4594; 1.9: 1662.9167; 2: 52.9591; 2.1: 95.3933; 2.2: 2898.8322; 2.3: 55.5166; 2.4: -2899.9844; 2.5: -55.5387
| 2 | 76.8 | 1: -0.14996; 1.1: -1.2055; 1.2: -0.0016165; 1.3: 499.2; 1.4: -0.023071; 1.5: -1.2055; 1.6: 499.2; 1.7: 199.68; 1.8: 8.4594; 1.9: 1664; 2: 52.9936; 2.1: 95.3962; 2.2: 2902.5215; 2.3: 55.5511; 2.4: -2903.7269; 2.5: -55.5741
| 2 | 76.85 | 1: -0.15668; 1.1: -1.2603; 1.2: -0.00169; 1.3: 499.525; 1.4: -0.024104; 1.5: -1.2603; 1.6: 499.525; 1.7: 199.81; 1.8: 8.4594; 1.9: 1665.0833; 2: 53.0281; 2.1: 95.3992; 2.2: 2906.212; 2.3: 55.5855; 2.4: -2907.4723; 2.5: -55.6096
| 2 | 76.9 | 1: -0.16357; 1.1: -1.3166; 1.2: -0.0017656; 1.3: 499.85; 1.4: -0.025165; 1.5: -1.3166; 1.6: 499.85; 1.7: 199.94; 1.8: 8.4594; 1.9: 1666.1667; 2: 53.0626; 2.1: 95.4022; 2.2: 2909.9039; 2.3: 55.6199; 2.4: -2911.2205; 2.5: -55.6451
| 2 | 76.95 | 1: -0.17065; 1.1: -1.3744; 1.2: -0.0018432; 1.3: 500.175; 1.4: -0.026254; 1.5: -1.3744; 1.6: 500.175; 1.7: 200.07; 1.8: 8.4594; 1.9: 1667.25; 2: 53.0971; 2.1: 95.4052; 2.2: 2913.5971; 2.3: 55.6544; 2.4: -2914.9716; 2.5: -55.6806
| 2 | 77 | 1: -0.17791; 1.1: -1.4339; 1.2: -0.0019228; 1.3: 500.5; 1.4: -0.027371; 1.5: -1.4339; 1.6: 500.5; 1.7: 200.2; 1.8: 8.4594; 1.9: 1668.3333; 2: 53.1316; 2.1: 95.4082; 2.2: 2917.2916; 2.3: 55.6887; 2.4: -2918.7255; 2.5: -55.7161
| 2 | 77.05 | 1: -0.18536; 1.1: -1.4948; 1.2: -0.0020046; 1.3: 500.825; 1.4: -0.028517; 1.5: -1.4948; 1.6: 500.825; 1.7: 200.33; 1.8: 8.4594; 1.9: 1669.4167; 2: 53.1661; 2.1: 95.4113; 2.2: 2920.9874; 2.3: 55.7231; 2.4: -2922.4823; 2.5: -55.7516
| 2 | 77.1 | 1: -0.19299; 1.1: -1.5574; 1.2: -0.0020885; 1.3: 501.15; 1.4: -0.029691; 1.5: -1.5574; 1.6: 501.15; 1.7: 200.46; 1.8: 8.4594; 1.9: 1670.5; 2: 53.2006; 2.1: 95.4144; 2.2: 2924.6845; 2.3: 55.7574; 2.4: -2926.2419; 2.5: -55.7871
| 2 | 77.15 | 1: -0.20082; 1.1: -1.6216; 1.2: -0.0021746; 1.3: 501.475; 1.4: -0.030895; 1.5: -1.6216; 1.6: 501.475; 1.7: 200.59; 1.8: 8.4594; 1.9: 1671.5833; 2: 53.2351; 2.1: 95.4175; 2.2: 2928.3829; 2.3: 55.7918; 2.4: -2930.0045; 2.5: -55.8227
| 2 | 77.2 | 1: -0.20883; 1.1: -1.6874; 1.2: -0.0022629; 1.3: 501.8; 1.4: -0.032128; 1.5: -1.6874; 1.6: 501.8; 1.7: 200.72; 1.8: 8.4594; 1.9: 1672.6667; 2: 53.2696; 2.1: 95.4207; 2.2: 2932.0825; 2.3: 55.8261; 2.4: -2933.7699; 2.5: -55.8582
| 2 | 77.25 | 1: -0.21704; 1.1: -1.7549; 1.2: -0.0023533; 1.3: 502.125; 1.4: -0.033391; 1.5: -1.7549; 1.6: 502.125; 1.7: 200.85; 1.8: 8.4594; 1.9: 1673.75; 2: 53.3041; 2.1: 95.4239; 2.2: 2935.7833; 2.3: 55.8604; 2.4: -2937.5382; 2.5: -55.8938
| 2 | 77.3 | 1: -0.22544; 1.1: -1.824; 1.2: -0.002446; 1.3: 502.45; 1.4: -0.034684; 1.5: -1.824; 1.6: 502.45; 1.7: 200.98; 1.8: 8.4594; 1.9: 1674.8333; 2: 53.3386; 2.1: 95.4271; 2.2: 2939.4854; 2.3: 55.8946; 2.4: -2941.3094; 2.5: -55.9293
| 2 | 77.35 | 1: -0.23404; 1.1: -1.8948; 1.2: -0.002541; 1.3: 502.775; 1.4: -0.036007; 1.5: -1.8948; 1.6: 502.775; 1.7: 201.11; 1.8: 8.4594; 1.9: 1675.9167; 2: 53.3731; 2.1: 95.4304; 2.2: 2943.1887; 2.3: 55.9289; 2.4: -2945.0835; 2.5: -55.9649
| 2 | 77.4 | 1: -0.24284; 1.1: -1.9673; 1.2: -0.0026382; 1.3: 503.1; 1.4: -0.037361; 1.5: -1.9673; 1.6: 503.1; 1.7: 201.24; 1.8: 8.4594; 1.9: 1677; 2: 53.4076; 2.1: 95.4337; 2.2: 2946.8932; 2.3: 55.9631; 2.4: -2948.8605; 2.5: -56.0005
| 2 | 77.45 | 1: -0.25185; 1.1: -2.0416; 1.2: -0.0027378; 1.3: 503.425; 1.4: -0.038746; 1.5: -2.0416; 1.6: 503.425; 1.7: 201.37; 1.8: 8.4594; 1.9: 1678.0833; 2: 53.4421; 2.1: 95.437; 2.2: 2950.5989; 2.3: 55.9973; 2.4: -2952.6405; 2.5: -56.036
| 2 | 77.5 | 1: -0.26105; 1.1: -2.1176; 1.2: -0.0028397; 1.3: 503.75; 1.4: -0.040162; 1.5: -2.1176; 1.6: 503.75; 1.7: 201.5; 1.8: 8.4594; 1.9: 1679.1667; 2: 53.4766; 2.1: 95.4404; 2.2: 2954.3058; 2.3: 56.0315; 2.4: -2956.4233; 2.5: -56.0716
| 2 | 77.55 | 1: -0.27046; 1.1: -2.1953; 1.2: -0.002944; 1.3: 504.075; 1.4: -0.04161; 1.5: -2.1953; 1.6: 504.075; 1.7: 201.63; 1.8: 8.4594; 1.9: 1680.25; 2: 53.5111; 2.1: 95.4438; 2.2: 2958.0139; 2.3: 56.0656; 2.4: -2960.2092; 2.5: -56.1072
| 2 | 77.6 | 1: -0.28008; 1.1: -2.2749; 1.2: -0.0030506; 1.3: 504.4; 1.4: -0.043089; 1.5: -2.2749; 1.6: 504.4; 1.7: 201.76; 1.8: 8.4594; 1.9: 1681.3333; 2: 53.5456; 2.1: 95.4472; 2.2: 2961.7231; 2.3: 56.0998; 2.4: -2963.9979; 2.5: -56.1428
| 2 | 77.65 | 1: -0.28991; 1.1: -2.3562; 1.2: -0.0031597; 1.3: 504.725; 1.4: -0.044602; 1.5: -2.3562; 1.6: 504.725; 1.7: 201.89; 1.8: 8.4594; 1.9: 1682.4167; 2: 53.5801; 2.1: 95.4507; 2.2: 2965.4335; 2.3: 56.1339; 2.4: -2967.7897; 2.5: -56.1785
| 2 | 77.7 | 1: -0.29995; 1.1: -2.4394; 1.2: -0.0032713; 1.3: 505.05; 1.4: -0.046146; 1.5: -2.4394; 1.6: 505.05; 1.7: 202.02; 1.8: 8.4594; 1.9: 1683.5; 2: 53.6146; 2.1: 95.4542; 2.2: 2969.145; 2.3: 56.168; 2.4: -2971.5844; 2.5: -56.2141
| 2 | 77.75 | 1: -0.3102; 1.1: -2.5244; 1.2: -0.0033853; 1.3: 505.375; 1.4: -0.047724; 1.5: -2.5244; 1.6: 505.375; 1.7: 202.15; 1.8: 8.4594; 1.9: 1684.5833; 2: 53.6492; 2.1: 95.4577; 2.2: 2972.8576; 2.3: 56.202; 2.4: -2975.382; 2.5: -56.2497
| 2 | 77.8 | 1: -0.32067; 1.1: -2.6113; 1.2: -0.0035018; 1.3: 505.7; 1.4: -0.049335; 1.5: -2.6113; 1.6: 505.7; 1.7: 202.28; 1.8: 8.4594; 1.9: 1685.6667; 2: 53.6837; 2.1: 95.4612; 2.2: 2976.5714; 2.3: 56.2361; 2.4: -2979.1827; 2.5: -56.2854
| 2 | 77.85 | 1: -0.33136; 1.1: -2.7; 1.2: -0.0036208; 1.3: 506.025; 1.4: -0.050979; 1.5: -2.7; 1.6: 506.025; 1.7: 202.41; 1.8: 8.4594; 1.9: 1686.75; 2: 53.7182; 2.1: 95.4648; 2.2: 2980.2863; 2.3: 56.2701; 2.4: -2982.9863; 2.5: -56.3211
| 2 | 77.9 | 1: -0.34227; 1.1: -2.7907; 1.2: -0.0037424; 1.3: 506.35; 1.4: -0.052657; 1.5: -2.7907; 1.6: 506.35; 1.7: 202.54; 1.8: 8.4594; 1.9: 1687.8333; 2: 53.7527; 2.1: 95.4685; 2.2: 2984.0022; 2.3: 56.3041; 2.4: -2986.793; 2.5: -56.3567
| 2 | 77.95 | 1: -0.3534; 1.1: -2.8833; 1.2: -0.0038666; 1.3: 506.675; 1.4: -0.05437; 1.5: -2.8833; 1.6: 506.675; 1.7: 202.67; 1.8: 8.4594; 1.9: 1688.9167; 2: 53.7872; 2.1: 95.4721; 2.2: 2987.7193; 2.3: 56.3381; 2.4: -2990.6026; 2.5: -56.3924
| 2 | 78 | 1: -0.36476; 1.1: -2.9779; 1.2: -0.0039934; 1.3: 507; 1.4: -0.056117; 1.5: -2.9779; 1.6: 507; 1.7: 202.8; 1.8: 8.4594; 1.9: 1690; 2: 53.8217; 2.1: 95.4758; 2.2: 2991.4374; 2.3: 56.372; 2.4: -2994.4153; 2.5: -56.4281
| 2 | 78.05 | 1: -0.37634; 1.1: -3.0744; 1.2: -0.0041229; 1.3: 507.325; 1.4: -0.057899; 1.5: -3.0744; 1.6: 507.325; 1.7: 202.93; 1.8: 8.4594; 1.9: 1691.0833; 2: 53.8562; 2.1: 95.4796; 2.2: 2995.1565; 2.3: 56.4059; 2.4: -2998.2309; 2.5: -56.4638
| 2 | 78.1 | 1: -0.38815; 1.1: -3.1729; 1.2: -0.004255; 1.3: 507.65; 1.4: -0.059716; 1.5: -3.1729; 1.6: 507.65; 1.7: 203.06; 1.8: 8.4594; 1.9: 1692.1667; 2: 53.8907; 2.1: 95.4834; 2.2: 2998.8767; 2.3: 56.4398; 2.4: -3002.0496; 2.5: -56.4996
| 2 | 78.15 | 1: -0.40019; 1.1: -3.2735; 1.2: -0.0043898; 1.3: 507.975; 1.4: -0.061568; 1.5: -3.2735; 1.6: 507.975; 1.7: 203.19; 1.8: 8.4594; 1.9: 1693.25; 2: 53.9252; 2.1: 95.4872; 2.2: 3002.5979; 2.3: 56.4737; 2.4: -3005.8714; 2.5: -56.5353
| 2 | 78.2 | 1: -0.41247; 1.1: -3.376; 1.2: -0.0045273; 1.3: 508.3; 1.4: -0.063457; 1.5: -3.376; 1.6: 508.3; 1.7: 203.32; 1.8: 8.4594; 1.9: 1694.3333; 2: 53.9597; 2.1: 95.491; 2.2: 3006.3202; 2.3: 56.5076; 2.4: -3009.6962; 2.5: -56.571
| 2 | 78.25 | 1: -0.42498; 1.1: -3.4806; 1.2: -0.0046676; 1.3: 508.625; 1.4: -0.065381; 1.5: -3.4806; 1.6: 508.625; 1.7: 203.45; 1.8: 8.4594; 1.9: 1695.4167; 2: 53.9942; 2.1: 95.4949; 2.2: 3010.0434; 2.3: 56.5414; 2.4: -3013.524; 2.5: -56.6068
| 2 | 78.3 | 1: -0.43773; 1.1: -3.5873; 1.2: -0.0048107; 1.3: 508.95; 1.4: -0.067342; 1.5: -3.5873; 1.6: 508.95; 1.7: 203.58; 1.8: 8.4594; 1.9: 1696.5; 2: 54.0287; 2.1: 95.4988; 2.2: 3013.7676; 2.3: 56.5752; 2.4: -3017.355; 2.5: -56.6426
| 2 | 78.35 | 1: -0.45071; 1.1: -3.6961; 1.2: -0.0049566; 1.3: 509.275; 1.4: -0.069341; 1.5: -3.6961; 1.6: 509.275; 1.7: 203.71; 1.8: 8.4594; 1.9: 1697.5833; 2: 54.0632; 2.1: 95.5028; 2.2: 3017.4928; 2.3: 56.609; 2.4: -3021.1889; 2.5: -56.6783
| 2 | 78.4 | 1: -0.46394; 1.1: -3.807; 1.2: -0.0051053; 1.3: 509.6; 1.4: -0.071376; 1.5: -3.807; 1.6: 509.6; 1.7: 203.84; 1.8: 8.4594; 1.9: 1698.6667; 2: 54.0977; 2.1: 95.5068; 2.2: 3021.219; 2.3: 56.6428; 2.4: -3025.026; 2.5: -56.7141
| 2 | 78.45 | 1: -0.47742; 1.1: -3.9201; 1.2: -0.0052569; 1.3: 509.925; 1.4: -0.073449; 1.5: -3.9201; 1.6: 509.925; 1.7: 203.97; 1.8: 8.4594; 1.9: 1699.75; 2: 54.1322; 2.1: 95.5108; 2.2: 3024.9461; 2.3: 56.6765; 2.4: -3028.8662; 2.5: -56.7499
| 2 | 78.5 | 1: -0.49113; 1.1: -4.0353; 1.2: -0.0054115; 1.3: 510.25; 1.4: -0.075559; 1.5: -4.0353; 1.6: 510.25; 1.7: 204.1; 1.8: 8.4594; 1.9: 1700.8333; 2: 54.1667; 2.1: 95.5149; 2.2: 3028.6741; 2.3: 56.7102; 2.4: -3032.7094; 2.5: -56.7858
| 2 | 78.55 | 1: -0.5051; 1.1: -4.1527; 1.2: -0.0055689; 1.3: 510.575; 1.4: -0.077708; 1.5: -4.1527; 1.6: 510.575; 1.7: 204.23; 1.8: 8.4594; 1.9: 1701.9167; 2: 54.2012; 2.1: 95.519; 2.2: 3032.4031; 2.3: 56.7439; 2.4: -3036.5558; 2.5: -56.8216
| 2 | 78.6 | 1: -0.51932; 1.1: -4.2724; 1.2: -0.0057293; 1.3: 510.9; 1.4: -0.079896; 1.5: -4.2724; 1.6: 510.9; 1.7: 204.36; 1.8: 8.4594; 1.9: 1703; 2: 54.2357; 2.1: 95.5231; 2.2: 3036.133; 2.3: 56.7775; 2.4: -3040.4053; 2.5: -56.8574
| 2 | 78.65 | 1: -0.53379; 1.1: -4.3942; 1.2: -0.0058927; 1.3: 511.225; 1.4: -0.082122; 1.5: -4.3942; 1.6: 511.225; 1.7: 204.49; 1.8: 8.4594; 1.9: 1704.0833; 2: 54.2702; 2.1: 95.5273; 2.2: 3039.8637; 2.3: 56.8112; 2.4: -3044.2579; 2.5: -56.8933
| 2 | 78.7 | 1: -0.54852; 1.1: -4.5183; 1.2: -0.0060591; 1.3: 511.55; 1.4: -0.084388; 1.5: -4.5183; 1.6: 511.55; 1.7: 204.62; 1.8: 8.4594; 1.9: 1705.1667; 2: 54.3047; 2.1: 95.5315; 2.2: 3043.5954; 2.3: 56.8448; 2.4: -3048.1137; 2.5: -56.9291
| 2 | 78.75 | 1: -0.5635; 1.1: -4.6447; 1.2: -0.0062286; 1.3: 511.875; 1.4: -0.086693; 1.5: -4.6447; 1.6: 511.875; 1.7: 204.75; 1.8: 8.4594; 1.9: 1706.25; 2: 54.3392; 2.1: 95.5358; 2.2: 3047.3279; 2.3: 56.8783; 2.4: -3051.9726; 2.5: -56.965
| 2 | 78.8 | 1: -0.57875; 1.1: -4.7734; 1.2: -0.0064012; 1.3: 512.2; 1.4: -0.089038; 1.5: -4.7734; 1.6: 512.2; 1.7: 204.88; 1.8: 8.4594; 1.9: 1707.3333; 2: 54.3737; 2.1: 95.5401; 2.2: 3051.0612; 2.3: 56.9119; 2.4: -3055.8346; 2.5: -57.0009
| 2 | 78.85 | 1: -0.59425; 1.1: -4.9044; 1.2: -0.0065768; 1.3: 512.525; 1.4: -0.091424; 1.5: -4.9044; 1.6: 512.525; 1.7: 205.01; 1.8: 8.4594; 1.9: 1708.4167; 2: 54.4082; 2.1: 95.5444; 2.2: 3054.7955; 2.3: 56.9454; 2.4: -3059.6998; 2.5: -57.0368
| 2 | 78.9 | 1: -0.61002; 1.1: -5.0377; 1.2: -0.0067557; 1.3: 512.85; 1.4: -0.09385; 1.5: -5.0377; 1.6: 512.85; 1.7: 205.14; 1.8: 8.4594; 1.9: 1709.5; 2: 54.4427; 2.1: 95.5488; 2.2: 3058.5305; 2.3: 56.9789; 2.4: -3063.5682; 2.5: -57.0727
| 2 | 78.95 | 1: -0.62606; 1.1: -5.1734; 1.2: -0.0069377; 1.3: 513.175; 1.4: -0.096317; 1.5: -5.1734; 1.6: 513.175; 1.7: 205.27; 1.8: 8.4594; 1.9: 1710.5833; 2: 54.4772; 2.1: 95.5533; 2.2: 3062.2663; 2.3: 57.0124; 2.4: -3067.4397; 2.5: -57.1087
| 2 | 79 | 1: -0.64237; 1.1: -5.3115; 1.2: -0.0071229; 1.3: 513.5; 1.4: -0.098826; 1.5: -5.3115; 1.6: 513.5; 1.7: 205.4; 1.8: 8.4594; 1.9: 1711.6667; 2: 54.5117; 2.1: 95.5577; 2.2: 3066.003; 2.3: 57.0458; 2.4: -3071.3145; 2.5: -57.1446
| 2 | 79.05 | 1: -0.65894; 1.1: -5.452; 1.2: -0.0073113; 1.3: 513.825; 1.4: -0.10138; 1.5: -5.452; 1.6: 513.825; 1.7: 205.53; 1.8: 8.4594; 1.9: 1712.75; 2: 54.5462; 2.1: 95.5622; 2.2: 3069.7404; 2.3: 57.0792; 2.4: -3075.1924; 2.5: -57.1806
| 2 | 79.1 | 1: -0.67579; 1.1: -5.595; 1.2: -0.007503; 1.3: 514.15; 1.4: -0.10397; 1.5: -5.595; 1.6: 514.15; 1.7: 205.66; 1.8: 8.4594; 1.9: 1713.8333; 2: 54.5807; 2.1: 95.5668; 2.2: 3073.4786; 2.3: 57.1126; 2.4: -3079.0736; 2.5: -57.2166
| 2 | 79.15 | 1: -0.69292; 1.1: -5.7404; 1.2: -0.007698; 1.3: 514.475; 1.4: -0.1066; 1.5: -5.7404; 1.6: 514.475; 1.7: 205.79; 1.8: 8.4594; 1.9: 1714.9167; 2: 54.6152; 2.1: 95.5714; 2.2: 3077.2175; 2.3: 57.146; 2.4: -3082.9579; 2.5: -57.2526
| 2 | 79.2 | 1: -0.71032; 1.1: -5.8883; 1.2: -0.0078963; 1.3: 514.8; 1.4: -0.10928; 1.5: -5.8883; 1.6: 514.8; 1.7: 205.92; 1.8: 8.4594; 1.9: 1716; 2: 54.6497; 2.1: 95.576; 2.2: 3080.9572; 2.3: 57.1793; 2.4: -3086.8455; 2.5: -57.2886
| 2 | 79.25 | 1: -0.72801; 1.1: -6.0387; 1.2: -0.008098; 1.3: 515.125; 1.4: -0.112; 1.5: -6.0387; 1.6: 515.125; 1.7: 206.05; 1.8: 8.4594; 1.9: 1717.0833; 2: 54.6842; 2.1: 95.5807; 2.2: 3084.6976; 2.3: 57.2126; 2.4: -3090.7363; 2.5: -57.3246
| 2 | 79.3 | 1: -0.74598; 1.1: -6.1916; 1.2: -0.0083031; 1.3: 515.45; 1.4: -0.11477; 1.5: -6.1916; 1.6: 515.45; 1.7: 206.18; 1.8: 8.4594; 1.9: 1718.1667; 2: 54.7187; 2.1: 95.5854; 2.2: 3088.4387; 2.3: 57.2459; 2.4: -3094.6304; 2.5: -57.3606
| 2 | 79.35 | 1: -0.76423; 1.1: -6.3471; 1.2: -0.0085117; 1.3: 515.775; 1.4: -0.11757; 1.5: -6.3471; 1.6: 515.775; 1.7: 206.31; 1.8: 8.4594; 1.9: 1719.25; 2: 54.7532; 2.1: 95.5902; 2.2: 3092.1806; 2.3: 57.2791; 2.4: -3098.5277; 2.5: -57.3967
| 2 | 79.4 | 1: -0.78277; 1.1: -6.5052; 1.2: -0.0087236; 1.3: 516.1; 1.4: -0.12043; 1.5: -6.5052; 1.6: 516.1; 1.7: 206.44; 1.8: 8.4594; 1.9: 1720.3333; 2: 54.7877; 2.1: 95.595; 2.2: 3095.9231; 2.3: 57.3123; 2.4: -3102.4283; 2.5: -57.4327
| 2 | 79.45 | 1: -0.8016; 1.1: -6.6659; 1.2: -0.0089391; 1.3: 516.425; 1.4: -0.12332; 1.5: -6.6659; 1.6: 516.425; 1.7: 206.57; 1.8: 8.4594; 1.9: 1721.4167; 2: 54.8222; 2.1: 95.5998; 2.2: 3099.6662; 2.3: 57.3455; 2.4: -3106.3321; 2.5: -57.4688
| 2 | 79.5 | 1: -0.82072; 1.1: -6.8292; 1.2: -0.0091581; 1.3: 516.75; 1.4: -0.12626; 1.5: -6.8292; 1.6: 516.75; 1.7: 206.7; 1.8: 8.4594; 1.9: 1722.5; 2: 54.8567; 2.1: 95.6047; 2.2: 3103.41; 2.3: 57.3786; 2.4: -3110.2392; 2.5: -57.5049
| 2 | 79.55 | 1: -0.84014; 1.1: -6.9952; 1.2: -0.0093807; 1.3: 517.075; 1.4: -0.12925; 1.5: -6.9952; 1.6: 517.075; 1.7: 206.83; 1.8: 8.4594; 1.9: 1723.5833; 2: 54.8912; 2.1: 95.6096; 2.2: 3107.1545; 2.3: 57.4118; 2.4: -3114.1497; 2.5: -57.541
| 2 | 79.6 | 1: -0.85985; 1.1: -7.1638; 1.2: -0.0096069; 1.3: 517.4; 1.4: -0.13229; 1.5: -7.1638; 1.6: 517.4; 1.7: 206.96; 1.8: 8.4594; 1.9: 1724.6667; 2: 54.9257; 2.1: 95.6146; 2.2: 3110.8995; 2.3: 57.4449; 2.4: -3118.0634; 2.5: -57.5771
| 2 | 79.65 | 1: -0.87987; 1.1: -7.3352; 1.2: -0.0098366; 1.3: 517.725; 1.4: -0.13536; 1.5: -7.3352; 1.6: 517.725; 1.7: 207.09; 1.8: 8.4594; 1.9: 1725.75; 2: 54.9602; 2.1: 95.6197; 2.2: 3114.6452; 2.3: 57.4779; 2.4: -3121.9804; 2.5: -57.6133
| 2 | 79.7 | 1: -0.90018; 1.1: -7.5093; 1.2: -0.01007; 1.3: 518.05; 1.4: -0.13849; 1.5: -7.5093; 1.6: 518.05; 1.7: 207.22; 1.8: 8.4594; 1.9: 1726.8333; 2: 54.9947; 2.1: 95.6247; 2.2: 3118.3915; 2.3: 57.511; 2.4: -3125.9007; 2.5: -57.6494
| 2 | 79.75 | 1: -0.9208; 1.1: -7.6861; 1.2: -0.010307; 1.3: 518.375; 1.4: -0.14166; 1.5: -7.6861; 1.6: 518.375; 1.7: 207.35; 1.8: 8.4594; 1.9: 1727.9167; 2: 55.0292; 2.1: 95.6298; 2.2: 3122.1383; 2.3: 57.544; 2.4: -3129.8244; 2.5: -57.6856
| 2 | 79.8 | 1: -0.94173; 1.1: -7.8657; 1.2: -0.010548; 1.3: 518.7; 1.4: -0.14488; 1.5: -7.8657; 1.6: 518.7; 1.7: 207.48; 1.8: 8.4594; 1.9: 1729; 2: 55.0637; 2.1: 95.635; 2.2: 3125.8857; 2.3: 57.5769; 2.4: -3133.7514; 2.5: -57.7218
| 2 | 79.85 | 1: -0.96297; 1.1: -8.0481; 1.2: -0.010793; 1.3: 519.025; 1.4: -0.14815; 1.5: -8.0481; 1.6: 519.025; 1.7: 207.61; 1.8: 8.4594; 1.9: 1730.0833; 2: 55.0982; 2.1: 95.6402; 2.2: 3129.6336; 2.3: 57.6099; 2.4: -3137.6818; 2.5: -57.758
| 2 | 79.9 | 1: -0.98452; 1.1: -8.2334; 1.2: -0.011041; 1.3: 519.35; 1.4: -0.15146; 1.5: -8.2334; 1.6: 519.35; 1.7: 207.74; 1.8: 8.4594; 1.9: 1731.1667; 2: 55.1327; 2.1: 95.6455; 2.2: 3133.3821; 2.3: 57.6428; 2.4: -3141.6155; 2.5: -57.7942
| 2 | 79.95 | 1: -1.0064; 1.1: -8.4215; 1.2: -0.011293; 1.3: 519.675; 1.4: -0.15483; 1.5: -8.4215; 1.6: 519.675; 1.7: 207.87; 1.8: 8.4594; 1.9: 1732.25; 2: 55.1672; 2.1: 95.6508; 2.2: 3137.1311; 2.3: 57.6756; 2.4: -3145.5525; 2.5: -57.8305
| 2 | 80 | 1: -1.0286; 1.1: -8.6125; 1.2: -0.011549; 1.3: 520; 1.4: -0.15824; 1.5: -8.6125; 1.6: 520; 1.7: 208; 1.8: 8.4594; 1.9: 1733.3333; 2: 55.2017; 2.1: 95.6561; 2.2: 3140.8805; 2.3: 57.7085; 2.4: -3149.493; 2.5: -57.8667
| 2 | 80.05 | 1: -1.0511; 1.1: -8.8063; 1.2: -0.01181; 1.3: 520.325; 1.4: -0.1617; 1.5: -8.8063; 1.6: 520.325; 1.7: 208.13; 1.8: 8.4594; 1.9: 1734.4167; 2: 55.2362; 2.1: 95.6615; 2.2: 3144.6305; 2.3: 57.7413; 2.4: -3153.4368; 2.5: -57.903
| 2 | 80.1 | 1: -1.0739; 1.1: -9.0032; 1.2: -0.012073; 1.3: 520.65; 1.4: -0.16521; 1.5: -9.0032; 1.6: 520.65; 1.7: 208.26; 1.8: 8.4594; 1.9: 1735.5; 2: 55.2707; 2.1: 95.667; 2.2: 3148.3809; 2.3: 57.7741; 2.4: -3157.384; 2.5: -57.9393
| 2 | 80.15 | 1: -1.097; 1.1: -9.2029; 1.2: -0.012341; 1.3: 520.975; 1.4: -0.16877; 1.5: -9.2029; 1.6: 520.975; 1.7: 208.39; 1.8: 8.4594; 1.9: 1736.5833; 2: 55.3052; 2.1: 95.6725; 2.2: 3152.1317; 2.3: 57.8068; 2.4: -3161.3347; 2.5: -57.9756
| 2 | 80.2 | 1: -1.1205; 1.1: -9.4057; 1.2: -0.012613; 1.3: 521.3; 1.4: -0.17238; 1.5: -9.4057; 1.6: 521.3; 1.7: 208.52; 1.8: 8.4594; 1.9: 1737.6667; 2: 55.3397; 2.1: 95.678; 2.2: 3155.883; 2.3: 57.8395; 2.4: -3165.2887; 2.5: -58.0119
| 2 | 80.25 | 1: -1.1443; 1.1: -9.6115; 1.2: -0.012889; 1.3: 521.625; 1.4: -0.17604; 1.5: -9.6115; 1.6: 521.625; 1.7: 208.65; 1.8: 8.4594; 1.9: 1738.75; 2: 55.3742; 2.1: 95.6836; 2.2: 3159.6347; 2.3: 57.8722; 2.4: -3169.2462; 2.5: -58.0483
| 2 | 80.3 | 1: -1.1684; 1.1: -9.8203; 1.2: -0.013169; 1.3: 521.95; 1.4: -0.17976; 1.5: -9.8203; 1.6: 521.95; 1.7: 208.78; 1.8: 8.4594; 1.9: 1739.8333; 2: 55.4087; 2.1: 95.6892; 2.2: 3163.3868; 2.3: 57.9049; 2.4: -3173.2071; 2.5: -58.0846
| 2 | 80.35 | 1: -1.1929; 1.1: -10.0322; 1.2: -0.013453; 1.3: 522.275; 1.4: -0.18352; 1.5: -10.0322; 1.6: 522.275; 1.7: 208.91; 1.8: 8.4594; 1.9: 1740.9167; 2: 55.4432; 2.1: 95.6949; 2.2: 3167.1393; 2.3: 57.9375; 2.4: -3177.1715; 2.5: -58.121
| 2 | 80.4 | 1: -1.2177; 1.1: -10.2471; 1.2: -0.013742; 1.3: 522.6; 1.4: -0.18734; 1.5: -10.2471; 1.6: 522.6; 1.7: 209.04; 1.8: 8.4594; 1.9: 1742; 2: 55.4777; 2.1: 95.7006; 2.2: 3170.8921; 2.3: 57.97; 2.4: -3181.1393; 2.5: -58.1574
| 2 | 80.45 | 1: -1.2428; 1.1: -10.4652; 1.2: -0.014034; 1.3: 522.925; 1.4: -0.19121; 1.5: -10.4652; 1.6: 522.925; 1.7: 209.17; 1.8: 8.4594; 1.9: 1743.0833; 2: 55.5122; 2.1: 95.7064; 2.2: 3174.6453; 2.3: 58.0026; 2.4: -3185.1105; 2.5: -58.1938
| 2 | 80.5 | 1: -1.2683; 1.1: -10.6865; 1.2: -0.014331; 1.3: 523.25; 1.4: -0.19513; 1.5: -10.6865; 1.6: 523.25; 1.7: 209.3; 1.8: 8.4594; 1.9: 1744.1667; 2: 55.5467; 2.1: 95.7123; 2.2: 3178.3988; 2.3: 58.0351; 2.4: -3189.0853; 2.5: -58.2302
| 2 | 80.55 | 1: -1.2942; 1.1: -10.9109; 1.2: -0.014632; 1.3: 523.575; 1.4: -0.1991; 1.5: -10.9109; 1.6: 523.575; 1.7: 209.43; 1.8: 8.4594; 1.9: 1745.25; 2: 55.5812; 2.1: 95.7181; 2.2: 3182.1527; 2.3: 58.0676; 2.4: -3193.0635; 2.5: -58.2667
| 2 | 80.6 | 1: -1.3203; 1.1: -11.1385; 1.2: -0.014937; 1.3: 523.9; 1.4: -0.20313; 1.5: -11.1385; 1.6: 523.9; 1.7: 209.56; 1.8: 8.4594; 1.9: 1746.3333; 2: 55.6157; 2.1: 95.7241; 2.2: 3185.9068; 2.3: 58.1; 2.4: -3197.0453; 2.5: -58.3031
| 2 | 80.65 | 1: -1.3469; 1.1: -11.3693; 1.2: -0.015246; 1.3: 524.225; 1.4: -0.20721; 1.5: -11.3693; 1.6: 524.225; 1.7: 209.69; 1.8: 8.4594; 1.9: 1747.4167; 2: 55.6502; 2.1: 95.7301; 2.2: 3189.6612; 2.3: 58.1324; 2.4: -3201.0305; 2.5: -58.3396
| 2 | 80.7 | 1: -1.3737; 1.1: -11.6034; 1.2: -0.01556; 1.3: 524.55; 1.4: -0.21134; 1.5: -11.6034; 1.6: 524.55; 1.7: 209.82; 1.8: 8.4594; 1.9: 1748.5; 2: 55.6847; 2.1: 95.7361; 2.2: 3193.4159; 2.3: 58.1648; 2.4: -3205.0192; 2.5: -58.3761
| 2 | 80.75 | 1: -1.401; 1.1: -11.8407; 1.2: -0.015879; 1.3: 524.875; 1.4: -0.21553; 1.5: -11.8407; 1.6: 524.875; 1.7: 209.95; 1.8: 8.4594; 1.9: 1749.5833; 2: 55.7192; 2.1: 95.7422; 2.2: 3197.1708; 2.3: 58.1971; 2.4: -3209.0115; 2.5: -58.4127
| 2 | 80.8 | 1: -1.4286; 1.1: -12.0814; 1.2: -0.016201; 1.3: 525.2; 1.4: -0.21978; 1.5: -12.0814; 1.6: 525.2; 1.7: 210.08; 1.8: 8.4594; 1.9: 1750.6667; 2: 55.7537; 2.1: 95.7484; 2.2: 3200.9259; 2.3: 58.2294; 2.4: -3213.0073; 2.5: -58.4492
| 2 | 80.85 | 1: -1.4565; 1.1: -12.3254; 1.2: -0.016529; 1.3: 525.525; 1.4: -0.22408; 1.5: -12.3254; 1.6: 525.525; 1.7: 210.21; 1.8: 8.4594; 1.9: 1751.75; 2: 55.7882; 2.1: 95.7545; 2.2: 3204.6813; 2.3: 58.2617; 2.4: -3217.0067; 2.5: -58.4858
| 2 | 80.9 | 1: -1.4848; 1.1: -12.5728; 1.2: -0.01686; 1.3: 525.85; 1.4: -0.22843; 1.5: -12.5728; 1.6: 525.85; 1.7: 210.34; 1.8: 8.4594; 1.9: 1752.8333; 2: 55.8227; 2.1: 95.7608; 2.2: 3208.4368; 2.3: 58.2939; 2.4: -3221.0096; 2.5: -58.5223
| 2 | 80.95 | 1: -1.5135; 1.1: -12.8235; 1.2: -0.017197; 1.3: 526.175; 1.4: -0.23285; 1.5: -12.8235; 1.6: 526.175; 1.7: 210.47; 1.8: 8.4594; 1.9: 1753.9167; 2: 55.8572; 2.1: 95.7671; 2.2: 3212.1925; 2.3: 58.3261; 2.4: -3225.0161; 2.5: -58.559
| 2 | 81 | 1: -1.5425; 1.1: -13.0777; 1.2: -0.017538; 1.3: 526.5; 1.4: -0.23732; 1.5: -13.0777; 1.6: 526.5; 1.7: 210.6; 1.8: 8.4594; 1.9: 1755; 2: 55.8917; 2.1: 95.7735; 2.2: 3215.9484; 2.3: 58.3583; 2.4: -3229.0262; 2.5: -58.5956
| 2 | 81.05 | 1: -1.572; 1.1: -13.3354; 1.2: -0.017883; 1.3: 526.825; 1.4: -0.24184; 1.5: -13.3354; 1.6: 526.825; 1.7: 210.73; 1.8: 8.4594; 1.9: 1756.0833; 2: 55.9262; 2.1: 95.7799; 2.2: 3219.7044; 2.3: 58.3904; 2.4: -3233.0398; 2.5: -58.6322
| 2 | 81.1 | 1: -1.6018; 1.1: -13.5965; 1.2: -0.018233; 1.3: 527.15; 1.4: -0.24642; 1.5: -13.5965; 1.6: 527.15; 1.7: 210.86; 1.8: 8.4594; 1.9: 1757.1667; 2: 55.9607; 2.1: 95.7863; 2.2: 3223.4606; 2.3: 58.4224; 2.4: -3237.0571; 2.5: -58.6689
| 2 | 81.15 | 1: -1.6319; 1.1: -13.8611; 1.2: -0.018588; 1.3: 527.475; 1.4: -0.25107; 1.5: -13.8611; 1.6: 527.475; 1.7: 210.99; 1.8: 8.4594; 1.9: 1758.25; 2: 55.9952; 2.1: 95.7929; 2.2: 3227.2168; 2.3: 58.4545; 2.4: -3241.0779; 2.5: -58.7056
| 2 | 81.2 | 1: -1.6625; 1.1: -14.1293; 1.2: -0.018948; 1.3: 527.8; 1.4: -0.25577; 1.5: -14.1293; 1.6: 527.8; 1.7: 211.12; 1.8: 8.4594; 1.9: 1759.3333; 2: 56.0297; 2.1: 95.7994; 2.2: 3230.9731; 2.3: 58.4865; 2.4: -3245.1024; 2.5: -58.7423
| 2 | 81.25 | 1: -1.6934; 1.1: -14.401; 1.2: -0.019312; 1.3: 528.125; 1.4: -0.26052; 1.5: -14.401; 1.6: 528.125; 1.7: 211.25; 1.8: 8.4594; 1.9: 1760.4167; 2: 56.0642; 2.1: 95.8061; 2.2: 3234.7295; 2.3: 58.5185; 2.4: -3249.1305; 2.5: -58.779
| 2 | 81.3 | 1: -1.7247; 1.1: -14.6763; 1.2: -0.019681; 1.3: 528.45; 1.4: -0.26534; 1.5: -14.6763; 1.6: 528.45; 1.7: 211.38; 1.8: 8.4594; 1.9: 1761.5; 2: 56.0987; 2.1: 95.8127; 2.2: 3238.4859; 2.3: 58.5504; 2.4: -3253.1623; 2.5: -58.8157
| 2 | 81.35 | 1: -1.7564; 1.1: -14.9553; 1.2: -0.020055; 1.3: 528.775; 1.4: -0.27022; 1.5: -14.9553; 1.6: 528.775; 1.7: 211.51; 1.8: 8.4594; 1.9: 1762.5833; 2: 56.1332; 2.1: 95.8195; 2.2: 3242.2424; 2.3: 58.5823; 2.4: -3257.1977; 2.5: -58.8525
| 2 | 81.4 | 1: -1.7885; 1.1: -15.2379; 1.2: -0.020434; 1.3: 529.1; 1.4: -0.27516; 1.5: -15.2379; 1.6: 529.1; 1.7: 211.64; 1.8: 8.4594; 1.9: 1763.6667; 2: 56.1677; 2.1: 95.8263; 2.2: 3245.9989; 2.3: 58.6141; 2.4: -3261.2368; 2.5: -58.8893
| 2 | 81.45 | 1: -1.821; 1.1: -15.5242; 1.2: -0.020818; 1.3: 529.425; 1.4: -0.28015; 1.5: -15.5242; 1.6: 529.425; 1.7: 211.77; 1.8: 8.4594; 1.9: 1764.75; 2: 56.2022; 2.1: 95.8331; 2.2: 3249.7553; 2.3: 58.6459; 2.4: -3265.2795; 2.5: -58.9261
| 2 | 81.5 | 1: -1.8539; 1.1: -15.8142; 1.2: -0.021207; 1.3: 529.75; 1.4: -0.28521; 1.5: -15.8142; 1.6: 529.75; 1.7: 211.9; 1.8: 8.4594; 1.9: 1765.8333; 2: 56.2367; 2.1: 95.8401; 2.2: 3253.5118; 2.3: 58.6777; 2.4: -3269.3259; 2.5: -58.9629
| 2 | 81.55 | 1: -1.8872; 1.1: -16.1079; 1.2: -0.021601; 1.3: 530.075; 1.4: -0.29033; 1.5: -16.1079; 1.6: 530.075; 1.7: 212.03; 1.8: 8.4594; 1.9: 1766.9167; 2: 56.2712; 2.1: 95.847; 2.2: 3257.2682; 2.3: 58.7094; 2.4: -3273.3761; 2.5: -58.9998
| 2 | 81.6 | 1: -1.9208; 1.1: -16.4054; 1.2: -0.022; 1.3: 530.4; 1.4: -0.29551; 1.5: -16.4054; 1.6: 530.4; 1.7: 212.16; 1.8: 8.4594; 1.9: 1768; 2: 56.3057; 2.1: 95.854; 2.2: 3261.0245; 2.3: 58.7411; 2.4: -3277.4299; 2.5: -59.0366
| 2 | 81.65 | 1: -1.9549; 1.1: -16.7067; 1.2: -0.022404; 1.3: 530.725; 1.4: -0.30076; 1.5: -16.7067; 1.6: 530.725; 1.7: 212.29; 1.8: 8.4594; 1.9: 1769.0833; 2: 56.3402; 2.1: 95.8611; 2.2: 3264.7807; 2.3: 58.7728; 2.4: -3281.4875; 2.5: -59.0735
| 2 | 81.7 | 1: -1.9894; 1.1: -17.0119; 1.2: -0.022813; 1.3: 531.05; 1.4: -0.30606; 1.5: -17.0119; 1.6: 531.05; 1.7: 212.42; 1.8: 8.4594; 1.9: 1770.1667; 2: 56.3747; 2.1: 95.8683; 2.2: 3268.5369; 2.3: 58.8044; 2.4: -3285.5488; 2.5: -59.1104
| 2 | 81.75 | 1: -2.0243; 1.1: -17.3209; 1.2: -0.023228; 1.3: 531.375; 1.4: -0.31143; 1.5: -17.3209; 1.6: 531.375; 1.7: 212.55; 1.8: 8.4594; 1.9: 1771.25; 2: 56.4092; 2.1: 95.8755; 2.2: 3272.2929; 2.3: 58.8359; 2.4: -3289.6138; 2.5: -59.1474
| 2 | 81.8 | 1: -2.0596; 1.1: -17.6338; 1.2: -0.023647; 1.3: 531.7; 1.4: -0.31686; 1.5: -17.6338; 1.6: 531.7; 1.7: 212.68; 1.8: 8.4594; 1.9: 1772.3333; 2: 56.4437; 2.1: 95.8827; 2.2: 3276.0488; 2.3: 58.8675; 2.4: -3293.6826; 2.5: -59.1843
| 2 | 81.85 | 1: -2.0953; 1.1: -17.9506; 1.2: -0.024072; 1.3: 532.025; 1.4: -0.32236; 1.5: -17.9506; 1.6: 532.025; 1.7: 212.81; 1.8: 8.4594; 1.9: 1773.4167; 2: 56.4782; 2.1: 95.8901; 2.2: 3279.8045; 2.3: 58.8989; 2.4: -3297.7551; 2.5: -59.2213
| 2 | 81.9 | 1: -2.1315; 1.1: -18.2714; 1.2: -0.024502; 1.3: 532.35; 1.4: -0.32792; 1.5: -18.2714; 1.6: 532.35; 1.7: 212.94; 1.8: 8.4594; 1.9: 1774.5; 2: 56.5127; 2.1: 95.8974; 2.2: 3283.56; 2.3: 58.9304; 2.4: -3301.8314; 2.5: -59.2583
| 2 | 81.95 | 1: -2.168; 1.1: -18.5962; 1.2: -0.024938; 1.3: 532.675; 1.4: -0.33354; 1.5: -18.5962; 1.6: 532.675; 1.7: 213.07; 1.8: 8.4594; 1.9: 1775.5833; 2: 56.5472; 2.1: 95.9049; 2.2: 3287.3154; 2.3: 58.9618; 2.4: -3305.9115; 2.5: -59.2953
| 2 | 82 | 1: -2.205; 1.1: -18.925; 1.2: -0.025379; 1.3: 533; 1.4: -0.33923; 1.5: -18.925; 1.6: 533; 1.7: 213.2; 1.8: 8.4594; 1.9: 1776.6667; 2: 56.5817; 2.1: 95.9124; 2.2: 3291.0705; 2.3: 58.9931; 2.4: -3309.9954; 2.5: -59.3324
| 2 | 82.05 | 1: -2.2424; 1.1: -19.2578; 1.2: -0.025825; 1.3: 533.325; 1.4: -0.34499; 1.5: -19.2578; 1.6: 533.325; 1.7: 213.33; 1.8: 8.4594; 1.9: 1777.75; 2: 56.6162; 2.1: 95.92; 2.2: 3294.8253; 2.3: 59.0245; 2.4: -3314.0831; 2.5: -59.3695
| 2 | 82.1 | 1: -2.2803; 1.1: -19.5947; 1.2: -0.026277; 1.3: 533.65; 1.4: -0.35081; 1.5: -19.5947; 1.6: 533.65; 1.7: 213.46; 1.8: 8.4594; 1.9: 1778.8333; 2: 56.6507; 2.1: 95.9276; 2.2: 3298.5799; 2.3: 59.0557; 2.4: -3318.1747; 2.5: -59.4066
| 2 | 82.15 | 1: -2.3186; 1.1: -19.9358; 1.2: -0.026734; 1.3: 533.975; 1.4: -0.3567; 1.5: -19.9358; 1.6: 533.975; 1.7: 213.59; 1.8: 8.4594; 1.9: 1779.9167; 2: 56.6852; 2.1: 95.9353; 2.2: 3302.3343; 2.3: 59.087; 2.4: -3322.27; 2.5: -59.4437
| 2 | 82.2 | 1: -2.3573; 1.1: -20.2809; 1.2: -0.027197; 1.3: 534.3; 1.4: -0.36266; 1.5: -20.2809; 1.6: 534.3; 1.7: 213.72; 1.8: 8.4594; 1.9: 1781; 2: 56.7197; 2.1: 95.943; 2.2: 3306.0883; 2.3: 59.1182; 2.4: -3326.3692; 2.5: -59.4808
| 2 | 82.25 | 1: -2.3964; 1.1: -20.6303; 1.2: -0.027666; 1.3: 534.625; 1.4: -0.36868; 1.5: -20.6303; 1.6: 534.625; 1.7: 213.85; 1.8: 8.4594; 1.9: 1782.0833; 2: 56.7542; 2.1: 95.9508; 2.2: 3309.842; 2.3: 59.1493; 2.4: -3330.4723; 2.5: -59.518
| 2 | 82.3 | 1: -2.436; 1.1: -20.9838; 1.2: -0.02814; 1.3: 534.95; 1.4: -0.37477; 1.5: -20.9838; 1.6: 534.95; 1.7: 213.98; 1.8: 8.4594; 1.9: 1783.1667; 2: 56.7887; 2.1: 95.9587; 2.2: 3313.5954; 2.3: 59.1804; 2.4: -3334.5792; 2.5: -59.5552
| 2 | 82.35 | 1: -2.476; 1.1: -21.3416; 1.2: -0.02862; 1.3: 535.275; 1.4: -0.38093; 1.5: -21.3416; 1.6: 535.275; 1.7: 214.11; 1.8: 8.4594; 1.9: 1784.25; 2: 56.8232; 2.1: 95.9666; 2.2: 3317.3484; 2.3: 59.2115; 2.4: -3338.69; 2.5: -59.5924
| 2 | 82.4 | 1: -2.5165; 1.1: -21.7037; 1.2: -0.029105; 1.3: 535.6; 1.4: -0.38716; 1.5: -21.7037; 1.6: 535.6; 1.7: 214.24; 1.8: 8.4594; 1.9: 1785.3333; 2: 56.8577; 2.1: 95.9747; 2.2: 3321.101; 2.3: 59.2425; 2.4: -3342.8047; 2.5: -59.6296
| 2 | 82.45 | 1: -2.5574; 1.1: -22.0701; 1.2: -0.029596; 1.3: 535.925; 1.4: -0.39345; 1.5: -22.0701; 1.6: 535.925; 1.7: 214.37; 1.8: 8.4594; 1.9: 1786.4167; 2: 56.8923; 2.1: 95.9827; 2.2: 3324.8532; 2.3: 59.2734; 2.4: -3346.9233; 2.5: -59.6669
| 2 | 82.5 | 1: -2.5988; 1.1: -22.4408; 1.2: -0.030094; 1.3: 536.25; 1.4: -0.39982; 1.5: -22.4408; 1.6: 536.25; 1.7: 214.5; 1.8: 8.4594; 1.9: 1787.5; 2: 56.9268; 2.1: 95.9908; 2.2: 3328.605; 2.3: 59.3044; 2.4: -3351.0458; 2.5: -59.7042
| 2 | 82.55 | 1: -2.6407; 1.1: -22.8159; 1.2: -0.030597; 1.3: 536.575; 1.4: -0.40625; 1.5: -22.8159; 1.6: 536.575; 1.7: 214.63; 1.8: 8.4594; 1.9: 1788.5833; 2: 56.9613; 2.1: 95.999; 2.2: 3332.3564; 2.3: 59.3352; 2.4: -3355.1723; 2.5: -59.7415
| 2 | 82.6 | 1: -2.683; 1.1: -23.1954; 1.2: -0.031106; 1.3: 536.9; 1.4: -0.41276; 1.5: -23.1954; 1.6: 536.9; 1.7: 214.76; 1.8: 8.4594; 1.9: 1789.6667; 2: 56.9958; 2.1: 96.0073; 2.2: 3336.1073; 2.3: 59.3661; 2.4: -3359.3027; 2.5: -59.7788
| 2 | 82.65 | 1: -2.7257; 1.1: -23.5793; 1.2: -0.03162; 1.3: 537.225; 1.4: -0.41934; 1.5: -23.5793; 1.6: 537.225; 1.7: 214.89; 1.8: 8.4594; 1.9: 1790.75; 2: 57.0303; 2.1: 96.0156; 2.2: 3339.8577; 2.3: 59.3968; 2.4: -3363.437; 2.5: -59.8162
| 2 | 82.7 | 1: -2.7689; 1.1: -23.9677; 1.2: -0.032141; 1.3: 537.55; 1.4: -0.42599; 1.5: -23.9677; 1.6: 537.55; 1.7: 215.02; 1.8: 8.4594; 1.9: 1791.8333; 2: 57.0648; 2.1: 96.024; 2.2: 3343.6076; 2.3: 59.4276; 2.4: -3367.5753; 2.5: -59.8536
| 2 | 82.75 | 1: -2.8126; 1.1: -24.3606; 1.2: -0.032668; 1.3: 537.875; 1.4: -0.43271; 1.5: -24.3606; 1.6: 537.875; 1.7: 215.15; 1.8: 8.4594; 1.9: 1792.9167; 2: 57.0993; 2.1: 96.0325; 2.2: 3347.3569; 2.3: 59.4583; 2.4: -3371.7175; 2.5: -59.891
| 2 | 82.8 | 1: -2.8568; 1.1: -24.758; 1.2: -0.033201; 1.3: 538.2; 1.4: -0.4395; 1.5: -24.758; 1.6: 538.2; 1.7: 215.28; 1.8: 8.4594; 1.9: 1794; 2: 57.1338; 2.1: 96.041; 2.2: 3351.1058; 2.3: 59.4889; 2.4: -3375.8638; 2.5: -59.9284
| 2 | 82.85 | 1: -2.9014; 1.1: -25.16; 1.2: -0.03374; 1.3: 538.525; 1.4: -0.44637; 1.5: -25.16; 1.6: 538.525; 1.7: 215.41; 1.8: 8.4594; 1.9: 1795.0833; 2: 57.1683; 2.1: 96.0496; 2.2: 3354.854; 2.3: 59.5195; 2.4: -3380.014; 2.5: -59.9659
| 2 | 82.9 | 1: -2.9465; 1.1: -25.5666; 1.2: -0.034285; 1.3: 538.85; 1.4: -0.45331; 1.5: -25.5666; 1.6: 538.85; 1.7: 215.54; 1.8: 8.4594; 1.9: 1796.1667; 2: 57.2028; 2.1: 96.0583; 2.2: 3358.6016; 2.3: 59.5501; 2.4: -3384.1683; 2.5: -60.0034
| 2 | 82.95 | 1: -2.9921; 1.1: -25.9779; 1.2: -0.034837; 1.3: 539.175; 1.4: -0.46033; 1.5: -25.9779; 1.6: 539.175; 1.7: 215.67; 1.8: 8.4594; 1.9: 1797.25; 2: 57.2373; 2.1: 96.067; 2.2: 3362.3487; 2.3: 59.5806; 2.4: -3388.3265; 2.5: -60.0409
| 2 | 83 | 1: -3.0382; 1.1: -26.3938; 1.2: -0.035395; 1.3: 539.5; 1.4: -0.46741; 1.5: -26.3938; 1.6: 539.5; 1.7: 215.8; 1.8: 8.4594; 1.9: 1798.3333; 2: 57.2718; 2.1: 96.0758; 2.2: 3366.0951; 2.3: 59.611; 2.4: -3392.4888; 2.5: -60.0784
| 2 | 83.05 | 1: -3.0848; 1.1: -26.8144; 1.2: -0.035959; 1.3: 539.825; 1.4: -0.47458; 1.5: -26.8144; 1.6: 539.825; 1.7: 215.93; 1.8: 8.4594; 1.9: 1799.4167; 2: 57.3063; 2.1: 96.0847; 2.2: 3369.8408; 2.3: 59.6414; 2.4: -3396.6552; 2.5: -60.116
| 2 | 83.1 | 1: -3.1318; 1.1: -27.2398; 1.2: -0.036529; 1.3: 540.15; 1.4: -0.48182; 1.5: -27.2398; 1.6: 540.15; 1.7: 216.06; 1.8: 8.4594; 1.9: 1800.5; 2: 57.3408; 2.1: 96.0936; 2.2: 3373.5859; 2.3: 59.6718; 2.4: -3400.8256; 2.5: -60.1536
| 2 | 83.15 | 1: -3.1793; 1.1: -27.6699; 1.2: -0.037106; 1.3: 540.475; 1.4: -0.48913; 1.5: -27.6699; 1.6: 540.475; 1.7: 216.19; 1.8: 8.4594; 1.9: 1801.5833; 2: 57.3753; 2.1: 96.1026; 2.2: 3377.3302; 2.3: 59.7021; 2.4: -3405.0001; 2.5: -60.1912
| 2 | 83.2 | 1: -3.2274; 1.1: -28.1048; 1.2: -0.037689; 1.3: 540.8; 1.4: -0.49652; 1.5: -28.1048; 1.6: 540.8; 1.7: 216.32; 1.8: 8.4594; 1.9: 1802.6667; 2: 57.4098; 2.1: 96.1117; 2.2: 3381.0738; 2.3: 59.7323; 2.4: -3409.1787; 2.5: -60.2289
| 2 | 83.25 | 1: -3.2759; 1.1: -28.5446; 1.2: -0.038279; 1.3: 541.125; 1.4: -0.50399; 1.5: -28.5446; 1.6: 541.125; 1.7: 216.45; 1.8: 8.4594; 1.9: 1803.75; 2: 57.4443; 2.1: 96.1208; 2.2: 3384.8167; 2.3: 59.7626; 2.4: -3413.3613; 2.5: -60.2665
| 2 | 83.3 | 1: -3.3249; 1.1: -28.9893; 1.2: -0.038875; 1.3: 541.45; 1.4: -0.51153; 1.5: -28.9893; 1.6: 541.45; 1.7: 216.58; 1.8: 8.4594; 1.9: 1804.8333; 2: 57.4788; 2.1: 96.1301; 2.2: 3388.5588; 2.3: 59.7927; 2.4: -3417.5481; 2.5: -60.3042
| 2 | 83.35 | 1: -3.3745; 1.1: -29.4389; 1.2: -0.039478; 1.3: 541.775; 1.4: -0.51915; 1.5: -29.4389; 1.6: 541.775; 1.7: 216.71; 1.8: 8.4594; 1.9: 1805.9167; 2: 57.5133; 2.1: 96.1393; 2.2: 3392.3001; 2.3: 59.8228; 2.4: -3421.739; 2.5: -60.342
| 2 | 83.4 | 1: -3.4245; 1.1: -29.8934; 1.2: -0.040088; 1.3: 542.1; 1.4: -0.52685; 1.5: -29.8934; 1.6: 542.1; 1.7: 216.84; 1.8: 8.4594; 1.9: 1807; 2: 57.5478; 2.1: 96.1487; 2.2: 3396.0406; 2.3: 59.8529; 2.4: -3425.934; 2.5: -60.3797
| 2 | 83.45 | 1: -3.4751; 1.1: -30.353; 1.2: -0.040704; 1.3: 542.425; 1.4: -0.53463; 1.5: -30.353; 1.6: 542.425; 1.7: 216.97; 1.8: 8.4594; 1.9: 1808.0833; 2: 57.5823; 2.1: 96.1581; 2.2: 3399.7803; 2.3: 59.8829; 2.4: -3430.1332; 2.5: -60.4175
| 2 | 83.5 | 1: -3.5262; 1.1: -30.8175; 1.2: -0.041327; 1.3: 542.75; 1.4: -0.54249; 1.5: -30.8175; 1.6: 542.75; 1.7: 217.1; 1.8: 8.4594; 1.9: 1809.1667; 2: 57.6168; 2.1: 96.1676; 2.2: 3403.5191; 2.3: 59.9128; 2.4: -3434.3366; 2.5: -60.4553
| 2 | 83.55 | 1: -3.5778; 1.1: -31.2871; 1.2: -0.041957; 1.3: 543.075; 1.4: -0.55042; 1.5: -31.2871; 1.6: 543.075; 1.7: 217.23; 1.8: 8.4594; 1.9: 1810.25; 2: 57.6513; 2.1: 96.1772; 2.2: 3407.257; 2.3: 59.9428; 2.4: -3438.5441; 2.5: -60.4932
| 2 | 83.6 | 1: -3.6299; 1.1: -31.7618; 1.2: -0.042593; 1.3: 543.4; 1.4: -0.55844; 1.5: -31.7618; 1.6: 543.4; 1.7: 217.36; 1.8: 8.4594; 1.9: 1811.3333; 2: 57.6858; 2.1: 96.1869; 2.2: 3410.994; 2.3: 59.9726; 2.4: -3442.7558; 2.5: -60.531
| 2 | 83.65 | 1: -3.6825; 1.1: -32.2416; 1.2: -0.043237; 1.3: 543.725; 1.4: -0.56654; 1.5: -32.2416; 1.6: 543.725; 1.7: 217.49; 1.8: 8.4594; 1.9: 1812.4167; 2: 57.7203; 2.1: 96.1966; 2.2: 3414.73; 2.3: 60.0024; 2.4: -3446.9717; 2.5: -60.5689
| 2 | 83.7 | 1: -3.7357; 1.1: -32.7266; 1.2: -0.043887; 1.3: 544.05; 1.4: -0.57472; 1.5: -32.7266; 1.6: 544.05; 1.7: 217.62; 1.8: 8.4594; 1.9: 1813.5; 2: 57.7548; 2.1: 96.2064; 2.2: 3418.4652; 2.3: 60.0322; 2.4: -3451.1918; 2.5: -60.6069
| 2 | 83.75 | 1: -3.7894; 1.1: -33.2168; 1.2: -0.044545; 1.3: 544.375; 1.4: -0.58298; 1.5: -33.2168; 1.6: 544.375; 1.7: 217.75; 1.8: 8.4594; 1.9: 1814.5833; 2: 57.7893; 2.1: 96.2163; 2.2: 3422.1993; 2.3: 60.0619; 2.4: -3455.4161; 2.5: -60.6448
| 2 | 83.8 | 1: -3.8436; 1.1: -33.7123; 1.2: -0.045209; 1.3: 544.7; 1.4: -0.59132; 1.5: -33.7123; 1.6: 544.7; 1.7: 217.88; 1.8: 8.4594; 1.9: 1815.6667; 2: 57.8238; 2.1: 96.2262; 2.2: 3425.9324; 2.3: 60.0915; 2.4: -3459.6447; 2.5: -60.6828
| 2 | 83.85 | 1: -3.8983; 1.1: -34.213; 1.2: -0.04588; 1.3: 545.025; 1.4: -0.59974; 1.5: -34.213; 1.6: 545.025; 1.7: 218.01; 1.8: 8.4594; 1.9: 1816.75; 2: 57.8583; 2.1: 96.2363; 2.2: 3429.6645; 2.3: 60.1211; 2.4: -3463.8775; 2.5: -60.7208
| 2 | 83.9 | 1: -3.9536; 1.1: -34.719; 1.2: -0.046559; 1.3: 545.35; 1.4: -0.60825; 1.5: -34.719; 1.6: 545.35; 1.7: 218.14; 1.8: 8.4594; 1.9: 1817.8333; 2: 57.8928; 2.1: 96.2464; 2.2: 3433.3956; 2.3: 60.1506; 2.4: -3468.1146; 2.5: -60.7589
| 2 | 83.95 | 1: -4.0095; 1.1: -35.2304; 1.2: -0.047245; 1.3: 545.675; 1.4: -0.61684; 1.5: -35.2304; 1.6: 545.675; 1.7: 218.27; 1.8: 8.4594; 1.9: 1818.9167; 2: 57.9273; 2.1: 96.2565; 2.2: 3437.1256; 2.3: 60.1801; 2.4: -3472.356; 2.5: -60.797
| 2 | 84 | 1: -4.0659; 1.1: -35.7472; 1.2: -0.047938; 1.3: 546; 1.4: -0.62552; 1.5: -35.7472; 1.6: 546; 1.7: 218.4; 1.8: 8.4594; 1.9: 1820; 2: 57.9618; 2.1: 96.2668; 2.2: 3440.8545; 2.3: 60.2095; 2.4: -3476.6017; 2.5: -60.8351
| 2 | 84.05 | 1: -4.1228; 1.1: -36.2694; 1.2: -0.048638; 1.3: 546.325; 1.4: -0.63428; 1.5: -36.2694; 1.6: 546.325; 1.7: 218.53; 1.8: 8.4594; 1.9: 1821.0833; 2: 57.9963; 2.1: 96.2771; 2.2: 3444.5823; 2.3: 60.2389; 2.4: -3480.8516; 2.5: -60.8732
| 2 | 84.1 | 1: -4.1803; 1.1: -36.797; 1.2: -0.049346; 1.3: 546.65; 1.4: -0.64312; 1.5: -36.797; 1.6: 546.65; 1.7: 218.66; 1.8: 8.4594; 1.9: 1822.1667; 2: 58.0308; 2.1: 96.2875; 2.2: 3448.3089; 2.3: 60.2682; 2.4: -3485.1059; 2.5: -60.9114
| 2 | 84.15 | 1: -4.2384; 1.1: -37.3302; 1.2: -0.050061; 1.3: 546.975; 1.4: -0.65206; 1.5: -37.3302; 1.6: 546.975; 1.7: 218.79; 1.8: 8.4594; 1.9: 1823.25; 2: 58.0653; 2.1: 96.298; 2.2: 3452.0344; 2.3: 60.2975; 2.4: -3489.3646; 2.5: -60.9495
| 2 | 84.2 | 1: -4.297; 1.1: -37.8689; 1.2: -0.050783; 1.3: 547.3; 1.4: -0.66107; 1.5: -37.8689; 1.6: 547.3; 1.7: 218.92; 1.8: 8.4594; 1.9: 1824.3333; 2: 58.0998; 2.1: 96.3086; 2.2: 3455.7586; 2.3: 60.3267; 2.4: -3493.6275; 2.5: -60.9878
| 2 | 84.25 | 1: -4.3561; 1.1: -38.4132; 1.2: -0.051513; 1.3: 547.625; 1.4: -0.67018; 1.5: -38.4132; 1.6: 547.625; 1.7: 219.05; 1.8: 8.4594; 1.9: 1825.4167; 2: 58.1343; 2.1: 96.3192; 2.2: 3459.4817; 2.3: 60.3559; 2.4: -3497.8949; 2.5: -61.026
| 2 | 84.3 | 1: -4.4159; 1.1: -38.9631; 1.2: -0.05225; 1.3: 547.95; 1.4: -0.67937; 1.5: -38.9631; 1.6: 547.95; 1.7: 219.18; 1.8: 8.4594; 1.9: 1826.5; 2: 58.1688; 2.1: 96.33; 2.2: 3463.2035; 2.3: 60.3849; 2.4: -3502.1666; 2.5: -61.0643
| 2 | 84.35 | 1: -4.4762; 1.1: -39.5186; 1.2: -0.052995; 1.3: 548.275; 1.4: -0.68864; 1.5: -39.5186; 1.6: 548.275; 1.7: 219.31; 1.8: 8.4594; 1.9: 1827.5833; 2: 58.2033; 2.1: 96.3408; 2.2: 3466.924; 2.3: 60.414; 2.4: -3506.4426; 2.5: -61.1026
| 2 | 84.4 | 1: -4.5371; 1.1: -40.0799; 1.2: -0.053748; 1.3: 548.6; 1.4: -0.69801; 1.5: -40.0799; 1.6: 548.6; 1.7: 219.44; 1.8: 8.4594; 1.9: 1828.6667; 2: 58.2378; 2.1: 96.3516; 2.2: 3470.6433; 2.3: 60.443; 2.4: -3510.7231; 2.5: -61.141
| 2 | 84.45 | 1: -4.5985; 1.1: -40.6468; 1.2: -0.054508; 1.3: 548.925; 1.4: -0.70747; 1.5: -40.6468; 1.6: 548.925; 1.7: 219.57; 1.8: 8.4594; 1.9: 1829.75; 2: 58.2723; 2.1: 96.3626; 2.2: 3474.3612; 2.3: 60.4719; 2.4: -3515.008; 2.5: -61.1794
| 2 | 84.5 | 1: -4.6606; 1.1: -41.2196; 1.2: -0.055276; 1.3: 549.25; 1.4: -0.71701; 1.5: -41.2196; 1.6: 549.25; 1.7: 219.7; 1.8: 8.4594; 1.9: 1830.8333; 2: 58.3068; 2.1: 96.3737; 2.2: 3478.0778; 2.3: 60.5008; 2.4: -3519.2974; 2.5: -61.2178
| 2 | 84.55 | 1: -4.7232; 1.1: -41.7981; 1.2: -0.056052; 1.3: 549.575; 1.4: -0.72664; 1.5: -41.7981; 1.6: 549.575; 1.7: 219.83; 1.8: 8.4594; 1.9: 1831.9167; 2: 58.3413; 2.1: 96.3848; 2.2: 3481.793; 2.3: 60.5296; 2.4: -3523.5911; 2.5: -61.2562
| 2 | 84.6 | 1: -4.7864; 1.1: -42.3825; 1.2: -0.056836; 1.3: 549.9; 1.4: -0.73637; 1.5: -42.3825; 1.6: 549.9; 1.7: 219.96; 1.8: 8.4594; 1.9: 1833; 2: 58.3758; 2.1: 96.396; 2.2: 3485.5068; 2.3: 60.5583; 2.4: -3527.8894; 2.5: -61.2947
| 2 | 84.65 | 1: -4.8502; 1.1: -42.9728; 1.2: -0.057628; 1.3: 550.225; 1.4: -0.74618; 1.5: -42.9728; 1.6: 550.225; 1.7: 220.09; 1.8: 8.4594; 1.9: 1834.0833; 2: 58.4103; 2.1: 96.4073; 2.2: 3489.2193; 2.3: 60.587; 2.4: -3532.1921; 2.5: -61.3332
| 2 | 84.7 | 1: -4.9146; 1.1: -43.569; 1.2: -0.058427; 1.3: 550.55; 1.4: -0.75609; 1.5: -43.569; 1.6: 550.55; 1.7: 220.22; 1.8: 8.4594; 1.9: 1835.1667; 2: 58.4448; 2.1: 96.4187; 2.2: 3492.9302; 2.3: 60.6156; 2.4: -3536.4993; 2.5: -61.3717
| 2 | 84.75 | 1: -4.9796; 1.1: -44.1712; 1.2: -0.059235; 1.3: 550.875; 1.4: -0.76609; 1.5: -44.1712; 1.6: 550.875; 1.7: 220.35; 1.8: 8.4594; 1.9: 1836.25; 2: 58.4793; 2.1: 96.4301; 2.2: 3496.6397; 2.3: 60.6442; 2.4: -3540.811; 2.5: -61.4103
| 2 | 84.8 | 1: -5.0452; 1.1: -44.7794; 1.2: -0.06005; 1.3: 551.2; 1.4: -0.77618; 1.5: -44.7794; 1.6: 551.2; 1.7: 220.48; 1.8: 8.4594; 1.9: 1837.3333; 2: 58.5138; 2.1: 96.4417; 2.2: 3500.3477; 2.3: 60.6727; 2.4: -3545.1272; 2.5: -61.4489
| 2 | 84.85 | 1: -5.1113; 1.1: -45.3937; 1.2: -0.060874; 1.3: 551.525; 1.4: -0.78636; 1.5: -45.3937; 1.6: 551.525; 1.7: 220.61; 1.8: 8.4594; 1.9: 1838.4167; 2: 58.5483; 2.1: 96.4533; 2.2: 3504.0542; 2.3: 60.7012; 2.4: -3549.4479; 2.5: -61.4876
| 2 | 84.9 | 1: -5.1781; 1.1: -46.014; 1.2: -0.061706; 1.3: 551.85; 1.4: -0.79664; 1.5: -46.014; 1.6: 551.85; 1.7: 220.74; 1.8: 8.4594; 1.9: 1839.5; 2: 58.5828; 2.1: 96.465; 2.2: 3507.7592; 2.3: 60.7296; 2.4: -3553.7732; 2.5: -61.5262
| 2 | 84.95 | 1: -5.2456; 1.1: -46.6405; 1.2: -0.062546; 1.3: 552.175; 1.4: -0.80701; 1.5: -46.6405; 1.6: 552.175; 1.7: 220.87; 1.8: 8.4594; 1.9: 1840.5833; 2: 58.6173; 2.1: 96.4768; 2.2: 3511.4625; 2.3: 60.7579; 2.4: -3558.103; 2.5: -61.5649
| 2 | 85 | 1: -5.3136; 1.1: -47.2731; 1.2: -0.063394; 1.3: 552.5; 1.4: -0.81747; 1.5: -47.2731; 1.6: 552.5; 1.7: 221; 1.8: 8.4594; 1.9: 1841.6667; 2: 58.6518; 2.1: 96.4887; 2.2: 3515.1643; 2.3: 60.7862; 2.4: -3562.4374; 2.5: -61.6037
| 2 | 85.05 | 1: -5.3822; 1.1: -47.912; 1.2: -0.064251; 1.3: 552.825; 1.4: -0.82803; 1.5: -47.912; 1.6: 552.825; 1.7: 221.13; 1.8: 8.4594; 1.9: 1842.75; 2: 58.6863; 2.1: 96.5007; 2.2: 3518.8644; 2.3: 60.8144; 2.4: -3566.7764; 2.5: -61.6424
| 2 | 85.1 | 1: -5.4515; 1.1: -48.5571; 1.2: -0.065116; 1.3: 553.15; 1.4: -0.83869; 1.5: -48.5571; 1.6: 553.15; 1.7: 221.26; 1.8: 8.4594; 1.9: 1843.8333; 2: 58.7208; 2.1: 96.5127; 2.2: 3522.5629; 2.3: 60.8426; 2.4: -3571.12; 2.5: -61.6812
| 2 | 85.15 | 1: -5.5214; 1.1: -49.2085; 1.2: -0.06599; 1.3: 553.475; 1.4: -0.84944; 1.5: -49.2085; 1.6: 553.475; 1.7: 221.39; 1.8: 8.4594; 1.9: 1844.9167; 2: 58.7553; 2.1: 96.5249; 2.2: 3526.2597; 2.3: 60.8706; 2.4: -3575.4682; 2.5: -61.7201
| 2 | 85.2 | 1: -5.5919; 1.1: -49.8662; 1.2: -0.066872; 1.3: 553.8; 1.4: -0.86029; 1.5: -49.8662; 1.6: 553.8; 1.7: 221.52; 1.8: 8.4594; 1.9: 1846; 2: 58.7898; 2.1: 96.5371; 2.2: 3529.9549; 2.3: 60.8987; 2.4: -3579.8211; 2.5: -61.759
| 2 | 85.25 | 1: -5.663; 1.1: -50.5303; 1.2: -0.067762; 1.3: 554.125; 1.4: -0.87124; 1.5: -50.5303; 1.6: 554.125; 1.7: 221.65; 1.8: 8.4594; 1.9: 1847.0833; 2: 58.8243; 2.1: 96.5494; 2.2: 3533.6482; 2.3: 60.9266; 2.4: -3584.1786; 2.5: -61.7979
| 2 | 85.3 | 1: -5.7348; 1.1: -51.2009; 1.2: -0.068661; 1.3: 554.45; 1.4: -0.88228; 1.5: -51.2009; 1.6: 554.45; 1.7: 221.78; 1.8: 8.4594; 1.9: 1848.1667; 2: 58.8588; 2.1: 96.5618; 2.2: 3537.3399; 2.3: 60.9545; 2.4: -3588.5407; 2.5: -61.8368
| 2 | 85.35 | 1: -5.8072; 1.1: -51.8778; 1.2: -0.069569; 1.3: 554.775; 1.4: -0.89342; 1.5: -51.8778; 1.6: 554.775; 1.7: 221.91; 1.8: 8.4594; 1.9: 1849.25; 2: 58.8933; 2.1: 96.5743; 2.2: 3541.0297; 2.3: 60.9824; 2.4: -3592.9075; 2.5: -61.8758
| 2 | 85.4 | 1: -5.8803; 1.1: -52.5613; 1.2: -0.070486; 1.3: 555.1; 1.4: -0.90466; 1.5: -52.5613; 1.6: 555.1; 1.7: 222.04; 1.8: 8.4594; 1.9: 1850.3333; 2: 58.9278; 2.1: 96.5869; 2.2: 3544.7177; 2.3: 61.0101; 2.4: -3597.2791; 2.5: -61.9148
| 2 | 85.45 | 1: -5.954; 1.1: -53.2514; 1.2: -0.071411; 1.3: 555.425; 1.4: -0.916; 1.5: -53.2514; 1.6: 555.425; 1.7: 222.17; 1.8: 8.4594; 1.9: 1851.4167; 2: 58.9623; 2.1: 96.5996; 2.2: 3548.4039; 2.3: 61.0379; 2.4: -3601.6553; 2.5: -61.9539
| 2 | 85.5 | 1: -6.0284; 1.1: -53.948; 1.2: -0.072345; 1.3: 555.75; 1.4: -0.92744; 1.5: -53.948; 1.6: 555.75; 1.7: 222.3; 1.8: 8.4594; 1.9: 1852.5; 2: 58.9968; 2.1: 96.6124; 2.2: 3552.0882; 2.3: 61.0655; 2.4: -3606.0362; 2.5: -61.9929
| 2 | 85.55 | 1: -6.1034; 1.1: -54.6513; 1.2: -0.073289; 1.3: 556.075; 1.4: -0.93898; 1.5: -54.6513; 1.6: 556.075; 1.7: 222.43; 1.8: 8.4594; 1.9: 1853.5833; 2: 59.0313; 2.1: 96.6252; 2.2: 3555.7707; 2.3: 61.0931; 2.4: -3610.4219; 2.5: -62.0321
| 2 | 85.6 | 1: -6.1791; 1.1: -55.3612; 1.2: -0.074241; 1.3: 556.4; 1.4: -0.95063; 1.5: -55.3612; 1.6: 556.4; 1.7: 222.56; 1.8: 8.4594; 1.9: 1854.6667; 2: 59.0658; 2.1: 96.6382; 2.2: 3559.4512; 2.3: 61.1206; 2.4: -3614.8124; 2.5: -62.0712
| 2 | 85.65 | 1: -6.2554; 1.1: -56.0778; 1.2: -0.075202; 1.3: 556.725; 1.4: -0.96237; 1.5: -56.0778; 1.6: 556.725; 1.7: 222.69; 1.8: 8.4594; 1.9: 1855.75; 2: 59.1003; 2.1: 96.6512; 2.2: 3563.1297; 2.3: 61.148; 2.4: -3619.2076; 2.5: -62.1104
| 2 | 85.7 | 1: -6.3324; 1.1: -56.8012; 1.2: -0.076172; 1.3: 557.05; 1.4: -0.97422; 1.5: -56.8012; 1.6: 557.05; 1.7: 222.82; 1.8: 8.4594; 1.9: 1856.8333; 2: 59.1348; 2.1: 96.6643; 2.2: 3566.8063; 2.3: 61.1754; 2.4: -3623.6076; 2.5: -62.1496
| 2 | 85.75 | 1: -6.4101; 1.1: -57.5314; 1.2: -0.077151; 1.3: 557.375; 1.4: -0.98616; 1.5: -57.5314; 1.6: 557.375; 1.7: 222.95; 1.8: 8.4594; 1.9: 1857.9167; 2: 59.1693; 2.1: 96.6776; 2.2: 3570.4809; 2.3: 61.2027; 2.4: -3628.0123; 2.5: -62.1889
| 2 | 85.8 | 1: -6.4884; 1.1: -58.2685; 1.2: -0.078139; 1.3: 557.7; 1.4: -0.99822; 1.5: -58.2685; 1.6: 557.7; 1.7: 223.08; 1.8: 8.4594; 1.9: 1859; 2: 59.2038; 2.1: 96.6909; 2.2: 3574.1535; 2.3: 61.23; 2.4: -3632.4219; 2.5: -62.2282
| 2 | 85.85 | 1: -6.5674; 1.1: -59.0124; 1.2: -0.079137; 1.3: 558.025; 1.4: -1.0104; 1.5: -59.0124; 1.6: 558.025; 1.7: 223.21; 1.8: 8.4594; 1.9: 1860.0833; 2: 59.2383; 2.1: 96.7043; 2.2: 3577.8239; 2.3: 61.2572; 2.4: -3636.8364; 2.5: -62.2675
| 2 | 85.9 | 1: -6.6471; 1.1: -59.7633; 1.2: -0.080144; 1.3: 558.35; 1.4: -1.0226; 1.5: -59.7633; 1.6: 558.35; 1.7: 223.34; 1.8: 8.4594; 1.9: 1861.1667; 2: 59.2728; 2.1: 96.7178; 2.2: 3581.4923; 2.3: 61.2843; 2.4: -3641.2557; 2.5: -62.3069
| 2 | 85.95 | 1: -6.7275; 1.1: -60.5212; 1.2: -0.08116; 1.3: 558.675; 1.4: -1.035; 1.5: -60.5212; 1.6: 558.675; 1.7: 223.47; 1.8: 8.4594; 1.9: 1862.25; 2: 59.3073; 2.1: 96.7314; 2.2: 3585.1586; 2.3: 61.3113; 2.4: -3645.6798; 2.5: -62.3463
| 2 | 86 | 1: -6.8086; 1.1: -61.2861; 1.2: -0.082186; 1.3: 559; 1.4: -1.0475; 1.5: -61.2861; 1.6: 559; 1.7: 223.6; 1.8: 8.4594; 1.9: 1863.3333; 2: 59.3418; 2.1: 96.7451; 2.2: 3588.8228; 2.3: 61.3383; 2.4: -3650.1088; 2.5: -62.3858
| 2 | 86.05 | 1: -6.8903; 1.1: -62.058; 1.2: -0.083221; 1.3: 559.325; 1.4: -1.06; 1.5: -62.058; 1.6: 559.325; 1.7: 223.73; 1.8: 8.4594; 1.9: 1864.4167; 2: 59.3763; 2.1: 96.7589; 2.2: 3592.4848; 2.3: 61.3652; 2.4: -3654.5428; 2.5: -62.4253
| 2 | 86.1 | 1: -6.9728; 1.1: -62.8371; 1.2: -0.084266; 1.3: 559.65; 1.4: -1.0727; 1.5: -62.8371; 1.6: 559.65; 1.7: 223.86; 1.8: 8.4594; 1.9: 1865.5; 2: 59.4108; 2.1: 96.7728; 2.2: 3596.1445; 2.3: 61.3921; 2.4: -3658.9816; 2.5: -62.4648
| 2 | 86.15 | 1: -7.0559; 1.1: -63.6233; 1.2: -0.08532; 1.3: 559.975; 1.4: -1.0855; 1.5: -63.6233; 1.6: 559.975; 1.7: 223.99; 1.8: 8.4594; 1.9: 1866.5833; 2: 59.4453; 2.1: 96.7868; 2.2: 3599.8021; 2.3: 61.4188; 2.4: -3663.4254; 2.5: -62.5044
| 2 | 86.2 | 1: -7.1397; 1.1: -64.4167; 1.2: -0.086384; 1.3: 560.3; 1.4: -1.0984; 1.5: -64.4167; 1.6: 560.3; 1.7: 224.12; 1.8: 8.4594; 1.9: 1867.6667; 2: 59.4798; 2.1: 96.8009; 2.2: 3603.4573; 2.3: 61.4455; 2.4: -3667.8741; 2.5: -62.544
| 2 | 86.25 | 1: -7.2243; 1.1: -65.2174; 1.2: -0.087458; 1.3: 560.625; 1.4: -1.1114; 1.5: -65.2174; 1.6: 560.625; 1.7: 224.25; 1.8: 8.4594; 1.9: 1868.75; 2: 59.5143; 2.1: 96.8151; 2.2: 3607.1103; 2.3: 61.4722; 2.4: -3672.3277; 2.5: -62.5836
| 2 | 86.3 | 1: -7.3096; 1.1: -66.0253; 1.2: -0.088541; 1.3: 560.95; 1.4: -1.1245; 1.5: -66.0253; 1.6: 560.95; 1.7: 224.38; 1.8: 8.4594; 1.9: 1869.8333; 2: 59.5488; 2.1: 96.8294; 2.2: 3610.761; 2.3: 61.4987; 2.4: -3676.7864; 2.5: -62.6233
| 2 | 86.35 | 1: -7.3955; 1.1: -66.8406; 1.2: -0.089635; 1.3: 561.275; 1.4: -1.1378; 1.5: -66.8406; 1.6: 561.275; 1.7: 224.51; 1.8: 8.4594; 1.9: 1870.9167; 2: 59.5833; 2.1: 96.8437; 2.2: 3614.4094; 2.3: 61.5252; 2.4: -3681.25; 2.5: -62.663
| 2 | 86.4 | 1: -7.4822; 1.1: -67.6633; 1.2: -0.090738; 1.3: 561.6; 1.4: -1.1511; 1.5: -67.6633; 1.6: 561.6; 1.7: 224.64; 1.8: 8.4594; 1.9: 1872; 2: 59.6178; 2.1: 96.8582; 2.2: 3618.0553; 2.3: 61.5517; 2.4: -3685.7186; 2.5: -62.7028
| 2 | 86.45 | 1: -7.5696; 1.1: -68.4934; 1.2: -0.091851; 1.3: 561.925; 1.4: -1.1646; 1.5: -68.4934; 1.6: 561.925; 1.7: 224.77; 1.8: 8.4594; 1.9: 1873.0833; 2: 59.6523; 2.1: 96.8728; 2.2: 3621.6989; 2.3: 61.578; 2.4: -3690.1923; 2.5: -62.7426
| 2 | 86.5 | 1: -7.6578; 1.1: -69.331; 1.2: -0.092974; 1.3: 562.25; 1.4: -1.1781; 1.5: -69.331; 1.6: 562.25; 1.7: 224.9; 1.8: 8.4594; 1.9: 1874.1667; 2: 59.6868; 2.1: 96.8875; 2.2: 3625.34; 2.3: 61.6043; 2.4: -3694.671; 2.5: -62.7824
| 2 | 86.55 | 1: -7.7467; 1.1: -70.1761; 1.2: -0.094108; 1.3: 562.575; 1.4: -1.1918; 1.5: -70.1761; 1.6: 562.575; 1.7: 225.03; 1.8: 8.4594; 1.9: 1875.25; 2: 59.7213; 2.1: 96.9023; 2.2: 3628.9786; 2.3: 61.6305; 2.4: -3699.1548; 2.5: -62.8223
| 2 | 86.6 | 1: -7.8363; 1.1: -71.0288; 1.2: -0.095251; 1.3: 562.9; 1.4: -1.2056; 1.5: -71.0288; 1.6: 562.9; 1.7: 225.16; 1.8: 8.4594; 1.9: 1876.3333; 2: 59.7558; 2.1: 96.9172; 2.2: 3632.6148; 2.3: 61.6566; 2.4: -3703.6436; 2.5: -62.8622
| 2 | 86.65 | 1: -7.9266; 1.1: -71.8891; 1.2: -0.096405; 1.3: 563.225; 1.4: -1.2195; 1.5: -71.8891; 1.6: 563.225; 1.7: 225.29; 1.8: 8.4594; 1.9: 1877.4167; 2: 59.7903; 2.1: 96.9321; 2.2: 3636.2485; 2.3: 61.6827; 2.4: -3708.1376; 2.5: -62.9022
| 2 | 86.7 | 1: -8.0177; 1.1: -72.7571; 1.2: -0.097569; 1.3: 563.55; 1.4: -1.2335; 1.5: -72.7571; 1.6: 563.55; 1.7: 225.42; 1.8: 8.4594; 1.9: 1878.5; 2: 59.8248; 2.1: 96.9472; 2.2: 3639.8795; 2.3: 61.7087; 2.4: -3712.6366; 2.5: -62.9422
| 2 | 86.75 | 1: -8.1095; 1.1: -73.6328; 1.2: -0.098743; 1.3: 563.875; 1.4: -1.2476; 1.5: -73.6328; 1.6: 563.875; 1.7: 225.55; 1.8: 8.4594; 1.9: 1879.5833; 2: 59.8593; 2.1: 96.9624; 2.2: 3643.5081; 2.3: 61.7346; 2.4: -3717.1408; 2.5: -62.9822
| 2 | 86.8 | 1: -8.2021; 1.1: -74.5162; 1.2: -0.099928; 1.3: 564.2; 1.4: -1.2619; 1.5: -74.5162; 1.6: 564.2; 1.7: 225.68; 1.8: 8.4594; 1.9: 1880.6667; 2: 59.8938; 2.1: 96.9777; 2.2: 3647.134; 2.3: 61.7604; 2.4: -3721.6502; 2.5: -63.0223
| 2 | 86.85 | 1: -8.2954; 1.1: -75.4074; 1.2: -0.10112; 1.3: 564.525; 1.4: -1.2762; 1.5: -75.4074; 1.6: 564.525; 1.7: 225.81; 1.8: 8.4594; 1.9: 1881.75; 2: 59.9283; 2.1: 96.9931; 2.2: 3650.7572; 2.3: 61.7862; 2.4: -3726.1646; 2.5: -63.0624
| 2 | 86.9 | 1: -8.3895; 1.1: -76.3065; 1.2: -0.10233; 1.3: 564.85; 1.4: -1.2907; 1.5: -76.3065; 1.6: 564.85; 1.7: 225.94; 1.8: 8.4594; 1.9: 1882.8333; 2: 59.9628; 2.1: 97.0086; 2.2: 3654.3778; 2.3: 61.8119; 2.4: -3730.6843; 2.5: -63.1026
| 2 | 86.95 | 1: -8.4843; 1.1: -77.2135; 1.2: -0.10355; 1.3: 565.175; 1.4: -1.3053; 1.5: -77.2135; 1.6: 565.175; 1.7: 226.07; 1.8: 8.4594; 1.9: 1883.9167; 2: 59.9973; 2.1: 97.0242; 2.2: 3657.9957; 2.3: 61.8375; 2.4: -3735.2092; 2.5: -63.1428
| 2 | 87 | 1: -8.5799; 1.1: -78.1285; 1.2: -0.10477; 1.3: 565.5; 1.4: -1.32; 1.5: -78.1285; 1.6: 565.5; 1.7: 226.2; 1.8: 8.4594; 1.9: 1885; 2: 60.0318; 2.1: 97.0399; 2.2: 3661.6108; 2.3: 61.863; 2.4: -3739.7393; 2.5: -63.183
| 2 | 87.05 | 1: -8.6763; 1.1: -79.0514; 1.2: -0.10601; 1.3: 565.825; 1.4: -1.3348; 1.5: -79.0514; 1.6: 565.825; 1.7: 226.33; 1.8: 8.4594; 1.9: 1886.0833; 2: 60.0663; 2.1: 97.0558; 2.2: 3665.2232; 2.3: 61.8885; 2.4: -3744.2746; 2.5: -63.2233
| 2 | 87.1 | 1: -8.7734; 1.1: -79.9824; 1.2: -0.10726; 1.3: 566.15; 1.4: -1.3498; 1.5: -79.9824; 1.6: 566.15; 1.7: 226.46; 1.8: 8.4594; 1.9: 1887.1667; 2: 60.1008; 2.1: 97.0717; 2.2: 3668.8328; 2.3: 61.9139; 2.4: -3748.8152; 2.5: -63.2636
| 2 | 87.15 | 1: -8.8713; 1.1: -80.9215; 1.2: -0.10852; 1.3: 566.475; 1.4: -1.3648; 1.5: -80.9215; 1.6: 566.475; 1.7: 226.59; 1.8: 8.4594; 1.9: 1888.25; 2: 60.1354; 2.1: 97.0877; 2.2: 3672.4396; 2.3: 61.9392; 2.4: -3753.361; 2.5: -63.304
| 2 | 87.2 | 1: -8.97; 1.1: -81.8687; 1.2: -0.10979; 1.3: 566.8; 1.4: -1.38; 1.5: -81.8687; 1.6: 566.8; 1.7: 226.72; 1.8: 8.4594; 1.9: 1889.3333; 2: 60.1699; 2.1: 97.1039; 2.2: 3676.0435; 2.3: 61.9644; 2.4: -3757.9122; 2.5: -63.3444
| 2 | 87.25 | 1: -9.0695; 1.1: -82.8241; 1.2: -0.11107; 1.3: 567.125; 1.4: -1.3953; 1.5: -82.8241; 1.6: 567.125; 1.7: 226.85; 1.8: 8.4594; 1.9: 1890.4167; 2: 60.2044; 2.1: 97.1201; 2.2: 3679.6445; 2.3: 61.9896; 2.4: -3762.4686; 2.5: -63.3849
| 2 | 87.3 | 1: -9.1698; 1.1: -83.7878; 1.2: -0.11236; 1.3: 567.45; 1.4: -1.4107; 1.5: -83.7878; 1.6: 567.45; 1.7: 226.98; 1.8: 8.4594; 1.9: 1891.5; 2: 60.2389; 2.1: 97.1365; 2.2: 3683.2426; 2.3: 62.0147; 2.4: -3767.0304; 2.5: -63.4254
| 2 | 87.35 | 1: -9.2708; 1.1: -84.7597; 1.2: -0.11366; 1.3: 567.775; 1.4: -1.4263; 1.5: -84.7597; 1.6: 567.775; 1.7: 227.11; 1.8: 8.4594; 1.9: 1892.5833; 2: 60.2734; 2.1: 97.153; 2.2: 3686.8377; 2.3: 62.0397; 2.4: -3771.5975; 2.5: -63.4659
| 2 | 87.4 | 1: -9.3727; 1.1: -85.74; 1.2: -0.11498; 1.3: 568.1; 1.4: -1.442; 1.5: -85.74; 1.6: 568.1; 1.7: 227.24; 1.8: 8.4594; 1.9: 1893.6667; 2: 60.3079; 2.1: 97.1695; 2.2: 3690.4299; 2.3: 62.0646; 2.4: -3776.1699; 2.5: -63.5065
| 2 | 87.45 | 1: -9.4753; 1.1: -86.7287; 1.2: -0.11631; 1.3: 568.425; 1.4: -1.4577; 1.5: -86.7287; 1.6: 568.425; 1.7: 227.37; 1.8: 8.4594; 1.9: 1894.75; 2: 60.3424; 2.1: 97.1862; 2.2: 3694.019; 2.3: 62.0894; 2.4: -3780.7478; 2.5: -63.5472
| 2 | 87.5 | 1: -9.5788; 1.1: -87.7259; 1.2: -0.11764; 1.3: 568.75; 1.4: -1.4737; 1.5: -87.7259; 1.6: 568.75; 1.7: 227.5; 1.8: 8.4594; 1.9: 1895.8333; 2: 60.3769; 2.1: 97.203; 2.2: 3697.6051; 2.3: 62.1142; 2.4: -3785.331; 2.5: -63.5878
| 2 | 87.55 | 1: -9.6831; 1.1: -88.7315; 1.2: -0.11899; 1.3: 569.075; 1.4: -1.4897; 1.5: -88.7315; 1.6: 569.075; 1.7: 227.63; 1.8: 8.4594; 1.9: 1896.9167; 2: 60.4114; 2.1: 97.2199; 2.2: 3701.1882; 2.3: 62.1389; 2.4: -3789.9197; 2.5: -63.6286
| 2 | 87.6 | 1: -9.7882; 1.1: -89.7456; 1.2: -0.12035; 1.3: 569.4; 1.4: -1.5059; 1.5: -89.7456; 1.6: 569.4; 1.7: 227.76; 1.8: 8.4594; 1.9: 1898; 2: 60.4459; 2.1: 97.237; 2.2: 3704.7681; 2.3: 62.1635; 2.4: -3794.5138; 2.5: -63.6693
| 2 | 87.65 | 1: -9.8941; 1.1: -90.7684; 1.2: -0.12172; 1.3: 569.725; 1.4: -1.5222; 1.5: -90.7684; 1.6: 569.725; 1.7: 227.89; 1.8: 8.4594; 1.9: 1899.0833; 2: 60.4804; 2.1: 97.2541; 2.2: 3708.3449; 2.3: 62.188; 2.4: -3799.1133; 2.5: -63.7101
| 2 | 87.7 | 1: -10.0008; 1.1: -91.7998; 1.2: -0.12311; 1.3: 570.05; 1.4: -1.5386; 1.5: -91.7998; 1.6: 570.05; 1.7: 228.02; 1.8: 8.4594; 1.9: 1900.1667; 2: 60.5149; 2.1: 97.2714; 2.2: 3711.9185; 2.3: 62.2124; 2.4: -3803.7183; 2.5: -63.751
| 2 | 87.75 | 1: -10.1083; 1.1: -92.8399; 1.2: -0.1245; 1.3: 570.375; 1.4: -1.5551; 1.5: -92.8399; 1.6: 570.375; 1.7: 228.15; 1.8: 8.4594; 1.9: 1901.25; 2: 60.5494; 2.1: 97.2887; 2.2: 3715.4889; 2.3: 62.2368; 2.4: -3808.3288; 2.5: -63.7919
| 2 | 87.8 | 1: -10.2167; 1.1: -93.8888; 1.2: -0.12591; 1.3: 570.7; 1.4: -1.5718; 1.5: -93.8888; 1.6: 570.7; 1.7: 228.28; 1.8: 8.4594; 1.9: 1902.3333; 2: 60.5839; 2.1: 97.3062; 2.2: 3719.0561; 2.3: 62.2611; 2.4: -3812.9448; 2.5: -63.8329
| 2 | 87.85 | 1: -10.3259; 1.1: -94.9464; 1.2: -0.12733; 1.3: 571.025; 1.4: -1.5886; 1.5: -94.9464; 1.6: 571.025; 1.7: 228.41; 1.8: 8.4594; 1.9: 1903.4167; 2: 60.6184; 2.1: 97.3238; 2.2: 3722.62; 2.3: 62.2852; 2.4: -3817.5664; 2.5: -63.8738
| 2 | 87.9 | 1: -10.436; 1.1: -96.0129; 1.2: -0.12876; 1.3: 571.35; 1.4: -1.6055; 1.5: -96.0129; 1.6: 571.35; 1.7: 228.54; 1.8: 8.4594; 1.9: 1904.5; 2: 60.6529; 2.1: 97.3415; 2.2: 3726.1806; 2.3: 62.3094; 2.4: -3822.1935; 2.5: -63.9149
| 2 | 87.95 | 1: -10.5468; 1.1: -97.0883; 1.2: -0.1302; 1.3: 571.675; 1.4: -1.6226; 1.5: -97.0883; 1.6: 571.675; 1.7: 228.67; 1.8: 8.4594; 1.9: 1905.5833; 2: 60.6874; 2.1: 97.3593; 2.2: 3729.7379; 2.3: 62.3334; 2.4: -3826.8262; 2.5: -63.956
| 2 | 88 | 1: -10.6586; 1.1: -98.1726; 1.2: -0.13165; 1.3: 572; 1.4: -1.6398; 1.5: -98.1726; 1.6: 572; 1.7: 228.8; 1.8: 8.4594; 1.9: 1906.6667; 2: 60.7219; 2.1: 97.3773; 2.2: 3733.2918; 2.3: 62.3573; 2.4: -3831.4644; 2.5: -63.9971
| 2 | 88.05 | 1: -10.7712; 1.1: -99.266; 1.2: -0.13312; 1.3: 572.325; 1.4: -1.6571; 1.5: -99.266; 1.6: 572.325; 1.7: 228.93; 1.8: 8.4594; 1.9: 1907.75; 2: 60.7564; 2.1: 97.3953; 2.2: 3736.8423; 2.3: 62.3812; 2.4: -3836.1083; 2.5: -64.0383
| 2 | 88.1 | 1: -10.8846; 1.1: -100.3684; 1.2: -0.1346; 1.3: 572.65; 1.4: -1.6746; 1.5: -100.3684; 1.6: 572.65; 1.7: 229.06; 1.8: 8.4594; 1.9: 1908.8333; 2: 60.7909; 2.1: 97.4135; 2.2: 3740.3893; 2.3: 62.405; 2.4: -3840.7578; 2.5: -64.0795
| 2 | 88.15 | 1: -10.9989; 1.1: -101.4799; 1.2: -0.13609; 1.3: 572.975; 1.4: -1.6921; 1.5: -101.4799; 1.6: 572.975; 1.7: 229.19; 1.8: 8.4594; 1.9: 1909.9167; 2: 60.8254; 2.1: 97.4318; 2.2: 3743.933; 2.3: 62.4287; 2.4: -3845.4129; 2.5: -64.1208
| 2 | 88.2 | 1: -11.1141; 1.1: -102.6006; 1.2: -0.13759; 1.3: 573.3; 1.4: -1.7099; 1.5: -102.6006; 1.6: 573.3; 1.7: 229.32; 1.8: 8.4594; 1.9: 1911; 2: 60.8599; 2.1: 97.4502; 2.2: 3747.4731; 2.3: 62.4523; 2.4: -3850.0737; 2.5: -64.1621
| 2 | 88.25 | 1: -11.2301; 1.1: -103.7306; 1.2: -0.1391; 1.3: 573.625; 1.4: -1.7277; 1.5: -103.7306; 1.6: 573.625; 1.7: 229.45; 1.8: 8.4594; 1.9: 1912.0833; 2: 60.8944; 2.1: 97.4688; 2.2: 3751.0096; 2.3: 62.4758; 2.4: -3854.7402; 2.5: -64.2035
| 2 | 88.3 | 1: -11.347; 1.1: -104.8697; 1.2: -0.14063; 1.3: 573.95; 1.4: -1.7457; 1.5: -104.8697; 1.6: 573.95; 1.7: 229.58; 1.8: 8.4594; 1.9: 1913.1667; 2: 60.9289; 2.1: 97.4874; 2.2: 3754.5427; 2.3: 62.4992; 2.4: -3859.4124; 2.5: -64.2449
| 2 | 88.35 | 1: -11.4648; 1.1: -106.0183; 1.2: -0.14217; 1.3: 574.275; 1.4: -1.7638; 1.5: -106.0183; 1.6: 574.275; 1.7: 229.71; 1.8: 8.4594; 1.9: 1914.25; 2: 60.9634; 2.1: 97.5062; 2.2: 3758.0721; 2.3: 62.5226; 2.4: -3864.0903; 2.5: -64.2864
| 2 | 88.4 | 1: -11.5834; 1.1: -107.1762; 1.2: -0.14373; 1.3: 574.6; 1.4: -1.7821; 1.5: -107.1762; 1.6: 574.6; 1.7: 229.84; 1.8: 8.4594; 1.9: 1915.3333; 2: 60.9979; 2.1: 97.5251; 2.2: 3761.5979; 2.3: 62.5458; 2.4: -3868.774; 2.5: -64.3279
| 2 | 88.45 | 1: -11.703; 1.1: -108.3435; 1.2: -0.14529; 1.3: 574.925; 1.4: -1.8005; 1.5: -108.3435; 1.6: 574.925; 1.7: 229.97; 1.8: 8.4594; 1.9: 1916.4167; 2: 61.0324; 2.1: 97.5441; 2.2: 3765.12; 2.3: 62.569; 2.4: -3873.4635; 2.5: -64.3695
| 2 | 88.5 | 1: -11.8234; 1.1: -109.5203; 1.2: -0.14687; 1.3: 575.25; 1.4: -1.819; 1.5: -109.5203; 1.6: 575.25; 1.7: 230.1; 1.8: 8.4594; 1.9: 1917.5; 2: 61.0669; 2.1: 97.5633; 2.2: 3768.6384; 2.3: 62.5921; 2.4: -3878.1587; 2.5: -64.4111
| 2 | 88.55 | 1: -11.9447; 1.1: -110.7066; 1.2: -0.14846; 1.3: 575.575; 1.4: -1.8377; 1.5: -110.7066; 1.6: 575.575; 1.7: 230.23; 1.8: 8.4594; 1.9: 1918.5833; 2: 61.1014; 2.1: 97.5825; 2.2: 3772.1531; 2.3: 62.6151; 2.4: -3882.8597; 2.5: -64.4527
| 2 | 88.6 | 1: -12.067; 1.1: -111.9026; 1.2: -0.15006; 1.3: 575.9; 1.4: -1.8565; 1.5: -111.9026; 1.6: 575.9; 1.7: 230.36; 1.8: 8.4594; 1.9: 1919.6667; 2: 61.1359; 2.1: 97.6019; 2.2: 3775.664; 2.3: 62.638; 2.4: -3887.5666; 2.5: -64.4945
| 2 | 88.65 | 1: -12.1901; 1.1: -113.1082; 1.2: -0.15168; 1.3: 576.225; 1.4: -1.8754; 1.5: -113.1082; 1.6: 576.225; 1.7: 230.49; 1.8: 8.4594; 1.9: 1920.75; 2: 61.1704; 2.1: 97.6214; 2.2: 3779.1711; 2.3: 62.6608; 2.4: -3892.2794; 2.5: -64.5362
| 2 | 88.7 | 1: -12.3141; 1.1: -114.3235; 1.2: -0.15331; 1.3: 576.55; 1.4: -1.8945; 1.5: -114.3235; 1.6: 576.55; 1.7: 230.62; 1.8: 8.4594; 1.9: 1921.8333; 2: 61.2049; 2.1: 97.6411; 2.2: 3782.6744; 2.3: 62.6836; 2.4: -3896.998; 2.5: -64.578
| 2 | 88.75 | 1: -12.4391; 1.1: -115.5486; 1.2: -0.15495; 1.3: 576.875; 1.4: -1.9137; 1.5: -115.5486; 1.6: 576.875; 1.7: 230.75; 1.8: 8.4594; 1.9: 1922.9167; 2: 61.2394; 2.1: 97.6608; 2.2: 3786.1739; 2.3: 62.7062; 2.4: -3901.7225; 2.5: -64.6199
| 2 | 88.8 | 1: -12.5649; 1.1: -116.7835; 1.2: -0.15661; 1.3: 577.2; 1.4: -1.9331; 1.5: -116.7835; 1.6: 577.2; 1.7: 230.88; 1.8: 8.4594; 1.9: 1924; 2: 61.2739; 2.1: 97.6807; 2.2: 3789.6694; 2.3: 62.7287; 2.4: -3906.4529; 2.5: -64.6618
| 2 | 88.85 | 1: -12.6917; 1.1: -118.0283; 1.2: -0.15828; 1.3: 577.525; 1.4: -1.9526; 1.5: -118.0283; 1.6: 577.525; 1.7: 231.01; 1.8: 8.4594; 1.9: 1925.0833; 2: 61.3084; 2.1: 97.7007; 2.2: 3793.161; 2.3: 62.7512; 2.4: -3911.1892; 2.5: -64.7038
| 2 | 88.9 | 1: -12.8194; 1.1: -119.283; 1.2: -0.15996; 1.3: 577.85; 1.4: -1.9722; 1.5: -119.283; 1.6: 577.85; 1.7: 231.14; 1.8: 8.4594; 1.9: 1926.1667; 2: 61.3429; 2.1: 97.7209; 2.2: 3796.6486; 2.3: 62.7736; 2.4: -3915.9315; 2.5: -64.7458
| 2 | 88.95 | 1: -12.9481; 1.1: -120.5476; 1.2: -0.16166; 1.3: 578.175; 1.4: -1.992; 1.5: -120.5476; 1.6: 578.175; 1.7: 231.27; 1.8: 8.4594; 1.9: 1927.25; 2: 61.3774; 2.1: 97.7411; 2.2: 3800.1322; 2.3: 62.7959; 2.4: -3920.6798; 2.5: -64.7879
| 2 | 89 | 1: -13.0776; 1.1: -121.8224; 1.2: -0.16337; 1.3: 578.5; 1.4: -2.0119; 1.5: -121.8224; 1.6: 578.5; 1.7: 231.4; 1.8: 8.4594; 1.9: 1928.3333; 2: 61.4119; 2.1: 97.7615; 2.2: 3803.6117; 2.3: 62.818; 2.4: -3925.4341; 2.5: -64.83
| 2 | 89.05 | 1: -13.2081; 1.1: -123.1072; 1.2: -0.16509; 1.3: 578.825; 1.4: -2.032; 1.5: -123.1072; 1.6: 578.825; 1.7: 231.53; 1.8: 8.4594; 1.9: 1929.4167; 2: 61.4464; 2.1: 97.7821; 2.2: 3807.0872; 2.3: 62.8401; 2.4: -3930.1944; 2.5: -64.8722
| 2 | 89.1 | 1: -13.3396; 1.1: -124.4022; 1.2: -0.16683; 1.3: 579.15; 1.4: -2.0522; 1.5: -124.4022; 1.6: 579.15; 1.7: 231.66; 1.8: 8.4594; 1.9: 1930.5; 2: 61.4809; 2.1: 97.8027; 2.2: 3810.5586; 2.3: 62.8621; 2.4: -3934.9608; 2.5: -64.9144
| 2 | 89.15 | 1: -13.472; 1.1: -125.7074; 1.2: -0.16858; 1.3: 579.475; 1.4: -2.0726; 1.5: -125.7074; 1.6: 579.475; 1.7: 231.79; 1.8: 8.4594; 1.9: 1931.5833; 2: 61.5154; 2.1: 97.8235; 2.2: 3814.0258; 2.3: 62.8841; 2.4: -3939.7332; 2.5: -64.9567
| 2 | 89.2 | 1: -13.6053; 1.1: -127.0228; 1.2: -0.17034; 1.3: 579.8; 1.4: -2.0931; 1.5: -127.0228; 1.6: 579.8; 1.7: 231.92; 1.8: 8.4594; 1.9: 1932.6667; 2: 61.5499; 2.1: 97.8444; 2.2: 3817.4889; 2.3: 62.9059; 2.4: -3944.5117; 2.5: -64.999
| 2 | 89.25 | 1: -13.7396; 1.1: -128.3486; 1.2: -0.17212; 1.3: 580.125; 1.4: -2.1138; 1.5: -128.3486; 1.6: 580.125; 1.7: 232.05; 1.8: 8.4594; 1.9: 1933.75; 2: 61.5844; 2.1: 97.8655; 2.2: 3820.9477; 2.3: 62.9276; 2.4: -3949.2964; 2.5: -65.0414
| 2 | 89.3 | 1: -13.8749; 1.1: -129.6848; 1.2: -0.17391; 1.3: 580.45; 1.4: -2.1346; 1.5: -129.6848; 1.6: 580.45; 1.7: 232.18; 1.8: 8.4594; 1.9: 1934.8333; 2: 61.6189; 2.1: 97.8867; 2.2: 3824.4023; 2.3: 62.9492; 2.4: -3954.0871; 2.5: -65.0838
| 2 | 89.35 | 1: -14.0111; 1.1: -131.0314; 1.2: -0.17572; 1.3: 580.775; 1.4: -2.1556; 1.5: -131.0314; 1.6: 580.775; 1.7: 232.31; 1.8: 8.4594; 1.9: 1935.9167; 2: 61.6534; 2.1: 97.908; 2.2: 3827.8526; 2.3: 62.9708; 2.4: -3958.884; 2.5: -65.1263
| 2 | 89.4 | 1: -14.1483; 1.1: -132.3886; 1.2: -0.17754; 1.3: 581.1; 1.4: -2.1767; 1.5: -132.3886; 1.6: 581.1; 1.7: 232.44; 1.8: 8.4594; 1.9: 1937; 2: 61.6879; 2.1: 97.9294; 2.2: 3831.2986; 2.3: 62.9922; 2.4: -3963.6872; 2.5: -65.1689
| 2 | 89.45 | 1: -14.2865; 1.1: -133.7563; 1.2: -0.17937; 1.3: 581.425; 1.4: -2.1979; 1.5: -133.7563; 1.6: 581.425; 1.7: 232.57; 1.8: 8.4594; 1.9: 1938.0833; 2: 61.7224; 2.1: 97.951; 2.2: 3834.7402; 2.3: 63.0135; 2.4: -3968.4965; 2.5: -65.2115
| 2 | 89.5 | 1: -14.4256; 1.1: -135.1346; 1.2: -0.18122; 1.3: 581.75; 1.4: -2.2193; 1.5: -135.1346; 1.6: 581.75; 1.7: 232.7; 1.8: 8.4594; 1.9: 1939.1667; 2: 61.7569; 2.1: 97.9727; 2.2: 3838.1774; 2.3: 63.0348; 2.4: -3973.312; 2.5: -65.2541
| 2 | 89.55 | 1: -14.5658; 1.1: -136.5235; 1.2: -0.18308; 1.3: 582.075; 1.4: -2.2409; 1.5: -136.5235; 1.6: 582.075; 1.7: 232.83; 1.8: 8.4594; 1.9: 1940.25; 2: 61.7914; 2.1: 97.9946; 2.2: 3841.6102; 2.3: 63.0559; 2.4: -3978.1338; 2.5: -65.2968
| 2 | 89.6 | 1: -14.7069; 1.1: -137.9233; 1.2: -0.18496; 1.3: 582.4; 1.4: -2.2626; 1.5: -137.9233; 1.6: 582.4; 1.7: 232.96; 1.8: 8.4594; 1.9: 1941.3333; 2: 61.8259; 2.1: 98.0166; 2.2: 3845.0386; 2.3: 63.077; 2.4: -3982.9618; 2.5: -65.3396
| 2 | 89.65 | 1: -14.849; 1.1: -139.3338; 1.2: -0.18685; 1.3: 582.725; 1.4: -2.2845; 1.5: -139.3338; 1.6: 582.725; 1.7: 233.09; 1.8: 8.4594; 1.9: 1942.4167; 2: 61.8604; 2.1: 98.0387; 2.2: 3848.4624; 2.3: 63.0979; 2.4: -3987.7962; 2.5: -65.3824
| 2 | 89.7 | 1: -14.9921; 1.1: -140.7552; 1.2: -0.18876; 1.3: 583.05; 1.4: -2.3065; 1.5: -140.7552; 1.6: 583.05; 1.7: 233.22; 1.8: 8.4594; 1.9: 1943.5; 2: 61.8949; 2.1: 98.061; 2.2: 3851.8817; 2.3: 63.1188; 2.4: -3992.6368; 2.5: -65.4253
| 2 | 89.75 | 1: -15.1363; 1.1: -142.1875; 1.2: -0.19068; 1.3: 583.375; 1.4: -2.3287; 1.5: -142.1875; 1.6: 583.375; 1.7: 233.35; 1.8: 8.4594; 1.9: 1944.5833; 2: 61.9294; 2.1: 98.0834; 2.2: 3855.2964; 2.3: 63.1396; 2.4: -3997.4839; 2.5: -65.4682
| 2 | 89.8 | 1: -15.2814; 1.1: -143.6307; 1.2: -0.19261; 1.3: 583.7; 1.4: -2.351; 1.5: -143.6307; 1.6: 583.7; 1.7: 233.48; 1.8: 8.4594; 1.9: 1945.6667; 2: 61.9639; 2.1: 98.1059; 2.2: 3858.7065; 2.3: 63.1602; 2.4: -4002.3372; 2.5: -65.5112
| 2 | 89.85 | 1: -15.4275; 1.1: -145.085; 1.2: -0.19456; 1.3: 584.025; 1.4: -2.3735; 1.5: -145.085; 1.6: 584.025; 1.7: 233.61; 1.8: 8.4594; 1.9: 1946.75; 2: 61.9984; 2.1: 98.1286; 2.2: 3862.112; 2.3: 63.1808; 2.4: -4007.197; 2.5: -65.5543
| 2 | 89.9 | 1: -15.5747; 1.1: -146.5504; 1.2: -0.19653; 1.3: 584.35; 1.4: -2.3961; 1.5: -146.5504; 1.6: 584.35; 1.7: 233.74; 1.8: 8.4594; 1.9: 1947.8333; 2: 62.0329; 2.1: 98.1514; 2.2: 3865.5128; 2.3: 63.2013; 2.4: -4012.0632; 2.5: -65.5974
| 2 | 89.95 | 1: -15.7229; 1.1: -148.027; 1.2: -0.19851; 1.3: 584.675; 1.4: -2.4189; 1.5: -148.027; 1.6: 584.675; 1.7: 233.87; 1.8: 8.4594; 1.9: 1948.9167; 2: 62.0674; 2.1: 98.1744; 2.2: 3868.9088; 2.3: 63.2216; 2.4: -4016.9358; 2.5: -65.6405
| 2 | 90 | 1: -15.8721; 1.1: -149.5148; 1.2: -0.2005; 1.3: 585; 1.4: -2.4419; 1.5: -149.5148; 1.6: 585; 1.7: 234; 1.8: 8.4594; 1.9: 1950; 2: 62.1019; 2.1: 98.1975; 2.2: 3872.3001; 2.3: 63.2419; 2.4: -4021.8149; 2.5: -65.6837
| 2 | 90.05 | 1: -16.0223; 1.1: -151.0138; 1.2: -0.20251; 1.3: 585.325; 1.4: -2.465; 1.5: -151.0138; 1.6: 585.325; 1.7: 234.13; 1.8: 8.4594; 1.9: 1951.0833; 2: 62.1364; 2.1: 98.2207; 2.2: 3875.6867; 2.3: 63.262; 2.4: -4026.7005; 2.5: -65.727
| 2 | 90.1 | 1: -16.1736; 1.1: -152.5242; 1.2: -0.20454; 1.3: 585.65; 1.4: -2.4882; 1.5: -152.5242; 1.6: 585.65; 1.7: 234.26; 1.8: 8.4594; 1.9: 1952.1667; 2: 62.1709; 2.1: 98.2441; 2.2: 3879.0684; 2.3: 63.2821; 2.4: -4031.5926; 2.5: -65.7703
| 2 | 90.15 | 1: -16.3259; 1.1: -154.046; 1.2: -0.20658; 1.3: 585.975; 1.4: -2.5117; 1.5: -154.046; 1.6: 585.975; 1.7: 234.39; 1.8: 8.4594; 1.9: 1953.25; 2: 62.2054; 2.1: 98.2676; 2.2: 3882.4452; 2.3: 63.3021; 2.4: -4036.4912; 2.5: -65.8137
| 2 | 90.2 | 1: -16.4792; 1.1: -155.5793; 1.2: -0.20864; 1.3: 586.3; 1.4: -2.5353; 1.5: -155.5793; 1.6: 586.3; 1.7: 234.52; 1.8: 8.4594; 1.9: 1954.3333; 2: 62.2399; 2.1: 98.2913; 2.2: 3885.8171; 2.3: 63.3219; 2.4: -4041.3964; 2.5: -65.8572
| 2 | 90.25 | 1: -16.6336; 1.1: -157.1241; 1.2: -0.21071; 1.3: 586.625; 1.4: -2.559; 1.5: -157.1241; 1.6: 586.625; 1.7: 234.65; 1.8: 8.4594; 1.9: 1955.4167; 2: 62.2744; 2.1: 98.3151; 2.2: 3889.1841; 2.3: 63.3417; 2.4: -4046.3082; 2.5: -65.9007
| 2 | 90.3 | 1: -16.7891; 1.1: -158.6805; 1.2: -0.21279; 1.3: 586.95; 1.4: -2.5829; 1.5: -158.6805; 1.6: 586.95; 1.7: 234.78; 1.8: 8.4594; 1.9: 1956.5; 2: 62.3089; 2.1: 98.339; 2.2: 3892.5461; 2.3: 63.3613; 2.4: -4051.2266; 2.5: -65.9443
| 2 | 90.35 | 1: -16.9456; 1.1: -160.2485; 1.2: -0.2149; 1.3: 587.275; 1.4: -2.607; 1.5: -160.2485; 1.6: 587.275; 1.7: 234.91; 1.8: 8.4594; 1.9: 1957.5833; 2: 62.3434; 2.1: 98.3631; 2.2: 3895.9031; 2.3: 63.3809; 2.4: -4056.1516; 2.5: -65.9879
| 2 | 90.4 | 1: -17.1032; 1.1: -161.8283; 1.2: -0.21702; 1.3: 587.6; 1.4: -2.6313; 1.5: -161.8283; 1.6: 587.6; 1.7: 235.04; 1.8: 8.4594; 1.9: 1958.6667; 2: 62.3779; 2.1: 98.3874; 2.2: 3899.255; 2.3: 63.4003; 2.4: -4061.0833; 2.5: -66.0316
| 2 | 90.45 | 1: -17.2619; 1.1: -163.4198; 1.2: -0.21915; 1.3: 587.925; 1.4: -2.6557; 1.5: -163.4198; 1.6: 587.925; 1.7: 235.17; 1.8: 8.4594; 1.9: 1959.75; 2: 62.4124; 2.1: 98.4118; 2.2: 3902.6019; 2.3: 63.4197; 2.4: -4066.0217; 2.5: -66.0753
| 2 | 90.5 | 1: -17.4216; 1.1: -165.0231; 1.2: -0.2213; 1.3: 588.25; 1.4: -2.6802; 1.5: -165.0231; 1.6: 588.25; 1.7: 235.3; 1.8: 8.4594; 1.9: 1960.8333; 2: 62.4469; 2.1: 98.4363; 2.2: 3905.9436; 2.3: 63.4389; 2.4: -4070.9668; 2.5: -66.1191
| 2 | 90.55 | 1: -17.5824; 1.1: -166.6384; 1.2: -0.22347; 1.3: 588.575; 1.4: -2.705; 1.5: -166.6384; 1.6: 588.575; 1.7: 235.43; 1.8: 8.4594; 1.9: 1961.9167; 2: 62.4814; 2.1: 98.461; 2.2: 3909.2802; 2.3: 63.458; 2.4: -4075.9186; 2.5: -66.163
| 2 | 90.6 | 1: -17.7443; 1.1: -168.2657; 1.2: -0.22565; 1.3: 588.9; 1.4: -2.7299; 1.5: -168.2657; 1.6: 588.9; 1.7: 235.56; 1.8: 8.4594; 1.9: 1963; 2: 62.5159; 2.1: 98.4859; 2.2: 3912.6115; 2.3: 63.4771; 2.4: -4080.8772; 2.5: -66.2069
| 2 | 90.65 | 1: -17.9073; 1.1: -169.9049; 1.2: -0.22785; 1.3: 589.225; 1.4: -2.755; 1.5: -169.9049; 1.6: 589.225; 1.7: 235.69; 1.8: 8.4594; 1.9: 1964.0833; 2: 62.5504; 2.1: 98.5108; 2.2: 3915.9377; 2.3: 63.496; 2.4: -4085.8426; 2.5: -66.2509
| 2 | 90.7 | 1: -18.0714; 1.1: -171.5563; 1.2: -0.23006; 1.3: 589.55; 1.4: -2.7802; 1.5: -171.5563; 1.6: 589.55; 1.7: 235.82; 1.8: 8.4594; 1.9: 1965.1667; 2: 62.5849; 2.1: 98.536; 2.2: 3919.2585; 2.3: 63.5148; 2.4: -4090.8148; 2.5: -66.295
| 2 | 90.75 | 1: -18.2365; 1.1: -173.2198; 1.2: -0.23229; 1.3: 589.875; 1.4: -2.8056; 1.5: -173.2198; 1.6: 589.875; 1.7: 235.95; 1.8: 8.4594; 1.9: 1966.25; 2: 62.6194; 2.1: 98.5613; 2.2: 3922.574; 2.3: 63.5335; 2.4: -4095.7939; 2.5: -66.3391
| 2 | 90.8 | 1: -18.4028; 1.1: -174.8956; 1.2: -0.23454; 1.3: 590.2; 1.4: -2.8312; 1.5: -174.8956; 1.6: 590.2; 1.7: 236.08; 1.8: 8.4594; 1.9: 1967.3333; 2: 62.6539; 2.1: 98.5867; 2.2: 3925.8842; 2.3: 63.5521; 2.4: -4100.7798; 2.5: -66.3833
| 2 | 90.85 | 1: -18.5702; 1.1: -176.5836; 1.2: -0.2368; 1.3: 590.525; 1.4: -2.857; 1.5: -176.5836; 1.6: 590.525; 1.7: 236.21; 1.8: 8.4594; 1.9: 1968.4167; 2: 62.6884; 2.1: 98.6123; 2.2: 3929.189; 2.3: 63.5706; 2.4: -4105.7726; 2.5: -66.4275
| 2 | 90.9 | 1: -18.7387; 1.1: -178.284; 1.2: -0.23908; 1.3: 590.85; 1.4: -2.8829; 1.5: -178.284; 1.6: 590.85; 1.7: 236.34; 1.8: 8.4594; 1.9: 1969.5; 2: 62.7229; 2.1: 98.6381; 2.2: 3932.4884; 2.3: 63.589; 2.4: -4110.7724; 2.5: -66.4719
| 2 | 90.95 | 1: -18.9084; 1.1: -179.9969; 1.2: -0.24138; 1.3: 591.175; 1.4: -2.909; 1.5: -179.9969; 1.6: 591.175; 1.7: 236.47; 1.8: 8.4594; 1.9: 1970.5833; 2: 62.7574; 2.1: 98.664; 2.2: 3935.7823; 2.3: 63.6072; 2.4: -4115.7791; 2.5: -66.5162
| 2 | 91 | 1: -19.0791; 1.1: -181.7222; 1.2: -0.24369; 1.3: 591.5; 1.4: -2.9352; 1.5: -181.7222; 1.6: 591.5; 1.7: 236.6; 1.8: 8.4594; 1.9: 1971.6667; 2: 62.7919; 2.1: 98.69; 2.2: 3939.0706; 2.3: 63.6254; 2.4: -4120.7928; 2.5: -66.5607
| 2 | 91.05 | 1: -19.251; 1.1: -183.46; 1.2: -0.24602; 1.3: 591.825; 1.4: -2.9617; 1.5: -183.46; 1.6: 591.825; 1.7: 236.73; 1.8: 8.4594; 1.9: 1972.75; 2: 62.8264; 2.1: 98.7162; 2.2: 3942.3535; 2.3: 63.6435; 2.4: -4125.8135; 2.5: -66.6052
| 2 | 91.1 | 1: -19.424; 1.1: -185.2105; 1.2: -0.24837; 1.3: 592.15; 1.4: -2.9883; 1.5: -185.2105; 1.6: 592.15; 1.7: 236.86; 1.8: 8.4594; 1.9: 1973.8333; 2: 62.8609; 2.1: 98.7426; 2.2: 3945.6307; 2.3: 63.6614; 2.4: -4130.8412; 2.5: -66.6497
| 2 | 91.15 | 1: -19.5982; 1.1: -186.9737; 1.2: -0.25074; 1.3: 592.475; 1.4: -3.0151; 1.5: -186.9737; 1.6: 592.475; 1.7: 236.99; 1.8: 8.4594; 1.9: 1974.9167; 2: 62.8954; 2.1: 98.7691; 2.2: 3948.9024; 2.3: 63.6793; 2.4: -4135.8761; 2.5: -66.6944
| 2 | 91.2 | 1: -19.7735; 1.1: -188.7496; 1.2: -0.25312; 1.3: 592.8; 1.4: -3.0421; 1.5: -188.7496; 1.6: 592.8; 1.7: 237.12; 1.8: 8.4594; 1.9: 1976; 2: 62.9299; 2.1: 98.7958; 2.2: 3952.1684; 2.3: 63.697; 2.4: -4140.9179; 2.5: -66.7391
| 2 | 91.25 | 1: -19.9499; 1.1: -190.5383; 1.2: -0.25552; 1.3: 593.125; 1.4: -3.0692; 1.5: -190.5383; 1.6: 593.125; 1.7: 237.25; 1.8: 8.4594; 1.9: 1977.0833; 2: 62.9644; 2.1: 98.8226; 2.2: 3955.4286; 2.3: 63.7146; 2.4: -4145.967; 2.5: -66.7838
| 2 | 91.3 | 1: -20.1275; 1.1: -192.34; 1.2: -0.25793; 1.3: 593.45; 1.4: -3.0965; 1.5: -192.34; 1.6: 593.45; 1.7: 237.38; 1.8: 8.4594; 1.9: 1978.1667; 2: 62.9989; 2.1: 98.8496; 2.2: 3958.6832; 2.3: 63.7321; 2.4: -4151.0231; 2.5: -66.8286
| 2 | 91.35 | 1: -20.3063; 1.1: -194.1545; 1.2: -0.26037; 1.3: 593.775; 1.4: -3.124; 1.5: -194.1545; 1.6: 593.775; 1.7: 237.51; 1.8: 8.4594; 1.9: 1979.25; 2: 63.0334; 2.1: 98.8768; 2.2: 3961.9319; 2.3: 63.7495; 2.4: -4156.0865; 2.5: -66.8735
| 2 | 91.4 | 1: -20.4862; 1.1: -195.9821; 1.2: -0.26282; 1.3: 594.1; 1.4: -3.1517; 1.5: -195.9821; 1.6: 594.1; 1.7: 237.64; 1.8: 8.4594; 1.9: 1980.3333; 2: 63.0679; 2.1: 98.9041; 2.2: 3965.1749; 2.3: 63.7668; 2.4: -4161.157; 2.5: -66.9185
| 2 | 91.45 | 1: -20.6673; 1.1: -197.8228; 1.2: -0.26528; 1.3: 594.425; 1.4: -3.1796; 1.5: -197.8228; 1.6: 594.425; 1.7: 237.77; 1.8: 8.4594; 1.9: 1981.4167; 2: 63.1024; 2.1: 98.9316; 2.2: 3968.412; 2.3: 63.7839; 2.4: -4166.2348; 2.5: -66.9635
| 2 | 91.5 | 1: -20.8496; 1.1: -199.6767; 1.2: -0.26777; 1.3: 594.75; 1.4: -3.2076; 1.5: -199.6767; 1.6: 594.75; 1.7: 237.9; 1.8: 8.4594; 1.9: 1982.5; 2: 63.1369; 2.1: 98.9592; 2.2: 3971.6432; 2.3: 63.801; 2.4: -4171.3199; 2.5: -67.0086
| 2 | 91.55 | 1: -21.0331; 1.1: -201.5437; 1.2: -0.27027; 1.3: 595.075; 1.4: -3.2359; 1.5: -201.5437; 1.6: 595.075; 1.7: 238.03; 1.8: 8.4594; 1.9: 1983.5833; 2: 63.1714; 2.1: 98.987; 2.2: 3974.8685; 2.3: 63.8179; 2.4: -4176.4122; 2.5: -67.0538
| 2 | 91.6 | 1: -21.2177; 1.1: -203.4241; 1.2: -0.2728; 1.3: 595.4; 1.4: -3.2643; 1.5: -203.4241; 1.6: 595.4; 1.7: 238.16; 1.8: 8.4594; 1.9: 1984.6667; 2: 63.2059; 2.1: 99.015; 2.2: 3978.0878; 2.3: 63.8347; 2.4: -4181.5119; 2.5: -67.099
| 2 | 91.65 | 1: -21.4036; 1.1: -205.3178; 1.2: -0.27534; 1.3: 595.725; 1.4: -3.2929; 1.5: -205.3178; 1.6: 595.725; 1.7: 238.29; 1.8: 8.4594; 1.9: 1985.75; 2: 63.2404; 2.1: 99.0431; 2.2: 3981.301; 2.3: 63.8515; 2.4: -4186.6189; 2.5: -67.1443
| 2 | 91.7 | 1: -21.5906; 1.1: -207.225; 1.2: -0.27789; 1.3: 596.05; 1.4: -3.3216; 1.5: -207.225; 1.6: 596.05; 1.7: 238.42; 1.8: 8.4594; 1.9: 1986.8333; 2: 63.2749; 2.1: 99.0714; 2.2: 3984.5083; 2.3: 63.868; 2.4: -4191.7333; 2.5: -67.1897
| 2 | 91.75 | 1: -21.7788; 1.1: -209.1457; 1.2: -0.28047; 1.3: 596.375; 1.4: -3.3506; 1.5: -209.1457; 1.6: 596.375; 1.7: 238.55; 1.8: 8.4594; 1.9: 1987.9167; 2: 63.3094; 2.1: 99.0998; 2.2: 3987.7094; 2.3: 63.8845; 2.4: -4196.8551; 2.5: -67.2351
| 2 | 91.8 | 1: -21.9683; 1.1: -211.0799; 1.2: -0.28306; 1.3: 596.7; 1.4: -3.3797; 1.5: -211.0799; 1.6: 596.7; 1.7: 238.68; 1.8: 8.4594; 1.9: 1989; 2: 63.3439; 2.1: 99.1284; 2.2: 3990.9044; 2.3: 63.9009; 2.4: -4201.9844; 2.5: -67.2806
| 2 | 91.85 | 1: -22.1589; 1.1: -213.0278; 1.2: -0.28567; 1.3: 597.025; 1.4: -3.4091; 1.5: -213.0278; 1.6: 597.025; 1.7: 238.81; 1.8: 8.4594; 1.9: 1990.0833; 2: 63.3785; 2.1: 99.1572; 2.2: 3994.0933; 2.3: 63.9171; 2.4: -4207.1211; 2.5: -67.3262
| 2 | 91.9 | 1: -22.3508; 1.1: -214.9894; 1.2: -0.28831; 1.3: 597.35; 1.4: -3.4386; 1.5: -214.9894; 1.6: 597.35; 1.7: 238.94; 1.8: 8.4594; 1.9: 1991.1667; 2: 63.413; 2.1: 99.1862; 2.2: 3997.2759; 2.3: 63.9333; 2.4: -4212.2653; 2.5: -67.3718
| 2 | 91.95 | 1: -22.5439; 1.1: -216.9648; 1.2: -0.29095; 1.3: 597.675; 1.4: -3.4683; 1.5: -216.9648; 1.6: 597.675; 1.7: 239.07; 1.8: 8.4594; 1.9: 1992.25; 2: 63.4475; 2.1: 99.2153; 2.2: 4000.4523; 2.3: 63.9493; 2.4: -4217.4171; 2.5: -67.4176
| 2 | 92 | 1: -22.7382; 1.1: -218.954; 1.2: -0.29362; 1.3: 598; 1.4: -3.4982; 1.5: -218.954; 1.6: 598; 1.7: 239.2; 1.8: 8.4594; 1.9: 1993.3333; 2: 63.482; 2.1: 99.2446; 2.2: 4003.6224; 2.3: 63.9652; 2.4: -4222.5764; 2.5: -67.4634
| 2 | 92.05 | 1: -22.9338; 1.1: -220.9571; 1.2: -0.29631; 1.3: 598.325; 1.4: -3.5283; 1.5: -220.9571; 1.6: 598.325; 1.7: 239.33; 1.8: 8.4594; 1.9: 1994.4167; 2: 63.5165; 2.1: 99.274; 2.2: 4006.7862; 2.3: 63.9809; 2.4: -4227.7433; 2.5: -67.5092
| 2 | 92.1 | 1: -23.1306; 1.1: -222.9743; 1.2: -0.29901; 1.3: 598.65; 1.4: -3.5586; 1.5: -222.9743; 1.6: 598.65; 1.7: 239.46; 1.8: 8.4594; 1.9: 1995.5; 2: 63.551; 2.1: 99.3036; 2.2: 4009.9436; 2.3: 63.9966; 2.4: -4232.9179; 2.5: -67.5552
| 2 | 92.15 | 1: -23.3286; 1.1: -225.0055; 1.2: -0.30174; 1.3: 598.975; 1.4: -3.589; 1.5: -225.0055; 1.6: 598.975; 1.7: 239.59; 1.8: 8.4594; 1.9: 1996.5833; 2: 63.5855; 2.1: 99.3334; 2.2: 4013.0946; 2.3: 64.0121; 2.4: -4238.1001; 2.5: -67.6012
| 2 | 92.2 | 1: -23.5279; 1.1: -227.0509; 1.2: -0.30448; 1.3: 599.3; 1.4: -3.6197; 1.5: -227.0509; 1.6: 599.3; 1.7: 239.72; 1.8: 8.4594; 1.9: 1997.6667; 2: 63.62; 2.1: 99.3634; 2.2: 4016.2392; 2.3: 64.0276; 2.4: -4243.29; 2.5: -67.6472
| 2 | 92.25 | 1: -23.7285; 1.1: -229.1104; 1.2: -0.30724; 1.3: 599.625; 1.4: -3.6505; 1.5: -229.1104; 1.6: 599.625; 1.7: 239.85; 1.8: 8.4594; 1.9: 1998.75; 2: 63.6545; 2.1: 99.3935; 2.2: 4019.3772; 2.3: 64.0428; 2.4: -4248.4876; 2.5: -67.6934
| 2 | 92.3 | 1: -23.9303; 1.1: -231.1843; 1.2: -0.31002; 1.3: 599.95; 1.4: -3.6816; 1.5: -231.1843; 1.6: 599.95; 1.7: 239.98; 1.8: 8.4594; 1.9: 1999.8333; 2: 63.689; 2.1: 99.4239; 2.2: 4022.5087; 2.3: 64.058; 2.4: -4253.693; 2.5: -67.7396
| 2 | 92.35 | 1: -24.1334; 1.1: -233.2725; 1.2: -0.31282; 1.3: 600.275; 1.4: -3.7128; 1.5: -233.2725; 1.6: 600.275; 1.7: 240.11; 1.8: 8.4594; 1.9: 2000.9167; 2: 63.7235; 2.1: 99.4543; 2.2: 4025.6337; 2.3: 64.0731; 2.4: -4258.9062; 2.5: -67.7859
| 2 | 92.4 | 1: -24.3377; 1.1: -235.3751; 1.2: -0.31564; 1.3: 600.6; 1.4: -3.7443; 1.5: -235.3751; 1.6: 600.6; 1.7: 240.24; 1.8: 8.4594; 1.9: 2002; 2: 63.758; 2.1: 99.485; 2.2: 4028.7521; 2.3: 64.088; 2.4: -4264.1272; 2.5: -67.8323
| 2 | 92.45 | 1: -24.5434; 1.1: -237.4922; 1.2: -0.31848; 1.3: 600.925; 1.4: -3.7759; 1.5: -237.4922; 1.6: 600.925; 1.7: 240.37; 1.8: 8.4594; 1.9: 2003.0833; 2: 63.7925; 2.1: 99.5158; 2.2: 4031.8638; 2.3: 64.1028; 2.4: -4269.356; 2.5: -67.8787
| 2 | 92.5 | 1: -24.7503; 1.1: -239.6239; 1.2: -0.32134; 1.3: 601.25; 1.4: -3.8077; 1.5: -239.6239; 1.6: 601.25; 1.7: 240.5; 1.8: 8.4594; 1.9: 2004.1667; 2: 63.827; 2.1: 99.5468; 2.2: 4034.9688; 2.3: 64.1175; 2.4: -4274.5927; 2.5: -67.9253
| 2 | 92.55 | 1: -24.9585; 1.1: -241.7703; 1.2: -0.32422; 1.3: 601.575; 1.4: -3.8398; 1.5: -241.7703; 1.6: 601.575; 1.7: 240.63; 1.8: 8.4594; 1.9: 2005.25; 2: 63.8615; 2.1: 99.578; 2.2: 4038.0671; 2.3: 64.1321; 2.4: -4279.8373; 2.5: -67.9719
| 2 | 92.6 | 1: -25.168; 1.1: -243.9314; 1.2: -0.32712; 1.3: 601.9; 1.4: -3.872; 1.5: -243.9314; 1.6: 601.9; 1.7: 240.76; 1.8: 8.4594; 1.9: 2006.3333; 2: 63.896; 2.1: 99.6094; 2.2: 4041.1586; 2.3: 64.1465; 2.4: -4285.0899; 2.5: -68.0185
| 2 | 92.65 | 1: -25.3788; 1.1: -246.1072; 1.2: -0.33004; 1.3: 602.225; 1.4: -3.9044; 1.5: -246.1072; 1.6: 602.225; 1.7: 240.89; 1.8: 8.4594; 1.9: 2007.4167; 2: 63.9305; 2.1: 99.6409; 2.2: 4044.2433; 2.3: 64.1608; 2.4: -4290.3505; 2.5: -68.0653
| 2 | 92.7 | 1: -25.5909; 1.1: -248.298; 1.2: -0.33297; 1.3: 602.55; 1.4: -3.9371; 1.5: -248.298; 1.6: 602.55; 1.7: 241.02; 1.8: 8.4594; 1.9: 2008.5; 2: 63.965; 2.1: 99.6727; 2.2: 4047.3211; 2.3: 64.175; 2.4: -4295.6191; 2.5: -68.1121
| 2 | 92.75 | 1: -25.8043; 1.1: -250.5037; 1.2: -0.33593; 1.3: 602.875; 1.4: -3.9699; 1.5: -250.5037; 1.6: 602.875; 1.7: 241.15; 1.8: 8.4594; 1.9: 2009.5833; 2: 63.9995; 2.1: 99.7045; 2.2: 4050.3921; 2.3: 64.1891; 2.4: -4300.8957; 2.5: -68.159
| 2 | 92.8 | 1: -26.019; 1.1: -252.7244; 1.2: -0.33891; 1.3: 603.2; 1.4: -4.0029; 1.5: -252.7244; 1.6: 603.2; 1.7: 241.28; 1.8: 8.4594; 1.9: 2010.6667; 2: 64.034; 2.1: 99.7366; 2.2: 4053.4561; 2.3: 64.2031; 2.4: -4306.1805; 2.5: -68.206
| 2 | 92.85 | 1: -26.2351; 1.1: -254.9602; 1.2: -0.34191; 1.3: 603.525; 1.4: -4.0362; 1.5: -254.9602; 1.6: 603.525; 1.7: 241.41; 1.8: 8.4594; 1.9: 2011.75; 2: 64.0685; 2.1: 99.7689; 2.2: 4056.5131; 2.3: 64.2169; 2.4: -4311.4733; 2.5: -68.253
| 2 | 92.9 | 1: -26.4524; 1.1: -257.2111; 1.2: -0.34493; 1.3: 603.85; 1.4: -4.0696; 1.5: -257.2111; 1.6: 603.85; 1.7: 241.54; 1.8: 8.4594; 1.9: 2012.8333; 2: 64.103; 2.1: 99.8013; 2.2: 4059.5632; 2.3: 64.2306; 2.4: -4316.7743; 2.5: -68.3002
| 2 | 92.95 | 1: -26.6711; 1.1: -259.4773; 1.2: -0.34796; 1.3: 604.175; 1.4: -4.1033; 1.5: -259.4773; 1.6: 604.175; 1.7: 241.67; 1.8: 8.4594; 1.9: 2013.9167; 2: 64.1375; 2.1: 99.834; 2.2: 4062.6061; 2.3: 64.2441; 2.4: -4322.0835; 2.5: -68.3474
| 2 | 93 | 1: -26.8912; 1.1: -261.7589; 1.2: -0.35102; 1.3: 604.5; 1.4: -4.1371; 1.5: -261.7589; 1.6: 604.5; 1.7: 241.8; 1.8: 8.4594; 1.9: 2015; 2: 64.172; 2.1: 99.8668; 2.2: 4065.642; 2.3: 64.2576; 2.4: -4327.4009; 2.5: -68.3947
| 2 | 93.05 | 1: -27.1126; 1.1: -264.0558; 1.2: -0.3541; 1.3: 604.825; 1.4: -4.1712; 1.5: -264.0558; 1.6: 604.825; 1.7: 241.93; 1.8: 8.4594; 1.9: 2016.0833; 2: 64.2065; 2.1: 99.8998; 2.2: 4068.6708; 2.3: 64.2709; 2.4: -4332.7266; 2.5: -68.4421
| 2 | 93.1 | 1: -27.3353; 1.1: -266.3682; 1.2: -0.35721; 1.3: 605.15; 1.4: -4.2054; 1.5: -266.3682; 1.6: 605.15; 1.7: 242.06; 1.8: 8.4594; 1.9: 2017.1667; 2: 64.241; 2.1: 99.9329; 2.2: 4071.6923; 2.3: 64.2841; 2.4: -4338.0605; 2.5: -68.4895
| 2 | 93.15 | 1: -27.5594; 1.1: -268.6962; 1.2: -0.36033; 1.3: 605.475; 1.4: -4.2399; 1.5: -268.6962; 1.6: 605.475; 1.7: 242.19; 1.8: 8.4594; 1.9: 2018.25; 2: 64.2755; 2.1: 99.9663; 2.2: 4074.7066; 2.3: 64.2972; 2.4: -4343.4028; 2.5: -68.5371
| 2 | 93.2 | 1: -27.7849; 1.1: -271.0398; 1.2: -0.36347; 1.3: 605.8; 1.4: -4.2746; 1.5: -271.0398; 1.6: 605.8; 1.7: 242.32; 1.8: 8.4594; 1.9: 2019.3333; 2: 64.31; 2.1: 99.9998; 2.2: 4077.7137; 2.3: 64.3101; 2.4: -4348.7535; 2.5: -68.5847
| 2 | 93.25 | 1: -28.0117; 1.1: -273.3991; 1.2: -0.36663; 1.3: 606.125; 1.4: -4.3095; 1.5: -273.3991; 1.6: 606.125; 1.7: 242.45; 1.8: 8.4594; 1.9: 2020.4167; 2: 64.3445; 2.1: 100.0336; 2.2: 4080.7135; 2.3: 64.3229; 2.4: -4354.1126; 2.5: -68.6324
| 2 | 93.3 | 1: -28.2399; 1.1: -275.7742; 1.2: -0.36982; 1.3: 606.45; 1.4: -4.3446; 1.5: -275.7742; 1.6: 606.45; 1.7: 242.58; 1.8: 8.4594; 1.9: 2021.5; 2: 64.379; 2.1: 100.0675; 2.2: 4083.7059; 2.3: 64.3356; 2.4: -4359.4801; 2.5: -68.6802
| 2 | 93.35 | 1: -28.4695; 1.1: -278.1651; 1.2: -0.37303; 1.3: 606.775; 1.4: -4.3799; 1.5: -278.1651; 1.6: 606.775; 1.7: 242.71; 1.8: 8.4594; 1.9: 2022.5833; 2: 64.4135; 2.1: 100.1016; 2.2: 4086.6909; 2.3: 64.3481; 2.4: -4364.8561; 2.5: -68.728
| 2 | 93.4 | 1: -28.7005; 1.1: -280.572; 1.2: -0.37625; 1.3: 607.1; 1.4: -4.4155; 1.5: -280.572; 1.6: 607.1; 1.7: 242.84; 1.8: 8.4594; 1.9: 2023.6667; 2: 64.448; 2.1: 100.1359; 2.2: 4089.6686; 2.3: 64.3605; 2.4: -4370.2405; 2.5: -68.776
| 2 | 93.45 | 1: -28.9328; 1.1: -282.9949; 1.2: -0.3795; 1.3: 607.425; 1.4: -4.4512; 1.5: -282.9949; 1.6: 607.425; 1.7: 242.97; 1.8: 8.4594; 1.9: 2024.75; 2: 64.4825; 2.1: 100.1704; 2.2: 4092.6387; 2.3: 64.3728; 2.4: -4375.6336; 2.5: -68.824
| 2 | 93.5 | 1: -29.1666; 1.1: -285.4339; 1.2: -0.38277; 1.3: 607.75; 1.4: -4.4872; 1.5: -285.4339; 1.6: 607.75; 1.7: 243.1; 1.8: 8.4594; 1.9: 2025.8333; 2: 64.517; 2.1: 100.2051; 2.2: 4095.6013; 2.3: 64.3849; 2.4: -4381.0352; 2.5: -68.8721
| 2 | 93.55 | 1: -29.4017; 1.1: -287.8891; 1.2: -0.38607; 1.3: 608.075; 1.4: -4.5233; 1.5: -287.8891; 1.6: 608.075; 1.7: 243.23; 1.8: 8.4594; 1.9: 2026.9167; 2: 64.5515; 2.1: 100.24; 2.2: 4098.5564; 2.3: 64.397; 2.4: -4386.4455; 2.5: -68.9203
| 2 | 93.6 | 1: -29.6383; 1.1: -290.3605; 1.2: -0.38938; 1.3: 608.4; 1.4: -4.5597; 1.5: -290.3605; 1.6: 608.4; 1.7: 243.36; 1.8: 8.4594; 1.9: 2028; 2: 64.586; 2.1: 100.275; 2.2: 4101.5039; 2.3: 64.4088; 2.4: -4391.8644; 2.5: -68.9686
| 2 | 93.65 | 1: -29.8763; 1.1: -292.8482; 1.2: -0.39272; 1.3: 608.725; 1.4: -4.5964; 1.5: -292.8482; 1.6: 608.725; 1.7: 243.49; 1.8: 8.4594; 1.9: 2029.0833; 2: 64.6205; 2.1: 100.3103; 2.2: 4104.4438; 2.3: 64.4206; 2.4: -4397.292; 2.5: -69.017
| 2 | 93.7 | 1: -30.1157; 1.1: -295.3524; 1.2: -0.39607; 1.3: 609.05; 1.4: -4.6332; 1.5: -295.3524; 1.6: 609.05; 1.7: 243.62; 1.8: 8.4594; 1.9: 2030.1667; 2: 64.655; 2.1: 100.3457; 2.2: 4107.3759; 2.3: 64.4322; 2.4: -4402.7283; 2.5: -69.0654
| 2 | 93.75 | 1: -30.3565; 1.1: -297.8731; 1.2: -0.39945; 1.3: 609.375; 1.4: -4.6702; 1.5: -297.8731; 1.6: 609.375; 1.7: 243.75; 1.8: 8.4594; 1.9: 2031.25; 2: 64.6895; 2.1: 100.3814; 2.2: 4110.3004; 2.3: 64.4437; 2.4: -4408.1735; 2.5: -69.1139
| 2 | 93.8 | 1: -30.5987; 1.1: -300.4103; 1.2: -0.40286; 1.3: 609.7; 1.4: -4.7075; 1.5: -300.4103; 1.6: 609.7; 1.7: 243.88; 1.8: 8.4594; 1.9: 2032.3333; 2: 64.724; 2.1: 100.4172; 2.2: 4113.2171; 2.3: 64.4551; 2.4: -4413.6274; 2.5: -69.1626
| 2 | 93.85 | 1: -30.8424; 1.1: -302.9642; 1.2: -0.40628; 1.3: 610.025; 1.4: -4.745; 1.5: -302.9642; 1.6: 610.025; 1.7: 244.01; 1.8: 8.4594; 1.9: 2033.4167; 2: 64.7585; 2.1: 100.4533; 2.2: 4116.126; 2.3: 64.4663; 2.4: -4419.0902; 2.5: -69.2113
| 2 | 93.9 | 1: -31.0876; 1.1: -305.5349; 1.2: -0.40973; 1.3: 610.35; 1.4: -4.7827; 1.5: -305.5349; 1.6: 610.35; 1.7: 244.14; 1.8: 8.4594; 1.9: 2034.5; 2: 64.793; 2.1: 100.4895; 2.2: 4119.027; 2.3: 64.4774; 2.4: -4424.5619; 2.5: -69.2601
| 2 | 93.95 | 1: -31.3342; 1.1: -308.1223; 1.2: -0.4132; 1.3: 610.675; 1.4: -4.8206; 1.5: -308.1223; 1.6: 610.675; 1.7: 244.27; 1.8: 8.4594; 1.9: 2035.5833; 2: 64.8275; 2.1: 100.526; 2.2: 4121.9202; 2.3: 64.4883; 2.4: -4430.0425; 2.5: -69.309
| 2 | 94 | 1: -31.5822; 1.1: -310.7267; 1.2: -0.41669; 1.3: 611; 1.4: -4.8588; 1.5: -310.7267; 1.6: 611; 1.7: 244.4; 1.8: 8.4594; 1.9: 2036.6667; 2: 64.862; 2.1: 100.5626; 2.2: 4124.8054; 2.3: 64.4991; 2.4: -4435.5321; 2.5: -69.3579
| 2 | 94.05 | 1: -31.8317; 1.1: -313.348; 1.2: -0.42021; 1.3: 611.325; 1.4: -4.8972; 1.5: -313.348; 1.6: 611.325; 1.7: 244.53; 1.8: 8.4594; 1.9: 2037.75; 2: 64.8965; 2.1: 100.5994; 2.2: 4127.6827; 2.3: 64.5098; 2.4: -4441.0307; 2.5: -69.407
| 2 | 94.1 | 1: -32.0827; 1.1: -315.9864; 1.2: -0.42374; 1.3: 611.65; 1.4: -4.9358; 1.5: -315.9864; 1.6: 611.65; 1.7: 244.66; 1.8: 8.4594; 1.9: 2038.8333; 2: 64.931; 2.1: 100.6365; 2.2: 4130.552; 2.3: 64.5204; 2.4: -4446.5384; 2.5: -69.4561
| 2 | 94.15 | 1: -32.3351; 1.1: -318.642; 1.2: -0.42731; 1.3: 611.975; 1.4: -4.9746; 1.5: -318.642; 1.6: 611.975; 1.7: 244.79; 1.8: 8.4594; 1.9: 2039.9167; 2: 64.9655; 2.1: 100.6737; 2.2: 4133.4132; 2.3: 64.5308; 2.4: -4452.0551; 2.5: -69.5054
| 2 | 94.2 | 1: -32.589; 1.1: -321.3147; 1.2: -0.43089; 1.3: 612.3; 1.4: -5.0137; 1.5: -321.3147; 1.6: 612.3; 1.7: 244.92; 1.8: 8.4594; 1.9: 2041; 2: 65; 2.1: 100.7111; 2.2: 4136.2663; 2.3: 64.541; 2.4: -4457.581; 2.5: -69.5547
| 2 | 94.25 | 1: -32.8444; 1.1: -324.0048; 1.2: -0.4345; 1.3: 612.625; 1.4: -5.053; 1.5: -324.0048; 1.6: 612.625; 1.7: 245.05; 1.8: 8.4594; 1.9: 2042.0833; 2: 65.0345; 2.1: 100.7488; 2.2: 4139.1113; 2.3: 64.5512; 2.4: -4463.1161; 2.5: -69.6041
| 2 | 94.3 | 1: -33.1013; 1.1: -326.7123; 1.2: -0.43813; 1.3: 612.95; 1.4: -5.0925; 1.5: -326.7123; 1.6: 612.95; 1.7: 245.18; 1.8: 8.4594; 1.9: 2043.1667; 2: 65.069; 2.1: 100.7866; 2.2: 4141.9481; 2.3: 64.5611; 2.4: -4468.6603; 2.5: -69.6537
| 2 | 94.35 | 1: -33.3597; 1.1: -329.4372; 1.2: -0.44178; 1.3: 613.275; 1.4: -5.1323; 1.5: -329.4372; 1.6: 613.275; 1.7: 245.31; 1.8: 8.4594; 1.9: 2044.25; 2: 65.1035; 2.1: 100.8247; 2.2: 4144.7766; 2.3: 64.571; 2.4: -4474.2139; 2.5: -69.7033
| 2 | 94.4 | 1: -33.6196; 1.1: -332.1797; 1.2: -0.44546; 1.3: 613.6; 1.4: -5.1722; 1.5: -332.1797; 1.6: 613.6; 1.7: 245.44; 1.8: 8.4594; 1.9: 2045.3333; 2: 65.138; 2.1: 100.8629; 2.2: 4147.597; 2.3: 64.5807; 2.4: -4479.7767; 2.5: -69.753
| 2 | 94.45 | 1: -33.881; 1.1: -334.9399; 1.2: -0.44916; 1.3: 613.925; 1.4: -5.2125; 1.5: -334.9399; 1.6: 613.925; 1.7: 245.57; 1.8: 8.4594; 1.9: 2046.4167; 2: 65.1725; 2.1: 100.9014; 2.2: 4150.409; 2.3: 64.5903; 2.4: -4485.3489; 2.5: -69.8027
| 2 | 94.5 | 1: -34.1439; 1.1: -337.7178; 1.2: -0.45289; 1.3: 614.25; 1.4: -5.2529; 1.5: -337.7178; 1.6: 614.25; 1.7: 245.7; 1.8: 8.4594; 1.9: 2047.5; 2: 65.207; 2.1: 100.9401; 2.2: 4153.2126; 2.3: 64.5997; 2.4: -4490.9304; 2.5: -69.8526
| 2 | 94.55 | 1: -34.4084; 1.1: -340.5135; 1.2: -0.45664; 1.3: 614.575; 1.4: -5.2936; 1.5: -340.5135; 1.6: 614.575; 1.7: 245.83; 1.8: 8.4594; 1.9: 2048.5833; 2: 65.2415; 2.1: 100.979; 2.2: 4156.0079; 2.3: 64.609; 2.4: -4496.5214; 2.5: -69.9026
| 2 | 94.6 | 1: -34.6744; 1.1: -343.3271; 1.2: -0.46041; 1.3: 614.9; 1.4: -5.3345; 1.5: -343.3271; 1.6: 614.9; 1.7: 245.96; 1.8: 8.4594; 1.9: 2049.6667; 2: 65.276; 2.1: 101.0181; 2.2: 4158.7947; 2.3: 64.6182; 2.4: -4502.1219; 2.5: -69.9527
| 2 | 94.65 | 1: -34.9419; 1.1: -346.1587; 1.2: -0.46421; 1.3: 615.225; 1.4: -5.3757; 1.5: -346.1587; 1.6: 615.225; 1.7: 246.09; 1.8: 8.4594; 1.9: 2050.75; 2: 65.3105; 2.1: 101.0574; 2.2: 4161.5731; 2.3: 64.6272; 2.4: -4507.7318; 2.5: -70.0028
| 2 | 94.7 | 1: -35.2109; 1.1: -349.0084; 1.2: -0.46803; 1.3: 615.55; 1.4: -5.4171; 1.5: -349.0084; 1.6: 615.55; 1.7: 246.22; 1.8: 8.4594; 1.9: 2051.8333; 2: 65.345; 2.1: 101.0969; 2.2: 4164.343; 2.3: 64.636; 2.4: -4513.3513; 2.5: -70.0531
| 2 | 94.75 | 1: -35.4815; 1.1: -351.8762; 1.2: -0.47187; 1.3: 615.875; 1.4: -5.4587; 1.5: -351.8762; 1.6: 615.875; 1.7: 246.35; 1.8: 8.4594; 1.9: 2052.9167; 2: 65.3795; 2.1: 101.1366; 2.2: 4167.1043; 2.3: 64.6448; 2.4: -4518.9804; 2.5: -70.1035
| 2 | 94.8 | 1: -35.7537; 1.1: -354.7622; 1.2: -0.47574; 1.3: 616.2; 1.4: -5.5006; 1.5: -354.7622; 1.6: 616.2; 1.7: 246.48; 1.8: 8.4594; 1.9: 2054; 2: 65.414; 2.1: 101.1765; 2.2: 4169.857; 2.3: 64.6534; 2.4: -4524.6192; 2.5: -70.1539
| 2 | 94.85 | 1: -36.0274; 1.1: -357.6666; 1.2: -0.47964; 1.3: 616.525; 1.4: -5.5427; 1.5: -357.6666; 1.6: 616.525; 1.7: 246.61; 1.8: 8.4594; 1.9: 2055.0833; 2: 65.4485; 2.1: 101.2167; 2.2: 4172.601; 2.3: 64.6618; 2.4: -4530.2676; 2.5: -70.2045
| 2 | 94.9 | 1: -36.3027; 1.1: -360.5894; 1.2: -0.48356; 1.3: 616.85; 1.4: -5.585; 1.5: -360.5894; 1.6: 616.85; 1.7: 246.74; 1.8: 8.4594; 1.9: 2056.1667; 2: 65.483; 2.1: 101.257; 2.2: 4175.3364; 2.3: 64.6701; 2.4: -4535.9258; 2.5: -70.2551
| 2 | 94.95 | 1: -36.5795; 1.1: -363.5307; 1.2: -0.4875; 1.3: 617.175; 1.4: -5.6276; 1.5: -363.5307; 1.6: 617.175; 1.7: 246.87; 1.8: 8.4594; 1.9: 2057.25; 2: 65.5175; 2.1: 101.2976; 2.2: 4178.063; 2.3: 64.6783; 2.4: -4541.5938; 2.5: -70.3059
| 2 | 95 | 1: -36.8579; 1.1: -366.4906; 1.2: -0.49147; 1.3: 617.5; 1.4: -5.6704; 1.5: -366.4906; 1.6: 617.5; 1.7: 247; 1.8: 8.4594; 1.9: 2058.3333; 2: 65.552; 2.1: 101.3384; 2.2: 4180.7809; 2.3: 64.6863; 2.4: -4547.2715; 2.5: -70.3567
| 2 | 95.05 | 1: -37.1379; 1.1: -369.4692; 1.2: -0.49547; 1.3: 617.825; 1.4: -5.7135; 1.5: -369.4692; 1.6: 617.825; 1.7: 247.13; 1.8: 8.4594; 1.9: 2059.4167; 2: 65.5865; 2.1: 101.3794; 2.2: 4183.49; 2.3: 64.6941; 2.4: -4552.9592; 2.5: -70.4077
| 2 | 95.1 | 1: -37.4195; 1.1: -372.4665; 1.2: -0.49949; 1.3: 618.15; 1.4: -5.7569; 1.5: -372.4665; 1.6: 618.15; 1.7: 247.26; 1.8: 8.4594; 1.9: 2060.5; 2: 65.621; 2.1: 101.4206; 2.2: 4186.1902; 2.3: 64.7018; 2.4: -4558.6567; 2.5: -70.4587
| 2 | 95.15 | 1: -37.7027; 1.1: -375.4827; 1.2: -0.50353; 1.3: 618.475; 1.4: -5.8004; 1.5: -375.4827; 1.6: 618.475; 1.7: 247.39; 1.8: 8.4594; 1.9: 2061.5833; 2: 65.6555; 2.1: 101.4621; 2.2: 4188.8815; 2.3: 64.7094; 2.4: -4564.3642; 2.5: -70.5098
| 2 | 95.2 | 1: -37.9875; 1.1: -378.5179; 1.2: -0.5076; 1.3: 618.8; 1.4: -5.8442; 1.5: -378.5179; 1.6: 618.8; 1.7: 247.52; 1.8: 8.4594; 1.9: 2062.6667; 2: 65.69; 2.1: 101.5037; 2.2: 4191.5639; 2.3: 64.7169; 2.4: -4570.0818; 2.5: -70.5611
| 2 | 95.25 | 1: -38.2739; 1.1: -381.572; 1.2: -0.5117; 1.3: 619.125; 1.4: -5.8883; 1.5: -381.572; 1.6: 619.125; 1.7: 247.65; 1.8: 8.4594; 1.9: 2063.75; 2: 65.7245; 2.1: 101.5456; 2.2: 4194.2373; 2.3: 64.7241; 2.4: -4575.8093; 2.5: -70.6124
| 2 | 95.3 | 1: -38.562; 1.1: -384.6453; 1.2: -0.51582; 1.3: 619.45; 1.4: -5.9326; 1.5: -384.6453; 1.6: 619.45; 1.7: 247.78; 1.8: 8.4594; 1.9: 2064.8333; 2: 65.759; 2.1: 101.5877; 2.2: 4196.9017; 2.3: 64.7313; 2.4: -4581.547; 2.5: -70.6639
| 2 | 95.35 | 1: -38.8516; 1.1: -387.7378; 1.2: -0.51996; 1.3: 619.775; 1.4: -5.9772; 1.5: -387.7378; 1.6: 619.775; 1.7: 247.91; 1.8: 8.4594; 1.9: 2065.9167; 2: 65.7935; 2.1: 101.63; 2.2: 4199.557; 2.3: 64.7383; 2.4: -4587.2948; 2.5: -70.7154
| 2 | 95.4 | 1: -39.1429; 1.1: -390.8496; 1.2: -0.52414; 1.3: 620.1; 1.4: -6.022; 1.5: -390.8496; 1.6: 620.1; 1.7: 248.04; 1.8: 8.4594; 1.9: 2067; 2: 65.828; 2.1: 101.6726; 2.2: 4202.2032; 2.3: 64.7451; 2.4: -4593.0528; 2.5: -70.7671
| 2 | 95.45 | 1: -39.4358; 1.1: -393.9808; 1.2: -0.52834; 1.3: 620.425; 1.4: -6.067; 1.5: -393.9808; 1.6: 620.425; 1.7: 248.17; 1.8: 8.4594; 1.9: 2068.0833; 2: 65.8625; 2.1: 101.7154; 2.2: 4204.8403; 2.3: 64.7518; 2.4: -4598.821; 2.5: -70.8188
| 2 | 95.5 | 1: -39.7304; 1.1: -397.1314; 1.2: -0.53256; 1.3: 620.75; 1.4: -6.1124; 1.5: -397.1314; 1.6: 620.75; 1.7: 248.3; 1.8: 8.4594; 1.9: 2069.1667; 2: 65.897; 2.1: 101.7584; 2.2: 4207.4681; 2.3: 64.7583; 2.4: -4604.5996; 2.5: -70.8707
| 2 | 95.55 | 1: -40.0266; 1.1: -400.3017; 1.2: -0.53681; 1.3: 621.075; 1.4: -6.1579; 1.5: -400.3017; 1.6: 621.075; 1.7: 248.43; 1.8: 8.4594; 1.9: 2070.25; 2: 65.9315; 2.1: 101.8016; 2.2: 4210.0868; 2.3: 64.7647; 2.4: -4610.3884; 2.5: -70.9227
| 2 | 95.6 | 1: -40.3244; 1.1: -403.4916; 1.2: -0.54109; 1.3: 621.4; 1.4: -6.2038; 1.5: -403.4916; 1.6: 621.4; 1.7: 248.56; 1.8: 8.4594; 1.9: 2071.3333; 2: 65.966; 2.1: 101.845; 2.2: 4212.6961; 2.3: 64.771; 2.4: -4616.1877; 2.5: -70.9747
| 2 | 95.65 | 1: -40.6239; 1.1: -406.7012; 1.2: -0.5454; 1.3: 621.725; 1.4: -6.2498; 1.5: -406.7012; 1.6: 621.725; 1.7: 248.69; 1.8: 8.4594; 1.9: 2072.4167; 2: 66.0005; 2.1: 101.8887; 2.2: 4215.2962; 2.3: 64.7771; 2.4: -4621.9974; 2.5: -71.0269
| 2 | 95.7 | 1: -40.9251; 1.1: -409.9307; 1.2: -0.54973; 1.3: 622.05; 1.4: -6.2962; 1.5: -409.9307; 1.6: 622.05; 1.7: 248.82; 1.8: 8.4594; 1.9: 2073.5; 2: 66.035; 2.1: 101.9326; 2.2: 4217.8869; 2.3: 64.783; 2.4: -4627.8176; 2.5: -71.0792
| 2 | 95.75 | 1: -41.228; 1.1: -413.1801; 1.2: -0.55408; 1.3: 622.375; 1.4: -6.3428; 1.5: -413.1801; 1.6: 622.375; 1.7: 248.95; 1.8: 8.4594; 1.9: 2074.5833; 2: 66.0695; 2.1: 101.9767; 2.2: 4220.4681; 2.3: 64.7888; 2.4: -4633.6483; 2.5: -71.1316
| 2 | 95.8 | 1: -41.5325; 1.1: -416.4496; 1.2: -0.55847; 1.3: 622.7; 1.4: -6.3896; 1.5: -416.4496; 1.6: 622.7; 1.7: 249.08; 1.8: 8.4594; 1.9: 2075.6667; 2: 66.104; 2.1: 102.0211; 2.2: 4223.04; 2.3: 64.7945; 2.4: -4639.4896; 2.5: -71.1841
| 2 | 95.85 | 1: -41.8388; 1.1: -419.7392; 1.2: -0.56288; 1.3: 623.025; 1.4: -6.4367; 1.5: -419.7392; 1.6: 623.025; 1.7: 249.21; 1.8: 8.4594; 1.9: 2076.75; 2: 66.1385; 2.1: 102.0657; 2.2: 4225.6023; 2.3: 64.8; 2.4: -4645.3415; 2.5: -71.2367
| 2 | 95.9 | 1: -42.1467; 1.1: -423.049; 1.2: -0.56732; 1.3: 623.35; 1.4: -6.4841; 1.5: -423.049; 1.6: 623.35; 1.7: 249.34; 1.8: 8.4594; 1.9: 2077.8333; 2: 66.173; 2.1: 102.1105; 2.2: 4228.1552; 2.3: 64.8053; 2.4: -4651.2041; 2.5: -71.2894
| 2 | 95.95 | 1: -42.4563; 1.1: -426.379; 1.2: -0.57178; 1.3: 623.675; 1.4: -6.5317; 1.5: -426.379; 1.6: 623.675; 1.7: 249.47; 1.8: 8.4594; 1.9: 2078.9167; 2: 66.2075; 2.1: 102.1556; 2.2: 4230.6984; 2.3: 64.8105; 2.4: -4657.0775; 2.5: -71.3422
| 2 | 96 | 1: -42.7677; 1.1: -429.7295; 1.2: -0.57628; 1.3: 624; 1.4: -6.5796; 1.5: -429.7295; 1.6: 624; 1.7: 249.6; 1.8: 8.4594; 1.9: 2080; 2: 66.242; 2.1: 102.2009; 2.2: 4233.232; 2.3: 64.8155; 2.4: -4662.9616; 2.5: -71.3952
| 2 | 96.05 | 1: -43.0807; 1.1: -433.1005; 1.2: -0.5808; 1.3: 624.325; 1.4: -6.6278; 1.5: -433.1005; 1.6: 624.325; 1.7: 249.73; 1.8: 8.4594; 1.9: 2081.0833; 2: 66.2765; 2.1: 102.2464; 2.2: 4235.756; 2.3: 64.8204; 2.4: -4668.8566; 2.5: -71.4482
| 2 | 96.1 | 1: -43.3955; 1.1: -436.4921; 1.2: -0.58535; 1.3: 624.65; 1.4: -6.6762; 1.5: -436.4921; 1.6: 624.65; 1.7: 249.86; 1.8: 8.4594; 1.9: 2082.1667; 2: 66.311; 2.1: 102.2922; 2.2: 4238.2703; 2.3: 64.8251; 2.4: -4674.7624; 2.5: -71.5014
| 2 | 96.15 | 1: -43.712; 1.1: -439.9044; 1.2: -0.58992; 1.3: 624.975; 1.4: -6.7249; 1.5: -439.9044; 1.6: 624.975; 1.7: 249.99; 1.8: 8.4594; 1.9: 2083.25; 2: 66.3455; 2.1: 102.3382; 2.2: 4240.7749; 2.3: 64.8297; 2.4: -4680.6792; 2.5: -71.5546
| 2 | 96.2 | 1: -44.0302; 1.1: -443.3374; 1.2: -0.59453; 1.3: 625.3; 1.4: -6.7739; 1.5: -443.3374; 1.6: 625.3; 1.7: 250.12; 1.8: 8.4594; 1.9: 2084.3333; 2: 66.38; 2.1: 102.3844; 2.2: 4243.2696; 2.3: 64.8341; 2.4: -4686.6071; 2.5: -71.608
| 2 | 96.25 | 1: -44.3502; 1.1: -446.7913; 1.2: -0.59916; 1.3: 625.625; 1.4: -6.8231; 1.5: -446.7913; 1.6: 625.625; 1.7: 250.25; 1.8: 8.4594; 1.9: 2085.4167; 2: 66.4145; 2.1: 102.4309; 2.2: 4245.7546; 2.3: 64.8384; 2.4: -4692.5459; 2.5: -71.6615
| 2 | 96.3 | 1: -44.6719; 1.1: -450.2662; 1.2: -0.60382; 1.3: 625.95; 1.4: -6.8726; 1.5: -450.2662; 1.6: 625.95; 1.7: 250.38; 1.8: 8.4594; 1.9: 2086.5; 2: 66.449; 2.1: 102.4776; 2.2: 4248.2297; 2.3: 64.8425; 2.4: -4698.4959; 2.5: -71.7151
| 2 | 96.35 | 1: -44.9954; 1.1: -453.7621; 1.2: -0.60851; 1.3: 626.275; 1.4: -6.9224; 1.5: -453.7621; 1.6: 626.275; 1.7: 250.51; 1.8: 8.4594; 1.9: 2087.5833; 2: 66.4835; 2.1: 102.5245; 2.2: 4250.6948; 2.3: 64.8465; 2.4: -4704.457; 2.5: -71.7689
| 2 | 96.4 | 1: -45.3206; 1.1: -457.2793; 1.2: -0.61322; 1.3: 626.6; 1.4: -6.9724; 1.5: -457.2793; 1.6: 626.6; 1.7: 250.64; 1.8: 8.4594; 1.9: 2088.6667; 2: 66.518; 2.1: 102.5717; 2.2: 4253.15; 2.3: 64.8503; 2.4: -4710.4293; 2.5: -71.8227
| 2 | 96.45 | 1: -45.6477; 1.1: -460.8176; 1.2: -0.61797; 1.3: 626.925; 1.4: -7.0227; 1.5: -460.8176; 1.6: 626.925; 1.7: 250.77; 1.8: 8.4594; 1.9: 2089.75; 2: 66.5525; 2.1: 102.6191; 2.2: 4255.5953; 2.3: 64.8539; 2.4: -4716.4129; 2.5: -71.8767
| 2 | 96.5 | 1: -45.9764; 1.1: -464.3773; 1.2: -0.62274; 1.3: 627.25; 1.4: -7.0733; 1.5: -464.3773; 1.6: 627.25; 1.7: 250.9; 1.8: 8.4594; 1.9: 2090.8333; 2: 66.587; 2.1: 102.6668; 2.2: 4258.0305; 2.3: 64.8574; 2.4: -4722.4078; 2.5: -71.9307
| 2 | 96.55 | 1: -46.307; 1.1: -467.9585; 1.2: -0.62754; 1.3: 627.575; 1.4: -7.1242; 1.5: -467.9585; 1.6: 627.575; 1.7: 251.03; 1.8: 8.4594; 1.9: 2091.9167; 2: 66.6215; 2.1: 102.7147; 2.2: 4260.4556; 2.3: 64.8608; 2.4: -4728.4141; 2.5: -71.9849
| 2 | 96.6 | 1: -46.6394; 1.1: -471.5612; 1.2: -0.63237; 1.3: 627.9; 1.4: -7.1753; 1.5: -471.5612; 1.6: 627.9; 1.7: 251.16; 1.8: 8.4594; 1.9: 2093; 2: 66.6561; 2.1: 102.7629; 2.2: 4262.8706; 2.3: 64.8639; 2.4: -4734.4318; 2.5: -72.0392
| 2 | 96.65 | 1: -46.9735; 1.1: -475.1855; 1.2: -0.63723; 1.3: 628.225; 1.4: -7.2267; 1.5: -475.1855; 1.6: 628.225; 1.7: 251.29; 1.8: 8.4594; 1.9: 2094.0833; 2: 66.6906; 2.1: 102.8113; 2.2: 4265.2754; 2.3: 64.8669; 2.4: -4740.461; 2.5: -72.0936
| 2 | 96.7 | 1: -47.3095; 1.1: -478.8316; 1.2: -0.64212; 1.3: 628.55; 1.4: -7.2784; 1.5: -478.8316; 1.6: 628.55; 1.7: 251.42; 1.8: 8.4594; 1.9: 2095.1667; 2: 66.7251; 2.1: 102.86; 2.2: 4267.6701; 2.3: 64.8698; 2.4: -4746.5017; 2.5: -72.1482
| 2 | 96.75 | 1: -47.6472; 1.1: -482.4995; 1.2: -0.64704; 1.3: 628.875; 1.4: -7.3303; 1.5: -482.4995; 1.6: 628.875; 1.7: 251.55; 1.8: 8.4594; 1.9: 2096.25; 2: 66.7596; 2.1: 102.9089; 2.2: 4270.0545; 2.3: 64.8725; 2.4: -4752.554; 2.5: -72.2028
| 2 | 96.8 | 1: -47.9868; 1.1: -486.1894; 1.2: -0.65199; 1.3: 629.2; 1.4: -7.3826; 1.5: -486.1894; 1.6: 629.2; 1.7: 251.68; 1.8: 8.4594; 1.9: 2097.3333; 2: 66.7941; 2.1: 102.958; 2.2: 4272.4286; 2.3: 64.8751; 2.4: -4758.618; 2.5: -72.2576
| 2 | 96.85 | 1: -48.3282; 1.1: -489.9013; 1.2: -0.65697; 1.3: 629.525; 1.4: -7.4351; 1.5: -489.9013; 1.6: 629.525; 1.7: 251.81; 1.8: 8.4594; 1.9: 2098.4167; 2: 66.8286; 2.1: 103.0074; 2.2: 4274.7924; 2.3: 64.8774; 2.4: -4764.6937; 2.5: -72.3125
| 2 | 96.9 | 1: -48.6714; 1.1: -493.6354; 1.2: -0.66198; 1.3: 629.85; 1.4: -7.4879; 1.5: -493.6354; 1.6: 629.85; 1.7: 251.94; 1.8: 8.4594; 1.9: 2099.5; 2: 66.8631; 2.1: 103.057; 2.2: 4277.1458; 2.3: 64.8797; 2.4: -4770.7812; 2.5: -72.3676
| 2 | 96.95 | 1: -49.0165; 1.1: -497.3916; 1.2: -0.66701; 1.3: 630.175; 1.4: -7.541; 1.5: -497.3916; 1.6: 630.175; 1.7: 252.07; 1.8: 8.4594; 1.9: 2100.5833; 2: 66.8976; 2.1: 103.1069; 2.2: 4279.4888; 2.3: 64.8817; 2.4: -4776.8805; 2.5: -72.4227
| 2 | 97 | 1: -49.3634; 1.1: -501.1702; 1.2: -0.67208; 1.3: 630.5; 1.4: -7.5944; 1.5: -501.1702; 1.6: 630.5; 1.7: 252.2; 1.8: 8.4594; 1.9: 2101.6667; 2: 66.9321; 2.1: 103.1571; 2.2: 4281.8214; 2.3: 64.8836; 2.4: -4782.9917; 2.5: -72.478
| 2 | 97.05 | 1: -49.7122; 1.1: -504.9713; 1.2: -0.67718; 1.3: 630.825; 1.4: -7.648; 1.5: -504.9713; 1.6: 630.825; 1.7: 252.33; 1.8: 8.4594; 1.9: 2102.75; 2: 66.9666; 2.1: 103.2075; 2.2: 4284.1435; 2.3: 64.8854; 2.4: -4789.1148; 2.5: -72.5334
| 2 | 97.1 | 1: -50.0628; 1.1: -508.7949; 1.2: -0.68231; 1.3: 631.15; 1.4: -7.702; 1.5: -508.7949; 1.6: 631.15; 1.7: 252.46; 1.8: 8.4594; 1.9: 2103.8333; 2: 67.0011; 2.1: 103.2582; 2.2: 4286.455; 2.3: 64.8869; 2.4: -4795.2499; 2.5: -72.5889
| 2 | 97.15 | 1: -50.4153; 1.1: -512.6411; 1.2: -0.68746; 1.3: 631.475; 1.4: -7.7562; 1.5: -512.6411; 1.6: 631.475; 1.7: 252.59; 1.8: 8.4594; 1.9: 2104.9167; 2: 67.0356; 2.1: 103.3091; 2.2: 4288.756; 2.3: 64.8884; 2.4: -4801.3971; 2.5: -72.6446
| 2 | 97.2 | 1: -50.7696; 1.1: -516.5101; 1.2: -0.69265; 1.3: 631.8; 1.4: -7.8107; 1.5: -516.5101; 1.6: 631.8; 1.7: 252.72; 1.8: 8.4594; 1.9: 2106; 2: 67.0701; 2.1: 103.3602; 2.2: 4291.0463; 2.3: 64.8896; 2.4: -4807.5564; 2.5: -72.7003
| 2 | 97.25 | 1: -51.1259; 1.1: -520.4019; 1.2: -0.69787; 1.3: 632.125; 1.4: -7.8655; 1.5: -520.4019; 1.6: 632.125; 1.7: 252.85; 1.8: 8.4594; 1.9: 2107.0833; 2: 67.1046; 2.1: 103.4117; 2.2: 4293.326; 2.3: 64.8907; 2.4: -4813.7279; 2.5: -72.7562
| 2 | 97.3 | 1: -51.484; 1.1: -524.3166; 1.2: -0.70312; 1.3: 632.45; 1.4: -7.9206; 1.5: -524.3166; 1.6: 632.45; 1.7: 252.98; 1.8: 8.4594; 1.9: 2108.1667; 2: 67.1391; 2.1: 103.4634; 2.2: 4295.595; 2.3: 64.8916; 2.4: -4819.9116; 2.5: -72.8123
| 2 | 97.35 | 1: -51.844; 1.1: -528.2544; 1.2: -0.7084; 1.3: 632.775; 1.4: -7.976; 1.5: -528.2544; 1.6: 632.775; 1.7: 253.11; 1.8: 8.4594; 1.9: 2109.25; 2: 67.1736; 2.1: 103.5153; 2.2: 4297.8533; 2.3: 64.8924; 2.4: -4826.1077; 2.5: -72.8684
| 2 | 97.4 | 1: -52.206; 1.1: -532.2153; 1.2: -0.71371; 1.3: 633.1; 1.4: -8.0317; 1.5: -532.2153; 1.6: 633.1; 1.7: 253.24; 1.8: 8.4594; 1.9: 2110.3333; 2: 67.2081; 2.1: 103.5675; 2.2: 4300.1008; 2.3: 64.893; 2.4: -4832.3161; 2.5: -72.9247
| 2 | 97.45 | 1: -52.5698; 1.1: -536.1995; 1.2: -0.71906; 1.3: 633.425; 1.4: -8.0877; 1.5: -536.1995; 1.6: 633.425; 1.7: 253.37; 1.8: 8.4594; 1.9: 2111.4167; 2: 67.2426; 2.1: 103.62; 2.2: 4302.3374; 2.3: 64.8935; 2.4: -4838.5369; 2.5: -72.9811
| 2 | 97.5 | 1: -52.9355; 1.1: -540.2071; 1.2: -0.72443; 1.3: 633.75; 1.4: -8.1439; 1.5: -540.2071; 1.6: 633.75; 1.7: 253.5; 1.8: 8.4594; 1.9: 2112.5; 2: 67.2771; 2.1: 103.6727; 2.2: 4304.5632; 2.3: 64.8937; 2.4: -4844.7702; 2.5: -73.0377
| 2 | 97.55 | 1: -53.3032; 1.1: -544.238; 1.2: -0.72984; 1.3: 634.075; 1.4: -8.2005; 1.5: -544.238; 1.6: 634.075; 1.7: 253.63; 1.8: 8.4594; 1.9: 2113.5833; 2: 67.3116; 2.1: 103.7257; 2.2: 4306.7781; 2.3: 64.8938; 2.4: -4851.0161; 2.5: -73.0943
| 2 | 97.6 | 1: -53.6728; 1.1: -548.2926; 1.2: -0.73527; 1.3: 634.4; 1.4: -8.2574; 1.5: -548.2926; 1.6: 634.4; 1.7: 253.76; 1.8: 8.4594; 1.9: 2114.6667; 2: 67.3461; 2.1: 103.7789; 2.2: 4308.982; 2.3: 64.8938; 2.4: -4857.2746; 2.5: -73.1511
| 2 | 97.65 | 1: -54.0443; 1.1: -552.3708; 1.2: -0.74074; 1.3: 634.725; 1.4: -8.3145; 1.5: -552.3708; 1.6: 634.725; 1.7: 253.89; 1.8: 8.4594; 1.9: 2115.75; 2: 67.3806; 2.1: 103.8324; 2.2: 4311.175; 2.3: 64.8936; 2.4: -4863.5458; 2.5: -73.2081
| 2 | 97.7 | 1: -54.4178; 1.1: -556.4728; 1.2: -0.74624; 1.3: 635.05; 1.4: -8.372; 1.5: -556.4728; 1.6: 635.05; 1.7: 254.02; 1.8: 8.4594; 1.9: 2116.8333; 2: 67.4151; 2.1: 103.8862; 2.2: 4313.3569; 2.3: 64.8932; 2.4: -4869.8297; 2.5: -73.2652
| 2 | 97.75 | 1: -54.7932; 1.1: -560.5987; 1.2: -0.75178; 1.3: 635.375; 1.4: -8.4297; 1.5: -560.5987; 1.6: 635.375; 1.7: 254.15; 1.8: 8.4594; 1.9: 2117.9167; 2: 67.4496; 2.1: 103.9403; 2.2: 4315.5278; 2.3: 64.8926; 2.4: -4876.1264; 2.5: -73.3224
| 2 | 97.8 | 1: -55.1706; 1.1: -564.7485; 1.2: -0.75734; 1.3: 635.7; 1.4: -8.4878; 1.5: -564.7485; 1.6: 635.7; 1.7: 254.28; 1.8: 8.4594; 1.9: 2119; 2: 67.4841; 2.1: 103.9946; 2.2: 4317.6875; 2.3: 64.8919; 2.4: -4882.436; 2.5: -73.3797
| 2 | 97.85 | 1: -55.55; 1.1: -568.9224; 1.2: -0.76294; 1.3: 636.025; 1.4: -8.5461; 1.5: -568.9224; 1.6: 636.025; 1.7: 254.41; 1.8: 8.4594; 1.9: 2120.0833; 2: 67.5186; 2.1: 104.0492; 2.2: 4319.8361; 2.3: 64.891; 2.4: -4888.7585; 2.5: -73.4372
| 2 | 97.9 | 1: -55.9313; 1.1: -573.1205; 1.2: -0.76857; 1.3: 636.35; 1.4: -8.6048; 1.5: -573.1205; 1.6: 636.35; 1.7: 254.54; 1.8: 8.4594; 1.9: 2121.1667; 2: 67.5531; 2.1: 104.104; 2.2: 4321.9735; 2.3: 64.89; 2.4: -4895.0941; 2.5: -73.4948
| 2 | 97.95 | 1: -56.3146; 1.1: -577.3429; 1.2: -0.77423; 1.3: 636.675; 1.4: -8.6638; 1.5: -577.3429; 1.6: 636.675; 1.7: 254.67; 1.8: 8.4594; 1.9: 2122.25; 2: 67.5876; 2.1: 104.1591; 2.2: 4324.0997; 2.3: 64.8888; 2.4: -4901.4426; 2.5: -73.5526
| 2 | 98 | 1: -56.6999; 1.1: -581.5898; 1.2: -0.77992; 1.3: 637; 1.4: -8.7231; 1.5: -581.5898; 1.6: 637; 1.7: 254.8; 1.8: 8.4594; 1.9: 2123.3333; 2: 67.6221; 2.1: 104.2145; 2.2: 4326.2146; 2.3: 64.8874; 2.4: -4907.8044; 2.5: -73.6104
| 2 | 98.05 | 1: -57.0872; 1.1: -585.8611; 1.2: -0.78565; 1.3: 637.325; 1.4: -8.7826; 1.5: -585.8611; 1.6: 637.325; 1.7: 254.93; 1.8: 8.4594; 1.9: 2124.4167; 2: 67.6566; 2.1: 104.2702; 2.2: 4328.3182; 2.3: 64.8858; 2.4: -4914.1793; 2.5: -73.6685
| 2 | 98.1 | 1: -57.4765; 1.1: -590.157; 1.2: -0.79141; 1.3: 637.65; 1.4: -8.8425; 1.5: -590.157; 1.6: 637.65; 1.7: 255.06; 1.8: 8.4594; 1.9: 2125.5; 2: 67.6911; 2.1: 104.3261; 2.2: 4330.4105; 2.3: 64.8841; 2.4: -4920.5675; 2.5: -73.7266
| 2 | 98.15 | 1: -57.8678; 1.1: -594.4777; 1.2: -0.79721; 1.3: 637.975; 1.4: -8.9027; 1.5: -594.4777; 1.6: 637.975; 1.7: 255.19; 1.8: 8.4594; 1.9: 2126.5833; 2: 67.7256; 2.1: 104.3824; 2.2: 4332.4913; 2.3: 64.8822; 2.4: -4926.969; 2.5: -73.7849
| 2 | 98.2 | 1: -58.2611; 1.1: -598.8232; 1.2: -0.80304; 1.3: 638.3; 1.4: -8.9632; 1.5: -598.8232; 1.6: 638.3; 1.7: 255.32; 1.8: 8.4594; 1.9: 2127.6667; 2: 67.7601; 2.1: 104.4389; 2.2: 4334.5608; 2.3: 64.8802; 2.4: -4933.384; 2.5: -73.8434
| 2 | 98.25 | 1: -58.6565; 1.1: -603.1936; 1.2: -0.8089; 1.3: 638.625; 1.4: -9.0241; 1.5: -603.1936; 1.6: 638.625; 1.7: 255.45; 1.8: 8.4594; 1.9: 2128.75; 2: 67.7946; 2.1: 104.4956; 2.2: 4336.6187; 2.3: 64.8779; 2.4: -4939.8124; 2.5: -73.902
| 2 | 98.3 | 1: -59.0538; 1.1: -607.5891; 1.2: -0.81479; 1.3: 638.95; 1.4: -9.0852; 1.5: -607.5891; 1.6: 638.95; 1.7: 255.58; 1.8: 8.4594; 1.9: 2129.8333; 2: 67.8291; 2.1: 104.5527; 2.2: 4338.6652; 2.3: 64.8755; 2.4: -4946.2543; 2.5: -73.9607
| 2 | 98.35 | 1: -59.4532; 1.1: -612.0098; 1.2: -0.82072; 1.3: 639.275; 1.4: -9.1467; 1.5: -612.0098; 1.6: 639.275; 1.7: 255.71; 1.8: 8.4594; 1.9: 2130.9167; 2: 67.8636; 2.1: 104.61; 2.2: 4340.7001; 2.3: 64.873; 2.4: -4952.7098; 2.5: -74.0196
| 2 | 98.4 | 1: -59.8547; 1.1: -616.4557; 1.2: -0.82668; 1.3: 639.6; 1.4: -9.2084; 1.5: -616.4557; 1.6: 639.6; 1.7: 255.84; 1.8: 8.4594; 1.9: 2132; 2: 67.8981; 2.1: 104.6676; 2.2: 4342.7234; 2.3: 64.8702; 2.4: -4959.1791; 2.5: -74.0786
| 2 | 98.45 | 1: -60.2582; 1.1: -620.927; 1.2: -0.83268; 1.3: 639.925; 1.4: -9.2705; 1.5: -620.927; 1.6: 639.925; 1.7: 255.97; 1.8: 8.4594; 1.9: 2133.0833; 2: 67.9326; 2.1: 104.7255; 2.2: 4344.7351; 2.3: 64.8673; 2.4: -4965.662; 2.5: -74.1378
| 2 | 98.5 | 1: -60.6638; 1.1: -625.4238; 1.2: -0.83871; 1.3: 640.25; 1.4: -9.3329; 1.5: -625.4238; 1.6: 640.25; 1.7: 256.1; 1.8: 8.4594; 1.9: 2134.1667; 2: 67.9671; 2.1: 104.7836; 2.2: 4346.7351; 2.3: 64.8642; 2.4: -4972.1588; 2.5: -74.1971
| 2 | 98.55 | 1: -61.0715; 1.1: -629.9461; 1.2: -0.84477; 1.3: 640.575; 1.4: -9.3956; 1.5: -629.9461; 1.6: 640.575; 1.7: 256.23; 1.8: 8.4594; 1.9: 2135.25; 2: 68.0016; 2.1: 104.8421; 2.2: 4348.7234; 2.3: 64.861; 2.4: -4978.6695; 2.5: -74.2566
| 2 | 98.6 | 1: -61.4812; 1.1: -634.4942; 1.2: -0.85087; 1.3: 640.9; 1.4: -9.4586; 1.5: -634.4942; 1.6: 640.9; 1.7: 256.36; 1.8: 8.4594; 1.9: 2136.3333; 2: 68.0361; 2.1: 104.9008; 2.2: 4350.6999; 2.3: 64.8575; 2.4: -4985.1942; 2.5: -74.3162
| 2 | 98.65 | 1: -61.893; 1.1: -639.0681; 1.2: -0.857; 1.3: 641.225; 1.4: -9.522; 1.5: -639.0681; 1.6: 641.225; 1.7: 256.49; 1.8: 8.4594; 1.9: 2137.4167; 2: 68.0706; 2.1: 104.9598; 2.2: 4352.6647; 2.3: 64.8539; 2.4: -4991.7328; 2.5: -74.3759
| 2 | 98.7 | 1: -62.3069; 1.1: -643.668; 1.2: -0.86317; 1.3: 641.55; 1.4: -9.5857; 1.5: -643.668; 1.6: 641.55; 1.7: 256.62; 1.8: 8.4594; 1.9: 2138.5; 2: 68.1051; 2.1: 105.0191; 2.2: 4354.6176; 2.3: 64.8502; 2.4: -4998.2856; 2.5: -74.4359
| 2 | 98.75 | 1: -62.7229; 1.1: -648.2939; 1.2: -0.86938; 1.3: 641.875; 1.4: -9.6497; 1.5: -648.2939; 1.6: 641.875; 1.7: 256.75; 1.8: 8.4594; 1.9: 2139.5833; 2: 68.1396; 2.1: 105.0787; 2.2: 4356.5587; 2.3: 64.8462; 2.4: -5004.8526; 2.5: -74.4959
| 2 | 98.8 | 1: -63.1411; 1.1: -652.9459; 1.2: -0.87561; 1.3: 642.2; 1.4: -9.714; 1.5: -652.9459; 1.6: 642.2; 1.7: 256.88; 1.8: 8.4594; 1.9: 2140.6667; 2: 68.1741; 2.1: 105.1386; 2.2: 4358.4879; 2.3: 64.8421; 2.4: -5011.4338; 2.5: -74.5561
| 2 | 98.85 | 1: -63.5613; 1.1: -657.6242; 1.2: -0.88189; 1.3: 642.525; 1.4: -9.7787; 1.5: -657.6242; 1.6: 642.525; 1.7: 257.01; 1.8: 8.4594; 1.9: 2141.75; 2: 68.2086; 2.1: 105.1988; 2.2: 4360.4051; 2.3: 64.8378; 2.4: -5018.0293; 2.5: -74.6165
| 2 | 98.9 | 1: -63.9837; 1.1: -662.3289; 1.2: -0.8882; 1.3: 642.85; 1.4: -9.8436; 1.5: -662.3289; 1.6: 642.85; 1.7: 257.14; 1.8: 8.4594; 1.9: 2142.8333; 2: 68.2431; 2.1: 105.2592; 2.2: 4362.3104; 2.3: 64.8334; 2.4: -5024.6393; 2.5: -74.677
| 2 | 98.95 | 1: -64.4081; 1.1: -667.0601; 1.2: -0.89454; 1.3: 643.175; 1.4: -9.9089; 1.5: -667.0601; 1.6: 643.175; 1.7: 257.27; 1.8: 8.4594; 1.9: 2143.9167; 2: 68.2776; 2.1: 105.32; 2.2: 4364.2036; 2.3: 64.8287; 2.4: -5031.2637; 2.5: -74.7377
| 2 | 99 | 1: -64.8348; 1.1: -671.8179; 1.2: -0.90092; 1.3: 643.5; 1.4: -9.9746; 1.5: -671.8179; 1.6: 643.5; 1.7: 257.4; 1.8: 8.4594; 1.9: 2145; 2: 68.3121; 2.1: 105.381; 2.2: 4366.0848; 2.3: 64.8239; 2.4: -5037.9027; 2.5: -74.7985
| 2 | 99.05 | 1: -65.2635; 1.1: -676.6024; 1.2: -0.90734; 1.3: 643.825; 1.4: -10.0405; 1.5: -676.6024; 1.6: 643.825; 1.7: 257.53; 1.8: 8.4594; 1.9: 2146.0833; 2: 68.3466; 2.1: 105.4424; 2.2: 4367.9538; 2.3: 64.8189; 2.4: -5044.5562; 2.5: -74.8595
| 2 | 99.1 | 1: -65.6945; 1.1: -681.4138; 1.2: -0.91379; 1.3: 644.15; 1.4: -10.1068; 1.5: -681.4138; 1.6: 644.15; 1.7: 257.66; 1.8: 8.4594; 1.9: 2147.1667; 2: 68.3811; 2.1: 105.504; 2.2: 4369.8108; 2.3: 64.8138; 2.4: -5051.2245; 2.5: -74.9206
| 2 | 99.15 | 1: -66.1276; 1.1: -686.2521; 1.2: -0.92028; 1.3: 644.475; 1.4: -10.1735; 1.5: -686.2521; 1.6: 644.475; 1.7: 257.79; 1.8: 8.4594; 1.9: 2148.25; 2: 68.4156; 2.1: 105.5659; 2.2: 4371.6555; 2.3: 64.8084; 2.4: -5057.9076; 2.5: -74.9819
| 2 | 99.2 | 1: -66.5628; 1.1: -691.1174; 1.2: -0.9268; 1.3: 644.8; 1.4: -10.2404; 1.5: -691.1174; 1.6: 644.8; 1.7: 257.92; 1.8: 8.4594; 1.9: 2149.3333; 2: 68.4501; 2.1: 105.6281; 2.2: 4373.4881; 2.3: 64.8029; 2.4: -5064.6055; 2.5: -75.0433
| 2 | 99.25 | 1: -67.0003; 1.1: -696.01; 1.2: -0.93336; 1.3: 645.125; 1.4: -10.3077; 1.5: -696.01; 1.6: 645.125; 1.7: 258.05; 1.8: 8.4594; 1.9: 2150.4167; 2: 68.4846; 2.1: 105.6907; 2.2: 4375.3084; 2.3: 64.7972; 2.4: -5071.3184; 2.5: -75.105
| 2 | 99.3 | 1: -67.4399; 1.1: -700.9298; 1.2: -0.93996; 1.3: 645.45; 1.4: -10.3754; 1.5: -700.9298; 1.6: 645.45; 1.7: 258.18; 1.8: 8.4594; 1.9: 2151.5; 2: 68.5191; 2.1: 105.7535; 2.2: 4377.1164; 2.3: 64.7914; 2.4: -5078.0462; 2.5: -75.1667
| 2 | 99.35 | 1: -67.8817; 1.1: -705.8771; 1.2: -0.9466; 1.3: 645.775; 1.4: -10.4433; 1.5: -705.8771; 1.6: 645.775; 1.7: 258.31; 1.8: 8.4594; 1.9: 2152.5833; 2: 68.5536; 2.1: 105.8166; 2.2: 4378.912; 2.3: 64.7853; 2.4: -5084.7891; 2.5: -75.2287
| 2 | 99.4 | 1: -68.3257; 1.1: -710.8519; 1.2: -0.95327; 1.3: 646.1; 1.4: -10.5117; 1.5: -710.8519; 1.6: 646.1; 1.7: 258.44; 1.8: 8.4594; 1.9: 2153.6667; 2: 68.5881; 2.1: 105.88; 2.2: 4380.6954; 2.3: 64.7791; 2.4: -5091.5473; 2.5: -75.2908
| 2 | 99.45 | 1: -68.772; 1.1: -715.8543; 1.2: -0.95998; 1.3: 646.425; 1.4: -10.5803; 1.5: -715.8543; 1.6: 646.425; 1.7: 258.57; 1.8: 8.4594; 1.9: 2154.75; 2: 68.6226; 2.1: 105.9437; 2.2: 4382.4663; 2.3: 64.7727; 2.4: -5098.3206; 2.5: -75.353
| 2 | 99.5 | 1: -69.2204; 1.1: -720.8846; 1.2: -0.96672; 1.3: 646.75; 1.4: -10.6493; 1.5: -720.8846; 1.6: 646.75; 1.7: 258.7; 1.8: 8.4594; 1.9: 2155.8333; 2: 68.6571; 2.1: 106.0077; 2.2: 4384.2247; 2.3: 64.7661; 2.4: -5105.1093; 2.5: -75.4154
| 2 | 99.55 | 1: -69.6711; 1.1: -725.9426; 1.2: -0.97351; 1.3: 647.075; 1.4: -10.7186; 1.5: -725.9426; 1.6: 647.075; 1.7: 258.83; 1.8: 8.4594; 1.9: 2156.9167; 2: 68.6916; 2.1: 106.0721; 2.2: 4385.9707; 2.3: 64.7594; 2.4: -5111.9134; 2.5: -75.478
| 2 | 99.6 | 1: -70.124; 1.1: -731.0287; 1.2: -0.98033; 1.3: 647.4; 1.4: -10.7883; 1.5: -731.0287; 1.6: 647.4; 1.7: 258.96; 1.8: 8.4594; 1.9: 2158; 2: 68.7261; 2.1: 106.1367; 2.2: 4387.7042; 2.3: 64.7525; 2.4: -5118.7329; 2.5: -75.5408
| 2 | 99.65 | 1: -70.5792; 1.1: -736.1429; 1.2: -0.98718; 1.3: 647.725; 1.4: -10.8583; 1.5: -736.1429; 1.6: 647.725; 1.7: 259.09; 1.8: 8.4594; 1.9: 2159.0833; 2: 68.7606; 2.1: 106.2016; 2.2: 4389.4252; 2.3: 64.7454; 2.4: -5125.5681; 2.5: -75.6037
| 2 | 99.7 | 1: -71.0366; 1.1: -741.2854; 1.2: -0.99408; 1.3: 648.05; 1.4: -10.9287; 1.5: -741.2854; 1.6: 648.05; 1.7: 259.22; 1.8: 8.4594; 1.9: 2160.1667; 2: 68.7951; 2.1: 106.2669; 2.2: 4391.1335; 2.3: 64.7381; 2.4: -5132.4189; 2.5: -75.6668
| 2 | 99.75 | 1: -71.4962; 1.1: -746.4562; 1.2: -1.001; 1.3: 648.375; 1.4: -10.9994; 1.5: -746.4562; 1.6: 648.375; 1.7: 259.35; 1.8: 8.4594; 1.9: 2161.25; 2: 68.8296; 2.1: 106.3324; 2.2: 4392.8292; 2.3: 64.7306; 2.4: -5139.2854; 2.5: -75.73
| 2 | 99.8 | 1: -71.9581; 1.1: -751.6555; 1.2: -1.008; 1.3: 648.7; 1.4: -11.0705; 1.5: -751.6555; 1.6: 648.7; 1.7: 259.48; 1.8: 8.4594; 1.9: 2162.3333; 2: 68.8641; 2.1: 106.3983; 2.2: 4394.5123; 2.3: 64.723; 2.4: -5146.1677; 2.5: -75.7934
| 2 | 99.85 | 1: -72.4223; 1.1: -756.8833; 1.2: -1.015; 1.3: 649.025; 1.4: -11.1419; 1.5: -756.8833; 1.6: 649.025; 1.7: 259.61; 1.8: 8.4594; 1.9: 2163.4167; 2: 68.8986; 2.1: 106.4645; 2.2: 4396.1826; 2.3: 64.7151; 2.4: -5153.066; 2.5: -75.857
| 2 | 99.9 | 1: -72.8888; 1.1: -762.1399; 1.2: -1.022; 1.3: 649.35; 1.4: -11.2137; 1.5: -762.1399; 1.6: 649.35; 1.7: 259.74; 1.8: 8.4594; 1.9: 2164.5; 2: 68.9331; 2.1: 106.5309; 2.2: 4397.8403; 2.3: 64.7071; 2.4: -5159.9802; 2.5: -75.9208
| 2 | 99.95 | 1: -73.3576; 1.1: -767.4253; 1.2: -1.0291; 1.3: 649.675; 1.4: -11.2858; 1.5: -767.4253; 1.6: 649.675; 1.7: 259.87; 1.8: 8.4594; 1.9: 2165.5833; 2: 68.9676; 2.1: 106.5977; 2.2: 4399.4851; 2.3: 64.699; 2.4: -5166.9105; 2.5: -75.9847
| #REF! | 100 | 1: -73.8286; 1.1: -772.7397; 1.2: -1.0363; 1.3: 650; 1.4: -11.3583; 1.5: -772.7397; 1.6: 650; 1.7: 260; 1.8: 8.4594; 1.9: 2166.6667; 2: 69.0021; 2.1: 106.6648; 2.2: 4401.1172; 2.3: 64.6906; 2.4: -5173.8569; 2.5: -76.0489
y = -0,00000000215886886609x6 + 0,00000053294268916732x5 - 0,00005208593698191600x4 + 0,00255537739359113000x3 - 0,03088612795045260000x2 - 4,42496537772422000000x + 194,62289917789100000000
WIND SPEED m/s
| 7 |  | 1: συναρτηση με; 1.3: "Power shaft"; 1.4: "Power shaft"; 1.5: "Power shaft"; 1.9: Electric; 2: συναρτηση; 2.2: Power; 2.3: Torque
|  |  | βαση τις στροφές |  |  | rotation speed | torque | power |  |  |  | energy | Torque |  | supply | supply
|  | Turbine | 1: Turbine; 1.1: Turbine; 1.2: Turbine; 1.3: after; 1.4: after; 1.5: after; 1.6: Generators; 1.7: Generators; 1.8: Generators; 1.9: from; 2: output from; 2.1: συνάρτηση; 2.2: to; 2.3: to; 2.4: Rest of; 2.5: Rest of
|  | speed | 1: torque; 1.1: power; 1.2: power; 1.3: transmission; 1.4: transmission; 1.5: transmission; 1.6: speed; 1.7: voltage; 1.8: current; 1.9: generator; 2: generator; 2.1: Efficiency; 2.2: generator; 2.3: generator; 2.4: power; 2.5: torque
|  | rpm | 1: Nm; 1.1: watt; 1.2: Hp; 1.3: rpm; 1.4: Nm; 1.5: watt; 1.6: rpm; 1.7: acv; 1.8: ampere; 1.9: watt/hour; 2: Nm; 2.1: %; 2.2: watt; 2.3: Nm; 2.4: watt; 2.5: Nm
| 1 | 2 | 1: 3; 1.1: 4; 1.2: 5; 1.3: 6; 1.4: 7; 1.5: 8; 1.6: 9; 1.7: 10; 1.8: 11; 1.9: 12; 2: 13; 2.1: 14; 2.2: 15; 2.3: 16
12180 το 14180 | 1 | 0 | 1: 194.6229; 1.1: 0; 1.2: 0; 1.3: 0; 1.4: 29.942; 1.5: 0; 1.6: 0; 1.7: 0; 1.8: 0; 1.9: 0; 2: 0; 2.1: 74.5037; 2.2: 0; 2.3: 0; 2.4: 0; 2.5: 29.942
| 1 | 0.05 | 1: 194.4016; 1.1: 1.0174; 1.2: 0.0013643; 1.3: 0.325; 1.4: 29.9079; 1.5: 1.0174; 1.6: 0.325; 1.7: 0.13; 1.8: 8.4594; 1.9: 1.0833; 2: 0.034501; 2.1: 74.5874; 2.2: 0.0015735; 2.3: 0.046256; 2.4: 1.0158; 2.5: 29.8617
| 1 | 0.1 | 1: 194.1801; 1.1: 2.0324; 1.2: 0.0027255; 1.3: 0.65; 1.4: 29.8739; 1.5: 2.0324; 1.6: 0.65; 1.7: 0.26; 1.8: 8.4594; 1.9: 2.1667; 2: 0.069002; 2.1: 74.6708; 2.2: 0.0062869; 2.3: 0.092408; 2.4: 2.0261; 2.5: 29.7815
| 1 | 0.15 | 1: 193.9585; 1.1: 3.0451; 1.2: 0.0040836; 1.3: 0.975; 1.4: 29.8398; 1.5: 3.0451; 1.6: 0.975; 1.7: 0.39; 1.8: 8.4594; 1.9: 3.25; 2: 0.1035; 2.1: 74.754; 2.2: 0.01413; 2.3: 0.13846; 2.4: 3.031; 2.5: 29.7013
| 1 | 0.2 | 1: 193.7367; 1.1: 4.0556; 1.2: 0.0054386; 1.3: 1.3; 1.4: 29.8056; 1.5: 4.0556; 1.6: 1.3; 1.7: 0.52; 1.8: 8.4594; 1.9: 4.3333; 2: 0.138; 2.1: 74.8368; 2.2: 0.025092; 2.3: 0.18441; 2.4: 4.0305; 2.5: 29.6212
| 1 | 0.25 | 1: 193.5148; 1.1: 5.0636; 1.2: 0.0067904; 1.3: 1.625; 1.4: 29.7715; 1.5: 5.0636; 1.6: 1.625; 1.7: 0.65; 1.8: 8.4594; 1.9: 5.4167; 2: 0.17251; 2.1: 74.9194; 2.2: 0.039162; 2.3: 0.23025; 2.4: 5.0245; 2.5: 29.5412
| 1 | 0.3 | 1: 193.2927; 1.1: 6.0694; 1.2: 0.0081392; 1.3: 1.95; 1.4: 29.7373; 1.5: 6.0694; 1.6: 1.95; 1.7: 0.78; 1.8: 8.4594; 1.9: 6.5; 2: 0.20701; 2.1: 75.0017; 2.2: 0.056332; 2.3: 0.276; 2.4: 6.0131; 2.5: 29.4613
| 1 | 0.35 | 1: 193.0705; 1.1: 7.0728; 1.2: 0.0094848; 1.3: 2.275; 1.4: 29.7032; 1.5: 7.0728; 1.6: 2.275; 1.7: 0.91; 1.8: 8.4594; 1.9: 7.5833; 2: 0.24151; 2.1: 75.0837; 2.2: 0.07659; 2.3: 0.32165; 2.4: 6.9962; 2.5: 29.3815
| 1 | 0.4 | 1: 192.8481; 1.1: 8.0739; 1.2: 0.010827; 1.3: 2.6; 1.4: 29.6689; 1.5: 8.0739; 1.6: 2.6; 1.7: 1.04; 1.8: 8.4594; 1.9: 8.6667; 2: 0.27601; 2.1: 75.1655; 2.2: 0.099928; 2.3: 0.3672; 2.4: 7.974; 2.5: 29.3017
| 1 | 0.45 | 1: 192.6256; 1.1: 9.0727; 1.2: 0.012167; 1.3: 2.925; 1.4: 29.6347; 1.5: 9.0727; 1.6: 2.925; 1.7: 1.17; 1.8: 8.4594; 1.9: 9.75; 2: 0.31051; 2.1: 75.2469; 2.2: 0.12633; 2.3: 0.41265; 2.4: 8.9463; 2.5: 29.2221
| 1 | 0.5 | 1: 192.403; 1.1: 10.0691; 1.2: 0.013503; 1.3: 3.25; 1.4: 29.6005; 1.5: 10.0691; 1.6: 3.25; 1.7: 1.3; 1.8: 8.4594; 1.9: 10.8333; 2: 0.34501; 2.1: 75.3281; 2.2: 0.1558; 2.3: 0.45801; 2.4: 9.9133; 2.5: 29.1425
| 1 | 0.55 | 1: 192.1802; 1.1: 11.0632; 1.2: 0.014836; 1.3: 3.575; 1.4: 29.5662; 1.5: 11.0632; 1.6: 3.575; 1.7: 1.43; 1.8: 8.4594; 1.9: 11.9167; 2: 0.37951; 2.1: 75.409; 2.2: 0.18832; 2.3: 0.50327; 2.4: 10.8749; 2.5: 29.0629
| 1 | 0.6 | 1: 191.9573; 1.1: 12.0549; 1.2: 0.016166; 1.3: 3.9; 1.4: 29.5319; 1.5: 12.0549; 1.6: 3.9; 1.7: 1.56; 1.8: 8.4594; 1.9: 13; 2: 0.41401; 2.1: 75.4896; 2.2: 0.22387; 2.3: 0.54844; 2.4: 11.831; 2.5: 28.9835
| 1 | 0.65 | 1: 191.7343; 1.1: 13.0443; 1.2: 0.017493; 1.3: 4.225; 1.4: 29.4976; 1.5: 13.0443; 1.6: 4.225; 1.7: 1.69; 1.8: 8.4594; 1.9: 14.0833; 2: 0.44851; 2.1: 75.57; 2.2: 0.26246; 2.3: 0.59351; 2.4: 12.7819; 2.5: 28.9041
| 1 | 0.7 | 1: 191.5112; 1.1: 14.0314; 1.2: 0.018816; 1.3: 4.55; 1.4: 29.4633; 1.5: 14.0314; 1.6: 4.55; 1.7: 1.82; 1.8: 8.4594; 1.9: 15.1667; 2: 0.48301; 2.1: 75.65; 2.2: 0.30407; 2.3: 0.63849; 2.4: 13.7273; 2.5: 28.8248
| 1 | 0.75 | 1: 191.2879; 1.1: 15.0161; 1.2: 0.020137; 1.3: 4.875; 1.4: 29.4289; 1.5: 15.0161; 1.6: 4.875; 1.7: 1.95; 1.8: 8.4594; 1.9: 16.25; 2: 0.51752; 2.1: 75.7298; 2.2: 0.34869; 2.3: 0.68337; 2.4: 14.6674; 2.5: 28.7455
| 1 | 0.8 | 1: 191.0644; 1.1: 15.9985; 1.2: 0.021454; 1.3: 5.2; 1.4: 29.3945; 1.5: 15.9985; 1.6: 5.2; 1.7: 2.08; 1.8: 8.4594; 1.9: 17.3333; 2: 0.55202; 2.1: 75.8094; 2.2: 0.39632; 2.3: 0.72816; 2.4: 15.6021; 2.5: 28.6664
| 1 | 0.85 | 1: 190.8409; 1.1: 16.9785; 1.2: 0.022769; 1.3: 5.525; 1.4: 29.3601; 1.5: 16.9785; 1.6: 5.525; 1.7: 2.21; 1.8: 8.4594; 1.9: 18.4167; 2: 0.58652; 2.1: 75.8886; 2.2: 0.44694; 2.3: 0.77287; 2.4: 16.5315; 2.5: 28.5873
| 1 | 0.9 | 1: 190.6172; 1.1: 17.9561; 1.2: 0.02408; 1.3: 5.85; 1.4: 29.3257; 1.5: 17.9561; 1.6: 5.85; 1.7: 2.34; 1.8: 8.4594; 1.9: 19.5; 2: 0.62102; 2.1: 75.9676; 2.2: 0.50054; 2.3: 0.81748; 2.4: 17.4556; 2.5: 28.5083
| 1 | 0.95 | 1: 190.3935; 1.1: 18.9315; 1.2: 0.025388; 1.3: 6.175; 1.4: 29.2913; 1.5: 18.9315; 1.6: 6.175; 1.7: 2.47; 1.8: 8.4594; 1.9: 20.5833; 2: 0.65552; 2.1: 76.0463; 2.2: 0.55713; 2.3: 0.862; 2.4: 18.3743; 2.5: 28.4293
| 1 | 1 | 1: 190.1696; 1.1: 19.9044; 1.2: 0.026692; 1.3: 6.5; 1.4: 29.2569; 1.5: 19.9044; 1.6: 6.5; 1.7: 2.6; 1.8: 8.4594; 1.9: 21.6667; 2: 0.69002; 2.1: 76.1247; 2.2: 0.61668; 2.3: 0.90644; 2.4: 19.2877; 2.5: 28.3504
| 1 | 1.05 | 1: 189.9455; 1.1: 20.875; 1.2: 0.027994; 1.3: 6.825; 1.4: 29.2224; 1.5: 20.875; 1.6: 6.825; 1.7: 2.73; 1.8: 8.4594; 1.9: 22.75; 2: 0.72452; 2.1: 76.2028; 2.2: 0.67919; 2.3: 0.95078; 2.4: 20.1958; 2.5: 28.2716
| 1 | 1.1 | 1: 189.7214; 1.1: 21.8433; 1.2: 0.029292; 1.3: 7.15; 1.4: 29.1879; 1.5: 21.8433; 1.6: 7.15; 1.7: 2.86; 1.8: 8.4594; 1.9: 23.8333; 2: 0.75902; 2.1: 76.2807; 2.2: 0.74465; 2.3: 0.99504; 2.4: 21.0986; 2.5: 28.1929
| 1 | 1.15 | 1: 189.4971; 1.1: 22.8091; 1.2: 0.030588; 1.3: 7.475; 1.4: 29.1534; 1.5: 22.8091; 1.6: 7.475; 1.7: 2.99; 1.8: 8.4594; 1.9: 24.9167; 2: 0.79352; 2.1: 76.3583; 2.2: 0.81306; 2.3: 1.0392; 2.4: 21.9961; 2.5: 28.1142
| 1 | 1.2 | 1: 189.2728; 1.1: 23.7727; 1.2: 0.03188; 1.3: 7.8; 1.4: 29.1189; 1.5: 23.7727; 1.6: 7.8; 1.7: 3.12; 1.8: 8.4594; 1.9: 26; 2: 0.82803; 2.1: 76.4357; 2.2: 0.8844; 2.3: 1.0833; 2.4: 22.8883; 2.5: 28.0356
| 1 | 1.25 | 1: 189.0483; 1.1: 24.7338; 1.2: 0.033169; 1.3: 8.125; 1.4: 29.0844; 1.5: 24.7338; 1.6: 8.125; 1.7: 3.25; 1.8: 8.4594; 1.9: 27.0833; 2: 0.86253; 2.1: 76.5128; 2.2: 0.95867; 2.3: 1.1273; 2.4: 23.7751; 2.5: 27.9571
| 1 | 1.3 | 1: 188.8237; 1.1: 25.6926; 1.2: 0.034454; 1.3: 8.45; 1.4: 29.0498; 1.5: 25.6926; 1.6: 8.45; 1.7: 3.38; 1.8: 8.4594; 1.9: 28.1667; 2: 0.89703; 2.1: 76.5896; 2.2: 1.0359; 2.3: 1.1712; 2.4: 24.6568; 2.5: 27.8786
| 1 | 1.35 | 1: 188.599; 1.1: 26.649; 1.2: 0.035737; 1.3: 8.775; 1.4: 29.0152; 1.5: 26.649; 1.6: 8.775; 1.7: 3.51; 1.8: 8.4594; 1.9: 29.25; 2: 0.93153; 2.1: 76.6661; 2.2: 1.116; 2.3: 1.215; 2.4: 25.5331; 2.5: 27.8002
| 1 | 1.4 | 1: 188.3742; 1.1: 27.6031; 1.2: 0.037016; 1.3: 9.1; 1.4: 28.9807; 1.5: 27.6031; 1.6: 9.1; 1.7: 3.64; 1.8: 8.4594; 1.9: 30.3333; 2: 0.96603; 2.1: 76.7424; 2.2: 1.199; 2.3: 1.2588; 2.4: 26.4041; 2.5: 27.7219
| 1 | 1.45 | 1: 188.1493; 1.1: 28.5548; 1.2: 0.038293; 1.3: 9.425; 1.4: 28.946; 1.5: 28.5548; 1.6: 9.425; 1.7: 3.77; 1.8: 8.4594; 1.9: 31.4167; 2: 1.0005; 2.1: 76.8184; 2.2: 1.2849; 2.3: 1.3025; 2.4: 27.2699; 2.5: 27.6436
| 1 | 1.5 | 1: 187.9243; 1.1: 29.5041; 1.2: 0.039566; 1.3: 9.75; 1.4: 28.9114; 1.5: 29.5041; 1.6: 9.75; 1.7: 3.9; 1.8: 8.4594; 1.9: 32.5; 2: 1.035; 2.1: 76.8941; 2.2: 1.3736; 2.3: 1.346; 2.4: 28.1305; 2.5: 27.5654
| 1 | 1.55 | 1: 187.6992; 1.1: 30.4511; 1.2: 0.040836; 1.3: 10.075; 1.4: 28.8768; 1.5: 30.4511; 1.6: 10.075; 1.7: 4.03; 1.8: 8.4594; 1.9: 33.5833; 2: 1.0695; 2.1: 76.9696; 2.2: 1.4653; 2.3: 1.3896; 2.4: 28.9858; 2.5: 27.4873
| 1 | 1.6 | 1: 187.474; 1.1: 31.3956; 1.2: 0.042102; 1.3: 10.4; 1.4: 28.8422; 1.5: 31.3956; 1.6: 10.4; 1.7: 4.16; 1.8: 8.4594; 1.9: 34.6667; 2: 1.104; 2.1: 77.0448; 2.2: 1.5598; 2.3: 1.433; 2.4: 29.8358; 2.5: 27.4092
| 1 | 1.65 | 1: 187.2487; 1.1: 32.3379; 1.2: 0.043366; 1.3: 10.725; 1.4: 28.8075; 1.5: 32.3379; 1.6: 10.725; 1.7: 4.29; 1.8: 8.4594; 1.9: 35.75; 2: 1.1385; 2.1: 77.1197; 2.2: 1.6572; 2.3: 1.4763; 2.4: 30.6806; 2.5: 27.3312
| 1 | 1.7 | 1: 187.0233; 1.1: 33.2777; 1.2: 0.044626; 1.3: 11.05; 1.4: 28.7728; 1.5: 33.2777; 1.6: 11.05; 1.7: 4.42; 1.8: 8.4594; 1.9: 36.8333; 2: 1.173; 2.1: 77.1944; 2.2: 1.7575; 2.3: 1.5196; 2.4: 31.5202; 2.5: 27.2532
| 1 | 1.75 | 1: 186.7978; 1.1: 34.2151; 1.2: 0.045883; 1.3: 11.375; 1.4: 28.7381; 1.5: 34.2151; 1.6: 11.375; 1.7: 4.55; 1.8: 8.4594; 1.9: 37.9167; 2: 1.2075; 2.1: 77.2689; 2.2: 1.8606; 2.3: 1.5628; 2.4: 32.3545; 2.5: 27.1754
| 1 | 1.8 | 1: 186.5723; 1.1: 35.1502; 1.2: 0.047137; 1.3: 11.7; 1.4: 28.7034; 1.5: 35.1502; 1.6: 11.7; 1.7: 4.68; 1.8: 8.4594; 1.9: 39; 2: 1.242; 2.1: 77.343; 2.2: 1.9666; 2.3: 1.6059; 2.4: 33.1836; 2.5: 27.0975
| 1 | 1.85 | 1: 186.3466; 1.1: 36.0829; 1.2: 0.048388; 1.3: 12.025; 1.4: 28.6687; 1.5: 36.0829; 1.6: 12.025; 1.7: 4.81; 1.8: 8.4594; 1.9: 40.0833; 2: 1.2765; 2.1: 77.4169; 2.2: 2.0754; 2.3: 1.6489; 2.4: 34.0076; 2.5: 27.0198
| 1 | 1.9 | 1: 186.1208; 1.1: 37.0132; 1.2: 0.049636; 1.3: 12.35; 1.4: 28.634; 1.5: 37.0132; 1.6: 12.35; 1.7: 4.94; 1.8: 8.4594; 1.9: 41.1667; 2: 1.311; 2.1: 77.4906; 2.2: 2.187; 2.3: 1.6919; 2.4: 34.8263; 2.5: 26.9421
| 1 | 1.95 | 1: 185.895; 1.1: 37.9412; 1.2: 0.05088; 1.3: 12.675; 1.4: 28.5992; 1.5: 37.9412; 1.6: 12.675; 1.7: 5.07; 1.8: 8.4594; 1.9: 42.25; 2: 1.3455; 2.1: 77.5639; 2.2: 2.3014; 2.3: 1.7348; 2.4: 35.6398; 2.5: 26.8645
| 1 | 2 | 1: 185.6691; 1.1: 38.8667; 1.2: 0.052121; 1.3: 13; 1.4: 28.5645; 1.5: 38.8667; 1.6: 13; 1.7: 5.2; 1.8: 8.4594; 1.9: 43.3333; 2: 1.38; 2.1: 77.6371; 2.2: 2.4187; 2.3: 1.7776; 2.4: 36.4481; 2.5: 26.7869
| 1 | 2.05 | 1: 185.443; 1.1: 39.7899; 1.2: 0.053359; 1.3: 13.325; 1.4: 28.5297; 1.5: 39.7899; 1.6: 13.325; 1.7: 5.33; 1.8: 8.4594; 1.9: 44.4167; 2: 1.4145; 2.1: 77.7099; 2.2: 2.5387; 2.3: 1.8203; 2.4: 37.2512; 2.5: 26.7094
| 1 | 2.1 | 1: 185.2169; 1.1: 40.7107; 1.2: 0.054594; 1.3: 13.65; 1.4: 28.4949; 1.5: 40.7107; 1.6: 13.65; 1.7: 5.46; 1.8: 8.4594; 1.9: 45.5; 2: 1.449; 2.1: 77.7825; 2.2: 2.6616; 2.3: 1.8629; 2.4: 38.0491; 2.5: 26.632
| 1 | 2.15 | 1: 184.9908; 1.1: 41.6291; 1.2: 0.055826; 1.3: 13.975; 1.4: 28.4601; 1.5: 41.6291; 1.6: 13.975; 1.7: 5.59; 1.8: 8.4594; 1.9: 46.5833; 2: 1.4835; 2.1: 77.8549; 2.2: 2.7872; 2.3: 1.9055; 2.4: 38.8418; 2.5: 26.5546
| 1 | 2.2 | 1: 184.7645; 1.1: 42.5451; 1.2: 0.057054; 1.3: 14.3; 1.4: 28.4253; 1.5: 42.5451; 1.6: 14.3; 1.7: 5.72; 1.8: 8.4594; 1.9: 47.6667; 2: 1.518; 2.1: 77.927; 2.2: 2.9157; 2.3: 1.948; 2.4: 39.6294; 2.5: 26.4773
| 1 | 2.25 | 1: 184.5382; 1.1: 43.4587; 1.2: 0.058279; 1.3: 14.625; 1.4: 28.3905; 1.5: 43.4587; 1.6: 14.625; 1.7: 5.85; 1.8: 8.4594; 1.9: 48.75; 2: 1.5525; 2.1: 77.9988; 2.2: 3.0469; 2.3: 1.9905; 2.4: 40.4118; 2.5: 26.4
| 1 | 2.3 | 1: 184.3118; 1.1: 44.37; 1.2: 0.059501; 1.3: 14.95; 1.4: 28.3557; 1.5: 44.37; 1.6: 14.95; 1.7: 5.98; 1.8: 8.4594; 1.9: 49.8333; 2: 1.587; 2.1: 78.0704; 2.2: 3.1809; 2.3: 2.0328; 2.4: 41.1891; 2.5: 26.3228
| 1 | 2.35 | 1: 184.0853; 1.1: 45.2788; 1.2: 0.06072; 1.3: 15.275; 1.4: 28.3208; 1.5: 45.2788; 1.6: 15.275; 1.7: 6.11; 1.8: 8.4594; 1.9: 50.9167; 2: 1.6215; 2.1: 78.1417; 2.2: 3.3177; 2.3: 2.0751; 2.4: 41.9611; 2.5: 26.2457
| 1 | 2.4 | 1: 183.8587; 1.1: 46.1853; 1.2: 0.061936; 1.3: 15.6; 1.4: 28.286; 1.5: 46.1853; 1.6: 15.6; 1.7: 6.24; 1.8: 8.4594; 1.9: 52; 2: 1.6561; 2.1: 78.2128; 2.2: 3.4572; 2.3: 2.1174; 2.4: 42.7281; 2.5: 26.1686
| 1 | 2.45 | 1: 183.6321; 1.1: 47.0894; 1.2: 0.063148; 1.3: 15.925; 1.4: 28.2511; 1.5: 47.0894; 1.6: 15.925; 1.7: 6.37; 1.8: 8.4594; 1.9: 53.0833; 2: 1.6906; 2.1: 78.2836; 2.2: 3.5995; 2.3: 2.1595; 2.4: 43.4899; 2.5: 26.0916
| 1 | 2.5 | 1: 183.4054; 1.1: 47.9911; 1.2: 0.064357; 1.3: 16.25; 1.4: 28.2162; 1.5: 47.9911; 1.6: 16.25; 1.7: 6.5; 1.8: 8.4594; 1.9: 54.1667; 2: 1.7251; 2.1: 78.3542; 2.2: 3.7446; 2.3: 2.2016; 2.4: 44.2465; 2.5: 26.0146
| 1 | 2.55 | 1: 183.1786; 1.1: 48.8904; 1.2: 0.065563; 1.3: 16.575; 1.4: 28.1813; 1.5: 48.8904; 1.6: 16.575; 1.7: 6.63; 1.8: 8.4594; 1.9: 55.25; 2: 1.7596; 2.1: 78.4245; 2.2: 3.8924; 2.3: 2.2436; 2.4: 44.998; 2.5: 25.9377
| 1 | 2.6 | 1: 182.9518; 1.1: 49.7873; 1.2: 0.066766; 1.3: 16.9; 1.4: 28.1464; 1.5: 49.7873; 1.6: 16.9; 1.7: 6.76; 1.8: 8.4594; 1.9: 56.3333; 2: 1.7941; 2.1: 78.4946; 2.2: 4.0429; 2.3: 2.2856; 2.4: 45.7444; 2.5: 25.8609
| 1 | 2.65 | 1: 182.7249; 1.1: 50.6818; 1.2: 0.067965; 1.3: 17.225; 1.4: 28.1115; 1.5: 50.6818; 1.6: 17.225; 1.7: 6.89; 1.8: 8.4594; 1.9: 57.4167; 2: 1.8286; 2.1: 78.5644; 2.2: 4.1961; 2.3: 2.3275; 2.4: 46.4857; 2.5: 25.7841
| 1 | 2.7 | 1: 182.4979; 1.1: 51.5739; 1.2: 0.069162; 1.3: 17.55; 1.4: 28.0766; 1.5: 51.5739; 1.6: 17.55; 1.7: 7.02; 1.8: 8.4594; 1.9: 58.5; 2: 1.8631; 2.1: 78.634; 2.2: 4.3521; 2.3: 2.3693; 2.4: 47.2218; 2.5: 25.7073
| 1 | 2.75 | 1: 182.2709; 1.1: 52.4636; 1.2: 0.070355; 1.3: 17.875; 1.4: 28.0417; 1.5: 52.4636; 1.6: 17.875; 1.7: 7.15; 1.8: 8.4594; 1.9: 59.5833; 2: 1.8976; 2.1: 78.7033; 2.2: 4.5108; 2.3: 2.411; 2.4: 47.9528; 2.5: 25.6307
| 1 | 2.8 | 1: 182.0438; 1.1: 53.351; 1.2: 0.071545; 1.3: 18.2; 1.4: 28.0067; 1.5: 53.351; 1.6: 18.2; 1.7: 7.28; 1.8: 8.4594; 1.9: 60.6667; 2: 1.9321; 2.1: 78.7724; 2.2: 4.6723; 2.3: 2.4527; 2.4: 48.6787; 2.5: 25.554
| 1 | 2.85 | 1: 181.8167; 1.1: 54.2359; 1.2: 0.072732; 1.3: 18.525; 1.4: 27.9718; 1.5: 54.2359; 1.6: 18.525; 1.7: 7.41; 1.8: 8.4594; 1.9: 61.75; 2: 1.9666; 2.1: 78.8412; 2.2: 4.8364; 2.3: 2.4943; 2.4: 49.3995; 2.5: 25.4775
| 1 | 2.9 | 1: 181.5895; 1.1: 55.1185; 1.2: 0.073915; 1.3: 18.85; 1.4: 27.9368; 1.5: 55.1185; 1.6: 18.85; 1.7: 7.54; 1.8: 8.4594; 1.9: 62.8333; 2: 2.0011; 2.1: 78.9098; 2.2: 5.0032; 2.3: 2.5359; 2.4: 50.1152; 2.5: 25.401
| 1 | 2.95 | 1: 181.3622; 1.1: 55.9986; 1.2: 0.075095; 1.3: 19.175; 1.4: 27.9019; 1.5: 55.9986; 1.6: 19.175; 1.7: 7.67; 1.8: 8.4594; 1.9: 63.9167; 2: 2.0356; 2.1: 78.9781; 2.2: 5.1728; 2.3: 2.5774; 2.4: 50.8259; 2.5: 25.3245
| 1 | 3 | 1: 181.1349; 1.1: 56.8764; 1.2: 0.076272; 1.3: 19.5; 1.4: 27.8669; 1.5: 56.8764; 1.6: 19.5; 1.7: 7.8; 1.8: 8.4594; 1.9: 65; 2: 2.0701; 2.1: 79.0462; 2.2: 5.345; 2.3: 2.6188; 2.4: 51.5314; 2.5: 25.2481
| 1 | 3.05 | 1: 180.9076; 1.1: 57.7517; 1.2: 0.077446; 1.3: 19.825; 1.4: 27.8319; 1.5: 57.7517; 1.6: 19.825; 1.7: 7.93; 1.8: 8.4594; 1.9: 66.0833; 2: 2.1046; 2.1: 79.114; 2.2: 5.5199; 2.3: 2.6602; 2.4: 52.2318; 2.5: 25.1718
| 1 | 3.1 | 1: 180.6802; 1.1: 58.6247; 1.2: 0.078617; 1.3: 20.15; 1.4: 27.7969; 1.5: 58.6247; 1.6: 20.15; 1.7: 8.06; 1.8: 8.4594; 1.9: 67.1667; 2: 2.1391; 2.1: 79.1816; 2.2: 5.6975; 2.3: 2.7015; 2.4: 52.9272; 2.5: 25.0955
| 1 | 3.15 | 1: 180.4527; 1.1: 59.4953; 1.2: 0.079784; 1.3: 20.475; 1.4: 27.762; 1.5: 59.4953; 1.6: 20.475; 1.7: 8.19; 1.8: 8.4594; 1.9: 68.25; 2: 2.1736; 2.1: 79.249; 2.2: 5.8778; 2.3: 2.7427; 2.4: 53.6175; 2.5: 25.0192
| 1 | 3.2 | 1: 180.2252; 1.1: 60.3634; 1.2: 0.080949; 1.3: 20.8; 1.4: 27.727; 1.5: 60.3634; 1.6: 20.8; 1.7: 8.32; 1.8: 8.4594; 1.9: 69.3333; 2: 2.2081; 2.1: 79.3161; 2.2: 6.0607; 2.3: 2.7839; 2.4: 54.3027; 2.5: 24.9431
| 1 | 3.25 | 1: 179.9976; 1.1: 61.2292; 1.2: 0.08211; 1.3: 21.125; 1.4: 27.6919; 1.5: 61.2292; 1.6: 21.125; 1.7: 8.45; 1.8: 8.4594; 1.9: 70.4167; 2: 2.2426; 2.1: 79.3829; 2.2: 6.2463; 2.3: 2.825; 2.4: 54.9829; 2.5: 24.8669
| 1 | 3.3 | 1: 179.77; 1.1: 62.0926; 1.2: 0.083268; 1.3: 21.45; 1.4: 27.6569; 1.5: 62.0926; 1.6: 21.45; 1.7: 8.58; 1.8: 8.4594; 1.9: 71.5; 2: 2.2771; 2.1: 79.4496; 2.2: 6.4346; 2.3: 2.8661; 2.4: 55.658; 2.5: 24.7909
| 1 | 3.35 | 1: 179.5424; 1.1: 62.9535; 1.2: 0.084422; 1.3: 21.775; 1.4: 27.6219; 1.5: 62.9535; 1.6: 21.775; 1.7: 8.71; 1.8: 8.4594; 1.9: 72.5833; 2: 2.3116; 2.1: 79.5159; 2.2: 6.6255; 2.3: 2.9071; 2.4: 56.328; 2.5: 24.7149
| 1 | 3.4 | 1: 179.3147; 1.1: 63.8121; 1.2: 0.085573; 1.3: 22.1; 1.4: 27.5869; 1.5: 63.8121; 1.6: 22.1; 1.7: 8.84; 1.8: 8.4594; 1.9: 73.6667; 2: 2.3461; 2.1: 79.5821; 2.2: 6.8191; 2.3: 2.948; 2.4: 56.993; 2.5: 24.6389
| 1 | 3.45 | 1: 179.087; 1.1: 64.6683; 1.2: 0.086722; 1.3: 22.425; 1.4: 27.5518; 1.5: 64.6683; 1.6: 22.425; 1.7: 8.97; 1.8: 8.4594; 1.9: 74.75; 2: 2.3806; 2.1: 79.648; 2.2: 7.0153; 2.3: 2.9889; 2.4: 57.653; 2.5: 24.563
| 1 | 3.5 | 1: 178.8592; 1.1: 65.5221; 1.2: 0.087867; 1.3: 22.75; 1.4: 27.5168; 1.5: 65.5221; 1.6: 22.75; 1.7: 9.1; 1.8: 8.4594; 1.9: 75.8333; 2: 2.4151; 2.1: 79.7137; 2.2: 7.2142; 2.3: 3.0297; 2.4: 58.3079; 2.5: 24.4871
| 1 | 3.55 | 1: 178.6314; 1.1: 66.3735; 1.2: 0.089008; 1.3: 23.075; 1.4: 27.4818; 1.5: 66.3735; 1.6: 23.075; 1.7: 9.23; 1.8: 8.4594; 1.9: 76.9167; 2: 2.4496; 2.1: 79.7791; 2.2: 7.4157; 2.3: 3.0704; 2.4: 58.9578; 2.5: 24.4113
| 1 | 3.6 | 1: 178.4035; 1.1: 67.2225; 1.2: 0.090147; 1.3: 23.4; 1.4: 27.4467; 1.5: 67.2225; 1.6: 23.4; 1.7: 9.36; 1.8: 8.4594; 1.9: 78; 2: 2.4841; 2.1: 79.8443; 2.2: 7.6198; 2.3: 3.1112; 2.4: 59.6026; 2.5: 24.3355
| 1 | 3.65 | 1: 178.1757; 1.1: 68.069; 1.2: 0.091282; 1.3: 23.725; 1.4: 27.4116; 1.5: 68.069; 1.6: 23.725; 1.7: 9.49; 1.8: 8.4594; 1.9: 79.0833; 2: 2.5186; 2.1: 79.9092; 2.2: 7.8266; 2.3: 3.1518; 2.4: 60.2424; 2.5: 24.2598
| 1 | 3.7 | 1: 177.9477; 1.1: 68.9132; 1.2: 0.092414; 1.3: 24.05; 1.4: 27.3766; 1.5: 68.9132; 1.6: 24.05; 1.7: 9.62; 1.8: 8.4594; 1.9: 80.1667; 2: 2.5531; 2.1: 79.974; 2.2: 8.036; 2.3: 3.1924; 2.4: 60.8772; 2.5: 24.1842
| 1 | 3.75 | 1: 177.7198; 1.1: 69.755; 1.2: 0.093543; 1.3: 24.375; 1.4: 27.3415; 1.5: 69.755; 1.6: 24.375; 1.7: 9.75; 1.8: 8.4594; 1.9: 81.25; 2: 2.5876; 2.1: 80.0384; 2.2: 8.248; 2.3: 3.2329; 2.4: 61.507; 2.5: 24.1086
| 1 | 3.8 | 1: 177.4918; 1.1: 70.5944; 1.2: 0.094669; 1.3: 24.7; 1.4: 27.3064; 1.5: 70.5944; 1.6: 24.7; 1.7: 9.88; 1.8: 8.4594; 1.9: 82.3333; 2: 2.6221; 2.1: 80.1027; 2.2: 8.4626; 2.3: 3.2734; 2.4: 62.1318; 2.5: 24.033
| 1 | 3.85 | 1: 177.2638; 1.1: 71.4314; 1.2: 0.095791; 1.3: 25.025; 1.4: 27.2714; 1.5: 71.4314; 1.6: 25.025; 1.7: 10.01; 1.8: 8.4594; 1.9: 83.4167; 2: 2.6566; 2.1: 80.1667; 2.2: 8.6798; 2.3: 3.3138; 2.4: 62.7516; 2.5: 23.9575
| 1 | 3.9 | 1: 177.0358; 1.1: 72.266; 1.2: 0.09691; 1.3: 25.35; 1.4: 27.2363; 1.5: 72.266; 1.6: 25.35; 1.7: 10.14; 1.8: 8.4594; 1.9: 84.5; 2: 2.6911; 2.1: 80.2305; 2.2: 8.8997; 2.3: 3.3542; 2.4: 63.3663; 2.5: 23.8821
| 1 | 3.95 | 1: 176.8077; 1.1: 73.0982; 1.2: 0.098026; 1.3: 25.675; 1.4: 27.2012; 1.5: 73.0982; 1.6: 25.675; 1.7: 10.27; 1.8: 8.4594; 1.9: 85.5833; 2: 2.7256; 2.1: 80.294; 2.2: 9.1221; 2.3: 3.3945; 2.4: 63.9761; 2.5: 23.8067
| 1 | 4 | 1: 176.5796; 1.1: 73.928; 1.2: 0.099139; 1.3: 26; 1.4: 27.1661; 1.5: 73.928; 1.6: 26; 1.7: 10.4; 1.8: 8.4594; 1.9: 86.6667; 2: 2.7601; 2.1: 80.3573; 2.2: 9.3471; 2.3: 3.4348; 2.4: 64.5809; 2.5: 23.7313
| 1 | 4.05 | 1: 176.3515; 1.1: 74.7554; 1.2: 0.10025; 1.3: 26.325; 1.4: 27.131; 1.5: 74.7554; 1.6: 26.325; 1.7: 10.53; 1.8: 8.4594; 1.9: 87.75; 2: 2.7946; 2.1: 80.4204; 2.2: 9.5748; 2.3: 3.475; 2.4: 65.1806; 2.5: 23.656
| 1 | 4.1 | 1: 176.1234; 1.1: 75.5804; 1.2: 0.10135; 1.3: 26.65; 1.4: 27.0959; 1.5: 75.5804; 1.6: 26.65; 1.7: 10.66; 1.8: 8.4594; 1.9: 88.8333; 2: 2.8291; 2.1: 80.4832; 2.2: 9.805; 2.3: 3.5151; 2.4: 65.7754; 2.5: 23.5808
| 1 | 4.15 | 1: 175.8952; 1.1: 76.403; 1.2: 0.10246; 1.3: 26.975; 1.4: 27.0608; 1.5: 76.403; 1.6: 26.975; 1.7: 10.79; 1.8: 8.4594; 1.9: 89.9167; 2: 2.8636; 2.1: 80.5459; 2.2: 10.0378; 2.3: 3.5552; 2.4: 66.3652; 2.5: 23.5056
| 1 | 4.2 | 1: 175.667; 1.1: 77.2232; 1.2: 0.10356; 1.3: 27.3; 1.4: 27.0257; 1.5: 77.2232; 1.6: 27.3; 1.7: 10.92; 1.8: 8.4594; 1.9: 91; 2: 2.8981; 2.1: 80.6082; 2.2: 10.2731; 2.3: 3.5953; 2.4: 66.9501; 2.5: 23.4304
| 1 | 4.25 | 1: 175.4388; 1.1: 78.041; 1.2: 0.10465; 1.3: 27.625; 1.4: 26.9906; 1.5: 78.041; 1.6: 27.625; 1.7: 11.05; 1.8: 8.4594; 1.9: 92.0833; 2: 2.9326; 2.1: 80.6704; 2.2: 10.5111; 2.3: 3.6353; 2.4: 67.5299; 2.5: 23.3553
| 1 | 4.3 | 1: 175.2106; 1.1: 78.8564; 1.2: 0.10575; 1.3: 27.95; 1.4: 26.9555; 1.5: 78.8564; 1.6: 27.95; 1.7: 11.18; 1.8: 8.4594; 1.9: 93.1667; 2: 2.9671; 2.1: 80.7323; 2.2: 10.7516; 2.3: 3.6752; 2.4: 68.1048; 2.5: 23.2803
| 1 | 4.35 | 1: 174.9824; 1.1: 79.6695; 1.2: 0.10684; 1.3: 28.275; 1.4: 26.9204; 1.5: 79.6695; 1.6: 28.275; 1.7: 11.31; 1.8: 8.4594; 1.9: 94.25; 2: 3.0016; 2.1: 80.794; 2.2: 10.9947; 2.3: 3.7151; 2.4: 68.6748; 2.5: 23.2052
| 1 | 4.4 | 1: 174.7541; 1.1: 80.4801; 1.2: 0.10793; 1.3: 28.6; 1.4: 26.8852; 1.5: 80.4801; 1.6: 28.6; 1.7: 11.44; 1.8: 8.4594; 1.9: 95.3333; 2: 3.0361; 2.1: 80.8555; 2.2: 11.2404; 2.3: 3.755; 2.4: 69.2397; 2.5: 23.1303
| 1 | 4.45 | 1: 174.5259; 1.1: 81.2883; 1.2: 0.10901; 1.3: 28.925; 1.4: 26.8501; 1.5: 81.2883; 1.6: 28.925; 1.7: 11.57; 1.8: 8.4594; 1.9: 96.4167; 2: 3.0706; 2.1: 80.9167; 2.2: 11.4886; 2.3: 3.7948; 2.4: 69.7998; 2.5: 23.0554
| 1 | 4.5 | 1: 174.2976; 1.1: 82.0942; 1.2: 0.11009; 1.3: 29.25; 1.4: 26.815; 1.5: 82.0942; 1.6: 29.25; 1.7: 11.7; 1.8: 8.4594; 1.9: 97.5; 2: 3.1051; 2.1: 80.9778; 2.2: 11.7393; 2.3: 3.8345; 2.4: 70.3548; 2.5: 22.9805
| 1 | 4.55 | 1: 174.0693; 1.1: 82.8976; 1.2: 0.11117; 1.3: 29.575; 1.4: 26.7799; 1.5: 82.8976; 1.6: 29.575; 1.7: 11.83; 1.8: 8.4594; 1.9: 98.5833; 2: 3.1396; 2.1: 81.0385; 2.2: 11.9927; 2.3: 3.8742; 2.4: 70.9049; 2.5: 22.9057
| 1 | 4.6 | 1: 173.841; 1.1: 83.6986; 1.2: 0.11224; 1.3: 29.9; 1.4: 26.7448; 1.5: 83.6986; 1.6: 29.9; 1.7: 11.96; 1.8: 8.4594; 1.9: 99.6667; 2: 3.1741; 2.1: 81.0991; 2.2: 12.2485; 2.3: 3.9139; 2.4: 71.4501; 2.5: 22.8309
| 1 | 4.65 | 1: 173.6127; 1.1: 84.4973; 1.2: 0.11331; 1.3: 30.225; 1.4: 26.7096; 1.5: 84.4973; 1.6: 30.225; 1.7: 12.09; 1.8: 8.4594; 1.9: 100.75; 2: 3.2086; 2.1: 81.1595; 2.2: 12.5069; 2.3: 3.9535; 2.4: 71.9904; 2.5: 22.7562
| 1 | 4.7 | 1: 173.3844; 1.1: 85.2936; 1.2: 0.11438; 1.3: 30.55; 1.4: 26.6745; 1.5: 85.2936; 1.6: 30.55; 1.7: 12.22; 1.8: 8.4594; 1.9: 101.8333; 2: 3.2431; 2.1: 81.2196; 2.2: 12.7679; 2.3: 3.993; 2.4: 72.5257; 2.5: 22.6815
| 1 | 4.75 | 1: 173.1561; 1.1: 86.0874; 1.2: 0.11545; 1.3: 30.875; 1.4: 26.6394; 1.5: 86.0874; 1.6: 30.875; 1.7: 12.35; 1.8: 8.4594; 1.9: 102.9167; 2: 3.2776; 2.1: 81.2795; 2.2: 13.0314; 2.3: 4.0325; 2.4: 73.056; 2.5: 22.6069
| 1 | 4.8 | 1: 172.9277; 1.1: 86.8789; 1.2: 0.11651; 1.3: 31.2; 1.4: 26.6043; 1.5: 86.8789; 1.6: 31.2; 1.7: 12.48; 1.8: 8.4594; 1.9: 104; 2: 3.3121; 2.1: 81.3391; 2.2: 13.2974; 2.3: 4.072; 2.4: 73.5815; 2.5: 22.5323
| 1 | 4.85 | 1: 172.6994; 1.1: 87.668; 1.2: 0.11756; 1.3: 31.525; 1.4: 26.5691; 1.5: 87.668; 1.6: 31.525; 1.7: 12.61; 1.8: 8.4594; 1.9: 105.0833; 2: 3.3466; 2.1: 81.3986; 2.2: 13.566; 2.3: 4.1114; 2.4: 74.102; 2.5: 22.4578
| 1 | 4.9 | 1: 172.4711; 1.1: 88.4547; 1.2: 0.11862; 1.3: 31.85; 1.4: 26.534; 1.5: 88.4547; 1.6: 31.85; 1.7: 12.74; 1.8: 8.4594; 1.9: 106.1667; 2: 3.3811; 2.1: 81.4578; 2.2: 13.8371; 2.3: 4.1507; 2.4: 74.6176; 2.5: 22.3833
| 1 | 4.95 | 1: 172.2427; 1.1: 89.239; 1.2: 0.11967; 1.3: 32.175; 1.4: 26.4989; 1.5: 89.239; 1.6: 32.175; 1.7: 12.87; 1.8: 8.4594; 1.9: 107.25; 2: 3.4156; 2.1: 81.5168; 2.2: 14.1107; 2.3: 4.1901; 2.4: 75.1283; 2.5: 22.3088
| 1 | 5 | 1: 172.0144; 1.1: 90.0209; 1.2: 0.12072; 1.3: 32.5; 1.4: 26.4638; 1.5: 90.0209; 1.6: 32.5; 1.7: 13; 1.8: 8.4594; 1.9: 108.3333; 2: 3.4501; 2.1: 81.5756; 2.2: 14.3868; 2.3: 4.2293; 2.4: 75.6341; 2.5: 22.2344
| 1 | 5.05 | 1: 171.7861; 1.1: 90.8004; 1.2: 0.12177; 1.3: 32.825; 1.4: 26.4286; 1.5: 90.8004; 1.6: 32.825; 1.7: 13.13; 1.8: 8.4594; 1.9: 109.4167; 2: 3.4846; 2.1: 81.6342; 2.2: 14.6654; 2.3: 4.2686; 2.4: 76.135; 2.5: 22.1601
| 1 | 5.1 | 1: 171.5578; 1.1: 91.5775; 1.2: 0.12281; 1.3: 33.15; 1.4: 26.3935; 1.5: 91.5775; 1.6: 33.15; 1.7: 13.26; 1.8: 8.4594; 1.9: 110.5; 2: 3.5191; 2.1: 81.6925; 2.2: 14.9466; 2.3: 4.3077; 2.4: 76.6309; 2.5: 22.0858
| 1 | 5.15 | 1: 171.3294; 1.1: 92.3523; 1.2: 0.12385; 1.3: 33.475; 1.4: 26.3584; 1.5: 92.3523; 1.6: 33.475; 1.7: 13.39; 1.8: 8.4594; 1.9: 111.5833; 2: 3.5536; 2.1: 81.7507; 2.2: 15.2303; 2.3: 4.3469; 2.4: 77.122; 2.5: 22.0115
| 1 | 5.2 | 1: 171.1011; 1.1: 93.1246; 1.2: 0.12488; 1.3: 33.8; 1.4: 26.3233; 1.5: 93.1246; 1.6: 33.8; 1.7: 13.52; 1.8: 8.4594; 1.9: 112.6667; 2: 3.5881; 2.1: 81.8086; 2.2: 15.5164; 2.3: 4.386; 2.4: 77.6082; 2.5: 21.9373
| 1 | 5.25 | 1: 170.8728; 1.1: 93.8946; 1.2: 0.12591; 1.3: 34.125; 1.4: 26.2881; 1.5: 93.8946; 1.6: 34.125; 1.7: 13.65; 1.8: 8.4594; 1.9: 113.75; 2: 3.6226; 2.1: 81.8663; 2.2: 15.8051; 2.3: 4.425; 2.4: 78.0895; 2.5: 21.8631
| 1 | 5.3 | 1: 170.6445; 1.1: 94.6622; 1.2: 0.12694; 1.3: 34.45; 1.4: 26.253; 1.5: 94.6622; 1.6: 34.45; 1.7: 13.78; 1.8: 8.4594; 1.9: 114.8333; 2: 3.6571; 2.1: 81.9237; 2.2: 16.0963; 2.3: 4.464; 2.4: 78.5659; 2.5: 21.789
| 1 | 5.35 | 1: 170.4162; 1.1: 95.4274; 1.2: 0.12797; 1.3: 34.775; 1.4: 26.2179; 1.5: 95.4274; 1.6: 34.775; 1.7: 13.91; 1.8: 8.4594; 1.9: 115.9167; 2: 3.6916; 2.1: 81.981; 2.2: 16.39; 2.3: 4.503; 2.4: 79.0374; 2.5: 21.7149
| 1 | 5.4 | 1: 170.1879; 1.1: 96.1902; 1.2: 0.12899; 1.3: 35.1; 1.4: 26.1828; 1.5: 96.1902; 1.6: 35.1; 1.7: 14.04; 1.8: 8.4594; 1.9: 117; 2: 3.7261; 2.1: 82.038; 2.2: 16.6862; 2.3: 4.5419; 2.4: 79.5041; 2.5: 21.6408
| 1 | 5.45 | 1: 169.9597; 1.1: 96.9507; 1.2: 0.13001; 1.3: 35.425; 1.4: 26.1476; 1.5: 96.9507; 1.6: 35.425; 1.7: 14.17; 1.8: 8.4594; 1.9: 118.0833; 2: 3.7606; 2.1: 82.0949; 2.2: 16.9848; 2.3: 4.5808; 2.4: 79.9658; 2.5: 21.5668
| 1 | 5.5 | 1: 169.7314; 1.1: 97.7087; 1.2: 0.13103; 1.3: 35.75; 1.4: 26.1125; 1.5: 97.7087; 1.6: 35.75; 1.7: 14.3; 1.8: 8.4594; 1.9: 119.1667; 2: 3.7951; 2.1: 82.1515; 2.2: 17.286; 2.3: 4.6197; 2.4: 80.4227; 2.5: 21.4929
| 1 | 5.55 | 1: 169.5031; 1.1: 98.4644; 1.2: 0.13204; 1.3: 36.075; 1.4: 26.0774; 1.5: 98.4644; 1.6: 36.075; 1.7: 14.43; 1.8: 8.4594; 1.9: 120.25; 2: 3.8296; 2.1: 82.2079; 2.2: 17.5896; 2.3: 4.6585; 2.4: 80.8748; 2.5: 21.419
| 1 | 5.6 | 1: 169.2749; 1.1: 99.2177; 1.2: 0.13305; 1.3: 36.4; 1.4: 26.0423; 1.5: 99.2177; 1.6: 36.4; 1.7: 14.56; 1.8: 8.4594; 1.9: 121.3333; 2: 3.8641; 2.1: 82.2641; 2.2: 17.8958; 2.3: 4.6972; 2.4: 81.3219; 2.5: 21.3451
| 1 | 5.65 | 1: 169.0467; 1.1: 99.9686; 1.2: 0.13406; 1.3: 36.725; 1.4: 26.0072; 1.5: 99.9686; 1.6: 36.725; 1.7: 14.69; 1.8: 8.4594; 1.9: 122.4167; 2: 3.8986; 2.1: 82.3201; 2.2: 18.2044; 2.3: 4.7359; 2.4: 81.7642; 2.5: 21.2713
| 1 | 5.7 | 1: 168.8185; 1.1: 100.7171; 1.2: 0.13506; 1.3: 37.05; 1.4: 25.9721; 1.5: 100.7171; 1.6: 37.05; 1.7: 14.82; 1.8: 8.4594; 1.9: 123.5; 2: 3.9331; 2.1: 82.3758; 2.2: 18.5154; 2.3: 4.7746; 2.4: 82.2017; 2.5: 21.1975
| 1 | 5.75 | 1: 168.5903; 1.1: 101.4633; 1.2: 0.13606; 1.3: 37.375; 1.4: 25.937; 1.5: 101.4633; 1.6: 37.375; 1.7: 14.95; 1.8: 8.4594; 1.9: 124.5833; 2: 3.9676; 2.1: 82.4314; 2.2: 18.829; 2.3: 4.8132; 2.4: 82.6343; 2.5: 21.1237
| 1 | 5.8 | 1: 168.3621; 1.1: 102.207; 1.2: 0.13706; 1.3: 37.7; 1.4: 25.9019; 1.5: 102.207; 1.6: 37.7; 1.7: 15.08; 1.8: 8.4594; 1.9: 125.6667; 2: 4.0021; 2.1: 82.4867; 2.2: 19.145; 2.3: 4.8518; 2.4: 83.062; 2.5: 21.05
| 1 | 5.85 | 1: 168.134; 1.1: 102.9485; 1.2: 0.13806; 1.3: 38.025; 1.4: 25.8668; 1.5: 102.9485; 1.6: 38.025; 1.7: 15.21; 1.8: 8.4594; 1.9: 126.75; 2: 4.0366; 2.1: 82.5419; 2.2: 19.4635; 2.3: 4.8904; 2.4: 83.4849; 2.5: 20.9764
| 1 | 5.9 | 1: 167.9059; 1.1: 103.6875; 1.2: 0.13905; 1.3: 38.35; 1.4: 25.8317; 1.5: 103.6875; 1.6: 38.35; 1.7: 15.34; 1.8: 8.4594; 1.9: 127.8333; 2: 4.0711; 2.1: 82.5968; 2.2: 19.7845; 2.3: 4.9289; 2.4: 83.903; 2.5: 20.9028
| 1 | 5.95 | 1: 167.6778; 1.1: 104.4241; 1.2: 0.14004; 1.3: 38.675; 1.4: 25.7966; 1.5: 104.4241; 1.6: 38.675; 1.7: 15.47; 1.8: 8.4594; 1.9: 128.9167; 2: 4.1056; 2.1: 82.6515; 2.2: 20.1079; 2.3: 4.9674; 2.4: 84.3162; 2.5: 20.8292
| 1 | 6 | 1: 167.4497; 1.1: 105.1584; 1.2: 0.14102; 1.3: 39; 1.4: 25.7615; 1.5: 105.1584; 1.6: 39; 1.7: 15.6; 1.8: 8.4594; 1.9: 130; 2: 4.1401; 2.1: 82.706; 2.2: 20.4338; 2.3: 5.0058; 2.4: 84.7246; 2.5: 20.7557
| 1 | 6.05 | 1: 167.2217; 1.1: 105.8903; 1.2: 0.142; 1.3: 39.325; 1.4: 25.7264; 1.5: 105.8903; 1.6: 39.325; 1.7: 15.73; 1.8: 8.4594; 1.9: 131.0833; 2: 4.1746; 2.1: 82.7603; 2.2: 20.7622; 2.3: 5.0442; 2.4: 85.1282; 2.5: 20.6822
| 1 | 6.1 | 1: 166.9936; 1.1: 106.6199; 1.2: 0.14298; 1.3: 39.65; 1.4: 25.6913; 1.5: 106.6199; 1.6: 39.65; 1.7: 15.86; 1.8: 8.4594; 1.9: 132.1667; 2: 4.2091; 2.1: 82.8144; 2.2: 21.093; 2.3: 5.0826; 2.4: 85.5269; 2.5: 20.6087
| 1 | 6.15 | 1: 166.7656; 1.1: 107.347; 1.2: 0.14395; 1.3: 39.975; 1.4: 25.6563; 1.5: 107.347; 1.6: 39.975; 1.7: 15.99; 1.8: 8.4594; 1.9: 133.25; 2: 4.2436; 2.1: 82.8683; 2.2: 21.4262; 2.3: 5.1209; 2.4: 85.9208; 2.5: 20.5353
| 1 | 6.2 | 1: 166.5377; 1.1: 108.0718; 1.2: 0.14493; 1.3: 40.3; 1.4: 25.6212; 1.5: 108.0718; 1.6: 40.3; 1.7: 16.12; 1.8: 8.4594; 1.9: 134.3333; 2: 4.2781; 2.1: 82.922; 2.2: 21.762; 2.3: 5.1592; 2.4: 86.3099; 2.5: 20.462
| 1 | 6.25 | 1: 166.3097; 1.1: 108.7943; 1.2: 0.1459; 1.3: 40.625; 1.4: 25.5861; 1.5: 108.7943; 1.6: 40.625; 1.7: 16.25; 1.8: 8.4594; 1.9: 135.4167; 2: 4.3126; 2.1: 82.9754; 2.2: 22.1001; 2.3: 5.1975; 2.4: 86.6942; 2.5: 20.3886
| 1 | 6.3 | 1: 166.0818; 1.1: 109.5143; 1.2: 0.14686; 1.3: 40.95; 1.4: 25.551; 1.5: 109.5143; 1.6: 40.95; 1.7: 16.38; 1.8: 8.4594; 1.9: 136.5; 2: 4.3471; 2.1: 83.0287; 2.2: 22.4407; 2.3: 5.2357; 2.4: 87.0736; 2.5: 20.3153
| 1 | 6.35 | 1: 165.8539; 1.1: 110.2321; 1.2: 0.14782; 1.3: 41.275; 1.4: 25.516; 1.5: 110.2321; 1.6: 41.275; 1.7: 16.51; 1.8: 8.4594; 1.9: 137.5833; 2: 4.3816; 2.1: 83.0818; 2.2: 22.7838; 2.3: 5.2739; 2.4: 87.4483; 2.5: 20.2421
| 1 | 6.4 | 1: 165.6261; 1.1: 110.9474; 1.2: 0.14878; 1.3: 41.6; 1.4: 25.4809; 1.5: 110.9474; 1.6: 41.6; 1.7: 16.64; 1.8: 8.4594; 1.9: 138.6667; 2: 4.4161; 2.1: 83.1346; 2.2: 23.1293; 2.3: 5.312; 2.4: 87.8181; 2.5: 20.1689
| 1 | 6.45 | 1: 165.3983; 1.1: 111.6604; 1.2: 0.14974; 1.3: 41.925; 1.4: 25.4459; 1.5: 111.6604; 1.6: 41.925; 1.7: 16.77; 1.8: 8.4594; 1.9: 139.75; 2: 4.4506; 2.1: 83.1873; 2.2: 23.4772; 2.3: 5.3501; 2.4: 88.1832; 2.5: 20.0957
| 1 | 6.5 | 1: 165.1705; 1.1: 112.371; 1.2: 0.15069; 1.3: 42.25; 1.4: 25.4108; 1.5: 112.371; 1.6: 42.25; 1.7: 16.9; 1.8: 8.4594; 1.9: 140.8333; 2: 4.4851; 2.1: 83.2398; 2.2: 23.8276; 2.3: 5.3882; 2.4: 88.5434; 2.5: 20.0226
| 1 | 6.55 | 1: 164.9428; 1.1: 113.0793; 1.2: 0.15164; 1.3: 42.575; 1.4: 25.3758; 1.5: 113.0793; 1.6: 42.575; 1.7: 17.03; 1.8: 8.4594; 1.9: 141.9167; 2: 4.5196; 2.1: 83.292; 2.2: 24.1804; 2.3: 5.4263; 2.4: 88.8989; 2.5: 19.9496
| 1 | 6.6 | 1: 164.7151; 1.1: 113.7852; 1.2: 0.15259; 1.3: 42.9; 1.4: 25.3408; 1.5: 113.7852; 1.6: 42.9; 1.7: 17.16; 1.8: 8.4594; 1.9: 143; 2: 4.5541; 2.1: 83.3441; 2.2: 24.5356; 2.3: 5.4643; 2.4: 89.2495; 2.5: 19.8765
| 1 | 6.65 | 1: 164.4874; 1.1: 114.4887; 1.2: 0.15353; 1.3: 43.225; 1.4: 25.3058; 1.5: 114.4887; 1.6: 43.225; 1.7: 17.29; 1.8: 8.4594; 1.9: 144.0833; 2: 4.5886; 2.1: 83.3959; 2.2: 24.8933; 2.3: 5.5022; 2.4: 89.5954; 2.5: 19.8035
| 1 | 6.7 | 1: 164.2598; 1.1: 115.1899; 1.2: 0.15447; 1.3: 43.55; 1.4: 25.2707; 1.5: 115.1899; 1.6: 43.55; 1.7: 17.42; 1.8: 8.4594; 1.9: 145.1667; 2: 4.6231; 2.1: 83.4476; 2.2: 25.2534; 2.3: 5.5402; 2.4: 89.9365; 2.5: 19.7306
| 1 | 6.75 | 1: 164.0322; 1.1: 115.8887; 1.2: 0.15541; 1.3: 43.875; 1.4: 25.2357; 1.5: 115.8887; 1.6: 43.875; 1.7: 17.55; 1.8: 8.4594; 1.9: 146.25; 2: 4.6576; 2.1: 83.499; 2.2: 25.6159; 2.3: 5.5781; 2.4: 90.2728; 2.5: 19.6576
| 1 | 6.8 | 1: 163.8046; 1.1: 116.5852; 1.2: 0.15634; 1.3: 44.2; 1.4: 25.2007; 1.5: 116.5852; 1.6: 44.2; 1.7: 17.68; 1.8: 8.4594; 1.9: 147.3333; 2: 4.6921; 2.1: 83.5503; 2.2: 25.9809; 2.3: 5.616; 2.4: 90.6043; 2.5: 19.5848
| 1 | 6.85 | 1: 163.5771; 1.1: 117.2793; 1.2: 0.15727; 1.3: 44.525; 1.4: 25.1657; 1.5: 117.2793; 1.6: 44.525; 1.7: 17.81; 1.8: 8.4594; 1.9: 148.4167; 2: 4.7266; 2.1: 83.6013; 2.2: 26.3483; 2.3: 5.6538; 2.4: 90.9311; 2.5: 19.5119
| 1 | 6.9 | 1: 163.3497; 1.1: 117.9711; 1.2: 0.1582; 1.3: 44.85; 1.4: 25.1307; 1.5: 117.9711; 1.6: 44.85; 1.7: 17.94; 1.8: 8.4594; 1.9: 149.5; 2: 4.7611; 2.1: 83.6522; 2.2: 26.7181; 2.3: 5.6916; 2.4: 91.2531; 2.5: 19.4391
| 1 | 6.95 | 1: 163.1222; 1.1: 118.6606; 1.2: 0.15913; 1.3: 45.175; 1.4: 25.0957; 1.5: 118.6606; 1.6: 45.175; 1.7: 18.07; 1.8: 8.4594; 1.9: 150.5833; 2: 4.7956; 2.1: 83.7029; 2.2: 27.0903; 2.3: 5.7294; 2.4: 91.5703; 2.5: 19.3664
| 1 | 7 | 1: 162.8949; 1.1: 119.3476; 1.2: 0.16005; 1.3: 45.5; 1.4: 25.0607; 1.5: 119.3476; 1.6: 45.5; 1.7: 18.2; 1.8: 8.4594; 1.9: 151.6667; 2: 4.8301; 2.1: 83.7533; 2.2: 27.4649; 2.3: 5.7671; 2.4: 91.8827; 2.5: 19.2936
| 1 | 7.05 | 1: 162.6675; 1.1: 120.0324; 1.2: 0.16097; 1.3: 45.825; 1.4: 25.0258; 1.5: 120.0324; 1.6: 45.825; 1.7: 18.33; 1.8: 8.4594; 1.9: 152.75; 2: 4.8646; 2.1: 83.8036; 2.2: 27.842; 2.3: 5.8048; 2.4: 92.1904; 2.5: 19.221
| 1 | 7.1 | 1: 162.4403; 1.1: 120.7148; 1.2: 0.16188; 1.3: 46.15; 1.4: 24.9908; 1.5: 120.7148; 1.6: 46.15; 1.7: 18.46; 1.8: 8.4594; 1.9: 153.8333; 2: 4.8992; 2.1: 83.8537; 2.2: 28.2214; 2.3: 5.8425; 2.4: 92.4934; 2.5: 19.1483
| 1 | 7.15 | 1: 162.213; 1.1: 121.3948; 1.2: 0.16279; 1.3: 46.475; 1.4: 24.9558; 1.5: 121.3948; 1.6: 46.475; 1.7: 18.59; 1.8: 8.4594; 1.9: 154.9167; 2: 4.9337; 2.1: 83.9036; 2.2: 28.6033; 2.3: 5.8801; 2.4: 92.7915; 2.5: 19.0757
| 1 | 7.2 | 1: 161.9858; 1.1: 122.0725; 1.2: 0.1637; 1.3: 46.8; 1.4: 24.9209; 1.5: 122.0725; 1.6: 46.8; 1.7: 18.72; 1.8: 8.4594; 1.9: 156; 2: 4.9682; 2.1: 83.9532; 2.2: 28.9876; 2.3: 5.9178; 2.4: 93.085; 2.5: 19.0031
| 1 | 7.25 | 1: 161.7587; 1.1: 122.7479; 1.2: 0.16461; 1.3: 47.125; 1.4: 24.886; 1.5: 122.7479; 1.6: 47.125; 1.7: 18.85; 1.8: 8.4594; 1.9: 157.0833; 2: 5.0027; 2.1: 84.0027; 2.2: 29.3743; 2.3: 5.9553; 2.4: 93.3736; 2.5: 18.9306
| 1 | 7.3 | 1: 161.5316; 1.1: 123.4209; 1.2: 0.16551; 1.3: 47.45; 1.4: 24.851; 1.5: 123.4209; 1.6: 47.45; 1.7: 18.98; 1.8: 8.4594; 1.9: 158.1667; 2: 5.0372; 2.1: 84.052; 2.2: 29.7633; 2.3: 5.9929; 2.4: 93.6576; 2.5: 18.8581
| 1 | 7.35 | 1: 161.3046; 1.1: 124.0916; 1.2: 0.16641; 1.3: 47.775; 1.4: 24.8161; 1.5: 124.0916; 1.6: 47.775; 1.7: 19.11; 1.8: 8.4594; 1.9: 159.25; 2: 5.0717; 2.1: 84.1011; 2.2: 30.1548; 2.3: 6.0304; 2.4: 93.9368; 2.5: 18.7857
| 1 | 7.4 | 1: 161.0776; 1.1: 124.76; 1.2: 0.16731; 1.3: 48.1; 1.4: 24.7812; 1.5: 124.76; 1.6: 48.1; 1.7: 19.24; 1.8: 8.4594; 1.9: 160.3333; 2: 5.1062; 2.1: 84.15; 2.2: 30.5487; 2.3: 6.0679; 2.4: 94.2112; 2.5: 18.7133
| 1 | 7.45 | 1: 160.8507; 1.1: 125.426; 1.2: 0.1682; 1.3: 48.425; 1.4: 24.7463; 1.5: 125.426; 1.6: 48.425; 1.7: 19.37; 1.8: 8.4594; 1.9: 161.4167; 2: 5.1407; 2.1: 84.1988; 2.2: 30.945; 2.3: 6.1054; 2.4: 94.481; 2.5: 18.6409
| 1 | 7.5 | 1: 160.6238; 1.1: 126.0897; 1.2: 0.16909; 1.3: 48.75; 1.4: 24.7114; 1.5: 126.0897; 1.6: 48.75; 1.7: 19.5; 1.8: 8.4594; 1.9: 162.5; 2: 5.1752; 2.1: 84.2473; 2.2: 31.3437; 2.3: 6.1428; 2.4: 94.746; 2.5: 18.5685
| 1 | 7.55 | 1: 160.397; 1.1: 126.7511; 1.2: 0.16998; 1.3: 49.075; 1.4: 24.6765; 1.5: 126.7511; 1.6: 49.075; 1.7: 19.63; 1.8: 8.4594; 1.9: 163.5833; 2: 5.2097; 2.1: 84.2956; 2.2: 31.7448; 2.3: 6.1802; 2.4: 95.0062; 2.5: 18.4962
| 1 | 7.6 | 1: 160.1703; 1.1: 127.4101; 1.2: 0.17086; 1.3: 49.4; 1.4: 24.6416; 1.5: 127.4101; 1.6: 49.4; 1.7: 19.76; 1.8: 8.4594; 1.9: 164.6667; 2: 5.2442; 2.1: 84.3438; 2.2: 32.1483; 2.3: 6.2176; 2.4: 95.2618; 2.5: 18.424
| 1 | 7.65 | 1: 159.9436; 1.1: 128.0668; 1.2: 0.17174; 1.3: 49.725; 1.4: 24.6067; 1.5: 128.0668; 1.6: 49.725; 1.7: 19.89; 1.8: 8.4594; 1.9: 165.75; 2: 5.2787; 2.1: 84.3918; 2.2: 32.5542; 2.3: 6.255; 2.4: 95.5126; 2.5: 18.3518
| 1 | 7.7 | 1: 159.7169; 1.1: 128.7212; 1.2: 0.17262; 1.3: 50.05; 1.4: 24.5718; 1.5: 128.7212; 1.6: 50.05; 1.7: 20.02; 1.8: 8.4594; 1.9: 166.8333; 2: 5.3132; 2.1: 84.4395; 2.2: 32.9625; 2.3: 6.2923; 2.4: 95.7587; 2.5: 18.2796
| 1 | 7.75 | 1: 159.4903; 1.1: 129.3732; 1.2: 0.17349; 1.3: 50.375; 1.4: 24.537; 1.5: 129.3732; 1.6: 50.375; 1.7: 20.15; 1.8: 8.4594; 1.9: 167.9167; 2: 5.3477; 2.1: 84.4871; 2.2: 33.3731; 2.3: 6.3296; 2.4: 96.0001; 2.5: 18.2074
| 1 | 7.8 | 1: 159.2638; 1.1: 130.023; 1.2: 0.17436; 1.3: 50.7; 1.4: 24.5021; 1.5: 130.023; 1.6: 50.7; 1.7: 20.28; 1.8: 8.4594; 1.9: 169; 2: 5.3822; 2.1: 84.5345; 2.2: 33.7862; 2.3: 6.3668; 2.4: 96.2368; 2.5: 18.1353
| 1 | 7.85 | 1: 159.0374; 1.1: 130.6704; 1.2: 0.17523; 1.3: 51.025; 1.4: 24.4673; 1.5: 130.6704; 1.6: 51.025; 1.7: 20.41; 1.8: 8.4594; 1.9: 170.0833; 2: 5.4167; 2.1: 84.5817; 2.2: 34.2016; 2.3: 6.4041; 2.4: 96.4688; 2.5: 18.0632
| 1 | 7.9 | 1: 158.811; 1.1: 131.3155; 1.2: 0.1761; 1.3: 51.35; 1.4: 24.4325; 1.5: 131.3155; 1.6: 51.35; 1.7: 20.54; 1.8: 8.4594; 1.9: 171.1667; 2: 5.4512; 2.1: 84.6287; 2.2: 34.6195; 2.3: 6.4413; 2.4: 96.696; 2.5: 17.9912
| 1 | 7.95 | 1: 158.5846; 1.1: 131.9583; 1.2: 0.17696; 1.3: 51.675; 1.4: 24.3976; 1.5: 131.9583; 1.6: 51.675; 1.7: 20.67; 1.8: 8.4594; 1.9: 172.25; 2: 5.4857; 2.1: 84.6756; 2.2: 35.0397; 2.3: 6.4785; 2.4: 96.9186; 2.5: 17.9192
| 1 | 8 | 1: 158.3584; 1.1: 132.5987; 1.2: 0.17782; 1.3: 52; 1.4: 24.3628; 1.5: 132.5987; 1.6: 52; 1.7: 20.8; 1.8: 8.4594; 1.9: 173.3333; 2: 5.5202; 2.1: 84.7222; 2.2: 35.4623; 2.3: 6.5156; 2.4: 97.1365; 2.5: 17.8472
| 1 | 8.05 | 1: 158.1322; 1.1: 133.2369; 1.2: 0.17867; 1.3: 52.325; 1.4: 24.328; 1.5: 133.2369; 1.6: 52.325; 1.7: 20.93; 1.8: 8.4594; 1.9: 174.4167; 2: 5.5547; 2.1: 84.7687; 2.2: 35.8873; 2.3: 6.5527; 2.4: 97.3496; 2.5: 17.7753
| 1 | 8.1 | 1: 157.906; 1.1: 133.8727; 1.2: 0.17953; 1.3: 52.65; 1.4: 24.2932; 1.5: 133.8727; 1.6: 52.65; 1.7: 21.06; 1.8: 8.4594; 1.9: 175.5; 2: 5.5892; 2.1: 84.815; 2.2: 36.3146; 2.3: 6.5898; 2.4: 97.5581; 2.5: 17.7034
| 1 | 8.15 | 1: 157.68; 1.1: 134.5063; 1.2: 0.18038; 1.3: 52.975; 1.4: 24.2585; 1.5: 134.5063; 1.6: 52.975; 1.7: 21.19; 1.8: 8.4594; 1.9: 176.5833; 2: 5.6237; 2.1: 84.8611; 2.2: 36.7444; 2.3: 6.6269; 2.4: 97.7619; 2.5: 17.6315
| 1 | 8.2 | 1: 157.454; 1.1: 135.1375; 1.2: 0.18122; 1.3: 53.3; 1.4: 24.2237; 1.5: 135.1375; 1.6: 53.3; 1.7: 21.32; 1.8: 8.4594; 1.9: 177.6667; 2: 5.6582; 2.1: 84.907; 2.2: 37.1765; 2.3: 6.664; 2.4: 97.961; 2.5: 17.5597
| 1 | 8.25 | 1: 157.228; 1.1: 135.7664; 1.2: 0.18207; 1.3: 53.625; 1.4: 24.1889; 1.5: 135.7664; 1.6: 53.625; 1.7: 21.45; 1.8: 8.4594; 1.9: 178.75; 2: 5.6927; 2.1: 84.9527; 2.2: 37.611; 2.3: 6.701; 2.4: 98.1554; 2.5: 17.4879
| 1 | 8.3 | 1: 157.0022; 1.1: 136.393; 1.2: 0.18291; 1.3: 53.95; 1.4: 24.1542; 1.5: 136.393; 1.6: 53.95; 1.7: 21.58; 1.8: 8.4594; 1.9: 179.8333; 2: 5.7272; 2.1: 84.9983; 2.2: 38.0479; 2.3: 6.738; 2.4: 98.3452; 2.5: 17.4162
| 1 | 8.35 | 1: 156.7764; 1.1: 137.0173; 1.2: 0.18374; 1.3: 54.275; 1.4: 24.1194; 1.5: 137.0173; 1.6: 54.275; 1.7: 21.71; 1.8: 8.4594; 1.9: 180.9167; 2: 5.7617; 2.1: 85.0437; 2.2: 38.4871; 2.3: 6.775; 2.4: 98.5302; 2.5: 17.3445
| 1 | 8.4 | 1: 156.5507; 1.1: 137.6393; 1.2: 0.18458; 1.3: 54.6; 1.4: 24.0847; 1.5: 137.6393; 1.6: 54.6; 1.7: 21.84; 1.8: 8.4594; 1.9: 182; 2: 5.7962; 2.1: 85.0888; 2.2: 38.9287; 2.3: 6.8119; 2.4: 98.7106; 2.5: 17.2728
| 1 | 8.45 | 1: 156.325; 1.1: 138.259; 1.2: 0.18541; 1.3: 54.925; 1.4: 24.05; 1.5: 138.259; 1.6: 54.925; 1.7: 21.97; 1.8: 8.4594; 1.9: 183.0833; 2: 5.8307; 2.1: 85.1339; 2.2: 39.3727; 2.3: 6.8488; 2.4: 98.8863; 2.5: 17.2012
| 1 | 8.5 | 1: 156.0994; 1.1: 138.8765; 1.2: 0.18624; 1.3: 55.25; 1.4: 24.0153; 1.5: 138.8765; 1.6: 55.25; 1.7: 22.1; 1.8: 8.4594; 1.9: 184.1667; 2: 5.8652; 2.1: 85.1787; 2.2: 39.8191; 2.3: 6.8857; 2.4: 99.0574; 2.5: 17.1296
| 1 | 8.55 | 1: 155.8739; 1.1: 139.4916; 1.2: 0.18706; 1.3: 55.575; 1.4: 23.9806; 1.5: 139.4916; 1.6: 55.575; 1.7: 22.23; 1.8: 8.4594; 1.9: 185.25; 2: 5.8997; 2.1: 85.2233; 2.2: 40.2678; 2.3: 6.9226; 2.4: 99.2238; 2.5: 17.058
| 1 | 8.6 | 1: 155.6485; 1.1: 140.1044; 1.2: 0.18788; 1.3: 55.9; 1.4: 23.9459; 1.5: 140.1044; 1.6: 55.9; 1.7: 22.36; 1.8: 8.4594; 1.9: 186.3333; 2: 5.9342; 2.1: 85.2678; 2.2: 40.7189; 2.3: 6.9595; 2.4: 99.3855; 2.5: 16.9865
| 1 | 8.65 | 1: 155.4232; 1.1: 140.7149; 1.2: 0.1887; 1.3: 56.225; 1.4: 23.9113; 1.5: 140.7149; 1.6: 56.225; 1.7: 22.49; 1.8: 8.4594; 1.9: 187.4167; 2: 5.9687; 2.1: 85.3121; 2.2: 41.1724; 2.3: 6.9963; 2.4: 99.5426; 2.5: 16.915
| 1 | 8.7 | 1: 155.1979; 1.1: 141.3232; 1.2: 0.18952; 1.3: 56.55; 1.4: 23.8766; 1.5: 141.3232; 1.6: 56.55; 1.7: 22.62; 1.8: 8.4594; 1.9: 188.5; 2: 6.0032; 2.1: 85.3562; 2.2: 41.6282; 2.3: 7.0331; 2.4: 99.695; 2.5: 16.8435
| 1 | 8.75 | 1: 154.9727; 1.1: 141.9291; 1.2: 0.19033; 1.3: 56.875; 1.4: 23.842; 1.5: 141.9291; 1.6: 56.875; 1.7: 22.75; 1.8: 8.4594; 1.9: 189.5833; 2: 6.0377; 2.1: 85.4002; 2.2: 42.0864; 2.3: 7.0699; 2.4: 99.8428; 2.5: 16.7721
| 1 | 8.8 | 1: 154.7476; 1.1: 142.5328; 1.2: 0.19114; 1.3: 57.2; 1.4: 23.8073; 1.5: 142.5328; 1.6: 57.2; 1.7: 22.88; 1.8: 8.4594; 1.9: 190.6667; 2: 6.0722; 2.1: 85.4439; 2.2: 42.5469; 2.3: 7.1066; 2.4: 99.9859; 2.5: 16.7007
| 1 | 8.85 | 1: 154.5225; 1.1: 143.1342; 1.2: 0.19195; 1.3: 57.525; 1.4: 23.7727; 1.5: 143.1342; 1.6: 57.525; 1.7: 23.01; 1.8: 8.4594; 1.9: 191.75; 2: 6.1067; 2.1: 85.4875; 2.2: 43.0099; 2.3: 7.1434; 2.4: 100.1243; 2.5: 16.6293
| 1 | 8.9 | 1: 154.2976; 1.1: 143.7333; 1.2: 0.19275; 1.3: 57.85; 1.4: 23.7381; 1.5: 143.7333; 1.6: 57.85; 1.7: 23.14; 1.8: 8.4594; 1.9: 192.8333; 2: 6.1412; 2.1: 85.5309; 2.2: 43.4752; 2.3: 7.1801; 2.4: 100.2582; 2.5: 16.558
| 1 | 8.95 | 1: 154.0727; 1.1: 144.3302; 1.2: 0.19355; 1.3: 58.175; 1.4: 23.7035; 1.5: 144.3302; 1.6: 58.175; 1.7: 23.27; 1.8: 8.4594; 1.9: 193.9167; 2: 6.1757; 2.1: 85.5741; 2.2: 43.9428; 2.3: 7.2168; 2.4: 100.3874; 2.5: 16.4867
| 1 | 9 | 1: 153.8479; 1.1: 144.9247; 1.2: 0.19435; 1.3: 58.5; 1.4: 23.6689; 1.5: 144.9247; 1.6: 58.5; 1.7: 23.4; 1.8: 8.4594; 1.9: 195; 2: 6.2102; 2.1: 85.6172; 2.2: 44.4128; 2.3: 7.2534; 2.4: 100.5119; 2.5: 16.4155
| 1 | 9.05 | 1: 153.6232; 1.1: 145.517; 1.2: 0.19514; 1.3: 58.825; 1.4: 23.6343; 1.5: 145.517; 1.6: 58.825; 1.7: 23.53; 1.8: 8.4594; 1.9: 196.0833; 2: 6.2447; 2.1: 85.6601; 2.2: 44.8852; 2.3: 7.2901; 2.4: 100.6318; 2.5: 16.3443
| 1 | 9.1 | 1: 153.3985; 1.1: 146.107; 1.2: 0.19593; 1.3: 59.15; 1.4: 23.5998; 1.5: 146.107; 1.6: 59.15; 1.7: 23.66; 1.8: 8.4594; 1.9: 197.1667; 2: 6.2792; 2.1: 85.7028; 2.2: 45.3599; 2.3: 7.3267; 2.4: 100.7471; 2.5: 16.2731
| 1 | 9.15 | 1: 153.174; 1.1: 146.6947; 1.2: 0.19672; 1.3: 59.475; 1.4: 23.5652; 1.5: 146.6947; 1.6: 59.475; 1.7: 23.79; 1.8: 8.4594; 1.9: 198.25; 2: 6.3137; 2.1: 85.7453; 2.2: 45.837; 2.3: 7.3633; 2.4: 100.8578; 2.5: 16.2019
| 1 | 9.2 | 1: 152.9495; 1.1: 147.2802; 1.2: 0.19751; 1.3: 59.8; 1.4: 23.5307; 1.5: 147.2802; 1.6: 59.8; 1.7: 23.92; 1.8: 8.4594; 1.9: 199.3333; 2: 6.3482; 2.1: 85.7877; 2.2: 46.3164; 2.3: 7.3999; 2.4: 100.9638; 2.5: 16.1308
| 1 | 9.25 | 1: 152.7252; 1.1: 147.8634; 1.2: 0.19829; 1.3: 60.125; 1.4: 23.4962; 1.5: 147.8634; 1.6: 60.125; 1.7: 24.05; 1.8: 8.4594; 1.9: 200.4167; 2: 6.3827; 2.1: 85.8299; 2.2: 46.7982; 2.3: 7.4364; 2.4: 101.0652; 2.5: 16.0597
| 1 | 9.3 | 1: 152.5009; 1.1: 148.4443; 1.2: 0.19907; 1.3: 60.45; 1.4: 23.4617; 1.5: 148.4443; 1.6: 60.45; 1.7: 24.18; 1.8: 8.4594; 1.9: 201.5; 2: 6.4172; 2.1: 85.8719; 2.2: 47.2823; 2.3: 7.473; 2.4: 101.162; 2.5: 15.9887
| 1 | 9.35 | 1: 152.2767; 1.1: 149.023; 1.2: 0.19984; 1.3: 60.775; 1.4: 23.4272; 1.5: 149.023; 1.6: 60.775; 1.7: 24.31; 1.8: 8.4594; 1.9: 202.5833; 2: 6.4517; 2.1: 85.9138; 2.2: 47.7688; 2.3: 7.5095; 2.4: 101.2542; 2.5: 15.9177
| 1 | 9.4 | 1: 152.0525; 1.1: 149.5994; 1.2: 0.20062; 1.3: 61.1; 1.4: 23.3927; 1.5: 149.5994; 1.6: 61.1; 1.7: 24.44; 1.8: 8.4594; 1.9: 203.6667; 2: 6.4862; 2.1: 85.9555; 2.2: 48.2577; 2.3: 7.546; 2.4: 101.3418; 2.5: 15.8467
| 1 | 9.45 | 1: 151.8285; 1.1: 150.1736; 1.2: 0.20139; 1.3: 61.425; 1.4: 23.3582; 1.5: 150.1736; 1.6: 61.425; 1.7: 24.57; 1.8: 8.4594; 1.9: 204.75; 2: 6.5207; 2.1: 85.997; 2.2: 48.7489; 2.3: 7.5825; 2.4: 101.4247; 2.5: 15.7758
| 1 | 9.5 | 1: 151.6046; 1.1: 150.7455; 1.2: 0.20215; 1.3: 61.75; 1.4: 23.3238; 1.5: 150.7455; 1.6: 61.75; 1.7: 24.7; 1.8: 8.4594; 1.9: 205.8333; 2: 6.5552; 2.1: 86.0383; 2.2: 49.2424; 2.3: 7.6189; 2.4: 101.5031; 2.5: 15.7049
| 1 | 9.55 | 1: 151.3807; 1.1: 151.3151; 1.2: 0.20292; 1.3: 62.075; 1.4: 23.2893; 1.5: 151.3151; 1.6: 62.075; 1.7: 24.83; 1.8: 8.4594; 1.9: 206.9167; 2: 6.5897; 2.1: 86.0795; 2.2: 49.7383; 2.3: 7.6554; 2.4: 101.5768; 2.5: 15.634
| 1 | 9.6 | 1: 151.157; 1.1: 151.8825; 1.2: 0.20368; 1.3: 62.4; 1.4: 23.2549; 1.5: 151.8825; 1.6: 62.4; 1.7: 24.96; 1.8: 8.4594; 1.9: 208; 2: 6.6242; 2.1: 86.1205; 2.2: 50.2366; 2.3: 7.6918; 2.4: 101.646; 2.5: 15.5631
| 1 | 9.65 | 1: 150.9333; 1.1: 152.4477; 1.2: 0.20444; 1.3: 62.725; 1.4: 23.2205; 1.5: 152.4477; 1.6: 62.725; 1.7: 25.09; 1.8: 8.4594; 1.9: 209.0833; 2: 6.6587; 2.1: 86.1614; 2.2: 50.7372; 2.3: 7.7282; 2.4: 101.7105; 2.5: 15.4923
| 1 | 9.7 | 1: 150.7097; 1.1: 153.0106; 1.2: 0.20519; 1.3: 63.05; 1.4: 23.1861; 1.5: 153.0106; 1.6: 63.05; 1.7: 25.22; 1.8: 8.4594; 1.9: 210.1667; 2: 6.6932; 2.1: 86.202; 2.2: 51.2401; 2.3: 7.7646; 2.4: 101.7705; 2.5: 15.4216
| 1 | 9.75 | 1: 150.4863; 1.1: 153.5712; 1.2: 0.20594; 1.3: 63.375; 1.4: 23.1517; 1.5: 153.5712; 1.6: 63.375; 1.7: 25.35; 1.8: 8.4594; 1.9: 211.25; 2: 6.7277; 2.1: 86.2425; 2.2: 51.7454; 2.3: 7.8009; 2.4: 101.8258; 2.5: 15.3508
| 1 | 9.8 | 1: 150.2629; 1.1: 154.1296; 1.2: 0.20669; 1.3: 63.7; 1.4: 23.1174; 1.5: 154.1296; 1.6: 63.7; 1.7: 25.48; 1.8: 8.4594; 1.9: 212.3333; 2: 6.7622; 2.1: 86.2829; 2.2: 52.2531; 2.3: 7.8373; 2.4: 101.8766; 2.5: 15.2801
| 1 | 9.85 | 1: 150.0396; 1.1: 154.6858; 1.2: 0.20744; 1.3: 64.025; 1.4: 23.083; 1.5: 154.6858; 1.6: 64.025; 1.7: 25.61; 1.8: 8.4594; 1.9: 213.4167; 2: 6.7967; 2.1: 86.3231; 2.2: 52.763; 2.3: 7.8736; 2.4: 101.9228; 2.5: 15.2094
| 1 | 9.9 | 1: 149.8164; 1.1: 155.2397; 1.2: 0.20818; 1.3: 64.35; 1.4: 23.0487; 1.5: 155.2397; 1.6: 64.35; 1.7: 25.74; 1.8: 8.4594; 1.9: 214.5; 2: 6.8312; 2.1: 86.3631; 2.2: 53.2754; 2.3: 7.9099; 2.4: 101.9644; 2.5: 15.1388
| 1 | 9.95 | 1: 149.5933; 1.1: 155.7914; 1.2: 0.20892; 1.3: 64.675; 1.4: 23.0144; 1.5: 155.7914; 1.6: 64.675; 1.7: 25.87; 1.8: 8.4594; 1.9: 215.5833; 2: 6.8657; 2.1: 86.4029; 2.2: 53.7901; 2.3: 7.9462; 2.4: 102.0014; 2.5: 15.0682
| 1 | 10 | 1: 149.3703; 1.1: 156.3409; 1.2: 0.20966; 1.3: 65; 1.4: 22.98; 1.5: 156.3409; 1.6: 65; 1.7: 26; 1.8: 8.4594; 1.9: 216.6667; 2: 6.9002; 2.1: 86.4426; 2.2: 54.3071; 2.3: 7.9824; 2.4: 102.0338; 2.5: 14.9976
| 1 | 10.05 | 1: 149.1474; 1.1: 156.8881; 1.2: 0.21039; 1.3: 65.325; 1.4: 22.9458; 1.5: 156.8881; 1.6: 65.325; 1.7: 26.13; 1.8: 8.4594; 1.9: 217.75; 2: 6.9347; 2.1: 86.4821; 2.2: 54.8264; 2.3: 8.0187; 2.4: 102.0617; 2.5: 14.9271
| 1 | 10.1 | 1: 148.9246; 1.1: 157.4331; 1.2: 0.21112; 1.3: 65.65; 1.4: 22.9115; 1.5: 157.4331; 1.6: 65.65; 1.7: 26.26; 1.8: 8.4594; 1.9: 218.8333; 2: 6.9692; 2.1: 86.5215; 2.2: 55.3481; 2.3: 8.0549; 2.4: 102.085; 2.5: 14.8566
| 1 | 10.15 | 1: 148.7019; 1.1: 157.9759; 1.2: 0.21185; 1.3: 65.975; 1.4: 22.8772; 1.5: 157.9759; 1.6: 65.975; 1.7: 26.39; 1.8: 8.4594; 1.9: 219.9167; 2: 7.0037; 2.1: 86.5607; 2.2: 55.8722; 2.3: 8.0911; 2.4: 102.1037; 2.5: 14.7861
| 1 | 10.2 | 1: 148.4793; 1.1: 158.5165; 1.2: 0.21257; 1.3: 66.3; 1.4: 22.843; 1.5: 158.5165; 1.6: 66.3; 1.7: 26.52; 1.8: 8.4594; 1.9: 221; 2: 7.0382; 2.1: 86.5997; 2.2: 56.3986; 2.3: 8.1273; 2.4: 102.1179; 2.5: 14.7157
| 1 | 10.25 | 1: 148.2568; 1.1: 159.0548; 1.2: 0.2133; 1.3: 66.625; 1.4: 22.8087; 1.5: 159.0548; 1.6: 66.625; 1.7: 26.65; 1.8: 8.4594; 1.9: 222.0833; 2: 7.0727; 2.1: 86.6386; 2.2: 56.9273; 2.3: 8.1635; 2.4: 102.1275; 2.5: 14.6453
| 1 | 10.3 | 1: 148.0343; 1.1: 159.5909; 1.2: 0.21401; 1.3: 66.95; 1.4: 22.7745; 1.5: 159.5909; 1.6: 66.95; 1.7: 26.78; 1.8: 8.4594; 1.9: 223.1667; 2: 7.1072; 2.1: 86.6773; 2.2: 57.4584; 2.3: 8.1996; 2.4: 102.1325; 2.5: 14.5749
| 1 | 10.35 | 1: 147.812; 1.1: 160.1248; 1.2: 0.21473; 1.3: 67.275; 1.4: 22.7403; 1.5: 160.1248; 1.6: 67.275; 1.7: 26.91; 1.8: 8.4594; 1.9: 224.25; 2: 7.1417; 2.1: 86.7158; 2.2: 57.9918; 2.3: 8.2358; 2.4: 102.133; 2.5: 14.5045
| 1 | 10.4 | 1: 147.5898; 1.1: 160.6565; 1.2: 0.21544; 1.3: 67.6; 1.4: 22.7061; 1.5: 160.6565; 1.6: 67.6; 1.7: 27.04; 1.8: 8.4594; 1.9: 225.3333; 2: 7.1762; 2.1: 86.7542; 2.2: 58.5275; 2.3: 8.2719; 2.4: 102.1289; 2.5: 14.4342
| 1 | 10.45 | 1: 147.3677; 1.1: 161.1859; 1.2: 0.21615; 1.3: 67.925; 1.4: 22.672; 1.5: 161.1859; 1.6: 67.925; 1.7: 27.17; 1.8: 8.4594; 1.9: 226.4167; 2: 7.2107; 2.1: 86.7925; 2.2: 59.0656; 2.3: 8.308; 2.4: 102.1203; 2.5: 14.364
| 1 | 10.5 | 1: 147.1458; 1.1: 161.7132; 1.2: 0.21686; 1.3: 68.25; 1.4: 22.6378; 1.5: 161.7132; 1.6: 68.25; 1.7: 27.3; 1.8: 8.4594; 1.9: 227.5; 2: 7.2452; 2.1: 86.8305; 2.2: 59.6061; 2.3: 8.3441; 2.4: 102.1071; 2.5: 14.2937
| 1 | 10.55 | 1: 146.9239; 1.1: 162.2382; 1.2: 0.21757; 1.3: 68.575; 1.4: 22.6037; 1.5: 162.2382; 1.6: 68.575; 1.7: 27.43; 1.8: 8.4594; 1.9: 228.5833; 2: 7.2797; 2.1: 86.8684; 2.2: 60.1488; 2.3: 8.3802; 2.4: 102.0894; 2.5: 14.2235
| 1 | 10.6 | 1: 146.7021; 1.1: 162.7611; 1.2: 0.21827; 1.3: 68.9; 1.4: 22.5696; 1.5: 162.7611; 1.6: 68.9; 1.7: 27.56; 1.8: 8.4594; 1.9: 229.6667; 2: 7.3142; 2.1: 86.9062; 2.2: 60.6939; 2.3: 8.4162; 2.4: 102.0671; 2.5: 14.1533
| 1 | 10.65 | 1: 146.4804; 1.1: 163.2817; 1.2: 0.21896; 1.3: 69.225; 1.4: 22.5354; 1.5: 163.2817; 1.6: 69.225; 1.7: 27.69; 1.8: 8.4594; 1.9: 230.75; 2: 7.3487; 2.1: 86.9438; 2.2: 61.2414; 2.3: 8.4523; 2.4: 102.0403; 2.5: 14.0832
| 1 | 10.7 | 1: 146.2588; 1.1: 163.8001; 1.2: 0.21966; 1.3: 69.55; 1.4: 22.5014; 1.5: 163.8001; 1.6: 69.55; 1.7: 27.82; 1.8: 8.4594; 1.9: 231.8333; 2: 7.3832; 2.1: 86.9812; 2.2: 61.7911; 2.3: 8.4883; 2.4: 102.009; 2.5: 14.0131
| 1 | 10.75 | 1: 146.0374; 1.1: 164.3164; 1.2: 0.22035; 1.3: 69.875; 1.4: 22.4673; 1.5: 164.3164; 1.6: 69.875; 1.7: 27.95; 1.8: 8.4594; 1.9: 232.9167; 2: 7.4177; 2.1: 87.0185; 2.2: 62.3433; 2.3: 8.5243; 2.4: 101.9731; 2.5: 13.943
| 1 | 10.8 | 1: 145.816; 1.1: 164.8304; 1.2: 0.22104; 1.3: 70.2; 1.4: 22.4332; 1.5: 164.8304; 1.6: 70.2; 1.7: 28.08; 1.8: 8.4594; 1.9: 234; 2: 7.4522; 2.1: 87.0556; 2.2: 62.8977; 2.3: 8.5603; 2.4: 101.9327; 2.5: 13.8729
| 1 | 10.85 | 1: 145.5948; 1.1: 165.3423; 1.2: 0.22173; 1.3: 70.525; 1.4: 22.3992; 1.5: 165.3423; 1.6: 70.525; 1.7: 28.21; 1.8: 8.4594; 1.9: 235.0833; 2: 7.4867; 2.1: 87.0926; 2.2: 63.4545; 2.3: 8.5963; 2.4: 101.8878; 2.5: 13.8029
| 1 | 10.9 | 1: 145.3736; 1.1: 165.8519; 1.2: 0.22241; 1.3: 70.85; 1.4: 22.3652; 1.5: 165.8519; 1.6: 70.85; 1.7: 28.34; 1.8: 8.4594; 1.9: 236.1667; 2: 7.5212; 2.1: 87.1294; 2.2: 64.0136; 2.3: 8.6323; 2.4: 101.8383; 2.5: 13.7329
| 1 | 10.95 | 1: 145.1526; 1.1: 166.3594; 1.2: 0.22309; 1.3: 71.175; 1.4: 22.3312; 1.5: 166.3594; 1.6: 71.175; 1.7: 28.47; 1.8: 8.4594; 1.9: 237.25; 2: 7.5557; 2.1: 87.1661; 2.2: 64.5751; 2.3: 8.6682; 2.4: 101.7843; 2.5: 13.663
| 1 | 11 | 1: 144.9317; 1.1: 166.8647; 1.2: 0.22377; 1.3: 71.5; 1.4: 22.2972; 1.5: 166.8647; 1.6: 71.5; 1.7: 28.6; 1.8: 8.4594; 1.9: 238.3333; 2: 7.5902; 2.1: 87.2026; 2.2: 65.1388; 2.3: 8.7041; 2.4: 101.7258; 2.5: 13.593
| 1 | 11.05 | 1: 144.7109; 1.1: 167.3678; 1.2: 0.22444; 1.3: 71.825; 1.4: 22.2632; 1.5: 167.3678; 1.6: 71.825; 1.7: 28.73; 1.8: 8.4594; 1.9: 239.4167; 2: 7.6247; 2.1: 87.239; 2.2: 65.705; 2.3: 8.7401; 2.4: 101.6628; 2.5: 13.5232
| 1 | 11.1 | 1: 144.4902; 1.1: 167.8687; 1.2: 0.22512; 1.3: 72.15; 1.4: 22.2293; 1.5: 167.8687; 1.6: 72.15; 1.7: 28.86; 1.8: 8.4594; 1.9: 240.5; 2: 7.6592; 2.1: 87.2752; 2.2: 66.2734; 2.3: 8.776; 2.4: 101.5953; 2.5: 13.4533
| 1 | 11.15 | 1: 144.2696; 1.1: 168.3674; 1.2: 0.22578; 1.3: 72.475; 1.4: 22.1953; 1.5: 168.3674; 1.6: 72.475; 1.7: 28.99; 1.8: 8.4594; 1.9: 241.5833; 2: 7.6937; 2.1: 87.3112; 2.2: 66.8442; 2.3: 8.8119; 2.4: 101.5232; 2.5: 13.3835
| 1 | 11.2 | 1: 144.0491; 1.1: 168.864; 1.2: 0.22645; 1.3: 72.8; 1.4: 22.1614; 1.5: 168.864; 1.6: 72.8; 1.7: 29.12; 1.8: 8.4594; 1.9: 242.6667; 2: 7.7282; 2.1: 87.3471; 2.2: 67.4173; 2.3: 8.8477; 2.4: 101.4467; 2.5: 13.3137
| 1 | 11.25 | 1: 143.8288; 1.1: 169.3584; 1.2: 0.22711; 1.3: 73.125; 1.4: 22.1275; 1.5: 169.3584; 1.6: 73.125; 1.7: 29.25; 1.8: 8.4594; 1.9: 243.75; 2: 7.7627; 2.1: 87.3829; 2.2: 67.9928; 2.3: 8.8836; 2.4: 101.3656; 2.5: 13.2439
| 1 | 11.3 | 1: 143.6085; 1.1: 169.8506; 1.2: 0.22777; 1.3: 73.45; 1.4: 22.0936; 1.5: 169.8506; 1.6: 73.45; 1.7: 29.38; 1.8: 8.4594; 1.9: 244.8333; 2: 7.7972; 2.1: 87.4185; 2.2: 68.5706; 2.3: 8.9194; 2.4: 101.28; 2.5: 13.1742
| 1 | 11.35 | 1: 143.3884; 1.1: 170.3407; 1.2: 0.22843; 1.3: 73.775; 1.4: 22.0598; 1.5: 170.3407; 1.6: 73.775; 1.7: 29.51; 1.8: 8.4594; 1.9: 245.9167; 2: 7.8317; 2.1: 87.4539; 2.2: 69.1507; 2.3: 8.9553; 2.4: 101.1899; 2.5: 13.1045
| 1 | 11.4 | 1: 143.1684; 1.1: 170.8285; 1.2: 0.22908; 1.3: 74.1; 1.4: 22.0259; 1.5: 170.8285; 1.6: 74.1; 1.7: 29.64; 1.8: 8.4594; 1.9: 247; 2: 7.8662; 2.1: 87.4892; 2.2: 69.7332; 2.3: 8.9911; 2.4: 101.0954; 2.5: 13.0348
| 1 | 11.45 | 1: 142.9485; 1.1: 171.3143; 1.2: 0.22974; 1.3: 74.425; 1.4: 21.9921; 1.5: 171.3143; 1.6: 74.425; 1.7: 29.77; 1.8: 8.4594; 1.9: 248.0833; 2: 7.9007; 2.1: 87.5244; 2.2: 70.3179; 2.3: 9.0269; 2.4: 100.9963; 2.5: 12.9652
| 1 | 11.5 | 1: 142.7287; 1.1: 171.7978; 1.2: 0.23038; 1.3: 74.75; 1.4: 21.9583; 1.5: 171.7978; 1.6: 74.75; 1.7: 29.9; 1.8: 8.4594; 1.9: 249.1667; 2: 7.9352; 2.1: 87.5594; 2.2: 70.9051; 2.3: 9.0627; 2.4: 100.8927; 2.5: 12.8956
| 1 | 11.55 | 1: 142.5091; 1.1: 172.2792; 1.2: 0.23103; 1.3: 75.075; 1.4: 21.9245; 1.5: 172.2792; 1.6: 75.075; 1.7: 30.03; 1.8: 8.4594; 1.9: 250.25; 2: 7.9697; 2.1: 87.5942; 2.2: 71.4945; 2.3: 9.0985; 2.4: 100.7847; 2.5: 12.826
| 1 | 11.6 | 1: 142.2895; 1.1: 172.7585; 1.2: 0.23167; 1.3: 75.4; 1.4: 21.8907; 1.5: 172.7585; 1.6: 75.4; 1.7: 30.16; 1.8: 8.4594; 1.9: 251.3333; 2: 8.0042; 2.1: 87.6289; 2.2: 72.0863; 2.3: 9.1343; 2.4: 100.6722; 2.5: 12.7564
| 1 | 11.65 | 1: 142.0701; 1.1: 173.2356; 1.2: 0.23231; 1.3: 75.725; 1.4: 21.8569; 1.5: 173.2356; 1.6: 75.725; 1.7: 30.29; 1.8: 8.4594; 1.9: 252.4167; 2: 8.0387; 2.1: 87.6635; 2.2: 72.6804; 2.3: 9.17; 2.4: 100.5551; 2.5: 12.6869
| 1 | 11.7 | 1: 141.8508; 1.1: 173.7105; 1.2: 0.23295; 1.3: 76.05; 1.4: 21.8232; 1.5: 173.7105; 1.6: 76.05; 1.7: 30.42; 1.8: 8.4594; 1.9: 253.5; 2: 8.0732; 2.1: 87.6979; 2.2: 73.2769; 2.3: 9.2058; 2.4: 100.4336; 2.5: 12.6175
| 1 | 11.75 | 1: 141.6316; 1.1: 174.1833; 1.2: 0.23358; 1.3: 76.375; 1.4: 21.7895; 1.5: 174.1833; 1.6: 76.375; 1.7: 30.55; 1.8: 8.4594; 1.9: 254.5833; 2: 8.1077; 2.1: 87.7321; 2.2: 73.8756; 2.3: 9.2415; 2.4: 100.3077; 2.5: 12.548
| 1 | 11.8 | 1: 141.4126; 1.1: 174.6539; 1.2: 0.23421; 1.3: 76.7; 1.4: 21.7558; 1.5: 174.6539; 1.6: 76.7; 1.7: 30.68; 1.8: 8.4594; 1.9: 255.6667; 2: 8.1423; 2.1: 87.7663; 2.2: 74.4767; 2.3: 9.2772; 2.4: 100.1772; 2.5: 12.4786
| 1 | 11.85 | 1: 141.1936; 1.1: 175.1224; 1.2: 0.23484; 1.3: 77.025; 1.4: 21.7221; 1.5: 175.1224; 1.6: 77.025; 1.7: 30.81; 1.8: 8.4594; 1.9: 256.75; 2: 8.1768; 2.1: 87.8002; 2.2: 75.0802; 2.3: 9.3129; 2.4: 100.0423; 2.5: 12.4092
| 1 | 11.9 | 1: 140.9748; 1.1: 175.5888; 1.2: 0.23547; 1.3: 77.35; 1.4: 21.6884; 1.5: 175.5888; 1.6: 77.35; 1.7: 30.94; 1.8: 8.4594; 1.9: 257.8333; 2: 8.2113; 2.1: 87.8341; 2.2: 75.6859; 2.3: 9.3486; 2.4: 99.9029; 2.5: 12.3398
| 1 | 11.95 | 1: 140.7561; 1.1: 176.053; 1.2: 0.23609; 1.3: 77.675; 1.4: 21.6548; 1.5: 176.053; 1.6: 77.675; 1.7: 31.07; 1.8: 8.4594; 1.9: 258.9167; 2: 8.2458; 2.1: 87.8677; 2.2: 76.294; 2.3: 9.3843; 2.4: 99.759; 2.5: 12.2705
| 1 | 12 | 1: 140.5375; 1.1: 176.5151; 1.2: 0.23671; 1.3: 78; 1.4: 21.6212; 1.5: 176.5151; 1.6: 78; 1.7: 31.2; 1.8: 8.4594; 1.9: 260; 2: 8.2803; 2.1: 87.9013; 2.2: 76.9045; 2.3: 9.4199; 2.4: 99.6107; 2.5: 12.2012
| 1 | 12.05 | 1: 140.3191; 1.1: 176.9751; 1.2: 0.23733; 1.3: 78.325; 1.4: 21.5875; 1.5: 176.9751; 1.6: 78.325; 1.7: 31.33; 1.8: 8.4594; 1.9: 261.0833; 2: 8.3148; 2.1: 87.9347; 2.2: 77.5172; 2.3: 9.4556; 2.4: 99.4579; 2.5: 12.1319
| 1 | 12.1 | 1: 140.1007; 1.1: 177.4329; 1.2: 0.23794; 1.3: 78.65; 1.4: 21.554; 1.5: 177.4329; 1.6: 78.65; 1.7: 31.46; 1.8: 8.4594; 1.9: 262.1667; 2: 8.3493; 2.1: 87.9679; 2.2: 78.1323; 2.3: 9.4913; 2.4: 99.3006; 2.5: 12.0627
| 1 | 12.15 | 1: 139.8825; 1.1: 177.8886; 1.2: 0.23855; 1.3: 78.975; 1.4: 21.5204; 1.5: 177.8886; 1.6: 78.975; 1.7: 31.59; 1.8: 8.4594; 1.9: 263.25; 2: 8.3838; 2.1: 88.001; 2.2: 78.7497; 2.3: 9.5269; 2.4: 99.1389; 2.5: 11.9935
| 1 | 12.2 | 1: 139.6644; 1.1: 178.3422; 1.2: 0.23916; 1.3: 79.3; 1.4: 21.4868; 1.5: 178.3422; 1.6: 79.3; 1.7: 31.72; 1.8: 8.4594; 1.9: 264.3333; 2: 8.4183; 2.1: 88.034; 2.2: 79.3695; 2.3: 9.5625; 2.4: 98.9727; 2.5: 11.9243
| 1 | 12.25 | 1: 139.4465; 1.1: 178.7936; 1.2: 0.23977; 1.3: 79.625; 1.4: 21.4533; 1.5: 178.7936; 1.6: 79.625; 1.7: 31.85; 1.8: 8.4594; 1.9: 265.4167; 2: 8.4528; 2.1: 88.0668; 2.2: 79.9915; 2.3: 9.5981; 2.4: 98.8021; 2.5: 11.8552
| 1 | 12.3 | 1: 139.2287; 1.1: 179.243; 1.2: 0.24037; 1.3: 79.95; 1.4: 21.4198; 1.5: 179.243; 1.6: 79.95; 1.7: 31.98; 1.8: 8.4594; 1.9: 266.5; 2: 8.4873; 2.1: 88.0995; 2.2: 80.6159; 2.3: 9.6337; 2.4: 98.627; 2.5: 11.7861
| 1 | 12.35 | 1: 139.011; 1.1: 179.6902; 1.2: 0.24097; 1.3: 80.275; 1.4: 21.3863; 1.5: 179.6902; 1.6: 80.275; 1.7: 32.11; 1.8: 8.4594; 1.9: 267.5833; 2: 8.5218; 2.1: 88.132; 2.2: 81.2427; 2.3: 9.6693; 2.4: 98.4475; 2.5: 11.717
| 1 | 12.4 | 1: 138.7934; 1.1: 180.1353; 1.2: 0.24157; 1.3: 80.6; 1.4: 21.3528; 1.5: 180.1353; 1.6: 80.6; 1.7: 32.24; 1.8: 8.4594; 1.9: 268.6667; 2: 8.5563; 2.1: 88.1644; 2.2: 81.8718; 2.3: 9.7049; 2.4: 98.2636; 2.5: 11.6479
| 1 | 12.45 | 1: 138.5759; 1.1: 180.5783; 1.2: 0.24216; 1.3: 80.925; 1.4: 21.3194; 1.5: 180.5783; 1.6: 80.925; 1.7: 32.37; 1.8: 8.4594; 1.9: 269.75; 2: 8.5908; 2.1: 88.1967; 2.2: 82.5031; 2.3: 9.7405; 2.4: 98.0752; 2.5: 11.5789
| 1 | 12.5 | 1: 138.3586; 1.1: 181.0192; 1.2: 0.24275; 1.3: 81.25; 1.4: 21.2859; 1.5: 181.0192; 1.6: 81.25; 1.7: 32.5; 1.8: 8.4594; 1.9: 270.8333; 2: 8.6253; 2.1: 88.2288; 2.2: 83.1369; 2.3: 9.776; 2.4: 97.8823; 2.5: 11.5099
| 1 | 12.55 | 1: 138.1414; 1.1: 181.458; 1.2: 0.24334; 1.3: 81.575; 1.4: 21.2525; 1.5: 181.458; 1.6: 81.575; 1.7: 32.63; 1.8: 8.4594; 1.9: 271.9167; 2: 8.6598; 2.1: 88.2608; 2.2: 83.7729; 2.3: 9.8116; 2.4: 97.685; 2.5: 11.441
| 1 | 12.6 | 1: 137.9244; 1.1: 181.8947; 1.2: 0.24392; 1.3: 81.9; 1.4: 21.2191; 1.5: 181.8947; 1.6: 81.9; 1.7: 32.76; 1.8: 8.4594; 1.9: 273; 2: 8.6943; 2.1: 88.2927; 2.2: 84.4113; 2.3: 9.8471; 2.4: 97.4833; 2.5: 11.372
| 1 | 12.65 | 1: 137.7074; 1.1: 182.3292; 1.2: 0.24451; 1.3: 82.225; 1.4: 21.1858; 1.5: 182.3292; 1.6: 82.225; 1.7: 32.89; 1.8: 8.4594; 1.9: 274.0833; 2: 8.7288; 2.1: 88.3244; 2.2: 85.052; 2.3: 9.8826; 2.4: 97.2772; 2.5: 11.3031
| 1 | 12.7 | 1: 137.4906; 1.1: 182.7617; 1.2: 0.24509; 1.3: 82.55; 1.4: 21.1524; 1.5: 182.7617; 1.6: 82.55; 1.7: 33.02; 1.8: 8.4594; 1.9: 275.1667; 2: 8.7633; 2.1: 88.3559; 2.2: 85.6951; 2.3: 9.9181; 2.4: 97.0666; 2.5: 11.2343
| 1 | 12.75 | 1: 137.274; 1.1: 183.1921; 1.2: 0.24566; 1.3: 82.875; 1.4: 21.1191; 1.5: 183.1921; 1.6: 82.875; 1.7: 33.15; 1.8: 8.4594; 1.9: 276.25; 2: 8.7978; 2.1: 88.3874; 2.2: 86.3405; 2.3: 9.9537; 2.4: 96.8516; 2.5: 11.1654
| 1 | 12.8 | 1: 137.0574; 1.1: 183.6204; 1.2: 0.24624; 1.3: 83.2; 1.4: 21.0858; 1.5: 183.6204; 1.6: 83.2; 1.7: 33.28; 1.8: 8.4594; 1.9: 277.3333; 2: 8.8323; 2.1: 88.4187; 2.2: 86.9882; 2.3: 9.9891; 2.4: 96.6322; 2.5: 11.0966
| 1 | 12.85 | 1: 136.841; 1.1: 184.0466; 1.2: 0.24681; 1.3: 83.525; 1.4: 21.0525; 1.5: 184.0466; 1.6: 83.525; 1.7: 33.41; 1.8: 8.4594; 1.9: 278.4167; 2: 8.8668; 2.1: 88.4498; 2.2: 87.6382; 2.3: 10.0246; 2.4: 96.4084; 2.5: 11.0278
| 1 | 12.9 | 1: 136.6247; 1.1: 184.4707; 1.2: 0.24738; 1.3: 83.85; 1.4: 21.0192; 1.5: 184.4707; 1.6: 83.85; 1.7: 33.54; 1.8: 8.4594; 1.9: 279.5; 2: 8.9013; 2.1: 88.4809; 2.2: 88.2906; 2.3: 10.0601; 2.4: 96.1802; 2.5: 10.9591
| 1 | 12.95 | 1: 136.4086; 1.1: 184.8928; 1.2: 0.24795; 1.3: 84.175; 1.4: 20.9859; 1.5: 184.8928; 1.6: 84.175; 1.7: 33.67; 1.8: 8.4594; 1.9: 280.5833; 2: 8.9358; 2.1: 88.5117; 2.2: 88.9453; 2.3: 10.0956; 2.4: 95.9475; 2.5: 10.8904
| 1 | 13 | 1: 136.1926; 1.1: 185.3127; 1.2: 0.24851; 1.3: 84.5; 1.4: 20.9527; 1.5: 185.3127; 1.6: 84.5; 1.7: 33.8; 1.8: 8.4594; 1.9: 281.6667; 2: 8.9703; 2.1: 88.5425; 2.2: 89.6023; 2.3: 10.131; 2.4: 95.7104; 2.5: 10.8217
| 1 | 13.05 | 1: 135.9767; 1.1: 185.7306; 1.2: 0.24907; 1.3: 84.825; 1.4: 20.9195; 1.5: 185.7306; 1.6: 84.825; 1.7: 33.93; 1.8: 8.4594; 1.9: 282.75; 2: 9.0048; 2.1: 88.5731; 2.2: 90.2617; 2.3: 10.1665; 2.4: 95.4689; 2.5: 10.753
| 1 | 13.1 | 1: 135.761; 1.1: 186.1464; 1.2: 0.24963; 1.3: 85.15; 1.4: 20.8863; 1.5: 186.1464; 1.6: 85.15; 1.7: 34.06; 1.8: 8.4594; 1.9: 283.8333; 2: 9.0393; 2.1: 88.6036; 2.2: 90.9233; 2.3: 10.2019; 2.4: 95.223; 2.5: 10.6844
| 1 | 13.15 | 1: 135.5454; 1.1: 186.5601; 1.2: 0.25018; 1.3: 85.475; 1.4: 20.8531; 1.5: 186.5601; 1.6: 85.475; 1.7: 34.19; 1.8: 8.4594; 1.9: 284.9167; 2: 9.0738; 2.1: 88.634; 2.2: 91.5874; 2.3: 10.2374; 2.4: 94.9728; 2.5: 10.6158
| 1 | 13.2 | 1: 135.3299; 1.1: 186.9718; 1.2: 0.25073; 1.3: 85.8; 1.4: 20.82; 1.5: 186.9718; 1.6: 85.8; 1.7: 34.32; 1.8: 8.4594; 1.9: 286; 2: 9.1083; 2.1: 88.6642; 2.2: 92.2537; 2.3: 10.2728; 2.4: 94.7181; 2.5: 10.5472
| 1 | 13.25 | 1: 135.1146; 1.1: 187.3814; 1.2: 0.25128; 1.3: 86.125; 1.4: 20.7869; 1.5: 187.3814; 1.6: 86.125; 1.7: 34.45; 1.8: 8.4594; 1.9: 287.0833; 2: 9.1428; 2.1: 88.6943; 2.2: 92.9224; 2.3: 10.3082; 2.4: 94.459; 2.5: 10.4787
| 1 | 13.3 | 1: 134.8994; 1.1: 187.7889; 1.2: 0.25183; 1.3: 86.45; 1.4: 20.7537; 1.5: 187.7889; 1.6: 86.45; 1.7: 34.58; 1.8: 8.4594; 1.9: 288.1667; 2: 9.1773; 2.1: 88.7242; 2.2: 93.5934; 2.3: 10.3436; 2.4: 94.1955; 2.5: 10.4101
| 1 | 13.35 | 1: 134.6843; 1.1: 188.1944; 1.2: 0.25237; 1.3: 86.775; 1.4: 20.7207; 1.5: 188.1944; 1.6: 86.775; 1.7: 34.71; 1.8: 8.4594; 1.9: 289.25; 2: 9.2118; 2.1: 88.754; 2.2: 94.2668; 2.3: 10.379; 2.4: 93.9276; 2.5: 10.3417
| 1 | 13.4 | 1: 134.4694; 1.1: 188.5978; 1.2: 0.25291; 1.3: 87.1; 1.4: 20.6876; 1.5: 188.5978; 1.6: 87.1; 1.7: 34.84; 1.8: 8.4594; 1.9: 290.3333; 2: 9.2463; 2.1: 88.7837; 2.2: 94.9424; 2.3: 10.4144; 2.4: 93.6553; 2.5: 10.2732
| 1 | 13.45 | 1: 134.2546; 1.1: 188.9991; 1.2: 0.25345; 1.3: 87.425; 1.4: 20.6545; 1.5: 188.9991; 1.6: 87.425; 1.7: 34.97; 1.8: 8.4594; 1.9: 291.4167; 2: 9.2808; 2.1: 88.8133; 2.2: 95.6204; 2.3: 10.4498; 2.4: 93.3787; 2.5: 10.2048
| 1 | 13.5 | 1: 134.0399; 1.1: 189.3984; 1.2: 0.25399; 1.3: 87.75; 1.4: 20.6215; 1.5: 189.3984; 1.6: 87.75; 1.7: 35.1; 1.8: 8.4594; 1.9: 292.5; 2: 9.3153; 2.1: 88.8427; 2.2: 96.3008; 2.3: 10.4851; 2.4: 93.0976; 2.5: 10.1364
| 1 | 13.55 | 1: 133.8254; 1.1: 189.7957; 1.2: 0.25452; 1.3: 88.075; 1.4: 20.5885; 1.5: 189.7957; 1.6: 88.075; 1.7: 35.23; 1.8: 8.4594; 1.9: 293.5833; 2: 9.3498; 2.1: 88.872; 2.2: 96.9835; 2.3: 10.5205; 2.4: 92.8122; 2.5: 10.068
| 1 | 13.6 | 1: 133.611; 1.1: 190.1909; 1.2: 0.25505; 1.3: 88.4; 1.4: 20.5555; 1.5: 190.1909; 1.6: 88.4; 1.7: 35.36; 1.8: 8.4594; 1.9: 294.6667; 2: 9.3843; 2.1: 88.9012; 2.2: 97.6685; 2.3: 10.5559; 2.4: 92.5224; 2.5: 9.9997
| 1 | 13.65 | 1: 133.3968; 1.1: 190.584; 1.2: 0.25558; 1.3: 88.725; 1.4: 20.5226; 1.5: 190.584; 1.6: 88.725; 1.7: 35.49; 1.8: 8.4594; 1.9: 295.75; 2: 9.4188; 2.1: 88.9303; 2.2: 98.3558; 2.3: 10.5912; 2.4: 92.2282; 2.5: 9.9314
| 1 | 13.7 | 1: 133.1827; 1.1: 190.9751; 1.2: 0.2561; 1.3: 89.05; 1.4: 20.4896; 1.5: 190.9751; 1.6: 89.05; 1.7: 35.62; 1.8: 8.4594; 1.9: 296.8333; 2: 9.4533; 2.1: 88.9592; 2.2: 99.0455; 2.3: 10.6266; 2.4: 91.9297; 2.5: 9.8631
| 1 | 13.75 | 1: 132.9688; 1.1: 191.3642; 1.2: 0.25662; 1.3: 89.375; 1.4: 20.4567; 1.5: 191.3642; 1.6: 89.375; 1.7: 35.75; 1.8: 8.4594; 1.9: 297.9167; 2: 9.4878; 2.1: 88.988; 2.2: 99.7375; 2.3: 10.6619; 2.4: 91.6267; 2.5: 9.7948
| 1 | 13.8 | 1: 132.7549; 1.1: 191.7512; 1.2: 0.25714; 1.3: 89.7; 1.4: 20.4238; 1.5: 191.7512; 1.6: 89.7; 1.7: 35.88; 1.8: 8.4594; 1.9: 299; 2: 9.5223; 2.1: 89.0166; 2.2: 100.4318; 2.3: 10.6972; 2.4: 91.3194; 2.5: 9.7266
| 1 | 13.85 | 1: 132.5413; 1.1: 192.1362; 1.2: 0.25766; 1.3: 90.025; 1.4: 20.391; 1.5: 192.1362; 1.6: 90.025; 1.7: 36.01; 1.8: 8.4594; 1.9: 300.0833; 2: 9.5568; 2.1: 89.0452; 2.2: 101.1285; 2.3: 10.7325; 2.4: 91.0078; 2.5: 9.6584
| 1 | 13.9 | 1: 132.3277; 1.1: 192.5192; 1.2: 0.25817; 1.3: 90.35; 1.4: 20.3581; 1.5: 192.5192; 1.6: 90.35; 1.7: 36.14; 1.8: 8.4594; 1.9: 301.1667; 2: 9.5913; 2.1: 89.0736; 2.2: 101.8275; 2.3: 10.7678; 2.4: 90.6917; 2.5: 9.5903
| 1 | 13.95 | 1: 132.1143; 1.1: 192.9002; 1.2: 0.25868; 1.3: 90.675; 1.4: 20.3253; 1.5: 192.9002; 1.6: 90.675; 1.7: 36.27; 1.8: 8.4594; 1.9: 302.25; 2: 9.6258; 2.1: 89.1018; 2.2: 102.5288; 2.3: 10.8031; 2.4: 90.3713; 2.5: 9.5221
| 1 | 14 | 1: 131.9011; 1.1: 193.2791; 1.2: 0.25919; 1.3: 91; 1.4: 20.2925; 1.5: 193.2791; 1.6: 91; 1.7: 36.4; 1.8: 8.4594; 1.9: 303.3333; 2: 9.6603; 2.1: 89.13; 2.2: 103.2325; 2.3: 10.8384; 2.4: 90.0466; 2.5: 9.454
| 1 | 14.05 | 1: 131.688; 1.1: 193.656; 1.2: 0.2597; 1.3: 91.325; 1.4: 20.2597; 1.5: 193.656; 1.6: 91.325; 1.7: 36.53; 1.8: 8.4594; 1.9: 304.4167; 2: 9.6948; 2.1: 89.158; 2.2: 103.9385; 2.3: 10.8737; 2.4: 89.7175; 2.5: 9.386
| 1 | 14.1 | 1: 131.475; 1.1: 194.0309; 1.2: 0.2602; 1.3: 91.65; 1.4: 20.2269; 1.5: 194.0309; 1.6: 91.65; 1.7: 36.66; 1.8: 8.4594; 1.9: 305.5; 2: 9.7293; 2.1: 89.1859; 2.2: 104.6468; 2.3: 10.909; 2.4: 89.384; 2.5: 9.3179
| 1 | 14.15 | 1: 131.2622; 1.1: 194.4037; 1.2: 0.2607; 1.3: 91.975; 1.4: 20.1942; 1.5: 194.4037; 1.6: 91.975; 1.7: 36.79; 1.8: 8.4594; 1.9: 306.5833; 2: 9.7638; 2.1: 89.2137; 2.2: 105.3575; 2.3: 10.9443; 2.4: 89.0462; 2.5: 9.2499
| 1 | 14.2 | 1: 131.0495; 1.1: 194.7746; 1.2: 0.2612; 1.3: 92.3; 1.4: 20.1615; 1.5: 194.7746; 1.6: 92.3; 1.7: 36.92; 1.8: 8.4594; 1.9: 307.6667; 2: 9.7983; 2.1: 89.2414; 2.2: 106.0705; 2.3: 10.9796; 2.4: 88.7041; 2.5: 9.1819
| 1 | 14.25 | 1: 130.837; 1.1: 195.1434; 1.2: 0.26169; 1.3: 92.625; 1.4: 20.1288; 1.5: 195.1434; 1.6: 92.625; 1.7: 37.05; 1.8: 8.4594; 1.9: 308.75; 2: 9.8328; 2.1: 89.2689; 2.2: 106.7859; 2.3: 11.0148; 2.4: 88.3576; 2.5: 9.114
| 1 | 14.3 | 1: 130.6246; 1.1: 195.5102; 1.2: 0.26218; 1.3: 92.95; 1.4: 20.0961; 1.5: 195.5102; 1.6: 92.95; 1.7: 37.18; 1.8: 8.4594; 1.9: 309.8333; 2: 9.8673; 2.1: 89.2963; 2.2: 107.5035; 2.3: 11.0501; 2.4: 88.0067; 2.5: 9.046
| 1 | 14.35 | 1: 130.4124; 1.1: 195.8751; 1.2: 0.26267; 1.3: 93.275; 1.4: 20.0634; 1.5: 195.8751; 1.6: 93.275; 1.7: 37.31; 1.8: 8.4594; 1.9: 310.9167; 2: 9.9018; 2.1: 89.3236; 2.2: 108.2236; 2.3: 11.0853; 2.4: 87.6515; 2.5: 8.9781
| 1 | 14.4 | 1: 130.2003; 1.1: 196.2379; 1.2: 0.26316; 1.3: 93.6; 1.4: 20.0308; 1.5: 196.2379; 1.6: 93.6; 1.7: 37.44; 1.8: 8.4594; 1.9: 312; 2: 9.9363; 2.1: 89.3508; 2.2: 108.9459; 2.3: 11.1206; 2.4: 87.292; 2.5: 8.9103
| 1 | 14.45 | 1: 129.9884; 1.1: 196.5987; 1.2: 0.26364; 1.3: 93.925; 1.4: 19.9982; 1.5: 196.5987; 1.6: 93.925; 1.7: 37.57; 1.8: 8.4594; 1.9: 313.0833; 2: 9.9708; 2.1: 89.3778; 2.2: 109.6706; 2.3: 11.1558; 2.4: 86.9281; 2.5: 8.8424
| 1 | 14.5 | 1: 129.7766; 1.1: 196.9576; 1.2: 0.26412; 1.3: 94.25; 1.4: 19.9656; 1.5: 196.9576; 1.6: 94.25; 1.7: 37.7; 1.8: 8.4594; 1.9: 314.1667; 2: 10.0053; 2.1: 89.4047; 2.2: 110.3976; 2.3: 11.191; 2.4: 86.5599; 2.5: 8.7746
| 1 | 14.55 | 1: 129.5649; 1.1: 197.3144; 1.2: 0.2646; 1.3: 94.575; 1.4: 19.9331; 1.5: 197.3144; 1.6: 94.575; 1.7: 37.83; 1.8: 8.4594; 1.9: 315.25; 2: 10.0398; 2.1: 89.4315; 2.2: 111.127; 2.3: 11.2263; 2.4: 86.1874; 2.5: 8.7068
| 1 | 14.6 | 1: 129.3534; 1.1: 197.6692; 1.2: 0.26508; 1.3: 94.9; 1.4: 19.9005; 1.5: 197.6692; 1.6: 94.9; 1.7: 37.96; 1.8: 8.4594; 1.9: 316.3333; 2: 10.0743; 2.1: 89.4582; 2.2: 111.8587; 2.3: 11.2615; 2.4: 85.8106; 2.5: 8.6391
| 1 | 14.65 | 1: 129.142; 1.1: 198.0221; 1.2: 0.26555; 1.3: 95.225; 1.4: 19.868; 1.5: 198.0221; 1.6: 95.225; 1.7: 38.09; 1.8: 8.4594; 1.9: 317.4167; 2: 10.1088; 2.1: 89.4848; 2.2: 112.5927; 2.3: 11.2967; 2.4: 85.4294; 2.5: 8.5713
| 1 | 14.7 | 1: 128.9308; 1.1: 198.373; 1.2: 0.26602; 1.3: 95.55; 1.4: 19.8355; 1.5: 198.373; 1.6: 95.55; 1.7: 38.22; 1.8: 8.4594; 1.9: 318.5; 2: 10.1433; 2.1: 89.5112; 2.2: 113.3291; 2.3: 11.3319; 2.4: 85.0439; 2.5: 8.5036
| 1 | 14.75 | 1: 128.7198; 1.1: 198.7219; 1.2: 0.26649; 1.3: 95.875; 1.4: 19.803; 1.5: 198.7219; 1.6: 95.875; 1.7: 38.35; 1.8: 8.4594; 1.9: 319.5833; 2: 10.1778; 2.1: 89.5375; 2.2: 114.0678; 2.3: 11.3671; 2.4: 84.6541; 2.5: 8.436
| 1 | 14.8 | 1: 128.5089; 1.1: 199.0688; 1.2: 0.26696; 1.3: 96.2; 1.4: 19.7706; 1.5: 199.0688; 1.6: 96.2; 1.7: 38.48; 1.8: 8.4594; 1.9: 320.6667; 2: 10.2123; 2.1: 89.5637; 2.2: 114.8089; 2.3: 11.4023; 2.4: 84.2599; 2.5: 8.3683
| 1 | 14.85 | 1: 128.2981; 1.1: 199.4137; 1.2: 0.26742; 1.3: 96.525; 1.4: 19.7382; 1.5: 199.4137; 1.6: 96.525; 1.7: 38.61; 1.8: 8.4594; 1.9: 321.75; 2: 10.2468; 2.1: 89.5898; 2.2: 115.5523; 2.3: 11.4375; 2.4: 83.8615; 2.5: 8.3007
| 1 | 14.9 | 1: 128.0875; 1.1: 199.7567; 1.2: 0.26788; 1.3: 96.85; 1.4: 19.7058; 1.5: 199.7567; 1.6: 96.85; 1.7: 38.74; 1.8: 8.4594; 1.9: 322.8333; 2: 10.2813; 2.1: 89.6158; 2.2: 116.298; 2.3: 11.4727; 2.4: 83.4587; 2.5: 8.2331
| 1 | 14.95 | 1: 127.877; 1.1: 200.0977; 1.2: 0.26834; 1.3: 97.175; 1.4: 19.6734; 1.5: 200.0977; 1.6: 97.175; 1.7: 38.87; 1.8: 8.4594; 1.9: 323.9167; 2: 10.3158; 2.1: 89.6416; 2.2: 117.0461; 2.3: 11.5078; 2.4: 83.0516; 2.5: 8.1655
| 1 | 15 | 1: 127.6667; 1.1: 200.4367; 1.2: 0.26879; 1.3: 97.5; 1.4: 19.641; 1.5: 200.4367; 1.6: 97.5; 1.7: 39; 1.8: 8.4594; 1.9: 325; 2: 10.3503; 2.1: 89.6674; 2.2: 117.7965; 2.3: 11.543; 2.4: 82.6402; 2.5: 8.098
| 1 | 15.05 | 1: 127.4565; 1.1: 200.7738; 1.2: 0.26924; 1.3: 97.825; 1.4: 19.6087; 1.5: 200.7738; 1.6: 97.825; 1.7: 39.13; 1.8: 8.4594; 1.9: 326.0833; 2: 10.3848; 2.1: 89.693; 2.2: 118.5492; 2.3: 11.5782; 2.4: 82.2246; 2.5: 8.0305
| 1 | 15.1 | 1: 127.2465; 1.1: 201.1089; 1.2: 0.26969; 1.3: 98.15; 1.4: 19.5764; 1.5: 201.1089; 1.6: 98.15; 1.7: 39.26; 1.8: 8.4594; 1.9: 327.1667; 2: 10.4193; 2.1: 89.7185; 2.2: 119.3043; 2.3: 11.6133; 2.4: 81.8046; 2.5: 7.963
| 1 | 15.15 | 1: 127.0367; 1.1: 201.442; 1.2: 0.27014; 1.3: 98.475; 1.4: 19.5441; 1.5: 201.442; 1.6: 98.475; 1.7: 39.39; 1.8: 8.4594; 1.9: 328.25; 2: 10.4538; 2.1: 89.7439; 2.2: 120.0618; 2.3: 11.6485; 2.4: 81.3803; 2.5: 7.8956
| 1 | 15.2 | 1: 126.827; 1.1: 201.7732; 1.2: 0.27058; 1.3: 98.8; 1.4: 19.5118; 1.5: 201.7732; 1.6: 98.8; 1.7: 39.52; 1.8: 8.4594; 1.9: 329.3333; 2: 10.4883; 2.1: 89.7691; 2.2: 120.8215; 2.3: 11.6837; 2.4: 80.9517; 2.5: 7.8282
| 1 | 15.25 | 1: 126.6174; 1.1: 202.1025; 1.2: 0.27102; 1.3: 99.125; 1.4: 19.4796; 1.5: 202.1025; 1.6: 99.125; 1.7: 39.65; 1.8: 8.4594; 1.9: 330.4167; 2: 10.5228; 2.1: 89.7943; 2.2: 121.5837; 2.3: 11.7188; 2.4: 80.5188; 2.5: 7.7608
| 1 | 15.3 | 1: 126.408; 1.1: 202.4298; 1.2: 0.27146; 1.3: 99.45; 1.4: 19.4474; 1.5: 202.4298; 1.6: 99.45; 1.7: 39.78; 1.8: 8.4594; 1.9: 331.5; 2: 10.5573; 2.1: 89.8193; 2.2: 122.3481; 2.3: 11.754; 2.4: 80.0817; 2.5: 7.6934
| 1 | 15.35 | 1: 126.1987; 1.1: 202.7551; 1.2: 0.2719; 1.3: 99.775; 1.4: 19.4152; 1.5: 202.7551; 1.6: 99.775; 1.7: 39.91; 1.8: 8.4594; 1.9: 332.5833; 2: 10.5918; 2.1: 89.8442; 2.2: 123.1149; 2.3: 11.7891; 2.4: 79.6402; 2.5: 7.6261
| 1 | 15.4 | 1: 125.9896; 1.1: 203.0785; 1.2: 0.27233; 1.3: 100.1; 1.4: 19.383; 1.5: 203.0785; 1.6: 100.1; 1.7: 40.04; 1.8: 8.4594; 1.9: 333.6667; 2: 10.6263; 2.1: 89.8691; 2.2: 123.8841; 2.3: 11.8242; 2.4: 79.1944; 2.5: 7.5588
| 1 | 15.45 | 1: 125.7807; 1.1: 203.4; 1.2: 0.27276; 1.3: 100.425; 1.4: 19.3509; 1.5: 203.4; 1.6: 100.425; 1.7: 40.17; 1.8: 8.4594; 1.9: 334.75; 2: 10.6608; 2.1: 89.8938; 2.2: 124.6556; 2.3: 11.8594; 2.4: 78.7444; 2.5: 7.4915
| 1 | 15.5 | 1: 125.5719; 1.1: 203.7195; 1.2: 0.27319; 1.3: 100.75; 1.4: 19.3188; 1.5: 203.7195; 1.6: 100.75; 1.7: 40.3; 1.8: 8.4594; 1.9: 335.8333; 2: 10.6953; 2.1: 89.9183; 2.2: 125.4294; 2.3: 11.8945; 2.4: 78.2901; 2.5: 7.4243
| 1 | 15.55 | 1: 125.3633; 1.1: 204.0371; 1.2: 0.27362; 1.3: 101.075; 1.4: 19.2867; 1.5: 204.0371; 1.6: 101.075; 1.7: 40.43; 1.8: 8.4594; 1.9: 336.9167; 2: 10.7298; 2.1: 89.9428; 2.2: 126.2056; 2.3: 11.9296; 2.4: 77.8315; 2.5: 7.357
| 1 | 15.6 | 1: 125.1548; 1.1: 204.3527; 1.2: 0.27404; 1.3: 101.4; 1.4: 19.2546; 1.5: 204.3527; 1.6: 101.4; 1.7: 40.56; 1.8: 8.4594; 1.9: 338; 2: 10.7643; 2.1: 89.9672; 2.2: 126.9841; 2.3: 11.9647; 2.4: 77.3686; 2.5: 7.2899
| 1 | 15.65 | 1: 124.9465; 1.1: 204.6665; 1.2: 0.27446; 1.3: 101.725; 1.4: 19.2225; 1.5: 204.6665; 1.6: 101.725; 1.7: 40.69; 1.8: 8.4594; 1.9: 339.0833; 2: 10.7988; 2.1: 89.9914; 2.2: 127.765; 2.3: 11.9998; 2.4: 76.9015; 2.5: 7.2227
| 1 | 15.7 | 1: 124.7383; 1.1: 204.9783; 1.2: 0.27488; 1.3: 102.05; 1.4: 19.1905; 1.5: 204.9783; 1.6: 102.05; 1.7: 40.82; 1.8: 8.4594; 1.9: 340.1667; 2: 10.8333; 2.1: 90.0156; 2.2: 128.5482; 2.3: 12.035; 2.4: 76.4301; 2.5: 7.1555
| 1 | 15.75 | 1: 124.5303; 1.1: 205.2882; 1.2: 0.2753; 1.3: 102.375; 1.4: 19.1585; 1.5: 205.2882; 1.6: 102.375; 1.7: 40.95; 1.8: 8.4594; 1.9: 341.25; 2: 10.8678; 2.1: 90.0396; 2.2: 129.3337; 2.3: 12.0701; 2.4: 75.9544; 2.5: 7.0884
| 1 | 15.8 | 1: 124.3224; 1.1: 205.5961; 1.2: 0.27571; 1.3: 102.7; 1.4: 19.1265; 1.5: 205.5961; 1.6: 102.7; 1.7: 41.08; 1.8: 8.4594; 1.9: 342.3333; 2: 10.9023; 2.1: 90.0635; 2.2: 130.1217; 2.3: 12.1052; 2.4: 75.4745; 2.5: 7.0214
| 1 | 15.85 | 1: 124.1147; 1.1: 205.9022; 1.2: 0.27612; 1.3: 103.025; 1.4: 19.0946; 1.5: 205.9022; 1.6: 103.025; 1.7: 41.21; 1.8: 8.4594; 1.9: 343.4167; 2: 10.9368; 2.1: 90.0873; 2.2: 130.9119; 2.3: 12.1403; 2.4: 74.9903; 2.5: 6.9543
| 1 | 15.9 | 1: 123.9072; 1.1: 206.2063; 1.2: 0.27653; 1.3: 103.35; 1.4: 19.0626; 1.5: 206.2063; 1.6: 103.35; 1.7: 41.34; 1.8: 8.4594; 1.9: 344.5; 2: 10.9713; 2.1: 90.111; 2.2: 131.7045; 2.3: 12.1754; 2.4: 74.5018; 2.5: 6.8873
| 1 | 15.95 | 1: 123.6998; 1.1: 206.5085; 1.2: 0.27693; 1.3: 103.675; 1.4: 19.0307; 1.5: 206.5085; 1.6: 103.675; 1.7: 41.47; 1.8: 8.4594; 1.9: 345.5833; 2: 11.0058; 2.1: 90.1346; 2.2: 132.4995; 2.3: 12.2105; 2.4: 74.0091; 2.5: 6.8203
| 1 | 16 | 1: 123.4925; 1.1: 206.8088; 1.2: 0.27734; 1.3: 104; 1.4: 18.9989; 1.5: 206.8088; 1.6: 104; 1.7: 41.6; 1.8: 8.4594; 1.9: 346.6667; 2: 11.0403; 2.1: 90.1581; 2.2: 133.2968; 2.3: 12.2455; 2.4: 73.5121; 2.5: 6.7533
| 1 | 16.05 | 1: 123.2855; 1.1: 207.1072; 1.2: 0.27774; 1.3: 104.325; 1.4: 18.967; 1.5: 207.1072; 1.6: 104.325; 1.7: 41.73; 1.8: 8.4594; 1.9: 347.75; 2: 11.0748; 2.1: 90.1814; 2.2: 134.0964; 2.3: 12.2806; 2.4: 73.0108; 2.5: 6.6864
| 1 | 16.1 | 1: 123.0785; 1.1: 207.4038; 1.2: 0.27813; 1.3: 104.65; 1.4: 18.9352; 1.5: 207.4038; 1.6: 104.65; 1.7: 41.86; 1.8: 8.4594; 1.9: 348.8333; 2: 11.1093; 2.1: 90.2047; 2.2: 134.8984; 2.3: 12.3157; 2.4: 72.5053; 2.5: 6.6195
| 1 | 16.15 | 1: 122.8718; 1.1: 207.6984; 1.2: 0.27853; 1.3: 104.975; 1.4: 18.9034; 1.5: 207.6984; 1.6: 104.975; 1.7: 41.99; 1.8: 8.4594; 1.9: 349.9167; 2: 11.1438; 2.1: 90.2278; 2.2: 135.7028; 2.3: 12.3508; 2.4: 71.9956; 2.5: 6.5526
| 1 | 16.2 | 1: 122.6652; 1.1: 207.9911; 1.2: 0.27892; 1.3: 105.3; 1.4: 18.8716; 1.5: 207.9911; 1.6: 105.3; 1.7: 42.12; 1.8: 8.4594; 1.9: 351; 2: 11.1783; 2.1: 90.2509; 2.2: 136.5095; 2.3: 12.3859; 2.4: 71.4816; 2.5: 6.4857
| 1 | 16.25 | 1: 122.4587; 1.1: 208.2819; 1.2: 0.27931; 1.3: 105.625; 1.4: 18.8398; 1.5: 208.2819; 1.6: 105.625; 1.7: 42.25; 1.8: 8.4594; 1.9: 352.0833; 2: 11.2128; 2.1: 90.2738; 2.2: 137.3185; 2.3: 12.4209; 2.4: 70.9634; 2.5: 6.4189
| 1 | 16.3 | 1: 122.2524; 1.1: 208.5708; 1.2: 0.2797; 1.3: 105.95; 1.4: 18.8081; 1.5: 208.5708; 1.6: 105.95; 1.7: 42.38; 1.8: 8.4594; 1.9: 353.1667; 2: 11.2473; 2.1: 90.2967; 2.2: 138.1299; 2.3: 12.456; 2.4: 70.4409; 2.5: 6.3521
| 1 | 16.35 | 1: 122.0463; 1.1: 208.8579; 1.2: 0.28008; 1.3: 106.275; 1.4: 18.7764; 1.5: 208.8579; 1.6: 106.275; 1.7: 42.51; 1.8: 8.4594; 1.9: 354.25; 2: 11.2818; 2.1: 90.3194; 2.2: 138.9437; 2.3: 12.4911; 2.4: 69.9142; 2.5: 6.2853
| 1 | 16.4 | 1: 121.8404; 1.1: 209.143; 1.2: 0.28047; 1.3: 106.6; 1.4: 18.7447; 1.5: 209.143; 1.6: 106.6; 1.7: 42.64; 1.8: 8.4594; 1.9: 355.3333; 2: 11.3163; 2.1: 90.342; 2.2: 139.7598; 2.3: 12.5261; 2.4: 69.3833; 2.5: 6.2185
| 1 | 16.45 | 1: 121.6345; 1.1: 209.4263; 1.2: 0.28085; 1.3: 106.925; 1.4: 18.713; 1.5: 209.4263; 1.6: 106.925; 1.7: 42.77; 1.8: 8.4594; 1.9: 356.4167; 2: 11.3508; 2.1: 90.3645; 2.2: 140.5782; 2.3: 12.5612; 2.4: 68.8481; 2.5: 6.1518
| 1 | 16.5 | 1: 121.4289; 1.1: 209.7077; 1.2: 0.28122; 1.3: 107.25; 1.4: 18.6814; 1.5: 209.7077; 1.6: 107.25; 1.7: 42.9; 1.8: 8.4594; 1.9: 357.5; 2: 11.3854; 2.1: 90.3869; 2.2: 141.399; 2.3: 12.5962; 2.4: 68.3087; 2.5: 6.0851
| 1 | 16.55 | 1: 121.2234; 1.1: 209.9872; 1.2: 0.2816; 1.3: 107.575; 1.4: 18.6498; 1.5: 209.9872; 1.6: 107.575; 1.7: 43.03; 1.8: 8.4594; 1.9: 358.5833; 2: 11.4199; 2.1: 90.4092; 2.2: 142.2222; 2.3: 12.6313; 2.4: 67.765; 2.5: 6.0185
| 1 | 16.6 | 1: 121.0181; 1.1: 210.2649; 1.2: 0.28197; 1.3: 107.9; 1.4: 18.6182; 1.5: 210.2649; 1.6: 107.9; 1.7: 43.16; 1.8: 8.4594; 1.9: 359.6667; 2: 11.4544; 2.1: 90.4314; 2.2: 143.0477; 2.3: 12.6663; 2.4: 67.2172; 2.5: 5.9518
| 1 | 16.65 | 1: 120.8129; 1.1: 210.5407; 1.2: 0.28234; 1.3: 108.225; 1.4: 18.5866; 1.5: 210.5407; 1.6: 108.225; 1.7: 43.29; 1.8: 8.4594; 1.9: 360.75; 2: 11.4889; 2.1: 90.4535; 2.2: 143.8756; 2.3: 12.7014; 2.4: 66.6651; 2.5: 5.8852
| 1 | 16.7 | 1: 120.6079; 1.1: 210.8146; 1.2: 0.28271; 1.3: 108.55; 1.4: 18.5551; 1.5: 210.8146; 1.6: 108.55; 1.7: 43.42; 1.8: 8.4594; 1.9: 361.8333; 2: 11.5234; 2.1: 90.4755; 2.2: 144.7058; 2.3: 12.7364; 2.4: 66.1088; 2.5: 5.8186
| 1 | 16.75 | 1: 120.4031; 1.1: 211.0867; 1.2: 0.28307; 1.3: 108.875; 1.4: 18.5235; 1.5: 211.0867; 1.6: 108.875; 1.7: 43.55; 1.8: 8.4594; 1.9: 362.9167; 2: 11.5579; 2.1: 90.4974; 2.2: 145.5384; 2.3: 12.7715; 2.4: 65.5482; 2.5: 5.7521
| 1 | 16.8 | 1: 120.1984; 1.1: 211.3569; 1.2: 0.28343; 1.3: 109.2; 1.4: 18.4921; 1.5: 211.3569; 1.6: 109.2; 1.7: 43.68; 1.8: 8.4594; 1.9: 364; 2: 11.5924; 2.1: 90.5192; 2.2: 146.3733; 2.3: 12.8065; 2.4: 64.9835; 2.5: 5.6855
| 1 | 16.85 | 1: 119.9939; 1.1: 211.6252; 1.2: 0.28379; 1.3: 109.525; 1.4: 18.4606; 1.5: 211.6252; 1.6: 109.525; 1.7: 43.81; 1.8: 8.4594; 1.9: 365.0833; 2: 11.6269; 2.1: 90.5409; 2.2: 147.2106; 2.3: 12.8416; 2.4: 64.4146; 2.5: 5.619
| 1 | 16.9 | 1: 119.7895; 1.1: 211.8917; 1.2: 0.28415; 1.3: 109.85; 1.4: 18.4292; 1.5: 211.8917; 1.6: 109.85; 1.7: 43.94; 1.8: 8.4594; 1.9: 366.1667; 2: 11.6614; 2.1: 90.5625; 2.2: 148.0503; 2.3: 12.8766; 2.4: 63.8414; 2.5: 5.5526
| 1 | 16.95 | 1: 119.5853; 1.1: 212.1563; 1.2: 0.28451; 1.3: 110.175; 1.4: 18.3977; 1.5: 212.1563; 1.6: 110.175; 1.7: 44.07; 1.8: 8.4594; 1.9: 367.25; 2: 11.6959; 2.1: 90.584; 2.2: 148.8923; 2.3: 12.9116; 2.4: 63.264; 2.5: 5.4861
| 1 | 17 | 1: 119.3813; 1.1: 212.4191; 1.2: 0.28486; 1.3: 110.5; 1.4: 18.3664; 1.5: 212.4191; 1.6: 110.5; 1.7: 44.2; 1.8: 8.4594; 1.9: 368.3333; 2: 11.7304; 2.1: 90.6054; 2.2: 149.7367; 2.3: 12.9467; 2.4: 62.6824; 2.5: 5.4197
| 1 | 17.05 | 1: 119.1774; 1.1: 212.6801; 1.2: 0.28521; 1.3: 110.825; 1.4: 18.335; 1.5: 212.6801; 1.6: 110.825; 1.7: 44.33; 1.8: 8.4594; 1.9: 369.4167; 2: 11.7649; 2.1: 90.6266; 2.2: 150.5834; 2.3: 12.9817; 2.4: 62.0967; 2.5: 5.3533
| 1 | 17.1 | 1: 118.9737; 1.1: 212.9392; 1.2: 0.28556; 1.3: 111.15; 1.4: 18.3036; 1.5: 212.9392; 1.6: 111.15; 1.7: 44.46; 1.8: 8.4594; 1.9: 370.5; 2: 11.7994; 2.1: 90.6478; 2.2: 151.4325; 2.3: 13.0167; 2.4: 61.5067; 2.5: 5.2869
| 1 | 17.15 | 1: 118.7702; 1.1: 213.1964; 1.2: 0.2859; 1.3: 111.475; 1.4: 18.2723; 1.5: 213.1964; 1.6: 111.475; 1.7: 44.59; 1.8: 8.4594; 1.9: 371.5833; 2: 11.8339; 2.1: 90.6689; 2.2: 152.2839; 2.3: 13.0517; 2.4: 60.9125; 2.5: 5.2206
| 1 | 17.2 | 1: 118.5668; 1.1: 213.4518; 1.2: 0.28624; 1.3: 111.8; 1.4: 18.241; 1.5: 213.4518; 1.6: 111.8; 1.7: 44.72; 1.8: 8.4594; 1.9: 372.6667; 2: 11.8684; 2.1: 90.6899; 2.2: 153.1377; 2.3: 13.0868; 2.4: 60.3141; 2.5: 5.1543
| 1 | 17.25 | 1: 118.3636; 1.1: 213.7054; 1.2: 0.28658; 1.3: 112.125; 1.4: 18.2098; 1.5: 213.7054; 1.6: 112.125; 1.7: 44.85; 1.8: 8.4594; 1.9: 373.75; 2: 11.9029; 2.1: 90.7108; 2.2: 153.9939; 2.3: 13.1218; 2.4: 59.7115; 2.5: 5.088
| 1 | 17.3 | 1: 118.1605; 1.1: 213.9572; 1.2: 0.28692; 1.3: 112.45; 1.4: 18.1785; 1.5: 213.9572; 1.6: 112.45; 1.7: 44.98; 1.8: 8.4594; 1.9: 374.8333; 2: 11.9374; 2.1: 90.7316; 2.2: 154.8524; 2.3: 13.1568; 2.4: 59.1048; 2.5: 5.0217
| 1 | 17.35 | 1: 117.9576; 1.1: 214.2072; 1.2: 0.28726; 1.3: 112.775; 1.4: 18.1473; 1.5: 214.2072; 1.6: 112.775; 1.7: 45.11; 1.8: 8.4594; 1.9: 375.9167; 2: 11.9719; 2.1: 90.7522; 2.2: 155.7133; 2.3: 13.1918; 2.4: 58.4938; 2.5: 4.9555
| 1 | 17.4 | 1: 117.7549; 1.1: 214.4553; 1.2: 0.28759; 1.3: 113.1; 1.4: 18.1161; 1.5: 214.4553; 1.6: 113.1; 1.7: 45.24; 1.8: 8.4594; 1.9: 377; 2: 12.0064; 2.1: 90.7728; 2.2: 156.5766; 2.3: 13.2268; 2.4: 57.8787; 2.5: 4.8893
| 1 | 17.45 | 1: 117.5524; 1.1: 214.7016; 1.2: 0.28792; 1.3: 113.425; 1.4: 18.085; 1.5: 214.7016; 1.6: 113.425; 1.7: 45.37; 1.8: 8.4594; 1.9: 378.0833; 2: 12.0409; 2.1: 90.7933; 2.2: 157.4422; 2.3: 13.2618; 2.4: 57.2594; 2.5: 4.8231
| 1 | 17.5 | 1: 117.35; 1.1: 214.946; 1.2: 0.28825; 1.3: 113.75; 1.4: 18.0538; 1.5: 214.946; 1.6: 113.75; 1.7: 45.5; 1.8: 8.4594; 1.9: 379.1667; 2: 12.0754; 2.1: 90.8137; 2.2: 158.3102; 2.3: 13.2969; 2.4: 56.6359; 2.5: 4.757
| 1 | 17.55 | 1: 117.1478; 1.1: 215.1887; 1.2: 0.28857; 1.3: 114.075; 1.4: 18.0227; 1.5: 215.1887; 1.6: 114.075; 1.7: 45.63; 1.8: 8.4594; 1.9: 380.25; 2: 12.1099; 2.1: 90.834; 2.2: 159.1805; 2.3: 13.3319; 2.4: 56.0082; 2.5: 4.6909
| 1 | 17.6 | 1: 116.9457; 1.1: 215.4296; 1.2: 0.2889; 1.3: 114.4; 1.4: 17.9916; 1.5: 215.4296; 1.6: 114.4; 1.7: 45.76; 1.8: 8.4594; 1.9: 381.3333; 2: 12.1444; 2.1: 90.8542; 2.2: 160.0532; 2.3: 13.3669; 2.4: 55.3763; 2.5: 4.6248
| 1 | 17.65 | 1: 116.7438; 1.1: 215.6686; 1.2: 0.28922; 1.3: 114.725; 1.4: 17.9606; 1.5: 215.6686; 1.6: 114.725; 1.7: 45.89; 1.8: 8.4594; 1.9: 382.4167; 2: 12.1789; 2.1: 90.8743; 2.2: 160.9283; 2.3: 13.4019; 2.4: 54.7403; 2.5: 4.5587
| 1 | 17.7 | 1: 116.5421; 1.1: 215.9058; 1.2: 0.28953; 1.3: 115.05; 1.4: 17.9295; 1.5: 215.9058; 1.6: 115.05; 1.7: 46.02; 1.8: 8.4594; 1.9: 383.5; 2: 12.2134; 2.1: 90.8943; 2.2: 161.8057; 2.3: 13.4369; 2.4: 54.1001; 2.5: 4.4927
| 1 | 17.75 | 1: 116.3405; 1.1: 216.1413; 1.2: 0.28985; 1.3: 115.375; 1.4: 17.8985; 1.5: 216.1413; 1.6: 115.375; 1.7: 46.15; 1.8: 8.4594; 1.9: 384.5833; 2: 12.2479; 2.1: 90.9142; 2.2: 162.6855; 2.3: 13.4719; 2.4: 53.4557; 2.5: 4.4266
| 1 | 17.8 | 1: 116.1391; 1.1: 216.3749; 1.2: 0.29016; 1.3: 115.7; 1.4: 17.8676; 1.5: 216.3749; 1.6: 115.7; 1.7: 46.28; 1.8: 8.4594; 1.9: 385.6667; 2: 12.2824; 2.1: 90.9341; 2.2: 163.5677; 2.3: 13.5069; 2.4: 52.8072; 2.5: 4.3607
| 1 | 17.85 | 1: 115.9379; 1.1: 216.6068; 1.2: 0.29047; 1.3: 116.025; 1.4: 17.8366; 1.5: 216.6068; 1.6: 116.025; 1.7: 46.41; 1.8: 8.4594; 1.9: 386.75; 2: 12.3169; 2.1: 90.9538; 2.2: 164.4523; 2.3: 13.5419; 2.4: 52.1545; 2.5: 4.2947
| 1 | 17.9 | 1: 115.7368; 1.1: 216.8368; 1.2: 0.29078; 1.3: 116.35; 1.4: 17.8057; 1.5: 216.8368; 1.6: 116.35; 1.7: 46.54; 1.8: 8.4594; 1.9: 387.8333; 2: 12.3514; 2.1: 90.9734; 2.2: 165.3392; 2.3: 13.5769; 2.4: 51.4976; 2.5: 4.2288
| 1 | 17.95 | 1: 115.5359; 1.1: 217.0651; 1.2: 0.29109; 1.3: 116.675; 1.4: 17.7748; 1.5: 217.0651; 1.6: 116.675; 1.7: 46.67; 1.8: 8.4594; 1.9: 388.9167; 2: 12.3859; 2.1: 90.993; 2.2: 166.2284; 2.3: 13.6119; 2.4: 50.8366; 2.5: 4.1628
| 1 | 18 | 1: 115.3352; 1.1: 217.2915; 1.2: 0.29139; 1.3: 117; 1.4: 17.7439; 1.5: 217.2915; 1.6: 117; 1.7: 46.8; 1.8: 8.4594; 1.9: 390; 2: 12.4204; 2.1: 91.0124; 2.2: 167.1201; 2.3: 13.6469; 2.4: 50.1715; 2.5: 4.097
| 1 | 18.05 | 1: 115.1346; 1.1: 217.5162; 1.2: 0.29169; 1.3: 117.325; 1.4: 17.713; 1.5: 217.5162; 1.6: 117.325; 1.7: 46.93; 1.8: 8.4594; 1.9: 391.0833; 2: 12.4549; 2.1: 91.0318; 2.2: 168.0141; 2.3: 13.6819; 2.4: 49.5021; 2.5: 4.0311
| 1 | 18.1 | 1: 114.9343; 1.1: 217.7391; 1.2: 0.29199; 1.3: 117.65; 1.4: 17.6822; 1.5: 217.7391; 1.6: 117.65; 1.7: 47.06; 1.8: 8.4594; 1.9: 392.1667; 2: 12.4894; 2.1: 91.051; 2.2: 168.9105; 2.3: 13.7169; 2.4: 48.8287; 2.5: 3.9653
| 1 | 18.15 | 1: 114.734; 1.1: 217.9602; 1.2: 0.29229; 1.3: 117.975; 1.4: 17.6514; 1.5: 217.9602; 1.6: 117.975; 1.7: 47.19; 1.8: 8.4594; 1.9: 393.25; 2: 12.5239; 2.1: 91.0702; 2.2: 169.8092; 2.3: 13.7519; 2.4: 48.151; 2.5: 3.8995
| 1 | 18.2 | 1: 114.534; 1.1: 218.1796; 1.2: 0.29258; 1.3: 118.3; 1.4: 17.6206; 1.5: 218.1796; 1.6: 118.3; 1.7: 47.32; 1.8: 8.4594; 1.9: 394.3333; 2: 12.5584; 2.1: 91.0893; 2.2: 170.7103; 2.3: 13.7869; 2.4: 47.4693; 2.5: 3.8337
| 1 | 18.25 | 1: 114.3341; 1.1: 218.3972; 1.2: 0.29288; 1.3: 118.625; 1.4: 17.5899; 1.5: 218.3972; 1.6: 118.625; 1.7: 47.45; 1.8: 8.4594; 1.9: 395.4167; 2: 12.5929; 2.1: 91.1082; 2.2: 171.6138; 2.3: 13.8219; 2.4: 46.7833; 2.5: 3.768
| 1 | 18.3 | 1: 114.1344; 1.1: 218.613; 1.2: 0.29316; 1.3: 118.95; 1.4: 17.5591; 1.5: 218.613; 1.6: 118.95; 1.7: 47.58; 1.8: 8.4594; 1.9: 396.5; 2: 12.6274; 2.1: 91.1271; 2.2: 172.5197; 2.3: 13.8569; 2.4: 46.0933; 2.5: 3.7022
| 1 | 18.35 | 1: 113.9348; 1.1: 218.827; 1.2: 0.29345; 1.3: 119.275; 1.4: 17.5284; 1.5: 218.827; 1.6: 119.275; 1.7: 47.71; 1.8: 8.4594; 1.9: 397.5833; 2: 12.6619; 2.1: 91.1459; 2.2: 173.4279; 2.3: 13.8919; 2.4: 45.3991; 2.5: 3.6365
| 1 | 18.4 | 1: 113.7355; 1.1: 219.0393; 1.2: 0.29374; 1.3: 119.6; 1.4: 17.4978; 1.5: 219.0393; 1.6: 119.6; 1.7: 47.84; 1.8: 8.4594; 1.9: 398.6667; 2: 12.6964; 2.1: 91.1646; 2.2: 174.3386; 2.3: 13.9269; 2.4: 44.7008; 2.5: 3.5709
| 1 | 18.45 | 1: 113.5362; 1.1: 219.2498; 1.2: 0.29402; 1.3: 119.925; 1.4: 17.4671; 1.5: 219.2498; 1.6: 119.925; 1.7: 47.97; 1.8: 8.4594; 1.9: 399.75; 2: 12.7309; 2.1: 91.1833; 2.2: 175.2515; 2.3: 13.9619; 2.4: 43.9983; 2.5: 3.5052
| 1 | 18.5 | 1: 113.3372; 1.1: 219.4586; 1.2: 0.2943; 1.3: 120.25; 1.4: 17.4365; 1.5: 219.4586; 1.6: 120.25; 1.7: 48.1; 1.8: 8.4594; 1.9: 400.8333; 2: 12.7654; 2.1: 91.2018; 2.2: 176.1669; 2.3: 13.9969; 2.4: 43.2917; 2.5: 3.4396
| 1 | 18.55 | 1: 113.1383; 1.1: 219.6656; 1.2: 0.29458; 1.3: 120.575; 1.4: 17.4059; 1.5: 219.6656; 1.6: 120.575; 1.7: 48.23; 1.8: 8.4594; 1.9: 401.9167; 2: 12.7999; 2.1: 91.2202; 2.2: 177.0846; 2.3: 14.0319; 2.4: 42.581; 2.5: 3.374
| 1 | 18.6 | 1: 112.9396; 1.1: 219.8709; 1.2: 0.29485; 1.3: 120.9; 1.4: 17.3753; 1.5: 219.8709; 1.6: 120.9; 1.7: 48.36; 1.8: 8.4594; 1.9: 403; 2: 12.8344; 2.1: 91.2386; 2.2: 178.0048; 2.3: 14.0669; 2.4: 41.8661; 2.5: 3.3085
| 1 | 18.65 | 1: 112.7411; 1.1: 220.0744; 1.2: 0.29512; 1.3: 121.225; 1.4: 17.3448; 1.5: 220.0744; 1.6: 121.225; 1.7: 48.49; 1.8: 8.4594; 1.9: 404.0833; 2: 12.8689; 2.1: 91.2568; 2.2: 178.9272; 2.3: 14.1018; 2.4: 41.1471; 2.5: 3.2429
| 1 | 18.7 | 1: 112.5427; 1.1: 220.2762; 1.2: 0.2954; 1.3: 121.55; 1.4: 17.3143; 1.5: 220.2762; 1.6: 121.55; 1.7: 48.62; 1.8: 8.4594; 1.9: 405.1667; 2: 12.9034; 2.1: 91.275; 2.2: 179.8521; 2.3: 14.1368; 2.4: 40.424; 2.5: 3.1774
| 1 | 18.75 | 1: 112.3445; 1.1: 220.4762; 1.2: 0.29566; 1.3: 121.875; 1.4: 17.2838; 1.5: 220.4762; 1.6: 121.875; 1.7: 48.75; 1.8: 8.4594; 1.9: 406.25; 2: 12.9379; 2.1: 91.2931; 2.2: 180.7793; 2.3: 14.1718; 2.4: 39.6968; 2.5: 3.112
| 1 | 18.8 | 1: 112.1465; 1.1: 220.6745; 1.2: 0.29593; 1.3: 122.2; 1.4: 17.2533; 1.5: 220.6745; 1.6: 122.2; 1.7: 48.88; 1.8: 8.4594; 1.9: 407.3333; 2: 12.9724; 2.1: 91.3111; 2.2: 181.709; 2.3: 14.2068; 2.4: 38.9655; 2.5: 3.0465
| 1 | 18.85 | 1: 111.9487; 1.1: 220.871; 1.2: 0.29619; 1.3: 122.525; 1.4: 17.2229; 1.5: 220.871; 1.6: 122.525; 1.7: 49.01; 1.8: 8.4594; 1.9: 408.4167; 2: 13.0069; 2.1: 91.329; 2.2: 182.641; 2.3: 14.2418; 2.4: 38.2301; 2.5: 2.9811
| 1 | 18.9 | 1: 111.751; 1.1: 221.0658; 1.2: 0.29645; 1.3: 122.85; 1.4: 17.1925; 1.5: 221.0658; 1.6: 122.85; 1.7: 49.14; 1.8: 8.4594; 1.9: 409.5; 2: 13.0414; 2.1: 91.3468; 2.2: 183.5753; 2.3: 14.2768; 2.4: 37.4905; 2.5: 2.9157
| 1 | 18.95 | 1: 111.5535; 1.1: 221.2589; 1.2: 0.29671; 1.3: 123.175; 1.4: 17.1621; 1.5: 221.2589; 1.6: 123.175; 1.7: 49.27; 1.8: 8.4594; 1.9: 410.5833; 2: 13.0759; 2.1: 91.3646; 2.2: 184.5121; 2.3: 14.3118; 2.4: 36.7468; 2.5: 2.8503
| 1 | 19 | 1: 111.3562; 1.1: 221.4503; 1.2: 0.29697; 1.3: 123.5; 1.4: 17.1317; 1.5: 221.4503; 1.6: 123.5; 1.7: 49.4; 1.8: 8.4594; 1.9: 411.6667; 2: 13.1104; 2.1: 91.3822; 2.2: 185.4512; 2.3: 14.3468; 2.4: 35.9991; 2.5: 2.7849
| 1 | 19.05 | 1: 111.159; 1.1: 221.6399; 1.2: 0.29722; 1.3: 123.825; 1.4: 17.1014; 1.5: 221.6399; 1.6: 123.825; 1.7: 49.53; 1.8: 8.4594; 1.9: 412.75; 2: 13.1449; 2.1: 91.3998; 2.2: 186.3927; 2.3: 14.3818; 2.4: 35.2472; 2.5: 2.7196
| 1 | 19.1 | 1: 110.962; 1.1: 221.8278; 1.2: 0.29748; 1.3: 124.15; 1.4: 17.0711; 1.5: 221.8278; 1.6: 124.15; 1.7: 49.66; 1.8: 8.4594; 1.9: 413.8333; 2: 13.1794; 2.1: 91.4173; 2.2: 187.3366; 2.3: 14.4168; 2.4: 34.4912; 2.5: 2.6543
| 1 | 19.15 | 1: 110.7652; 1.1: 222.014; 1.2: 0.29773; 1.3: 124.475; 1.4: 17.0408; 1.5: 222.014; 1.6: 124.475; 1.7: 49.79; 1.8: 8.4594; 1.9: 414.9167; 2: 13.2139; 2.1: 91.4347; 2.2: 188.2829; 2.3: 14.4517; 2.4: 33.7311; 2.5: 2.589
| 1 | 19.2 | 1: 110.5685; 1.1: 222.1985; 1.2: 0.29797; 1.3: 124.8; 1.4: 17.0105; 1.5: 222.1985; 1.6: 124.8; 1.7: 49.92; 1.8: 8.4594; 1.9: 416; 2: 13.2484; 2.1: 91.452; 2.2: 189.2316; 2.3: 14.4867; 2.4: 32.9669; 2.5: 2.5238
| 1 | 19.25 | 1: 110.3721; 1.1: 222.3813; 1.2: 0.29822; 1.3: 125.125; 1.4: 16.9803; 1.5: 222.3813; 1.6: 125.125; 1.7: 50.05; 1.8: 8.4594; 1.9: 417.0833; 2: 13.2829; 2.1: 91.4692; 2.2: 190.1826; 2.3: 14.5217; 2.4: 32.1987; 2.5: 2.4586
| 1 | 19.3 | 1: 110.1758; 1.1: 222.5624; 1.2: 0.29846; 1.3: 125.45; 1.4: 16.9501; 1.5: 222.5624; 1.6: 125.45; 1.7: 50.18; 1.8: 8.4594; 1.9: 418.1667; 2: 13.3174; 2.1: 91.4863; 2.2: 191.1361; 2.3: 14.5567; 2.4: 31.4263; 2.5: 2.3934
| 1 | 19.35 | 1: 109.9796; 1.1: 222.7417; 1.2: 0.2987; 1.3: 125.775; 1.4: 16.9199; 1.5: 222.7417; 1.6: 125.775; 1.7: 50.31; 1.8: 8.4594; 1.9: 419.25; 2: 13.3519; 2.1: 91.5034; 2.2: 192.0919; 2.3: 14.5917; 2.4: 30.6499; 2.5: 2.3282
| 1 | 19.4 | 1: 109.7837; 1.1: 222.9194; 1.2: 0.29894; 1.3: 126.1; 1.4: 16.8898; 1.5: 222.9194; 1.6: 126.1; 1.7: 50.44; 1.8: 8.4594; 1.9: 420.3333; 2: 13.3864; 2.1: 91.5204; 2.2: 193.0501; 2.3: 14.6267; 2.4: 29.8693; 2.5: 2.2631
| 1 | 19.45 | 1: 109.5879; 1.1: 223.0953; 1.2: 0.29918; 1.3: 126.425; 1.4: 16.8597; 1.5: 223.0953; 1.6: 126.425; 1.7: 50.57; 1.8: 8.4594; 1.9: 421.4167; 2: 13.4209; 2.1: 91.5372; 2.2: 194.0106; 2.3: 14.6617; 2.4: 29.0847; 2.5: 2.198
| 1 | 19.5 | 1: 109.3923; 1.1: 223.2696; 1.2: 0.29941; 1.3: 126.75; 1.4: 16.8296; 1.5: 223.2696; 1.6: 126.75; 1.7: 50.7; 1.8: 8.4594; 1.9: 422.5; 2: 13.4554; 2.1: 91.5541; 2.2: 194.9736; 2.3: 14.6967; 2.4: 28.296; 2.5: 2.1329
| 1 | 19.55 | 1: 109.1968; 1.1: 223.4422; 1.2: 0.29964; 1.3: 127.075; 1.4: 16.7995; 1.5: 223.4422; 1.6: 127.075; 1.7: 50.83; 1.8: 8.4594; 1.9: 423.5833; 2: 13.4899; 2.1: 91.5708; 2.2: 195.939; 2.3: 14.7317; 2.4: 27.5032; 2.5: 2.0678
| 1 | 19.6 | 1: 109.0016; 1.1: 223.613; 1.2: 0.29987; 1.3: 127.4; 1.4: 16.7695; 1.5: 223.613; 1.6: 127.4; 1.7: 50.96; 1.8: 8.4594; 1.9: 424.6667; 2: 13.5244; 2.1: 91.5874; 2.2: 196.9067; 2.3: 14.7667; 2.4: 26.7063; 2.5: 2.0028
| 1 | 19.65 | 1: 108.8065; 1.1: 223.7822; 1.2: 0.3001; 1.3: 127.725; 1.4: 16.7395; 1.5: 223.7822; 1.6: 127.725; 1.7: 51.09; 1.8: 8.4594; 1.9: 425.75; 2: 13.5589; 2.1: 91.604; 2.2: 197.8768; 2.3: 14.8017; 2.4: 25.9054; 2.5: 1.9378
| 1 | 19.7 | 1: 108.6115; 1.1: 223.9497; 1.2: 0.30032; 1.3: 128.05; 1.4: 16.7095; 1.5: 223.9497; 1.6: 128.05; 1.7: 51.22; 1.8: 8.4594; 1.9: 426.8333; 2: 13.5934; 2.1: 91.6205; 2.2: 198.8494; 2.3: 14.8367; 2.4: 25.1004; 2.5: 1.8728
| 1 | 19.75 | 1: 108.4168; 1.1: 224.1156; 1.2: 0.30054; 1.3: 128.375; 1.4: 16.6795; 1.5: 224.1156; 1.6: 128.375; 1.7: 51.35; 1.8: 8.4594; 1.9: 427.9167; 2: 13.6279; 2.1: 91.6369; 2.2: 199.8243; 2.3: 14.8717; 2.4: 24.2913; 2.5: 1.8078
| 1 | 19.8 | 1: 108.2222; 1.1: 224.2797; 1.2: 0.30076; 1.3: 128.7; 1.4: 16.6496; 1.5: 224.2797; 1.6: 128.7; 1.7: 51.48; 1.8: 8.4594; 1.9: 429; 2: 13.6624; 2.1: 91.6532; 2.2: 200.8015; 2.3: 14.9067; 2.4: 23.4782; 2.5: 1.7429
| 1 | 19.85 | 1: 108.0278; 1.1: 224.4422; 1.2: 0.30098; 1.3: 129.025; 1.4: 16.6197; 1.5: 224.4422; 1.6: 129.025; 1.7: 51.61; 1.8: 8.4594; 1.9: 430.0833; 2: 13.6969; 2.1: 91.6694; 2.2: 201.7812; 2.3: 14.9416; 2.4: 22.661; 2.5: 1.678
| 1 | 19.9 | 1: 107.8336; 1.1: 224.603; 1.2: 0.3012; 1.3: 129.35; 1.4: 16.5898; 1.5: 224.603; 1.6: 129.35; 1.7: 51.74; 1.8: 8.4594; 1.9: 431.1667; 2: 13.7314; 2.1: 91.6856; 2.2: 202.7633; 2.3: 14.9766; 2.4: 21.8397; 2.5: 1.6131
| 1 | 19.95 | 1: 107.6395; 1.1: 224.7621; 1.2: 0.30141; 1.3: 129.675; 1.4: 16.5599; 1.5: 224.7621; 1.6: 129.675; 1.7: 51.87; 1.8: 8.4594; 1.9: 432.25; 2: 13.7659; 2.1: 91.7016; 2.2: 203.7478; 2.3: 15.0116; 2.4: 21.0143; 2.5: 1.5483
| 1 | 20 | 1: 107.4457; 1.1: 224.9196; 1.2: 0.30162; 1.3: 130; 1.4: 16.5301; 1.5: 224.9196; 1.6: 130; 1.7: 52; 1.8: 8.4594; 1.9: 433.3333; 2: 13.8004; 2.1: 91.7176; 2.2: 204.7346; 2.3: 15.0466; 2.4: 20.185; 2.5: 1.4835
| 1 | 20.05 | 1: 107.252; 1.1: 225.0754; 1.2: 0.30183; 1.3: 130.325; 1.4: 16.5003; 1.5: 225.0754; 1.6: 130.325; 1.7: 52.13; 1.8: 8.4594; 1.9: 434.4167; 2: 13.8349; 2.1: 91.7336; 2.2: 205.7239; 2.3: 15.0816; 2.4: 19.3515; 2.5: 1.4187
| 1 | 20.1 | 1: 107.0584; 1.1: 225.2295; 1.2: 0.30204; 1.3: 130.65; 1.4: 16.4705; 1.5: 225.2295; 1.6: 130.65; 1.7: 52.26; 1.8: 8.4594; 1.9: 435.5; 2: 13.8694; 2.1: 91.7494; 2.2: 206.7155; 2.3: 15.1166; 2.4: 18.514; 2.5: 1.3539
| 1 | 20.15 | 1: 106.8651; 1.1: 225.382; 1.2: 0.30224; 1.3: 130.975; 1.4: 16.4408; 1.5: 225.382; 1.6: 130.975; 1.7: 52.39; 1.8: 8.4594; 1.9: 436.5833; 2: 13.9039; 2.1: 91.7652; 2.2: 207.7095; 2.3: 15.1516; 2.4: 17.6725; 2.5: 1.2891
| 1 | 20.2 | 1: 106.6719; 1.1: 225.5328; 1.2: 0.30244; 1.3: 131.3; 1.4: 16.4111; 1.5: 225.5328; 1.6: 131.3; 1.7: 52.52; 1.8: 8.4594; 1.9: 437.6667; 2: 13.9384; 2.1: 91.7808; 2.2: 208.706; 2.3: 15.1866; 2.4: 16.8269; 2.5: 1.2244
| 1 | 20.25 | 1: 106.4789; 1.1: 225.682; 1.2: 0.30264; 1.3: 131.625; 1.4: 16.3814; 1.5: 225.682; 1.6: 131.625; 1.7: 52.65; 1.8: 8.4594; 1.9: 438.75; 2: 13.9729; 2.1: 91.7965; 2.2: 209.7048; 2.3: 15.2216; 2.4: 15.9772; 2.5: 1.1597
| 1 | 20.3 | 1: 106.2861; 1.1: 225.8295; 1.2: 0.30284; 1.3: 131.95; 1.4: 16.3517; 1.5: 225.8295; 1.6: 131.95; 1.7: 52.78; 1.8: 8.4594; 1.9: 439.8333; 2: 14.0074; 2.1: 91.812; 2.2: 210.706; 2.3: 15.2566; 2.4: 15.1235; 2.5: 1.0951
| 1 | 20.35 | 1: 106.0934; 1.1: 225.9754; 1.2: 0.30304; 1.3: 132.275; 1.4: 16.3221; 1.5: 225.9754; 1.6: 132.275; 1.7: 52.91; 1.8: 8.4594; 1.9: 440.9167; 2: 14.0419; 2.1: 91.8274; 2.2: 211.7096; 2.3: 15.2917; 2.4: 14.2658; 2.5: 1.0304
| 1 | 20.4 | 1: 105.9009; 1.1: 226.1197; 1.2: 0.30323; 1.3: 132.6; 1.4: 16.2925; 1.5: 226.1197; 1.6: 132.6; 1.7: 53.04; 1.8: 8.4594; 1.9: 442; 2: 14.0764; 2.1: 91.8428; 2.2: 212.7156; 2.3: 15.3267; 2.4: 13.404; 2.5: 0.96579
| 1 | 20.45 | 1: 105.7086; 1.1: 226.2623; 1.2: 0.30342; 1.3: 132.925; 1.4: 16.2629; 1.5: 226.2623; 1.6: 132.925; 1.7: 53.17; 1.8: 8.4594; 1.9: 443.0833; 2: 14.1109; 2.1: 91.8581; 2.2: 213.724; 2.3: 15.3617; 2.4: 12.5382; 2.5: 0.9012
| 1 | 20.5 | 1: 105.5165; 1.1: 226.4032; 1.2: 0.30361; 1.3: 133.25; 1.4: 16.2333; 1.5: 226.4032; 1.6: 133.25; 1.7: 53.3; 1.8: 8.4594; 1.9: 444.1667; 2: 14.1454; 2.1: 91.8733; 2.2: 214.7348; 2.3: 15.3967; 2.4: 11.6684; 2.5: 0.83663
| 1 | 20.55 | 1: 105.3245; 1.1: 226.5426; 1.2: 0.3038; 1.3: 133.575; 1.4: 16.2038; 1.5: 226.5426; 1.6: 133.575; 1.7: 53.43; 1.8: 8.4594; 1.9: 445.25; 2: 14.1799; 2.1: 91.8885; 2.2: 215.748; 2.3: 15.4317; 2.4: 10.7945; 2.5: 0.77209
| 1 | 20.6 | 1: 105.1328; 1.1: 226.6803; 1.2: 0.30398; 1.3: 133.9; 1.4: 16.1743; 1.5: 226.6803; 1.6: 133.9; 1.7: 53.56; 1.8: 8.4594; 1.9: 446.3333; 2: 14.2144; 2.1: 91.9035; 2.2: 216.7636; 2.3: 15.4667; 2.4: 9.9166; 2.5: 0.70758
| 1 | 20.65 | 1: 104.9412; 1.1: 226.8163; 1.2: 0.30417; 1.3: 134.225; 1.4: 16.1448; 1.5: 226.8163; 1.6: 134.225; 1.7: 53.69; 1.8: 8.4594; 1.9: 447.4167; 2: 14.2489; 2.1: 91.9185; 2.2: 217.7816; 2.3: 15.5017; 2.4: 9.0347; 2.5: 0.64309
| 1 | 20.7 | 1: 104.7497; 1.1: 226.9508; 1.2: 0.30435; 1.3: 134.55; 1.4: 16.1153; 1.5: 226.9508; 1.6: 134.55; 1.7: 53.82; 1.8: 8.4594; 1.9: 448.5; 2: 14.2834; 2.1: 91.9335; 2.2: 218.802; 2.3: 15.5367; 2.4: 8.1488; 2.5: 0.57863
| 1 | 20.75 | 1: 104.5585; 1.1: 227.0836; 1.2: 0.30452; 1.3: 134.875; 1.4: 16.0859; 1.5: 227.0836; 1.6: 134.875; 1.7: 53.95; 1.8: 8.4594; 1.9: 449.5833; 2: 14.3179; 2.1: 91.9483; 2.2: 219.8248; 2.3: 15.5717; 2.4: 7.2588; 2.5: 0.51419
| 1 | 20.8 | 1: 104.3674; 1.1: 227.2148; 1.2: 0.3047; 1.3: 135.2; 1.4: 16.0565; 1.5: 227.2148; 1.6: 135.2; 1.7: 54.08; 1.8: 8.4594; 1.9: 450.6667; 2: 14.3524; 2.1: 91.9631; 2.2: 220.85; 2.3: 15.6067; 2.4: 6.3648; 2.5: 0.44978
| 1 | 20.85 | 1: 104.1765; 1.1: 227.3444; 1.2: 0.30487; 1.3: 135.525; 1.4: 16.0272; 1.5: 227.3444; 1.6: 135.525; 1.7: 54.21; 1.8: 8.4594; 1.9: 451.75; 2: 14.3869; 2.1: 91.9778; 2.2: 221.8776; 2.3: 15.6418; 2.4: 5.4668; 2.5: 0.3854
| 1 | 20.9 | 1: 103.9858; 1.1: 227.4724; 1.2: 0.30505; 1.3: 135.85; 1.4: 15.9978; 1.5: 227.4724; 1.6: 135.85; 1.7: 54.34; 1.8: 8.4594; 1.9: 452.8333; 2: 14.4214; 2.1: 91.9924; 2.2: 222.9076; 2.3: 15.6768; 2.4: 4.5648; 2.5: 0.32104
| 1 | 20.95 | 1: 103.7953; 1.1: 227.5988; 1.2: 0.30522; 1.3: 136.175; 1.4: 15.9685; 1.5: 227.5988; 1.6: 136.175; 1.7: 54.47; 1.8: 8.4594; 1.9: 453.9167; 2: 14.4559; 2.1: 92.0069; 2.2: 223.94; 2.3: 15.7118; 2.4: 3.6588; 2.5: 0.2567
| 1 | 21 | 1: 103.6049; 1.1: 227.7236; 1.2: 0.30538; 1.3: 136.5; 1.4: 15.9392; 1.5: 227.7236; 1.6: 136.5; 1.7: 54.6; 1.8: 8.4594; 1.9: 455; 2: 14.4904; 2.1: 92.0214; 2.2: 224.9748; 2.3: 15.7468; 2.4: 2.7488; 2.5: 0.1924
| 1 | 21.05 | 1: 103.4147; 1.1: 227.8467; 1.2: 0.30555; 1.3: 136.825; 1.4: 15.91; 1.5: 227.8467; 1.6: 136.825; 1.7: 54.73; 1.8: 8.4594; 1.9: 456.0833; 2: 14.5249; 2.1: 92.0358; 2.2: 226.012; 2.3: 15.7818; 2.4: 1.8347; 2.5: 0.12811
| 2 | 21.1 | 1: 103.2247; 1.1: 227.9683; 1.2: 0.30571; 1.3: 137.15; 1.4: 15.8807; 1.5: 227.9683; 1.6: 137.15; 1.7: 54.86; 1.8: 8.4594; 1.9: 457.1667; 2: 14.5594; 2.1: 92.0501; 2.2: 227.0516; 2.3: 15.8169; 2.4: 0.91668; 2.5: 0.063858
| 2 | 21.15 | 1: 103.0349; 1.1: 228.0883; 1.2: 0.30587; 1.3: 137.475; 1.4: 15.8515; 1.5: 228.0883; 1.6: 137.475; 1.7: 54.99; 1.8: 8.4594; 1.9: 458.25; 2: 14.5939; 2.1: 92.0644; 2.2: 228.0936; 2.3: 15.8519; 2.4: -0.0053637; 2.5: -0.00037276
| 2 | 21.2 | 1: 102.8452; 1.1: 228.2067; 1.2: 0.30603; 1.3: 137.8; 1.4: 15.8223; 1.5: 228.2067; 1.6: 137.8; 1.7: 55.12; 1.8: 8.4594; 1.9: 459.3333; 2: 14.6285; 2.1: 92.0786; 2.2: 229.1381; 2.3: 15.8869; 2.4: -0.93141; 2.5: -0.064578
| 2 | 21.25 | 1: 102.6557; 1.1: 228.3234; 1.2: 0.30619; 1.3: 138.125; 1.4: 15.7932; 1.5: 228.3234; 1.6: 138.125; 1.7: 55.25; 1.8: 8.4594; 1.9: 460.4167; 2: 14.663; 2.1: 92.0927; 2.2: 230.1849; 2.3: 15.9219; 2.4: -1.8614; 2.5: -0.12876
| 2 | 21.3 | 1: 102.4664; 1.1: 228.4386; 1.2: 0.30634; 1.3: 138.45; 1.4: 15.7641; 1.5: 228.4386; 1.6: 138.45; 1.7: 55.38; 1.8: 8.4594; 1.9: 461.5; 2: 14.6975; 2.1: 92.1068; 2.2: 231.2341; 2.3: 15.957; 2.4: -2.7955; 2.5: -0.19291
| 2 | 21.35 | 1: 102.2773; 1.1: 228.5522; 1.2: 0.30649; 1.3: 138.775; 1.4: 15.735; 1.5: 228.5522; 1.6: 138.775; 1.7: 55.51; 1.8: 8.4594; 1.9: 462.5833; 2: 14.732; 2.1: 92.1207; 2.2: 232.2858; 2.3: 15.992; 2.4: -3.7335; 2.5: -0.25704
| 2 | 21.4 | 1: 102.0883; 1.1: 228.6643; 1.2: 0.30664; 1.3: 139.1; 1.4: 15.7059; 1.5: 228.6643; 1.6: 139.1; 1.7: 55.64; 1.8: 8.4594; 1.9: 463.6667; 2: 14.7665; 2.1: 92.1346; 2.2: 233.3398; 2.3: 16.027; 2.4: -4.6755; 2.5: -0.32114
| 2 | 21.45 | 1: 101.8996; 1.1: 228.7747; 1.2: 0.30679; 1.3: 139.425; 1.4: 15.6769; 1.5: 228.7747; 1.6: 139.425; 1.7: 55.77; 1.8: 8.4594; 1.9: 464.75; 2: 14.801; 2.1: 92.1485; 2.2: 234.3963; 2.3: 16.0621; 2.4: -5.6215; 2.5: -0.38522
| 2 | 21.5 | 1: 101.711; 1.1: 228.8836; 1.2: 0.30694; 1.3: 139.75; 1.4: 15.6478; 1.5: 228.8836; 1.6: 139.75; 1.7: 55.9; 1.8: 8.4594; 1.9: 465.8333; 2: 14.8355; 2.1: 92.1622; 2.2: 235.4551; 2.3: 16.0971; 2.4: -6.5715; 2.5: -0.44927
| 2 | 21.55 | 1: 101.5226; 1.1: 228.9909; 1.2: 0.30708; 1.3: 140.075; 1.4: 15.6189; 1.5: 228.9909; 1.6: 140.075; 1.7: 56.03; 1.8: 8.4594; 1.9: 466.9167; 2: 14.87; 2.1: 92.1759; 2.2: 236.5164; 2.3: 16.1321; 2.4: -7.5255; 2.5: -0.51329
| 2 | 21.6 | 1: 101.3343; 1.1: 229.0966; 1.2: 0.30722; 1.3: 140.4; 1.4: 15.5899; 1.5: 229.0966; 1.6: 140.4; 1.7: 56.16; 1.8: 8.4594; 1.9: 468; 2: 14.9045; 2.1: 92.1896; 2.2: 237.5801; 2.3: 16.1672; 2.4: -8.4834; 2.5: -0.57729
| 2 | 21.65 | 1: 101.1463; 1.1: 229.2008; 1.2: 0.30736; 1.3: 140.725; 1.4: 15.561; 1.5: 229.2008; 1.6: 140.725; 1.7: 56.29; 1.8: 8.4594; 1.9: 469.0833; 2: 14.939; 2.1: 92.2031; 2.2: 238.6461; 2.3: 16.2022; 2.4: -9.4454; 2.5: -0.64127
| 2 | 21.7 | 1: 100.9584; 1.1: 229.3034; 1.2: 0.3075; 1.3: 141.05; 1.4: 15.5321; 1.5: 229.3034; 1.6: 141.05; 1.7: 56.42; 1.8: 8.4594; 1.9: 470.1667; 2: 14.9735; 2.1: 92.2166; 2.2: 239.7146; 2.3: 16.2373; 2.4: -10.4113; 2.5: -0.70522
| 2 | 21.75 | 1: 100.7707; 1.1: 229.4044; 1.2: 0.30764; 1.3: 141.375; 1.4: 15.5032; 1.5: 229.4044; 1.6: 141.375; 1.7: 56.55; 1.8: 8.4594; 1.9: 471.25; 2: 15.008; 2.1: 92.23; 2.2: 240.7856; 2.3: 16.2723; 2.4: -11.3811; 2.5: -0.76914
| 2 | 21.8 | 1: 100.5831; 1.1: 229.5039; 1.2: 0.30777; 1.3: 141.7; 1.4: 15.4743; 1.5: 229.5039; 1.6: 141.7; 1.7: 56.68; 1.8: 8.4594; 1.9: 472.3333; 2: 15.0425; 2.1: 92.2434; 2.2: 241.8589; 2.3: 16.3074; 2.4: -12.355; 2.5: -0.83304
| 2 | 21.85 | 1: 100.3958; 1.1: 229.6018; 1.2: 0.3079; 1.3: 142.025; 1.4: 15.4455; 1.5: 229.6018; 1.6: 142.025; 1.7: 56.81; 1.8: 8.4594; 1.9: 473.4167; 2: 15.077; 2.1: 92.2567; 2.2: 242.9346; 2.3: 16.3424; 2.4: -13.3328; 2.5: -0.89691
| 2 | 21.9 | 1: 100.2086; 1.1: 229.6982; 1.2: 0.30803; 1.3: 142.35; 1.4: 15.4167; 1.5: 229.6982; 1.6: 142.35; 1.7: 56.94; 1.8: 8.4594; 1.9: 474.5; 2: 15.1115; 2.1: 92.2699; 2.2: 244.0128; 2.3: 16.3775; 2.4: -14.3146; 2.5: -0.96075
| 2 | 21.95 | 1: 100.0216; 1.1: 229.793; 1.2: 0.30816; 1.3: 142.675; 1.4: 15.3879; 1.5: 229.793; 1.6: 142.675; 1.7: 57.07; 1.8: 8.4594; 1.9: 475.5833; 2: 15.146; 2.1: 92.283; 2.2: 245.0933; 2.3: 16.4125; 2.4: -15.3003; 2.5: -1.0246
| 2 | 22 | 1: 99.8348; 1.1: 229.8863; 1.2: 0.30828; 1.3: 143; 1.4: 15.3592; 1.5: 229.8863; 1.6: 143; 1.7: 57.2; 1.8: 8.4594; 1.9: 476.6667; 2: 15.1805; 2.1: 92.2961; 2.2: 246.1763; 2.3: 16.4476; 2.4: -16.29; 2.5: -1.0884
| 2 | 22.05 | 1: 99.6482; 1.1: 229.978; 1.2: 0.30841; 1.3: 143.325; 1.4: 15.3305; 1.5: 229.978; 1.6: 143.325; 1.7: 57.33; 1.8: 8.4594; 1.9: 477.75; 2: 15.215; 2.1: 92.3091; 2.2: 247.2617; 2.3: 16.4826; 2.4: -17.2837; 2.5: -1.1521
| 2 | 22.1 | 1: 99.4617; 1.1: 230.0682; 1.2: 0.30853; 1.3: 143.65; 1.4: 15.3018; 1.5: 230.0682; 1.6: 143.65; 1.7: 57.46; 1.8: 8.4594; 1.9: 478.8333; 2: 15.2495; 2.1: 92.3221; 2.2: 248.3495; 2.3: 16.5177; 2.4: -18.2813; 2.5: -1.2159
| 2 | 22.15 | 1: 99.2754; 1.1: 230.1569; 1.2: 0.30865; 1.3: 143.975; 1.4: 15.2731; 1.5: 230.1569; 1.6: 143.975; 1.7: 57.59; 1.8: 8.4594; 1.9: 479.9167; 2: 15.284; 2.1: 92.3349; 2.2: 249.4397; 2.3: 16.5527; 2.4: -19.2828; 2.5: -1.2796
| 2 | 22.2 | 1: 99.0893; 1.1: 230.244; 1.2: 0.30876; 1.3: 144.3; 1.4: 15.2445; 1.5: 230.244; 1.6: 144.3; 1.7: 57.72; 1.8: 8.4594; 1.9: 481; 2: 15.3185; 2.1: 92.3478; 2.2: 250.5323; 2.3: 16.5878; 2.4: -20.2884; 2.5: -1.3433
| 2 | 22.25 | 1: 98.9034; 1.1: 230.3296; 1.2: 0.30888; 1.3: 144.625; 1.4: 15.2159; 1.5: 230.3296; 1.6: 144.625; 1.7: 57.85; 1.8: 8.4594; 1.9: 482.0833; 2: 15.353; 2.1: 92.3605; 2.2: 251.6274; 2.3: 16.6229; 2.4: -21.2978; 2.5: -1.407
| 2 | 22.3 | 1: 98.7177; 1.1: 230.4136; 1.2: 0.30899; 1.3: 144.95; 1.4: 15.1873; 1.5: 230.4136; 1.6: 144.95; 1.7: 57.98; 1.8: 8.4594; 1.9: 483.1667; 2: 15.3875; 2.1: 92.3732; 2.2: 252.7248; 2.3: 16.6579; 2.4: -22.3112; 2.5: -1.4706
| 2 | 22.35 | 1: 98.5321; 1.1: 230.4961; 1.2: 0.3091; 1.3: 145.275; 1.4: 15.1588; 1.5: 230.4961; 1.6: 145.275; 1.7: 58.11; 1.8: 8.4594; 1.9: 484.25; 2: 15.422; 2.1: 92.3858; 2.2: 253.8247; 2.3: 16.693; 2.4: -23.3286; 2.5: -1.5342
| 2 | 22.4 | 1: 98.3467; 1.1: 230.5771; 1.2: 0.30921; 1.3: 145.6; 1.4: 15.1303; 1.5: 230.5771; 1.6: 145.6; 1.7: 58.24; 1.8: 8.4594; 1.9: 485.3333; 2: 15.4565; 2.1: 92.3984; 2.2: 254.927; 2.3: 16.7281; 2.4: -24.3499; 2.5: -1.5978
| 2 | 22.45 | 1: 98.1615; 1.1: 230.6566; 1.2: 0.30932; 1.3: 145.925; 1.4: 15.1018; 1.5: 230.6566; 1.6: 145.925; 1.7: 58.37; 1.8: 8.4594; 1.9: 486.4167; 2: 15.491; 2.1: 92.4109; 2.2: 256.0317; 2.3: 16.7632; 2.4: -25.3751; 2.5: -1.6614
| 2 | 22.5 | 1: 97.9765; 1.1: 230.7346; 1.2: 0.30942; 1.3: 146.25; 1.4: 15.0733; 1.5: 230.7346; 1.6: 146.25; 1.7: 58.5; 1.8: 8.4594; 1.9: 487.5; 2: 15.5255; 2.1: 92.4233; 2.2: 257.1389; 2.3: 16.7982; 2.4: -26.4043; 2.5: -1.7249
| 2 | 22.55 | 1: 97.7916; 1.1: 230.8111; 1.2: 0.30952; 1.3: 146.575; 1.4: 15.0449; 1.5: 230.8111; 1.6: 146.575; 1.7: 58.63; 1.8: 8.4594; 1.9: 488.5833; 2: 15.56; 2.1: 92.4357; 2.2: 258.2484; 2.3: 16.8333; 2.4: -27.4374; 2.5: -1.7884
| 2 | 22.6 | 1: 97.607; 1.1: 230.886; 1.2: 0.30962; 1.3: 146.9; 1.4: 15.0165; 1.5: 230.886; 1.6: 146.9; 1.7: 58.76; 1.8: 8.4594; 1.9: 489.6667; 2: 15.5945; 2.1: 92.448; 2.2: 259.3604; 2.3: 16.8684; 2.4: -28.4744; 2.5: -1.8519
| 2 | 22.65 | 1: 97.4225; 1.1: 230.9594; 1.2: 0.30972; 1.3: 147.225; 1.4: 14.9881; 1.5: 230.9594; 1.6: 147.225; 1.7: 58.89; 1.8: 8.4594; 1.9: 490.75; 2: 15.629; 2.1: 92.4602; 2.2: 260.4748; 2.3: 16.9035; 2.4: -29.5154; 2.5: -1.9154
| 2 | 22.7 | 1: 97.2382; 1.1: 231.0314; 1.2: 0.30982; 1.3: 147.55; 1.4: 14.9597; 1.5: 231.0314; 1.6: 147.55; 1.7: 59.02; 1.8: 8.4594; 1.9: 491.8333; 2: 15.6635; 2.1: 92.4724; 2.2: 261.5916; 2.3: 16.9385; 2.4: -30.5603; 2.5: -1.9788
| 2 | 22.75 | 1: 97.054; 1.1: 231.1018; 1.2: 0.30991; 1.3: 147.875; 1.4: 14.9314; 1.5: 231.1018; 1.6: 147.875; 1.7: 59.15; 1.8: 8.4594; 1.9: 492.9167; 2: 15.698; 2.1: 92.4845; 2.2: 262.7109; 2.3: 16.9736; 2.4: -31.6091; 2.5: -2.0422
| 2 | 22.8 | 1: 96.8701; 1.1: 231.1707; 1.2: 0.31001; 1.3: 148.2; 1.4: 14.9031; 1.5: 231.1707; 1.6: 148.2; 1.7: 59.28; 1.8: 8.4594; 1.9: 494; 2: 15.7325; 2.1: 92.4966; 2.2: 263.8325; 2.3: 17.0087; 2.4: -32.6618; 2.5: -2.1056
| 2 | 22.85 | 1: 96.6863; 1.1: 231.2382; 1.2: 0.3101; 1.3: 148.525; 1.4: 14.8748; 1.5: 231.2382; 1.6: 148.525; 1.7: 59.41; 1.8: 8.4594; 1.9: 495.0833; 2: 15.767; 2.1: 92.5085; 2.2: 264.9566; 2.3: 17.0438; 2.4: -33.7185; 2.5: -2.169
| 2 | 22.9 | 1: 96.5027; 1.1: 231.3041; 1.2: 0.31018; 1.3: 148.85; 1.4: 14.8466; 1.5: 231.3041; 1.6: 148.85; 1.7: 59.54; 1.8: 8.4594; 1.9: 496.1667; 2: 15.8015; 2.1: 92.5205; 2.2: 266.0831; 2.3: 17.0789; 2.4: -34.779; 2.5: -2.2323
| 2 | 22.95 | 1: 96.3193; 1.1: 231.3685; 1.2: 0.31027; 1.3: 149.175; 1.4: 14.8184; 1.5: 231.3685; 1.6: 149.175; 1.7: 59.67; 1.8: 8.4594; 1.9: 497.25; 2: 15.836; 2.1: 92.5323; 2.2: 267.212; 2.3: 17.114; 2.4: -35.8435; 2.5: -2.2957
| 2 | 23 | 1: 96.136; 1.1: 231.4315; 1.2: 0.31035; 1.3: 149.5; 1.4: 14.7902; 1.5: 231.4315; 1.6: 149.5; 1.7: 59.8; 1.8: 8.4594; 1.9: 498.3333; 2: 15.8705; 2.1: 92.5441; 2.2: 268.3434; 2.3: 17.1491; 2.4: -36.9119; 2.5: -2.3589
| 2 | 23.05 | 1: 95.953; 1.1: 231.493; 1.2: 0.31044; 1.3: 149.825; 1.4: 14.762; 1.5: 231.493; 1.6: 149.825; 1.7: 59.93; 1.8: 8.4594; 1.9: 499.4167; 2: 15.905; 2.1: 92.5559; 2.2: 269.4772; 2.3: 17.1842; 2.4: -37.9842; 2.5: -2.4222
| 2 | 23.1 | 1: 95.7701; 1.1: 231.553; 1.2: 0.31052; 1.3: 150.15; 1.4: 14.7339; 1.5: 231.553; 1.6: 150.15; 1.7: 60.06; 1.8: 8.4594; 1.9: 500.5; 2: 15.9395; 2.1: 92.5676; 2.2: 270.6134; 2.3: 17.2193; 2.4: -39.0604; 2.5: -2.4854
| 2 | 23.15 | 1: 95.5874; 1.1: 231.6115; 1.2: 0.3106; 1.3: 150.475; 1.4: 14.7058; 1.5: 231.6115; 1.6: 150.475; 1.7: 60.19; 1.8: 8.4594; 1.9: 501.5833; 2: 15.974; 2.1: 92.5792; 2.2: 271.752; 2.3: 17.2544; 2.4: -40.1405; 2.5: -2.5487
| 2 | 23.2 | 1: 95.4049; 1.1: 231.6685; 1.2: 0.31067; 1.3: 150.8; 1.4: 14.6777; 1.5: 231.6685; 1.6: 150.8; 1.7: 60.32; 1.8: 8.4594; 1.9: 502.6667; 2: 16.0085; 2.1: 92.5908; 2.2: 272.8931; 2.3: 17.2895; 2.4: -41.2245; 2.5: -2.6118
| 2 | 23.25 | 1: 95.2226; 1.1: 231.7241; 1.2: 0.31075; 1.3: 151.125; 1.4: 14.6496; 1.5: 231.7241; 1.6: 151.125; 1.7: 60.45; 1.8: 8.4594; 1.9: 503.75; 2: 16.043; 2.1: 92.6023; 2.2: 274.0365; 2.3: 17.3246; 2.4: -42.3125; 2.5: -2.675
| 2 | 23.3 | 1: 95.0404; 1.1: 231.7782; 1.2: 0.31082; 1.3: 151.45; 1.4: 14.6216; 1.5: 231.7782; 1.6: 151.45; 1.7: 60.58; 1.8: 8.4594; 1.9: 504.8333; 2: 16.0775; 2.1: 92.6137; 2.2: 275.1824; 2.3: 17.3597; 2.4: -43.4043; 2.5: -2.7381
| 2 | 23.35 | 1: 94.8584; 1.1: 231.8308; 1.2: 0.31089; 1.3: 151.775; 1.4: 14.5936; 1.5: 231.8308; 1.6: 151.775; 1.7: 60.71; 1.8: 8.4594; 1.9: 505.9167; 2: 16.112; 2.1: 92.6251; 2.2: 276.3308; 2.3: 17.3948; 2.4: -44.5; 2.5: -2.8012
| 2 | 23.4 | 1: 94.6766; 1.1: 231.882; 1.2: 0.31096; 1.3: 152.1; 1.4: 14.5656; 1.5: 231.882; 1.6: 152.1; 1.7: 60.84; 1.8: 8.4594; 1.9: 507; 2: 16.1465; 2.1: 92.6364; 2.2: 277.4815; 2.3: 17.43; 2.4: -45.5996; 2.5: -2.8643
| 2 | 23.45 | 1: 94.495; 1.1: 231.9317; 1.2: 0.31103; 1.3: 152.425; 1.4: 14.5377; 1.5: 231.9317; 1.6: 152.425; 1.7: 60.97; 1.8: 8.4594; 1.9: 508.0833; 2: 16.181; 2.1: 92.6477; 2.2: 278.6347; 2.3: 17.4651; 2.4: -46.7031; 2.5: -2.9274
| 2 | 23.5 | 1: 94.3136; 1.1: 231.9799; 1.2: 0.31109; 1.3: 152.75; 1.4: 14.5098; 1.5: 231.9799; 1.6: 152.75; 1.7: 61.1; 1.8: 8.4594; 1.9: 509.1667; 2: 16.2155; 2.1: 92.6589; 2.2: 279.7903; 2.3: 17.5002; 2.4: -47.8104; 2.5: -2.9904
| 2 | 23.55 | 1: 94.1323; 1.1: 232.0267; 1.2: 0.31115; 1.3: 153.075; 1.4: 14.4819; 1.5: 232.0267; 1.6: 153.075; 1.7: 61.23; 1.8: 8.4594; 1.9: 510.25; 2: 16.25; 2.1: 92.6701; 2.2: 280.9484; 2.3: 17.5353; 2.4: -48.9217; 2.5: -3.0534
| 2 | 23.6 | 1: 93.9512; 1.1: 232.072; 1.2: 0.31121; 1.3: 153.4; 1.4: 14.454; 1.5: 232.072; 1.6: 153.4; 1.7: 61.36; 1.8: 8.4594; 1.9: 511.3333; 2: 16.2845; 2.1: 92.6812; 2.2: 282.1089; 2.3: 17.5705; 2.4: -50.0368; 2.5: -3.1164
| 2 | 23.65 | 1: 93.7703; 1.1: 232.1159; 1.2: 0.31127; 1.3: 153.725; 1.4: 14.4262; 1.5: 232.1159; 1.6: 153.725; 1.7: 61.49; 1.8: 8.4594; 1.9: 512.4167; 2: 16.319; 2.1: 92.6922; 2.2: 283.2718; 2.3: 17.6056; 2.4: -51.1559; 2.5: -3.1794
| 2 | 23.7 | 1: 93.5896; 1.1: 232.1583; 1.2: 0.31133; 1.3: 154.05; 1.4: 14.3984; 1.5: 232.1583; 1.6: 154.05; 1.7: 61.62; 1.8: 8.4594; 1.9: 513.5; 2: 16.3535; 2.1: 92.7032; 2.2: 284.4371; 2.3: 17.6407; 2.4: -52.2788; 2.5: -3.2423
| 2 | 23.75 | 1: 93.4091; 1.1: 232.1993; 1.2: 0.31138; 1.3: 154.375; 1.4: 14.3706; 1.5: 232.1993; 1.6: 154.375; 1.7: 61.75; 1.8: 8.4594; 1.9: 514.5833; 2: 16.388; 2.1: 92.7141; 2.2: 285.6049; 2.3: 17.6758; 2.4: -53.4056; 2.5: -3.3052
| 2 | 23.8 | 1: 93.2287; 1.1: 232.2389; 1.2: 0.31144; 1.3: 154.7; 1.4: 14.3429; 1.5: 232.2389; 1.6: 154.7; 1.7: 61.88; 1.8: 8.4594; 1.9: 515.6667; 2: 16.4225; 2.1: 92.725; 2.2: 286.7751; 2.3: 17.711; 2.4: -54.5362; 2.5: -3.3681
| 2 | 23.85 | 1: 93.0485; 1.1: 232.277; 1.2: 0.31149; 1.3: 155.025; 1.4: 14.3152; 1.5: 232.277; 1.6: 155.025; 1.7: 62.01; 1.8: 8.4594; 1.9: 516.75; 2: 16.457; 2.1: 92.7358; 2.2: 287.9477; 2.3: 17.7461; 2.4: -55.6707; 2.5: -3.431
| 2 | 23.9 | 1: 92.8685; 1.1: 232.3137; 1.2: 0.31154; 1.3: 155.35; 1.4: 14.2875; 1.5: 232.3137; 1.6: 155.35; 1.7: 62.14; 1.8: 8.4594; 1.9: 517.8333; 2: 16.4915; 2.1: 92.7465; 2.2: 289.1228; 2.3: 17.7813; 2.4: -56.8091; 2.5: -3.4938
| 2 | 23.95 | 1: 92.6887; 1.1: 232.3489; 1.2: 0.31159; 1.3: 155.675; 1.4: 14.2598; 1.5: 232.3489; 1.6: 155.675; 1.7: 62.27; 1.8: 8.4594; 1.9: 518.9167; 2: 16.526; 2.1: 92.7572; 2.2: 290.3003; 2.3: 17.8164; 2.4: -57.9514; 2.5: -3.5566
| 2 | 24 | 1: 92.509; 1.1: 232.3827; 1.2: 0.31163; 1.3: 156; 1.4: 14.2322; 1.5: 232.3827; 1.6: 156; 1.7: 62.4; 1.8: 8.4594; 1.9: 520; 2: 16.5605; 2.1: 92.7679; 2.2: 291.4802; 2.3: 17.8516; 2.4: -59.0975; 2.5: -3.6194
| 2 | 24.05 | 1: 92.3296; 1.1: 232.4151; 1.2: 0.31167; 1.3: 156.325; 1.4: 14.2046; 1.5: 232.4151; 1.6: 156.325; 1.7: 62.53; 1.8: 8.4594; 1.9: 521.0833; 2: 16.595; 2.1: 92.7785; 2.2: 292.6626; 2.3: 17.8867; 2.4: -60.2475; 2.5: -3.6822
| 2 | 24.1 | 1: 92.1503; 1.1: 232.4461; 1.2: 0.31172; 1.3: 156.65; 1.4: 14.177; 1.5: 232.4461; 1.6: 156.65; 1.7: 62.66; 1.8: 8.4594; 1.9: 522.1667; 2: 16.6295; 2.1: 92.789; 2.2: 293.8474; 2.3: 17.9219; 2.4: -61.4013; 2.5: -3.7449
| 2 | 24.15 | 1: 91.9712; 1.1: 232.4756; 1.2: 0.31175; 1.3: 156.975; 1.4: 14.1494; 1.5: 232.4756; 1.6: 156.975; 1.7: 62.79; 1.8: 8.4594; 1.9: 523.25; 2: 16.664; 2.1: 92.7995; 2.2: 295.0346; 2.3: 17.957; 2.4: -62.559; 2.5: -3.8076
| 2 | 24.2 | 1: 91.7923; 1.1: 232.5038; 1.2: 0.31179; 1.3: 157.3; 1.4: 14.1219; 1.5: 232.5038; 1.6: 157.3; 1.7: 62.92; 1.8: 8.4594; 1.9: 524.3333; 2: 16.6985; 2.1: 92.8099; 2.2: 296.2243; 2.3: 17.9922; 2.4: -63.7205; 2.5: -3.8703
| 2 | 24.25 | 1: 91.6136; 1.1: 232.5305; 1.2: 0.31183; 1.3: 157.625; 1.4: 14.0944; 1.5: 232.5305; 1.6: 157.625; 1.7: 63.05; 1.8: 8.4594; 1.9: 525.4167; 2: 16.733; 2.1: 92.8203; 2.2: 297.4164; 2.3: 18.0273; 2.4: -64.8859; 2.5: -3.9329
| 2 | 24.3 | 1: 91.435; 1.1: 232.5558; 1.2: 0.31186; 1.3: 157.95; 1.4: 14.0669; 1.5: 232.5558; 1.6: 157.95; 1.7: 63.18; 1.8: 8.4594; 1.9: 526.5; 2: 16.7675; 2.1: 92.8306; 2.2: 298.6109; 2.3: 18.0625; 2.4: -66.0552; 2.5: -3.9956
| 2 | 24.35 | 1: 91.2566; 1.1: 232.5796; 1.2: 0.31189; 1.3: 158.275; 1.4: 14.0395; 1.5: 232.5796; 1.6: 158.275; 1.7: 63.31; 1.8: 8.4594; 1.9: 527.5833; 2: 16.802; 2.1: 92.8408; 2.2: 299.8079; 2.3: 18.0977; 2.4: -67.2283; 2.5: -4.0582
| 2 | 24.4 | 1: 91.0784; 1.1: 232.6021; 1.2: 0.31192; 1.3: 158.6; 1.4: 14.0121; 1.5: 232.6021; 1.6: 158.6; 1.7: 63.44; 1.8: 8.4594; 1.9: 528.6667; 2: 16.8365; 2.1: 92.851; 2.2: 301.0073; 2.3: 18.1328; 2.4: -68.4052; 2.5: -4.1208
| 2 | 24.45 | 1: 90.9004; 1.1: 232.6232; 1.2: 0.31195; 1.3: 158.925; 1.4: 13.9847; 1.5: 232.6232; 1.6: 158.925; 1.7: 63.57; 1.8: 8.4594; 1.9: 529.75; 2: 16.871; 2.1: 92.8612; 2.2: 302.2092; 2.3: 18.168; 2.4: -69.586; 2.5: -4.1833
| 2 | 24.5 | 1: 90.7226; 1.1: 232.6429; 1.2: 0.31198; 1.3: 159.25; 1.4: 13.9573; 1.5: 232.6429; 1.6: 159.25; 1.7: 63.7; 1.8: 8.4594; 1.9: 530.8333; 2: 16.9055; 2.1: 92.8713; 2.2: 303.4135; 2.3: 18.2032; 2.4: -70.7706; 2.5: -4.2459
| 2 | 24.55 | 1: 90.5449; 1.1: 232.6612; 1.2: 0.312; 1.3: 159.575; 1.4: 13.93; 1.5: 232.6612; 1.6: 159.575; 1.7: 63.83; 1.8: 8.4594; 1.9: 531.9167; 2: 16.94; 2.1: 92.8813; 2.2: 304.6202; 2.3: 18.2383; 2.4: -71.959; 2.5: -4.3084
| 2 | 24.6 | 1: 90.3674; 1.1: 232.678; 1.2: 0.31203; 1.3: 159.9; 1.4: 13.9027; 1.5: 232.678; 1.6: 159.9; 1.7: 63.96; 1.8: 8.4594; 1.9: 533; 2: 16.9745; 2.1: 92.8913; 2.2: 305.8294; 2.3: 18.2735; 2.4: -73.1513; 2.5: -4.3708
| 2 | 24.65 | 1: 90.1901; 1.1: 232.6935; 1.2: 0.31205; 1.3: 160.225; 1.4: 13.8754; 1.5: 232.6935; 1.6: 160.225; 1.7: 64.09; 1.8: 8.4594; 1.9: 534.0833; 2: 17.009; 2.1: 92.9013; 2.2: 307.041; 2.3: 18.3087; 2.4: -74.3474; 2.5: -4.4333
| 2 | 24.7 | 1: 90.013; 1.1: 232.7076; 1.2: 0.31207; 1.3: 160.55; 1.4: 13.8482; 1.5: 232.7076; 1.6: 160.55; 1.7: 64.22; 1.8: 8.4594; 1.9: 535.1667; 2: 17.0435; 2.1: 92.9112; 2.2: 308.255; 2.3: 18.3439; 2.4: -75.5474; 2.5: -4.4957
| 2 | 24.75 | 1: 89.8361; 1.1: 232.7203; 1.2: 0.31208; 1.3: 160.875; 1.4: 13.8209; 1.5: 232.7203; 1.6: 160.875; 1.7: 64.35; 1.8: 8.4594; 1.9: 536.25; 2: 17.078; 2.1: 92.921; 2.2: 309.4715; 2.3: 18.3791; 2.4: -76.7512; 2.5: -4.5581
| 2 | 24.8 | 1: 89.6593; 1.1: 232.7317; 1.2: 0.3121; 1.3: 161.2; 1.4: 13.7937; 1.5: 232.7317; 1.6: 161.2; 1.7: 64.48; 1.8: 8.4594; 1.9: 537.3333; 2: 17.1125; 2.1: 92.9308; 2.2: 310.6904; 2.3: 18.4143; 2.4: -77.9588; 2.5: -4.6205
| 2 | 24.85 | 1: 89.4827; 1.1: 232.7416; 1.2: 0.31211; 1.3: 161.525; 1.4: 13.7666; 1.5: 232.7416; 1.6: 161.525; 1.7: 64.61; 1.8: 8.4594; 1.9: 538.4167; 2: 17.147; 2.1: 92.9405; 2.2: 311.9118; 2.3: 18.4495; 2.4: -79.1702; 2.5: -4.6829
| 2 | 24.9 | 1: 89.3063; 1.1: 232.7502; 1.2: 0.31212; 1.3: 161.85; 1.4: 13.7394; 1.5: 232.7502; 1.6: 161.85; 1.7: 64.74; 1.8: 8.4594; 1.9: 539.5; 2: 17.1815; 2.1: 92.9502; 2.2: 313.1356; 2.3: 18.4847; 2.4: -80.3854; 2.5: -4.7452
| 2 | 24.95 | 1: 89.1301; 1.1: 232.7574; 1.2: 0.31213; 1.3: 162.175; 1.4: 13.7123; 1.5: 232.7574; 1.6: 162.175; 1.7: 64.87; 1.8: 8.4594; 1.9: 540.5833; 2: 17.216; 2.1: 92.9599; 2.2: 314.3618; 2.3: 18.5199; 2.4: -81.6045; 2.5: -4.8075
| 2 | 25 | 1: 88.9541; 1.1: 232.7632; 1.2: 0.31214; 1.3: 162.5; 1.4: 13.6852; 1.5: 232.7632; 1.6: 162.5; 1.7: 65; 1.8: 8.4594; 1.9: 541.6667; 2: 17.2505; 2.1: 92.9695; 2.2: 315.5905; 2.3: 18.5551; 2.4: -82.8273; 2.5: -4.8698
| 2 | 25.05 | 1: 88.7782; 1.1: 232.7676; 1.2: 0.31215; 1.3: 162.825; 1.4: 13.6582; 1.5: 232.7676; 1.6: 162.825; 1.7: 65.13; 1.8: 8.4594; 1.9: 542.75; 2: 17.285; 2.1: 92.979; 2.2: 316.8217; 2.3: 18.5903; 2.4: -84.054; 2.5: -4.9321
| 2 | 25.1 | 1: 88.6026; 1.1: 232.7707; 1.2: 0.31215; 1.3: 163.15; 1.4: 13.6312; 1.5: 232.7707; 1.6: 163.15; 1.7: 65.26; 1.8: 8.4594; 1.9: 543.8333; 2: 17.3195; 2.1: 92.9885; 2.2: 318.0552; 2.3: 18.6255; 2.4: -85.2845; 2.5: -4.9943
| 2 | 25.15 | 1: 88.4271; 1.1: 232.7725; 1.2: 0.31215; 1.3: 163.475; 1.4: 13.6042; 1.5: 232.7725; 1.6: 163.475; 1.7: 65.39; 1.8: 8.4594; 1.9: 544.9167; 2: 17.354; 2.1: 92.9979; 2.2: 319.2912; 2.3: 18.6607; 2.4: -86.5188; 2.5: -5.0565
| 2 | 25.2 | 1: 88.2518; 1.1: 232.7728; 1.2: 0.31215; 1.3: 163.8; 1.4: 13.5772; 1.5: 232.7728; 1.6: 163.8; 1.7: 65.52; 1.8: 8.4594; 1.9: 546; 2: 17.3885; 2.1: 93.0073; 2.2: 320.5297; 2.3: 18.6959; 2.4: -87.7569; 2.5: -5.1187
| 2 | 25.25 | 1: 88.0766; 1.1: 232.7718; 1.2: 0.31215; 1.3: 164.125; 1.4: 13.5502; 1.5: 232.7718; 1.6: 164.125; 1.7: 65.65; 1.8: 8.4594; 1.9: 547.0833; 2: 17.423; 2.1: 93.0166; 2.2: 321.7706; 2.3: 18.7311; 2.4: -88.9988; 2.5: -5.1808
| 2 | 25.3 | 1: 87.9017; 1.1: 232.7695; 1.2: 0.31215; 1.3: 164.45; 1.4: 13.5233; 1.5: 232.7695; 1.6: 164.45; 1.7: 65.78; 1.8: 8.4594; 1.9: 548.1667; 2: 17.4575; 2.1: 93.0259; 2.2: 323.014; 2.3: 18.7663; 2.4: -90.2445; 2.5: -5.243
| 2 | 25.35 | 1: 87.7269; 1.1: 232.7658; 1.2: 0.31214; 1.3: 164.775; 1.4: 13.4964; 1.5: 232.7658; 1.6: 164.775; 1.7: 65.91; 1.8: 8.4594; 1.9: 549.25; 2: 17.492; 2.1: 93.0352; 2.2: 324.2598; 2.3: 18.8015; 2.4: -91.494; 2.5: -5.3051
| 2 | 25.4 | 1: 87.5523; 1.1: 232.7607; 1.2: 0.31214; 1.3: 165.1; 1.4: 13.4696; 1.5: 232.7607; 1.6: 165.1; 1.7: 66.04; 1.8: 8.4594; 1.9: 550.3333; 2: 17.5265; 2.1: 93.0443; 2.2: 325.508; 2.3: 18.8368; 2.4: -92.7473; 2.5: -5.3672
| 2 | 25.45 | 1: 87.3779; 1.1: 232.7543; 1.2: 0.31213; 1.3: 165.425; 1.4: 13.4428; 1.5: 232.7543; 1.6: 165.425; 1.7: 66.17; 1.8: 8.4594; 1.9: 551.4167; 2: 17.561; 2.1: 93.0535; 2.2: 326.7587; 2.3: 18.872; 2.4: -94.0044; 2.5: -5.4292
| 2 | 25.5 | 1: 87.2037; 1.1: 232.7466; 1.2: 0.31212; 1.3: 165.75; 1.4: 13.4159; 1.5: 232.7466; 1.6: 165.75; 1.7: 66.3; 1.8: 8.4594; 1.9: 552.5; 2: 17.5955; 2.1: 93.0626; 2.2: 328.0118; 2.3: 18.9072; 2.4: -95.2653; 2.5: -5.4913
| 2 | 25.55 | 1: 87.0296; 1.1: 232.7375; 1.2: 0.31211; 1.3: 166.075; 1.4: 13.3892; 1.5: 232.7375; 1.6: 166.075; 1.7: 66.43; 1.8: 8.4594; 1.9: 553.5833; 2: 17.63; 2.1: 93.0716; 2.2: 329.2674; 2.3: 18.9424; 2.4: -96.5299; 2.5: -5.5533
| 2 | 25.6 | 1: 86.8557; 1.1: 232.727; 1.2: 0.31209; 1.3: 166.4; 1.4: 13.3624; 1.5: 232.727; 1.6: 166.4; 1.7: 66.56; 1.8: 8.4594; 1.9: 554.6667; 2: 17.6645; 2.1: 93.0806; 2.2: 330.5254; 2.3: 18.9777; 2.4: -97.7984; 2.5: -5.6153
| 2 | 25.65 | 1: 86.682; 1.1: 232.7153; 1.2: 0.31208; 1.3: 166.725; 1.4: 13.3357; 1.5: 232.7153; 1.6: 166.725; 1.7: 66.69; 1.8: 8.4594; 1.9: 555.75; 2: 17.699; 2.1: 93.0896; 2.2: 331.7859; 2.3: 19.0129; 2.4: -99.0706; 2.5: -5.6772
| 2 | 25.7 | 1: 86.5085; 1.1: 232.7022; 1.2: 0.31206; 1.3: 167.05; 1.4: 13.309; 1.5: 232.7022; 1.6: 167.05; 1.7: 66.82; 1.8: 8.4594; 1.9: 556.8333; 2: 17.7335; 2.1: 93.0985; 2.2: 333.0488; 2.3: 19.0482; 2.4: -100.3466; 2.5: -5.7392
| 2 | 25.75 | 1: 86.3352; 1.1: 232.6877; 1.2: 0.31204; 1.3: 167.375; 1.4: 13.2823; 1.5: 232.6877; 1.6: 167.375; 1.7: 66.95; 1.8: 8.4594; 1.9: 557.9167; 2: 17.768; 2.1: 93.1073; 2.2: 334.3142; 2.3: 19.0834; 2.4: -101.6264; 2.5: -5.8011
| 2 | 25.8 | 1: 86.162; 1.1: 232.672; 1.2: 0.31202; 1.3: 167.7; 1.4: 13.2557; 1.5: 232.672; 1.6: 167.7; 1.7: 67.08; 1.8: 8.4594; 1.9: 559; 2: 17.8025; 2.1: 93.1161; 2.2: 335.582; 2.3: 19.1186; 2.4: -102.91; 2.5: -5.8629
| 2 | 25.85 | 1: 85.9891; 1.1: 232.6549; 1.2: 0.312; 1.3: 168.025; 1.4: 13.2291; 1.5: 232.6549; 1.6: 168.025; 1.7: 67.21; 1.8: 8.4594; 1.9: 560.0833; 2: 17.837; 2.1: 93.1249; 2.2: 336.8522; 2.3: 19.1539; 2.4: -104.1973; 2.5: -5.9248
| 2 | 25.9 | 1: 85.8163; 1.1: 232.6365; 1.2: 0.31197; 1.3: 168.35; 1.4: 13.2025; 1.5: 232.6365; 1.6: 168.35; 1.7: 67.34; 1.8: 8.4594; 1.9: 561.1667; 2: 17.8715; 2.1: 93.1336; 2.2: 338.1249; 2.3: 19.1891; 2.4: -105.4884; 2.5: -5.9866
| 2 | 25.95 | 1: 85.6437; 1.1: 232.6168; 1.2: 0.31194; 1.3: 168.675; 1.4: 13.176; 1.5: 232.6168; 1.6: 168.675; 1.7: 67.47; 1.8: 8.4594; 1.9: 562.25; 2: 17.9061; 2.1: 93.1423; 2.2: 339.4001; 2.3: 19.2244; 2.4: -106.7833; 2.5: -6.0485
| 2 | 26 | 1: 85.4713; 1.1: 232.5958; 1.2: 0.31192; 1.3: 169; 1.4: 13.1494; 1.5: 232.5958; 1.6: 169; 1.7: 67.6; 1.8: 8.4594; 1.9: 563.3333; 2: 17.9406; 2.1: 93.1509; 2.2: 340.6777; 2.3: 19.2597; 2.4: -108.0819; 2.5: -6.1102
| 2 | 26.05 | 1: 85.299; 1.1: 232.5734; 1.2: 0.31189; 1.3: 169.325; 1.4: 13.1229; 1.5: 232.5734; 1.6: 169.325; 1.7: 67.73; 1.8: 8.4594; 1.9: 564.4167; 2: 17.9751; 2.1: 93.1595; 2.2: 341.9578; 2.3: 19.2949; 2.4: -109.3844; 2.5: -6.172
| 2 | 26.1 | 1: 85.1269; 1.1: 232.5498; 1.2: 0.31185; 1.3: 169.65; 1.4: 13.0965; 1.5: 232.5498; 1.6: 169.65; 1.7: 67.86; 1.8: 8.4594; 1.9: 565.5; 2: 18.0096; 2.1: 93.168; 2.2: 343.2403; 2.3: 19.3302; 2.4: -110.6905; 2.5: -6.2337
| 2 | 26.15 | 1: 84.955; 1.1: 232.5248; 1.2: 0.31182; 1.3: 169.975; 1.4: 13.07; 1.5: 232.5248; 1.6: 169.975; 1.7: 67.99; 1.8: 8.4594; 1.9: 566.5833; 2: 18.0441; 2.1: 93.1765; 2.2: 344.5252; 2.3: 19.3654; 2.4: -112.0004; 2.5: -6.2954
| 2 | 26.2 | 1: 84.7833; 1.1: 232.4985; 1.2: 0.31179; 1.3: 170.3; 1.4: 13.0436; 1.5: 232.4985; 1.6: 170.3; 1.7: 68.12; 1.8: 8.4594; 1.9: 567.6667; 2: 18.0786; 2.1: 93.185; 2.2: 345.8126; 2.3: 19.4007; 2.4: -113.3141; 2.5: -6.3571
| 2 | 26.25 | 1: 84.6118; 1.1: 232.4709; 1.2: 0.31175; 1.3: 170.625; 1.4: 13.0172; 1.5: 232.4709; 1.6: 170.625; 1.7: 68.25; 1.8: 8.4594; 1.9: 568.75; 2: 18.1131; 2.1: 93.1934; 2.2: 347.1025; 2.3: 19.436; 2.4: -114.6316; 2.5: -6.4188
| 2 | 26.3 | 1: 84.4405; 1.1: 232.4421; 1.2: 0.31171; 1.3: 170.95; 1.4: 12.9908; 1.5: 232.4421; 1.6: 170.95; 1.7: 68.38; 1.8: 8.4594; 1.9: 569.8333; 2: 18.1476; 2.1: 93.2017; 2.2: 348.3948; 2.3: 19.4713; 2.4: -115.9527; 2.5: -6.4804
| 2 | 26.35 | 1: 84.2693; 1.1: 232.4119; 1.2: 0.31167; 1.3: 171.275; 1.4: 12.9645; 1.5: 232.4119; 1.6: 171.275; 1.7: 68.51; 1.8: 8.4594; 1.9: 570.9167; 2: 18.1821; 2.1: 93.2101; 2.2: 349.6896; 2.3: 19.5065; 2.4: -117.2777; 2.5: -6.542
| 2 | 26.4 | 1: 84.0983; 1.1: 232.3804; 1.2: 0.31163; 1.3: 171.6; 1.4: 12.9382; 1.5: 232.3804; 1.6: 171.6; 1.7: 68.64; 1.8: 8.4594; 1.9: 572; 2: 18.2166; 2.1: 93.2183; 2.2: 350.9868; 2.3: 19.5418; 2.4: -118.6064; 2.5: -6.6036
| 2 | 26.45 | 1: 83.9275; 1.1: 232.3477; 1.2: 0.31158; 1.3: 171.925; 1.4: 12.9119; 1.5: 232.3477; 1.6: 171.925; 1.7: 68.77; 1.8: 8.4594; 1.9: 573.0833; 2: 18.2511; 2.1: 93.2265; 2.2: 352.2865; 2.3: 19.5771; 2.4: -119.9388; 2.5: -6.6652
| 2 | 26.5 | 1: 83.7569; 1.1: 232.3136; 1.2: 0.31154; 1.3: 172.25; 1.4: 12.8857; 1.5: 232.3136; 1.6: 172.25; 1.7: 68.9; 1.8: 8.4594; 1.9: 574.1667; 2: 18.2856; 2.1: 93.2347; 2.2: 353.5886; 2.3: 19.6124; 2.4: -121.2749; 2.5: -6.7267
| 2 | 26.55 | 1: 83.5864; 1.1: 232.2783; 1.2: 0.31149; 1.3: 172.575; 1.4: 12.8594; 1.5: 232.2783; 1.6: 172.575; 1.7: 69.03; 1.8: 8.4594; 1.9: 575.25; 2: 18.3201; 2.1: 93.2429; 2.2: 354.8931; 2.3: 19.6477; 2.4: -122.6148; 2.5: -6.7882
| 2 | 26.6 | 1: 83.4162; 1.1: 232.2417; 1.2: 0.31144; 1.3: 172.9; 1.4: 12.8333; 1.5: 232.2417; 1.6: 172.9; 1.7: 69.16; 1.8: 8.4594; 1.9: 576.3333; 2: 18.3546; 2.1: 93.251; 2.2: 356.2002; 2.3: 19.683; 2.4: -123.9585; 2.5: -6.8497
| 2 | 26.65 | 1: 83.2461; 1.1: 232.2038; 1.2: 0.31139; 1.3: 173.225; 1.4: 12.8071; 1.5: 232.2038; 1.6: 173.225; 1.7: 69.29; 1.8: 8.4594; 1.9: 577.4167; 2: 18.3891; 2.1: 93.259; 2.2: 357.5097; 2.3: 19.7183; 2.4: -125.3059; 2.5: -6.9112
| 2 | 26.7 | 1: 83.0762; 1.1: 232.1646; 1.2: 0.31134; 1.3: 173.55; 1.4: 12.7809; 1.5: 232.1646; 1.6: 173.55; 1.7: 69.42; 1.8: 8.4594; 1.9: 578.5; 2: 18.4236; 2.1: 93.267; 2.2: 358.8216; 2.3: 19.7536; 2.4: -126.657; 2.5: -6.9726
| 2 | 26.75 | 1: 82.9064; 1.1: 232.1242; 1.2: 0.31128; 1.3: 173.875; 1.4: 12.7548; 1.5: 232.1242; 1.6: 173.875; 1.7: 69.55; 1.8: 8.4594; 1.9: 579.5833; 2: 18.4581; 2.1: 93.275; 2.2: 360.136; 2.3: 19.7889; 2.4: -128.0118; 2.5: -7.034
| 2 | 26.8 | 1: 82.7369; 1.1: 232.0825; 1.2: 0.31123; 1.3: 174.2; 1.4: 12.7288; 1.5: 232.0825; 1.6: 174.2; 1.7: 69.68; 1.8: 8.4594; 1.9: 580.6667; 2: 18.4926; 2.1: 93.2829; 2.2: 361.4528; 2.3: 19.8242; 2.4: -129.3703; 2.5: -7.0954
| 2 | 26.85 | 1: 82.5675; 1.1: 232.0395; 1.2: 0.31117; 1.3: 174.525; 1.4: 12.7027; 1.5: 232.0395; 1.6: 174.525; 1.7: 69.81; 1.8: 8.4594; 1.9: 581.75; 2: 18.5271; 2.1: 93.2908; 2.2: 362.7721; 2.3: 19.8595; 2.4: -130.7326; 2.5: -7.1568
| 2 | 26.9 | 1: 82.3983; 1.1: 231.9952; 1.2: 0.31111; 1.3: 174.85; 1.4: 12.6767; 1.5: 231.9952; 1.6: 174.85; 1.7: 69.94; 1.8: 8.4594; 1.9: 582.8333; 2: 18.5616; 2.1: 93.2987; 2.2: 364.0939; 2.3: 19.8948; 2.4: -132.0986; 2.5: -7.2181
| 2 | 26.95 | 1: 82.2293; 1.1: 231.9497; 1.2: 0.31105; 1.3: 175.175; 1.4: 12.6507; 1.5: 231.9497; 1.6: 175.175; 1.7: 70.07; 1.8: 8.4594; 1.9: 583.9167; 2: 18.5961; 2.1: 93.3065; 2.2: 365.4181; 2.3: 19.9301; 2.4: -133.4683; 2.5: -7.2794
| 2 | 27 | 1: 82.0605; 1.1: 231.903; 1.2: 0.31099; 1.3: 175.5; 1.4: 12.6247; 1.5: 231.903; 1.6: 175.5; 1.7: 70.2; 1.8: 8.4594; 1.9: 585; 2: 18.6306; 2.1: 93.3142; 2.2: 366.7447; 2.3: 19.9654; 2.4: -134.8418; 2.5: -7.3407
| 2 | 27.05 | 1: 81.8918; 1.1: 231.8549; 1.2: 0.31092; 1.3: 175.825; 1.4: 12.5987; 1.5: 231.8549; 1.6: 175.825; 1.7: 70.33; 1.8: 8.4594; 1.9: 586.0833; 2: 18.6651; 2.1: 93.3219; 2.2: 368.0739; 2.3: 20.0007; 2.4: -136.2189; 2.5: -7.402
| 2 | 27.1 | 1: 81.7234; 1.1: 231.8056; 1.2: 0.31086; 1.3: 176.15; 1.4: 12.5728; 1.5: 231.8056; 1.6: 176.15; 1.7: 70.46; 1.8: 8.4594; 1.9: 587.1667; 2: 18.6996; 2.1: 93.3296; 2.2: 369.4054; 2.3: 20.0361; 2.4: -137.5998; 2.5: -7.4632
| 2 | 27.15 | 1: 81.5551; 1.1: 231.7551; 1.2: 0.31079; 1.3: 176.475; 1.4: 12.5469; 1.5: 231.7551; 1.6: 176.475; 1.7: 70.59; 1.8: 8.4594; 1.9: 588.25; 2: 18.7341; 2.1: 93.3373; 2.2: 370.7395; 2.3: 20.0714; 2.4: -138.9844; 2.5: -7.5244
| 2 | 27.2 | 1: 81.387; 1.1: 231.7033; 1.2: 0.31072; 1.3: 176.8; 1.4: 12.5211; 1.5: 231.7033; 1.6: 176.8; 1.7: 70.72; 1.8: 8.4594; 1.9: 589.3333; 2: 18.7686; 2.1: 93.3449; 2.2: 372.076; 2.3: 20.1067; 2.4: -140.3726; 2.5: -7.5856
| 2 | 27.25 | 1: 81.219; 1.1: 231.6503; 1.2: 0.31065; 1.3: 177.125; 1.4: 12.4952; 1.5: 231.6503; 1.6: 177.125; 1.7: 70.85; 1.8: 8.4594; 1.9: 590.4167; 2: 18.8031; 2.1: 93.3524; 2.2: 373.4149; 2.3: 20.142; 2.4: -141.7646; 2.5: -7.6468
| 2 | 27.3 | 1: 81.0513; 1.1: 231.596; 1.2: 0.31058; 1.3: 177.45; 1.4: 12.4694; 1.5: 231.596; 1.6: 177.45; 1.7: 70.98; 1.8: 8.4594; 1.9: 591.5; 2: 18.8376; 2.1: 93.3599; 2.2: 374.7563; 2.3: 20.1774; 2.4: -143.1603; 2.5: -7.7079
| 2 | 27.35 | 1: 80.8837; 1.1: 231.5405; 1.2: 0.3105; 1.3: 177.775; 1.4: 12.4437; 1.5: 231.5405; 1.6: 177.775; 1.7: 71.11; 1.8: 8.4594; 1.9: 592.5833; 2: 18.8721; 2.1: 93.3674; 2.2: 376.1002; 2.3: 20.2127; 2.4: -144.5597; 2.5: -7.7691
| 2 | 27.4 | 1: 80.7163; 1.1: 231.4837; 1.2: 0.31042; 1.3: 178.1; 1.4: 12.4179; 1.5: 231.4837; 1.6: 178.1; 1.7: 71.24; 1.8: 8.4594; 1.9: 593.6667; 2: 18.9066; 2.1: 93.3749; 2.2: 377.4465; 2.3: 20.248; 2.4: -145.9628; 2.5: -7.8301
| 2 | 27.45 | 1: 80.5491; 1.1: 231.4257; 1.2: 0.31035; 1.3: 178.425; 1.4: 12.3922; 1.5: 231.4257; 1.6: 178.425; 1.7: 71.37; 1.8: 8.4594; 1.9: 594.75; 2: 18.9411; 2.1: 93.3823; 2.2: 378.7953; 2.3: 20.2834; 2.4: -147.3696; 2.5: -7.8912
| 2 | 27.5 | 1: 80.3821; 1.1: 231.3665; 1.2: 0.31027; 1.3: 178.75; 1.4: 12.3665; 1.5: 231.3665; 1.6: 178.75; 1.7: 71.5; 1.8: 8.4594; 1.9: 595.8333; 2: 18.9756; 2.1: 93.3896; 2.2: 380.1465; 2.3: 20.3187; 2.4: -148.78; 2.5: -7.9523
| 2 | 27.55 | 1: 80.2152; 1.1: 231.306; 1.2: 0.31019; 1.3: 179.075; 1.4: 12.3408; 1.5: 231.306; 1.6: 179.075; 1.7: 71.63; 1.8: 8.4594; 1.9: 596.9167; 2: 19.0101; 2.1: 93.3969; 2.2: 381.5002; 2.3: 20.3541; 2.4: -150.1942; 2.5: -8.0133
| 2 | 27.6 | 1: 80.0486; 1.1: 231.2443; 1.2: 0.3101; 1.3: 179.4; 1.4: 12.3152; 1.5: 231.2443; 1.6: 179.4; 1.7: 71.76; 1.8: 8.4594; 1.9: 598; 2: 19.0446; 2.1: 93.4042; 2.2: 382.8563; 2.3: 20.3894; 2.4: -151.612; 2.5: -8.0743
| 2 | 27.65 | 1: 79.8821; 1.1: 231.1814; 1.2: 0.31002; 1.3: 179.725; 1.4: 12.2896; 1.5: 231.1814; 1.6: 179.725; 1.7: 71.89; 1.8: 8.4594; 1.9: 599.0833; 2: 19.0791; 2.1: 93.4115; 2.2: 384.2149; 2.3: 20.4248; 2.4: -153.0335; 2.5: -8.1352
| 2 | 27.7 | 1: 79.7158; 1.1: 231.1173; 1.2: 0.30993; 1.3: 180.05; 1.4: 12.264; 1.5: 231.1173; 1.6: 180.05; 1.7: 72.02; 1.8: 8.4594; 1.9: 600.1667; 2: 19.1136; 2.1: 93.4187; 2.2: 385.576; 2.3: 20.4601; 2.4: -154.4587; 2.5: -8.1962
| 2 | 27.75 | 1: 79.5496; 1.1: 231.0519; 1.2: 0.30985; 1.3: 180.375; 1.4: 12.2384; 1.5: 231.0519; 1.6: 180.375; 1.7: 72.15; 1.8: 8.4594; 1.9: 601.25; 2: 19.1481; 2.1: 93.4258; 2.2: 386.9396; 2.3: 20.4955; 2.4: -155.8876; 2.5: -8.2571
| 2 | 27.8 | 1: 79.3837; 1.1: 230.9853; 1.2: 0.30976; 1.3: 180.7; 1.4: 12.2129; 1.5: 230.9853; 1.6: 180.7; 1.7: 72.28; 1.8: 8.4594; 1.9: 602.3333; 2: 19.1826; 2.1: 93.433; 2.2: 388.3055; 2.3: 20.5309; 2.4: -157.3202; 2.5: -8.318
| 2 | 27.85 | 1: 79.2179; 1.1: 230.9176; 1.2: 0.30967; 1.3: 181.025; 1.4: 12.1874; 1.5: 230.9176; 1.6: 181.025; 1.7: 72.41; 1.8: 8.4594; 1.9: 603.4167; 2: 19.2171; 2.1: 93.4401; 2.2: 389.674; 2.3: 20.5662; 2.4: -158.7564; 2.5: -8.3788
| 2 | 27.9 | 1: 79.0523; 1.1: 230.8486; 1.2: 0.30957; 1.3: 181.35; 1.4: 12.1619; 1.5: 230.8486; 1.6: 181.35; 1.7: 72.54; 1.8: 8.4594; 1.9: 604.5; 2: 19.2516; 2.1: 93.4471; 2.2: 391.0449; 2.3: 20.6016; 2.4: -160.1963; 2.5: -8.4397
| 2 | 27.95 | 1: 78.8869; 1.1: 230.7783; 1.2: 0.30948; 1.3: 181.675; 1.4: 12.1364; 1.5: 230.7783; 1.6: 181.675; 1.7: 72.67; 1.8: 8.4594; 1.9: 605.5833; 2: 19.2861; 2.1: 93.4542; 2.2: 392.4183; 2.3: 20.637; 2.4: -161.6399; 2.5: -8.5005
| 2 | 28 | 1: 78.7217; 1.1: 230.7069; 1.2: 0.30938; 1.3: 182; 1.4: 12.111; 1.5: 230.7069; 1.6: 182; 1.7: 72.8; 1.8: 8.4594; 1.9: 606.6667; 2: 19.3206; 2.1: 93.4611; 2.2: 393.7941; 2.3: 20.6723; 2.4: -163.0872; 2.5: -8.5613
| 2 | 28.05 | 1: 78.5566; 1.1: 230.6343; 1.2: 0.30929; 1.3: 182.325; 1.4: 12.0856; 1.5: 230.6343; 1.6: 182.325; 1.7: 72.93; 1.8: 8.4594; 1.9: 607.75; 2: 19.3551; 2.1: 93.4681; 2.2: 395.1724; 2.3: 20.7077; 2.4: -164.5381; 2.5: -8.6221
| 2 | 28.1 | 1: 78.3917; 1.1: 230.5605; 1.2: 0.30919; 1.3: 182.65; 1.4: 12.0603; 1.5: 230.5605; 1.6: 182.65; 1.7: 73.06; 1.8: 8.4594; 1.9: 608.8333; 2: 19.3896; 2.1: 93.475; 2.2: 396.5532; 2.3: 20.7431; 2.4: -165.9927; 2.5: -8.6828
| 2 | 28.15 | 1: 78.227; 1.1: 230.4855; 1.2: 0.30909; 1.3: 182.975; 1.4: 12.0349; 1.5: 230.4855; 1.6: 182.975; 1.7: 73.19; 1.8: 8.4594; 1.9: 609.9167; 2: 19.4241; 2.1: 93.4819; 2.2: 397.9364; 2.3: 20.7785; 2.4: -167.4509; 2.5: -8.7435
| 2 | 28.2 | 1: 78.0625; 1.1: 230.4093; 1.2: 0.30898; 1.3: 183.3; 1.4: 12.0096; 1.5: 230.4093; 1.6: 183.3; 1.7: 73.32; 1.8: 8.4594; 1.9: 611; 2: 19.4586; 2.1: 93.4887; 2.2: 399.3221; 2.3: 20.8139; 2.4: -168.9128; 2.5: -8.8042
| 2 | 28.25 | 1: 77.8982; 1.1: 230.3319; 1.2: 0.30888; 1.3: 183.625; 1.4: 11.9843; 1.5: 230.3319; 1.6: 183.625; 1.7: 73.45; 1.8: 8.4594; 1.9: 612.0833; 2: 19.4931; 2.1: 93.4955; 2.2: 400.7102; 2.3: 20.8492; 2.4: -170.3783; 2.5: -8.8649
| 2 | 28.3 | 1: 77.734; 1.1: 230.2533; 1.2: 0.30877; 1.3: 183.95; 1.4: 11.9591; 1.5: 230.2533; 1.6: 183.95; 1.7: 73.58; 1.8: 8.4594; 1.9: 613.1667; 2: 19.5276; 2.1: 93.5023; 2.2: 402.1008; 2.3: 20.8846; 2.4: -171.8475; 2.5: -8.9256
| 2 | 28.35 | 1: 77.57; 1.1: 230.1735; 1.2: 0.30867; 1.3: 184.275; 1.4: 11.9338; 1.5: 230.1735; 1.6: 184.275; 1.7: 73.71; 1.8: 8.4594; 1.9: 614.25; 2: 19.5621; 2.1: 93.509; 2.2: 403.4939; 2.3: 20.92; 2.4: -173.3204; 2.5: -8.9862
| 2 | 28.4 | 1: 77.4062; 1.1: 230.0925; 1.2: 0.30856; 1.3: 184.6; 1.4: 11.9086; 1.5: 230.0925; 1.6: 184.6; 1.7: 73.84; 1.8: 8.4594; 1.9: 615.3333; 2: 19.5966; 2.1: 93.5157; 2.2: 404.8894; 2.3: 20.9554; 2.4: -174.7969; 2.5: -9.0468
| 2 | 28.45 | 1: 77.2426; 1.1: 230.0104; 1.2: 0.30845; 1.3: 184.925; 1.4: 11.8835; 1.5: 230.0104; 1.6: 184.925; 1.7: 73.97; 1.8: 8.4594; 1.9: 616.4167; 2: 19.6311; 2.1: 93.5224; 2.2: 406.2874; 2.3: 20.9908; 2.4: -176.277; 2.5: -9.1073
| 2 | 28.5 | 1: 77.0791; 1.1: 229.9271; 1.2: 0.30834; 1.3: 185.25; 1.4: 11.8583; 1.5: 229.9271; 1.6: 185.25; 1.7: 74.1; 1.8: 8.4594; 1.9: 617.5; 2: 19.6656; 2.1: 93.529; 2.2: 407.6878; 2.3: 21.0262; 2.4: -177.7608; 2.5: -9.1679
| 2 | 28.55 | 1: 76.9159; 1.1: 229.8426; 1.2: 0.30822; 1.3: 185.575; 1.4: 11.8332; 1.5: 229.8426; 1.6: 185.575; 1.7: 74.23; 1.8: 8.4594; 1.9: 618.5833; 2: 19.7001; 2.1: 93.5356; 2.2: 409.0907; 2.3: 21.0616; 2.4: -179.2482; 2.5: -9.2284
| 2 | 28.6 | 1: 76.7528; 1.1: 229.7569; 1.2: 0.30811; 1.3: 185.9; 1.4: 11.8081; 1.5: 229.7569; 1.6: 185.9; 1.7: 74.36; 1.8: 8.4594; 1.9: 619.6667; 2: 19.7346; 2.1: 93.5421; 2.2: 410.4961; 2.3: 21.097; 2.4: -180.7392; 2.5: -9.2889
| 2 | 28.65 | 1: 76.5899; 1.1: 229.67; 1.2: 0.30799; 1.3: 186.225; 1.4: 11.7831; 1.5: 229.67; 1.6: 186.225; 1.7: 74.49; 1.8: 8.4594; 1.9: 620.75; 2: 19.7691; 2.1: 93.5486; 2.2: 411.904; 2.3: 21.1324; 2.4: -182.2339; 2.5: -9.3494
| 2 | 28.7 | 1: 76.4271; 1.1: 229.582; 1.2: 0.30787; 1.3: 186.55; 1.4: 11.758; 1.5: 229.582; 1.6: 186.55; 1.7: 74.62; 1.8: 8.4594; 1.9: 621.8333; 2: 19.8036; 2.1: 93.5551; 2.2: 413.3143; 2.3: 21.1679; 2.4: -183.7322; 2.5: -9.4098
| 2 | 28.75 | 1: 76.2646; 1.1: 229.4928; 1.2: 0.30775; 1.3: 186.875; 1.4: 11.733; 1.5: 229.4928; 1.6: 186.875; 1.7: 74.75; 1.8: 8.4594; 1.9: 622.9167; 2: 19.8381; 2.1: 93.5616; 2.2: 414.727; 2.3: 21.2033; 2.4: -185.2342; 2.5: -9.4703
| 2 | 28.8 | 1: 76.1022; 1.1: 229.4025; 1.2: 0.30763; 1.3: 187.2; 1.4: 11.708; 1.5: 229.4025; 1.6: 187.2; 1.7: 74.88; 1.8: 8.4594; 1.9: 624; 2: 19.8726; 2.1: 93.568; 2.2: 416.1423; 2.3: 21.2387; 2.4: -186.7398; 2.5: -9.5307
| 2 | 28.85 | 1: 75.94; 1.1: 229.311; 1.2: 0.30751; 1.3: 187.525; 1.4: 11.6831; 1.5: 229.311; 1.6: 187.525; 1.7: 75.01; 1.8: 8.4594; 1.9: 625.0833; 2: 19.9071; 2.1: 93.5744; 2.2: 417.56; 2.3: 21.2741; 2.4: -188.249; 2.5: -9.591
| 2 | 28.9 | 1: 75.778; 1.1: 229.2183; 1.2: 0.30739; 1.3: 187.85; 1.4: 11.6582; 1.5: 229.2183; 1.6: 187.85; 1.7: 75.14; 1.8: 8.4594; 1.9: 626.1667; 2: 19.9416; 2.1: 93.5807; 2.2: 418.9801; 2.3: 21.3095; 2.4: -189.7618; 2.5: -9.6514
| 2 | 28.95 | 1: 75.6162; 1.1: 229.1245; 1.2: 0.30726; 1.3: 188.175; 1.4: 11.6333; 1.5: 229.1245; 1.6: 188.175; 1.7: 75.27; 1.8: 8.4594; 1.9: 627.25; 2: 19.9761; 2.1: 93.5871; 2.2: 420.4028; 2.3: 21.345; 2.4: -191.2782; 2.5: -9.7117
| 2 | 29 | 1: 75.4545; 1.1: 229.0295; 1.2: 0.30713; 1.3: 188.5; 1.4: 11.6084; 1.5: 229.0295; 1.6: 188.5; 1.7: 75.4; 1.8: 8.4594; 1.9: 628.3333; 2: 20.0106; 2.1: 93.5933; 2.2: 421.8279; 2.3: 21.3804; 2.4: -192.7983; 2.5: -9.772
| 2 | 29.05 | 1: 75.293; 1.1: 228.9334; 1.2: 0.307; 1.3: 188.825; 1.4: 11.5835; 1.5: 228.9334; 1.6: 188.825; 1.7: 75.53; 1.8: 8.4594; 1.9: 629.4167; 2: 20.0451; 2.1: 93.5996; 2.2: 423.2554; 2.3: 21.4158; 2.4: -194.322; 2.5: -9.8323
| 2 | 29.1 | 1: 75.1317; 1.1: 228.8362; 1.2: 0.30687; 1.3: 189.15; 1.4: 11.5587; 1.5: 228.8362; 1.6: 189.15; 1.7: 75.66; 1.8: 8.4594; 1.9: 630.5; 2: 20.0796; 2.1: 93.6058; 2.2: 424.6854; 2.3: 21.4513; 2.4: -195.8493; 2.5: -9.8925
| 2 | 29.15 | 1: 74.9706; 1.1: 228.7378; 1.2: 0.30674; 1.3: 189.475; 1.4: 11.5339; 1.5: 228.7378; 1.6: 189.475; 1.7: 75.79; 1.8: 8.4594; 1.9: 631.5833; 2: 20.1141; 2.1: 93.612; 2.2: 426.1179; 2.3: 21.4867; 2.4: -197.3802; 2.5: -9.9528
| 2 | 29.2 | 1: 74.8096; 1.1: 228.6382; 1.2: 0.30661; 1.3: 189.8; 1.4: 11.5092; 1.5: 228.6382; 1.6: 189.8; 1.7: 75.92; 1.8: 8.4594; 1.9: 632.6667; 2: 20.1486; 2.1: 93.6182; 2.2: 427.5529; 2.3: 21.5221; 2.4: -198.9147; 2.5: -10.013
| 2 | 29.25 | 1: 74.6489; 1.1: 228.5375; 1.2: 0.30647; 1.3: 190.125; 1.4: 11.4844; 1.5: 228.5375; 1.6: 190.125; 1.7: 76.05; 1.8: 8.4594; 1.9: 633.75; 2: 20.1831; 2.1: 93.6243; 2.2: 428.9903; 2.3: 21.5576; 2.4: -200.4528; 2.5: -10.0731
| 2 | 29.3 | 1: 74.4883; 1.1: 228.4357; 1.2: 0.30634; 1.3: 190.45; 1.4: 11.4597; 1.5: 228.4357; 1.6: 190.45; 1.7: 76.18; 1.8: 8.4594; 1.9: 634.8333; 2: 20.2176; 2.1: 93.6304; 2.2: 430.4302; 2.3: 21.593; 2.4: -201.9945; 2.5: -10.1333
| 2 | 29.35 | 1: 74.3279; 1.1: 228.3327; 1.2: 0.3062; 1.3: 190.775; 1.4: 11.4351; 1.5: 228.3327; 1.6: 190.775; 1.7: 76.31; 1.8: 8.4594; 1.9: 635.9167; 2: 20.2521; 2.1: 93.6364; 2.2: 431.8725; 2.3: 21.6285; 2.4: -203.5398; 2.5: -10.1934
| 2 | 29.4 | 1: 74.1676; 1.1: 228.2286; 1.2: 0.30606; 1.3: 191.1; 1.4: 11.4104; 1.5: 228.2286; 1.6: 191.1; 1.7: 76.44; 1.8: 8.4594; 1.9: 637; 2: 20.2866; 2.1: 93.6425; 2.2: 433.3173; 2.3: 21.6639; 2.4: -205.0887; 2.5: -10.2535
| 2 | 29.45 | 1: 74.0076; 1.1: 228.1234; 1.2: 0.30592; 1.3: 191.425; 1.4: 11.3858; 1.5: 228.1234; 1.6: 191.425; 1.7: 76.57; 1.8: 8.4594; 1.9: 638.0833; 2: 20.3211; 2.1: 93.6485; 2.2: 434.7646; 2.3: 21.6994; 2.4: -206.6412; 2.5: -10.3136
| 2 | 29.5 | 1: 73.8477; 1.1: 228.0171; 1.2: 0.30578; 1.3: 191.75; 1.4: 11.3612; 1.5: 228.0171; 1.6: 191.75; 1.7: 76.7; 1.8: 8.4594; 1.9: 639.1667; 2: 20.3556; 2.1: 93.6544; 2.2: 436.2144; 2.3: 21.7348; 2.4: -208.1973; 2.5: -10.3736
| 2 | 29.55 | 1: 73.688; 1.1: 227.9096; 1.2: 0.30563; 1.3: 192.075; 1.4: 11.3366; 1.5: 227.9096; 1.6: 192.075; 1.7: 76.83; 1.8: 8.4594; 1.9: 640.25; 2: 20.3901; 2.1: 93.6604; 2.2: 437.6666; 2.3: 21.7703; 2.4: -209.757; 2.5: -10.4337
| 2 | 29.6 | 1: 73.5285; 1.1: 227.801; 1.2: 0.30549; 1.3: 192.4; 1.4: 11.3121; 1.5: 227.801; 1.6: 192.4; 1.7: 76.96; 1.8: 8.4594; 1.9: 641.3333; 2: 20.4246; 2.1: 93.6663; 2.2: 439.1213; 2.3: 21.8057; 2.4: -211.3202; 2.5: -10.4937
| 2 | 29.65 | 1: 73.3691; 1.1: 227.6913; 1.2: 0.30534; 1.3: 192.725; 1.4: 11.2876; 1.5: 227.6913; 1.6: 192.725; 1.7: 77.09; 1.8: 8.4594; 1.9: 642.4167; 2: 20.4591; 2.1: 93.6721; 2.2: 440.5784; 2.3: 21.8412; 2.4: -212.8871; 2.5: -10.5537
| 2 | 29.7 | 1: 73.21; 1.1: 227.5805; 1.2: 0.30519; 1.3: 193.05; 1.4: 11.2631; 1.5: 227.5805; 1.6: 193.05; 1.7: 77.22; 1.8: 8.4594; 1.9: 643.5; 2: 20.4936; 2.1: 93.678; 2.2: 442.038; 2.3: 21.8767; 2.4: -214.4575; 2.5: -10.6136
| 2 | 29.75 | 1: 73.051; 1.1: 227.4686; 1.2: 0.30504; 1.3: 193.375; 1.4: 11.2386; 1.5: 227.4686; 1.6: 193.375; 1.7: 77.35; 1.8: 8.4594; 1.9: 644.5833; 2: 20.5281; 2.1: 93.6838; 2.2: 443.5001; 2.3: 21.9122; 2.4: -216.0316; 2.5: -10.6735
| 2 | 29.8 | 1: 72.8922; 1.1: 227.3555; 1.2: 0.30489; 1.3: 193.7; 1.4: 11.2142; 1.5: 227.3555; 1.6: 193.7; 1.7: 77.48; 1.8: 8.4594; 1.9: 645.6667; 2: 20.5626; 2.1: 93.6896; 2.2: 444.9647; 2.3: 21.9476; 2.4: -217.6091; 2.5: -10.7334
| 2 | 29.85 | 1: 72.7335; 1.1: 227.2414; 1.2: 0.30474; 1.3: 194.025; 1.4: 11.1898; 1.5: 227.2414; 1.6: 194.025; 1.7: 77.61; 1.8: 8.4594; 1.9: 646.75; 2: 20.5971; 2.1: 93.6953; 2.2: 446.4317; 2.3: 21.9831; 2.4: -219.1903; 2.5: -10.7933
| 2 | 29.9 | 1: 72.5751; 1.1: 227.1261; 1.2: 0.30458; 1.3: 194.35; 1.4: 11.1654; 1.5: 227.1261; 1.6: 194.35; 1.7: 77.74; 1.8: 8.4594; 1.9: 647.8333; 2: 20.6316; 2.1: 93.701; 2.2: 447.9012; 2.3: 22.0186; 2.4: -220.775; 2.5: -10.8532
| 2 | 29.95 | 1: 72.4168; 1.1: 227.0098; 1.2: 0.30443; 1.3: 194.675; 1.4: 11.141; 1.5: 227.0098; 1.6: 194.675; 1.7: 77.87; 1.8: 8.4594; 1.9: 648.9167; 2: 20.6661; 2.1: 93.7067; 2.2: 449.3731; 2.3: 22.0541; 2.4: -222.3634; 2.5: -10.913
| 2 | 30 | 1: 72.2587; 1.1: 226.8923; 1.2: 0.30427; 1.3: 195; 1.4: 11.1167; 1.5: 226.8923; 1.6: 195; 1.7: 78; 1.8: 8.4594; 1.9: 650; 2: 20.7006; 2.1: 93.7124; 2.2: 450.8475; 2.3: 22.0895; 2.4: -223.9552; 2.5: -10.9728
| 2 | 30.05 | 1: 72.1008; 1.1: 226.7738; 1.2: 0.30411; 1.3: 195.325; 1.4: 11.0924; 1.5: 226.7738; 1.6: 195.325; 1.7: 78.13; 1.8: 8.4594; 1.9: 651.0833; 2: 20.7351; 2.1: 93.718; 2.2: 452.3244; 2.3: 22.125; 2.4: -225.5507; 2.5: -11.0326
| 2 | 30.1 | 1: 71.943; 1.1: 226.6541; 1.2: 0.30395; 1.3: 195.65; 1.4: 11.0682; 1.5: 226.6541; 1.6: 195.65; 1.7: 78.26; 1.8: 8.4594; 1.9: 652.1667; 2: 20.7696; 2.1: 93.7236; 2.2: 453.8038; 2.3: 22.1605; 2.4: -227.1497; 2.5: -11.0924
| 2 | 30.15 | 1: 71.7855; 1.1: 226.5334; 1.2: 0.30379; 1.3: 195.975; 1.4: 11.0439; 1.5: 226.5334; 1.6: 195.975; 1.7: 78.39; 1.8: 8.4594; 1.9: 653.25; 2: 20.8041; 2.1: 93.7292; 2.2: 455.2856; 2.3: 22.196; 2.4: -228.7522; 2.5: -11.1521
| 2 | 30.2 | 1: 71.6281; 1.1: 226.4115; 1.2: 0.30362; 1.3: 196.3; 1.4: 11.0197; 1.5: 226.4115; 1.6: 196.3; 1.7: 78.52; 1.8: 8.4594; 1.9: 654.3333; 2: 20.8386; 2.1: 93.7348; 2.2: 456.7699; 2.3: 22.2315; 2.4: -230.3583; 2.5: -11.2118
| 2 | 30.25 | 1: 71.4709; 1.1: 226.2886; 1.2: 0.30346; 1.3: 196.625; 1.4: 10.9955; 1.5: 226.2886; 1.6: 196.625; 1.7: 78.65; 1.8: 8.4594; 1.9: 655.4167; 2: 20.8731; 2.1: 93.7403; 2.2: 458.2566; 2.3: 22.267; 2.4: -231.968; 2.5: -11.2715
| 2 | 30.3 | 1: 71.3138; 1.1: 226.1646; 1.2: 0.30329; 1.3: 196.95; 1.4: 10.9714; 1.5: 226.1646; 1.6: 196.95; 1.7: 78.78; 1.8: 8.4594; 1.9: 656.5; 2: 20.9076; 2.1: 93.7458; 2.2: 459.7459; 2.3: 22.3025; 2.4: -233.5812; 2.5: -11.3311
| 2 | 30.35 | 1: 71.157; 1.1: 226.0396; 1.2: 0.30312; 1.3: 197.275; 1.4: 10.9472; 1.5: 226.0396; 1.6: 197.275; 1.7: 78.91; 1.8: 8.4594; 1.9: 657.5833; 2: 20.9421; 2.1: 93.7512; 2.2: 461.2375; 2.3: 22.338; 2.4: -235.198; 2.5: -11.3908
| 2 | 30.4 | 1: 71.0003; 1.1: 225.9134; 1.2: 0.30295; 1.3: 197.6; 1.4: 10.9231; 1.5: 225.9134; 1.6: 197.6; 1.7: 79.04; 1.8: 8.4594; 1.9: 658.6667; 2: 20.9766; 2.1: 93.7567; 2.2: 462.7317; 2.3: 22.3735; 2.4: -236.8183; 2.5: -11.4504
| 2 | 30.45 | 1: 70.8438; 1.1: 225.7862; 1.2: 0.30278; 1.3: 197.925; 1.4: 10.899; 1.5: 225.7862; 1.6: 197.925; 1.7: 79.17; 1.8: 8.4594; 1.9: 659.75; 2: 21.0111; 2.1: 93.7621; 2.2: 464.2283; 2.3: 22.409; 2.4: -238.4422; 2.5: -11.51
| 2 | 30.5 | 1: 70.6874; 1.1: 225.6579; 1.2: 0.30261; 1.3: 198.25; 1.4: 10.875; 1.5: 225.6579; 1.6: 198.25; 1.7: 79.3; 1.8: 8.4594; 1.9: 660.8333; 2: 21.0456; 2.1: 93.7674; 2.2: 465.7274; 2.3: 22.4445; 2.4: -240.0696; 2.5: -11.5695
| 2 | 30.55 | 1: 70.5313; 1.1: 225.5285; 1.2: 0.30244; 1.3: 198.575; 1.4: 10.851; 1.5: 225.5285; 1.6: 198.575; 1.7: 79.43; 1.8: 8.4594; 1.9: 661.9167; 2: 21.0801; 2.1: 93.7728; 2.2: 467.229; 2.3: 22.48; 2.4: -241.7005; 2.5: -11.6291
| 2 | 30.6 | 1: 70.3753; 1.1: 225.3981; 1.2: 0.30226; 1.3: 198.9; 1.4: 10.827; 1.5: 225.3981; 1.6: 198.9; 1.7: 79.56; 1.8: 8.4594; 1.9: 663; 2: 21.1146; 2.1: 93.7781; 2.2: 468.733; 2.3: 22.5155; 2.4: -243.335; 2.5: -11.6886
| 2 | 30.65 | 1: 70.2195; 1.1: 225.2666; 1.2: 0.30209; 1.3: 199.225; 1.4: 10.803; 1.5: 225.2666; 1.6: 199.225; 1.7: 79.69; 1.8: 8.4594; 1.9: 664.0833; 2: 21.1492; 2.1: 93.7834; 2.2: 470.2395; 2.3: 22.5511; 2.4: -244.973; 2.5: -11.7481
| 2 | 30.7 | 1: 70.0639; 1.1: 225.134; 1.2: 0.30191; 1.3: 199.55; 1.4: 10.7791; 1.5: 225.134; 1.6: 199.55; 1.7: 79.82; 1.8: 8.4594; 1.9: 665.1667; 2: 21.1837; 2.1: 93.7887; 2.2: 471.7485; 2.3: 22.5866; 2.4: -246.6145; 2.5: -11.8075
| 2 | 30.75 | 1: 69.9085; 1.1: 225.0004; 1.2: 0.30173; 1.3: 199.875; 1.4: 10.7551; 1.5: 225.0004; 1.6: 199.875; 1.7: 79.95; 1.8: 8.4594; 1.9: 666.25; 2: 21.2182; 2.1: 93.7939; 2.2: 473.26; 2.3: 22.6221; 2.4: -248.2596; 2.5: -11.867
| 2 | 30.8 | 1: 69.7532; 1.1: 224.8657; 1.2: 0.30155; 1.3: 200.2; 1.4: 10.7313; 1.5: 224.8657; 1.6: 200.2; 1.7: 80.08; 1.8: 8.4594; 1.9: 667.3333; 2: 21.2527; 2.1: 93.7991; 2.2: 474.7739; 2.3: 22.6576; 2.4: -249.9082; 2.5: -11.9264
| 2 | 30.85 | 1: 69.5981; 1.1: 224.7299; 1.2: 0.30137; 1.3: 200.525; 1.4: 10.7074; 1.5: 224.7299; 1.6: 200.525; 1.7: 80.21; 1.8: 8.4594; 1.9: 668.4167; 2: 21.2872; 2.1: 93.8043; 2.2: 476.2902; 2.3: 22.6931; 2.4: -251.5603; 2.5: -11.9857
| 2 | 30.9 | 1: 69.4432; 1.1: 224.5931; 1.2: 0.30118; 1.3: 200.85; 1.4: 10.6836; 1.5: 224.5931; 1.6: 200.85; 1.7: 80.34; 1.8: 8.4594; 1.9: 669.5; 2: 21.3217; 2.1: 93.8095; 2.2: 477.8091; 2.3: 22.7287; 2.4: -253.2159; 2.5: -12.0451
| 2 | 30.95 | 1: 69.2884; 1.1: 224.4553; 1.2: 0.301; 1.3: 201.175; 1.4: 10.6598; 1.5: 224.4553; 1.6: 201.175; 1.7: 80.47; 1.8: 8.4594; 1.9: 670.5833; 2: 21.3562; 2.1: 93.8146; 2.2: 479.3304; 2.3: 22.7642; 2.4: -254.8751; 2.5: -12.1044
| 2 | 31 | 1: 69.1339; 1.1: 224.3164; 1.2: 0.30081; 1.3: 201.5; 1.4: 10.636; 1.5: 224.3164; 1.6: 201.5; 1.7: 80.6; 1.8: 8.4594; 1.9: 671.6667; 2: 21.3907; 2.1: 93.8197; 2.2: 480.8542; 2.3: 22.7997; 2.4: -256.5378; 2.5: -12.1638
| 2 | 31.05 | 1: 68.9795; 1.1: 224.1765; 1.2: 0.30063; 1.3: 201.825; 1.4: 10.6122; 1.5: 224.1765; 1.6: 201.825; 1.7: 80.73; 1.8: 8.4594; 1.9: 672.75; 2: 21.4252; 2.1: 93.8248; 2.2: 482.3804; 2.3: 22.8353; 2.4: -258.204; 2.5: -12.223
| 2 | 31.1 | 1: 68.8253; 1.1: 224.0355; 1.2: 0.30044; 1.3: 202.15; 1.4: 10.5885; 1.5: 224.0355; 1.6: 202.15; 1.7: 80.86; 1.8: 8.4594; 1.9: 673.8333; 2: 21.4597; 2.1: 93.8299; 2.2: 483.9092; 2.3: 22.8708; 2.4: -259.8736; 2.5: -12.2823
| 2 | 31.15 | 1: 68.6713; 1.1: 223.8935; 1.2: 0.30025; 1.3: 202.475; 1.4: 10.5648; 1.5: 223.8935; 1.6: 202.475; 1.7: 80.99; 1.8: 8.4594; 1.9: 674.9167; 2: 21.4942; 2.1: 93.8349; 2.2: 485.4404; 2.3: 22.9064; 2.4: -261.5469; 2.5: -12.3415
| 2 | 31.2 | 1: 68.5174; 1.1: 223.7505; 1.2: 0.30005; 1.3: 202.8; 1.4: 10.5411; 1.5: 223.7505; 1.6: 202.8; 1.7: 81.12; 1.8: 8.4594; 1.9: 676; 2: 21.5287; 2.1: 93.8399; 2.2: 486.974; 2.3: 22.9419; 2.4: -263.2236; 2.5: -12.4008
| 2 | 31.25 | 1: 68.3637; 1.1: 223.6064; 1.2: 0.29986; 1.3: 203.125; 1.4: 10.5175; 1.5: 223.6064; 1.6: 203.125; 1.7: 81.25; 1.8: 8.4594; 1.9: 677.0833; 2: 21.5632; 2.1: 93.8449; 2.2: 488.5101; 2.3: 22.9774; 2.4: -264.9038; 2.5: -12.46
| 2 | 31.3 | 1: 68.2102; 1.1: 223.4613; 1.2: 0.29967; 1.3: 203.45; 1.4: 10.4939; 1.5: 223.4613; 1.6: 203.45; 1.7: 81.38; 1.8: 8.4594; 1.9: 678.1667; 2: 21.5977; 2.1: 93.8499; 2.2: 490.0487; 2.3: 23.013; 2.4: -266.5875; 2.5: -12.5191
| 2 | 31.35 | 1: 68.0569; 1.1: 223.3151; 1.2: 0.29947; 1.3: 203.775; 1.4: 10.4703; 1.5: 223.3151; 1.6: 203.775; 1.7: 81.51; 1.8: 8.4594; 1.9: 679.25; 2: 21.6322; 2.1: 93.8548; 2.2: 491.5898; 2.3: 23.0485; 2.4: -268.2747; 2.5: -12.5783
| 2 | 31.4 | 1: 67.9038; 1.1: 223.168; 1.2: 0.29927; 1.3: 204.1; 1.4: 10.4467; 1.5: 223.168; 1.6: 204.1; 1.7: 81.64; 1.8: 8.4594; 1.9: 680.3333; 2: 21.6667; 2.1: 93.8597; 2.2: 493.1334; 2.3: 23.0841; 2.4: -269.9654; 2.5: -12.6374
| 2 | 31.45 | 1: 67.7508; 1.1: 223.0198; 1.2: 0.29907; 1.3: 204.425; 1.4: 10.4232; 1.5: 223.0198; 1.6: 204.425; 1.7: 81.77; 1.8: 8.4594; 1.9: 681.4167; 2: 21.7012; 2.1: 93.8646; 2.2: 494.6794; 2.3: 23.1197; 2.4: -271.6596; 2.5: -12.6965
| 2 | 31.5 | 1: 67.598; 1.1: 222.8705; 1.2: 0.29887; 1.3: 204.75; 1.4: 10.3997; 1.5: 222.8705; 1.6: 204.75; 1.7: 81.9; 1.8: 8.4594; 1.9: 682.5; 2: 21.7357; 2.1: 93.8694; 2.2: 496.2278; 2.3: 23.1552; 2.4: -273.3573; 2.5: -12.7555
| 2 | 31.55 | 1: 67.4454; 1.1: 222.7203; 1.2: 0.29867; 1.3: 205.075; 1.4: 10.3762; 1.5: 222.7203; 1.6: 205.075; 1.7: 82.03; 1.8: 8.4594; 1.9: 683.5833; 2: 21.7702; 2.1: 93.8743; 2.2: 497.7788; 2.3: 23.1908; 2.4: -275.0585; 2.5: -12.8146
| 2 | 31.6 | 1: 67.2929; 1.1: 222.5691; 1.2: 0.29847; 1.3: 205.4; 1.4: 10.3528; 1.5: 222.5691; 1.6: 205.4; 1.7: 82.16; 1.8: 8.4594; 1.9: 684.6667; 2: 21.8047; 2.1: 93.8791; 2.2: 499.3322; 2.3: 23.2263; 2.4: -276.7631; 2.5: -12.8736
| 2 | 31.65 | 1: 67.1406; 1.1: 222.4168; 1.2: 0.29827; 1.3: 205.725; 1.4: 10.3293; 1.5: 222.4168; 1.6: 205.725; 1.7: 82.29; 1.8: 8.4594; 1.9: 685.75; 2: 21.8392; 2.1: 93.8839; 2.2: 500.8881; 2.3: 23.2619; 2.4: -278.4713; 2.5: -12.9326
| 2 | 31.7 | 1: 66.9886; 1.1: 222.2635; 1.2: 0.29806; 1.3: 206.05; 1.4: 10.3059; 1.5: 222.2635; 1.6: 206.05; 1.7: 82.42; 1.8: 8.4594; 1.9: 686.8333; 2: 21.8737; 2.1: 93.8886; 2.2: 502.4464; 2.3: 23.2975; 2.4: -280.1829; 2.5: -12.9915
| 2 | 31.75 | 1: 66.8366; 1.1: 222.1093; 1.2: 0.29785; 1.3: 206.375; 1.4: 10.2826; 1.5: 222.1093; 1.6: 206.375; 1.7: 82.55; 1.8: 8.4594; 1.9: 687.9167; 2: 21.9082; 2.1: 93.8934; 2.2: 504.0073; 2.3: 23.333; 2.4: -281.898; 2.5: -13.0505
| 2 | 31.8 | 1: 66.6849; 1.1: 221.954; 1.2: 0.29765; 1.3: 206.7; 1.4: 10.2592; 1.5: 221.954; 1.6: 206.7; 1.7: 82.68; 1.8: 8.4594; 1.9: 689; 2: 21.9427; 2.1: 93.8981; 2.2: 505.5706; 2.3: 23.3686; 2.4: -283.6166; 2.5: -13.1094
| 2 | 31.85 | 1: 66.5333; 1.1: 221.7977; 1.2: 0.29744; 1.3: 207.025; 1.4: 10.2359; 1.5: 221.7977; 1.6: 207.025; 1.7: 82.81; 1.8: 8.4594; 1.9: 690.0833; 2: 21.9772; 2.1: 93.9028; 2.2: 507.1363; 2.3: 23.4042; 2.4: -285.3386; 2.5: -13.1683
| 2 | 31.9 | 1: 66.3819; 1.1: 221.6404; 1.2: 0.29722; 1.3: 207.35; 1.4: 10.2126; 1.5: 221.6404; 1.6: 207.35; 1.7: 82.94; 1.8: 8.4594; 1.9: 691.1667; 2: 22.0117; 2.1: 93.9074; 2.2: 508.7046; 2.3: 23.4398; 2.4: -287.0641; 2.5: -13.2272
| 2 | 31.95 | 1: 66.2307; 1.1: 221.4821; 1.2: 0.29701; 1.3: 207.675; 1.4: 10.1893; 1.5: 221.4821; 1.6: 207.675; 1.7: 83.07; 1.8: 8.4594; 1.9: 692.25; 2: 22.0462; 2.1: 93.9121; 2.2: 510.2753; 2.3: 23.4753; 2.4: -288.7931; 2.5: -13.286
| 2 | 32 | 1: 66.0797; 1.1: 221.3229; 1.2: 0.2968; 1.3: 208; 1.4: 10.1661; 1.5: 221.3229; 1.6: 208; 1.7: 83.2; 1.8: 8.4594; 1.9: 693.3333; 2: 22.0807; 2.1: 93.9167; 2.2: 511.8484; 2.3: 23.5109; 2.4: -290.5256; 2.5: -13.3448
| 2 | 32.05 | 1: 65.9288; 1.1: 221.1626; 1.2: 0.29658; 1.3: 208.325; 1.4: 10.1429; 1.5: 221.1626; 1.6: 208.325; 1.7: 83.33; 1.8: 8.4594; 1.9: 694.4167; 2: 22.1152; 2.1: 93.9213; 2.2: 513.4241; 2.3: 23.5465; 2.4: -292.2615; 2.5: -13.4036
| 2 | 32.1 | 1: 65.7781; 1.1: 221.0013; 1.2: 0.29637; 1.3: 208.65; 1.4: 10.1197; 1.5: 221.0013; 1.6: 208.65; 1.7: 83.46; 1.8: 8.4594; 1.9: 695.5; 2: 22.1497; 2.1: 93.9259; 2.2: 515.0022; 2.3: 23.5821; 2.4: -294.0009; 2.5: -13.4624
| 2 | 32.15 | 1: 65.6276; 1.1: 220.8391; 1.2: 0.29615; 1.3: 208.975; 1.4: 10.0966; 1.5: 220.8391; 1.6: 208.975; 1.7: 83.59; 1.8: 8.4594; 1.9: 696.5833; 2: 22.1842; 2.1: 93.9304; 2.2: 516.5828; 2.3: 23.6177; 2.4: -295.7437; 2.5: -13.5211
| 2 | 32.2 | 1: 65.4773; 1.1: 220.6759; 1.2: 0.29593; 1.3: 209.3; 1.4: 10.0734; 1.5: 220.6759; 1.6: 209.3; 1.7: 83.72; 1.8: 8.4594; 1.9: 697.6667; 2: 22.2187; 2.1: 93.9349; 2.2: 518.1658; 2.3: 23.6533; 2.4: -297.49; 2.5: -13.5798
| 2 | 32.25 | 1: 65.3271; 1.1: 220.5116; 1.2: 0.29571; 1.3: 209.625; 1.4: 10.0503; 1.5: 220.5116; 1.6: 209.625; 1.7: 83.85; 1.8: 8.4594; 1.9: 698.75; 2: 22.2532; 2.1: 93.9395; 2.2: 519.7513; 2.3: 23.6889; 2.4: -299.2397; 2.5: -13.6385
| 2 | 32.3 | 1: 65.1771; 1.1: 220.3465; 1.2: 0.29549; 1.3: 209.95; 1.4: 10.0272; 1.5: 220.3465; 1.6: 209.95; 1.7: 83.98; 1.8: 8.4594; 1.9: 699.8333; 2: 22.2877; 2.1: 93.9439; 2.2: 521.3393; 2.3: 23.7245; 2.4: -300.9929; 2.5: -13.6972
| 2 | 32.35 | 1: 65.0273; 1.1: 220.1803; 1.2: 0.29527; 1.3: 210.275; 1.4: 10.0042; 1.5: 220.1803; 1.6: 210.275; 1.7: 84.11; 1.8: 8.4594; 1.9: 700.9167; 2: 22.3222; 2.1: 93.9484; 2.2: 522.9298; 2.3: 23.76; 2.4: -302.7495; 2.5: -13.7558
| 2 | 32.4 | 1: 64.8777; 1.1: 220.0131; 1.2: 0.29504; 1.3: 210.6; 1.4: 9.9812; 1.5: 220.0131; 1.6: 210.6; 1.7: 84.24; 1.8: 8.4594; 1.9: 702; 2: 22.3567; 2.1: 93.9528; 2.2: 524.5227; 2.3: 23.7956; 2.4: -304.5096; 2.5: -13.8145
| 2 | 32.45 | 1: 64.7282; 1.1: 219.845; 1.2: 0.29482; 1.3: 210.925; 1.4: 9.9582; 1.5: 219.845; 1.6: 210.925; 1.7: 84.37; 1.8: 8.4594; 1.9: 703.0833; 2: 22.3912; 2.1: 93.9573; 2.2: 526.1181; 2.3: 23.8312; 2.4: -306.2731; 2.5: -13.8731
| 2 | 32.5 | 1: 64.5789; 1.1: 219.6759; 1.2: 0.29459; 1.3: 211.25; 1.4: 9.9352; 1.5: 219.6759; 1.6: 211.25; 1.7: 84.5; 1.8: 8.4594; 1.9: 704.1667; 2: 22.4257; 2.1: 93.9617; 2.2: 527.716; 2.3: 23.8669; 2.4: -308.04; 2.5: -13.9316
| 2 | 32.55 | 1: 64.4298; 1.1: 219.5059; 1.2: 0.29436; 1.3: 211.575; 1.4: 9.9123; 1.5: 219.5059; 1.6: 211.575; 1.7: 84.63; 1.8: 8.4594; 1.9: 705.25; 2: 22.4602; 2.1: 93.966; 2.2: 529.3163; 2.3: 23.9025; 2.4: -309.8104; 2.5: -13.9902
| 2 | 32.6 | 1: 64.2809; 1.1: 219.3349; 1.2: 0.29413; 1.3: 211.9; 1.4: 9.8894; 1.5: 219.3349; 1.6: 211.9; 1.7: 84.76; 1.8: 8.4594; 1.9: 706.3333; 2: 22.4947; 2.1: 93.9704; 2.2: 530.9191; 2.3: 23.9381; 2.4: -311.5842; 2.5: -14.0487
| 2 | 32.65 | 1: 64.1321; 1.1: 219.1629; 1.2: 0.2939; 1.3: 212.225; 1.4: 9.8665; 1.5: 219.1629; 1.6: 212.225; 1.7: 84.89; 1.8: 8.4594; 1.9: 707.4167; 2: 22.5292; 2.1: 93.9747; 2.2: 532.5244; 2.3: 23.9737; 2.4: -313.3615; 2.5: -14.1072
| 2 | 32.7 | 1: 63.9835; 1.1: 218.99; 1.2: 0.29367; 1.3: 212.55; 1.4: 9.8436; 1.5: 218.99; 1.6: 212.55; 1.7: 85.02; 1.8: 8.4594; 1.9: 708.5; 2: 22.5637; 2.1: 93.979; 2.2: 534.1321; 2.3: 24.0093; 2.4: -315.1422; 2.5: -14.1657
| 2 | 32.75 | 1: 63.8351; 1.1: 218.8161; 1.2: 0.29344; 1.3: 212.875; 1.4: 9.8208; 1.5: 218.8161; 1.6: 212.875; 1.7: 85.15; 1.8: 8.4594; 1.9: 709.5833; 2: 22.5982; 2.1: 93.9833; 2.2: 535.7423; 2.3: 24.0449; 2.4: -316.9263; 2.5: -14.2241
| 2 | 32.8 | 1: 63.6869; 1.1: 218.6412; 1.2: 0.2932; 1.3: 213.2; 1.4: 9.798; 1.5: 218.6412; 1.6: 213.2; 1.7: 85.28; 1.8: 8.4594; 1.9: 710.6667; 2: 22.6327; 2.1: 93.9876; 2.2: 537.355; 2.3: 24.0805; 2.4: -318.7138; 2.5: -14.2825
| 2 | 32.85 | 1: 63.5388; 1.1: 218.4654; 1.2: 0.29297; 1.3: 213.525; 1.4: 9.7752; 1.5: 218.4654; 1.6: 213.525; 1.7: 85.41; 1.8: 8.4594; 1.9: 711.75; 2: 22.6672; 2.1: 93.9919; 2.2: 538.9702; 2.3: 24.1161; 2.4: -320.5047; 2.5: -14.3409
| 2 | 32.9 | 1: 63.3909; 1.1: 218.2887; 1.2: 0.29273; 1.3: 213.85; 1.4: 9.7524; 1.5: 218.2887; 1.6: 213.85; 1.7: 85.54; 1.8: 8.4594; 1.9: 712.8333; 2: 22.7017; 2.1: 93.9961; 2.2: 540.5878; 2.3: 24.1517; 2.4: -322.2991; 2.5: -14.3993
| 2 | 32.95 | 1: 63.2432; 1.1: 218.111; 1.2: 0.29249; 1.3: 214.175; 1.4: 9.7297; 1.5: 218.111; 1.6: 214.175; 1.7: 85.67; 1.8: 8.4594; 1.9: 713.9167; 2: 22.7362; 2.1: 94.0003; 2.2: 542.2079; 2.3: 24.1874; 2.4: -324.0969; 2.5: -14.4576
| 2 | 33 | 1: 63.0957; 1.1: 217.9324; 1.2: 0.29225; 1.3: 214.5; 1.4: 9.707; 1.5: 217.9324; 1.6: 214.5; 1.7: 85.8; 1.8: 8.4594; 1.9: 715; 2: 22.7707; 2.1: 94.0045; 2.2: 543.8304; 2.3: 24.223; 2.4: -325.8981; 2.5: -14.516
| 2 | 33.05 | 1: 62.9483; 1.1: 217.7528; 1.2: 0.29201; 1.3: 214.825; 1.4: 9.6844; 1.5: 217.7528; 1.6: 214.825; 1.7: 85.93; 1.8: 8.4594; 1.9: 716.0833; 2: 22.8052; 2.1: 94.0087; 2.2: 545.4555; 2.3: 24.2586; 2.4: -327.7027; 2.5: -14.5743
| 2 | 33.1 | 1: 62.8011; 1.1: 217.5723; 1.2: 0.29177; 1.3: 215.15; 1.4: 9.6617; 1.5: 217.5723; 1.6: 215.15; 1.7: 86.06; 1.8: 8.4594; 1.9: 717.1667; 2: 22.8397; 2.1: 94.0128; 2.2: 547.083; 2.3: 24.2942; 2.4: -329.5107; 2.5: -14.6325
| 2 | 33.15 | 1: 62.6541; 1.1: 217.3908; 1.2: 0.29153; 1.3: 215.475; 1.4: 9.6391; 1.5: 217.3908; 1.6: 215.475; 1.7: 86.19; 1.8: 8.4594; 1.9: 718.25; 2: 22.8742; 2.1: 94.0169; 2.2: 548.7129; 2.3: 24.3299; 2.4: -331.3221; 2.5: -14.6908
| 2 | 33.2 | 1: 62.5072; 1.1: 217.2085; 1.2: 0.29128; 1.3: 215.8; 1.4: 9.6165; 1.5: 217.2085; 1.6: 215.8; 1.7: 86.32; 1.8: 8.4594; 1.9: 719.3333; 2: 22.9087; 2.1: 94.021; 2.2: 550.3454; 2.3: 24.3655; 2.4: -333.1369; 2.5: -14.749
| 2 | 33.25 | 1: 62.3606; 1.1: 217.0252; 1.2: 0.29104; 1.3: 216.125; 1.4: 9.5939; 1.5: 217.0252; 1.6: 216.125; 1.7: 86.45; 1.8: 8.4594; 1.9: 720.4167; 2: 22.9432; 2.1: 94.0251; 2.2: 551.9803; 2.3: 24.4011; 2.4: -334.9551; 2.5: -14.8072
| 2 | 33.3 | 1: 62.2141; 1.1: 216.8409; 1.2: 0.29079; 1.3: 216.45; 1.4: 9.5714; 1.5: 216.8409; 1.6: 216.45; 1.7: 86.58; 1.8: 8.4594; 1.9: 721.5; 2: 22.9777; 2.1: 94.0292; 2.2: 553.6176; 2.3: 24.4368; 2.4: -336.7767; 2.5: -14.8654
| 2 | 33.35 | 1: 62.0677; 1.1: 216.6557; 1.2: 0.29054; 1.3: 216.775; 1.4: 9.5489; 1.5: 216.6557; 1.6: 216.775; 1.7: 86.71; 1.8: 8.4594; 1.9: 722.5833; 2: 23.0122; 2.1: 94.0333; 2.2: 555.2575; 2.3: 24.4724; 2.4: -338.6017; 2.5: -14.9235
| 2 | 33.4 | 1: 61.9216; 1.1: 216.4697; 1.2: 0.29029; 1.3: 217.1; 1.4: 9.5264; 1.5: 216.4697; 1.6: 217.1; 1.7: 86.84; 1.8: 8.4594; 1.9: 723.6667; 2: 23.0467; 2.1: 94.0373; 2.2: 556.8998; 2.3: 24.5081; 2.4: -340.4301; 2.5: -14.9817
| 2 | 33.45 | 1: 61.7756; 1.1: 216.2826; 1.2: 0.29004; 1.3: 217.425; 1.4: 9.5039; 1.5: 216.2826; 1.6: 217.425; 1.7: 86.97; 1.8: 8.4594; 1.9: 724.75; 2: 23.0812; 2.1: 94.0413; 2.2: 558.5445; 2.3: 24.5437; 2.4: -342.2619; 2.5: -15.0398
| 2 | 33.5 | 1: 61.6298; 1.1: 216.0947; 1.2: 0.28979; 1.3: 217.75; 1.4: 9.4815; 1.5: 216.0947; 1.6: 217.75; 1.7: 87.1; 1.8: 8.4594; 1.9: 725.8333; 2: 23.1157; 2.1: 94.0453; 2.2: 560.1918; 2.3: 24.5793; 2.4: -344.0971; 2.5: -15.0978
| 2 | 33.55 | 1: 61.4842; 1.1: 215.9059; 1.2: 0.28953; 1.3: 218.075; 1.4: 9.4591; 1.5: 215.9059; 1.6: 218.075; 1.7: 87.23; 1.8: 8.4594; 1.9: 726.9167; 2: 23.1502; 2.1: 94.0493; 2.2: 561.8415; 2.3: 24.615; 2.4: -345.9356; 2.5: -15.1559
| 2 | 33.6 | 1: 61.3388; 1.1: 215.7161; 1.2: 0.28928; 1.3: 218.4; 1.4: 9.4367; 1.5: 215.7161; 1.6: 218.4; 1.7: 87.36; 1.8: 8.4594; 1.9: 728; 2: 23.1847; 2.1: 94.0532; 2.2: 563.4937; 2.3: 24.6506; 2.4: -347.7775; 2.5: -15.2139
| 2 | 33.65 | 1: 61.1935; 1.1: 215.5255; 1.2: 0.28902; 1.3: 218.725; 1.4: 9.4144; 1.5: 215.5255; 1.6: 218.725; 1.7: 87.49; 1.8: 8.4594; 1.9: 729.0833; 2: 23.2192; 2.1: 94.0572; 2.2: 565.1483; 2.3: 24.6863; 2.4: -349.6229; 2.5: -15.2719
| 2 | 33.7 | 1: 61.0484; 1.1: 215.3339; 1.2: 0.28877; 1.3: 219.05; 1.4: 9.3921; 1.5: 215.3339; 1.6: 219.05; 1.7: 87.62; 1.8: 8.4594; 1.9: 730.1667; 2: 23.2537; 2.1: 94.0611; 2.2: 566.8054; 2.3: 24.7219; 2.4: -351.4715; 2.5: -15.3299
| 2 | 33.75 | 1: 60.9034; 1.1: 215.1414; 1.2: 0.28851; 1.3: 219.375; 1.4: 9.3698; 1.5: 215.1414; 1.6: 219.375; 1.7: 87.75; 1.8: 8.4594; 1.9: 731.25; 2: 23.2882; 2.1: 94.065; 2.2: 568.465; 2.3: 24.7576; 2.4: -353.3236; 2.5: -15.3878
| 2 | 33.8 | 1: 60.7587; 1.1: 214.948; 1.2: 0.28825; 1.3: 219.7; 1.4: 9.3475; 1.5: 214.948; 1.6: 219.7; 1.7: 87.88; 1.8: 8.4594; 1.9: 732.3333; 2: 23.3227; 2.1: 94.0689; 2.2: 570.1271; 2.3: 24.7932; 2.4: -355.179; 2.5: -15.4457
| 2 | 33.85 | 1: 60.6141; 1.1: 214.7538; 1.2: 0.28799; 1.3: 220.025; 1.4: 9.3252; 1.5: 214.7538; 1.6: 220.025; 1.7: 88.01; 1.8: 8.4594; 1.9: 733.4167; 2: 23.3572; 2.1: 94.0727; 2.2: 571.7916; 2.3: 24.8289; 2.4: -357.0378; 2.5: -15.5036
| 2 | 33.9 | 1: 60.4697; 1.1: 214.5586; 1.2: 0.28773; 1.3: 220.35; 1.4: 9.303; 1.5: 214.5586; 1.6: 220.35; 1.7: 88.14; 1.8: 8.4594; 1.9: 734.5; 2: 23.3917; 2.1: 94.0766; 2.2: 573.4586; 2.3: 24.8645; 2.4: -358.9; 2.5: -15.5615
| 2 | 33.95 | 1: 60.3255; 1.1: 214.3625; 1.2: 0.28746; 1.3: 220.675; 1.4: 9.2808; 1.5: 214.3625; 1.6: 220.675; 1.7: 88.27; 1.8: 8.4594; 1.9: 735.5833; 2: 23.4262; 2.1: 94.0804; 2.2: 575.128; 2.3: 24.9002; 2.4: -360.7655; 2.5: -15.6194
| 2 | 34 | 1: 60.1814; 1.1: 214.1655; 1.2: 0.2872; 1.3: 221; 1.4: 9.2587; 1.5: 214.1655; 1.6: 221; 1.7: 88.4; 1.8: 8.4594; 1.9: 736.6667; 2: 23.4607; 2.1: 94.0842; 2.2: 576.7999; 2.3: 24.9359; 2.4: -362.6344; 2.5: -15.6772
| 2 | 34.05 | 1: 60.0375; 1.1: 213.9677; 1.2: 0.28694; 1.3: 221.325; 1.4: 9.2365; 1.5: 213.9677; 1.6: 221.325; 1.7: 88.53; 1.8: 8.4594; 1.9: 737.75; 2: 23.4952; 2.1: 94.088; 2.2: 578.4743; 2.3: 24.9715; 2.4: -364.5066; 2.5: -15.735
| 2 | 34.1 | 1: 59.8938; 1.1: 213.7689; 1.2: 0.28667; 1.3: 221.65; 1.4: 9.2144; 1.5: 213.7689; 1.6: 221.65; 1.7: 88.66; 1.8: 8.4594; 1.9: 738.8333; 2: 23.5297; 2.1: 94.0918; 2.2: 580.1512; 2.3: 25.0072; 2.4: -366.3822; 2.5: -15.7928
| 2 | 34.15 | 1: 59.7503; 1.1: 213.5693; 1.2: 0.2864; 1.3: 221.975; 1.4: 9.1923; 1.5: 213.5693; 1.6: 221.975; 1.7: 88.79; 1.8: 8.4594; 1.9: 739.9167; 2: 23.5642; 2.1: 94.0956; 2.2: 581.8305; 2.3: 25.0429; 2.4: -368.2612; 2.5: -15.8505
| 2 | 34.2 | 1: 59.6069; 1.1: 213.3688; 1.2: 0.28613; 1.3: 222.3; 1.4: 9.1703; 1.5: 213.3688; 1.6: 222.3; 1.7: 88.92; 1.8: 8.4594; 1.9: 741; 2: 23.5987; 2.1: 94.0993; 2.2: 583.5123; 2.3: 25.0785; 2.4: -370.1435; 2.5: -15.9082
| 2 | 34.25 | 1: 59.4637; 1.1: 213.1674; 1.2: 0.28586; 1.3: 222.625; 1.4: 9.1483; 1.5: 213.1674; 1.6: 222.625; 1.7: 89.05; 1.8: 8.4594; 1.9: 742.0833; 2: 23.6332; 2.1: 94.103; 2.2: 585.1966; 2.3: 25.1142; 2.4: -372.0291; 2.5: -15.9659
| 2 | 34.3 | 1: 59.3207; 1.1: 212.9652; 1.2: 0.28559; 1.3: 222.95; 1.4: 9.1263; 1.5: 212.9652; 1.6: 222.95; 1.7: 89.18; 1.8: 8.4594; 1.9: 743.1667; 2: 23.6677; 2.1: 94.1067; 2.2: 586.8833; 2.3: 25.1499; 2.4: -373.9181; 2.5: -16.0236
| 2 | 34.35 | 1: 59.1778; 1.1: 212.762; 1.2: 0.28532; 1.3: 223.275; 1.4: 9.1043; 1.5: 212.762; 1.6: 223.275; 1.7: 89.31; 1.8: 8.4594; 1.9: 744.25; 2: 23.7022; 2.1: 94.1104; 2.2: 588.5725; 2.3: 25.1856; 2.4: -375.8104; 2.5: -16.0813
| 2 | 34.4 | 1: 59.0351; 1.1: 212.558; 1.2: 0.28504; 1.3: 223.6; 1.4: 9.0823; 1.5: 212.558; 1.6: 223.6; 1.7: 89.44; 1.8: 8.4594; 1.9: 745.3333; 2: 23.7367; 2.1: 94.1141; 2.2: 590.2641; 2.3: 25.2212; 2.4: -377.7061; 2.5: -16.1389
| 2 | 34.45 | 1: 58.8926; 1.1: 212.3531; 1.2: 0.28477; 1.3: 223.925; 1.4: 9.0604; 1.5: 212.3531; 1.6: 223.925; 1.7: 89.57; 1.8: 8.4594; 1.9: 746.4167; 2: 23.7712; 2.1: 94.1178; 2.2: 591.9582; 2.3: 25.2569; 2.4: -379.6051; 2.5: -16.1965
| 2 | 34.5 | 1: 58.7503; 1.1: 212.1474; 1.2: 0.28449; 1.3: 224.25; 1.4: 9.0385; 1.5: 212.1474; 1.6: 224.25; 1.7: 89.7; 1.8: 8.4594; 1.9: 747.5; 2: 23.8057; 2.1: 94.1214; 2.2: 593.6548; 2.3: 25.2926; 2.4: -381.5074; 2.5: -16.2541
| 2 | 34.55 | 1: 58.6082; 1.1: 211.9408; 1.2: 0.28422; 1.3: 224.575; 1.4: 9.0166; 1.5: 211.9408; 1.6: 224.575; 1.7: 89.83; 1.8: 8.4594; 1.9: 748.5833; 2: 23.8402; 2.1: 94.125; 2.2: 595.3539; 2.3: 25.3283; 2.4: -383.4131; 2.5: -16.3116
| 2 | 34.6 | 1: 58.4662; 1.1: 211.7333; 1.2: 0.28394; 1.3: 224.9; 1.4: 8.9948; 1.5: 211.7333; 1.6: 224.9; 1.7: 89.96; 1.8: 8.4594; 1.9: 749.6667; 2: 23.8747; 2.1: 94.1286; 2.2: 597.0554; 2.3: 25.3639; 2.4: -385.3221; 2.5: -16.3691
| 2 | 34.65 | 1: 58.3244; 1.1: 211.525; 1.2: 0.28366; 1.3: 225.225; 1.4: 8.973; 1.5: 211.525; 1.6: 225.225; 1.7: 90.09; 1.8: 8.4594; 1.9: 750.75; 2: 23.9092; 2.1: 94.1322; 2.2: 598.7594; 2.3: 25.3996; 2.4: -387.2344; 2.5: -16.4266
| 2 | 34.7 | 1: 58.1827; 1.1: 211.3158; 1.2: 0.28338; 1.3: 225.55; 1.4: 8.9512; 1.5: 211.3158; 1.6: 225.55; 1.7: 90.22; 1.8: 8.4594; 1.9: 751.8333; 2: 23.9437; 2.1: 94.1358; 2.2: 600.4658; 2.3: 25.4353; 2.4: -389.1501; 2.5: -16.4841
| 2 | 34.75 | 1: 58.0413; 1.1: 211.1057; 1.2: 0.2831; 1.3: 225.875; 1.4: 8.9294; 1.5: 211.1057; 1.6: 225.875; 1.7: 90.35; 1.8: 8.4594; 1.9: 752.9167; 2: 23.9782; 2.1: 94.1394; 2.2: 602.1748; 2.3: 25.471; 2.4: -391.069; 2.5: -16.5416
| 2 | 34.8 | 1: 57.9; 1.1: 210.8948; 1.2: 0.28281; 1.3: 226.2; 1.4: 8.9077; 1.5: 210.8948; 1.6: 226.2; 1.7: 90.48; 1.8: 8.4594; 1.9: 754; 2: 24.0127; 2.1: 94.1429; 2.2: 603.8861; 2.3: 25.5067; 2.4: -392.9913; 2.5: -16.599
| 2 | 34.85 | 1: 57.7588; 1.1: 210.6831; 1.2: 0.28253; 1.3: 226.525; 1.4: 8.886; 1.5: 210.6831; 1.6: 226.525; 1.7: 90.61; 1.8: 8.4594; 1.9: 755.0833; 2: 24.0472; 2.1: 94.1464; 2.2: 605.6; 2.3: 25.5424; 2.4: -394.9169; 2.5: -16.6564
| 2 | 34.9 | 1: 57.6179; 1.1: 210.4705; 1.2: 0.28225; 1.3: 226.85; 1.4: 8.8643; 1.5: 210.4705; 1.6: 226.85; 1.7: 90.74; 1.8: 8.4594; 1.9: 756.1667; 2: 24.0817; 2.1: 94.15; 2.2: 607.3163; 2.3: 25.5781; 2.4: -396.8458; 2.5: -16.7138
| 2 | 34.95 | 1: 57.4771; 1.1: 210.2571; 1.2: 0.28196; 1.3: 227.175; 1.4: 8.8426; 1.5: 210.2571; 1.6: 227.175; 1.7: 90.87; 1.8: 8.4594; 1.9: 757.25; 2: 24.1162; 2.1: 94.1535; 2.2: 609.0351; 2.3: 25.6138; 2.4: -398.778; 2.5: -16.7711
| 2 | 35 | 1: 57.3365; 1.1: 210.0428; 1.2: 0.28167; 1.3: 227.5; 1.4: 8.821; 1.5: 210.0428; 1.6: 227.5; 1.7: 91; 1.8: 8.4594; 1.9: 758.3333; 2: 24.1507; 2.1: 94.1569; 2.2: 610.7563; 2.3: 25.6495; 2.4: -400.7135; 2.5: -16.8285
| 2 | 35.05 | 1: 57.1961; 1.1: 209.8277; 1.2: 0.28138; 1.3: 227.825; 1.4: 8.7994; 1.5: 209.8277; 1.6: 227.825; 1.7: 91.13; 1.8: 8.4594; 1.9: 759.4167; 2: 24.1852; 2.1: 94.1604; 2.2: 612.48; 2.3: 25.6852; 2.4: -402.6523; 2.5: -16.8858
| 2 | 35.1 | 1: 57.0558; 1.1: 209.6117; 1.2: 0.28109; 1.3: 228.15; 1.4: 8.7778; 1.5: 209.6117; 1.6: 228.15; 1.7: 91.26; 1.8: 8.4594; 1.9: 760.5; 2: 24.2197; 2.1: 94.1639; 2.2: 614.2062; 2.3: 25.7209; 2.4: -404.5945; 2.5: -16.943
| 2 | 35.15 | 1: 56.9158; 1.1: 209.395; 1.2: 0.2808; 1.3: 228.475; 1.4: 8.7563; 1.5: 209.395; 1.6: 228.475; 1.7: 91.39; 1.8: 8.4594; 1.9: 761.5833; 2: 24.2542; 2.1: 94.1673; 2.2: 615.9349; 2.3: 25.7566; 2.4: -406.5399; 2.5: -17.0003
| 2 | 35.2 | 1: 56.7758; 1.1: 209.1773; 1.2: 0.28051; 1.3: 228.8; 1.4: 8.7347; 1.5: 209.1773; 1.6: 228.8; 1.7: 91.52; 1.8: 8.4594; 1.9: 762.6667; 2: 24.2887; 2.1: 94.1707; 2.2: 617.666; 2.3: 25.7923; 2.4: -408.4886; 2.5: -17.0575
| 2 | 35.25 | 1: 56.6361; 1.1: 208.9589; 1.2: 0.28022; 1.3: 229.125; 1.4: 8.7132; 1.5: 208.9589; 1.6: 229.125; 1.7: 91.65; 1.8: 8.4594; 1.9: 763.75; 2: 24.3232; 2.1: 94.1741; 2.2: 619.3995; 2.3: 25.828; 2.4: -410.4406; 2.5: -17.1147
| 2 | 35.3 | 1: 56.4965; 1.1: 208.7396; 1.2: 0.27992; 1.3: 229.45; 1.4: 8.6918; 1.5: 208.7396; 1.6: 229.45; 1.7: 91.78; 1.8: 8.4594; 1.9: 764.8333; 2: 24.3577; 2.1: 94.1775; 2.2: 621.1356; 2.3: 25.8637; 2.4: -412.3959; 2.5: -17.1719
| 2 | 35.35 | 1: 56.3571; 1.1: 208.5195; 1.2: 0.27963; 1.3: 229.775; 1.4: 8.6703; 1.5: 208.5195; 1.6: 229.775; 1.7: 91.91; 1.8: 8.4594; 1.9: 765.9167; 2: 24.3923; 2.1: 94.1809; 2.2: 622.8741; 2.3: 25.8994; 2.4: -414.3545; 2.5: -17.229
| 2 | 35.4 | 1: 56.2179; 1.1: 208.2986; 1.2: 0.27933; 1.3: 230.1; 1.4: 8.6489; 1.5: 208.2986; 1.6: 230.1; 1.7: 92.04; 1.8: 8.4594; 1.9: 767; 2: 24.4268; 2.1: 94.1843; 2.2: 624.615; 2.3: 25.9351; 2.4: -416.3164; 2.5: -17.2862
| 2 | 35.45 | 1: 56.0789; 1.1: 208.0769; 1.2: 0.27904; 1.3: 230.425; 1.4: 8.6275; 1.5: 208.0769; 1.6: 230.425; 1.7: 92.17; 1.8: 8.4594; 1.9: 768.0833; 2: 24.4613; 2.1: 94.1876; 2.2: 626.3584; 2.3: 25.9708; 2.4: -418.2815; 2.5: -17.3433
| 2 | 35.5 | 1: 55.94; 1.1: 207.8543; 1.2: 0.27874; 1.3: 230.75; 1.4: 8.6062; 1.5: 207.8543; 1.6: 230.75; 1.7: 92.3; 1.8: 8.4594; 1.9: 769.1667; 2: 24.4958; 2.1: 94.1909; 2.2: 628.1043; 2.3: 26.0065; 2.4: -420.25; 2.5: -17.4003
| 2 | 35.55 | 1: 55.8013; 1.1: 207.631; 1.2: 0.27844; 1.3: 231.075; 1.4: 8.5848; 1.5: 207.631; 1.6: 231.075; 1.7: 92.43; 1.8: 8.4594; 1.9: 770.25; 2: 24.5303; 2.1: 94.1943; 2.2: 629.8527; 2.3: 26.0422; 2.4: -422.2217; 2.5: -17.4574
| 2 | 35.6 | 1: 55.6627; 1.1: 207.4068; 1.2: 0.27814; 1.3: 231.4; 1.4: 8.5635; 1.5: 207.4068; 1.6: 231.4; 1.7: 92.56; 1.8: 8.4594; 1.9: 771.3333; 2: 24.5648; 2.1: 94.1976; 2.2: 631.6035; 2.3: 26.0779; 2.4: -424.1967; 2.5: -17.5144
| 2 | 35.65 | 1: 55.5244; 1.1: 207.1818; 1.2: 0.27784; 1.3: 231.725; 1.4: 8.5422; 1.5: 207.1818; 1.6: 231.725; 1.7: 92.69; 1.8: 8.4594; 1.9: 772.4167; 2: 24.5993; 2.1: 94.2009; 2.2: 633.3568; 2.3: 26.1136; 2.4: -426.1749; 2.5: -17.5714
| 2 | 35.7 | 1: 55.3862; 1.1: 206.956; 1.2: 0.27753; 1.3: 232.05; 1.4: 8.521; 1.5: 206.956; 1.6: 232.05; 1.7: 92.82; 1.8: 8.4594; 1.9: 773.5; 2: 24.6338; 2.1: 94.2041; 2.2: 635.1125; 2.3: 26.1493; 2.4: -428.1565; 2.5: -17.6284
| 2 | 35.75 | 1: 55.2482; 1.1: 206.7295; 1.2: 0.27723; 1.3: 232.375; 1.4: 8.4997; 1.5: 206.7295; 1.6: 232.375; 1.7: 92.95; 1.8: 8.4594; 1.9: 774.5833; 2: 24.6683; 2.1: 94.2074; 2.2: 636.8707; 2.3: 26.1851; 2.4: -430.1412; 2.5: -17.6853
| 2 | 35.8 | 1: 55.1103; 1.1: 206.5021; 1.2: 0.27692; 1.3: 232.7; 1.4: 8.4785; 1.5: 206.5021; 1.6: 232.7; 1.7: 93.08; 1.8: 8.4594; 1.9: 775.6667; 2: 24.7028; 2.1: 94.2107; 2.2: 638.6314; 2.3: 26.2208; 2.4: -432.1293; 2.5: -17.7423
| 2 | 35.85 | 1: 54.9727; 1.1: 206.2739; 1.2: 0.27662; 1.3: 233.025; 1.4: 8.4573; 1.5: 206.2739; 1.6: 233.025; 1.7: 93.21; 1.8: 8.4594; 1.9: 776.75; 2: 24.7373; 2.1: 94.2139; 2.2: 640.3945; 2.3: 26.2565; 2.4: -434.1206; 2.5: -17.7992
| 2 | 35.9 | 1: 54.8351; 1.1: 206.0449; 1.2: 0.27631; 1.3: 233.35; 1.4: 8.4362; 1.5: 206.0449; 1.6: 233.35; 1.7: 93.34; 1.8: 8.4594; 1.9: 777.8333; 2: 24.7718; 2.1: 94.2171; 2.2: 642.1601; 2.3: 26.2922; 2.4: -436.1152; 2.5: -17.856
| 2 | 35.95 | 1: 54.6978; 1.1: 205.8151; 1.2: 0.276; 1.3: 233.675; 1.4: 8.415; 1.5: 205.8151; 1.6: 233.675; 1.7: 93.47; 1.8: 8.4594; 1.9: 778.9167; 2: 24.8063; 2.1: 94.2203; 2.2: 643.9281; 2.3: 26.3279; 2.4: -438.113; 2.5: -17.9129
| 2 | 36 | 1: 54.5607; 1.1: 205.5846; 1.2: 0.27569; 1.3: 234; 1.4: 8.3939; 1.5: 205.5846; 1.6: 234; 1.7: 93.6; 1.8: 8.4594; 1.9: 780; 2: 24.8408; 2.1: 94.2235; 2.2: 645.6987; 2.3: 26.3637; 2.4: -440.1141; 2.5: -17.9697
| 2 | 36.05 | 1: 54.4237; 1.1: 205.3532; 1.2: 0.27538; 1.3: 234.325; 1.4: 8.3729; 1.5: 205.3532; 1.6: 234.325; 1.7: 93.73; 1.8: 8.4594; 1.9: 781.0833; 2: 24.8753; 2.1: 94.2267; 2.2: 647.4716; 2.3: 26.3994; 2.4: -442.1184; 2.5: -18.0265
| 2 | 36.1 | 1: 54.2869; 1.1: 205.1211; 1.2: 0.27507; 1.3: 234.65; 1.4: 8.3518; 1.5: 205.1211; 1.6: 234.65; 1.7: 93.86; 1.8: 8.4594; 1.9: 782.1667; 2: 24.9098; 2.1: 94.2299; 2.2: 649.2471; 2.3: 26.4351; 2.4: -444.126; 2.5: -18.0833
| 2 | 36.15 | 1: 54.1502; 1.1: 204.8881; 1.2: 0.27476; 1.3: 234.975; 1.4: 8.3308; 1.5: 204.8881; 1.6: 234.975; 1.7: 93.99; 1.8: 8.4594; 1.9: 783.25; 2: 24.9443; 2.1: 94.233; 2.2: 651.025; 2.3: 26.4708; 2.4: -446.1368; 2.5: -18.14
| 2 | 36.2 | 1: 54.0137; 1.1: 204.6544; 1.2: 0.27445; 1.3: 235.3; 1.4: 8.3098; 1.5: 204.6544; 1.6: 235.3; 1.7: 94.12; 1.8: 8.4594; 1.9: 784.3333; 2: 24.9788; 2.1: 94.2362; 2.2: 652.8053; 2.3: 26.5066; 2.4: -448.1509; 2.5: -18.1968
| 2 | 36.25 | 1: 53.8774; 1.1: 204.42; 1.2: 0.27413; 1.3: 235.625; 1.4: 8.2888; 1.5: 204.42; 1.6: 235.625; 1.7: 94.25; 1.8: 8.4594; 1.9: 785.4167; 2: 25.0133; 2.1: 94.2393; 2.2: 654.5882; 2.3: 26.5423; 2.4: -450.1682; 2.5: -18.2535
| 2 | 36.3 | 1: 53.7413; 1.1: 204.1847; 1.2: 0.27382; 1.3: 235.95; 1.4: 8.2679; 1.5: 204.1847; 1.6: 235.95; 1.7: 94.38; 1.8: 8.4594; 1.9: 786.5; 2: 25.0478; 2.1: 94.2424; 2.2: 656.3734; 2.3: 26.578; 2.4: -452.1887; 2.5: -18.3101
| 2 | 36.35 | 1: 53.6053; 1.1: 203.9487; 1.2: 0.2735; 1.3: 236.275; 1.4: 8.247; 1.5: 203.9487; 1.6: 236.275; 1.7: 94.51; 1.8: 8.4594; 1.9: 787.5833; 2: 25.0823; 2.1: 94.2455; 2.2: 658.1612; 2.3: 26.6138; 2.4: -454.2125; 2.5: -18.3668
| 2 | 36.4 | 1: 53.4696; 1.1: 203.7119; 1.2: 0.27318; 1.3: 236.6; 1.4: 8.2261; 1.5: 203.7119; 1.6: 236.6; 1.7: 94.64; 1.8: 8.4594; 1.9: 788.6667; 2: 25.1168; 2.1: 94.2486; 2.2: 659.9514; 2.3: 26.6495; 2.4: -456.2395; 2.5: -18.4234
| 2 | 36.45 | 1: 53.3339; 1.1: 203.4743; 1.2: 0.27286; 1.3: 236.925; 1.4: 8.2052; 1.5: 203.4743; 1.6: 236.925; 1.7: 94.77; 1.8: 8.4594; 1.9: 789.75; 2: 25.1513; 2.1: 94.2517; 2.2: 661.7441; 2.3: 26.6852; 2.4: -458.2697; 2.5: -18.48
| 2 | 36.5 | 1: 53.1985; 1.1: 203.236; 1.2: 0.27254; 1.3: 237.25; 1.4: 8.1844; 1.5: 203.236; 1.6: 237.25; 1.7: 94.9; 1.8: 8.4594; 1.9: 790.8333; 2: 25.1858; 2.1: 94.2548; 2.2: 663.5392; 2.3: 26.721; 2.4: -460.3032; 2.5: -18.5366
| 2 | 36.55 | 1: 53.0632; 1.1: 202.9969; 1.2: 0.27222; 1.3: 237.575; 1.4: 8.1636; 1.5: 202.9969; 1.6: 237.575; 1.7: 95.03; 1.8: 8.4594; 1.9: 791.9167; 2: 25.2203; 2.1: 94.2578; 2.2: 665.3368; 2.3: 26.7567; 2.4: -462.3399; 2.5: -18.5931
| 2 | 36.6 | 1: 52.9281; 1.1: 202.757; 1.2: 0.2719; 1.3: 237.9; 1.4: 8.1428; 1.5: 202.757; 1.6: 237.9; 1.7: 95.16; 1.8: 8.4594; 1.9: 793; 2: 25.2548; 2.1: 94.2609; 2.2: 667.1368; 2.3: 26.7924; 2.4: -464.3798; 2.5: -18.6496
| 2 | 36.65 | 1: 52.7932; 1.1: 202.5164; 1.2: 0.27158; 1.3: 238.225; 1.4: 8.122; 1.5: 202.5164; 1.6: 238.225; 1.7: 95.29; 1.8: 8.4594; 1.9: 794.0833; 2: 25.2893; 2.1: 94.2639; 2.2: 668.9393; 2.3: 26.8282; 2.4: -466.4229; 2.5: -18.7061
| 2 | 36.7 | 1: 52.6584; 1.1: 202.2751; 1.2: 0.27126; 1.3: 238.55; 1.4: 8.1013; 1.5: 202.2751; 1.6: 238.55; 1.7: 95.42; 1.8: 8.4594; 1.9: 795.1667; 2: 25.3238; 2.1: 94.2669; 2.2: 670.7443; 2.3: 26.8639; 2.4: -468.4692; 2.5: -18.7626
| 2 | 36.75 | 1: 52.5238; 1.1: 202.0329; 1.2: 0.27093; 1.3: 238.875; 1.4: 8.0806; 1.5: 202.0329; 1.6: 238.875; 1.7: 95.55; 1.8: 8.4594; 1.9: 796.25; 2: 25.3583; 2.1: 94.2699; 2.2: 672.5517; 2.3: 26.8996; 2.4: -470.5188; 2.5: -18.8191
| 2 | 36.8 | 1: 52.3894; 1.1: 201.7901; 1.2: 0.2706; 1.3: 239.2; 1.4: 8.0599; 1.5: 201.7901; 1.6: 239.2; 1.7: 95.68; 1.8: 8.4594; 1.9: 797.3333; 2: 25.3928; 2.1: 94.2729; 2.2: 674.3616; 2.3: 26.9354; 2.4: -472.5715; 2.5: -18.8755
| 2 | 36.85 | 1: 52.2552; 1.1: 201.5465; 1.2: 0.27028; 1.3: 239.525; 1.4: 8.0393; 1.5: 201.5465; 1.6: 239.525; 1.7: 95.81; 1.8: 8.4594; 1.9: 798.4167; 2: 25.4273; 2.1: 94.2759; 2.2: 676.1739; 2.3: 26.9711; 2.4: -474.6275; 2.5: -18.9319
| 2 | 36.9 | 1: 52.1211; 1.1: 201.3021; 1.2: 0.26995; 1.3: 239.85; 1.4: 8.0186; 1.5: 201.3021; 1.6: 239.85; 1.7: 95.94; 1.8: 8.4594; 1.9: 799.5; 2: 25.4618; 2.1: 94.2789; 2.2: 677.9887; 2.3: 27.0069; 2.4: -476.6866; 2.5: -18.9882
| 2 | 36.95 | 1: 51.9872; 1.1: 201.057; 1.2: 0.26962; 1.3: 240.175; 1.4: 7.998; 1.5: 201.057; 1.6: 240.175; 1.7: 96.07; 1.8: 8.4594; 1.9: 800.5833; 2: 25.4963; 2.1: 94.2819; 2.2: 679.806; 2.3: 27.0426; 2.4: -478.749; 2.5: -19.0446
| 2 | 37 | 1: 51.8535; 1.1: 200.8112; 1.2: 0.26929; 1.3: 240.5; 1.4: 7.9775; 1.5: 200.8112; 1.6: 240.5; 1.7: 96.2; 1.8: 8.4594; 1.9: 801.6667; 2: 25.5308; 2.1: 94.2848; 2.2: 681.6257; 2.3: 27.0784; 2.4: -480.8146; 2.5: -19.1009
| 2 | 37.05 | 1: 51.7199; 1.1: 200.5646; 1.2: 0.26896; 1.3: 240.825; 1.4: 7.9569; 1.5: 200.5646; 1.6: 240.825; 1.7: 96.33; 1.8: 8.4594; 1.9: 802.75; 2: 25.5653; 2.1: 94.2877; 2.2: 683.4479; 2.3: 27.1141; 2.4: -482.8833; 2.5: -19.1572
| 2 | 37.1 | 1: 51.5865; 1.1: 200.3173; 1.2: 0.26863; 1.3: 241.15; 1.4: 7.9364; 1.5: 200.3173; 1.6: 241.15; 1.7: 96.46; 1.8: 8.4594; 1.9: 803.8333; 2: 25.5998; 2.1: 94.2907; 2.2: 685.2725; 2.3: 27.1499; 2.4: -484.9553; 2.5: -19.2135
| 2 | 37.15 | 1: 51.4533; 1.1: 200.0692; 1.2: 0.2683; 1.3: 241.475; 1.4: 7.9159; 1.5: 200.0692; 1.6: 241.475; 1.7: 96.59; 1.8: 8.4594; 1.9: 804.9167; 2: 25.6343; 2.1: 94.2936; 2.2: 687.0996; 2.3: 27.1856; 2.4: -487.0304; 2.5: -19.2697
| 2 | 37.2 | 1: 51.3202; 1.1: 199.8205; 1.2: 0.26796; 1.3: 241.8; 1.4: 7.8954; 1.5: 199.8205; 1.6: 241.8; 1.7: 96.72; 1.8: 8.4594; 1.9: 806; 2: 25.6688; 2.1: 94.2965; 2.2: 688.9292; 2.3: 27.2214; 2.4: -489.1087; 2.5: -19.3259
| 2 | 37.25 | 1: 51.1874; 1.1: 199.571; 1.2: 0.26763; 1.3: 242.125; 1.4: 7.875; 1.5: 199.571; 1.6: 242.125; 1.7: 96.85; 1.8: 8.4594; 1.9: 807.0833; 2: 25.7033; 2.1: 94.2994; 2.2: 690.7612; 2.3: 27.2571; 2.4: -491.1902; 2.5: -19.3821
| 2 | 37.3 | 1: 51.0546; 1.1: 199.3207; 1.2: 0.26729; 1.3: 242.45; 1.4: 7.8546; 1.5: 199.3207; 1.6: 242.45; 1.7: 96.98; 1.8: 8.4594; 1.9: 808.1667; 2: 25.7378; 2.1: 94.3023; 2.2: 692.5957; 2.3: 27.2929; 2.4: -493.2749; 2.5: -19.4383
| 2 | 37.35 | 1: 50.9221; 1.1: 199.0698; 1.2: 0.26696; 1.3: 242.775; 1.4: 7.8342; 1.5: 199.0698; 1.6: 242.775; 1.7: 97.11; 1.8: 8.4594; 1.9: 809.25; 2: 25.7723; 2.1: 94.3051; 2.2: 694.4326; 2.3: 27.3286; 2.4: -495.3628; 2.5: -19.4945
| 2 | 37.4 | 1: 50.7897; 1.1: 198.8181; 1.2: 0.26662; 1.3: 243.1; 1.4: 7.8138; 1.5: 198.8181; 1.6: 243.1; 1.7: 97.24; 1.8: 8.4594; 1.9: 810.3333; 2: 25.8068; 2.1: 94.308; 2.2: 696.272; 2.3: 27.3644; 2.4: -497.4538; 2.5: -19.5506
| 2 | 37.45 | 1: 50.6575; 1.1: 198.5657; 1.2: 0.26628; 1.3: 243.425; 1.4: 7.7935; 1.5: 198.5657; 1.6: 243.425; 1.7: 97.37; 1.8: 8.4594; 1.9: 811.4167; 2: 25.8413; 2.1: 94.3108; 2.2: 698.1138; 2.3: 27.4001; 2.4: -499.548; 2.5: -19.6067
| 2 | 37.5 | 1: 50.5255; 1.1: 198.3127; 1.2: 0.26594; 1.3: 243.75; 1.4: 7.7732; 1.5: 198.3127; 1.6: 243.75; 1.7: 97.5; 1.8: 8.4594; 1.9: 812.5; 2: 25.8758; 2.1: 94.3137; 2.2: 699.9581; 2.3: 27.4359; 2.4: -501.6454; 2.5: -19.6627
| 2 | 37.55 | 1: 50.3937; 1.1: 198.0589; 1.2: 0.2656; 1.3: 244.075; 1.4: 7.7529; 1.5: 198.0589; 1.6: 244.075; 1.7: 97.63; 1.8: 8.4594; 1.9: 813.5833; 2: 25.9103; 2.1: 94.3165; 2.2: 701.8048; 2.3: 27.4716; 2.4: -503.746; 2.5: -19.7188
| 2 | 37.6 | 1: 50.262; 1.1: 197.8043; 1.2: 0.26526; 1.3: 244.4; 1.4: 7.7326; 1.5: 197.8043; 1.6: 244.4; 1.7: 97.76; 1.8: 8.4594; 1.9: 814.6667; 2: 25.9448; 2.1: 94.3193; 2.2: 703.654; 2.3: 27.5074; 2.4: -505.8497; 2.5: -19.7748
| 2 | 37.65 | 1: 50.1305; 1.1: 197.5491; 1.2: 0.26492; 1.3: 244.725; 1.4: 7.7124; 1.5: 197.5491; 1.6: 244.725; 1.7: 97.89; 1.8: 8.4594; 1.9: 815.75; 2: 25.9793; 2.1: 94.3221; 2.2: 705.5057; 2.3: 27.5432; 2.4: -507.9566; 2.5: -19.8308
| 2 | 37.7 | 1: 49.9991; 1.1: 197.2932; 1.2: 0.26457; 1.3: 245.05; 1.4: 7.6922; 1.5: 197.2932; 1.6: 245.05; 1.7: 98.02; 1.8: 8.4594; 1.9: 816.8333; 2: 26.0138; 2.1: 94.3249; 2.2: 707.3598; 2.3: 27.5789; 2.4: -510.0666; 2.5: -19.8867
| 2 | 37.75 | 1: 49.8679; 1.1: 197.0366; 1.2: 0.26423; 1.3: 245.375; 1.4: 7.672; 1.5: 197.0366; 1.6: 245.375; 1.7: 98.15; 1.8: 8.4594; 1.9: 817.9167; 2: 26.0483; 2.1: 94.3277; 2.2: 709.2164; 2.3: 27.6147; 2.4: -512.1798; 2.5: -19.9427
| 2 | 37.8 | 1: 49.7369; 1.1: 196.7792; 1.2: 0.26389; 1.3: 245.7; 1.4: 7.6518; 1.5: 196.7792; 1.6: 245.7; 1.7: 98.28; 1.8: 8.4594; 1.9: 819; 2: 26.0828; 2.1: 94.3305; 2.2: 711.0754; 2.3: 27.6504; 2.4: -514.2962; 2.5: -19.9986
| 2 | 37.85 | 1: 49.6061; 1.1: 196.5212; 1.2: 0.26354; 1.3: 246.025; 1.4: 7.6317; 1.5: 196.5212; 1.6: 246.025; 1.7: 98.41; 1.8: 8.4594; 1.9: 820.0833; 2: 26.1173; 2.1: 94.3333; 2.2: 712.9369; 2.3: 27.6862; 2.4: -516.4157; 2.5: -20.0545
| 2 | 37.9 | 1: 49.4755; 1.1: 196.2625; 1.2: 0.26319; 1.3: 246.35; 1.4: 7.6116; 1.5: 196.2625; 1.6: 246.35; 1.7: 98.54; 1.8: 8.4594; 1.9: 821.1667; 2: 26.1518; 2.1: 94.336; 2.2: 714.8008; 2.3: 27.722; 2.4: -518.5383; 2.5: -20.1104
| 2 | 37.95 | 1: 49.345; 1.1: 196.0031; 1.2: 0.26284; 1.3: 246.675; 1.4: 7.5915; 1.5: 196.0031; 1.6: 246.675; 1.7: 98.67; 1.8: 8.4594; 1.9: 822.25; 2: 26.1863; 2.1: 94.3388; 2.2: 716.6672; 2.3: 27.7577; 2.4: -520.6641; 2.5: -20.1662
| 2 | 38 | 1: 49.2146; 1.1: 195.743; 1.2: 0.2625; 1.3: 247; 1.4: 7.5715; 1.5: 195.743; 1.6: 247; 1.7: 98.8; 1.8: 8.4594; 1.9: 823.3333; 2: 26.2208; 2.1: 94.3415; 2.2: 718.5361; 2.3: 27.7935; 2.4: -522.7931; 2.5: -20.222
| 2 | 38.05 | 1: 49.0845; 1.1: 195.4822; 1.2: 0.26215; 1.3: 247.325; 1.4: 7.5515; 1.5: 195.4822; 1.6: 247.325; 1.7: 98.93; 1.8: 8.4594; 1.9: 824.4167; 2: 26.2553; 2.1: 94.3442; 2.2: 720.4074; 2.3: 27.8293; 2.4: -524.9251; 2.5: -20.2778
| 2 | 38.1 | 1: 48.9545; 1.1: 195.2208; 1.2: 0.2618; 1.3: 247.65; 1.4: 7.5315; 1.5: 195.2208; 1.6: 247.65; 1.7: 99.06; 1.8: 8.4594; 1.9: 825.5; 2: 26.2898; 2.1: 94.347; 2.2: 722.2812; 2.3: 27.865; 2.4: -527.0604; 2.5: -20.3336
| 2 | 38.15 | 1: 48.8247; 1.1: 194.9586; 1.2: 0.26144; 1.3: 247.975; 1.4: 7.5115; 1.5: 194.9586; 1.6: 247.975; 1.7: 99.19; 1.8: 8.4594; 1.9: 826.5833; 2: 26.3243; 2.1: 94.3497; 2.2: 724.1574; 2.3: 27.9008; 2.4: -529.1987; 2.5: -20.3893
| 2 | 38.2 | 1: 48.6951; 1.1: 194.6958; 1.2: 0.26109; 1.3: 248.3; 1.4: 7.4915; 1.5: 194.6958; 1.6: 248.3; 1.7: 99.32; 1.8: 8.4594; 1.9: 827.6667; 2: 26.3588; 2.1: 94.3524; 2.2: 726.036; 2.3: 27.9366; 2.4: -531.3402; 2.5: -20.445
| 2 | 38.25 | 1: 48.5656; 1.1: 194.4323; 1.2: 0.26074; 1.3: 248.625; 1.4: 7.4716; 1.5: 194.4323; 1.6: 248.625; 1.7: 99.45; 1.8: 8.4594; 1.9: 828.75; 2: 26.3933; 2.1: 94.355; 2.2: 727.9171; 2.3: 27.9723; 2.4: -533.4848; 2.5: -20.5007
| 2 | 38.3 | 1: 48.4363; 1.1: 194.1682; 1.2: 0.26038; 1.3: 248.95; 1.4: 7.4517; 1.5: 194.1682; 1.6: 248.95; 1.7: 99.58; 1.8: 8.4594; 1.9: 829.8333; 2: 26.4278; 2.1: 94.3577; 2.2: 729.8007; 2.3: 28.0081; 2.4: -535.6326; 2.5: -20.5564
| 2 | 38.35 | 1: 48.3072; 1.1: 193.9033; 1.2: 0.26003; 1.3: 249.275; 1.4: 7.4319; 1.5: 193.9033; 1.6: 249.275; 1.7: 99.71; 1.8: 8.4594; 1.9: 830.9167; 2: 26.4623; 2.1: 94.3604; 2.2: 731.6867; 2.3: 28.0439; 2.4: -537.7834; 2.5: -20.612
| 2 | 38.4 | 1: 48.1782; 1.1: 193.6378; 1.2: 0.25967; 1.3: 249.6; 1.4: 7.412; 1.5: 193.6378; 1.6: 249.6; 1.7: 99.84; 1.8: 8.4594; 1.9: 832; 2: 26.4968; 2.1: 94.3631; 2.2: 733.5752; 2.3: 28.0796; 2.4: -539.9374; 2.5: -20.6676
| 2 | 38.45 | 1: 48.0494; 1.1: 193.3717; 1.2: 0.25932; 1.3: 249.925; 1.4: 7.3922; 1.5: 193.3717; 1.6: 249.925; 1.7: 99.97; 1.8: 8.4594; 1.9: 833.0833; 2: 26.5313; 2.1: 94.3657; 2.2: 735.4662; 2.3: 28.1154; 2.4: -542.0945; 2.5: -20.7232
| 2 | 38.5 | 1: 47.9208; 1.1: 193.1048; 1.2: 0.25896; 1.3: 250.25; 1.4: 7.3724; 1.5: 193.1048; 1.6: 250.25; 1.7: 100.1; 1.8: 8.4594; 1.9: 834.1667; 2: 26.5658; 2.1: 94.3683; 2.2: 737.3595; 2.3: 28.1512; 2.4: -544.2547; 2.5: -20.7788
| 2 | 38.55 | 1: 47.7923; 1.1: 192.8373; 1.2: 0.2586; 1.3: 250.575; 1.4: 7.3527; 1.5: 192.8373; 1.6: 250.575; 1.7: 100.23; 1.8: 8.4594; 1.9: 835.25; 2: 26.6003; 2.1: 94.371; 2.2: 739.2554; 2.3: 28.187; 2.4: -546.418; 2.5: -20.8343
| 2 | 38.6 | 1: 47.6641; 1.1: 192.5692; 1.2: 0.25824; 1.3: 250.9; 1.4: 7.3329; 1.5: 192.5692; 1.6: 250.9; 1.7: 100.36; 1.8: 8.4594; 1.9: 836.3333; 2: 26.6348; 2.1: 94.3736; 2.2: 741.1537; 2.3: 28.2227; 2.4: -548.5845; 2.5: -20.8898
| 2 | 38.65 | 1: 47.536; 1.1: 192.3004; 1.2: 0.25788; 1.3: 251.225; 1.4: 7.3132; 1.5: 192.3004; 1.6: 251.225; 1.7: 100.49; 1.8: 8.4594; 1.9: 837.4167; 2: 26.6693; 2.1: 94.3762; 2.2: 743.0544; 2.3: 28.2585; 2.4: -550.754; 2.5: -20.9453
| 2 | 38.7 | 1: 47.408; 1.1: 192.0309; 1.2: 0.25752; 1.3: 251.55; 1.4: 7.2935; 1.5: 192.0309; 1.6: 251.55; 1.7: 100.62; 1.8: 8.4594; 1.9: 838.5; 2: 26.7038; 2.1: 94.3788; 2.2: 744.9576; 2.3: 28.2943; 2.4: -552.9267; 2.5: -21.0008
| 2 | 38.75 | 1: 47.2803; 1.1: 191.7608; 1.2: 0.25716; 1.3: 251.875; 1.4: 7.2739; 1.5: 191.7608; 1.6: 251.875; 1.7: 100.75; 1.8: 8.4594; 1.9: 839.5833; 2: 26.7383; 2.1: 94.3814; 2.2: 746.8632; 2.3: 28.3301; 2.4: -555.1024; 2.5: -21.0562
| 2 | 38.8 | 1: 47.1527; 1.1: 191.4901; 1.2: 0.25679; 1.3: 252.2; 1.4: 7.2543; 1.5: 191.4901; 1.6: 252.2; 1.7: 100.88; 1.8: 8.4594; 1.9: 840.6667; 2: 26.7728; 2.1: 94.384; 2.2: 748.7713; 2.3: 28.3658; 2.4: -557.2813; 2.5: -21.1116
| 2 | 38.85 | 1: 47.0252; 1.1: 191.2187; 1.2: 0.25643; 1.3: 252.525; 1.4: 7.2347; 1.5: 191.2187; 1.6: 252.525; 1.7: 101.01; 1.8: 8.4594; 1.9: 841.75; 2: 26.8073; 2.1: 94.3866; 2.2: 750.6819; 2.3: 28.4016; 2.4: -559.4632; 2.5: -21.167
| 2 | 38.9 | 1: 46.898; 1.1: 190.9466; 1.2: 0.25606; 1.3: 252.85; 1.4: 7.2151; 1.5: 190.9466; 1.6: 252.85; 1.7: 101.14; 1.8: 8.4594; 1.9: 842.8333; 2: 26.8418; 2.1: 94.3892; 2.2: 752.5949; 2.3: 28.4374; 2.4: -561.6482; 2.5: -21.2223
| 2 | 38.95 | 1: 46.7709; 1.1: 190.674; 1.2: 0.2557; 1.3: 253.175; 1.4: 7.1955; 1.5: 190.674; 1.6: 253.175; 1.7: 101.27; 1.8: 8.4594; 1.9: 843.9167; 2: 26.8763; 2.1: 94.3917; 2.2: 754.5103; 2.3: 28.4732; 2.4: -563.8364; 2.5: -21.2777
| 2 | 39 | 1: 46.644; 1.1: 190.4006; 1.2: 0.25533; 1.3: 253.5; 1.4: 7.176; 1.5: 190.4006; 1.6: 253.5; 1.7: 101.4; 1.8: 8.4594; 1.9: 845; 2: 26.9108; 2.1: 94.3943; 2.2: 756.4282; 2.3: 28.509; 2.4: -566.0276; 2.5: -21.333
| 2 | 39.05 | 1: 46.5172; 1.1: 190.1267; 1.2: 0.25496; 1.3: 253.825; 1.4: 7.1565; 1.5: 190.1267; 1.6: 253.825; 1.7: 101.53; 1.8: 8.4594; 1.9: 846.0833; 2: 26.9453; 2.1: 94.3968; 2.2: 758.3486; 2.3: 28.5447; 2.4: -568.2219; 2.5: -21.3882
| 2 | 39.1 | 1: 46.3906; 1.1: 189.8521; 1.2: 0.2546; 1.3: 254.15; 1.4: 7.137; 1.5: 189.8521; 1.6: 254.15; 1.7: 101.66; 1.8: 8.4594; 1.9: 847.1667; 2: 26.9798; 2.1: 94.3994; 2.2: 760.2714; 2.3: 28.5805; 2.4: -570.4193; 2.5: -21.4435
| 2 | 39.15 | 1: 46.2642; 1.1: 189.5769; 1.2: 0.25423; 1.3: 254.475; 1.4: 7.1176; 1.5: 189.5769; 1.6: 254.475; 1.7: 101.79; 1.8: 8.4594; 1.9: 848.25; 2: 27.0143; 2.1: 94.4019; 2.2: 762.1966; 2.3: 28.6163; 2.4: -572.6197; 2.5: -21.4987
| 2 | 39.2 | 1: 46.138; 1.1: 189.3011; 1.2: 0.25386; 1.3: 254.8; 1.4: 7.0982; 1.5: 189.3011; 1.6: 254.8; 1.7: 101.92; 1.8: 8.4594; 1.9: 849.3333; 2: 27.0488; 2.1: 94.4044; 2.2: 764.1243; 2.3: 28.6521; 2.4: -574.8232; 2.5: -21.5539
| 2 | 39.25 | 1: 46.0119; 1.1: 189.0246; 1.2: 0.25349; 1.3: 255.125; 1.4: 7.0788; 1.5: 189.0246; 1.6: 255.125; 1.7: 102.05; 1.8: 8.4594; 1.9: 850.4167; 2: 27.0833; 2.1: 94.4069; 2.2: 766.0545; 2.3: 28.6879; 2.4: -577.0298; 2.5: -21.6091
| 2 | 39.3 | 1: 45.886; 1.1: 188.7475; 1.2: 0.25311; 1.3: 255.45; 1.4: 7.0594; 1.5: 188.7475; 1.6: 255.45; 1.7: 102.18; 1.8: 8.4594; 1.9: 851.5; 2: 27.1178; 2.1: 94.4094; 2.2: 767.9871; 2.3: 28.7236; 2.4: -579.2395; 2.5: -21.6643
| 2 | 39.35 | 1: 45.7603; 1.1: 188.4698; 1.2: 0.25274; 1.3: 255.775; 1.4: 7.04; 1.5: 188.4698; 1.6: 255.775; 1.7: 102.31; 1.8: 8.4594; 1.9: 852.5833; 2: 27.1523; 2.1: 94.4119; 2.2: 769.9221; 2.3: 28.7594; 2.4: -581.4523; 2.5: -21.7194
| 2 | 39.4 | 1: 45.6347; 1.1: 188.1915; 1.2: 0.25237; 1.3: 256.1; 1.4: 7.0207; 1.5: 188.1915; 1.6: 256.1; 1.7: 102.44; 1.8: 8.4594; 1.9: 853.6667; 2: 27.1868; 2.1: 94.4144; 2.2: 771.8596; 2.3: 28.7952; 2.4: -583.6681; 2.5: -21.7745
| 2 | 39.45 | 1: 45.5093; 1.1: 187.9126; 1.2: 0.25199; 1.3: 256.425; 1.4: 7.0014; 1.5: 187.9126; 1.6: 256.425; 1.7: 102.57; 1.8: 8.4594; 1.9: 854.75; 2: 27.2213; 2.1: 94.4169; 2.2: 773.7995; 2.3: 28.831; 2.4: -585.8869; 2.5: -21.8296
| 2 | 39.5 | 1: 45.3841; 1.1: 187.6331; 1.2: 0.25162; 1.3: 256.75; 1.4: 6.9822; 1.5: 187.6331; 1.6: 256.75; 1.7: 102.7; 1.8: 8.4594; 1.9: 855.8333; 2: 27.2558; 2.1: 94.4194; 2.2: 775.7419; 2.3: 28.8668; 2.4: -588.1089; 2.5: -21.8846
| 2 | 39.55 | 1: 45.2591; 1.1: 187.3529; 1.2: 0.25124; 1.3: 257.075; 1.4: 6.9629; 1.5: 187.3529; 1.6: 257.075; 1.7: 102.83; 1.8: 8.4594; 1.9: 856.9167; 2: 27.2903; 2.1: 94.4218; 2.2: 777.6868; 2.3: 28.9026; 2.4: -590.3339; 2.5: -21.9396
| 2 | 39.6 | 1: 45.1342; 1.1: 187.0722; 1.2: 0.25087; 1.3: 257.4; 1.4: 6.9437; 1.5: 187.0722; 1.6: 257.4; 1.7: 102.96; 1.8: 8.4594; 1.9: 858; 2: 27.3248; 2.1: 94.4243; 2.2: 779.6341; 2.3: 28.9384; 2.4: -592.5619; 2.5: -21.9946
| 2 | 39.65 | 1: 45.0095; 1.1: 186.7908; 1.2: 0.25049; 1.3: 257.725; 1.4: 6.9245; 1.5: 186.7908; 1.6: 257.725; 1.7: 103.09; 1.8: 8.4594; 1.9: 859.0833; 2: 27.3593; 2.1: 94.4268; 2.2: 781.5838; 2.3: 28.9741; 2.4: -594.793; 2.5: -22.0496
| 2 | 39.7 | 1: 44.8849; 1.1: 186.5088; 1.2: 0.25011; 1.3: 258.05; 1.4: 6.9054; 1.5: 186.5088; 1.6: 258.05; 1.7: 103.22; 1.8: 8.4594; 1.9: 860.1667; 2: 27.3938; 2.1: 94.4292; 2.2: 783.536; 2.3: 29.0099; 2.4: -597.0271; 2.5: -22.1046
| 2 | 39.75 | 1: 44.7606; 1.1: 186.2263; 1.2: 0.24973; 1.3: 258.375; 1.4: 6.8862; 1.5: 186.2263; 1.6: 258.375; 1.7: 103.35; 1.8: 8.4594; 1.9: 861.25; 2: 27.4283; 2.1: 94.4316; 2.2: 785.4906; 2.3: 29.0457; 2.4: -599.2643; 2.5: -22.1595
| 2 | 39.8 | 1: 44.6364; 1.1: 185.9431; 1.2: 0.24935; 1.3: 258.7; 1.4: 6.8671; 1.5: 185.9431; 1.6: 258.7; 1.7: 103.48; 1.8: 8.4594; 1.9: 862.3333; 2: 27.4628; 2.1: 94.4341; 2.2: 787.4477; 2.3: 29.0815; 2.4: -601.5045; 2.5: -22.2144
| 2 | 39.85 | 1: 44.5123; 1.1: 185.6594; 1.2: 0.24897; 1.3: 259.025; 1.4: 6.848; 1.5: 185.6594; 1.6: 259.025; 1.7: 103.61; 1.8: 8.4594; 1.9: 863.4167; 2: 27.4973; 2.1: 94.4365; 2.2: 789.4072; 2.3: 29.1173; 2.4: -603.7478; 2.5: -22.2692
| 2 | 39.9 | 1: 44.3885; 1.1: 185.3751; 1.2: 0.24859; 1.3: 259.35; 1.4: 6.829; 1.5: 185.3751; 1.6: 259.35; 1.7: 103.74; 1.8: 8.4594; 1.9: 864.5; 2: 27.5318; 2.1: 94.4389; 2.2: 791.3692; 2.3: 29.1531; 2.4: -605.9941; 2.5: -22.3241
| 2 | 39.95 | 1: 44.2648; 1.1: 185.0902; 1.2: 0.24821; 1.3: 259.675; 1.4: 6.81; 1.5: 185.0902; 1.6: 259.675; 1.7: 103.87; 1.8: 8.4594; 1.9: 865.5833; 2: 27.5663; 2.1: 94.4413; 2.2: 793.3336; 2.3: 29.1889; 2.4: -608.2434; 2.5: -22.3789
| 2 | 40 | 1: 44.1412; 1.1: 184.8047; 1.2: 0.24783; 1.3: 260; 1.4: 6.791; 1.5: 184.8047; 1.6: 260; 1.7: 104; 1.8: 8.4594; 1.9: 866.6667; 2: 27.6008; 2.1: 94.4437; 2.2: 795.3005; 2.3: 29.2247; 2.4: -610.4958; 2.5: -22.4337
| 2 | 40.05 | 1: 44.0179; 1.1: 184.5186; 1.2: 0.24744; 1.3: 260.325; 1.4: 6.772; 1.5: 184.5186; 1.6: 260.325; 1.7: 104.13; 1.8: 8.4594; 1.9: 867.75; 2: 27.6354; 2.1: 94.4461; 2.2: 797.2698; 2.3: 29.2605; 2.4: -612.7512; 2.5: -22.4885
| 2 | 40.1 | 1: 43.8947; 1.1: 184.2319; 1.2: 0.24706; 1.3: 260.65; 1.4: 6.753; 1.5: 184.2319; 1.6: 260.65; 1.7: 104.26; 1.8: 8.4594; 1.9: 868.8333; 2: 27.6699; 2.1: 94.4485; 2.2: 799.2415; 2.3: 29.2962; 2.4: -615.0096; 2.5: -22.5432
| 2 | 40.15 | 1: 43.7717; 1.1: 183.9447; 1.2: 0.24667; 1.3: 260.975; 1.4: 6.7341; 1.5: 183.9447; 1.6: 260.975; 1.7: 104.39; 1.8: 8.4594; 1.9: 869.9167; 2: 27.7044; 2.1: 94.4508; 2.2: 801.2157; 2.3: 29.332; 2.4: -617.2711; 2.5: -22.5979
| 2 | 40.2 | 1: 43.6488; 1.1: 183.6568; 1.2: 0.24629; 1.3: 261.3; 1.4: 6.7152; 1.5: 183.6568; 1.6: 261.3; 1.7: 104.52; 1.8: 8.4594; 1.9: 871; 2: 27.7389; 2.1: 94.4532; 2.2: 803.1924; 2.3: 29.3678; 2.4: -619.5355; 2.5: -22.6526
| 2 | 40.25 | 1: 43.5262; 1.1: 183.3685; 1.2: 0.2459; 1.3: 261.625; 1.4: 6.6963; 1.5: 183.3685; 1.6: 261.625; 1.7: 104.65; 1.8: 8.4594; 1.9: 872.0833; 2: 27.7734; 2.1: 94.4556; 2.2: 805.1715; 2.3: 29.4036; 2.4: -621.803; 2.5: -22.7073
| 2 | 40.3 | 1: 43.4037; 1.1: 183.0795; 1.2: 0.24551; 1.3: 261.95; 1.4: 6.6775; 1.5: 183.0795; 1.6: 261.95; 1.7: 104.78; 1.8: 8.4594; 1.9: 873.1667; 2: 27.8079; 2.1: 94.4579; 2.2: 807.153; 2.3: 29.4394; 2.4: -624.0735; 2.5: -22.7619
| 2 | 40.35 | 1: 43.2813; 1.1: 182.79; 1.2: 0.24513; 1.3: 262.275; 1.4: 6.6587; 1.5: 182.79; 1.6: 262.275; 1.7: 104.91; 1.8: 8.4594; 1.9: 874.25; 2: 27.8424; 2.1: 94.4603; 2.2: 809.137; 2.3: 29.4752; 2.4: -626.347; 2.5: -22.8165
| 2 | 40.4 | 1: 43.1591; 1.1: 182.4999; 1.2: 0.24474; 1.3: 262.6; 1.4: 6.6399; 1.5: 182.4999; 1.6: 262.6; 1.7: 105.04; 1.8: 8.4594; 1.9: 875.3333; 2: 27.8769; 2.1: 94.4626; 2.2: 811.1234; 2.3: 29.511; 2.4: -628.6235; 2.5: -22.8711
| 2 | 40.45 | 1: 43.0372; 1.1: 182.2093; 1.2: 0.24435; 1.3: 262.925; 1.4: 6.6211; 1.5: 182.2093; 1.6: 262.925; 1.7: 105.17; 1.8: 8.4594; 1.9: 876.4167; 2: 27.9114; 2.1: 94.465; 2.2: 813.1123; 2.3: 29.5468; 2.4: -630.903; 2.5: -22.9257
| 2 | 40.5 | 1: 42.9153; 1.1: 181.9181; 1.2: 0.24396; 1.3: 263.25; 1.4: 6.6024; 1.5: 181.9181; 1.6: 263.25; 1.7: 105.3; 1.8: 8.4594; 1.9: 877.5; 2: 27.9459; 2.1: 94.4673; 2.2: 815.1036; 2.3: 29.5826; 2.4: -633.1855; 2.5: -22.9802
| 2 | 40.55 | 1: 42.7937; 1.1: 181.6263; 1.2: 0.24356; 1.3: 263.575; 1.4: 6.5836; 1.5: 181.6263; 1.6: 263.575; 1.7: 105.43; 1.8: 8.4594; 1.9: 878.5833; 2: 27.9804; 2.1: 94.4696; 2.2: 817.0973; 2.3: 29.6184; 2.4: -635.4711; 2.5: -23.0347
| 2 | 40.6 | 1: 42.6722; 1.1: 181.334; 1.2: 0.24317; 1.3: 263.9; 1.4: 6.5649; 1.5: 181.334; 1.6: 263.9; 1.7: 105.56; 1.8: 8.4594; 1.9: 879.6667; 2: 28.0149; 2.1: 94.4719; 2.2: 819.0935; 2.3: 29.6542; 2.4: -637.7596; 2.5: -23.0892
| 2 | 40.65 | 1: 42.5509; 1.1: 181.0411; 1.2: 0.24278; 1.3: 264.225; 1.4: 6.5463; 1.5: 181.0411; 1.6: 264.225; 1.7: 105.69; 1.8: 8.4594; 1.9: 880.75; 2: 28.0494; 2.1: 94.4742; 2.2: 821.0922; 2.3: 29.69; 2.4: -640.0511; 2.5: -23.1437
| 2 | 40.7 | 1: 42.4297; 1.1: 180.7477; 1.2: 0.24239; 1.3: 264.55; 1.4: 6.5276; 1.5: 180.7477; 1.6: 264.55; 1.7: 105.82; 1.8: 8.4594; 1.9: 881.8333; 2: 28.0839; 2.1: 94.4765; 2.2: 823.0933; 2.3: 29.7258; 2.4: -642.3456; 2.5: -23.1981
| 2 | 40.75 | 1: 42.3087; 1.1: 180.4537; 1.2: 0.24199; 1.3: 264.875; 1.4: 6.509; 1.5: 180.4537; 1.6: 264.875; 1.7: 105.95; 1.8: 8.4594; 1.9: 882.9167; 2: 28.1184; 2.1: 94.4788; 2.2: 825.0968; 2.3: 29.7616; 2.4: -644.6431; 2.5: -23.2525
| 2 | 40.8 | 1: 42.1879; 1.1: 180.1592; 1.2: 0.2416; 1.3: 265.2; 1.4: 6.4904; 1.5: 180.1592; 1.6: 265.2; 1.7: 106.08; 1.8: 8.4594; 1.9: 884; 2: 28.1529; 2.1: 94.4811; 2.2: 827.1028; 2.3: 29.7973; 2.4: -646.9435; 2.5: -23.3069
| 2 | 40.85 | 1: 42.0673; 1.1: 179.8642; 1.2: 0.2412; 1.3: 265.525; 1.4: 6.4719; 1.5: 179.8642; 1.6: 265.525; 1.7: 106.21; 1.8: 8.4594; 1.9: 885.0833; 2: 28.1874; 2.1: 94.4834; 2.2: 829.1112; 2.3: 29.8331; 2.4: -649.247; 2.5: -23.3613
| 2 | 40.9 | 1: 41.9468; 1.1: 179.5686; 1.2: 0.24081; 1.3: 265.85; 1.4: 6.4534; 1.5: 179.5686; 1.6: 265.85; 1.7: 106.34; 1.8: 8.4594; 1.9: 886.1667; 2: 28.2219; 2.1: 94.4857; 2.2: 831.1221; 2.3: 29.8689; 2.4: -651.5534; 2.5: -23.4156
| 2 | 40.95 | 1: 41.8265; 1.1: 179.2725; 1.2: 0.24041; 1.3: 266.175; 1.4: 6.4348; 1.5: 179.2725; 1.6: 266.175; 1.7: 106.47; 1.8: 8.4594; 1.9: 887.25; 2: 28.2564; 2.1: 94.488; 2.2: 833.1354; 2.3: 29.9047; 2.4: -653.8629; 2.5: -23.4699
| 2 | 41 | 1: 41.7064; 1.1: 178.9759; 1.2: 0.24001; 1.3: 266.5; 1.4: 6.4164; 1.5: 178.9759; 1.6: 266.5; 1.7: 106.6; 1.8: 8.4594; 1.9: 888.3333; 2: 28.2909; 2.1: 94.4902; 2.2: 835.1511; 2.3: 29.9405; 2.4: -656.1753; 2.5: -23.5242
| 2 | 41.05 | 1: 41.5864; 1.1: 178.6787; 1.2: 0.23961; 1.3: 266.825; 1.4: 6.3979; 1.5: 178.6787; 1.6: 266.825; 1.7: 106.73; 1.8: 8.4594; 1.9: 889.4167; 2: 28.3254; 2.1: 94.4925; 2.2: 837.1693; 2.3: 29.9763; 2.4: -658.4906; 2.5: -23.5784
| 2 | 41.1 | 1: 41.4666; 1.1: 178.381; 1.2: 0.23921; 1.3: 267.15; 1.4: 6.3795; 1.5: 178.381; 1.6: 267.15; 1.7: 106.86; 1.8: 8.4594; 1.9: 890.5; 2: 28.3599; 2.1: 94.4947; 2.2: 839.1899; 2.3: 30.0121; 2.4: -660.8089; 2.5: -23.6326
| 2 | 41.15 | 1: 41.347; 1.1: 178.0828; 1.2: 0.23881; 1.3: 267.475; 1.4: 6.3611; 1.5: 178.0828; 1.6: 267.475; 1.7: 106.99; 1.8: 8.4594; 1.9: 891.5833; 2: 28.3944; 2.1: 94.497; 2.2: 841.213; 2.3: 30.0479; 2.4: -663.1302; 2.5: -23.6868
| 2 | 41.2 | 1: 41.2275; 1.1: 177.784; 1.2: 0.23841; 1.3: 267.8; 1.4: 6.3427; 1.5: 177.784; 1.6: 267.8; 1.7: 107.12; 1.8: 8.4594; 1.9: 892.6667; 2: 28.4289; 2.1: 94.4992; 2.2: 843.2385; 2.3: 30.0837; 2.4: -665.4545; 2.5: -23.741
| 2 | 41.25 | 1: 41.1082; 1.1: 177.4848; 1.2: 0.23801; 1.3: 268.125; 1.4: 6.3243; 1.5: 177.4848; 1.6: 268.125; 1.7: 107.25; 1.8: 8.4594; 1.9: 893.75; 2: 28.4634; 2.1: 94.5014; 2.2: 845.2665; 2.3: 30.1195; 2.4: -667.7817; 2.5: -23.7952
| 2 | 41.3 | 1: 40.9891; 1.1: 177.185; 1.2: 0.23761; 1.3: 268.45; 1.4: 6.306; 1.5: 177.185; 1.6: 268.45; 1.7: 107.38; 1.8: 8.4594; 1.9: 894.8333; 2: 28.4979; 2.1: 94.5037; 2.2: 847.2969; 2.3: 30.1553; 2.4: -670.1119; 2.5: -23.8493
| 2 | 41.35 | 1: 40.8702; 1.1: 176.8847; 1.2: 0.23721; 1.3: 268.775; 1.4: 6.2877; 1.5: 176.8847; 1.6: 268.775; 1.7: 107.51; 1.8: 8.4594; 1.9: 895.9167; 2: 28.5324; 2.1: 94.5059; 2.2: 849.3297; 2.3: 30.1911; 2.4: -672.445; 2.5: -23.9034
| 2 | 41.4 | 1: 40.7514; 1.1: 176.5839; 1.2: 0.2368; 1.3: 269.1; 1.4: 6.2694; 1.5: 176.5839; 1.6: 269.1; 1.7: 107.64; 1.8: 8.4594; 1.9: 897; 2: 28.5669; 2.1: 94.5081; 2.2: 851.365; 2.3: 30.2269; 2.4: -674.7811; 2.5: -23.9575
| 2 | 41.45 | 1: 40.6328; 1.1: 176.2826; 1.2: 0.2364; 1.3: 269.425; 1.4: 6.2512; 1.5: 176.2826; 1.6: 269.425; 1.7: 107.77; 1.8: 8.4594; 1.9: 898.0833; 2: 28.6014; 2.1: 94.5103; 2.2: 853.4027; 2.3: 30.2627; 2.4: -677.1201; 2.5: -24.0115
| 2 | 41.5 | 1: 40.5143; 1.1: 175.9808; 1.2: 0.23599; 1.3: 269.75; 1.4: 6.233; 1.5: 175.9808; 1.6: 269.75; 1.7: 107.9; 1.8: 8.4594; 1.9: 899.1667; 2: 28.6359; 2.1: 94.5125; 2.2: 855.4429; 2.3: 30.2985; 2.4: -679.4621; 2.5: -24.0655
| 2 | 41.55 | 1: 40.3961; 1.1: 175.6784; 1.2: 0.23559; 1.3: 270.075; 1.4: 6.2148; 1.5: 175.6784; 1.6: 270.075; 1.7: 108.03; 1.8: 8.4594; 1.9: 900.25; 2: 28.6704; 2.1: 94.5147; 2.2: 857.4855; 2.3: 30.3343; 2.4: -681.807; 2.5: -24.1195
| 2 | 41.6 | 1: 40.278; 1.1: 175.3756; 1.2: 0.23518; 1.3: 270.4; 1.4: 6.1966; 1.5: 175.3756; 1.6: 270.4; 1.7: 108.16; 1.8: 8.4594; 1.9: 901.3333; 2: 28.7049; 2.1: 94.5169; 2.2: 859.5305; 2.3: 30.3701; 2.4: -684.1549; 2.5: -24.1735
| 2 | 41.65 | 1: 40.16; 1.1: 175.0723; 1.2: 0.23478; 1.3: 270.725; 1.4: 6.1785; 1.5: 175.0723; 1.6: 270.725; 1.7: 108.29; 1.8: 8.4594; 1.9: 902.4167; 2: 28.7394; 2.1: 94.5191; 2.2: 861.578; 2.3: 30.4059; 2.4: -686.5057; 2.5: -24.2274
| 2 | 41.7 | 1: 40.0423; 1.1: 174.7685; 1.2: 0.23437; 1.3: 271.05; 1.4: 6.1603; 1.5: 174.7685; 1.6: 271.05; 1.7: 108.42; 1.8: 8.4594; 1.9: 903.5; 2: 28.7739; 2.1: 94.5213; 2.2: 863.6279; 2.3: 30.4417; 2.4: -688.8594; 2.5: -24.2813
| 2 | 41.75 | 1: 39.9247; 1.1: 174.4642; 1.2: 0.23396; 1.3: 271.375; 1.4: 6.1423; 1.5: 174.4642; 1.6: 271.375; 1.7: 108.55; 1.8: 8.4594; 1.9: 904.5833; 2: 28.8084; 2.1: 94.5235; 2.2: 865.6803; 2.3: 30.4775; 2.4: -691.2161; 2.5: -24.3352
| 2 | 41.8 | 1: 39.8073; 1.1: 174.1594; 1.2: 0.23355; 1.3: 271.7; 1.4: 6.1242; 1.5: 174.1594; 1.6: 271.7; 1.7: 108.68; 1.8: 8.4594; 1.9: 905.6667; 2: 28.8429; 2.1: 94.5256; 2.2: 867.7351; 2.3: 30.5133; 2.4: -693.5757; 2.5: -24.3891
| 2 | 41.85 | 1: 39.69; 1.1: 173.8541; 1.2: 0.23314; 1.3: 272.025; 1.4: 6.1062; 1.5: 173.8541; 1.6: 272.025; 1.7: 108.81; 1.8: 8.4594; 1.9: 906.75; 2: 28.8774; 2.1: 94.5278; 2.2: 869.7923; 2.3: 30.5491; 2.4: -695.9382; 2.5: -24.4429
| 2 | 41.9 | 1: 39.5729; 1.1: 173.5484; 1.2: 0.23273; 1.3: 272.35; 1.4: 6.0881; 1.5: 173.5484; 1.6: 272.35; 1.7: 108.94; 1.8: 8.4594; 1.9: 907.8333; 2: 28.9119; 2.1: 94.53; 2.2: 871.852; 2.3: 30.5849; 2.4: -698.3036; 2.5: -24.4968
| 2 | 41.95 | 1: 39.456; 1.1: 173.2421; 1.2: 0.23232; 1.3: 272.675; 1.4: 6.0702; 1.5: 173.2421; 1.6: 272.675; 1.7: 109.07; 1.8: 8.4594; 1.9: 908.9167; 2: 28.9464; 2.1: 94.5321; 2.2: 873.9141; 2.3: 30.6207; 2.4: -700.672; 2.5: -24.5505
| 2 | 42 | 1: 39.3393; 1.1: 172.9354; 1.2: 0.23191; 1.3: 273; 1.4: 6.0522; 1.5: 172.9354; 1.6: 273; 1.7: 109.2; 1.8: 8.4594; 1.9: 910; 2: 28.9809; 2.1: 94.5343; 2.2: 875.9787; 2.3: 30.6565; 2.4: -703.0433; 2.5: -24.6043
| 2 | 42.05 | 1: 39.2227; 1.1: 172.6282; 1.2: 0.2315; 1.3: 273.325; 1.4: 6.0343; 1.5: 172.6282; 1.6: 273.325; 1.7: 109.33; 1.8: 8.4594; 1.9: 911.0833; 2: 29.0154; 2.1: 94.5364; 2.2: 878.0456; 2.3: 30.6923; 2.4: -705.4175; 2.5: -24.658
| 2 | 42.1 | 1: 39.1063; 1.1: 172.3205; 1.2: 0.23109; 1.3: 273.65; 1.4: 6.0164; 1.5: 172.3205; 1.6: 273.65; 1.7: 109.46; 1.8: 8.4594; 1.9: 912.1667; 2: 29.0499; 2.1: 94.5386; 2.2: 880.1151; 2.3: 30.7281; 2.4: -707.7946; 2.5: -24.7117
| 2 | 42.15 | 1: 38.99; 1.1: 172.0124; 1.2: 0.23067; 1.3: 273.975; 1.4: 5.9985; 1.5: 172.0124; 1.6: 273.975; 1.7: 109.59; 1.8: 8.4594; 1.9: 913.25; 2: 29.0844; 2.1: 94.5407; 2.2: 882.1869; 2.3: 30.7639; 2.4: -710.1746; 2.5: -24.7654
| 2 | 42.2 | 1: 38.874; 1.1: 171.7037; 1.2: 0.23026; 1.3: 274.3; 1.4: 5.9806; 1.5: 171.7037; 1.6: 274.3; 1.7: 109.72; 1.8: 8.4594; 1.9: 914.3333; 2: 29.1189; 2.1: 94.5428; 2.2: 884.2612; 2.3: 30.7997; 2.4: -712.5575; 2.5: -24.8191
| 2 | 42.25 | 1: 38.7581; 1.1: 171.3947; 1.2: 0.22984; 1.3: 274.625; 1.4: 5.9628; 1.5: 171.3947; 1.6: 274.625; 1.7: 109.85; 1.8: 8.4594; 1.9: 915.4167; 2: 29.1534; 2.1: 94.5449; 2.2: 886.338; 2.3: 30.8355; 2.4: -714.9433; 2.5: -24.8727
| 2 | 42.3 | 1: 38.6423; 1.1: 171.0851; 1.2: 0.22943; 1.3: 274.95; 1.4: 5.945; 1.5: 171.0851; 1.6: 274.95; 1.7: 109.98; 1.8: 8.4594; 1.9: 916.5; 2: 29.1879; 2.1: 94.5471; 2.2: 888.4172; 2.3: 30.8713; 2.4: -717.332; 2.5: -24.9263
| 2 | 42.35 | 1: 38.5268; 1.1: 170.7751; 1.2: 0.22901; 1.3: 275.275; 1.4: 5.9272; 1.5: 170.7751; 1.6: 275.275; 1.7: 110.11; 1.8: 8.4594; 1.9: 917.5833; 2: 29.2224; 2.1: 94.5492; 2.2: 890.4988; 2.3: 30.9071; 2.4: -719.7237; 2.5: -24.9799
| 2 | 42.4 | 1: 38.4114; 1.1: 170.4647; 1.2: 0.2286; 1.3: 275.6; 1.4: 5.9094; 1.5: 170.4647; 1.6: 275.6; 1.7: 110.24; 1.8: 8.4594; 1.9: 918.6667; 2: 29.2569; 2.1: 94.5513; 2.2: 892.5828; 2.3: 30.9429; 2.4: -722.1182; 2.5: -25.0334
| 2 | 42.45 | 1: 38.2962; 1.1: 170.1538; 1.2: 0.22818; 1.3: 275.925; 1.4: 5.8917; 1.5: 170.1538; 1.6: 275.925; 1.7: 110.37; 1.8: 8.4594; 1.9: 919.75; 2: 29.2914; 2.1: 94.5534; 2.2: 894.6693; 2.3: 30.9787; 2.4: -724.5156; 2.5: -25.087
| 2 | 42.5 | 1: 38.1811; 1.1: 169.8424; 1.2: 0.22776; 1.3: 276.25; 1.4: 5.874; 1.5: 169.8424; 1.6: 276.25; 1.7: 110.5; 1.8: 8.4594; 1.9: 920.8333; 2: 29.3259; 2.1: 94.5555; 2.2: 896.7583; 2.3: 31.0145; 2.4: -726.9159; 2.5: -25.1405
| 2 | 42.55 | 1: 38.0662; 1.1: 169.5306; 1.2: 0.22734; 1.3: 276.575; 1.4: 5.8563; 1.5: 169.5306; 1.6: 276.575; 1.7: 110.63; 1.8: 8.4594; 1.9: 921.9167; 2: 29.3604; 2.1: 94.5576; 2.2: 898.8496; 2.3: 31.0503; 2.4: -729.319; 2.5: -25.1939
| 2 | 42.6 | 1: 37.9515; 1.1: 169.2183; 1.2: 0.22693; 1.3: 276.9; 1.4: 5.8387; 1.5: 169.2183; 1.6: 276.9; 1.7: 110.76; 1.8: 8.4594; 1.9: 923; 2: 29.3949; 2.1: 94.5597; 2.2: 900.9434; 2.3: 31.0861; 2.4: -731.7251; 2.5: -25.2474
| 2 | 42.65 | 1: 37.837; 1.1: 168.9056; 1.2: 0.22651; 1.3: 277.225; 1.4: 5.8211; 1.5: 168.9056; 1.6: 277.225; 1.7: 110.89; 1.8: 8.4594; 1.9: 924.0833; 2: 29.4294; 2.1: 94.5617; 2.2: 903.0397; 2.3: 31.1219; 2.4: -734.134; 2.5: -25.3008
| 2 | 42.7 | 1: 37.7226; 1.1: 168.5925; 1.2: 0.22609; 1.3: 277.55; 1.4: 5.8035; 1.5: 168.5925; 1.6: 277.55; 1.7: 111.02; 1.8: 8.4594; 1.9: 925.1667; 2: 29.4639; 2.1: 94.5638; 2.2: 905.1383; 2.3: 31.1577; 2.4: -736.5459; 2.5: -25.3542
| 2 | 42.75 | 1: 37.6084; 1.1: 168.2789; 1.2: 0.22567; 1.3: 277.875; 1.4: 5.7859; 1.5: 168.2789; 1.6: 277.875; 1.7: 111.15; 1.8: 8.4594; 1.9: 926.25; 2: 29.4984; 2.1: 94.5659; 2.2: 907.2394; 2.3: 31.1935; 2.4: -738.9606; 2.5: -25.4076
| 2 | 42.8 | 1: 37.4944; 1.1: 167.9649; 1.2: 0.22524; 1.3: 278.2; 1.4: 5.7684; 1.5: 167.9649; 1.6: 278.2; 1.7: 111.28; 1.8: 8.4594; 1.9: 927.3333; 2: 29.5329; 2.1: 94.568; 2.2: 909.343; 2.3: 31.2293; 2.4: -741.3781; 2.5: -25.4609
| 2 | 42.85 | 1: 37.3805; 1.1: 167.6504; 1.2: 0.22482; 1.3: 278.525; 1.4: 5.7509; 1.5: 167.6504; 1.6: 278.525; 1.7: 111.41; 1.8: 8.4594; 1.9: 928.4167; 2: 29.5674; 2.1: 94.57; 2.2: 911.449; 2.3: 31.2651; 2.4: -743.7985; 2.5: -25.5142
| 2 | 42.9 | 1: 37.2668; 1.1: 167.3355; 1.2: 0.2244; 1.3: 278.85; 1.4: 5.7334; 1.5: 167.3355; 1.6: 278.85; 1.7: 111.54; 1.8: 8.4594; 1.9: 929.5; 2: 29.6019; 2.1: 94.5721; 2.2: 913.5574; 2.3: 31.3009; 2.4: -746.2218; 2.5: -25.5675
| 2 | 42.95 | 1: 37.1533; 1.1: 167.0202; 1.2: 0.22398; 1.3: 279.175; 1.4: 5.7159; 1.5: 167.0202; 1.6: 279.175; 1.7: 111.67; 1.8: 8.4594; 1.9: 930.5833; 2: 29.6364; 2.1: 94.5741; 2.2: 915.6682; 2.3: 31.3367; 2.4: -748.648; 2.5: -25.6208
| 2 | 43 | 1: 37.04; 1.1: 166.7045; 1.2: 0.22355; 1.3: 279.5; 1.4: 5.6985; 1.5: 166.7045; 1.6: 279.5; 1.7: 111.8; 1.8: 8.4594; 1.9: 931.6667; 2: 29.6709; 2.1: 94.5762; 2.2: 917.7815; 2.3: 31.3725; 2.4: -751.077; 2.5: -25.674
| 2 | 43.05 | 1: 36.9268; 1.1: 166.3883; 1.2: 0.22313; 1.3: 279.825; 1.4: 5.681; 1.5: 166.3883; 1.6: 279.825; 1.7: 111.93; 1.8: 8.4594; 1.9: 932.75; 2: 29.7054; 2.1: 94.5782; 2.2: 919.8972; 2.3: 31.4083; 2.4: -753.5089; 2.5: -25.7273
| 2 | 43.1 | 1: 36.8138; 1.1: 166.0718; 1.2: 0.22271; 1.3: 280.15; 1.4: 5.6637; 1.5: 166.0718; 1.6: 280.15; 1.7: 112.06; 1.8: 8.4594; 1.9: 933.8333; 2: 29.7399; 2.1: 94.5803; 2.2: 922.0154; 2.3: 31.4441; 2.4: -755.9436; 2.5: -25.7804
| 2 | 43.15 | 1: 36.7009; 1.1: 165.7548; 1.2: 0.22228; 1.3: 280.475; 1.4: 5.6463; 1.5: 165.7548; 1.6: 280.475; 1.7: 112.19; 1.8: 8.4594; 1.9: 934.9167; 2: 29.7744; 2.1: 94.5823; 2.2: 924.136; 2.3: 31.4799; 2.4: -758.3812; 2.5: -25.8336
| 2 | 43.2 | 1: 36.5882; 1.1: 165.4374; 1.2: 0.22186; 1.3: 280.8; 1.4: 5.629; 1.5: 165.4374; 1.6: 280.8; 1.7: 112.32; 1.8: 8.4594; 1.9: 936; 2: 29.8089; 2.1: 94.5843; 2.2: 926.259; 2.3: 31.5157; 2.4: -760.8217; 2.5: -25.8867
| 2 | 43.25 | 1: 36.4757; 1.1: 165.1195; 1.2: 0.22143; 1.3: 281.125; 1.4: 5.6117; 1.5: 165.1195; 1.6: 281.125; 1.7: 112.45; 1.8: 8.4594; 1.9: 937.0833; 2: 29.8434; 2.1: 94.5864; 2.2: 928.3845; 2.3: 31.5515; 2.4: -763.2649; 2.5: -25.9398
| 2 | 43.3 | 1: 36.3634; 1.1: 164.8013; 1.2: 0.221; 1.3: 281.45; 1.4: 5.5944; 1.5: 164.8013; 1.6: 281.45; 1.7: 112.58; 1.8: 8.4594; 1.9: 938.1667; 2: 29.8779; 2.1: 94.5884; 2.2: 930.5124; 2.3: 31.5873; 2.4: -765.7111; 2.5: -25.9929
| 2 | 43.35 | 1: 36.2512; 1.1: 164.4827; 1.2: 0.22057; 1.3: 281.775; 1.4: 5.5771; 1.5: 164.4827; 1.6: 281.775; 1.7: 112.71; 1.8: 8.4594; 1.9: 939.25; 2: 29.9124; 2.1: 94.5904; 2.2: 932.6427; 2.3: 31.6231; 2.4: -768.16; 2.5: -26.046
| 2 | 43.4 | 1: 36.1392; 1.1: 164.1637; 1.2: 0.22015; 1.3: 282.1; 1.4: 5.5599; 1.5: 164.1637; 1.6: 282.1; 1.7: 112.84; 1.8: 8.4594; 1.9: 940.3333; 2: 29.9469; 2.1: 94.5924; 2.2: 934.7755; 2.3: 31.6589; 2.4: -770.6118; 2.5: -26.099
| 2 | 43.45 | 1: 36.0274; 1.1: 163.8442; 1.2: 0.21972; 1.3: 282.425; 1.4: 5.5427; 1.5: 163.8442; 1.6: 282.425; 1.7: 112.97; 1.8: 8.4594; 1.9: 941.4167; 2: 29.9814; 2.1: 94.5944; 2.2: 936.9107; 2.3: 31.6947; 2.4: -773.0664; 2.5: -26.152
| 2 | 43.5 | 1: 35.9157; 1.1: 163.5244; 1.2: 0.21929; 1.3: 282.75; 1.4: 5.5255; 1.5: 163.5244; 1.6: 282.75; 1.7: 113.1; 1.8: 8.4594; 1.9: 942.5; 2: 30.0159; 2.1: 94.5964; 2.2: 939.0483; 2.3: 31.7305; 2.4: -775.5239; 2.5: -26.205
| 2 | 43.55 | 1: 35.8043; 1.1: 163.2042; 1.2: 0.21886; 1.3: 283.075; 1.4: 5.5083; 1.5: 163.2042; 1.6: 283.075; 1.7: 113.23; 1.8: 8.4594; 1.9: 943.5833; 2: 30.0504; 2.1: 94.5984; 2.2: 941.1884; 2.3: 31.7663; 2.4: -777.9842; 2.5: -26.258
| 2 | 43.6 | 1: 35.6929; 1.1: 162.8836; 1.2: 0.21843; 1.3: 283.4; 1.4: 5.4912; 1.5: 162.8836; 1.6: 283.4; 1.7: 113.36; 1.8: 8.4594; 1.9: 944.6667; 2: 30.0849; 2.1: 94.6004; 2.2: 943.3309; 2.3: 31.8021; 2.4: -780.4473; 2.5: -26.3109
| 2 | 43.65 | 1: 35.5818; 1.1: 162.5625; 1.2: 0.218; 1.3: 283.725; 1.4: 5.4741; 1.5: 162.5625; 1.6: 283.725; 1.7: 113.49; 1.8: 8.4594; 1.9: 945.75; 2: 30.1194; 2.1: 94.6024; 2.2: 945.4758; 2.3: 31.8379; 2.4: -782.9132; 2.5: -26.3638
| 2 | 43.7 | 1: 35.4708; 1.1: 162.2412; 1.2: 0.21757; 1.3: 284.05; 1.4: 5.457; 1.5: 162.2412; 1.6: 284.05; 1.7: 113.62; 1.8: 8.4594; 1.9: 946.8333; 2: 30.1539; 2.1: 94.6044; 2.2: 947.6232; 2.3: 31.8737; 2.4: -785.382; 2.5: -26.4167
| 2 | 43.75 | 1: 35.36; 1.1: 161.9194; 1.2: 0.21714; 1.3: 284.375; 1.4: 5.44; 1.5: 161.9194; 1.6: 284.375; 1.7: 113.75; 1.8: 8.4594; 1.9: 947.9167; 2: 30.1884; 2.1: 94.6064; 2.2: 949.773; 2.3: 31.9095; 2.4: -787.8536; 2.5: -26.4695
| 2 | 43.8 | 1: 35.2494; 1.1: 161.5972; 1.2: 0.21671; 1.3: 284.7; 1.4: 5.423; 1.5: 161.5972; 1.6: 284.7; 1.7: 113.88; 1.8: 8.4594; 1.9: 949; 2: 30.2229; 2.1: 94.6084; 2.2: 951.9252; 2.3: 31.9453; 2.4: -790.328; 2.5: -26.5223
| 2 | 43.85 | 1: 35.1389; 1.1: 161.2747; 1.2: 0.21627; 1.3: 285.025; 1.4: 5.406; 1.5: 161.2747; 1.6: 285.025; 1.7: 114.01; 1.8: 8.4594; 1.9: 950.0833; 2: 30.2574; 2.1: 94.6104; 2.2: 954.0799; 2.3: 31.9811; 2.4: -792.8052; 2.5: -26.5751
| 2 | 43.9 | 1: 35.0286; 1.1: 160.9518; 1.2: 0.21584; 1.3: 285.35; 1.4: 5.389; 1.5: 160.9518; 1.6: 285.35; 1.7: 114.14; 1.8: 8.4594; 1.9: 951.1667; 2: 30.2919; 2.1: 94.6123; 2.2: 956.2369; 2.3: 32.0169; 2.4: -795.2852; 2.5: -26.6279
| 2 | 43.95 | 1: 34.9185; 1.1: 160.6285; 1.2: 0.21541; 1.3: 285.675; 1.4: 5.3721; 1.5: 160.6285; 1.6: 285.675; 1.7: 114.27; 1.8: 8.4594; 1.9: 952.25; 2: 30.3264; 2.1: 94.6143; 2.2: 958.3965; 2.3: 32.0527; 2.4: -797.768; 2.5: -26.6806
| 2 | 44 | 1: 34.8085; 1.1: 160.3048; 1.2: 0.21497; 1.3: 286; 1.4: 5.3552; 1.5: 160.3048; 1.6: 286; 1.7: 114.4; 1.8: 8.4594; 1.9: 953.3333; 2: 30.3609; 2.1: 94.6163; 2.2: 960.5584; 2.3: 32.0885; 2.4: -800.2536; 2.5: -26.7333
| 2 | 44.05 | 1: 34.6987; 1.1: 159.9808; 1.2: 0.21454; 1.3: 286.325; 1.4: 5.3383; 1.5: 159.9808; 1.6: 286.325; 1.7: 114.53; 1.8: 8.4594; 1.9: 954.4167; 2: 30.3954; 2.1: 94.6182; 2.2: 962.7228; 2.3: 32.1243; 2.4: -802.742; 2.5: -26.786
| 2 | 44.1 | 1: 34.5891; 1.1: 159.6564; 1.2: 0.2141; 1.3: 286.65; 1.4: 5.3214; 1.5: 159.6564; 1.6: 286.65; 1.7: 114.66; 1.8: 8.4594; 1.9: 955.5; 2: 30.4299; 2.1: 94.6202; 2.2: 964.8897; 2.3: 32.1601; 2.4: -805.2332; 2.5: -26.8387
| 2 | 44.15 | 1: 34.4797; 1.1: 159.3317; 1.2: 0.21367; 1.3: 286.975; 1.4: 5.3046; 1.5: 159.3317; 1.6: 286.975; 1.7: 114.79; 1.8: 8.4594; 1.9: 956.5833; 2: 30.4644; 2.1: 94.6221; 2.2: 967.0589; 2.3: 32.1959; 2.4: -807.7272; 2.5: -26.8913
| 2 | 44.2 | 1: 34.3704; 1.1: 159.0066; 1.2: 0.21323; 1.3: 287.3; 1.4: 5.2878; 1.5: 159.0066; 1.6: 287.3; 1.7: 114.92; 1.8: 8.4594; 1.9: 957.6667; 2: 30.4989; 2.1: 94.6241; 2.2: 969.2306; 2.3: 32.2317; 2.4: -810.224; 2.5: -26.9439
| 2 | 44.25 | 1: 34.2613; 1.1: 158.6811; 1.2: 0.21279; 1.3: 287.625; 1.4: 5.271; 1.5: 158.6811; 1.6: 287.625; 1.7: 115.05; 1.8: 8.4594; 1.9: 958.75; 2: 30.5334; 2.1: 94.626; 2.2: 971.4047; 2.3: 32.2675; 2.4: -812.7236; 2.5: -26.9965
| 2 | 44.3 | 1: 34.1523; 1.1: 158.3553; 1.2: 0.21236; 1.3: 287.95; 1.4: 5.2542; 1.5: 158.3553; 1.6: 287.95; 1.7: 115.18; 1.8: 8.4594; 1.9: 959.8333; 2: 30.5679; 2.1: 94.628; 2.2: 973.5813; 2.3: 32.3033; 2.4: -815.226; 2.5: -27.0491
| 2 | 44.35 | 1: 34.0436; 1.1: 158.0291; 1.2: 0.21192; 1.3: 288.275; 1.4: 5.2375; 1.5: 158.0291; 1.6: 288.275; 1.7: 115.31; 1.8: 8.4594; 1.9: 960.9167; 2: 30.6024; 2.1: 94.6299; 2.2: 975.7603; 2.3: 32.3391; 2.4: -817.7311; 2.5: -27.1016
| 2 | 44.4 | 1: 33.935; 1.1: 157.7026; 1.2: 0.21148; 1.3: 288.6; 1.4: 5.2208; 1.5: 157.7026; 1.6: 288.6; 1.7: 115.44; 1.8: 8.4594; 1.9: 962; 2: 30.6369; 2.1: 94.6318; 2.2: 977.9417; 2.3: 32.3749; 2.4: -820.2391; 2.5: -27.1541
| 2 | 44.45 | 1: 33.8266; 1.1: 157.3758; 1.2: 0.21104; 1.3: 288.925; 1.4: 5.2041; 1.5: 157.3758; 1.6: 288.925; 1.7: 115.57; 1.8: 8.4594; 1.9: 963.0833; 2: 30.6714; 2.1: 94.6337; 2.2: 980.1255; 2.3: 32.4107; 2.4: -822.7498; 2.5: -27.2066
| 2 | 44.5 | 1: 33.7183; 1.1: 157.0486; 1.2: 0.21061; 1.3: 289.25; 1.4: 5.1874; 1.5: 157.0486; 1.6: 289.25; 1.7: 115.7; 1.8: 8.4594; 1.9: 964.1667; 2: 30.7059; 2.1: 94.6357; 2.2: 982.3118; 2.3: 32.4465; 2.4: -825.2632; 2.5: -27.2591
| 2 | 44.55 | 1: 33.6102; 1.1: 156.721; 1.2: 0.21017; 1.3: 289.575; 1.4: 5.1708; 1.5: 156.721; 1.6: 289.575; 1.7: 115.83; 1.8: 8.4594; 1.9: 965.25; 2: 30.7404; 2.1: 94.6376; 2.2: 984.5005; 2.3: 32.4823; 2.4: -827.7795; 2.5: -27.3115
| 2 | 44.6 | 1: 33.5023; 1.1: 156.3932; 1.2: 0.20973; 1.3: 289.9; 1.4: 5.1542; 1.5: 156.3932; 1.6: 289.9; 1.7: 115.96; 1.8: 8.4594; 1.9: 966.3333; 2: 30.7749; 2.1: 94.6395; 2.2: 986.6917; 2.3: 32.5181; 2.4: -830.2985; 2.5: -27.3639
| 2 | 44.65 | 1: 33.3945; 1.1: 156.065; 1.2: 0.20929; 1.3: 290.225; 1.4: 5.1376; 1.5: 156.065; 1.6: 290.225; 1.7: 116.09; 1.8: 8.4594; 1.9: 967.4167; 2: 30.8094; 2.1: 94.6414; 2.2: 988.8853; 2.3: 32.5539; 2.4: -832.8203; 2.5: -27.4163
| 2 | 44.7 | 1: 33.287; 1.1: 155.7364; 1.2: 0.20885; 1.3: 290.55; 1.4: 5.1211; 1.5: 155.7364; 1.6: 290.55; 1.7: 116.22; 1.8: 8.4594; 1.9: 968.5; 2: 30.8439; 2.1: 94.6433; 2.2: 991.0813; 2.3: 32.5897; 2.4: -835.3448; 2.5: -27.4686
| 2 | 44.75 | 1: 33.1796; 1.1: 155.4075; 1.2: 0.2084; 1.3: 290.875; 1.4: 5.1045; 1.5: 155.4075; 1.6: 290.875; 1.7: 116.35; 1.8: 8.4594; 1.9: 969.5833; 2: 30.8785; 2.1: 94.6452; 2.2: 993.2797; 2.3: 32.6255; 2.4: -837.8721; 2.5: -27.5209
| 2 | 44.8 | 1: 33.0723; 1.1: 155.0784; 1.2: 0.20796; 1.3: 291.2; 1.4: 5.0881; 1.5: 155.0784; 1.6: 291.2; 1.7: 116.48; 1.8: 8.4594; 1.9: 970.6667; 2: 30.913; 2.1: 94.6471; 2.2: 995.4806; 2.3: 32.6613; 2.4: -840.4022; 2.5: -27.5732
| 2 | 44.85 | 1: 32.9653; 1.1: 154.7488; 1.2: 0.20752; 1.3: 291.525; 1.4: 5.0716; 1.5: 154.7488; 1.6: 291.525; 1.7: 116.61; 1.8: 8.4594; 1.9: 971.75; 2: 30.9475; 2.1: 94.649; 2.2: 997.6839; 2.3: 32.6971; 2.4: -842.935; 2.5: -27.6255
| 2 | 44.9 | 1: 32.8584; 1.1: 154.419; 1.2: 0.20708; 1.3: 291.85; 1.4: 5.0551; 1.5: 154.419; 1.6: 291.85; 1.7: 116.74; 1.8: 8.4594; 1.9: 972.8333; 2: 30.982; 2.1: 94.6509; 2.2: 999.8896; 2.3: 32.7329; 2.4: -845.4706; 2.5: -27.6777
| 2 | 44.95 | 1: 32.7516; 1.1: 154.0888; 1.2: 0.20664; 1.3: 292.175; 1.4: 5.0387; 1.5: 154.0888; 1.6: 292.175; 1.7: 116.87; 1.8: 8.4594; 1.9: 973.9167; 2: 31.0165; 2.1: 94.6528; 2.2: 1002.0977; 2.3: 32.7687; 2.4: -848.0089; 2.5: -27.7299
| 2 | 45 | 1: 32.6451; 1.1: 153.7584; 1.2: 0.20619; 1.3: 292.5; 1.4: 5.0223; 1.5: 153.7584; 1.6: 292.5; 1.7: 117; 1.8: 8.4594; 1.9: 975; 2: 31.051; 2.1: 94.6547; 2.2: 1004.3083; 2.3: 32.8045; 2.4: -850.55; 2.5: -27.7821
| 2 | 45.05 | 1: 32.5387; 1.1: 153.4276; 1.2: 0.20575; 1.3: 292.825; 1.4: 5.006; 1.5: 153.4276; 1.6: 292.825; 1.7: 117.13; 1.8: 8.4594; 1.9: 976.0833; 2: 31.0855; 2.1: 94.6566; 2.2: 1006.5214; 2.3: 32.8402; 2.4: -853.0938; 2.5: -27.8343
| 2 | 45.1 | 1: 32.4325; 1.1: 153.0965; 1.2: 0.20531; 1.3: 293.15; 1.4: 4.9896; 1.5: 153.0965; 1.6: 293.15; 1.7: 117.26; 1.8: 8.4594; 1.9: 977.1667; 2: 31.12; 2.1: 94.6585; 2.2: 1008.7368; 2.3: 32.876; 2.4: -855.6403; 2.5: -27.8864
| 2 | 45.15 | 1: 32.3265; 1.1: 152.7651; 1.2: 0.20486; 1.3: 293.475; 1.4: 4.9733; 1.5: 152.7651; 1.6: 293.475; 1.7: 117.39; 1.8: 8.4594; 1.9: 978.25; 2: 31.1545; 2.1: 94.6603; 2.2: 1010.9547; 2.3: 32.9118; 2.4: -858.1896; 2.5: -27.9385
| 2 | 45.2 | 1: 32.2206; 1.1: 152.4334; 1.2: 0.20442; 1.3: 293.8; 1.4: 4.957; 1.5: 152.4334; 1.6: 293.8; 1.7: 117.52; 1.8: 8.4594; 1.9: 979.3333; 2: 31.189; 2.1: 94.6622; 2.2: 1013.175; 2.3: 32.9476; 2.4: -860.7416; 2.5: -27.9906
| 2 | 45.25 | 1: 32.1149; 1.1: 152.1014; 1.2: 0.20397; 1.3: 294.125; 1.4: 4.9408; 1.5: 152.1014; 1.6: 294.125; 1.7: 117.65; 1.8: 8.4594; 1.9: 980.4167; 2: 31.2235; 2.1: 94.6641; 2.2: 1015.3977; 2.3: 32.9834; 2.4: -863.2963; 2.5: -28.0427
| 2 | 45.3 | 1: 32.0094; 1.1: 151.7691; 1.2: 0.20353; 1.3: 294.45; 1.4: 4.9245; 1.5: 151.7691; 1.6: 294.45; 1.7: 117.78; 1.8: 8.4594; 1.9: 981.5; 2: 31.258; 2.1: 94.6659; 2.2: 1017.6229; 2.3: 33.0192; 2.4: -865.8538; 2.5: -28.0947
| 2 | 45.35 | 1: 31.904; 1.1: 151.4366; 1.2: 0.20308; 1.3: 294.775; 1.4: 4.9083; 1.5: 151.4366; 1.6: 294.775; 1.7: 117.91; 1.8: 8.4594; 1.9: 982.5833; 2: 31.2925; 2.1: 94.6678; 2.2: 1019.8505; 2.3: 33.055; 2.4: -868.414; 2.5: -28.1467
| 2 | 45.4 | 1: 31.7988; 1.1: 151.1037; 1.2: 0.20263; 1.3: 295.1; 1.4: 4.8921; 1.5: 151.1037; 1.6: 295.1; 1.7: 118.04; 1.8: 8.4594; 1.9: 983.6667; 2: 31.327; 2.1: 94.6697; 2.2: 1022.0805; 2.3: 33.0908; 2.4: -870.9769; 2.5: -28.1987
| 2 | 45.45 | 1: 31.6938; 1.1: 150.7705; 1.2: 0.20219; 1.3: 295.425; 1.4: 4.876; 1.5: 150.7705; 1.6: 295.425; 1.7: 118.17; 1.8: 8.4594; 1.9: 984.75; 2: 31.3615; 2.1: 94.6715; 2.2: 1024.313; 2.3: 33.1266; 2.4: -873.5425; 2.5: -28.2506
| 2 | 45.5 | 1: 31.5889; 1.1: 150.4371; 1.2: 0.20174; 1.3: 295.75; 1.4: 4.8598; 1.5: 150.4371; 1.6: 295.75; 1.7: 118.3; 1.8: 8.4594; 1.9: 985.8333; 2: 31.396; 2.1: 94.6734; 2.2: 1026.5479; 2.3: 33.1624; 2.4: -876.1108; 2.5: -28.3026
| 2 | 45.55 | 1: 31.4843; 1.1: 150.1033; 1.2: 0.20129; 1.3: 296.075; 1.4: 4.8437; 1.5: 150.1033; 1.6: 296.075; 1.7: 118.43; 1.8: 8.4594; 1.9: 986.9167; 2: 31.4305; 2.1: 94.6752; 2.2: 1028.7852; 2.3: 33.1982; 2.4: -878.6819; 2.5: -28.3545
| 2 | 45.6 | 1: 31.3798; 1.1: 149.7693; 1.2: 0.20084; 1.3: 296.4; 1.4: 4.8277; 1.5: 149.7693; 1.6: 296.4; 1.7: 118.56; 1.8: 8.4594; 1.9: 988; 2: 31.465; 2.1: 94.677; 2.2: 1031.025; 2.3: 33.234; 2.4: -881.2557; 2.5: -28.4063
| 2 | 45.65 | 1: 31.2754; 1.1: 149.435; 1.2: 0.2004; 1.3: 296.725; 1.4: 4.8116; 1.5: 149.435; 1.6: 296.725; 1.7: 118.69; 1.8: 8.4594; 1.9: 989.0833; 2: 31.4995; 2.1: 94.6789; 2.2: 1033.2671; 2.3: 33.2698; 2.4: -883.8321; 2.5: -28.4582
| 2 | 45.7 | 1: 31.1713; 1.1: 149.1004; 1.2: 0.19995; 1.3: 297.05; 1.4: 4.7956; 1.5: 149.1004; 1.6: 297.05; 1.7: 118.82; 1.8: 8.4594; 1.9: 990.1667; 2: 31.534; 2.1: 94.6807; 2.2: 1035.5118; 2.3: 33.3056; 2.4: -886.4113; 2.5: -28.51
| 2 | 45.75 | 1: 31.0673; 1.1: 148.7656; 1.2: 0.1995; 1.3: 297.375; 1.4: 4.7796; 1.5: 148.7656; 1.6: 297.375; 1.7: 118.95; 1.8: 8.4594; 1.9: 991.25; 2: 31.5685; 2.1: 94.6826; 2.2: 1037.7588; 2.3: 33.3414; 2.4: -888.9932; 2.5: -28.5618
| 2 | 45.8 | 1: 30.9634; 1.1: 148.4305; 1.2: 0.19905; 1.3: 297.7; 1.4: 4.7636; 1.5: 148.4305; 1.6: 297.7; 1.7: 119.08; 1.8: 8.4594; 1.9: 992.3333; 2: 31.603; 2.1: 94.6844; 2.2: 1040.0083; 2.3: 33.3772; 2.4: -891.5778; 2.5: -28.6136
| 2 | 45.85 | 1: 30.8598; 1.1: 148.0951; 1.2: 0.1986; 1.3: 298.025; 1.4: 4.7477; 1.5: 148.0951; 1.6: 298.025; 1.7: 119.21; 1.8: 8.4594; 1.9: 993.4167; 2: 31.6375; 2.1: 94.6862; 2.2: 1042.2602; 2.3: 33.413; 2.4: -894.1651; 2.5: -28.6653
| 2 | 45.9 | 1: 30.7563; 1.1: 147.7595; 1.2: 0.19815; 1.3: 298.35; 1.4: 4.7317; 1.5: 147.7595; 1.6: 298.35; 1.7: 119.34; 1.8: 8.4594; 1.9: 994.5; 2: 31.672; 2.1: 94.688; 2.2: 1044.5145; 2.3: 33.4488; 2.4: -896.755; 2.5: -28.717
| 2 | 45.95 | 1: 30.653; 1.1: 147.4236; 1.2: 0.1977; 1.3: 298.675; 1.4: 4.7158; 1.5: 147.4236; 1.6: 298.675; 1.7: 119.47; 1.8: 8.4594; 1.9: 995.5833; 2: 31.7065; 2.1: 94.6899; 2.2: 1046.7713; 2.3: 33.4846; 2.4: -899.3477; 2.5: -28.7687
| 2 | 46 | 1: 30.5499; 1.1: 147.0874; 1.2: 0.19725; 1.3: 299; 1.4: 4.7; 1.5: 147.0874; 1.6: 299; 1.7: 119.6; 1.8: 8.4594; 1.9: 996.6667; 2: 31.741; 2.1: 94.6917; 2.2: 1049.0304; 2.3: 33.5203; 2.4: -901.943; 2.5: -28.8204
| 2 | 46.05 | 1: 30.4469; 1.1: 146.751; 1.2: 0.1968; 1.3: 299.325; 1.4: 4.6841; 1.5: 146.751; 1.6: 299.325; 1.7: 119.73; 1.8: 8.4594; 1.9: 997.75; 2: 31.7755; 2.1: 94.6935; 2.2: 1051.2921; 2.3: 33.5561; 2.4: -904.541; 2.5: -28.872
| 2 | 46.1 | 1: 30.3441; 1.1: 146.4143; 1.2: 0.19634; 1.3: 299.65; 1.4: 4.6683; 1.5: 146.4143; 1.6: 299.65; 1.7: 119.86; 1.8: 8.4594; 1.9: 998.8333; 2: 31.81; 2.1: 94.6953; 2.2: 1053.5561; 2.3: 33.5919; 2.4: -907.1418; 2.5: -28.9236
| 2 | 46.15 | 1: 30.2415; 1.1: 146.0774; 1.2: 0.19589; 1.3: 299.975; 1.4: 4.6525; 1.5: 146.0774; 1.6: 299.975; 1.7: 119.99; 1.8: 8.4594; 1.9: 999.9167; 2: 31.8445; 2.1: 94.6971; 2.2: 1055.8226; 2.3: 33.6277; 2.4: -909.7451; 2.5: -28.9752
| 2 | 46.2 | 1: 30.139; 1.1: 145.7403; 1.2: 0.19544; 1.3: 300.3; 1.4: 4.6368; 1.5: 145.7403; 1.6: 300.3; 1.7: 120.12; 1.8: 8.4594; 1.9: 1001; 2: 31.879; 2.1: 94.6989; 2.2: 1058.0915; 2.3: 33.6635; 2.4: -912.3512; 2.5: -29.0267
| 2 | 46.25 | 1: 30.0367; 1.1: 145.4029; 1.2: 0.19499; 1.3: 300.625; 1.4: 4.621; 1.5: 145.4029; 1.6: 300.625; 1.7: 120.25; 1.8: 8.4594; 1.9: 1002.0833; 2: 31.9135; 2.1: 94.7007; 2.2: 1060.3628; 2.3: 33.6993; 2.4: -914.9599; 2.5: -29.0783
| 2 | 46.3 | 1: 29.9346; 1.1: 145.0652; 1.2: 0.19454; 1.3: 300.95; 1.4: 4.6053; 1.5: 145.0652; 1.6: 300.95; 1.7: 120.38; 1.8: 8.4594; 1.9: 1003.1667; 2: 31.948; 2.1: 94.7025; 2.2: 1062.6366; 2.3: 33.7351; 2.4: -917.5713; 2.5: -29.1298
| 2 | 46.35 | 1: 29.8327; 1.1: 144.7273; 1.2: 0.19408; 1.3: 301.275; 1.4: 4.5896; 1.5: 144.7273; 1.6: 301.275; 1.7: 120.51; 1.8: 8.4594; 1.9: 1004.25; 2: 31.9825; 2.1: 94.7043; 2.2: 1064.9128; 2.3: 33.7709; 2.4: -920.1854; 2.5: -29.1812
| 2 | 46.4 | 1: 29.7309; 1.1: 144.3892; 1.2: 0.19363; 1.3: 301.6; 1.4: 4.574; 1.5: 144.3892; 1.6: 301.6; 1.7: 120.64; 1.8: 8.4594; 1.9: 1005.3333; 2: 32.017; 2.1: 94.7061; 2.2: 1067.1914; 2.3: 33.8067; 2.4: -922.8022; 2.5: -29.2327
| 2 | 46.45 | 1: 29.6293; 1.1: 144.0509; 1.2: 0.19318; 1.3: 301.925; 1.4: 4.5584; 1.5: 144.0509; 1.6: 301.925; 1.7: 120.77; 1.8: 8.4594; 1.9: 1006.4167; 2: 32.0515; 2.1: 94.7079; 2.2: 1069.4724; 2.3: 33.8425; 2.4: -925.4216; 2.5: -29.2841
| 2 | 46.5 | 1: 29.5279; 1.1: 143.7123; 1.2: 0.19272; 1.3: 302.25; 1.4: 4.5428; 1.5: 143.7123; 1.6: 302.25; 1.7: 120.9; 1.8: 8.4594; 1.9: 1007.5; 2: 32.086; 2.1: 94.7096; 2.2: 1071.7559; 2.3: 33.8783; 2.4: -928.0436; 2.5: -29.3355
| 2 | 46.55 | 1: 29.4267; 1.1: 143.3735; 1.2: 0.19227; 1.3: 302.575; 1.4: 4.5272; 1.5: 143.3735; 1.6: 302.575; 1.7: 121.03; 1.8: 8.4594; 1.9: 1008.5833; 2: 32.1205; 2.1: 94.7114; 2.2: 1074.0418; 2.3: 33.9141; 2.4: -930.6683; 2.5: -29.3869
| 2 | 46.6 | 1: 29.3256; 1.1: 143.0345; 1.2: 0.19181; 1.3: 302.9; 1.4: 4.5116; 1.5: 143.0345; 1.6: 302.9; 1.7: 121.16; 1.8: 8.4594; 1.9: 1009.6667; 2: 32.155; 2.1: 94.7132; 2.2: 1076.3302; 2.3: 33.9498; 2.4: -933.2957; 2.5: -29.4382
| 2 | 46.65 | 1: 29.2247; 1.1: 142.6952; 1.2: 0.19136; 1.3: 303.225; 1.4: 4.4961; 1.5: 142.6952; 1.6: 303.225; 1.7: 121.29; 1.8: 8.4594; 1.9: 1010.75; 2: 32.1895; 2.1: 94.715; 2.2: 1078.6209; 2.3: 33.9856; 2.4: -935.9257; 2.5: -29.4895
| 2 | 46.7 | 1: 29.1239; 1.1: 142.3558; 1.2: 0.1909; 1.3: 303.55; 1.4: 4.4806; 1.5: 142.3558; 1.6: 303.55; 1.7: 121.42; 1.8: 8.4594; 1.9: 1011.8333; 2: 32.224; 2.1: 94.7167; 2.2: 1080.9141; 2.3: 34.0214; 2.4: -938.5584; 2.5: -29.5408
| 2 | 46.75 | 1: 29.0234; 1.1: 142.0161; 1.2: 0.19045; 1.3: 303.875; 1.4: 4.4651; 1.5: 142.0161; 1.6: 303.875; 1.7: 121.55; 1.8: 8.4594; 1.9: 1012.9167; 2: 32.2585; 2.1: 94.7185; 2.2: 1083.2098; 2.3: 34.0572; 2.4: -941.1937; 2.5: -29.5921
| 2 | 46.8 | 1: 28.923; 1.1: 141.6762; 1.2: 0.18999; 1.3: 304.2; 1.4: 4.4497; 1.5: 141.6762; 1.6: 304.2; 1.7: 121.68; 1.8: 8.4594; 1.9: 1014; 2: 32.293; 2.1: 94.7203; 2.2: 1085.5078; 2.3: 34.093; 2.4: -943.8316; 2.5: -29.6433
| 2 | 46.85 | 1: 28.8227; 1.1: 141.3361; 1.2: 0.18953; 1.3: 304.525; 1.4: 4.4343; 1.5: 141.3361; 1.6: 304.525; 1.7: 121.81; 1.8: 8.4594; 1.9: 1015.0833; 2: 32.3275; 2.1: 94.722; 2.2: 1087.8083; 2.3: 34.1288; 2.4: -946.4722; 2.5: -29.6945
| 2 | 46.9 | 1: 28.7227; 1.1: 140.9958; 1.2: 0.18908; 1.3: 304.85; 1.4: 4.4189; 1.5: 140.9958; 1.6: 304.85; 1.7: 121.94; 1.8: 8.4594; 1.9: 1016.1667; 2: 32.362; 2.1: 94.7238; 2.2: 1090.1112; 2.3: 34.1646; 2.4: -949.1154; 2.5: -29.7457
| 2 | 46.95 | 1: 28.6228; 1.1: 140.6553; 1.2: 0.18862; 1.3: 305.175; 1.4: 4.4035; 1.5: 140.6553; 1.6: 305.175; 1.7: 122.07; 1.8: 8.4594; 1.9: 1017.25; 2: 32.3965; 2.1: 94.7255; 2.2: 1092.4165; 2.3: 34.2004; 2.4: -951.7612; 2.5: -29.7969
| 2 | 47 | 1: 28.5231; 1.1: 140.3146; 1.2: 0.18816; 1.3: 305.5; 1.4: 4.3882; 1.5: 140.3146; 1.6: 305.5; 1.7: 122.2; 1.8: 8.4594; 1.9: 1018.3333; 2: 32.431; 2.1: 94.7273; 2.2: 1094.7243; 2.3: 34.2362; 2.4: -954.4097; 2.5: -29.848
| 2 | 47.05 | 1: 28.4236; 1.1: 139.9737; 1.2: 0.18771; 1.3: 305.825; 1.4: 4.3729; 1.5: 139.9737; 1.6: 305.825; 1.7: 122.33; 1.8: 8.4594; 1.9: 1019.4167; 2: 32.4655; 2.1: 94.729; 2.2: 1097.0345; 2.3: 34.272; 2.4: -957.0608; 2.5: -29.8991
| 2 | 47.1 | 1: 28.3242; 1.1: 139.6326; 1.2: 0.18725; 1.3: 306.15; 1.4: 4.3576; 1.5: 139.6326; 1.6: 306.15; 1.7: 122.46; 1.8: 8.4594; 1.9: 1020.5; 2: 32.5; 2.1: 94.7308; 2.2: 1099.3471; 2.3: 34.3077; 2.4: -959.7146; 2.5: -29.9502
| 2 | 47.15 | 1: 28.225; 1.1: 139.2913; 1.2: 0.18679; 1.3: 306.475; 1.4: 4.3423; 1.5: 139.2913; 1.6: 306.475; 1.7: 122.59; 1.8: 8.4594; 1.9: 1021.5833; 2: 32.5345; 2.1: 94.7325; 2.2: 1101.6622; 2.3: 34.3435; 2.4: -962.3709; 2.5: -30.0012
| 2 | 47.2 | 1: 28.126; 1.1: 138.9498; 1.2: 0.18633; 1.3: 306.8; 1.4: 4.3271; 1.5: 138.9498; 1.6: 306.8; 1.7: 122.72; 1.8: 8.4594; 1.9: 1022.6667; 2: 32.569; 2.1: 94.7343; 2.2: 1103.9797; 2.3: 34.3793; 2.4: -965.0299; 2.5: -30.0523
| 2 | 47.25 | 1: 28.0271; 1.1: 138.6082; 1.2: 0.18588; 1.3: 307.125; 1.4: 4.3119; 1.5: 138.6082; 1.6: 307.125; 1.7: 122.85; 1.8: 8.4594; 1.9: 1023.75; 2: 32.6035; 2.1: 94.736; 2.2: 1106.2996; 2.3: 34.4151; 2.4: -967.6914; 2.5: -30.1032
| 2 | 47.3 | 1: 27.9285; 1.1: 138.2663; 1.2: 0.18542; 1.3: 307.45; 1.4: 4.2967; 1.5: 138.2663; 1.6: 307.45; 1.7: 122.98; 1.8: 8.4594; 1.9: 1024.8333; 2: 32.638; 2.1: 94.7377; 2.2: 1108.622; 2.3: 34.4509; 2.4: -970.3556; 2.5: -30.1542
| 2 | 47.35 | 1: 27.8299; 1.1: 137.9243; 1.2: 0.18496; 1.3: 307.775; 1.4: 4.2815; 1.5: 137.9243; 1.6: 307.775; 1.7: 123.11; 1.8: 8.4594; 1.9: 1025.9167; 2: 32.6725; 2.1: 94.7395; 2.2: 1110.9467; 2.3: 34.4867; 2.4: -973.0224; 2.5: -30.2052
| 2 | 47.4 | 1: 27.7316; 1.1: 137.5821; 1.2: 0.1845; 1.3: 308.1; 1.4: 4.2664; 1.5: 137.5821; 1.6: 308.1; 1.7: 123.24; 1.8: 8.4594; 1.9: 1027; 2: 32.707; 2.1: 94.7412; 2.2: 1113.2739; 2.3: 34.5225; 2.4: -975.6919; 2.5: -30.2561
| 2 | 47.45 | 1: 27.6335; 1.1: 137.2397; 1.2: 0.18404; 1.3: 308.425; 1.4: 4.2513; 1.5: 137.2397; 1.6: 308.425; 1.7: 123.37; 1.8: 8.4594; 1.9: 1028.0833; 2: 32.7415; 2.1: 94.7429; 2.2: 1115.6036; 2.3: 34.5583; 2.4: -978.3639; 2.5: -30.307
| 2 | 47.5 | 1: 27.5355; 1.1: 136.8972; 1.2: 0.18358; 1.3: 308.75; 1.4: 4.2362; 1.5: 136.8972; 1.6: 308.75; 1.7: 123.5; 1.8: 8.4594; 1.9: 1029.1667; 2: 32.776; 2.1: 94.7446; 2.2: 1117.9356; 2.3: 34.5941; 2.4: -981.0385; 2.5: -30.3578
| 2 | 47.55 | 1: 27.4377; 1.1: 136.5544; 1.2: 0.18312; 1.3: 309.075; 1.4: 4.2212; 1.5: 136.5544; 1.6: 309.075; 1.7: 123.63; 1.8: 8.4594; 1.9: 1030.25; 2: 32.8105; 2.1: 94.7463; 2.2: 1120.2701; 2.3: 34.6298; 2.4: -983.7157; 2.5: -30.4087
| 2 | 47.6 | 1: 27.34; 1.1: 136.2116; 1.2: 0.18266; 1.3: 309.4; 1.4: 4.2062; 1.5: 136.2116; 1.6: 309.4; 1.7: 123.76; 1.8: 8.4594; 1.9: 1031.3333; 2: 32.845; 2.1: 94.7481; 2.2: 1122.6071; 2.3: 34.6656; 2.4: -986.3955; 2.5: -30.4595
| 2 | 47.65 | 1: 27.2425; 1.1: 135.8685; 1.2: 0.1822; 1.3: 309.725; 1.4: 4.1912; 1.5: 135.8685; 1.6: 309.725; 1.7: 123.89; 1.8: 8.4594; 1.9: 1032.4167; 2: 32.8795; 2.1: 94.7498; 2.2: 1124.9464; 2.3: 34.7014; 2.4: -989.0779; 2.5: -30.5103
| 2 | 47.7 | 1: 27.1452; 1.1: 135.5253; 1.2: 0.18174; 1.3: 310.05; 1.4: 4.1762; 1.5: 135.5253; 1.6: 310.05; 1.7: 124.02; 1.8: 8.4594; 1.9: 1033.5; 2: 32.914; 2.1: 94.7515; 2.2: 1127.2882; 2.3: 34.7372; 2.4: -991.7629; 2.5: -30.561
| 2 | 47.75 | 1: 27.0481; 1.1: 135.182; 1.2: 0.18128; 1.3: 310.375; 1.4: 4.1612; 1.5: 135.182; 1.6: 310.375; 1.7: 124.15; 1.8: 8.4594; 1.9: 1034.5833; 2: 32.9485; 2.1: 94.7532; 2.2: 1129.6324; 2.3: 34.773; 2.4: -994.4505; 2.5: -30.6117
| 2 | 47.8 | 1: 26.9512; 1.1: 134.8384; 1.2: 0.18082; 1.3: 310.7; 1.4: 4.1463; 1.5: 134.8384; 1.6: 310.7; 1.7: 124.28; 1.8: 8.4594; 1.9: 1035.6667; 2: 32.983; 2.1: 94.7549; 2.2: 1131.9791; 2.3: 34.8088; 2.4: -997.1406; 2.5: -30.6624
| 2 | 47.85 | 1: 26.8544; 1.1: 134.4948; 1.2: 0.18036; 1.3: 311.025; 1.4: 4.1314; 1.5: 134.4948; 1.6: 311.025; 1.7: 124.41; 1.8: 8.4594; 1.9: 1036.75; 2: 33.0175; 2.1: 94.7566; 2.2: 1134.3281; 2.3: 34.8446; 2.4: -999.8334; 2.5: -30.7131
| 2 | 47.9 | 1: 26.7578; 1.1: 134.151; 1.2: 0.1799; 1.3: 311.35; 1.4: 4.1166; 1.5: 134.151; 1.6: 311.35; 1.7: 124.54; 1.8: 8.4594; 1.9: 1037.8333; 2: 33.052; 2.1: 94.7583; 2.2: 1136.6796; 2.3: 34.8803; 2.4: -1002.5287; 2.5: -30.7638
| 2 | 47.95 | 1: 26.6613; 1.1: 133.807; 1.2: 0.17944; 1.3: 311.675; 1.4: 4.1017; 1.5: 133.807; 1.6: 311.675; 1.7: 124.67; 1.8: 8.4594; 1.9: 1038.9167; 2: 33.0865; 2.1: 94.76; 2.2: 1139.0336; 2.3: 34.9161; 2.4: -1005.2266; 2.5: -30.8144
| 2 | 48 | 1: 26.5651; 1.1: 133.4629; 1.2: 0.17898; 1.3: 312; 1.4: 4.0869; 1.5: 133.4629; 1.6: 312; 1.7: 124.8; 1.8: 8.4594; 1.9: 1040; 2: 33.121; 2.1: 94.7617; 2.2: 1141.3899; 2.3: 34.9519; 2.4: -1007.927; 2.5: -30.865
| 2 | 48.05 | 1: 26.469; 1.1: 133.1187; 1.2: 0.17852; 1.3: 312.325; 1.4: 4.0722; 1.5: 133.1187; 1.6: 312.325; 1.7: 124.93; 1.8: 8.4594; 1.9: 1041.0833; 2: 33.1555; 2.1: 94.7633; 2.2: 1143.7487; 2.3: 34.9877; 2.4: -1010.63; 2.5: -30.9156
| 2 | 48.1 | 1: 26.3731; 1.1: 132.7743; 1.2: 0.17805; 1.3: 312.65; 1.4: 4.0574; 1.5: 132.7743; 1.6: 312.65; 1.7: 125.06; 1.8: 8.4594; 1.9: 1042.1667; 2: 33.19; 2.1: 94.765; 2.2: 1146.1099; 2.3: 35.0235; 2.4: -1013.3356; 2.5: -30.9661
| 2 | 48.15 | 1: 26.2773; 1.1: 132.4298; 1.2: 0.17759; 1.3: 312.975; 1.4: 4.0427; 1.5: 132.4298; 1.6: 312.975; 1.7: 125.19; 1.8: 8.4594; 1.9: 1043.25; 2: 33.2245; 2.1: 94.7667; 2.2: 1148.4736; 2.3: 35.0593; 2.4: -1016.0438; 2.5: -31.0166
| 2 | 48.2 | 1: 26.1817; 1.1: 132.0851; 1.2: 0.17713; 1.3: 313.3; 1.4: 4.028; 1.5: 132.0851; 1.6: 313.3; 1.7: 125.32; 1.8: 8.4594; 1.9: 1044.3333; 2: 33.259; 2.1: 94.7684; 2.2: 1150.8397; 2.3: 35.0951; 2.4: -1018.7545; 2.5: -31.0671
| 2 | 48.25 | 1: 26.0863; 1.1: 131.7404; 1.2: 0.17667; 1.3: 313.625; 1.4: 4.0133; 1.5: 131.7404; 1.6: 313.625; 1.7: 125.45; 1.8: 8.4594; 1.9: 1045.4167; 2: 33.2935; 2.1: 94.7701; 2.2: 1153.2082; 2.3: 35.1308; 2.4: -1021.4678; 2.5: -31.1176
| 2 | 48.3 | 1: 25.9911; 1.1: 131.3955; 1.2: 0.1762; 1.3: 313.95; 1.4: 3.9986; 1.5: 131.3955; 1.6: 313.95; 1.7: 125.58; 1.8: 8.4594; 1.9: 1046.5; 2: 33.328; 2.1: 94.7717; 2.2: 1155.5791; 2.3: 35.1666; 2.4: -1024.1836; 2.5: -31.168
| 2 | 48.35 | 1: 25.8961; 1.1: 131.0505; 1.2: 0.17574; 1.3: 314.275; 1.4: 3.984; 1.5: 131.0505; 1.6: 314.275; 1.7: 125.71; 1.8: 8.4594; 1.9: 1047.5833; 2: 33.3625; 2.1: 94.7734; 2.2: 1157.9525; 2.3: 35.2024; 2.4: -1026.902; 2.5: -31.2184
| 2 | 48.4 | 1: 25.8012; 1.1: 130.7054; 1.2: 0.17528; 1.3: 314.6; 1.4: 3.9694; 1.5: 130.7054; 1.6: 314.6; 1.7: 125.84; 1.8: 8.4594; 1.9: 1048.6667; 2: 33.397; 2.1: 94.7751; 2.2: 1160.3283; 2.3: 35.2382; 2.4: -1029.623; 2.5: -31.2688
| 2 | 48.45 | 1: 25.7065; 1.1: 130.3601; 1.2: 0.17482; 1.3: 314.925; 1.4: 3.9548; 1.5: 130.3601; 1.6: 314.925; 1.7: 125.97; 1.8: 8.4594; 1.9: 1049.75; 2: 33.4315; 2.1: 94.7767; 2.2: 1162.7065; 2.3: 35.274; 2.4: -1032.3464; 2.5: -31.3191
| 2 | 48.5 | 1: 25.6119; 1.1: 130.0148; 1.2: 0.17435; 1.3: 315.25; 1.4: 3.9403; 1.5: 130.0148; 1.6: 315.25; 1.7: 126.1; 1.8: 8.4594; 1.9: 1050.8333; 2: 33.466; 2.1: 94.7784; 2.2: 1165.0872; 2.3: 35.3098; 2.4: -1035.0725; 2.5: -31.3695
| 2 | 48.55 | 1: 25.5176; 1.1: 129.6693; 1.2: 0.17389; 1.3: 315.575; 1.4: 3.9258; 1.5: 129.6693; 1.6: 315.575; 1.7: 126.23; 1.8: 8.4594; 1.9: 1051.9167; 2: 33.5005; 2.1: 94.78; 2.2: 1167.4703; 2.3: 35.3456; 2.4: -1037.801; 2.5: -31.4198
| 2 | 48.6 | 1: 25.4234; 1.1: 129.3237; 1.2: 0.17343; 1.3: 315.9; 1.4: 3.9113; 1.5: 129.3237; 1.6: 315.9; 1.7: 126.36; 1.8: 8.4594; 1.9: 1053; 2: 33.535; 2.1: 94.7817; 2.2: 1169.8558; 2.3: 35.3813; 2.4: -1040.5321; 2.5: -31.4701
| 2 | 48.65 | 1: 25.3294; 1.1: 128.978; 1.2: 0.17296; 1.3: 316.225; 1.4: 3.8968; 1.5: 128.978; 1.6: 316.225; 1.7: 126.49; 1.8: 8.4594; 1.9: 1054.0833; 2: 33.5695; 2.1: 94.7833; 2.2: 1172.2438; 2.3: 35.4171; 2.4: -1043.2658; 2.5: -31.5203
| 2 | 48.7 | 1: 25.2355; 1.1: 128.6323; 1.2: 0.1725; 1.3: 316.55; 1.4: 3.8824; 1.5: 128.6323; 1.6: 316.55; 1.7: 126.62; 1.8: 8.4594; 1.9: 1055.1667; 2: 33.604; 2.1: 94.785; 2.2: 1174.6342; 2.3: 35.4529; 2.4: -1046.0019; 2.5: -31.5705
| 2 | 48.75 | 1: 25.1419; 1.1: 128.2864; 1.2: 0.17203; 1.3: 316.875; 1.4: 3.868; 1.5: 128.2864; 1.6: 316.875; 1.7: 126.75; 1.8: 8.4594; 1.9: 1056.25; 2: 33.6385; 2.1: 94.7866; 2.2: 1177.027; 2.3: 35.4887; 2.4: -1048.7406; 2.5: -31.6207
| 2 | 48.8 | 1: 25.0484; 1.1: 127.9404; 1.2: 0.17157; 1.3: 317.2; 1.4: 3.8536; 1.5: 127.9404; 1.6: 317.2; 1.7: 126.88; 1.8: 8.4594; 1.9: 1057.3333; 2: 33.673; 2.1: 94.7883; 2.2: 1179.4223; 2.3: 35.5245; 2.4: -1051.4819; 2.5: -31.6709
| 2 | 48.85 | 1: 24.9551; 1.1: 127.5944; 1.2: 0.17111; 1.3: 317.525; 1.4: 3.8392; 1.5: 127.5944; 1.6: 317.525; 1.7: 127.01; 1.8: 8.4594; 1.9: 1058.4167; 2: 33.7075; 2.1: 94.7899; 2.2: 1181.82; 2.3: 35.5603; 2.4: -1054.2256; 2.5: -31.721
| 2 | 48.9 | 1: 24.8619; 1.1: 127.2482; 1.2: 0.17064; 1.3: 317.85; 1.4: 3.8249; 1.5: 127.2482; 1.6: 317.85; 1.7: 127.14; 1.8: 8.4594; 1.9: 1059.5; 2: 33.742; 2.1: 94.7915; 2.2: 1184.2201; 2.3: 35.5961; 2.4: -1056.9719; 2.5: -31.7711
| 2 | 48.95 | 1: 24.7689; 1.1: 126.902; 1.2: 0.17018; 1.3: 318.175; 1.4: 3.8106; 1.5: 126.902; 1.6: 318.175; 1.7: 127.27; 1.8: 8.4594; 1.9: 1060.5833; 2: 33.7765; 2.1: 94.7932; 2.2: 1186.6226; 2.3: 35.6318; 2.4: -1059.7207; 2.5: -31.8212
| 2 | 49 | 1: 24.6761; 1.1: 126.5556; 1.2: 0.16971; 1.3: 318.5; 1.4: 3.7963; 1.5: 126.5556; 1.6: 318.5; 1.7: 127.4; 1.8: 8.4594; 1.9: 1061.6667; 2: 33.811; 2.1: 94.7948; 2.2: 1189.0276; 2.3: 35.6676; 2.4: -1062.472; 2.5: -31.8713
| 2 | 49.05 | 1: 24.5835; 1.1: 126.2092; 1.2: 0.16925; 1.3: 318.825; 1.4: 3.7821; 1.5: 126.2092; 1.6: 318.825; 1.7: 127.53; 1.8: 8.4594; 1.9: 1062.75; 2: 33.8455; 2.1: 94.7964; 2.2: 1191.435; 2.3: 35.7034; 2.4: -1065.2258; 2.5: -31.9213
| 2 | 49.1 | 1: 24.4911; 1.1: 125.8628; 1.2: 0.16878; 1.3: 319.15; 1.4: 3.7679; 1.5: 125.8628; 1.6: 319.15; 1.7: 127.66; 1.8: 8.4594; 1.9: 1063.8333; 2: 33.88; 2.1: 94.798; 2.2: 1193.8449; 2.3: 35.7392; 2.4: -1067.9821; 2.5: -31.9713
| 2 | 49.15 | 1: 24.3988; 1.1: 125.5162; 1.2: 0.16832; 1.3: 319.475; 1.4: 3.7537; 1.5: 125.5162; 1.6: 319.475; 1.7: 127.79; 1.8: 8.4594; 1.9: 1064.9167; 2: 33.9145; 2.1: 94.7996; 2.2: 1196.2571; 2.3: 35.775; 2.4: -1070.7409; 2.5: -32.0213
| 2 | 49.2 | 1: 24.3067; 1.1: 125.1696; 1.2: 0.16786; 1.3: 319.8; 1.4: 3.7395; 1.5: 125.1696; 1.6: 319.8; 1.7: 127.92; 1.8: 8.4594; 1.9: 1066; 2: 33.949; 2.1: 94.8013; 2.2: 1198.6719; 2.3: 35.8108; 2.4: -1073.5023; 2.5: -32.0713
| 2 | 49.25 | 1: 24.2147; 1.1: 124.8229; 1.2: 0.16739; 1.3: 320.125; 1.4: 3.7253; 1.5: 124.8229; 1.6: 320.125; 1.7: 128.05; 1.8: 8.4594; 1.9: 1067.0833; 2: 33.9835; 2.1: 94.8029; 2.2: 1201.089; 2.3: 35.8465; 2.4: -1076.2661; 2.5: -32.1212
| 2 | 49.3 | 1: 24.123; 1.1: 124.4762; 1.2: 0.16693; 1.3: 320.45; 1.4: 3.7112; 1.5: 124.4762; 1.6: 320.45; 1.7: 128.18; 1.8: 8.4594; 1.9: 1068.1667; 2: 34.018; 2.1: 94.8045; 2.2: 1203.5086; 2.3: 35.8823; 2.4: -1079.0324; 2.5: -32.1711
| 2 | 49.35 | 1: 24.0314; 1.1: 124.1293; 1.2: 0.16646; 1.3: 320.775; 1.4: 3.6971; 1.5: 124.1293; 1.6: 320.775; 1.7: 128.31; 1.8: 8.4594; 1.9: 1069.25; 2: 34.0525; 2.1: 94.8061; 2.2: 1205.9306; 2.3: 35.9181; 2.4: -1081.8012; 2.5: -32.221
| 2 | 49.4 | 1: 23.94; 1.1: 123.7825; 1.2: 0.166; 1.3: 321.1; 1.4: 3.6831; 1.5: 123.7825; 1.6: 321.1; 1.7: 128.44; 1.8: 8.4594; 1.9: 1070.3333; 2: 34.087; 2.1: 94.8077; 2.2: 1208.355; 2.3: 35.9539; 2.4: -1084.5726; 2.5: -32.2708
| 2 | 49.45 | 1: 23.8487; 1.1: 123.4355; 1.2: 0.16553; 1.3: 321.425; 1.4: 3.669; 1.5: 123.4355; 1.6: 321.425; 1.7: 128.57; 1.8: 8.4594; 1.9: 1071.4167; 2: 34.1215; 2.1: 94.8093; 2.2: 1210.7819; 2.3: 35.9897; 2.4: -1087.3464; 2.5: -32.3206
| 2 | 49.5 | 1: 23.7577; 1.1: 123.0885; 1.2: 0.16506; 1.3: 321.75; 1.4: 3.655; 1.5: 123.0885; 1.6: 321.75; 1.7: 128.7; 1.8: 8.4594; 1.9: 1072.5; 2: 34.1561; 2.1: 94.8109; 2.2: 1213.2112; 2.3: 36.0255; 2.4: -1090.1227; 2.5: -32.3704
| 2 | 49.55 | 1: 23.6668; 1.1: 122.7415; 1.2: 0.1646; 1.3: 322.075; 1.4: 3.641; 1.5: 122.7415; 1.6: 322.075; 1.7: 128.83; 1.8: 8.4594; 1.9: 1073.5833; 2: 34.1906; 2.1: 94.8125; 2.2: 1215.6429; 2.3: 36.0612; 2.4: -1092.9014; 2.5: -32.4202
| 2 | 49.6 | 1: 23.5761; 1.1: 122.3944; 1.2: 0.16413; 1.3: 322.4; 1.4: 3.6271; 1.5: 122.3944; 1.6: 322.4; 1.7: 128.96; 1.8: 8.4594; 1.9: 1074.6667; 2: 34.2251; 2.1: 94.8141; 2.2: 1218.0771; 2.3: 36.097; 2.4: -1095.6827; 2.5: -32.4699
| 2 | 49.65 | 1: 23.4855; 1.1: 122.0473; 1.2: 0.16367; 1.3: 322.725; 1.4: 3.6132; 1.5: 122.0473; 1.6: 322.725; 1.7: 129.09; 1.8: 8.4594; 1.9: 1075.75; 2: 34.2596; 2.1: 94.8157; 2.2: 1220.5137; 2.3: 36.1328; 2.4: -1098.4664; 2.5: -32.5196
| 2 | 49.7 | 1: 23.3952; 1.1: 121.7001; 1.2: 0.1632; 1.3: 323.05; 1.4: 3.5993; 1.5: 121.7001; 1.6: 323.05; 1.7: 129.22; 1.8: 8.4594; 1.9: 1076.8333; 2: 34.2941; 2.1: 94.8172; 2.2: 1222.9528; 2.3: 36.1686; 2.4: -1101.2526; 2.5: -32.5693
| 2 | 49.75 | 1: 23.305; 1.1: 121.3529; 1.2: 0.16274; 1.3: 323.375; 1.4: 3.5854; 1.5: 121.3529; 1.6: 323.375; 1.7: 129.35; 1.8: 8.4594; 1.9: 1077.9167; 2: 34.3286; 2.1: 94.8188; 2.2: 1225.3943; 2.3: 36.2044; 2.4: -1104.0413; 2.5: -32.619
| 2 | 49.8 | 1: 23.215; 1.1: 121.0057; 1.2: 0.16227; 1.3: 323.7; 1.4: 3.5715; 1.5: 121.0057; 1.6: 323.7; 1.7: 129.48; 1.8: 8.4594; 1.9: 1079; 2: 34.3631; 2.1: 94.8204; 2.2: 1227.8382; 2.3: 36.2402; 2.4: -1106.8325; 2.5: -32.6686
| 2 | 49.85 | 1: 23.1251; 1.1: 120.6584; 1.2: 0.16181; 1.3: 324.025; 1.4: 3.5577; 1.5: 120.6584; 1.6: 324.025; 1.7: 129.61; 1.8: 8.4594; 1.9: 1080.0833; 2: 34.3976; 2.1: 94.822; 2.2: 1230.2845; 2.3: 36.2759; 2.4: -1109.6261; 2.5: -32.7182
| 2 | 49.9 | 1: 23.0355; 1.1: 120.3111; 1.2: 0.16134; 1.3: 324.35; 1.4: 3.5439; 1.5: 120.3111; 1.6: 324.35; 1.7: 129.74; 1.8: 8.4594; 1.9: 1081.1667; 2: 34.4321; 2.1: 94.8235; 2.2: 1232.7333; 2.3: 36.3117; 2.4: -1112.4222; 2.5: -32.7678
| 2 | 49.95 | 1: 22.946; 1.1: 119.9638; 1.2: 0.16087; 1.3: 324.675; 1.4: 3.5301; 1.5: 119.9638; 1.6: 324.675; 1.7: 129.87; 1.8: 8.4594; 1.9: 1082.25; 2: 34.4666; 2.1: 94.8251; 2.2: 1235.1845; 2.3: 36.3475; 2.4: -1115.2207; 2.5: -32.8174
| 2 | 50 | 1: 22.8566; 1.1: 119.6164; 1.2: 0.16041; 1.3: 325; 1.4: 3.5164; 1.5: 119.6164; 1.6: 325; 1.7: 130; 1.8: 8.4594; 1.9: 1083.3333; 2: 34.5011; 2.1: 94.8267; 2.2: 1237.6382; 2.3: 36.3833; 2.4: -1118.0217; 2.5: -32.8669
| 2 | 50.05 | 1: 22.7675; 1.1: 119.2691; 1.2: 0.15994; 1.3: 325.325; 1.4: 3.5027; 1.5: 119.2691; 1.6: 325.325; 1.7: 130.13; 1.8: 8.4594; 1.9: 1084.4167; 2: 34.5356; 2.1: 94.8282; 2.2: 1240.0942; 2.3: 36.4191; 2.4: -1120.8252; 2.5: -32.9164
| 2 | 50.1 | 1: 22.6785; 1.1: 118.9217; 1.2: 0.15948; 1.3: 325.65; 1.4: 3.489; 1.5: 118.9217; 1.6: 325.65; 1.7: 130.26; 1.8: 8.4594; 1.9: 1085.5; 2: 34.5701; 2.1: 94.8298; 2.2: 1242.5528; 2.3: 36.4549; 2.4: -1123.6311; 2.5: -32.9658
| 2 | 50.15 | 1: 22.5897; 1.1: 118.5743; 1.2: 0.15901; 1.3: 325.975; 1.4: 3.4753; 1.5: 118.5743; 1.6: 325.975; 1.7: 130.39; 1.8: 8.4594; 1.9: 1086.5833; 2: 34.6046; 2.1: 94.8314; 2.2: 1245.0137; 2.3: 36.4906; 2.4: -1126.4394; 2.5: -33.0153
| 2 | 50.2 | 1: 22.5011; 1.1: 118.2268; 1.2: 0.15854; 1.3: 326.3; 1.4: 3.4617; 1.5: 118.2268; 1.6: 326.3; 1.7: 130.52; 1.8: 8.4594; 1.9: 1087.6667; 2: 34.6391; 2.1: 94.8329; 2.2: 1247.4771; 2.3: 36.5264; 2.4: -1129.2503; 2.5: -33.0647
| 2 | 50.25 | 1: 22.4127; 1.1: 117.8794; 1.2: 0.15808; 1.3: 326.625; 1.4: 3.4481; 1.5: 117.8794; 1.6: 326.625; 1.7: 130.65; 1.8: 8.4594; 1.9: 1088.75; 2: 34.6736; 2.1: 94.8345; 2.2: 1249.9429; 2.3: 36.5622; 2.4: -1132.0635; 2.5: -33.1141
| 2 | 50.3 | 1: 22.3244; 1.1: 117.532; 1.2: 0.15761; 1.3: 326.95; 1.4: 3.4345; 1.5: 117.532; 1.6: 326.95; 1.7: 130.78; 1.8: 8.4594; 1.9: 1089.8333; 2: 34.7081; 2.1: 94.836; 2.2: 1252.4112; 2.3: 36.598; 2.4: -1134.8792; 2.5: -33.1635
| 2 | 50.35 | 1: 22.2363; 1.1: 117.1846; 1.2: 0.15715; 1.3: 327.275; 1.4: 3.421; 1.5: 117.1846; 1.6: 327.275; 1.7: 130.91; 1.8: 8.4594; 1.9: 1090.9167; 2: 34.7426; 2.1: 94.8375; 2.2: 1254.8819; 2.3: 36.6338; 2.4: -1137.6973; 2.5: -33.2128
| 2 | 50.4 | 1: 22.1484; 1.1: 116.8371; 1.2: 0.15668; 1.3: 327.6; 1.4: 3.4074; 1.5: 116.8371; 1.6: 327.6; 1.7: 131.04; 1.8: 8.4594; 1.9: 1092; 2: 34.7771; 2.1: 94.8391; 2.2: 1257.355; 2.3: 36.6696; 2.4: -1140.5179; 2.5: -33.2621
| 2 | 50.45 | 1: 22.0606; 1.1: 116.4897; 1.2: 0.15622; 1.3: 327.925; 1.4: 3.3939; 1.5: 116.4897; 1.6: 327.925; 1.7: 131.17; 1.8: 8.4594; 1.9: 1093.0833; 2: 34.8116; 2.1: 94.8406; 2.2: 1259.8306; 2.3: 36.7053; 2.4: -1143.3409; 2.5: -33.3114
| 2 | 50.5 | 1: 21.9731; 1.1: 116.1423; 1.2: 0.15575; 1.3: 328.25; 1.4: 3.3805; 1.5: 116.1423; 1.6: 328.25; 1.7: 131.3; 1.8: 8.4594; 1.9: 1094.1667; 2: 34.8461; 2.1: 94.8422; 2.2: 1262.3086; 2.3: 36.7411; 2.4: -1146.1663; 2.5: -33.3607
| 2 | 50.55 | 1: 21.8857; 1.1: 115.7949; 1.2: 0.15528; 1.3: 328.575; 1.4: 3.367; 1.5: 115.7949; 1.6: 328.575; 1.7: 131.43; 1.8: 8.4594; 1.9: 1095.25; 2: 34.8806; 2.1: 94.8437; 2.2: 1264.7891; 2.3: 36.7769; 2.4: -1148.9942; 2.5: -33.4099
| 2 | 50.6 | 1: 21.7984; 1.1: 115.4475; 1.2: 0.15482; 1.3: 328.9; 1.4: 3.3536; 1.5: 115.4475; 1.6: 328.9; 1.7: 131.56; 1.8: 8.4594; 1.9: 1096.3333; 2: 34.9151; 2.1: 94.8452; 2.2: 1267.2719; 2.3: 36.8127; 2.4: -1151.8245; 2.5: -33.4591
| 2 | 50.65 | 1: 21.7114; 1.1: 115.1001; 1.2: 0.15435; 1.3: 329.225; 1.4: 3.3402; 1.5: 115.1001; 1.6: 329.225; 1.7: 131.69; 1.8: 8.4594; 1.9: 1097.4167; 2: 34.9496; 2.1: 94.8467; 2.2: 1269.7573; 2.3: 36.8485; 2.4: -1154.6572; 2.5: -33.5083
| 2 | 50.7 | 1: 21.6245; 1.1: 114.7527; 1.2: 0.15389; 1.3: 329.55; 1.4: 3.3269; 1.5: 114.7527; 1.6: 329.55; 1.7: 131.82; 1.8: 8.4594; 1.9: 1098.5; 2: 34.9841; 2.1: 94.8483; 2.2: 1272.245; 2.3: 36.8843; 2.4: -1157.4923; 2.5: -33.5574
| 2 | 50.75 | 1: 21.5378; 1.1: 114.4054; 1.2: 0.15342; 1.3: 329.875; 1.4: 3.3135; 1.5: 114.4054; 1.6: 329.875; 1.7: 131.95; 1.8: 8.4594; 1.9: 1099.5833; 2: 35.0186; 2.1: 94.8498; 2.2: 1274.7352; 2.3: 36.92; 2.4: -1160.3298; 2.5: -33.6065
| 2 | 50.8 | 1: 21.4513; 1.1: 114.0581; 1.2: 0.15295; 1.3: 330.2; 1.4: 3.3002; 1.5: 114.0581; 1.6: 330.2; 1.7: 132.08; 1.8: 8.4594; 1.9: 1100.6667; 2: 35.0531; 2.1: 94.8513; 2.2: 1277.2278; 2.3: 36.9558; 2.4: -1163.1698; 2.5: -33.6556
| 2 | 50.85 | 1: 21.365; 1.1: 113.7108; 1.2: 0.15249; 1.3: 330.525; 1.4: 3.2869; 1.5: 113.7108; 1.6: 330.525; 1.7: 132.21; 1.8: 8.4594; 1.9: 1101.75; 2: 35.0876; 2.1: 94.8528; 2.2: 1279.7229; 2.3: 36.9916; 2.4: -1166.0121; 2.5: -33.7047
| 2 | 50.9 | 1: 21.2788; 1.1: 113.3635; 1.2: 0.15202; 1.3: 330.85; 1.4: 3.2737; 1.5: 113.3635; 1.6: 330.85; 1.7: 132.34; 1.8: 8.4594; 1.9: 1102.8333; 2: 35.1221; 2.1: 94.8543; 2.2: 1282.2204; 2.3: 37.0274; 2.4: -1168.8569; 2.5: -33.7537
| 2 | 50.95 | 1: 21.1928; 1.1: 113.0163; 1.2: 0.15156; 1.3: 331.175; 1.4: 3.2604; 1.5: 113.0163; 1.6: 331.175; 1.7: 132.47; 1.8: 8.4594; 1.9: 1103.9167; 2: 35.1566; 2.1: 94.8558; 2.2: 1284.7204; 2.3: 37.0632; 2.4: -1171.7041; 2.5: -33.8027
| 2 | 51 | 1: 21.107; 1.1: 112.6691; 1.2: 0.15109; 1.3: 331.5; 1.4: 3.2472; 1.5: 112.6691; 1.6: 331.5; 1.7: 132.6; 1.8: 8.4594; 1.9: 1105; 2: 35.1911; 2.1: 94.8573; 2.2: 1287.2228; 2.3: 37.099; 2.4: -1174.5537; 2.5: -33.8517
| 2 | 51.05 | 1: 21.0213; 1.1: 112.3219; 1.2: 0.15063; 1.3: 331.825; 1.4: 3.2341; 1.5: 112.3219; 1.6: 331.825; 1.7: 132.73; 1.8: 8.4594; 1.9: 1106.0833; 2: 35.2256; 2.1: 94.8588; 2.2: 1289.7276; 2.3: 37.1347; 2.4: -1177.4056; 2.5: -33.9007
| 2 | 51.1 | 1: 20.9359; 1.1: 111.9748; 1.2: 0.15016; 1.3: 332.15; 1.4: 3.2209; 1.5: 111.9748; 1.6: 332.15; 1.7: 132.86; 1.8: 8.4594; 1.9: 1107.1667; 2: 35.2601; 2.1: 94.8603; 2.2: 1292.2349; 2.3: 37.1705; 2.4: -1180.26; 2.5: -33.9496
| 2 | 51.15 | 1: 20.8506; 1.1: 111.6278; 1.2: 0.1497; 1.3: 332.475; 1.4: 3.2078; 1.5: 111.6278; 1.6: 332.475; 1.7: 132.99; 1.8: 8.4594; 1.9: 1108.25; 2: 35.2946; 2.1: 94.8618; 2.2: 1294.7446; 2.3: 37.2063; 2.4: -1183.1168; 2.5: -33.9985
| 2 | 51.2 | 1: 20.7655; 1.1: 111.2808; 1.2: 0.14923; 1.3: 332.8; 1.4: 3.1947; 1.5: 111.2808; 1.6: 332.8; 1.7: 133.12; 1.8: 8.4594; 1.9: 1109.3333; 2: 35.3291; 2.1: 94.8633; 2.2: 1297.2567; 2.3: 37.2421; 2.4: -1185.9759; 2.5: -34.0474
| 2 | 51.25 | 1: 20.6805; 1.1: 110.9338; 1.2: 0.14876; 1.3: 333.125; 1.4: 3.1816; 1.5: 110.9338; 1.6: 333.125; 1.7: 133.25; 1.8: 8.4594; 1.9: 1110.4167; 2: 35.3636; 2.1: 94.8648; 2.2: 1299.7713; 2.3: 37.2779; 2.4: -1188.8375; 2.5: -34.0963
| 2 | 51.3 | 1: 20.5958; 1.1: 110.5869; 1.2: 0.1483; 1.3: 333.45; 1.4: 3.1686; 1.5: 110.5869; 1.6: 333.45; 1.7: 133.38; 1.8: 8.4594; 1.9: 1111.5; 2: 35.3981; 2.1: 94.8663; 2.2: 1302.2883; 2.3: 37.3137; 2.4: -1191.7014; 2.5: -34.1451
| 2 | 51.35 | 1: 20.5112; 1.1: 110.2401; 1.2: 0.14783; 1.3: 333.775; 1.4: 3.1556; 1.5: 110.2401; 1.6: 333.775; 1.7: 133.51; 1.8: 8.4594; 1.9: 1112.5833; 2: 35.4326; 2.1: 94.8677; 2.2: 1304.8078; 2.3: 37.3495; 2.4: -1194.5677; 2.5: -34.1939
| 2 | 51.4 | 1: 20.4268; 1.1: 109.8933; 1.2: 0.14737; 1.3: 334.1; 1.4: 3.1426; 1.5: 109.8933; 1.6: 334.1; 1.7: 133.64; 1.8: 8.4594; 1.9: 1113.6667; 2: 35.4671; 2.1: 94.8692; 2.2: 1307.3297; 2.3: 37.3852; 2.4: -1197.4364; 2.5: -34.2427
| 2 | 51.45 | 1: 20.3425; 1.1: 109.5465; 1.2: 0.1469; 1.3: 334.425; 1.4: 3.1296; 1.5: 109.5465; 1.6: 334.425; 1.7: 133.77; 1.8: 8.4594; 1.9: 1114.75; 2: 35.5016; 2.1: 94.8707; 2.2: 1309.854; 2.3: 37.421; 2.4: -1200.3075; 2.5: -34.2914
| 2 | 51.5 | 1: 20.2585; 1.1: 109.1999; 1.2: 0.14644; 1.3: 334.75; 1.4: 3.1167; 1.5: 109.1999; 1.6: 334.75; 1.7: 133.9; 1.8: 8.4594; 1.9: 1115.8333; 2: 35.5361; 2.1: 94.8722; 2.2: 1312.3808; 2.3: 37.4568; 2.4: -1203.1809; 2.5: -34.3401
| 2 | 51.55 | 1: 20.1746; 1.1: 108.8533; 1.2: 0.14597; 1.3: 335.075; 1.4: 3.1038; 1.5: 108.8533; 1.6: 335.075; 1.7: 134.03; 1.8: 8.4594; 1.9: 1116.9167; 2: 35.5706; 2.1: 94.8736; 2.2: 1314.9101; 2.3: 37.4926; 2.4: -1206.0568; 2.5: -34.3888
| 2 | 51.6 | 1: 20.0909; 1.1: 108.5068; 1.2: 0.14551; 1.3: 335.4; 1.4: 3.0909; 1.5: 108.5068; 1.6: 335.4; 1.7: 134.16; 1.8: 8.4594; 1.9: 1118; 2: 35.6051; 2.1: 94.8751; 2.2: 1317.4417; 2.3: 37.5284; 2.4: -1208.935; 2.5: -34.4375
| 2 | 51.65 | 1: 20.0073; 1.1: 108.1604; 1.2: 0.14505; 1.3: 335.725; 1.4: 3.0781; 1.5: 108.1604; 1.6: 335.725; 1.7: 134.29; 1.8: 8.4594; 1.9: 1119.0833; 2: 35.6396; 2.1: 94.8765; 2.2: 1319.9759; 2.3: 37.5642; 2.4: -1211.8155; 2.5: -34.4861
| 2 | 51.7 | 1: 19.924; 1.1: 107.814; 1.2: 0.14458; 1.3: 336.05; 1.4: 3.0652; 1.5: 107.814; 1.6: 336.05; 1.7: 134.42; 1.8: 8.4594; 1.9: 1120.1667; 2: 35.6741; 2.1: 94.878; 2.2: 1322.5124; 2.3: 37.6; 2.4: -1214.6984; 2.5: -34.5347
| 2 | 51.75 | 1: 19.8408; 1.1: 107.4677; 1.2: 0.14412; 1.3: 336.375; 1.4: 3.0524; 1.5: 107.4677; 1.6: 336.375; 1.7: 134.55; 1.8: 8.4594; 1.9: 1121.25; 2: 35.7086; 2.1: 94.8795; 2.2: 1325.0514; 2.3: 37.6358; 2.4: -1217.5837; 2.5: -34.5833
| 2 | 51.8 | 1: 19.7578; 1.1: 107.1215; 1.2: 0.14365; 1.3: 336.7; 1.4: 3.0397; 1.5: 107.1215; 1.6: 336.7; 1.7: 134.68; 1.8: 8.4594; 1.9: 1122.3333; 2: 35.7431; 2.1: 94.8809; 2.2: 1327.5929; 2.3: 37.6715; 2.4: -1220.4713; 2.5: -34.6319
| 2 | 51.85 | 1: 19.675; 1.1: 106.7754; 1.2: 0.14319; 1.3: 337.025; 1.4: 3.0269; 1.5: 106.7754; 1.6: 337.025; 1.7: 134.81; 1.8: 8.4594; 1.9: 1123.4167; 2: 35.7776; 2.1: 94.8824; 2.2: 1330.1367; 2.3: 37.7073; 2.4: -1223.3613; 2.5: -34.6804
| 2 | 51.9 | 1: 19.5923; 1.1: 106.4294; 1.2: 0.14272; 1.3: 337.35; 1.4: 3.0142; 1.5: 106.4294; 1.6: 337.35; 1.7: 134.94; 1.8: 8.4594; 1.9: 1124.5; 2: 35.8121; 2.1: 94.8838; 2.2: 1332.6831; 2.3: 37.7431; 2.4: -1226.2537; 2.5: -34.7289
| 2 | 51.95 | 1: 19.5098; 1.1: 106.0835; 1.2: 0.14226; 1.3: 337.675; 1.4: 3.0015; 1.5: 106.0835; 1.6: 337.675; 1.7: 135.07; 1.8: 8.4594; 1.9: 1125.5833; 2: 35.8466; 2.1: 94.8852; 2.2: 1335.2319; 2.3: 37.7789; 2.4: -1229.1484; 2.5: -34.7774
| 2 | 52 | 1: 19.4275; 1.1: 105.7377; 1.2: 0.1418; 1.3: 338; 1.4: 2.9889; 1.5: 105.7377; 1.6: 338; 1.7: 135.2; 1.8: 8.4594; 1.9: 1126.6667; 2: 35.8811; 2.1: 94.8867; 2.2: 1337.7831; 2.3: 37.8147; 2.4: -1232.0454; 2.5: -34.8258
| 2 | 52.05 | 1: 19.3454; 1.1: 105.392; 1.2: 0.14133; 1.3: 338.325; 1.4: 2.9762; 1.5: 105.392; 1.6: 338.325; 1.7: 135.33; 1.8: 8.4594; 1.9: 1127.75; 2: 35.9156; 2.1: 94.8881; 2.2: 1340.3367; 2.3: 37.8505; 2.4: -1234.9448; 2.5: -34.8743
| 2 | 52.1 | 1: 19.2635; 1.1: 105.0463; 1.2: 0.14087; 1.3: 338.65; 1.4: 2.9636; 1.5: 105.0463; 1.6: 338.65; 1.7: 135.46; 1.8: 8.4594; 1.9: 1128.8333; 2: 35.9501; 2.1: 94.8895; 2.2: 1342.8928; 2.3: 37.8863; 2.4: -1237.8465; 2.5: -34.9227
| 2 | 52.15 | 1: 19.1817; 1.1: 104.7008; 1.2: 0.14041; 1.3: 338.975; 1.4: 2.951; 1.5: 104.7008; 1.6: 338.975; 1.7: 135.59; 1.8: 8.4594; 1.9: 1129.9167; 2: 35.9846; 2.1: 94.891; 2.2: 1345.4514; 2.3: 37.9221; 2.4: -1240.7506; 2.5: -34.971
| 2 | 52.2 | 1: 19.1001; 1.1: 104.3554; 1.2: 0.13994; 1.3: 339.3; 1.4: 2.9385; 1.5: 104.3554; 1.6: 339.3; 1.7: 135.72; 1.8: 8.4594; 1.9: 1131; 2: 36.0191; 2.1: 94.8924; 2.2: 1348.0124; 2.3: 37.9579; 2.4: -1243.657; 2.5: -35.0194
| 2 | 52.25 | 1: 19.0187; 1.1: 104.0101; 1.2: 0.13948; 1.3: 339.625; 1.4: 2.926; 1.5: 104.0101; 1.6: 339.625; 1.7: 135.85; 1.8: 8.4594; 1.9: 1132.0833; 2: 36.0536; 2.1: 94.8938; 2.2: 1350.5758; 2.3: 37.9936; 2.4: -1246.5657; 2.5: -35.0677
| 2 | 52.3 | 1: 18.9375; 1.1: 103.665; 1.2: 0.13902; 1.3: 339.95; 1.4: 2.9135; 1.5: 103.665; 1.6: 339.95; 1.7: 135.98; 1.8: 8.4594; 1.9: 1133.1667; 2: 36.0881; 2.1: 94.8952; 2.2: 1353.1417; 2.3: 38.0294; 2.4: -1249.4768; 2.5: -35.116
| 2 | 52.35 | 1: 18.8564; 1.1: 103.3199; 1.2: 0.13855; 1.3: 340.275; 1.4: 2.901; 1.5: 103.3199; 1.6: 340.275; 1.7: 136.11; 1.8: 8.4594; 1.9: 1134.25; 2: 36.1226; 2.1: 94.8966; 2.2: 1355.71; 2.3: 38.0652; 2.4: -1252.3901; 2.5: -35.1642
| 2 | 52.4 | 1: 18.7755; 1.1: 102.975; 1.2: 0.13809; 1.3: 340.6; 1.4: 2.8885; 1.5: 102.975; 1.6: 340.6; 1.7: 136.24; 1.8: 8.4594; 1.9: 1135.3333; 2: 36.1571; 2.1: 94.898; 2.2: 1358.2808; 2.3: 38.101; 2.4: -1255.3059; 2.5: -35.2125
| 2 | 52.45 | 1: 18.6948; 1.1: 102.6302; 1.2: 0.13763; 1.3: 340.925; 1.4: 2.8761; 1.5: 102.6302; 1.6: 340.925; 1.7: 136.37; 1.8: 8.4594; 1.9: 1136.4167; 2: 36.1916; 2.1: 94.8994; 2.2: 1360.854; 2.3: 38.1368; 2.4: -1258.2239; 2.5: -35.2607
| 2 | 52.5 | 1: 18.6143; 1.1: 102.2855; 1.2: 0.13717; 1.3: 341.25; 1.4: 2.8637; 1.5: 102.2855; 1.6: 341.25; 1.7: 136.5; 1.8: 8.4594; 1.9: 1137.5; 2: 36.2261; 2.1: 94.9008; 2.2: 1363.4297; 2.3: 38.1726; 2.4: -1261.1442; 2.5: -35.3089
| 2 | 52.55 | 1: 18.5339; 1.1: 101.9409; 1.2: 0.13671; 1.3: 341.575; 1.4: 2.8514; 1.5: 101.9409; 1.6: 341.575; 1.7: 136.63; 1.8: 8.4594; 1.9: 1138.5833; 2: 36.2606; 2.1: 94.9022; 2.2: 1366.0078; 2.3: 38.2084; 2.4: -1264.0669; 2.5: -35.357
| 2 | 52.6 | 1: 18.4537; 1.1: 101.5965; 1.2: 0.13624; 1.3: 341.9; 1.4: 2.839; 1.5: 101.5965; 1.6: 341.9; 1.7: 136.76; 1.8: 8.4594; 1.9: 1139.6667; 2: 36.2951; 2.1: 94.9036; 2.2: 1368.5884; 2.3: 38.2442; 2.4: -1266.9919; 2.5: -35.4051
| 2 | 52.65 | 1: 18.3737; 1.1: 101.2522; 1.2: 0.13578; 1.3: 342.225; 1.4: 2.8267; 1.5: 101.2522; 1.6: 342.225; 1.7: 136.89; 1.8: 8.4594; 1.9: 1140.75; 2: 36.3296; 2.1: 94.905; 2.2: 1371.1714; 2.3: 38.28; 2.4: -1269.9192; 2.5: -35.4532
| 2 | 52.7 | 1: 18.2939; 1.1: 100.9081; 1.2: 0.13532; 1.3: 342.55; 1.4: 2.8145; 1.5: 100.9081; 1.6: 342.55; 1.7: 137.02; 1.8: 8.4594; 1.9: 1141.8333; 2: 36.3641; 2.1: 94.9064; 2.2: 1373.7569; 2.3: 38.3158; 2.4: -1272.8488; 2.5: -35.5013
| 2 | 52.75 | 1: 18.2143; 1.1: 100.5641; 1.2: 0.13486; 1.3: 342.875; 1.4: 2.8022; 1.5: 100.5641; 1.6: 342.875; 1.7: 137.15; 1.8: 8.4594; 1.9: 1142.9167; 2: 36.3986; 2.1: 94.9078; 2.2: 1376.3448; 2.3: 38.3516; 2.4: -1275.7807; 2.5: -35.5494
| 2 | 52.8 | 1: 18.1348; 1.1: 100.2202; 1.2: 0.1344; 1.3: 343.2; 1.4: 2.79; 1.5: 100.2202; 1.6: 343.2; 1.7: 137.28; 1.8: 8.4594; 1.9: 1144; 2: 36.4331; 2.1: 94.9092; 2.2: 1378.9352; 2.3: 38.3874; 2.4: -1278.7149; 2.5: -35.5974
| 2 | 52.85 | 1: 18.0555; 1.1: 99.8765; 1.2: 0.13394; 1.3: 343.525; 1.4: 2.7778; 1.5: 99.8765; 1.6: 343.525; 1.7: 137.41; 1.8: 8.4594; 1.9: 1145.0833; 2: 36.4676; 2.1: 94.9106; 2.2: 1381.528; 2.3: 38.4231; 2.4: -1281.6515; 2.5: -35.6454
| 2 | 52.9 | 1: 17.9764; 1.1: 99.533; 1.2: 0.13348; 1.3: 343.85; 1.4: 2.7656; 1.5: 99.533; 1.6: 343.85; 1.7: 137.54; 1.8: 8.4594; 1.9: 1146.1667; 2: 36.5021; 2.1: 94.9119; 2.2: 1384.1232; 2.3: 38.4589; 2.4: -1284.5903; 2.5: -35.6933
| 2 | 52.95 | 1: 17.8975; 1.1: 99.1895; 1.2: 0.13302; 1.3: 344.175; 1.4: 2.7535; 1.5: 99.1895; 1.6: 344.175; 1.7: 137.67; 1.8: 8.4594; 1.9: 1147.25; 2: 36.5366; 2.1: 94.9133; 2.2: 1386.7209; 2.3: 38.4947; 2.4: -1287.5314; 2.5: -35.7413
| 2 | 53 | 1: 17.8187; 1.1: 98.8463; 1.2: 0.13256; 1.3: 344.5; 1.4: 2.7413; 1.5: 98.8463; 1.6: 344.5; 1.7: 137.8; 1.8: 8.4594; 1.9: 1148.3333; 2: 36.5711; 2.1: 94.9147; 2.2: 1389.3211; 2.3: 38.5305; 2.4: -1290.4748; 2.5: -35.7892
| 2 | 53.05 | 1: 17.7401; 1.1: 98.5032; 1.2: 0.13209; 1.3: 344.825; 1.4: 2.7292; 1.5: 98.5032; 1.6: 344.825; 1.7: 137.93; 1.8: 8.4594; 1.9: 1149.4167; 2: 36.6056; 2.1: 94.916; 2.2: 1391.9237; 2.3: 38.5663; 2.4: -1293.4205; 2.5: -35.8371
| 2 | 53.1 | 1: 17.6617; 1.1: 98.1603; 1.2: 0.13164; 1.3: 345.15; 1.4: 2.7172; 1.5: 98.1603; 1.6: 345.15; 1.7: 138.06; 1.8: 8.4594; 1.9: 1150.5; 2: 36.6401; 2.1: 94.9174; 2.2: 1394.5287; 2.3: 38.6021; 2.4: -1296.3684; 2.5: -35.8849
| 2 | 53.15 | 1: 17.5835; 1.1: 97.8175; 1.2: 0.13118; 1.3: 345.475; 1.4: 2.7052; 1.5: 97.8175; 1.6: 345.475; 1.7: 138.19; 1.8: 8.4594; 1.9: 1151.5833; 2: 36.6746; 2.1: 94.9187; 2.2: 1397.1362; 2.3: 38.6379; 2.4: -1299.3187; 2.5: -35.9328
| 2 | 53.2 | 1: 17.5054; 1.1: 97.475; 1.2: 0.13072; 1.3: 345.8; 1.4: 2.6931; 1.5: 97.475; 1.6: 345.8; 1.7: 138.32; 1.8: 8.4594; 1.9: 1152.6667; 2: 36.7091; 2.1: 94.9201; 2.2: 1399.7462; 2.3: 38.6737; 2.4: -1302.2712; 2.5: -35.9806
| 2 | 53.25 | 1: 17.4276; 1.1: 97.1325; 1.2: 0.13026; 1.3: 346.125; 1.4: 2.6812; 1.5: 97.1325; 1.6: 346.125; 1.7: 138.45; 1.8: 8.4594; 1.9: 1153.75; 2: 36.7436; 2.1: 94.9214; 2.2: 1402.3586; 2.3: 38.7095; 2.4: -1305.2261; 2.5: -36.0284
| 2 | 53.3 | 1: 17.3499; 1.1: 96.7903; 1.2: 0.1298; 1.3: 346.45; 1.4: 2.6692; 1.5: 96.7903; 1.6: 346.45; 1.7: 138.58; 1.8: 8.4594; 1.9: 1154.8333; 2: 36.7781; 2.1: 94.9228; 2.2: 1404.9735; 2.3: 38.7453; 2.4: -1308.1832; 2.5: -36.0761
| 2 | 53.35 | 1: 17.2724; 1.1: 96.4483; 1.2: 0.12934; 1.3: 346.775; 1.4: 2.6573; 1.5: 96.4483; 1.6: 346.775; 1.7: 138.71; 1.8: 8.4594; 1.9: 1155.9167; 2: 36.8126; 2.1: 94.9241; 2.2: 1407.5908; 2.3: 38.7811; 2.4: -1311.1425; 2.5: -36.1238
| 2 | 53.4 | 1: 17.195; 1.1: 96.1064; 1.2: 0.12888; 1.3: 347.1; 1.4: 2.6454; 1.5: 96.1064; 1.6: 347.1; 1.7: 138.84; 1.8: 8.4594; 1.9: 1157; 2: 36.8471; 2.1: 94.9255; 2.2: 1410.2106; 2.3: 38.8169; 2.4: -1314.1042; 2.5: -36.1715
| 2 | 53.45 | 1: 17.1179; 1.1: 95.7647; 1.2: 0.12842; 1.3: 347.425; 1.4: 2.6335; 1.5: 95.7647; 1.6: 347.425; 1.7: 138.97; 1.8: 8.4594; 1.9: 1158.0833; 2: 36.8816; 2.1: 94.9268; 2.2: 1412.8328; 2.3: 38.8527; 2.4: -1317.0681; 2.5: -36.2192
| 2 | 53.5 | 1: 17.0409; 1.1: 95.4232; 1.2: 0.12796; 1.3: 347.75; 1.4: 2.6217; 1.5: 95.4232; 1.6: 347.75; 1.7: 139.1; 1.8: 8.4594; 1.9: 1159.1667; 2: 36.9161; 2.1: 94.9281; 2.2: 1415.4574; 2.3: 38.8885; 2.4: -1320.0343; 2.5: -36.2668
| 2 | 53.55 | 1: 16.9641; 1.1: 95.0819; 1.2: 0.12751; 1.3: 348.075; 1.4: 2.6099; 1.5: 95.0819; 1.6: 348.075; 1.7: 139.23; 1.8: 8.4594; 1.9: 1160.25; 2: 36.9506; 2.1: 94.9295; 2.2: 1418.0846; 2.3: 38.9243; 2.4: -1323.0027; 2.5: -36.3145
| 2 | 53.6 | 1: 16.8874; 1.1: 94.7407; 1.2: 0.12705; 1.3: 348.4; 1.4: 2.5981; 1.5: 94.7407; 1.6: 348.4; 1.7: 139.36; 1.8: 8.4594; 1.9: 1161.3333; 2: 36.9851; 2.1: 94.9308; 2.2: 1420.7141; 2.3: 38.9601; 2.4: -1325.9734; 2.5: -36.362
| 2 | 53.65 | 1: 16.811; 1.1: 94.3998; 1.2: 0.12659; 1.3: 348.725; 1.4: 2.5863; 1.5: 94.3998; 1.6: 348.725; 1.7: 139.49; 1.8: 8.4594; 1.9: 1162.4167; 2: 37.0196; 2.1: 94.9321; 2.2: 1423.3462; 2.3: 38.9959; 2.4: -1328.9464; 2.5: -36.4096
| 2 | 53.7 | 1: 16.7347; 1.1: 94.0591; 1.2: 0.12614; 1.3: 349.05; 1.4: 2.5746; 1.5: 94.0591; 1.6: 349.05; 1.7: 139.62; 1.8: 8.4594; 1.9: 1163.5; 2: 37.0541; 2.1: 94.9334; 2.2: 1425.9807; 2.3: 39.0317; 2.4: -1331.9216; 2.5: -36.4571
| 2 | 53.75 | 1: 16.6586; 1.1: 93.7186; 1.2: 0.12568; 1.3: 349.375; 1.4: 2.5629; 1.5: 93.7186; 1.6: 349.375; 1.7: 139.75; 1.8: 8.4594; 1.9: 1164.5833; 2: 37.0886; 2.1: 94.9347; 2.2: 1428.6176; 2.3: 39.0675; 2.4: -1334.899; 2.5: -36.5047
| 2 | 53.8 | 1: 16.5827; 1.1: 93.3783; 1.2: 0.12522; 1.3: 349.7; 1.4: 2.5512; 1.5: 93.3783; 1.6: 349.7; 1.7: 139.88; 1.8: 8.4594; 1.9: 1165.6667; 2: 37.1231; 2.1: 94.936; 2.2: 1431.257; 2.3: 39.1033; 2.4: -1337.8787; 2.5: -36.5521
| 2 | 53.85 | 1: 16.507; 1.1: 93.0382; 1.2: 0.12477; 1.3: 350.025; 1.4: 2.5395; 1.5: 93.0382; 1.6: 350.025; 1.7: 140.01; 1.8: 8.4594; 1.9: 1166.75; 2: 37.1576; 2.1: 94.9373; 2.2: 1433.8989; 2.3: 39.1391; 2.4: -1340.8607; 2.5: -36.5996
| 2 | 53.9 | 1: 16.4314; 1.1: 92.6983; 1.2: 0.12431; 1.3: 350.35; 1.4: 2.5279; 1.5: 92.6983; 1.6: 350.35; 1.7: 140.14; 1.8: 8.4594; 1.9: 1167.8333; 2: 37.1921; 2.1: 94.9387; 2.2: 1436.5432; 2.3: 39.1749; 2.4: -1343.8449; 2.5: -36.647
| 2 | 53.95 | 1: 16.356; 1.1: 92.3586; 1.2: 0.12385; 1.3: 350.675; 1.4: 2.5163; 1.5: 92.3586; 1.6: 350.675; 1.7: 140.27; 1.8: 8.4594; 1.9: 1168.9167; 2: 37.2266; 2.1: 94.9399; 2.2: 1439.1899; 2.3: 39.2107; 2.4: -1346.8313; 2.5: -36.6944
| 2 | 54 | 1: 16.2808; 1.1: 92.0191; 1.2: 0.1234; 1.3: 351; 1.4: 2.5047; 1.5: 92.0191; 1.6: 351; 1.7: 140.4; 1.8: 8.4594; 1.9: 1170; 2: 37.2611; 2.1: 94.9412; 2.2: 1441.8391; 2.3: 39.2465; 2.4: -1349.82; 2.5: -36.7418
| 2 | 54.05 | 1: 16.2058; 1.1: 91.6799; 1.2: 0.12294; 1.3: 351.325; 1.4: 2.4932; 1.5: 91.6799; 1.6: 351.325; 1.7: 140.53; 1.8: 8.4594; 1.9: 1171.0833; 2: 37.2956; 2.1: 94.9425; 2.2: 1444.4908; 2.3: 39.2823; 2.4: -1352.8109; 2.5: -36.7891
| 2 | 54.1 | 1: 16.1309; 1.1: 91.3409; 1.2: 0.12249; 1.3: 351.65; 1.4: 2.4817; 1.5: 91.3409; 1.6: 351.65; 1.7: 140.66; 1.8: 8.4594; 1.9: 1172.1667; 2: 37.3301; 2.1: 94.9438; 2.2: 1447.145; 2.3: 39.3181; 2.4: -1355.8041; 2.5: -36.8365
| 2 | 54.15 | 1: 16.0563; 1.1: 91.0021; 1.2: 0.12204; 1.3: 351.975; 1.4: 2.4702; 1.5: 91.0021; 1.6: 351.975; 1.7: 140.79; 1.8: 8.4594; 1.9: 1173.25; 2: 37.3646; 2.1: 94.9451; 2.2: 1449.8015; 2.3: 39.354; 2.4: -1358.7995; 2.5: -36.8838
| 2 | 54.2 | 1: 15.9818; 1.1: 90.6635; 1.2: 0.12158; 1.3: 352.3; 1.4: 2.4587; 1.5: 90.6635; 1.6: 352.3; 1.7: 140.92; 1.8: 8.4594; 1.9: 1174.3333; 2: 37.3992; 2.1: 94.9464; 2.2: 1452.4606; 2.3: 39.3898; 2.4: -1361.7971; 2.5: -36.931
| 2 | 54.25 | 1: 15.9075; 1.1: 90.3252; 1.2: 0.12113; 1.3: 352.625; 1.4: 2.4473; 1.5: 90.3252; 1.6: 352.625; 1.7: 141.05; 1.8: 8.4594; 1.9: 1175.4167; 2: 37.4337; 2.1: 94.9477; 2.2: 1455.1221; 2.3: 39.4256; 2.4: -1364.7969; 2.5: -36.9783
| 2 | 54.3 | 1: 15.8333; 1.1: 89.9871; 1.2: 0.12067; 1.3: 352.95; 1.4: 2.4359; 1.5: 89.9871; 1.6: 352.95; 1.7: 141.18; 1.8: 8.4594; 1.9: 1176.5; 2: 37.4682; 2.1: 94.9489; 2.2: 1457.7861; 2.3: 39.4614; 2.4: -1367.799; 2.5: -37.0255
| 2 | 54.35 | 1: 15.7594; 1.1: 89.6492; 1.2: 0.12022; 1.3: 353.275; 1.4: 2.4245; 1.5: 89.6492; 1.6: 353.275; 1.7: 141.31; 1.8: 8.4594; 1.9: 1177.5833; 2: 37.5027; 2.1: 94.9502; 2.2: 1460.4525; 2.3: 39.4972; 2.4: -1370.8033; 2.5: -37.0727
| 2 | 54.4 | 1: 15.6856; 1.1: 89.3116; 1.2: 0.11977; 1.3: 353.6; 1.4: 2.4132; 1.5: 89.3116; 1.6: 353.6; 1.7: 141.44; 1.8: 8.4594; 1.9: 1178.6667; 2: 37.5372; 2.1: 94.9515; 2.2: 1463.1214; 2.3: 39.533; 2.4: -1373.8098; 2.5: -37.1198
| 2 | 54.45 | 1: 15.612; 1.1: 88.9742; 1.2: 0.11932; 1.3: 353.925; 1.4: 2.4018; 1.5: 88.9742; 1.6: 353.925; 1.7: 141.57; 1.8: 8.4594; 1.9: 1179.75; 2: 37.5717; 2.1: 94.9527; 2.2: 1465.7927; 2.3: 39.5688; 2.4: -1376.8185; 2.5: -37.167
| 2 | 54.5 | 1: 15.5386; 1.1: 88.6371; 1.2: 0.11886; 1.3: 354.25; 1.4: 2.3905; 1.5: 88.6371; 1.6: 354.25; 1.7: 141.7; 1.8: 8.4594; 1.9: 1180.8333; 2: 37.6062; 2.1: 94.954; 2.2: 1468.4665; 2.3: 39.6046; 2.4: -1379.8294; 2.5: -37.2141
| 2 | 54.55 | 1: 15.4653; 1.1: 88.3003; 1.2: 0.11841; 1.3: 354.575; 1.4: 2.3793; 1.5: 88.3003; 1.6: 354.575; 1.7: 141.83; 1.8: 8.4594; 1.9: 1181.9167; 2: 37.6407; 2.1: 94.9552; 2.2: 1471.1428; 2.3: 39.6404; 2.4: -1382.8425; 2.5: -37.2611
| 2 | 54.6 | 1: 15.3923; 1.1: 87.9636; 1.2: 0.11796; 1.3: 354.9; 1.4: 2.368; 1.5: 87.9636; 1.6: 354.9; 1.7: 141.96; 1.8: 8.4594; 1.9: 1183; 2: 37.6752; 2.1: 94.9565; 2.2: 1473.8215; 2.3: 39.6762; 2.4: -1385.8579; 2.5: -37.3082
| 2 | 54.65 | 1: 15.3194; 1.1: 87.6273; 1.2: 0.11751; 1.3: 355.225; 1.4: 2.3568; 1.5: 87.6273; 1.6: 355.225; 1.7: 142.09; 1.8: 8.4594; 1.9: 1184.0833; 2: 37.7097; 2.1: 94.9577; 2.2: 1476.5027; 2.3: 39.7121; 2.4: -1388.8754; 2.5: -37.3552
| 2 | 54.7 | 1: 15.2467; 1.1: 87.2912; 1.2: 0.11706; 1.3: 355.55; 1.4: 2.3456; 1.5: 87.2912; 1.6: 355.55; 1.7: 142.22; 1.8: 8.4594; 1.9: 1185.1667; 2: 37.7442; 2.1: 94.959; 2.2: 1479.1863; 2.3: 39.7479; 2.4: -1391.8952; 2.5: -37.4022
| 2 | 54.75 | 1: 15.1741; 1.1: 86.9553; 1.2: 0.11661; 1.3: 355.875; 1.4: 2.3345; 1.5: 86.9553; 1.6: 355.875; 1.7: 142.35; 1.8: 8.4594; 1.9: 1186.25; 2: 37.7787; 2.1: 94.9602; 2.2: 1481.8724; 2.3: 39.7837; 2.4: -1394.9171; 2.5: -37.4492
| 2 | 54.8 | 1: 15.1018; 1.1: 86.6198; 1.2: 0.11616; 1.3: 356.2; 1.4: 2.3234; 1.5: 86.6198; 1.6: 356.2; 1.7: 142.48; 1.8: 8.4594; 1.9: 1187.3333; 2: 37.8132; 2.1: 94.9614; 2.2: 1484.561; 2.3: 39.8195; 2.4: -1397.9412; 2.5: -37.4961
| 2 | 54.85 | 1: 15.0296; 1.1: 86.2844; 1.2: 0.11571; 1.3: 356.525; 1.4: 2.3122; 1.5: 86.2844; 1.6: 356.525; 1.7: 142.61; 1.8: 8.4594; 1.9: 1188.4167; 2: 37.8477; 2.1: 94.9627; 2.2: 1487.252; 2.3: 39.8553; 2.4: -1400.9676; 2.5: -37.5431
| 2 | 54.9 | 1: 14.9576; 1.1: 85.9494; 1.2: 0.11526; 1.3: 356.85; 1.4: 2.3012; 1.5: 85.9494; 1.6: 356.85; 1.7: 142.74; 1.8: 8.4594; 1.9: 1189.5; 2: 37.8822; 2.1: 94.9639; 2.2: 1489.9455; 2.3: 39.8911; 2.4: -1403.9961; 2.5: -37.59
| 2 | 54.95 | 1: 14.8858; 1.1: 85.6147; 1.2: 0.11481; 1.3: 357.175; 1.4: 2.2901; 1.5: 85.6147; 1.6: 357.175; 1.7: 142.87; 1.8: 8.4594; 1.9: 1190.5833; 2: 37.9167; 2.1: 94.9651; 2.2: 1492.6415; 2.3: 39.9269; 2.4: -1407.0268; 2.5: -37.6368
| 2 | 55 | 1: 14.8142; 1.1: 85.2802; 1.2: 0.11436; 1.3: 357.5; 1.4: 2.2791; 1.5: 85.2802; 1.6: 357.5; 1.7: 143; 1.8: 8.4594; 1.9: 1191.6667; 2: 37.9512; 2.1: 94.9663; 2.2: 1495.3399; 2.3: 39.9628; 2.4: -1410.0597; 2.5: -37.6837
| 2 | 55.05 | 1: 14.7427; 1.1: 84.946; 1.2: 0.11391; 1.3: 357.825; 1.4: 2.2681; 1.5: 84.946; 1.6: 357.825; 1.7: 143.13; 1.8: 8.4594; 1.9: 1192.75; 2: 37.9857; 2.1: 94.9675; 2.2: 1498.0408; 2.3: 39.9986; 2.4: -1413.0948; 2.5: -37.7305
| 2 | 55.1 | 1: 14.6714; 1.1: 84.612; 1.2: 0.11347; 1.3: 358.15; 1.4: 2.2571; 1.5: 84.612; 1.6: 358.15; 1.7: 143.26; 1.8: 8.4594; 1.9: 1193.8333; 2: 38.0202; 2.1: 94.9688; 2.2: 1500.7441; 2.3: 40.0344; 2.4: -1416.1321; 2.5: -37.7773
| 2 | 55.15 | 1: 14.6003; 1.1: 84.2784; 1.2: 0.11302; 1.3: 358.475; 1.4: 2.2462; 1.5: 84.2784; 1.6: 358.475; 1.7: 143.39; 1.8: 8.4594; 1.9: 1194.9167; 2: 38.0547; 2.1: 94.97; 2.2: 1503.4499; 2.3: 40.0702; 2.4: -1419.1715; 2.5: -37.824
| 2 | 55.2 | 1: 14.5294; 1.1: 83.9451; 1.2: 0.11257; 1.3: 358.8; 1.4: 2.2353; 1.5: 83.9451; 1.6: 358.8; 1.7: 143.52; 1.8: 8.4594; 1.9: 1196; 2: 38.0892; 2.1: 94.9712; 2.2: 1506.1582; 2.3: 40.106; 2.4: -1422.2131; 2.5: -37.8707
| 2 | 55.25 | 1: 14.4587; 1.1: 83.612; 1.2: 0.11213; 1.3: 359.125; 1.4: 2.2244; 1.5: 83.612; 1.6: 359.125; 1.7: 143.65; 1.8: 8.4594; 1.9: 1197.0833; 2: 38.1237; 2.1: 94.9724; 2.2: 1508.869; 2.3: 40.1419; 2.4: -1425.2569; 2.5: -37.9175
| 2 | 55.3 | 1: 14.3881; 1.1: 83.2793; 1.2: 0.11168; 1.3: 359.45; 1.4: 2.2136; 1.5: 83.2793; 1.6: 359.45; 1.7: 143.78; 1.8: 8.4594; 1.9: 1198.1667; 2: 38.1582; 2.1: 94.9736; 2.2: 1511.5822; 2.3: 40.1777; 2.4: -1428.3029; 2.5: -37.9641
| 2 | 55.35 | 1: 14.3177; 1.1: 82.9468; 1.2: 0.11123; 1.3: 359.775; 1.4: 2.2027; 1.5: 82.9468; 1.6: 359.775; 1.7: 143.91; 1.8: 8.4594; 1.9: 1199.25; 2: 38.1927; 2.1: 94.9747; 2.2: 1514.2978; 2.3: 40.2135; 2.4: -1431.351; 2.5: -38.0108
| 2 | 55.4 | 1: 14.2475; 1.1: 82.6146; 1.2: 0.11079; 1.3: 360.1; 1.4: 2.1919; 1.5: 82.6146; 1.6: 360.1; 1.7: 144.04; 1.8: 8.4594; 1.9: 1200.3333; 2: 38.2272; 2.1: 94.9759; 2.2: 1517.016; 2.3: 40.2493; 2.4: -1434.4013; 2.5: -38.0574
| 2 | 55.45 | 1: 14.1775; 1.1: 82.2828; 1.2: 0.11034; 1.3: 360.425; 1.4: 2.1812; 1.5: 82.2828; 1.6: 360.425; 1.7: 144.17; 1.8: 8.4594; 1.9: 1201.4167; 2: 38.2617; 2.1: 94.9771; 2.2: 1519.7366; 2.3: 40.2852; 2.4: -1437.4538; 2.5: -38.104
| 2 | 55.5 | 1: 14.1076; 1.1: 81.9512; 1.2: 0.1099; 1.3: 360.75; 1.4: 2.1704; 1.5: 81.9512; 1.6: 360.75; 1.7: 144.3; 1.8: 8.4594; 1.9: 1202.5; 2: 38.2962; 2.1: 94.9783; 2.2: 1522.4597; 2.3: 40.321; 2.4: -1440.5084; 2.5: -38.1506
| 2 | 55.55 | 1: 14.038; 1.1: 81.62; 1.2: 0.10945; 1.3: 361.075; 1.4: 2.1597; 1.5: 81.62; 1.6: 361.075; 1.7: 144.43; 1.8: 8.4594; 1.9: 1203.5833; 2: 38.3307; 2.1: 94.9795; 2.2: 1525.1852; 2.3: 40.3568; 2.4: -1443.5652; 2.5: -38.1971
| 2 | 55.6 | 1: 13.9685; 1.1: 81.2891; 1.2: 0.10901; 1.3: 361.4; 1.4: 2.149; 1.5: 81.2891; 1.6: 361.4; 1.7: 144.56; 1.8: 8.4594; 1.9: 1204.6667; 2: 38.3652; 2.1: 94.9806; 2.2: 1527.9132; 2.3: 40.3926; 2.4: -1446.6241; 2.5: -38.2436
| 2 | 55.65 | 1: 13.8992; 1.1: 80.9584; 1.2: 0.10857; 1.3: 361.725; 1.4: 2.1383; 1.5: 80.9584; 1.6: 361.725; 1.7: 144.69; 1.8: 8.4594; 1.9: 1205.75; 2: 38.3997; 2.1: 94.9818; 2.2: 1530.6437; 2.3: 40.4285; 2.4: -1449.6852; 2.5: -38.2901
| 2 | 55.7 | 1: 13.83; 1.1: 80.6282; 1.2: 0.10812; 1.3: 362.05; 1.4: 2.1277; 1.5: 80.6282; 1.6: 362.05; 1.7: 144.82; 1.8: 8.4594; 1.9: 1206.8333; 2: 38.4342; 2.1: 94.983; 2.2: 1533.3766; 2.3: 40.4643; 2.4: -1452.7485; 2.5: -38.3366
| 2 | 55.75 | 1: 13.7611; 1.1: 80.2982; 1.2: 0.10768; 1.3: 362.375; 1.4: 2.1171; 1.5: 80.2982; 1.6: 362.375; 1.7: 144.95; 1.8: 8.4594; 1.9: 1207.9167; 2: 38.4687; 2.1: 94.9841; 2.2: 1536.112; 2.3: 40.5001; 2.4: -1455.8139; 2.5: -38.383
| 2 | 55.8 | 1: 13.6923; 1.1: 79.9685; 1.2: 0.10724; 1.3: 362.7; 1.4: 2.1065; 1.5: 79.9685; 1.6: 362.7; 1.7: 145.08; 1.8: 8.4594; 1.9: 1209; 2: 38.5032; 2.1: 94.9853; 2.2: 1538.8499; 2.3: 40.5359; 2.4: -1458.8814; 2.5: -38.4294
| 2 | 55.85 | 1: 13.6237; 1.1: 79.6392; 1.2: 0.1068; 1.3: 363.025; 1.4: 2.096; 1.5: 79.6392; 1.6: 363.025; 1.7: 145.21; 1.8: 8.4594; 1.9: 1210.0833; 2: 38.5377; 2.1: 94.9864; 2.2: 1541.5903; 2.3: 40.5718; 2.4: -1461.9511; 2.5: -38.4758
| 2 | 55.9 | 1: 13.5553; 1.1: 79.3102; 1.2: 0.10636; 1.3: 363.35; 1.4: 2.0854; 1.5: 79.3102; 1.6: 363.35; 1.7: 145.34; 1.8: 8.4594; 1.9: 1211.1667; 2: 38.5722; 2.1: 94.9876; 2.2: 1544.3331; 2.3: 40.6076; 2.4: -1465.0229; 2.5: -38.5222
| 2 | 55.95 | 1: 13.4871; 1.1: 78.9816; 1.2: 0.10592; 1.3: 363.675; 1.4: 2.0749; 1.5: 78.9816; 1.6: 363.675; 1.7: 145.47; 1.8: 8.4594; 1.9: 1212.25; 2: 38.6067; 2.1: 94.9887; 2.2: 1547.0784; 2.3: 40.6434; 2.4: -1468.0968; 2.5: -38.5685
| 2 | 56 | 1: 13.419; 1.1: 78.6532; 1.2: 0.10548; 1.3: 364; 1.4: 2.0645; 1.5: 78.6532; 1.6: 364; 1.7: 145.6; 1.8: 8.4594; 1.9: 1213.3333; 2: 38.6412; 2.1: 94.9899; 2.2: 1549.8262; 2.3: 40.6793; 2.4: -1471.1729; 2.5: -38.6148
| 2 | 56.05 | 1: 13.3511; 1.1: 78.3253; 1.2: 0.10504; 1.3: 364.325; 1.4: 2.054; 1.5: 78.3253; 1.6: 364.325; 1.7: 145.73; 1.8: 8.4594; 1.9: 1214.4167; 2: 38.6757; 2.1: 94.991; 2.2: 1552.5764; 2.3: 40.7151; 2.4: -1474.2511; 2.5: -38.6611
| 2 | 56.1 | 1: 13.2834; 1.1: 77.9976; 1.2: 0.1046; 1.3: 364.65; 1.4: 2.0436; 1.5: 77.9976; 1.6: 364.65; 1.7: 145.86; 1.8: 8.4594; 1.9: 1215.5; 2: 38.7102; 2.1: 94.9921; 2.2: 1555.3291; 2.3: 40.7509; 2.4: -1477.3315; 2.5: -38.7073
| 2 | 56.15 | 1: 13.2159; 1.1: 77.6703; 1.2: 0.10416; 1.3: 364.975; 1.4: 2.0332; 1.5: 77.6703; 1.6: 364.975; 1.7: 145.99; 1.8: 8.4594; 1.9: 1216.5833; 2: 38.7447; 2.1: 94.9933; 2.2: 1558.0843; 2.3: 40.7868; 2.4: -1480.414; 2.5: -38.7536
| 2 | 56.2 | 1: 13.1486; 1.1: 77.3434; 1.2: 0.10372; 1.3: 365.3; 1.4: 2.0229; 1.5: 77.3434; 1.6: 365.3; 1.7: 146.12; 1.8: 8.4594; 1.9: 1217.6667; 2: 38.7792; 2.1: 94.9944; 2.2: 1560.8419; 2.3: 40.8226; 2.4: -1483.4986; 2.5: -38.7998
| 2 | 56.25 | 1: 13.0814; 1.1: 77.0168; 1.2: 0.10328; 1.3: 365.625; 1.4: 2.0125; 1.5: 77.0168; 1.6: 365.625; 1.7: 146.25; 1.8: 8.4594; 1.9: 1218.75; 2: 38.8137; 2.1: 94.9955; 2.2: 1563.602; 2.3: 40.8585; 2.4: -1486.5853; 2.5: -38.8459
| 2 | 56.3 | 1: 13.0144; 1.1: 76.6905; 1.2: 0.10284; 1.3: 365.95; 1.4: 2.0022; 1.5: 76.6905; 1.6: 365.95; 1.7: 146.38; 1.8: 8.4594; 1.9: 1219.8333; 2: 38.8482; 2.1: 94.9966; 2.2: 1566.3646; 2.3: 40.8943; 2.4: -1489.6741; 2.5: -38.8921
| 2 | 56.35 | 1: 12.9476; 1.1: 76.3646; 1.2: 0.10241; 1.3: 366.275; 1.4: 1.9919; 1.5: 76.3646; 1.6: 366.275; 1.7: 146.51; 1.8: 8.4594; 1.9: 1220.9167; 2: 38.8827; 2.1: 94.9977; 2.2: 1569.1297; 2.3: 40.9301; 2.4: -1492.7651; 2.5: -38.9382
| 2 | 56.4 | 1: 12.881; 1.1: 76.0391; 1.2: 0.10197; 1.3: 366.6; 1.4: 1.9817; 1.5: 76.0391; 1.6: 366.6; 1.7: 146.64; 1.8: 8.4594; 1.9: 1222; 2: 38.9172; 2.1: 94.9988; 2.2: 1571.8973; 2.3: 40.966; 2.4: -1495.8582; 2.5: -38.9843
| 2 | 56.45 | 1: 12.8146; 1.1: 75.7139; 1.2: 0.10153; 1.3: 366.925; 1.4: 1.9715; 1.5: 75.7139; 1.6: 366.925; 1.7: 146.77; 1.8: 8.4594; 1.9: 1223.0833; 2: 38.9517; 2.1: 94.9999; 2.2: 1574.6673; 2.3: 41.0018; 2.4: -1498.9533; 2.5: -39.0303
| 2 | 56.5 | 1: 12.7483; 1.1: 75.3891; 1.2: 0.1011; 1.3: 367.25; 1.4: 1.9613; 1.5: 75.3891; 1.6: 367.25; 1.7: 146.9; 1.8: 8.4594; 1.9: 1224.1667; 2: 38.9862; 2.1: 95.001; 2.2: 1577.4398; 2.3: 41.0377; 2.4: -1502.0506; 2.5: -39.0764
| 2 | 56.55 | 1: 12.6822; 1.1: 75.0647; 1.2: 0.10066; 1.3: 367.575; 1.4: 1.9511; 1.5: 75.0647; 1.6: 367.575; 1.7: 147.03; 1.8: 8.4594; 1.9: 1225.25; 2: 39.0207; 2.1: 95.0021; 2.2: 1580.2147; 2.3: 41.0735; 2.4: -1505.15; 2.5: -39.1224
| 2 | 56.6 | 1: 12.6163; 1.1: 74.7406; 1.2: 0.10023; 1.3: 367.9; 1.4: 1.941; 1.5: 74.7406; 1.6: 367.9; 1.7: 147.16; 1.8: 8.4594; 1.9: 1226.3333; 2: 39.0552; 2.1: 95.0032; 2.2: 1582.9922; 2.3: 41.1093; 2.4: -1508.2516; 2.5: -39.1684
| 2 | 56.65 | 1: 12.5506; 1.1: 74.4169; 1.2: 0.099795; 1.3: 368.225; 1.4: 1.9309; 1.5: 74.4169; 1.6: 368.225; 1.7: 147.29; 1.8: 8.4594; 1.9: 1227.4167; 2: 39.0897; 2.1: 95.0043; 2.2: 1585.7721; 2.3: 41.1452; 2.4: -1511.3552; 2.5: -39.2143
| 2 | 56.7 | 1: 12.485; 1.1: 74.0936; 1.2: 0.099361; 1.3: 368.55; 1.4: 1.9208; 1.5: 74.0936; 1.6: 368.55; 1.7: 147.42; 1.8: 8.4594; 1.9: 1228.5; 2: 39.1242; 2.1: 95.0054; 2.2: 1588.5545; 2.3: 41.181; 2.4: -1514.4609; 2.5: -39.2603
| 2 | 56.75 | 1: 12.4197; 1.1: 73.7707; 1.2: 0.098928; 1.3: 368.875; 1.4: 1.9107; 1.5: 73.7707; 1.6: 368.875; 1.7: 147.55; 1.8: 8.4594; 1.9: 1229.5833; 2: 39.1587; 2.1: 95.0065; 2.2: 1591.3393; 2.3: 41.2169; 2.4: -1517.5687; 2.5: -39.3062
| 2 | 56.8 | 1: 12.3545; 1.1: 73.4481; 1.2: 0.098496; 1.3: 369.2; 1.4: 1.9007; 1.5: 73.4481; 1.6: 369.2; 1.7: 147.68; 1.8: 8.4594; 1.9: 1230.6667; 2: 39.1932; 2.1: 95.0075; 2.2: 1594.1267; 2.3: 41.2527; 2.4: -1520.6786; 2.5: -39.352
| 2 | 56.85 | 1: 12.2895; 1.1: 73.1259; 1.2: 0.098063; 1.3: 369.525; 1.4: 1.8907; 1.5: 73.1259; 1.6: 369.525; 1.7: 147.81; 1.8: 8.4594; 1.9: 1231.75; 2: 39.2277; 2.1: 95.0086; 2.2: 1596.9165; 2.3: 41.2886; 2.4: -1523.7906; 2.5: -39.3979
| 2 | 56.9 | 1: 12.2246; 1.1: 72.8041; 1.2: 0.097632; 1.3: 369.85; 1.4: 1.8807; 1.5: 72.8041; 1.6: 369.85; 1.7: 147.94; 1.8: 8.4594; 1.9: 1232.8333; 2: 39.2622; 2.1: 95.0097; 2.2: 1599.7088; 2.3: 41.3244; 2.4: -1526.9047; 2.5: -39.4437
| 2 | 56.95 | 1: 12.16; 1.1: 72.4827; 1.2: 0.097201; 1.3: 370.175; 1.4: 1.8708; 1.5: 72.4827; 1.6: 370.175; 1.7: 148.07; 1.8: 8.4594; 1.9: 1233.9167; 2: 39.2967; 2.1: 95.0107; 2.2: 1602.5036; 2.3: 41.3603; 2.4: -1530.0208; 2.5: -39.4895
| 2 | 57 | 1: 12.0955; 1.1: 72.1617; 1.2: 0.09677; 1.3: 370.5; 1.4: 1.8608; 1.5: 72.1617; 1.6: 370.5; 1.7: 148.2; 1.8: 8.4594; 1.9: 1235; 2: 39.3312; 2.1: 95.0118; 2.2: 1605.3008; 2.3: 41.3961; 2.4: -1533.1391; 2.5: -39.5353
| 2 | 57.05 | 1: 12.0312; 1.1: 71.8411; 1.2: 0.096341; 1.3: 370.825; 1.4: 1.851; 1.5: 71.8411; 1.6: 370.825; 1.7: 148.33; 1.8: 8.4594; 1.9: 1236.0833; 2: 39.3657; 2.1: 95.0128; 2.2: 1608.1006; 2.3: 41.432; 2.4: -1536.2594; 2.5: -39.581
| 2 | 57.1 | 1: 11.9671; 1.1: 71.5209; 1.2: 0.095911; 1.3: 371.15; 1.4: 1.8411; 1.5: 71.5209; 1.6: 371.15; 1.7: 148.46; 1.8: 8.4594; 1.9: 1237.1667; 2: 39.4002; 2.1: 95.0139; 2.2: 1610.9028; 2.3: 41.4678; 2.4: -1539.3818; 2.5: -39.6268
| 2 | 57.15 | 1: 11.9032; 1.1: 71.2011; 1.2: 0.095482; 1.3: 371.475; 1.4: 1.8313; 1.5: 71.2011; 1.6: 371.475; 1.7: 148.59; 1.8: 8.4594; 1.9: 1238.25; 2: 39.4347; 2.1: 95.0149; 2.2: 1613.7074; 2.3: 41.5037; 2.4: -1542.5063; 2.5: -39.6724
| 2 | 57.2 | 1: 11.8394; 1.1: 70.8817; 1.2: 0.095054; 1.3: 371.8; 1.4: 1.8214; 1.5: 70.8817; 1.6: 371.8; 1.7: 148.72; 1.8: 8.4594; 1.9: 1239.3333; 2: 39.4692; 2.1: 95.016; 2.2: 1616.5146; 2.3: 41.5396; 2.4: -1545.6329; 2.5: -39.7181
| 2 | 57.25 | 1: 11.7758; 1.1: 70.5627; 1.2: 0.094626; 1.3: 372.125; 1.4: 1.8117; 1.5: 70.5627; 1.6: 372.125; 1.7: 148.85; 1.8: 8.4594; 1.9: 1240.4167; 2: 39.5037; 2.1: 95.017; 2.2: 1619.3243; 2.3: 41.5754; 2.4: -1548.7616; 2.5: -39.7637
| 2 | 57.3 | 1: 11.7124; 1.1: 70.2441; 1.2: 0.094199; 1.3: 372.45; 1.4: 1.8019; 1.5: 70.2441; 1.6: 372.45; 1.7: 148.98; 1.8: 8.4594; 1.9: 1241.5; 2: 39.5382; 2.1: 95.018; 2.2: 1622.1364; 2.3: 41.6113; 2.4: -1551.8923; 2.5: -39.8094
| 2 | 57.35 | 1: 11.6492; 1.1: 69.9259; 1.2: 0.093772; 1.3: 372.775; 1.4: 1.7922; 1.5: 69.9259; 1.6: 372.775; 1.7: 149.11; 1.8: 8.4594; 1.9: 1242.5833; 2: 39.5727; 2.1: 95.0191; 2.2: 1624.951; 2.3: 41.6471; 2.4: -1555.0251; 2.5: -39.8549
| 2 | 57.4 | 1: 11.5862; 1.1: 69.6082; 1.2: 0.093346; 1.3: 373.1; 1.4: 1.7825; 1.5: 69.6082; 1.6: 373.1; 1.7: 149.24; 1.8: 8.4594; 1.9: 1243.6667; 2: 39.6072; 2.1: 95.0201; 2.2: 1627.7681; 2.3: 41.683; 2.4: -1558.1599; 2.5: -39.9005
| 2 | 57.45 | 1: 11.5233; 1.1: 69.2908; 1.2: 0.092921; 1.3: 373.425; 1.4: 1.7728; 1.5: 69.2908; 1.6: 373.425; 1.7: 149.37; 1.8: 8.4594; 1.9: 1244.75; 2: 39.6417; 2.1: 95.0211; 2.2: 1630.5876; 2.3: 41.7189; 2.4: -1561.2968; 2.5: -39.946
| 2 | 57.5 | 1: 11.4606; 1.1: 68.9739; 1.2: 0.092496; 1.3: 373.75; 1.4: 1.7632; 1.5: 68.9739; 1.6: 373.75; 1.7: 149.5; 1.8: 8.4594; 1.9: 1245.8333; 2: 39.6762; 2.1: 95.0221; 2.2: 1633.4097; 2.3: 41.7547; 2.4: -1564.4358; 2.5: -39.9915
| 2 | 57.55 | 1: 11.3981; 1.1: 68.6574; 1.2: 0.092071; 1.3: 374.075; 1.4: 1.7536; 1.5: 68.6574; 1.6: 374.075; 1.7: 149.63; 1.8: 8.4594; 1.9: 1246.9167; 2: 39.7107; 2.1: 95.0231; 2.2: 1636.2342; 2.3: 41.7906; 2.4: -1567.5768; 2.5: -40.037
| 2 | 57.6 | 1: 11.3358; 1.1: 68.3413; 1.2: 0.091647; 1.3: 374.4; 1.4: 1.744; 1.5: 68.3413; 1.6: 374.4; 1.7: 149.76; 1.8: 8.4594; 1.9: 1248; 2: 39.7452; 2.1: 95.0241; 2.2: 1639.0612; 2.3: 41.8264; 2.4: -1570.7199; 2.5: -40.0825
| 2 | 57.65 | 1: 11.2737; 1.1: 68.0257; 1.2: 0.091224; 1.3: 374.725; 1.4: 1.7344; 1.5: 68.0257; 1.6: 374.725; 1.7: 149.89; 1.8: 8.4594; 1.9: 1249.0833; 2: 39.7797; 2.1: 95.0252; 2.2: 1641.8907; 2.3: 41.8623; 2.4: -1573.865; 2.5: -40.1279
| 2 | 57.7 | 1: 11.2117; 1.1: 67.7105; 1.2: 0.090801; 1.3: 375.05; 1.4: 1.7249; 1.5: 67.7105; 1.6: 375.05; 1.7: 150.02; 1.8: 8.4594; 1.9: 1250.1667; 2: 39.8142; 2.1: 95.0262; 2.2: 1644.7227; 2.3: 41.8982; 2.4: -1577.0122; 2.5: -40.1733
| 2 | 57.75 | 1: 11.1499; 1.1: 67.3957; 1.2: 0.090379; 1.3: 375.375; 1.4: 1.7154; 1.5: 67.3957; 1.6: 375.375; 1.7: 150.15; 1.8: 8.4594; 1.9: 1251.25; 2: 39.8487; 2.1: 95.0271; 2.2: 1647.5572; 2.3: 41.934; 2.4: -1580.1615; 2.5: -40.2187
| 2 | 57.8 | 1: 11.0883; 1.1: 67.0814; 1.2: 0.089958; 1.3: 375.7; 1.4: 1.7059; 1.5: 67.0814; 1.6: 375.7; 1.7: 150.28; 1.8: 8.4594; 1.9: 1252.3333; 2: 39.8832; 2.1: 95.0281; 2.2: 1650.3941; 2.3: 41.9699; 2.4: -1583.3127; 2.5: -40.264
| 2 | 57.85 | 1: 11.0269; 1.1: 66.7675; 1.2: 0.089537; 1.3: 376.025; 1.4: 1.6964; 1.5: 66.7675; 1.6: 376.025; 1.7: 150.41; 1.8: 8.4594; 1.9: 1253.4167; 2: 39.9177; 2.1: 95.0291; 2.2: 1653.2335; 2.3: 42.0058; 2.4: -1586.4661; 2.5: -40.3093
| 2 | 57.9 | 1: 10.9656; 1.1: 66.454; 1.2: 0.089116; 1.3: 376.35; 1.4: 1.687; 1.5: 66.454; 1.6: 376.35; 1.7: 150.54; 1.8: 8.4594; 1.9: 1254.5; 2: 39.9522; 2.1: 95.0301; 2.2: 1656.0755; 2.3: 42.0417; 2.4: -1589.6214; 2.5: -40.3546
| 2 | 57.95 | 1: 10.9046; 1.1: 66.141; 1.2: 0.088697; 1.3: 376.675; 1.4: 1.6776; 1.5: 66.141; 1.6: 376.675; 1.7: 150.67; 1.8: 8.4594; 1.9: 1255.5833; 2: 39.9867; 2.1: 95.0311; 2.2: 1658.9198; 2.3: 42.0775; 2.4: -1592.7788; 2.5: -40.3999
| 2 | 58 | 1: 10.8437; 1.1: 65.8285; 1.2: 0.088277; 1.3: 377; 1.4: 1.6683; 1.5: 65.8285; 1.6: 377; 1.7: 150.8; 1.8: 8.4594; 1.9: 1256.6667; 2: 40.0212; 2.1: 95.0321; 2.2: 1661.7667; 2.3: 42.1134; 2.4: -1595.9383; 2.5: -40.4451
| 2 | 58.05 | 1: 10.783; 1.1: 65.5163; 1.2: 0.087859; 1.3: 377.325; 1.4: 1.6589; 1.5: 65.5163; 1.6: 377.325; 1.7: 150.93; 1.8: 8.4594; 1.9: 1257.75; 2: 40.0557; 2.1: 95.033; 2.2: 1664.6161; 2.3: 42.1493; 2.4: -1599.0997; 2.5: -40.4904
| 2 | 58.1 | 1: 10.7225; 1.1: 65.2047; 1.2: 0.087441; 1.3: 377.65; 1.4: 1.6496; 1.5: 65.2047; 1.6: 377.65; 1.7: 151.06; 1.8: 8.4594; 1.9: 1258.8333; 2: 40.0902; 2.1: 95.034; 2.2: 1667.4679; 2.3: 42.1852; 2.4: -1602.2632; 2.5: -40.5355
| 2 | 58.15 | 1: 10.6621; 1.1: 64.8935; 1.2: 0.087024; 1.3: 377.975; 1.4: 1.6403; 1.5: 64.8935; 1.6: 377.975; 1.7: 151.19; 1.8: 8.4594; 1.9: 1259.9167; 2: 40.1247; 2.1: 95.035; 2.2: 1670.3223; 2.3: 42.221; 2.4: -1605.4288; 2.5: -40.5807
| 2 | 58.2 | 1: 10.6019; 1.1: 64.5827; 1.2: 0.086607; 1.3: 378.3; 1.4: 1.6311; 1.5: 64.5827; 1.6: 378.3; 1.7: 151.32; 1.8: 8.4594; 1.9: 1261; 2: 40.1592; 2.1: 95.0359; 2.2: 1673.1791; 2.3: 42.2569; 2.4: -1608.5963; 2.5: -40.6258
| 2 | 58.25 | 1: 10.5419; 1.1: 64.2725; 1.2: 0.086191; 1.3: 378.625; 1.4: 1.6218; 1.5: 64.2725; 1.6: 378.625; 1.7: 151.45; 1.8: 8.4594; 1.9: 1262.0833; 2: 40.1937; 2.1: 95.0369; 2.2: 1676.0384; 2.3: 42.2928; 2.4: -1611.7659; 2.5: -40.6709
| 2 | 58.3 | 1: 10.4821; 1.1: 63.9627; 1.2: 0.085775; 1.3: 378.95; 1.4: 1.6126; 1.5: 63.9627; 1.6: 378.95; 1.7: 151.58; 1.8: 8.4594; 1.9: 1263.1667; 2: 40.2282; 2.1: 95.0378; 2.2: 1678.9002; 2.3: 42.3287; 2.4: -1614.9375; 2.5: -40.716
| 2 | 58.35 | 1: 10.4225; 1.1: 63.6533; 1.2: 0.08536; 1.3: 379.275; 1.4: 1.6035; 1.5: 63.6533; 1.6: 379.275; 1.7: 151.71; 1.8: 8.4594; 1.9: 1264.25; 2: 40.2627; 2.1: 95.0388; 2.2: 1681.7645; 2.3: 42.3645; 2.4: -1618.1112; 2.5: -40.7611
| 2 | 58.4 | 1: 10.363; 1.1: 63.3444; 1.2: 0.084946; 1.3: 379.6; 1.4: 1.5943; 1.5: 63.3444; 1.6: 379.6; 1.7: 151.84; 1.8: 8.4594; 1.9: 1265.3333; 2: 40.2972; 2.1: 95.0397; 2.2: 1684.6312; 2.3: 42.4004; 2.4: -1621.2868; 2.5: -40.8061
| 2 | 58.45 | 1: 10.3038; 1.1: 63.036; 1.2: 0.084533; 1.3: 379.925; 1.4: 1.5852; 1.5: 63.036; 1.6: 379.925; 1.7: 151.97; 1.8: 8.4594; 1.9: 1266.4167; 2: 40.3317; 2.1: 95.0406; 2.2: 1687.5005; 2.3: 42.4363; 2.4: -1624.4645; 2.5: -40.8511
| 2 | 58.5 | 1: 10.2447; 1.1: 62.7281; 1.2: 0.08412; 1.3: 380.25; 1.4: 1.5761; 1.5: 62.7281; 1.6: 380.25; 1.7: 152.1; 1.8: 8.4594; 1.9: 1267.5; 2: 40.3662; 2.1: 95.0416; 2.2: 1690.3722; 2.3: 42.4722; 2.4: -1627.6441; 2.5: -40.8961
| 2 | 58.55 | 1: 10.1857; 1.1: 62.4206; 1.2: 0.083707; 1.3: 380.575; 1.4: 1.567; 1.5: 62.4206; 1.6: 380.575; 1.7: 152.23; 1.8: 8.4594; 1.9: 1268.5833; 2: 40.4007; 2.1: 95.0425; 2.2: 1693.2464; 2.3: 42.5081; 2.4: -1630.8258; 2.5: -40.941
| 2 | 58.6 | 1: 10.127; 1.1: 62.1137; 1.2: 0.083296; 1.3: 380.9; 1.4: 1.558; 1.5: 62.1137; 1.6: 380.9; 1.7: 152.36; 1.8: 8.4594; 1.9: 1269.6667; 2: 40.4352; 2.1: 95.0434; 2.2: 1696.1232; 2.3: 42.544; 2.4: -1634.0095; 2.5: -40.986
| 2 | 58.65 | 1: 10.0684; 1.1: 61.8072; 1.2: 0.082885; 1.3: 381.225; 1.4: 1.549; 1.5: 61.8072; 1.6: 381.225; 1.7: 152.49; 1.8: 8.4594; 1.9: 1270.75; 2: 40.4697; 2.1: 95.0443; 2.2: 1699.0024; 2.3: 42.5799; 2.4: -1637.1952; 2.5: -41.0309
| 2 | 58.7 | 1: 10.0101; 1.1: 61.5012; 1.2: 0.082474; 1.3: 381.55; 1.4: 1.54; 1.5: 61.5012; 1.6: 381.55; 1.7: 152.62; 1.8: 8.4594; 1.9: 1271.8333; 2: 40.5042; 2.1: 95.0453; 2.2: 1701.8841; 2.3: 42.6157; 2.4: -1640.3829; 2.5: -41.0757
| 2 | 58.75 | 1: 9.9519; 1.1: 61.1956; 1.2: 0.082065; 1.3: 381.875; 1.4: 1.5311; 1.5: 61.1956; 1.6: 381.875; 1.7: 152.75; 1.8: 8.4594; 1.9: 1272.9167; 2: 40.5387; 2.1: 95.0462; 2.2: 1704.7682; 2.3: 42.6516; 2.4: -1643.5726; 2.5: -41.1206
| 2 | 58.8 | 1: 9.8938; 1.1: 60.8906; 1.2: 0.081656; 1.3: 382.2; 1.4: 1.5221; 1.5: 60.8906; 1.6: 382.2; 1.7: 152.88; 1.8: 8.4594; 1.9: 1274; 2: 40.5732; 2.1: 95.0471; 2.2: 1707.6549; 2.3: 42.6875; 2.4: -1646.7643; 2.5: -41.1654
| 2 | 58.85 | 1: 9.836; 1.1: 60.5861; 1.2: 0.081247; 1.3: 382.525; 1.4: 1.5132; 1.5: 60.5861; 1.6: 382.525; 1.7: 153.01; 1.8: 8.4594; 1.9: 1275.0833; 2: 40.6077; 2.1: 95.048; 2.2: 1710.5441; 2.3: 42.7234; 2.4: -1649.958; 2.5: -41.2102
| 2 | 58.9 | 1: 9.7783; 1.1: 60.282; 1.2: 0.08084; 1.3: 382.85; 1.4: 1.5044; 1.5: 60.282; 1.6: 382.85; 1.7: 153.14; 1.8: 8.4594; 1.9: 1276.1667; 2: 40.6423; 2.1: 95.0489; 2.2: 1713.4357; 2.3: 42.7593; 2.4: -1653.1537; 2.5: -41.255
| 2 | 58.95 | 1: 9.7208; 1.1: 59.9785; 1.2: 0.080432; 1.3: 383.175; 1.4: 1.4955; 1.5: 59.9785; 1.6: 383.175; 1.7: 153.27; 1.8: 8.4594; 1.9: 1277.25; 2: 40.6768; 2.1: 95.0498; 2.2: 1716.3299; 2.3: 42.7952; 2.4: -1656.3514; 2.5: -41.2997
| 2 | 59 | 1: 9.6635; 1.1: 59.6755; 1.2: 0.080026; 1.3: 383.5; 1.4: 1.4867; 1.5: 59.6755; 1.6: 383.5; 1.7: 153.4; 1.8: 8.4594; 1.9: 1278.3333; 2: 40.7113; 2.1: 95.0507; 2.2: 1719.2265; 2.3: 42.8311; 2.4: -1659.551; 2.5: -41.3444
| 2 | 59.05 | 1: 9.6064; 1.1: 59.3729; 1.2: 0.07962; 1.3: 383.825; 1.4: 1.4779; 1.5: 59.3729; 1.6: 383.825; 1.7: 153.53; 1.8: 8.4594; 1.9: 1279.4167; 2: 40.7458; 2.1: 95.0515; 2.2: 1722.1256; 2.3: 42.867; 2.4: -1662.7527; 2.5: -41.3891
| 2 | 59.1 | 1: 9.5494; 1.1: 59.0709; 1.2: 0.079215; 1.3: 384.15; 1.4: 1.4691; 1.5: 59.0709; 1.6: 384.15; 1.7: 153.66; 1.8: 8.4594; 1.9: 1280.5; 2: 40.7803; 2.1: 95.0524; 2.2: 1725.0272; 2.3: 42.9029; 2.4: -1665.9563; 2.5: -41.4338
| 2 | 59.15 | 1: 9.4927; 1.1: 58.7694; 1.2: 0.078811; 1.3: 384.475; 1.4: 1.4604; 1.5: 58.7694; 1.6: 384.475; 1.7: 153.79; 1.8: 8.4594; 1.9: 1281.5833; 2: 40.8148; 2.1: 95.0533; 2.2: 1727.9313; 2.3: 42.9388; 2.4: -1669.1619; 2.5: -41.4784
| 2 | 59.2 | 1: 9.4361; 1.1: 58.4684; 1.2: 0.078407; 1.3: 384.8; 1.4: 1.4517; 1.5: 58.4684; 1.6: 384.8; 1.7: 153.92; 1.8: 8.4594; 1.9: 1282.6667; 2: 40.8493; 2.1: 95.0542; 2.2: 1730.8379; 2.3: 42.9747; 2.4: -1672.3695; 2.5: -41.523
| 2 | 59.25 | 1: 9.3796; 1.1: 58.1679; 1.2: 0.078004; 1.3: 385.125; 1.4: 1.443; 1.5: 58.1679; 1.6: 385.125; 1.7: 154.05; 1.8: 8.4594; 1.9: 1283.75; 2: 40.8838; 2.1: 95.0551; 2.2: 1733.747; 2.3: 43.0106; 2.4: -1675.5791; 2.5: -41.5676
| 2 | 59.3 | 1: 9.3234; 1.1: 57.8679; 1.2: 0.077602; 1.3: 385.45; 1.4: 1.4344; 1.5: 57.8679; 1.6: 385.45; 1.7: 154.18; 1.8: 8.4594; 1.9: 1284.8333; 2: 40.9183; 2.1: 95.0559; 2.2: 1736.6586; 2.3: 43.0465; 2.4: -1678.7907; 2.5: -41.6121
| 2 | 59.35 | 1: 9.2673; 1.1: 57.5684; 1.2: 0.077201; 1.3: 385.775; 1.4: 1.4257; 1.5: 57.5684; 1.6: 385.775; 1.7: 154.31; 1.8: 8.4594; 1.9: 1285.9167; 2: 40.9528; 2.1: 95.0568; 2.2: 1739.5726; 2.3: 43.0824; 2.4: -1682.0042; 2.5: -41.6567
| 2 | 59.4 | 1: 9.2115; 1.1: 57.2695; 1.2: 0.0768; 1.3: 386.1; 1.4: 1.4171; 1.5: 57.2695; 1.6: 386.1; 1.7: 154.44; 1.8: 8.4594; 1.9: 1287; 2: 40.9873; 2.1: 95.0576; 2.2: 1742.4892; 2.3: 43.1183; 2.4: -1685.2197; 2.5: -41.7012
| 2 | 59.45 | 1: 9.1558; 1.1: 56.9711; 1.2: 0.076399; 1.3: 386.425; 1.4: 1.4086; 1.5: 56.9711; 1.6: 386.425; 1.7: 154.57; 1.8: 8.4594; 1.9: 1288.0833; 2: 41.0218; 2.1: 95.0585; 2.2: 1745.4082; 2.3: 43.1542; 2.4: -1688.4372; 2.5: -41.7457
| 2 | 59.5 | 1: 9.1002; 1.1: 56.6732; 1.2: 0.076; 1.3: 386.75; 1.4: 1.4; 1.5: 56.6732; 1.6: 386.75; 1.7: 154.7; 1.8: 8.4594; 1.9: 1289.1667; 2: 41.0563; 2.1: 95.0593; 2.2: 1748.3298; 2.3: 43.1901; 2.4: -1691.6566; 2.5: -41.7901
| 2 | 59.55 | 1: 9.0449; 1.1: 56.3758; 1.2: 0.075601; 1.3: 387.075; 1.4: 1.3915; 1.5: 56.3758; 1.6: 387.075; 1.7: 154.83; 1.8: 8.4594; 1.9: 1290.25; 2: 41.0908; 2.1: 95.0602; 2.2: 1751.2538; 2.3: 43.2261; 2.4: -1694.878; 2.5: -41.8345
| 2 | 59.6 | 1: 8.9897; 1.1: 56.079; 1.2: 0.075203; 1.3: 387.4; 1.4: 1.383; 1.5: 56.079; 1.6: 387.4; 1.7: 154.96; 1.8: 8.4594; 1.9: 1291.3333; 2: 41.1253; 2.1: 95.061; 2.2: 1754.1803; 2.3: 43.262; 2.4: -1698.1013; 2.5: -41.8789
| 2 | 59.65 | 1: 8.9347; 1.1: 55.7827; 1.2: 0.074806; 1.3: 387.725; 1.4: 1.3746; 1.5: 55.7827; 1.6: 387.725; 1.7: 155.09; 1.8: 8.4594; 1.9: 1292.4167; 2: 41.1598; 2.1: 95.0619; 2.2: 1757.1093; 2.3: 43.2979; 2.4: -1701.3267; 2.5: -41.9233
| 2 | 59.7 | 1: 8.8799; 1.1: 55.4869; 1.2: 0.074409; 1.3: 388.05; 1.4: 1.3661; 1.5: 55.4869; 1.6: 388.05; 1.7: 155.22; 1.8: 8.4594; 1.9: 1293.5; 2: 41.1943; 2.1: 95.0627; 2.2: 1760.0409; 2.3: 43.3338; 2.4: -1704.5539; 2.5: -41.9677
| 2 | 59.75 | 1: 8.8253; 1.1: 55.1917; 1.2: 0.074013; 1.3: 388.375; 1.4: 1.3577; 1.5: 55.1917; 1.6: 388.375; 1.7: 155.35; 1.8: 8.4594; 1.9: 1294.5833; 2: 41.2288; 2.1: 95.0635; 2.2: 1762.9749; 2.3: 43.3697; 2.4: -1707.7831; 2.5: -42.012
| 2 | 59.8 | 1: 8.7708; 1.1: 54.897; 1.2: 0.073618; 1.3: 388.7; 1.4: 1.3494; 1.5: 54.897; 1.6: 388.7; 1.7: 155.48; 1.8: 8.4594; 1.9: 1295.6667; 2: 41.2633; 2.1: 95.0643; 2.2: 1765.9114; 2.3: 43.4056; 2.4: -1711.0143; 2.5: -42.0563
| 2 | 59.85 | 1: 8.7165; 1.1: 54.6029; 1.2: 0.073224; 1.3: 389.025; 1.4: 1.341; 1.5: 54.6029; 1.6: 389.025; 1.7: 155.61; 1.8: 8.4594; 1.9: 1296.75; 2: 41.2978; 2.1: 95.0652; 2.2: 1768.8503; 2.3: 43.4415; 2.4: -1714.2475; 2.5: -42.1005
| 2 | 59.9 | 1: 8.6624; 1.1: 54.3093; 1.2: 0.07283; 1.3: 389.35; 1.4: 1.3327; 1.5: 54.3093; 1.6: 389.35; 1.7: 155.74; 1.8: 8.4594; 1.9: 1297.8333; 2: 41.3323; 2.1: 95.066; 2.2: 1771.7918; 2.3: 43.4775; 2.4: -1717.4825; 2.5: -42.1448
| 2 | 59.95 | 1: 8.6085; 1.1: 54.0163; 1.2: 0.072437; 1.3: 389.675; 1.4: 1.3244; 1.5: 54.0163; 1.6: 389.675; 1.7: 155.87; 1.8: 8.4594; 1.9: 1298.9167; 2: 41.3668; 2.1: 95.0668; 2.2: 1774.7358; 2.3: 43.5134; 2.4: -1720.7196; 2.5: -42.189
| 2 | 60 | 1: 8.5547; 1.1: 53.7238; 1.2: 0.072045; 1.3: 390; 1.4: 1.3161; 1.5: 53.7238; 1.6: 390; 1.7: 156; 1.8: 8.4594; 1.9: 1300; 2: 41.4013; 2.1: 95.0676; 2.2: 1777.6823; 2.3: 43.5493; 2.4: -1723.9585; 2.5: -42.2332
| 2 | 60.05 | 1: 8.5012; 1.1: 53.4318; 1.2: 0.071653; 1.3: 390.325; 1.4: 1.3079; 1.5: 53.4318; 1.6: 390.325; 1.7: 156.13; 1.8: 8.4594; 1.9: 1301.0833; 2: 41.4358; 2.1: 95.0684; 2.2: 1780.6313; 2.3: 43.5852; 2.4: -1727.1994; 2.5: -42.2773
| 2 | 60.1 | 1: 8.4478; 1.1: 53.1404; 1.2: 0.071262; 1.3: 390.65; 1.4: 1.2997; 1.5: 53.1404; 1.6: 390.65; 1.7: 156.26; 1.8: 8.4594; 1.9: 1302.1667; 2: 41.4703; 2.1: 95.0692; 2.2: 1783.5827; 2.3: 43.6211; 2.4: -1730.4423; 2.5: -42.3215
| 2 | 60.15 | 1: 8.3946; 1.1: 52.8496; 1.2: 0.070872; 1.3: 390.975; 1.4: 1.2915; 1.5: 52.8496; 1.6: 390.975; 1.7: 156.39; 1.8: 8.4594; 1.9: 1303.25; 2: 41.5048; 2.1: 95.07; 2.2: 1786.5367; 2.3: 43.6571; 2.4: -1733.6871; 2.5: -42.3656
| 2 | 60.2 | 1: 8.3415; 1.1: 52.5593; 1.2: 0.070483; 1.3: 391.3; 1.4: 1.2833; 1.5: 52.5593; 1.6: 391.3; 1.7: 156.52; 1.8: 8.4594; 1.9: 1304.3333; 2: 41.5393; 2.1: 95.0708; 2.2: 1789.4931; 2.3: 43.693; 2.4: -1736.9338; 2.5: -42.4097
| 2 | 60.25 | 1: 8.2887; 1.1: 52.2696; 1.2: 0.070095; 1.3: 391.625; 1.4: 1.2752; 1.5: 52.2696; 1.6: 391.625; 1.7: 156.65; 1.8: 8.4594; 1.9: 1305.4167; 2: 41.5738; 2.1: 95.0716; 2.2: 1792.4521; 2.3: 43.7289; 2.4: -1740.1824; 2.5: -42.4537
| 2 | 60.3 | 1: 8.236; 1.1: 51.9805; 1.2: 0.069707; 1.3: 391.95; 1.4: 1.2671; 1.5: 51.9805; 1.6: 391.95; 1.7: 156.78; 1.8: 8.4594; 1.9: 1306.5; 2: 41.6083; 2.1: 95.0724; 2.2: 1795.4135; 2.3: 43.7648; 2.4: -1743.433; 2.5: -42.4978
| 2 | 60.35 | 1: 8.1835; 1.1: 51.6919; 1.2: 0.06932; 1.3: 392.275; 1.4: 1.259; 1.5: 51.6919; 1.6: 392.275; 1.7: 156.91; 1.8: 8.4594; 1.9: 1307.5833; 2: 41.6428; 2.1: 95.0732; 2.2: 1798.3774; 2.3: 43.8008; 2.4: -1746.6855; 2.5: -42.5418
| 2 | 60.4 | 1: 8.1311; 1.1: 51.4039; 1.2: 0.068934; 1.3: 392.6; 1.4: 1.2509; 1.5: 51.4039; 1.6: 392.6; 1.7: 157.04; 1.8: 8.4594; 1.9: 1308.6667; 2: 41.6773; 2.1: 95.0739; 2.2: 1801.3439; 2.3: 43.8367; 2.4: -1749.94; 2.5: -42.5858
| 2 | 60.45 | 1: 8.079; 1.1: 51.1165; 1.2: 0.068548; 1.3: 392.925; 1.4: 1.2429; 1.5: 51.1165; 1.6: 392.925; 1.7: 157.17; 1.8: 8.4594; 1.9: 1309.75; 2: 41.7118; 2.1: 95.0747; 2.2: 1804.3128; 2.3: 43.8726; 2.4: -1753.1963; 2.5: -42.6297
| 2 | 60.5 | 1: 8.027; 1.1: 50.8296; 1.2: 0.068164; 1.3: 393.25; 1.4: 1.2349; 1.5: 50.8296; 1.6: 393.25; 1.7: 157.3; 1.8: 8.4594; 1.9: 1310.8333; 2: 41.7463; 2.1: 95.0755; 2.2: 1807.2842; 2.3: 43.9086; 2.4: -1756.4546; 2.5: -42.6737
| 2 | 60.55 | 1: 7.9752; 1.1: 50.5434; 1.2: 0.06778; 1.3: 393.575; 1.4: 1.227; 1.5: 50.5434; 1.6: 393.575; 1.7: 157.43; 1.8: 8.4594; 1.9: 1311.9167; 2: 41.7808; 2.1: 95.0762; 2.2: 1810.2581; 2.3: 43.9445; 2.4: -1759.7148; 2.5: -42.7176
| 2 | 60.6 | 1: 7.9236; 1.1: 50.2576; 1.2: 0.067397; 1.3: 393.9; 1.4: 1.219; 1.5: 50.2576; 1.6: 393.9; 1.7: 157.56; 1.8: 8.4594; 1.9: 1313; 2: 41.8153; 2.1: 95.077; 2.2: 1813.2346; 2.3: 43.9804; 2.4: -1762.9769; 2.5: -42.7614
| 2 | 60.65 | 1: 7.8721; 1.1: 49.9725; 1.2: 0.067014; 1.3: 394.225; 1.4: 1.2111; 1.5: 49.9725; 1.6: 394.225; 1.7: 157.69; 1.8: 8.4594; 1.9: 1314.0833; 2: 41.8498; 2.1: 95.0778; 2.2: 1816.2135; 2.3: 44.0164; 2.4: -1766.2409; 2.5: -42.8053
| 2 | 60.7 | 1: 7.8209; 1.1: 49.688; 1.2: 0.066633; 1.3: 394.55; 1.4: 1.2032; 1.5: 49.688; 1.6: 394.55; 1.7: 157.82; 1.8: 8.4594; 1.9: 1315.1667; 2: 41.8843; 2.1: 95.0785; 2.2: 1819.1949; 2.3: 44.0523; 2.4: -1769.5069; 2.5: -42.8491
| 2 | 60.75 | 1: 7.7698; 1.1: 49.404; 1.2: 0.066252; 1.3: 394.875; 1.4: 1.1953; 1.5: 49.404; 1.6: 394.875; 1.7: 157.95; 1.8: 8.4594; 1.9: 1316.25; 2: 41.9188; 2.1: 95.0793; 2.2: 1822.1788; 2.3: 44.0883; 2.4: -1772.7747; 2.5: -42.8929
| 2 | 60.8 | 1: 7.7188; 1.1: 49.1207; 1.2: 0.065872; 1.3: 395.2; 1.4: 1.1875; 1.5: 49.1207; 1.6: 395.2; 1.7: 158.08; 1.8: 8.4594; 1.9: 1317.3333; 2: 41.9533; 2.1: 95.08; 2.2: 1825.1652; 2.3: 44.1242; 2.4: -1776.0445; 2.5: -42.9367
| 2 | 60.85 | 1: 7.6681; 1.1: 48.8379; 1.2: 0.065493; 1.3: 395.525; 1.4: 1.1797; 1.5: 48.8379; 1.6: 395.525; 1.7: 158.21; 1.8: 8.4594; 1.9: 1318.4167; 2: 41.9878; 2.1: 95.0807; 2.2: 1828.1541; 2.3: 44.1601; 2.4: -1779.3162; 2.5: -42.9804
| 2 | 60.9 | 1: 7.6175; 1.1: 48.5557; 1.2: 0.065114; 1.3: 395.85; 1.4: 1.1719; 1.5: 48.5557; 1.6: 395.85; 1.7: 158.34; 1.8: 8.4594; 1.9: 1319.5; 2: 42.0223; 2.1: 95.0815; 2.2: 1831.1454; 2.3: 44.1961; 2.4: -1782.5897; 2.5: -43.0242
| 2 | 60.95 | 1: 7.5671; 1.1: 48.2741; 1.2: 0.064737; 1.3: 396.175; 1.4: 1.1642; 1.5: 48.2741; 1.6: 396.175; 1.7: 158.47; 1.8: 8.4594; 1.9: 1320.5833; 2: 42.0568; 2.1: 95.0822; 2.2: 1834.1393; 2.3: 44.232; 2.4: -1785.8652; 2.5: -43.0679
| 2 | 61 | 1: 7.5169; 1.1: 47.9931; 1.2: 0.06436; 1.3: 396.5; 1.4: 1.1565; 1.5: 47.9931; 1.6: 396.5; 1.7: 158.6; 1.8: 8.4594; 1.9: 1321.6667; 2: 42.0913; 2.1: 95.0829; 2.2: 1837.1357; 2.3: 44.268; 2.4: -1789.1426; 2.5: -43.1115
| 2 | 61.05 | 1: 7.4669; 1.1: 47.7127; 1.2: 0.063984; 1.3: 396.825; 1.4: 1.1488; 1.5: 47.7127; 1.6: 396.825; 1.7: 158.73; 1.8: 8.4594; 1.9: 1322.75; 2: 42.1258; 2.1: 95.0837; 2.2: 1840.1346; 2.3: 44.3039; 2.4: -1792.4218; 2.5: -43.1552
| 2 | 61.1 | 1: 7.417; 1.1: 47.4329; 1.2: 0.063609; 1.3: 397.15; 1.4: 1.1411; 1.5: 47.4329; 1.6: 397.15; 1.7: 158.86; 1.8: 8.4594; 1.9: 1323.8333; 2: 42.1603; 2.1: 95.0844; 2.2: 1843.1359; 2.3: 44.3399; 2.4: -1795.703; 2.5: -43.1988
| 2 | 61.15 | 1: 7.3674; 1.1: 47.1537; 1.2: 0.063234; 1.3: 397.475; 1.4: 1.1334; 1.5: 47.1537; 1.6: 397.475; 1.7: 158.99; 1.8: 8.4594; 1.9: 1324.9167; 2: 42.1948; 2.1: 95.0851; 2.2: 1846.1398; 2.3: 44.3758; 2.4: -1798.9861; 2.5: -43.2424
| 2 | 61.2 | 1: 7.3178; 1.1: 46.8752; 1.2: 0.062861; 1.3: 397.8; 1.4: 1.1258; 1.5: 46.8752; 1.6: 397.8; 1.7: 159.12; 1.8: 8.4594; 1.9: 1326; 2: 42.2293; 2.1: 95.0858; 2.2: 1849.1462; 2.3: 44.4118; 2.4: -1802.271; 2.5: -43.2859
| 2 | 61.25 | 1: 7.2685; 1.1: 46.5972; 1.2: 0.062488; 1.3: 398.125; 1.4: 1.1182; 1.5: 46.5972; 1.6: 398.125; 1.7: 159.25; 1.8: 8.4594; 1.9: 1327.0833; 2: 42.2638; 2.1: 95.0865; 2.2: 1852.155; 2.3: 44.4477; 2.4: -1805.5578; 2.5: -43.3295
| 2 | 61.3 | 1: 7.2193; 1.1: 46.3198; 1.2: 0.062116; 1.3: 398.45; 1.4: 1.1107; 1.5: 46.3198; 1.6: 398.45; 1.7: 159.38; 1.8: 8.4594; 1.9: 1328.1667; 2: 42.2983; 2.1: 95.0873; 2.2: 1855.1664; 2.3: 44.4837; 2.4: -1808.8466; 2.5: -43.373
| 2 | 61.35 | 1: 7.1704; 1.1: 46.0431; 1.2: 0.061745; 1.3: 398.775; 1.4: 1.1031; 1.5: 46.0431; 1.6: 398.775; 1.7: 159.51; 1.8: 8.4594; 1.9: 1329.25; 2: 42.3328; 2.1: 95.088; 2.2: 1858.1802; 2.3: 44.5196; 2.4: -1812.1372; 2.5: -43.4165
| 2 | 61.4 | 1: 7.1216; 1.1: 45.7669; 1.2: 0.061374; 1.3: 399.1; 1.4: 1.0956; 1.5: 45.7669; 1.6: 399.1; 1.7: 159.64; 1.8: 8.4594; 1.9: 1330.3333; 2: 42.3673; 2.1: 95.0887; 2.2: 1861.1966; 2.3: 44.5556; 2.4: -1815.4297; 2.5: -43.46
| 2 | 61.45 | 1: 7.0729; 1.1: 45.4914; 1.2: 0.061005; 1.3: 399.425; 1.4: 1.0881; 1.5: 45.4914; 1.6: 399.425; 1.7: 159.77; 1.8: 8.4594; 1.9: 1331.4167; 2: 42.4018; 2.1: 95.0894; 2.2: 1864.2154; 2.3: 44.5915; 2.4: -1818.724; 2.5: -43.5034
| 2 | 61.5 | 1: 7.0245; 1.1: 45.2165; 1.2: 0.060636; 1.3: 399.75; 1.4: 1.0807; 1.5: 45.2165; 1.6: 399.75; 1.7: 159.9; 1.8: 8.4594; 1.9: 1332.5; 2: 42.4363; 2.1: 95.09; 2.2: 1867.2367; 2.3: 44.6275; 2.4: -1822.0203; 2.5: -43.5468
| 2 | 61.55 | 1: 6.9762; 1.1: 44.9422; 1.2: 0.060268; 1.3: 400.075; 1.4: 1.0733; 1.5: 44.9422; 1.6: 400.075; 1.7: 160.03; 1.8: 8.4594; 1.9: 1333.5833; 2: 42.4708; 2.1: 95.0907; 2.2: 1870.2606; 2.3: 44.6635; 2.4: -1825.3184; 2.5: -43.5902
| 2 | 61.6 | 1: 6.9281; 1.1: 44.6685; 1.2: 0.059901; 1.3: 400.4; 1.4: 1.0659; 1.5: 44.6685; 1.6: 400.4; 1.7: 160.16; 1.8: 8.4594; 1.9: 1334.6667; 2: 42.5053; 2.1: 95.0914; 2.2: 1873.2869; 2.3: 44.6994; 2.4: -1828.6184; 2.5: -43.6336
| 2 | 61.65 | 1: 6.8801; 1.1: 44.3955; 1.2: 0.059535; 1.3: 400.725; 1.4: 1.0585; 1.5: 44.3955; 1.6: 400.725; 1.7: 160.29; 1.8: 8.4594; 1.9: 1335.75; 2: 42.5398; 2.1: 95.0921; 2.2: 1876.3157; 2.3: 44.7354; 2.4: -1831.9203; 2.5: -43.6769
| 2 | 61.7 | 1: 6.8324; 1.1: 44.123; 1.2: 0.05917; 1.3: 401.05; 1.4: 1.0511; 1.5: 44.123; 1.6: 401.05; 1.7: 160.42; 1.8: 8.4594; 1.9: 1336.8333; 2: 42.5743; 2.1: 95.0928; 2.2: 1879.3471; 2.3: 44.7713; 2.4: -1835.224; 2.5: -43.7202
| 2 | 61.75 | 1: 6.7848; 1.1: 43.8513; 1.2: 0.058805; 1.3: 401.375; 1.4: 1.0438; 1.5: 43.8513; 1.6: 401.375; 1.7: 160.55; 1.8: 8.4594; 1.9: 1337.9167; 2: 42.6088; 2.1: 95.0935; 2.2: 1882.3809; 2.3: 44.8073; 2.4: -1838.5296; 2.5: -43.7635
| 2 | 61.8 | 1: 6.7374; 1.1: 43.5801; 1.2: 0.058442; 1.3: 401.7; 1.4: 1.0365; 1.5: 43.5801; 1.6: 401.7; 1.7: 160.68; 1.8: 8.4594; 1.9: 1339; 2: 42.6433; 2.1: 95.0941; 2.2: 1885.4172; 2.3: 44.8433; 2.4: -1841.8371; 2.5: -43.8067
| 2 | 61.85 | 1: 6.6901; 1.1: 43.3096; 1.2: 0.058079; 1.3: 402.025; 1.4: 1.0293; 1.5: 43.3096; 1.6: 402.025; 1.7: 160.81; 1.8: 8.4594; 1.9: 1340.0833; 2: 42.6778; 2.1: 95.0948; 2.2: 1888.456; 2.3: 44.8792; 2.4: -1845.1464; 2.5: -43.85
| 2 | 61.9 | 1: 6.6431; 1.1: 43.0397; 1.2: 0.057717; 1.3: 402.35; 1.4: 1.022; 1.5: 43.0397; 1.6: 402.35; 1.7: 160.94; 1.8: 8.4594; 1.9: 1341.1667; 2: 42.7123; 2.1: 95.0955; 2.2: 1891.4973; 2.3: 44.9152; 2.4: -1848.4576; 2.5: -43.8932
| 2 | 61.95 | 1: 6.5962; 1.1: 42.7704; 1.2: 0.057356; 1.3: 402.675; 1.4: 1.0148; 1.5: 42.7704; 1.6: 402.675; 1.7: 161.07; 1.8: 8.4594; 1.9: 1342.25; 2: 42.7468; 2.1: 95.0961; 2.2: 1894.5411; 2.3: 44.9512; 2.4: -1851.7707; 2.5: -43.9364
| 2 | 62 | 1: 6.5495; 1.1: 42.5018; 1.2: 0.056996; 1.3: 403; 1.4: 1.0076; 1.5: 42.5018; 1.6: 403; 1.7: 161.2; 1.8: 8.4594; 1.9: 1343.3333; 2: 42.7813; 2.1: 95.0968; 2.2: 1897.5874; 2.3: 44.9871; 2.4: -1855.0856; 2.5: -43.9795
| 2 | 62.05 | 1: 6.5029; 1.1: 42.2338; 1.2: 0.056636; 1.3: 403.325; 1.4: 1.0005; 1.5: 42.2338; 1.6: 403.325; 1.7: 161.33; 1.8: 8.4594; 1.9: 1344.4167; 2: 42.8158; 2.1: 95.0974; 2.2: 1900.6361; 2.3: 45.0231; 2.4: -1858.4024; 2.5: -44.0227
| 2 | 62.1 | 1: 6.4566; 1.1: 41.9664; 1.2: 0.056278; 1.3: 403.65; 1.4: 0.99332; 1.5: 41.9664; 1.6: 403.65; 1.7: 161.46; 1.8: 8.4594; 1.9: 1345.5; 2: 42.8503; 2.1: 95.0981; 2.2: 1903.6874; 2.3: 45.0591; 2.4: -1861.721; 2.5: -44.0658
| 2 | 62.15 | 1: 6.4104; 1.1: 41.6998; 1.2: 0.05592; 1.3: 403.975; 1.4: 0.98621; 1.5: 41.6998; 1.6: 403.975; 1.7: 161.59; 1.8: 8.4594; 1.9: 1346.5833; 2: 42.8848; 2.1: 95.0987; 2.2: 1906.7412; 2.3: 45.095; 2.4: -1865.0414; 2.5: -44.1088
| 2 | 62.2 | 1: 6.3644; 1.1: 41.4337; 1.2: 0.055564; 1.3: 404.3; 1.4: 0.97913; 1.5: 41.4337; 1.6: 404.3; 1.7: 161.72; 1.8: 8.4594; 1.9: 1347.6667; 2: 42.9193; 2.1: 95.0994; 2.2: 1909.7975; 2.3: 45.131; 2.4: -1868.3638; 2.5: -44.1519
| 2 | 62.25 | 1: 6.3185; 1.1: 41.1683; 1.2: 0.055208; 1.3: 404.625; 1.4: 0.97208; 1.5: 41.1683; 1.6: 404.625; 1.7: 161.85; 1.8: 8.4594; 1.9: 1348.75; 2: 42.9538; 2.1: 95.1; 2.2: 1912.8562; 2.3: 45.167; 2.4: -1871.6879; 2.5: -44.1949
| 2 | 62.3 | 1: 6.2728; 1.1: 40.9035; 1.2: 0.054853; 1.3: 404.95; 1.4: 0.96505; 1.5: 40.9035; 1.6: 404.95; 1.7: 161.98; 1.8: 8.4594; 1.9: 1349.8333; 2: 42.9883; 2.1: 95.1007; 2.2: 1915.9175; 2.3: 45.203; 2.4: -1875.0139; 2.5: -44.2379
| 2 | 62.35 | 1: 6.2273; 1.1: 40.6394; 1.2: 0.054498; 1.3: 405.275; 1.4: 0.95805; 1.5: 40.6394; 1.6: 405.275; 1.7: 162.11; 1.8: 8.4594; 1.9: 1350.9167; 2: 43.0228; 2.1: 95.1013; 2.2: 1918.9812; 2.3: 45.239; 2.4: -1878.3418; 2.5: -44.2809
| 2 | 62.4 | 1: 6.182; 1.1: 40.376; 1.2: 0.054145; 1.3: 405.6; 1.4: 0.95108; 1.5: 40.376; 1.6: 405.6; 1.7: 162.24; 1.8: 8.4594; 1.9: 1352; 2: 43.0573; 2.1: 95.1019; 2.2: 1922.0475; 2.3: 45.2749; 2.4: -1881.6715; 2.5: -44.3238
| 2 | 62.45 | 1: 6.1369; 1.1: 40.1132; 1.2: 0.053793; 1.3: 405.925; 1.4: 0.94413; 1.5: 40.1132; 1.6: 405.925; 1.7: 162.37; 1.8: 8.4594; 1.9: 1353.0833; 2: 43.0918; 2.1: 95.1025; 2.2: 1925.1162; 2.3: 45.3109; 2.4: -1885.003; 2.5: -44.3668
| 2 | 62.5 | 1: 6.0919; 1.1: 39.851; 1.2: 0.053441; 1.3: 406.25; 1.4: 0.93721; 1.5: 39.851; 1.6: 406.25; 1.7: 162.5; 1.8: 8.4594; 1.9: 1354.1667; 2: 43.1263; 2.1: 95.1032; 2.2: 1928.1874; 2.3: 45.3469; 2.4: -1888.3364; 2.5: -44.4097
| 2 | 62.55 | 1: 6.0471; 1.1: 39.5895; 1.2: 0.05309; 1.3: 406.575; 1.4: 0.93032; 1.5: 39.5895; 1.6: 406.575; 1.7: 162.63; 1.8: 8.4594; 1.9: 1355.25; 2: 43.1608; 2.1: 95.1038; 2.2: 1931.2611; 2.3: 45.3829; 2.4: -1891.6716; 2.5: -44.4526
| 2 | 62.6 | 1: 6.0024; 1.1: 39.3287; 1.2: 0.052741; 1.3: 406.9; 1.4: 0.92345; 1.5: 39.3287; 1.6: 406.9; 1.7: 162.76; 1.8: 8.4594; 1.9: 1356.3333; 2: 43.1953; 2.1: 95.1044; 2.2: 1934.3374; 2.3: 45.4189; 2.4: -1895.0086; 2.5: -44.4954
| 2 | 62.65 | 1: 5.958; 1.1: 39.0686; 1.2: 0.052392; 1.3: 407.225; 1.4: 0.91661; 1.5: 39.0686; 1.6: 407.225; 1.7: 162.89; 1.8: 8.4594; 1.9: 1357.4167; 2: 43.2298; 2.1: 95.105; 2.2: 1937.4161; 2.3: 45.4548; 2.4: -1898.3475; 2.5: -44.5382
| 2 | 62.7 | 1: 5.9137; 1.1: 38.8091; 1.2: 0.052044; 1.3: 407.55; 1.4: 0.9098; 1.5: 38.8091; 1.6: 407.55; 1.7: 163.02; 1.8: 8.4594; 1.9: 1358.5; 2: 43.2643; 2.1: 95.1056; 2.2: 1940.4973; 2.3: 45.4908; 2.4: -1901.6882; 2.5: -44.581
| 2 | 62.75 | 1: 5.8695; 1.1: 38.5502; 1.2: 0.051697; 1.3: 407.875; 1.4: 0.90301; 1.5: 38.5502; 1.6: 407.875; 1.7: 163.15; 1.8: 8.4594; 1.9: 1359.5833; 2: 43.2988; 2.1: 95.1062; 2.2: 1943.5809; 2.3: 45.5268; 2.4: -1905.0307; 2.5: -44.6238
| 2 | 62.8 | 1: 5.8256; 1.1: 38.2921; 1.2: 0.05135; 1.3: 408.2; 1.4: 0.89625; 1.5: 38.2921; 1.6: 408.2; 1.7: 163.28; 1.8: 8.4594; 1.9: 1360.6667; 2: 43.3333; 2.1: 95.1068; 2.2: 1946.6671; 2.3: 45.5628; 2.4: -1908.3751; 2.5: -44.6665
| 2 | 62.85 | 1: 5.7818; 1.1: 38.0346; 1.2: 0.051005; 1.3: 408.525; 1.4: 0.88951; 1.5: 38.0346; 1.6: 408.525; 1.7: 163.41; 1.8: 8.4594; 1.9: 1361.75; 2: 43.3678; 2.1: 95.1075; 2.2: 1949.7558; 2.3: 45.5988; 2.4: -1911.7212; 2.5: -44.7093
| 2 | 62.9 | 1: 5.7382; 1.1: 37.7777; 1.2: 0.050661; 1.3: 408.85; 1.4: 0.8828; 1.5: 37.7777; 1.6: 408.85; 1.7: 163.54; 1.8: 8.4594; 1.9: 1362.8333; 2: 43.4023; 2.1: 95.1081; 2.2: 1952.847; 2.3: 45.6348; 2.4: -1915.0692; 2.5: -44.752
| 2 | 62.95 | 1: 5.6948; 1.1: 37.5216; 1.2: 0.050317; 1.3: 409.175; 1.4: 0.87612; 1.5: 37.5216; 1.6: 409.175; 1.7: 163.67; 1.8: 8.4594; 1.9: 1363.9167; 2: 43.4368; 2.1: 95.1086; 2.2: 1955.9406; 2.3: 45.6708; 2.4: -1918.419; 2.5: -44.7946
| 2 | 63 | 1: 5.6515; 1.1: 37.2661; 1.2: 0.049975; 1.3: 409.5; 1.4: 0.86946; 1.5: 37.2661; 1.6: 409.5; 1.7: 163.8; 1.8: 8.4594; 1.9: 1365; 2: 43.4713; 2.1: 95.1092; 2.2: 1959.0367; 2.3: 45.7067; 2.4: -1921.7707; 2.5: -44.8373
| 2 | 63.05 | 1: 5.6084; 1.1: 37.0113; 1.2: 0.049633; 1.3: 409.825; 1.4: 0.86283; 1.5: 37.0113; 1.6: 409.825; 1.7: 163.93; 1.8: 8.4594; 1.9: 1366.0833; 2: 43.5058; 2.1: 95.1098; 2.2: 1962.1354; 2.3: 45.7427; 2.4: -1925.1241; 2.5: -44.8799
| 2 | 63.1 | 1: 5.5655; 1.1: 36.7571; 1.2: 0.049292; 1.3: 410.15; 1.4: 0.85623; 1.5: 36.7571; 1.6: 410.15; 1.7: 164.06; 1.8: 8.4594; 1.9: 1367.1667; 2: 43.5403; 2.1: 95.1104; 2.2: 1965.2365; 2.3: 45.7787; 2.4: -1928.4794; 2.5: -44.9225
| 2 | 63.15 | 1: 5.5227; 1.1: 36.5037; 1.2: 0.048952; 1.3: 410.475; 1.4: 0.84965; 1.5: 36.5037; 1.6: 410.475; 1.7: 164.19; 1.8: 8.4594; 1.9: 1368.25; 2: 43.5748; 2.1: 95.111; 2.2: 1968.3401; 2.3: 45.8147; 2.4: -1931.8364; 2.5: -44.9651
| 2 | 63.2 | 1: 5.4802; 1.1: 36.2509; 1.2: 0.048613; 1.3: 410.8; 1.4: 0.8431; 1.5: 36.2509; 1.6: 410.8; 1.7: 164.32; 1.8: 8.4594; 1.9: 1369.3333; 2: 43.6093; 2.1: 95.1116; 2.2: 1971.4462; 2.3: 45.8507; 2.4: -1935.1953; 2.5: -45.0076
| 2 | 63.25 | 1: 5.4378; 1.1: 35.9988; 1.2: 0.048275; 1.3: 411.125; 1.4: 0.83658; 1.5: 35.9988; 1.6: 411.125; 1.7: 164.45; 1.8: 8.4594; 1.9: 1370.4167; 2: 43.6438; 2.1: 95.1122; 2.2: 1974.5548; 2.3: 45.8867; 2.4: -1938.556; 2.5: -45.0501
| 2 | 63.3 | 1: 5.3955; 1.1: 35.7474; 1.2: 0.047938; 1.3: 411.45; 1.4: 0.83008; 1.5: 35.7474; 1.6: 411.45; 1.7: 164.58; 1.8: 8.4594; 1.9: 1371.5; 2: 43.6783; 2.1: 95.1127; 2.2: 1977.6659; 2.3: 45.9227; 2.4: -1941.9184; 2.5: -45.0926
| 2 | 63.35 | 1: 5.3534; 1.1: 35.4967; 1.2: 0.047602; 1.3: 411.775; 1.4: 0.82361; 1.5: 35.4967; 1.6: 411.775; 1.7: 164.71; 1.8: 8.4594; 1.9: 1372.5833; 2: 43.7128; 2.1: 95.1133; 2.2: 1980.7794; 2.3: 45.9587; 2.4: -1945.2827; 2.5: -45.1351
| 2 | 63.4 | 1: 5.3115; 1.1: 35.2466; 1.2: 0.047267; 1.3: 412.1; 1.4: 0.81716; 1.5: 35.2466; 1.6: 412.1; 1.7: 164.84; 1.8: 8.4594; 1.9: 1373.6667; 2: 43.7473; 2.1: 95.1139; 2.2: 1983.8955; 2.3: 45.9947; 2.4: -1948.6488; 2.5: -45.1775
| 2 | 63.45 | 1: 5.2698; 1.1: 34.9973; 1.2: 0.046932; 1.3: 412.425; 1.4: 0.81074; 1.5: 34.9973; 1.6: 412.425; 1.7: 164.97; 1.8: 8.4594; 1.9: 1374.75; 2: 43.7818; 2.1: 95.1145; 2.2: 1987.014; 2.3: 46.0307; 2.4: -1952.0167; 2.5: -45.22
| 2 | 63.5 | 1: 5.2282; 1.1: 34.7486; 1.2: 0.046599; 1.3: 412.75; 1.4: 0.80434; 1.5: 34.7486; 1.6: 412.75; 1.7: 165.1; 1.8: 8.4594; 1.9: 1375.8333; 2: 43.8163; 2.1: 95.115; 2.2: 1990.135; 2.3: 46.0667; 2.4: -1955.3864; 2.5: -45.2624
| 2 | 63.55 | 1: 5.1868; 1.1: 34.5007; 1.2: 0.046266; 1.3: 413.075; 1.4: 0.79798; 1.5: 34.5007; 1.6: 413.075; 1.7: 165.23; 1.8: 8.4594; 1.9: 1376.9167; 2: 43.8508; 2.1: 95.1156; 2.2: 1993.2585; 2.3: 46.1027; 2.4: -1958.7578; 2.5: -45.3047
| 2 | 63.6 | 1: 5.1456; 1.1: 34.2534; 1.2: 0.045935; 1.3: 413.4; 1.4: 0.79163; 1.5: 34.2534; 1.6: 413.4; 1.7: 165.36; 1.8: 8.4594; 1.9: 1378; 2: 43.8854; 2.1: 95.1161; 2.2: 1996.3845; 2.3: 46.1387; 2.4: -1962.1311; 2.5: -45.3471
| 2 | 63.65 | 1: 5.1046; 1.1: 34.0068; 1.2: 0.045604; 1.3: 413.725; 1.4: 0.78532; 1.5: 34.0068; 1.6: 413.725; 1.7: 165.49; 1.8: 8.4594; 1.9: 1379.0833; 2: 43.9199; 2.1: 95.1167; 2.2: 1999.513; 2.3: 46.1747; 2.4: -1965.5062; 2.5: -45.3894
| 2 | 63.7 | 1: 5.0637; 1.1: 33.7609; 1.2: 0.045274; 1.3: 414.05; 1.4: 0.77903; 1.5: 33.7609; 1.6: 414.05; 1.7: 165.62; 1.8: 8.4594; 1.9: 1380.1667; 2: 43.9544; 2.1: 95.1173; 2.2: 2002.6439; 2.3: 46.2107; 2.4: -1968.883; 2.5: -45.4317
| 2 | 63.75 | 1: 5.023; 1.1: 33.5157; 1.2: 0.044945; 1.3: 414.375; 1.4: 0.77276; 1.5: 33.5157; 1.6: 414.375; 1.7: 165.75; 1.8: 8.4594; 1.9: 1381.25; 2: 43.9889; 2.1: 95.1178; 2.2: 2005.7774; 2.3: 46.2467; 2.4: -1972.2617; 2.5: -45.4739
| 2 | 63.8 | 1: 4.9824; 1.1: 33.2712; 1.2: 0.044617; 1.3: 414.7; 1.4: 0.76652; 1.5: 33.2712; 1.6: 414.7; 1.7: 165.88; 1.8: 8.4594; 1.9: 1382.3333; 2: 44.0234; 2.1: 95.1184; 2.2: 2008.9133; 2.3: 46.2827; 2.4: -1975.6421; 2.5: -45.5162
| 2 | 63.85 | 1: 4.942; 1.1: 33.0274; 1.2: 0.04429; 1.3: 415.025; 1.4: 0.76031; 1.5: 33.0274; 1.6: 415.025; 1.7: 166.01; 1.8: 8.4594; 1.9: 1383.4167; 2: 44.0579; 2.1: 95.1189; 2.2: 2012.0517; 2.3: 46.3187; 2.4: -1979.0243; 2.5: -45.5584
| 2 | 63.9 | 1: 4.9018; 1.1: 32.7843; 1.2: 0.043964; 1.3: 415.35; 1.4: 0.75413; 1.5: 32.7843; 1.6: 415.35; 1.7: 166.14; 1.8: 8.4594; 1.9: 1384.5; 2: 44.0924; 2.1: 95.1195; 2.2: 2015.1926; 2.3: 46.3547; 2.4: -1982.4083; 2.5: -45.6006
| 2 | 63.95 | 1: 4.8618; 1.1: 32.5419; 1.2: 0.043639; 1.3: 415.675; 1.4: 0.74796; 1.5: 32.5419; 1.6: 415.675; 1.7: 166.27; 1.8: 8.4594; 1.9: 1385.5833; 2: 44.1269; 2.1: 95.12; 2.2: 2018.3359; 2.3: 46.3907; 2.4: -1985.794; 2.5: -45.6428
| 2 | 64 | 1: 4.8219; 1.1: 32.3002; 1.2: 0.043315; 1.3: 416; 1.4: 0.74183; 1.5: 32.3002; 1.6: 416; 1.7: 166.4; 1.8: 8.4594; 1.9: 1386.6667; 2: 44.1614; 2.1: 95.1205; 2.2: 2021.4818; 2.3: 46.4267; 2.4: -1989.1816; 2.5: -45.6849
| 2 | 64.05 | 1: 4.7822; 1.1: 32.0592; 1.2: 0.042992; 1.3: 416.325; 1.4: 0.73572; 1.5: 32.0592; 1.6: 416.325; 1.7: 166.53; 1.8: 8.4594; 1.9: 1387.75; 2: 44.1959; 2.1: 95.1211; 2.2: 2024.6301; 2.3: 46.4627; 2.4: -1992.5709; 2.5: -45.727
| 2 | 64.1 | 1: 4.7426; 1.1: 31.8189; 1.2: 0.04267; 1.3: 416.65; 1.4: 0.72964; 1.5: 31.8189; 1.6: 416.65; 1.7: 166.66; 1.8: 8.4594; 1.9: 1388.8333; 2: 44.2304; 2.1: 95.1216; 2.2: 2027.7809; 2.3: 46.4987; 2.4: -1995.962; 2.5: -45.7691
| 2 | 64.15 | 1: 4.7033; 1.1: 31.5794; 1.2: 0.042349; 1.3: 416.975; 1.4: 0.72358; 1.5: 31.5794; 1.6: 416.975; 1.7: 166.79; 1.8: 8.4594; 1.9: 1389.9167; 2: 44.2649; 2.1: 95.1222; 2.2: 2030.9342; 2.3: 46.5348; 2.4: -1999.3548; 2.5: -45.8112
| 2 | 64.2 | 1: 4.664; 1.1: 31.3405; 1.2: 0.042028; 1.3: 417.3; 1.4: 0.71754; 1.5: 31.3405; 1.6: 417.3; 1.7: 166.92; 1.8: 8.4594; 1.9: 1391; 2: 44.2994; 2.1: 95.1227; 2.2: 2034.0899; 2.3: 46.5708; 2.4: -2002.7495; 2.5: -45.8532
| 2 | 64.25 | 1: 4.625; 1.1: 31.1023; 1.2: 0.041709; 1.3: 417.625; 1.4: 0.71154; 1.5: 31.1023; 1.6: 417.625; 1.7: 167.05; 1.8: 8.4594; 1.9: 1392.0833; 2: 44.3339; 2.1: 95.1232; 2.2: 2037.2482; 2.3: 46.6068; 2.4: -2006.1458; 2.5: -45.8952
| 2 | 64.3 | 1: 4.5861; 1.1: 30.8649; 1.2: 0.04139; 1.3: 417.95; 1.4: 0.70556; 1.5: 30.8649; 1.6: 417.95; 1.7: 167.18; 1.8: 8.4594; 1.9: 1393.1667; 2: 44.3684; 2.1: 95.1237; 2.2: 2040.4089; 2.3: 46.6428; 2.4: -2009.544; 2.5: -45.9372
| 2 | 64.35 | 1: 4.5474; 1.1: 30.6281; 1.2: 0.041073; 1.3: 418.275; 1.4: 0.6996; 1.5: 30.6281; 1.6: 418.275; 1.7: 167.31; 1.8: 8.4594; 1.9: 1394.25; 2: 44.4029; 2.1: 95.1243; 2.2: 2043.5721; 2.3: 46.6788; 2.4: -2012.9439; 2.5: -45.9792
| 2 | 64.4 | 1: 4.5089; 1.1: 30.3921; 1.2: 0.040757; 1.3: 418.6; 1.4: 0.69367; 1.5: 30.3921; 1.6: 418.6; 1.7: 167.44; 1.8: 8.4594; 1.9: 1395.3333; 2: 44.4374; 2.1: 95.1248; 2.2: 2046.7378; 2.3: 46.7148; 2.4: -2016.3456; 2.5: -46.0211
| 2 | 64.45 | 1: 4.4705; 1.1: 30.1568; 1.2: 0.040441; 1.3: 418.925; 1.4: 0.68777; 1.5: 30.1568; 1.6: 418.925; 1.7: 167.57; 1.8: 8.4594; 1.9: 1396.4167; 2: 44.4719; 2.1: 95.1253; 2.2: 2049.9059; 2.3: 46.7508; 2.4: -2019.7491; 2.5: -46.0631
| 2 | 64.5 | 1: 4.4323; 1.1: 29.9222; 1.2: 0.040126; 1.3: 419.25; 1.4: 0.68189; 1.5: 29.9222; 1.6: 419.25; 1.7: 167.7; 1.8: 8.4594; 1.9: 1397.5; 2: 44.5064; 2.1: 95.1258; 2.2: 2053.0765; 2.3: 46.7868; 2.4: -2023.1543; 2.5: -46.1049
| 2 | 64.55 | 1: 4.3942; 1.1: 29.6883; 1.2: 0.039813; 1.3: 419.575; 1.4: 0.67603; 1.5: 29.6883; 1.6: 419.575; 1.7: 167.83; 1.8: 8.4594; 1.9: 1398.5833; 2: 44.5409; 2.1: 95.1264; 2.2: 2056.2496; 2.3: 46.8228; 2.4: -2026.5613; 2.5: -46.1468
| 2 | 64.6 | 1: 4.3563; 1.1: 29.4552; 1.2: 0.0395; 1.3: 419.9; 1.4: 0.6702; 1.5: 29.4552; 1.6: 419.9; 1.7: 167.96; 1.8: 8.4594; 1.9: 1399.6667; 2: 44.5754; 2.1: 95.1269; 2.2: 2059.4251; 2.3: 46.8589; 2.4: -2029.97; 2.5: -46.1887
| 2 | 64.65 | 1: 4.3186; 1.1: 29.2227; 1.2: 0.039188; 1.3: 420.225; 1.4: 0.6644; 1.5: 29.2227; 1.6: 420.225; 1.7: 168.09; 1.8: 8.4594; 1.9: 1400.75; 2: 44.6099; 2.1: 95.1274; 2.2: 2062.6032; 2.3: 46.8949; 2.4: -2033.3804; 2.5: -46.2305
| 2 | 64.7 | 1: 4.2811; 1.1: 28.991; 1.2: 0.038878; 1.3: 420.55; 1.4: 0.65862; 1.5: 28.991; 1.6: 420.55; 1.7: 168.22; 1.8: 8.4594; 1.9: 1401.8333; 2: 44.6444; 2.1: 95.1279; 2.2: 2065.7837; 2.3: 46.9309; 2.4: -2036.7927; 2.5: -46.2723
| 2 | 64.75 | 1: 4.2437; 1.1: 28.76; 1.2: 0.038568; 1.3: 420.875; 1.4: 0.65287; 1.5: 28.76; 1.6: 420.875; 1.7: 168.35; 1.8: 8.4594; 1.9: 1402.9167; 2: 44.6789; 2.1: 95.1284; 2.2: 2068.9666; 2.3: 46.9669; 2.4: -2040.2066; 2.5: -46.314
| 2 | 64.8 | 1: 4.2064; 1.1: 28.5297; 1.2: 0.038259; 1.3: 421.2; 1.4: 0.64714; 1.5: 28.5297; 1.6: 421.2; 1.7: 168.48; 1.8: 8.4594; 1.9: 1404; 2: 44.7134; 2.1: 95.1289; 2.2: 2072.1521; 2.3: 47.0029; 2.4: -2043.6224; 2.5: -46.3558
| 2 | 64.85 | 1: 4.1694; 1.1: 28.3001; 1.2: 0.037951; 1.3: 421.525; 1.4: 0.64144; 1.5: 28.3001; 1.6: 421.525; 1.7: 168.61; 1.8: 8.4594; 1.9: 1405.0833; 2: 44.7479; 2.1: 95.1294; 2.2: 2075.34; 2.3: 47.0389; 2.4: -2047.0398; 2.5: -46.3975
| 2 | 64.9 | 1: 4.1325; 1.1: 28.0713; 1.2: 0.037644; 1.3: 421.85; 1.4: 0.63576; 1.5: 28.0713; 1.6: 421.85; 1.7: 168.74; 1.8: 8.4594; 1.9: 1406.1667; 2: 44.7824; 2.1: 95.1299; 2.2: 2078.5303; 2.3: 47.075; 2.4: -2050.459; 2.5: -46.4392
| 2 | 64.95 | 1: 4.0957; 1.1: 27.8432; 1.2: 0.037338; 1.3: 422.175; 1.4: 0.63011; 1.5: 27.8432; 1.6: 422.175; 1.7: 168.87; 1.8: 8.4594; 1.9: 1407.25; 2: 44.8169; 2.1: 95.1304; 2.2: 2081.7232; 2.3: 47.111; 2.4: -2053.88; 2.5: -46.4809
| 2 | 65 | 1: 4.0592; 1.1: 27.6158; 1.2: 0.037033; 1.3: 422.5; 1.4: 0.62449; 1.5: 27.6158; 1.6: 422.5; 1.7: 169; 1.8: 8.4594; 1.9: 1408.3333; 2: 44.8514; 2.1: 95.131; 2.2: 2084.9185; 2.3: 47.147; 2.4: -2057.3027; 2.5: -46.5225
| 2 | 65.05 | 1: 4.0227; 1.1: 27.3891; 1.2: 0.036729; 1.3: 422.825; 1.4: 0.61888; 1.5: 27.3891; 1.6: 422.825; 1.7: 169.13; 1.8: 8.4594; 1.9: 1409.4167; 2: 44.8859; 2.1: 95.1315; 2.2: 2088.1162; 2.3: 47.183; 2.4: -2060.7271; 2.5: -46.5641
| 2 | 65.1 | 1: 3.9865; 1.1: 27.1632; 1.2: 0.036426; 1.3: 423.15; 1.4: 0.61331; 1.5: 27.1632; 1.6: 423.15; 1.7: 169.26; 1.8: 8.4594; 1.9: 1410.5; 2: 44.9204; 2.1: 95.132; 2.2: 2091.3165; 2.3: 47.219; 2.4: -2064.1533; 2.5: -46.6057
| 2 | 65.15 | 1: 3.9504; 1.1: 26.938; 1.2: 0.036124; 1.3: 423.475; 1.4: 0.60776; 1.5: 26.938; 1.6: 423.475; 1.7: 169.39; 1.8: 8.4594; 1.9: 1411.5833; 2: 44.9549; 2.1: 95.1325; 2.2: 2094.5192; 2.3: 47.255; 2.4: -2067.5812; 2.5: -46.6473
| 2 | 65.2 | 1: 3.9145; 1.1: 26.7135; 1.2: 0.035823; 1.3: 423.8; 1.4: 0.60223; 1.5: 26.7135; 1.6: 423.8; 1.7: 169.52; 1.8: 8.4594; 1.9: 1412.6667; 2: 44.9894; 2.1: 95.133; 2.2: 2097.7243; 2.3: 47.2911; 2.4: -2071.0108; 2.5: -46.6888
| 2 | 65.25 | 1: 3.8787; 1.1: 26.4898; 1.2: 0.035523; 1.3: 424.125; 1.4: 0.59673; 1.5: 26.4898; 1.6: 424.125; 1.7: 169.65; 1.8: 8.4594; 1.9: 1413.75; 2: 45.0239; 2.1: 95.1335; 2.2: 2100.9319; 2.3: 47.3271; 2.4: -2074.4422; 2.5: -46.7304
| 2 | 65.3 | 1: 3.8431; 1.1: 26.2667; 1.2: 0.035224; 1.3: 424.45; 1.4: 0.59125; 1.5: 26.2667; 1.6: 424.45; 1.7: 169.78; 1.8: 8.4594; 1.9: 1414.8333; 2: 45.0584; 2.1: 95.1339; 2.2: 2104.142; 2.3: 47.3631; 2.4: -2077.8753; 2.5: -46.7718
| 2 | 65.35 | 1: 3.8077; 1.1: 26.0445; 1.2: 0.034926; 1.3: 424.775; 1.4: 0.5858; 1.5: 26.0445; 1.6: 424.775; 1.7: 169.91; 1.8: 8.4594; 1.9: 1415.9167; 2: 45.0929; 2.1: 95.1344; 2.2: 2107.3545; 2.3: 47.3991; 2.4: -2081.3101; 2.5: -46.8133
| 2 | 65.4 | 1: 3.7724; 1.1: 25.8229; 1.2: 0.034629; 1.3: 425.1; 1.4: 0.58037; 1.5: 25.8229; 1.6: 425.1; 1.7: 170.04; 1.8: 8.4594; 1.9: 1417; 2: 45.1274; 2.1: 95.1349; 2.2: 2110.5695; 2.3: 47.4351; 2.4: -2084.7466; 2.5: -46.8548
| 2 | 65.45 | 1: 3.7373; 1.1: 25.6021; 1.2: 0.034333; 1.3: 425.425; 1.4: 0.57497; 1.5: 25.6021; 1.6: 425.425; 1.7: 170.17; 1.8: 8.4594; 1.9: 1418.0833; 2: 45.1619; 2.1: 95.1354; 2.2: 2113.787; 2.3: 47.4712; 2.4: -2088.1849; 2.5: -46.8962
| 2 | 65.5 | 1: 3.7023; 1.1: 25.382; 1.2: 0.034038; 1.3: 425.75; 1.4: 0.56959; 1.5: 25.382; 1.6: 425.75; 1.7: 170.3; 1.8: 8.4594; 1.9: 1419.1667; 2: 45.1964; 2.1: 95.1359; 2.2: 2117.0069; 2.3: 47.5072; 2.4: -2091.6249; 2.5: -46.9376
| 2 | 65.55 | 1: 3.6675; 1.1: 25.1626; 1.2: 0.033744; 1.3: 426.075; 1.4: 0.56424; 1.5: 25.1626; 1.6: 426.075; 1.7: 170.43; 1.8: 8.4594; 1.9: 1420.25; 2: 45.2309; 2.1: 95.1364; 2.2: 2120.2292; 2.3: 47.5432; 2.4: -2095.0666; 2.5: -46.979
| 2 | 65.6 | 1: 3.6329; 1.1: 24.944; 1.2: 0.03345; 1.3: 426.4; 1.4: 0.55891; 1.5: 24.944; 1.6: 426.4; 1.7: 170.56; 1.8: 8.4594; 1.9: 1421.3333; 2: 45.2654; 2.1: 95.1369; 2.2: 2123.454; 2.3: 47.5792; 2.4: -2098.51; 2.5: -47.0203
| 2 | 65.65 | 1: 3.5984; 1.1: 24.7261; 1.2: 0.033158; 1.3: 426.725; 1.4: 0.5536; 1.5: 24.7261; 1.6: 426.725; 1.7: 170.69; 1.8: 8.4594; 1.9: 1422.4167; 2: 45.2999; 2.1: 95.1374; 2.2: 2126.6813; 2.3: 47.6152; 2.4: -2101.9552; 2.5: -47.0616
| 2 | 65.7 | 1: 3.5641; 1.1: 24.5089; 1.2: 0.032867; 1.3: 427.05; 1.4: 0.54832; 1.5: 24.5089; 1.6: 427.05; 1.7: 170.82; 1.8: 8.4594; 1.9: 1423.5; 2: 45.3344; 2.1: 95.1379; 2.2: 2129.911; 2.3: 47.6513; 2.4: -2105.402; 2.5: -47.1029
| 2 | 65.75 | 1: 3.53; 1.1: 24.2925; 1.2: 0.032577; 1.3: 427.375; 1.4: 0.54307; 1.5: 24.2925; 1.6: 427.375; 1.7: 170.95; 1.8: 8.4594; 1.9: 1424.5833; 2: 45.3689; 2.1: 95.1384; 2.2: 2133.1431; 2.3: 47.6873; 2.4: -2108.8506; 2.5: -47.1442
| 2 | 65.8 | 1: 3.496; 1.1: 24.0768; 1.2: 0.032288; 1.3: 427.7; 1.4: 0.53784; 1.5: 24.0768; 1.6: 427.7; 1.7: 171.08; 1.8: 8.4594; 1.9: 1425.6667; 2: 45.4034; 2.1: 95.1389; 2.2: 2136.3777; 2.3: 47.7233; 2.4: -2112.3009; 2.5: -47.1855
| 2 | 65.85 | 1: 3.4621; 1.1: 23.8619; 1.2: 0.031999; 1.3: 428.025; 1.4: 0.53263; 1.5: 23.8619; 1.6: 428.025; 1.7: 171.21; 1.8: 8.4594; 1.9: 1426.75; 2: 45.4379; 2.1: 95.1393; 2.2: 2139.6148; 2.3: 47.7593; 2.4: -2115.7529; 2.5: -47.2267
| 2 | 65.9 | 1: 3.4284; 1.1: 23.6477; 1.2: 0.031712; 1.3: 428.35; 1.4: 0.52745; 1.5: 23.6477; 1.6: 428.35; 1.7: 171.34; 1.8: 8.4594; 1.9: 1427.8333; 2: 45.4724; 2.1: 95.1398; 2.2: 2142.8543; 2.3: 47.7953; 2.4: -2119.2066; 2.5: -47.2679
| 2 | 65.95 | 1: 3.3949; 1.1: 23.4342; 1.2: 0.031426; 1.3: 428.675; 1.4: 0.52229; 1.5: 23.4342; 1.6: 428.675; 1.7: 171.47; 1.8: 8.4594; 1.9: 1428.9167; 2: 45.5069; 2.1: 95.1403; 2.2: 2146.0962; 2.3: 47.8313; 2.4: -2122.662; 2.5: -47.3091
| 2 | 66 | 1: 3.3615; 1.1: 23.2215; 1.2: 0.031141; 1.3: 429; 1.4: 0.51716; 1.5: 23.2215; 1.6: 429; 1.7: 171.6; 1.8: 8.4594; 1.9: 1430; 2: 45.5414; 2.1: 95.1408; 2.2: 2149.3406; 2.3: 47.8674; 2.4: -2126.1191; 2.5: -47.3502
| 2 | 66.05 | 1: 3.3283; 1.1: 23.0095; 1.2: 0.030856; 1.3: 429.325; 1.4: 0.51205; 1.5: 23.0095; 1.6: 429.325; 1.7: 171.73; 1.8: 8.4594; 1.9: 1431.0833; 2: 45.5759; 2.1: 95.1413; 2.2: 2152.5874; 2.3: 47.9034; 2.4: -2129.5779; 2.5: -47.3913
| 2 | 66.1 | 1: 3.2953; 1.1: 22.7983; 1.2: 0.030573; 1.3: 429.65; 1.4: 0.50697; 1.5: 22.7983; 1.6: 429.65; 1.7: 171.86; 1.8: 8.4594; 1.9: 1432.1667; 2: 45.6104; 2.1: 95.1418; 2.2: 2155.8367; 2.3: 47.9394; 2.4: -2133.0384; 2.5: -47.4324
| 2 | 66.15 | 1: 3.2624; 1.1: 22.5878; 1.2: 0.030291; 1.3: 429.975; 1.4: 0.5019; 1.5: 22.5878; 1.6: 429.975; 1.7: 171.99; 1.8: 8.4594; 1.9: 1433.25; 2: 45.6449; 2.1: 95.1423; 2.2: 2159.0884; 2.3: 47.9754; 2.4: -2136.5006; 2.5: -47.4735
| 2 | 66.2 | 1: 3.2296; 1.1: 22.378; 1.2: 0.030009; 1.3: 430.3; 1.4: 0.49687; 1.5: 22.378; 1.6: 430.3; 1.7: 172.12; 1.8: 8.4594; 1.9: 1434.3333; 2: 45.6794; 2.1: 95.1427; 2.2: 2162.3425; 2.3: 48.0114; 2.4: -2139.9645; 2.5: -47.5146
| 2 | 66.25 | 1: 3.1971; 1.1: 22.169; 1.2: 0.029729; 1.3: 430.625; 1.4: 0.49186; 1.5: 22.169; 1.6: 430.625; 1.7: 172.25; 1.8: 8.4594; 1.9: 1435.4167; 2: 45.7139; 2.1: 95.1432; 2.2: 2165.5991; 2.3: 48.0475; 2.4: -2143.4301; 2.5: -47.5556
| 2 | 66.3 | 1: 3.1646; 1.1: 21.9607; 1.2: 0.02945; 1.3: 430.95; 1.4: 0.48687; 1.5: 21.9607; 1.6: 430.95; 1.7: 172.38; 1.8: 8.4594; 1.9: 1436.5; 2: 45.7484; 2.1: 95.1437; 2.2: 2168.8581; 2.3: 48.0835; 2.4: -2146.8974; 2.5: -47.5966
| 2 | 66.35 | 1: 3.1324; 1.1: 21.7531; 1.2: 0.029171; 1.3: 431.275; 1.4: 0.4819; 1.5: 21.7531; 1.6: 431.275; 1.7: 172.51; 1.8: 8.4594; 1.9: 1437.5833; 2: 45.7829; 2.1: 95.1442; 2.2: 2172.1195; 2.3: 48.1195; 2.4: -2150.3664; 2.5: -47.6376
| 2 | 66.4 | 1: 3.1002; 1.1: 21.5463; 1.2: 0.028894; 1.3: 431.6; 1.4: 0.47696; 1.5: 21.5463; 1.6: 431.6; 1.7: 172.64; 1.8: 8.4594; 1.9: 1438.6667; 2: 45.8174; 2.1: 95.1447; 2.2: 2175.3834; 2.3: 48.1555; 2.4: -2153.8371; 2.5: -47.6785
| 2 | 66.45 | 1: 3.0683; 1.1: 21.3403; 1.2: 0.028618; 1.3: 431.925; 1.4: 0.47204; 1.5: 21.3403; 1.6: 431.925; 1.7: 172.77; 1.8: 8.4594; 1.9: 1439.75; 2: 45.8519; 2.1: 95.1452; 2.2: 2178.6497; 2.3: 48.1915; 2.4: -2157.3095; 2.5: -47.7195
| 2 | 66.5 | 1: 3.0365; 1.1: 21.1349; 1.2: 0.028342; 1.3: 432.25; 1.4: 0.46715; 1.5: 21.1349; 1.6: 432.25; 1.7: 172.9; 1.8: 8.4594; 1.9: 1440.8333; 2: 45.8864; 2.1: 95.1457; 2.2: 2181.9185; 2.3: 48.2275; 2.4: -2160.7835; 2.5: -47.7604
| 2 | 66.55 | 1: 3.0048; 1.1: 20.9304; 1.2: 0.028068; 1.3: 432.575; 1.4: 0.46228; 1.5: 20.9304; 1.6: 432.575; 1.7: 173.03; 1.8: 8.4594; 1.9: 1441.9167; 2: 45.9209; 2.1: 95.1461; 2.2: 2185.1896; 2.3: 48.2636; 2.4: -2164.2593; 2.5: -47.8013
| 2 | 66.6 | 1: 2.9733; 1.1: 20.7265; 1.2: 0.027795; 1.3: 432.9; 1.4: 0.45744; 1.5: 20.7265; 1.6: 432.9; 1.7: 173.16; 1.8: 8.4594; 1.9: 1443; 2: 45.9554; 2.1: 95.1466; 2.2: 2188.4632; 2.3: 48.2996; 2.4: -2167.7367; 2.5: -47.8421
| 2 | 66.65 | 1: 2.942; 1.1: 20.5234; 1.2: 0.027522; 1.3: 433.225; 1.4: 0.45261; 1.5: 20.5234; 1.6: 433.225; 1.7: 173.29; 1.8: 8.4594; 1.9: 1444.0833; 2: 45.9899; 2.1: 95.1471; 2.2: 2191.7392; 2.3: 48.3356; 2.4: -2171.2158; 2.5: -47.883
| 2 | 66.7 | 1: 2.9108; 1.1: 20.3211; 1.2: 0.027251; 1.3: 433.55; 1.4: 0.44782; 1.5: 20.3211; 1.6: 433.55; 1.7: 173.42; 1.8: 8.4594; 1.9: 1445.1667; 2: 46.0244; 2.1: 95.1476; 2.2: 2195.0176; 2.3: 48.3716; 2.4: -2174.6966; 2.5: -47.9238
| 2 | 66.75 | 1: 2.8798; 1.1: 20.1195; 1.2: 0.026981; 1.3: 433.875; 1.4: 0.44304; 1.5: 20.1195; 1.6: 433.875; 1.7: 173.55; 1.8: 8.4594; 1.9: 1446.25; 2: 46.0589; 2.1: 95.1481; 2.2: 2198.2985; 2.3: 48.4076; 2.4: -2178.179; 2.5: -47.9646
| 2 | 66.8 | 1: 2.8489; 1.1: 19.9186; 1.2: 0.026711; 1.3: 434.2; 1.4: 0.43829; 1.5: 19.9186; 1.6: 434.2; 1.7: 173.68; 1.8: 8.4594; 1.9: 1447.3333; 2: 46.0934; 2.1: 95.1486; 2.2: 2201.5818; 2.3: 48.4436; 2.4: -2181.6632; 2.5: -48.0053
| 2 | 66.85 | 1: 2.8181; 1.1: 19.7185; 1.2: 0.026443; 1.3: 434.525; 1.4: 0.43356; 1.5: 19.7185; 1.6: 434.525; 1.7: 173.81; 1.8: 8.4594; 1.9: 1448.4167; 2: 46.1279; 2.1: 95.1491; 2.2: 2204.8675; 2.3: 48.4796; 2.4: -2185.149; 2.5: -48.0461
| 2 | 66.9 | 1: 2.7876; 1.1: 19.5191; 1.2: 0.026176; 1.3: 434.85; 1.4: 0.42886; 1.5: 19.5191; 1.6: 434.85; 1.7: 173.94; 1.8: 8.4594; 1.9: 1449.5; 2: 46.1624; 2.1: 95.1496; 2.2: 2208.1556; 2.3: 48.5156; 2.4: -2188.6365; 2.5: -48.0868
| 2 | 66.95 | 1: 2.7571; 1.1: 19.3205; 1.2: 0.025909; 1.3: 435.175; 1.4: 0.42418; 1.5: 19.3205; 1.6: 435.175; 1.7: 174.07; 1.8: 8.4594; 1.9: 1450.5833; 2: 46.1969; 2.1: 95.15; 2.2: 2211.4461; 2.3: 48.5517; 2.4: -2192.1256; 2.5: -48.1275
| 2 | 67 | 1: 2.7269; 1.1: 19.1226; 1.2: 0.025644; 1.3: 435.5; 1.4: 0.41952; 1.5: 19.1226; 1.6: 435.5; 1.7: 174.2; 1.8: 8.4594; 1.9: 1451.6667; 2: 46.2314; 2.1: 95.1505; 2.2: 2214.739; 2.3: 48.5877; 2.4: -2195.6164; 2.5: -48.1681
| 2 | 67.05 | 1: 2.6967; 1.1: 18.9254; 1.2: 0.025379; 1.3: 435.825; 1.4: 0.41488; 1.5: 18.9254; 1.6: 435.825; 1.7: 174.33; 1.8: 8.4594; 1.9: 1452.75; 2: 46.2659; 2.1: 95.151; 2.2: 2218.0344; 2.3: 48.6237; 2.4: -2199.1089; 2.5: -48.2088
| 2 | 67.1 | 1: 2.6668; 1.1: 18.729; 1.2: 0.025116; 1.3: 436.15; 1.4: 0.41027; 1.5: 18.729; 1.6: 436.15; 1.7: 174.46; 1.8: 8.4594; 1.9: 1453.8333; 2: 46.3004; 2.1: 95.1515; 2.2: 2221.3321; 2.3: 48.6597; 2.4: -2202.6031; 2.5: -48.2494
| 2 | 67.15 | 1: 2.6369; 1.1: 18.5334; 1.2: 0.024854; 1.3: 436.475; 1.4: 0.40568; 1.5: 18.5334; 1.6: 436.475; 1.7: 174.59; 1.8: 8.4594; 1.9: 1454.9167; 2: 46.3349; 2.1: 95.152; 2.2: 2224.6323; 2.3: 48.6957; 2.4: -2206.0989; 2.5: -48.29
| 2 | 67.2 | 1: 2.6073; 1.1: 18.3384; 1.2: 0.024592; 1.3: 436.8; 1.4: 0.40112; 1.5: 18.3384; 1.6: 436.8; 1.7: 174.72; 1.8: 8.4594; 1.9: 1456; 2: 46.3694; 2.1: 95.1525; 2.2: 2227.9349; 2.3: 48.7317; 2.4: -2209.5964; 2.5: -48.3306
| 2 | 67.25 | 1: 2.5777; 1.1: 18.1443; 1.2: 0.024332; 1.3: 437.125; 1.4: 0.39657; 1.5: 18.1443; 1.6: 437.125; 1.7: 174.85; 1.8: 8.4594; 1.9: 1457.0833; 2: 46.4039; 2.1: 95.153; 2.2: 2231.2398; 2.3: 48.7677; 2.4: -2213.0956; 2.5: -48.3711
| 2 | 67.3 | 1: 2.5484; 1.1: 17.9508; 1.2: 0.024072; 1.3: 437.45; 1.4: 0.39206; 1.5: 17.9508; 1.6: 437.45; 1.7: 174.98; 1.8: 8.4594; 1.9: 1458.1667; 2: 46.4384; 2.1: 95.1535; 2.2: 2234.5472; 2.3: 48.8037; 2.4: -2216.5964; 2.5: -48.4116
| 2 | 67.35 | 1: 2.5191; 1.1: 17.7581; 1.2: 0.023814; 1.3: 437.775; 1.4: 0.38756; 1.5: 17.7581; 1.6: 437.775; 1.7: 175.11; 1.8: 8.4594; 1.9: 1459.25; 2: 46.4729; 2.1: 95.154; 2.2: 2237.857; 2.3: 48.8397; 2.4: -2220.0988; 2.5: -48.4521
| 2 | 67.4 | 1: 2.4901; 1.1: 17.5662; 1.2: 0.023557; 1.3: 438.1; 1.4: 0.38309; 1.5: 17.5662; 1.6: 438.1; 1.7: 175.24; 1.8: 8.4594; 1.9: 1460.3333; 2: 46.5074; 2.1: 95.1545; 2.2: 2241.1691; 2.3: 48.8757; 2.4: -2223.603; 2.5: -48.4926
| 2 | 67.45 | 1: 2.4611; 1.1: 17.375; 1.2: 0.0233; 1.3: 438.425; 1.4: 0.37863; 1.5: 17.375; 1.6: 438.425; 1.7: 175.37; 1.8: 8.4594; 1.9: 1461.4167; 2: 46.5419; 2.1: 95.155; 2.2: 2244.4837; 2.3: 48.9117; 2.4: -2227.1087; 2.5: -48.5331
| 2 | 67.5 | 1: 2.4323; 1.1: 17.1845; 1.2: 0.023045; 1.3: 438.75; 1.4: 0.37421; 1.5: 17.1845; 1.6: 438.75; 1.7: 175.5; 1.8: 8.4594; 1.9: 1462.5; 2: 46.5764; 2.1: 95.1555; 2.2: 2247.8007; 2.3: 48.9477; 2.4: -2230.6162; 2.5: -48.5735
| 2 | 67.55 | 1: 2.4037; 1.1: 16.9948; 1.2: 0.02279; 1.3: 439.075; 1.4: 0.3698; 1.5: 16.9948; 1.6: 439.075; 1.7: 175.63; 1.8: 8.4594; 1.9: 1463.5833; 2: 46.6109; 2.1: 95.156; 2.2: 2251.12; 2.3: 48.9837; 2.4: -2234.1253; 2.5: -48.6139
| 2 | 67.6 | 1: 2.3752; 1.1: 16.8058; 1.2: 0.022537; 1.3: 439.4; 1.4: 0.36542; 1.5: 16.8058; 1.6: 439.4; 1.7: 175.76; 1.8: 8.4594; 1.9: 1464.6667; 2: 46.6454; 2.1: 95.1565; 2.2: 2254.4418; 2.3: 49.0197; 2.4: -2237.636; 2.5: -48.6543
| 2 | 67.65 | 1: 2.3469; 1.1: 16.6175; 1.2: 0.022284; 1.3: 439.725; 1.4: 0.36106; 1.5: 16.6175; 1.6: 439.725; 1.7: 175.89; 1.8: 8.4594; 1.9: 1465.75; 2: 46.6799; 2.1: 95.157; 2.2: 2257.7659; 2.3: 49.0557; 2.4: -2241.1484; 2.5: -48.6946
| 2 | 67.7 | 1: 2.3187; 1.1: 16.43; 1.2: 0.022033; 1.3: 440.05; 1.4: 0.35672; 1.5: 16.43; 1.6: 440.05; 1.7: 176.02; 1.8: 8.4594; 1.9: 1466.8333; 2: 46.7144; 2.1: 95.1575; 2.2: 2261.0924; 2.3: 49.0917; 2.4: -2244.6624; 2.5: -48.735
| 2 | 67.75 | 1: 2.2906; 1.1: 16.2432; 1.2: 0.021783; 1.3: 440.375; 1.4: 0.3524; 1.5: 16.2432; 1.6: 440.375; 1.7: 176.15; 1.8: 8.4594; 1.9: 1467.9167; 2: 46.7489; 2.1: 95.1581; 2.2: 2264.4213; 2.3: 49.1277; 2.4: -2248.1781; 2.5: -48.7753
| 2 | 67.8 | 1: 2.2627; 1.1: 16.0572; 1.2: 0.021533; 1.3: 440.7; 1.4: 0.34811; 1.5: 16.0572; 1.6: 440.7; 1.7: 176.28; 1.8: 8.4594; 1.9: 1469; 2: 46.7834; 2.1: 95.1586; 2.2: 2267.7526; 2.3: 49.1637; 2.4: -2251.6954; 2.5: -48.8156
| 2 | 67.85 | 1: 2.235; 1.1: 15.8719; 1.2: 0.021285; 1.3: 441.025; 1.4: 0.34384; 1.5: 15.8719; 1.6: 441.025; 1.7: 176.41; 1.8: 8.4594; 1.9: 1470.0833; 2: 46.8179; 2.1: 95.1591; 2.2: 2271.0862; 2.3: 49.1997; 2.4: -2255.2143; 2.5: -48.8558
| 2 | 67.9 | 1: 2.2074; 1.1: 15.6874; 1.2: 0.021037; 1.3: 441.35; 1.4: 0.33959; 1.5: 15.6874; 1.6: 441.35; 1.7: 176.54; 1.8: 8.4594; 1.9: 1471.1667; 2: 46.8524; 2.1: 95.1596; 2.2: 2274.4223; 2.3: 49.2356; 2.4: -2258.7349; 2.5: -48.896
| 2 | 67.95 | 1: 2.1799; 1.1: 15.5035; 1.2: 0.020791; 1.3: 441.675; 1.4: 0.33537; 1.5: 15.5035; 1.6: 441.675; 1.7: 176.67; 1.8: 8.4594; 1.9: 1472.25; 2: 46.8869; 2.1: 95.1601; 2.2: 2277.7607; 2.3: 49.2716; 2.4: -2262.2572; 2.5: -48.9363
| 2 | 68 | 1: 2.1526; 1.1: 15.3205; 1.2: 0.020545; 1.3: 442; 1.4: 0.33116; 1.5: 15.3205; 1.6: 442; 1.7: 176.8; 1.8: 8.4594; 1.9: 1473.3333; 2: 46.9214; 2.1: 95.1607; 2.2: 2281.1015; 2.3: 49.3076; 2.4: -2265.781; 2.5: -48.9764
| 2 | 68.05 | 1: 2.1254; 1.1: 15.1381; 1.2: 0.020301; 1.3: 442.325; 1.4: 0.32698; 1.5: 15.1381; 1.6: 442.325; 1.7: 176.93; 1.8: 8.4594; 1.9: 1474.4167; 2: 46.9559; 2.1: 95.1612; 2.2: 2284.4446; 2.3: 49.3436; 2.4: -2269.3065; 2.5: -49.0166
| 2 | 68.1 | 1: 2.0983; 1.1: 14.9565; 1.2: 0.020057; 1.3: 442.65; 1.4: 0.32282; 1.5: 14.9565; 1.6: 442.65; 1.7: 177.06; 1.8: 8.4594; 1.9: 1475.5; 2: 46.9904; 2.1: 95.1617; 2.2: 2287.7902; 2.3: 49.3796; 2.4: -2272.8337; 2.5: -49.0568
| 2 | 68.15 | 1: 2.0714; 1.1: 14.7756; 1.2: 0.019814; 1.3: 442.975; 1.4: 0.31868; 1.5: 14.7756; 1.6: 442.975; 1.7: 177.19; 1.8: 8.4594; 1.9: 1476.5833; 2: 47.0249; 2.1: 95.1622; 2.2: 2291.1381; 2.3: 49.4156; 2.4: -2276.3624; 2.5: -49.0969
| 2 | 68.2 | 1: 2.0447; 1.1: 14.5955; 1.2: 0.019573; 1.3: 443.3; 1.4: 0.31457; 1.5: 14.5955; 1.6: 443.3; 1.7: 177.32; 1.8: 8.4594; 1.9: 1477.6667; 2: 47.0594; 2.1: 95.1628; 2.2: 2294.4883; 2.3: 49.4515; 2.4: -2279.8928; 2.5: -49.137
| 2 | 68.25 | 1: 2.0181; 1.1: 14.416; 1.2: 0.019332; 1.3: 443.625; 1.4: 0.31047; 1.5: 14.416; 1.6: 443.625; 1.7: 177.45; 1.8: 8.4594; 1.9: 1478.75; 2: 47.0939; 2.1: 95.1633; 2.2: 2297.8409; 2.3: 49.4875; 2.4: -2283.4249; 2.5: -49.177
| 2 | 68.3 | 1: 1.9916; 1.1: 14.2374; 1.2: 0.019093; 1.3: 443.95; 1.4: 0.3064; 1.5: 14.2374; 1.6: 443.95; 1.7: 177.58; 1.8: 8.4594; 1.9: 1479.8333; 2: 47.1285; 2.1: 95.1639; 2.2: 2301.1959; 2.3: 49.5235; 2.4: -2286.9585; 2.5: -49.2171
| 2 | 68.35 | 1: 1.9653; 1.1: 14.0594; 1.2: 0.018854; 1.3: 444.275; 1.4: 0.30235; 1.5: 14.0594; 1.6: 444.275; 1.7: 177.71; 1.8: 8.4594; 1.9: 1480.9167; 2: 47.163; 2.1: 95.1644; 2.2: 2304.5532; 2.3: 49.5594; 2.4: -2290.4938; 2.5: -49.2571
| 2 | 68.4 | 1: 1.9391; 1.1: 13.8822; 1.2: 0.018616; 1.3: 444.6; 1.4: 0.29832; 1.5: 13.8822; 1.6: 444.6; 1.7: 177.84; 1.8: 8.4594; 1.9: 1482; 2: 47.1975; 2.1: 95.1649; 2.2: 2307.9129; 2.3: 49.5954; 2.4: -2294.0307; 2.5: -49.2971
| 2 | 68.45 | 1: 1.913; 1.1: 13.7057; 1.2: 0.01838; 1.3: 444.925; 1.4: 0.29431; 1.5: 13.7057; 1.6: 444.925; 1.7: 177.97; 1.8: 8.4594; 1.9: 1483.0833; 2: 47.232; 2.1: 95.1655; 2.2: 2311.2749; 2.3: 49.6314; 2.4: -2297.5692; 2.5: -49.3371
| 2 | 68.5 | 1: 1.8871; 1.1: 13.5299; 1.2: 0.018144; 1.3: 445.25; 1.4: 0.29032; 1.5: 13.5299; 1.6: 445.25; 1.7: 178.1; 1.8: 8.4594; 1.9: 1484.1667; 2: 47.2665; 2.1: 95.166; 2.2: 2314.6393; 2.3: 49.6674; 2.4: -2301.1094; 2.5: -49.377
| 2 | 68.55 | 1: 1.8613; 1.1: 13.3549; 1.2: 0.017909; 1.3: 445.575; 1.4: 0.28636; 1.5: 13.3549; 1.6: 445.575; 1.7: 178.23; 1.8: 8.4594; 1.9: 1485.25; 2: 47.301; 2.1: 95.1666; 2.2: 2318.0061; 2.3: 49.7033; 2.4: -2304.6511; 2.5: -49.417
| 2 | 68.6 | 1: 1.8357; 1.1: 13.1806; 1.2: 0.017675; 1.3: 445.9; 1.4: 0.28242; 1.5: 13.1806; 1.6: 445.9; 1.7: 178.36; 1.8: 8.4594; 1.9: 1486.3333; 2: 47.3355; 2.1: 95.1672; 2.2: 2321.3751; 2.3: 49.7393; 2.4: -2308.1945; 2.5: -49.4569
| 2 | 68.65 | 1: 1.8102; 1.1: 13.007; 1.2: 0.017443; 1.3: 446.225; 1.4: 0.27849; 1.5: 13.007; 1.6: 446.225; 1.7: 178.49; 1.8: 8.4594; 1.9: 1487.4167; 2: 47.37; 2.1: 95.1677; 2.2: 2324.7465; 2.3: 49.7752; 2.4: -2311.7395; 2.5: -49.4967
| 2 | 68.7 | 1: 1.7849; 1.1: 12.8342; 1.2: 0.017211; 1.3: 446.55; 1.4: 0.27459; 1.5: 12.8342; 1.6: 446.55; 1.7: 178.62; 1.8: 8.4594; 1.9: 1488.5; 2: 47.4045; 2.1: 95.1683; 2.2: 2328.1203; 2.3: 49.8112; 2.4: -2315.2861; 2.5: -49.5366
| 2 | 68.75 | 1: 1.7596; 1.1: 12.662; 1.2: 0.01698; 1.3: 446.875; 1.4: 0.27071; 1.5: 12.662; 1.6: 446.875; 1.7: 178.75; 1.8: 8.4594; 1.9: 1489.5833; 2: 47.439; 2.1: 95.1689; 2.2: 2331.4964; 2.3: 49.8471; 2.4: -2318.8344; 2.5: -49.5764
| 2 | 68.8 | 1: 1.7346; 1.1: 12.4906; 1.2: 0.01675; 1.3: 447.2; 1.4: 0.26685; 1.5: 12.4906; 1.6: 447.2; 1.7: 178.88; 1.8: 8.4594; 1.9: 1490.6667; 2: 47.4735; 2.1: 95.1694; 2.2: 2334.8748; 2.3: 49.8831; 2.4: -2322.3842; 2.5: -49.6162
| 2 | 68.85 | 1: 1.7096; 1.1: 12.3199; 1.2: 0.016521; 1.3: 447.525; 1.4: 0.26302; 1.5: 12.3199; 1.6: 447.525; 1.7: 179.01; 1.8: 8.4594; 1.9: 1491.75; 2: 47.508; 2.1: 95.17; 2.2: 2338.2556; 2.3: 49.919; 2.4: -2325.9356; 2.5: -49.656
| 2 | 68.9 | 1: 1.6848; 1.1: 12.1499; 1.2: 0.016293; 1.3: 447.85; 1.4: 0.2592; 1.5: 12.1499; 1.6: 447.85; 1.7: 179.14; 1.8: 8.4594; 1.9: 1492.8333; 2: 47.5425; 2.1: 95.1706; 2.2: 2341.6386; 2.3: 49.955; 2.4: -2329.4887; 2.5: -49.6958
| 2 | 68.95 | 1: 1.6601; 1.1: 11.9807; 1.2: 0.016066; 1.3: 448.175; 1.4: 0.2554; 1.5: 11.9807; 1.6: 448.175; 1.7: 179.27; 1.8: 8.4594; 1.9: 1493.9167; 2: 47.577; 2.1: 95.1712; 2.2: 2345.024; 2.3: 49.9909; 2.4: -2333.0434; 2.5: -49.7355
| 2 | 69 | 1: 1.6356; 1.1: 11.8122; 1.2: 0.01584; 1.3: 448.5; 1.4: 0.25163; 1.5: 11.8122; 1.6: 448.5; 1.7: 179.4; 1.8: 8.4594; 1.9: 1495; 2: 47.6115; 2.1: 95.1718; 2.2: 2348.4118; 2.3: 50.0269; 2.4: -2336.5996; 2.5: -49.7753
| 2 | 69.05 | 1: 1.6112; 1.1: 11.6443; 1.2: 0.015615; 1.3: 448.825; 1.4: 0.24787; 1.5: 11.6443; 1.6: 448.825; 1.7: 179.53; 1.8: 8.4594; 1.9: 1496.0833; 2: 47.646; 2.1: 95.1724; 2.2: 2351.8018; 2.3: 50.0628; 2.4: -2340.1575; 2.5: -49.8149
| 2 | 69.1 | 1: 1.5869; 1.1: 11.4772; 1.2: 0.015391; 1.3: 449.15; 1.4: 0.24414; 1.5: 11.4772; 1.6: 449.15; 1.7: 179.66; 1.8: 8.4594; 1.9: 1497.1667; 2: 47.6805; 2.1: 95.173; 2.2: 2355.1942; 2.3: 50.0988; 2.4: -2343.717; 2.5: -49.8546
| 2 | 69.15 | 1: 1.5628; 1.1: 11.3108; 1.2: 0.015168; 1.3: 449.475; 1.4: 0.24043; 1.5: 11.3108; 1.6: 449.475; 1.7: 179.79; 1.8: 8.4594; 1.9: 1498.25; 2: 47.715; 2.1: 95.1736; 2.2: 2358.5889; 2.3: 50.1347; 2.4: -2347.278; 2.5: -49.8943
| 2 | 69.2 | 1: 1.5388; 1.1: 11.1452; 1.2: 0.014946; 1.3: 449.8; 1.4: 0.23673; 1.5: 11.1452; 1.6: 449.8; 1.7: 179.92; 1.8: 8.4594; 1.9: 1499.3333; 2: 47.7495; 2.1: 95.1742; 2.2: 2361.9858; 2.3: 50.1706; 2.4: -2350.8407; 2.5: -49.9339
| 2 | 69.25 | 1: 1.5149; 1.1: 10.9802; 1.2: 0.014725; 1.3: 450.125; 1.4: 0.23306; 1.5: 10.9802; 1.6: 450.125; 1.7: 180.05; 1.8: 8.4594; 1.9: 1500.4167; 2: 47.784; 2.1: 95.1748; 2.2: 2365.3851; 2.3: 50.2065; 2.4: -2354.4049; 2.5: -49.9735
| 2 | 69.3 | 1: 1.4912; 1.1: 10.8159; 1.2: 0.014504; 1.3: 450.45; 1.4: 0.22941; 1.5: 10.8159; 1.6: 450.45; 1.7: 180.18; 1.8: 8.4594; 1.9: 1501.5; 2: 47.8185; 2.1: 95.1754; 2.2: 2368.7867; 2.3: 50.2425; 2.4: -2357.9708; 2.5: -50.0131
| 2 | 69.35 | 1: 1.4675; 1.1: 10.6524; 1.2: 0.014285; 1.3: 450.775; 1.4: 0.22578; 1.5: 10.6524; 1.6: 450.775; 1.7: 180.31; 1.8: 8.4594; 1.9: 1502.5833; 2: 47.853; 2.1: 95.176; 2.2: 2372.1906; 2.3: 50.2784; 2.4: -2361.5383; 2.5: -50.0526
| 2 | 69.4 | 1: 1.4441; 1.1: 10.4895; 1.2: 0.014067; 1.3: 451.1; 1.4: 0.22216; 1.5: 10.4895; 1.6: 451.1; 1.7: 180.44; 1.8: 8.4594; 1.9: 1503.6667; 2: 47.8875; 2.1: 95.1766; 2.2: 2375.5968; 2.3: 50.3143; 2.4: -2365.1073; 2.5: -50.0921
| 2 | 69.45 | 1: 1.4207; 1.1: 10.3274; 1.2: 0.013849; 1.3: 451.425; 1.4: 0.21857; 1.5: 10.3274; 1.6: 451.425; 1.7: 180.57; 1.8: 8.4594; 1.9: 1504.75; 2: 47.922; 2.1: 95.1773; 2.2: 2379.0053; 2.3: 50.3502; 2.4: -2368.6779; 2.5: -50.1317
| 2 | 69.5 | 1: 1.3975; 1.1: 10.166; 1.2: 0.013633; 1.3: 451.75; 1.4: 0.215; 1.5: 10.166; 1.6: 451.75; 1.7: 180.7; 1.8: 8.4594; 1.9: 1505.8333; 2: 47.9565; 2.1: 95.1779; 2.2: 2382.4161; 2.3: 50.3861; 2.4: -2372.2502; 2.5: -50.1711
| 2 | 69.55 | 1: 1.3744; 1.1: 10.0052; 1.2: 0.013417; 1.3: 452.075; 1.4: 0.21145; 1.5: 10.0052; 1.6: 452.075; 1.7: 180.83; 1.8: 8.4594; 1.9: 1506.9167; 2: 47.991; 2.1: 95.1786; 2.2: 2385.8292; 2.3: 50.422; 2.4: -2375.824; 2.5: -50.2106
| 2 | 69.6 | 1: 1.3515; 1.1: 9.8452; 1.2: 0.013203; 1.3: 452.4; 1.4: 0.20792; 1.5: 9.8452; 1.6: 452.4; 1.7: 180.96; 1.8: 8.4594; 1.9: 1508; 2: 48.0255; 2.1: 95.1792; 2.2: 2389.2446; 2.3: 50.458; 2.4: -2379.3994; 2.5: -50.25
| 2 | 69.65 | 1: 1.3286; 1.1: 9.6858; 1.2: 0.012989; 1.3: 452.725; 1.4: 0.20441; 1.5: 9.6858; 1.6: 452.725; 1.7: 181.09; 1.8: 8.4594; 1.9: 1509.0833; 2: 48.06; 2.1: 95.1799; 2.2: 2392.6622; 2.3: 50.4939; 2.4: -2382.9764; 2.5: -50.2894
| 2 | 69.7 | 1: 1.3059; 1.1: 9.5272; 1.2: 0.012776; 1.3: 453.05; 1.4: 0.20091; 1.5: 9.5272; 1.6: 453.05; 1.7: 181.22; 1.8: 8.4594; 1.9: 1510.1667; 2: 48.0945; 2.1: 95.1805; 2.2: 2396.0821; 2.3: 50.5298; 2.4: -2386.5549; 2.5: -50.3288
| 2 | 69.75 | 1: 1.2834; 1.1: 9.3692; 1.2: 0.012564; 1.3: 453.375; 1.4: 0.19744; 1.5: 9.3692; 1.6: 453.375; 1.7: 181.35; 1.8: 8.4594; 1.9: 1511.25; 2: 48.129; 2.1: 95.1812; 2.2: 2399.5043; 2.3: 50.5656; 2.4: -2390.1351; 2.5: -50.3682
| 2 | 69.8 | 1: 1.2609; 1.1: 9.212; 1.2: 0.012353; 1.3: 453.7; 1.4: 0.19399; 1.5: 9.212; 1.6: 453.7; 1.7: 181.48; 1.8: 8.4594; 1.9: 1512.3333; 2: 48.1635; 2.1: 95.1819; 2.2: 2402.9288; 2.3: 50.6015; 2.4: -2393.7168; 2.5: -50.4076
| 2 | 69.85 | 1: 1.2386; 1.1: 9.0554; 1.2: 0.012144; 1.3: 454.025; 1.4: 0.19056; 1.5: 9.0554; 1.6: 454.025; 1.7: 181.61; 1.8: 8.4594; 1.9: 1513.4167; 2: 48.198; 2.1: 95.1825; 2.2: 2406.3555; 2.3: 50.6374; 2.4: -2397.3001; 2.5: -50.4469
| 2 | 69.9 | 1: 1.2164; 1.1: 8.8995; 1.2: 0.011934; 1.3: 454.35; 1.4: 0.18714; 1.5: 8.8995; 1.6: 454.35; 1.7: 181.74; 1.8: 8.4594; 1.9: 1514.5; 2: 48.2325; 2.1: 95.1832; 2.2: 2409.7845; 2.3: 50.6733; 2.4: -2400.885; 2.5: -50.4862
| 2 | 69.95 | 1: 1.1944; 1.1: 8.7444; 1.2: 0.011726; 1.3: 454.675; 1.4: 0.18375; 1.5: 8.7444; 1.6: 454.675; 1.7: 181.87; 1.8: 8.4594; 1.9: 1515.5833; 2: 48.267; 2.1: 95.1839; 2.2: 2413.2158; 2.3: 50.7092; 2.4: -2404.4714; 2.5: -50.5254
| 2 | 70 | 1: 1.1724; 1.1: 8.5899; 1.2: 0.011519; 1.3: 455; 1.4: 0.18037; 1.5: 8.5899; 1.6: 455; 1.7: 182; 1.8: 8.4594; 1.9: 1516.6667; 2: 48.3015; 2.1: 95.1846; 2.2: 2416.6493; 2.3: 50.7451; 2.4: -2408.0595; 2.5: -50.5647
| 2 | 70.05 | 1: 1.1506; 1.1: 8.436; 1.2: 0.011313; 1.3: 455.325; 1.4: 0.17701; 1.5: 8.436; 1.6: 455.325; 1.7: 182.13; 1.8: 8.4594; 1.9: 1517.75; 2: 48.336; 2.1: 95.1853; 2.2: 2420.0851; 2.3: 50.7809; 2.4: -2411.6491; 2.5: -50.6039
| 2 | 70.1 | 1: 1.1289; 1.1: 8.2829; 1.2: 0.011108; 1.3: 455.65; 1.4: 0.17368; 1.5: 8.2829; 1.6: 455.65; 1.7: 182.26; 1.8: 8.4594; 1.9: 1518.8333; 2: 48.3705; 2.1: 95.186; 2.2: 2423.5231; 2.3: 50.8168; 2.4: -2415.2402; 2.5: -50.6431
| 2 | 70.15 | 1: 1.1073; 1.1: 8.1304; 1.2: 0.010903; 1.3: 455.975; 1.4: 0.17036; 1.5: 8.1304; 1.6: 455.975; 1.7: 182.39; 1.8: 8.4594; 1.9: 1519.9167; 2: 48.405; 2.1: 95.1867; 2.2: 2426.9634; 2.3: 50.8527; 2.4: -2418.833; 2.5: -50.6823
| 2 | 70.2 | 1: 1.0859; 1.1: 7.9786; 1.2: 0.0107; 1.3: 456.3; 1.4: 0.16706; 1.5: 7.9786; 1.6: 456.3; 1.7: 182.52; 1.8: 8.4594; 1.9: 1521; 2: 48.4395; 2.1: 95.1874; 2.2: 2430.4059; 2.3: 50.8885; 2.4: -2422.4273; 2.5: -50.7215
| 2 | 70.25 | 1: 1.0646; 1.1: 7.8275; 1.2: 0.010497; 1.3: 456.625; 1.4: 0.16378; 1.5: 7.8275; 1.6: 456.625; 1.7: 182.65; 1.8: 8.4594; 1.9: 1522.0833; 2: 48.474; 2.1: 95.1882; 2.2: 2433.8507; 2.3: 50.9244; 2.4: -2426.0232; 2.5: -50.7606
| 2 | 70.3 | 1: 1.0434; 1.1: 7.6771; 1.2: 0.010295; 1.3: 456.95; 1.4: 0.16052; 1.5: 7.6771; 1.6: 456.95; 1.7: 182.78; 1.8: 8.4594; 1.9: 1523.1667; 2: 48.5085; 2.1: 95.1889; 2.2: 2437.2977; 2.3: 50.9602; 2.4: -2429.6206; 2.5: -50.7997
| 2 | 70.35 | 1: 1.0223; 1.1: 7.5273; 1.2: 0.010094; 1.3: 457.275; 1.4: 0.15727; 1.5: 7.5273; 1.6: 457.275; 1.7: 182.91; 1.8: 8.4594; 1.9: 1524.25; 2: 48.543; 2.1: 95.1896; 2.2: 2440.7469; 2.3: 50.9961; 2.4: -2433.2196; 2.5: -50.8388
| 2 | 70.4 | 1: 1.0013; 1.1: 7.3782; 1.2: 0.0098944; 1.3: 457.6; 1.4: 0.15405; 1.5: 7.3782; 1.6: 457.6; 1.7: 183.04; 1.8: 8.4594; 1.9: 1525.3333; 2: 48.5775; 2.1: 95.1904; 2.2: 2444.1984; 2.3: 51.0319; 2.4: -2436.8202; 2.5: -50.8779
| 2 | 70.45 | 1: 0.98047; 1.1: 7.2298; 1.2: 0.0096953; 1.3: 457.925; 1.4: 0.15084; 1.5: 7.2298; 1.6: 457.925; 1.7: 183.17; 1.8: 8.4594; 1.9: 1526.4167; 2: 48.612; 2.1: 95.1911; 2.2: 2447.6521; 2.3: 51.0678; 2.4: -2440.4223; 2.5: -50.9169
| 2 | 70.5 | 1: 0.95975; 1.1: 7.082; 1.2: 0.0094971; 1.3: 458.25; 1.4: 0.14765; 1.5: 7.082; 1.6: 458.25; 1.7: 183.3; 1.8: 8.4594; 1.9: 1527.5; 2: 48.6465; 2.1: 95.1919; 2.2: 2451.108; 2.3: 51.1036; 2.4: -2444.026; 2.5: -50.956
| 2 | 70.55 | 1: 0.93915; 1.1: 6.9349; 1.2: 0.0092999; 1.3: 458.575; 1.4: 0.14448; 1.5: 6.9349; 1.6: 458.575; 1.7: 183.43; 1.8: 8.4594; 1.9: 1528.5833; 2: 48.681; 2.1: 95.1927; 2.2: 2454.5661; 2.3: 51.1394; 2.4: -2447.6312; 2.5: -50.995
| 2 | 70.6 | 1: 0.91867; 1.1: 6.7884; 1.2: 0.0091035; 1.3: 458.9; 1.4: 0.14133; 1.5: 6.7884; 1.6: 458.9; 1.7: 183.56; 1.8: 8.4594; 1.9: 1529.6667; 2: 48.7155; 2.1: 95.1934; 2.2: 2458.0265; 2.3: 51.1753; 2.4: -2451.238; 2.5: -51.0339
| 2 | 70.65 | 1: 0.8983; 1.1: 6.6426; 1.2: 0.0089079; 1.3: 459.225; 1.4: 0.1382; 1.5: 6.6426; 1.6: 459.225; 1.7: 183.69; 1.8: 8.4594; 1.9: 1530.75; 2: 48.75; 2.1: 95.1942; 2.2: 2461.489; 2.3: 51.2111; 2.4: -2454.8464; 2.5: -51.0729
| 2 | 70.7 | 1: 0.87805; 1.1: 6.4975; 1.2: 0.0087133; 1.3: 459.55; 1.4: 0.13508; 1.5: 6.4975; 1.6: 459.55; 1.7: 183.82; 1.8: 8.4594; 1.9: 1531.8333; 2: 48.7845; 2.1: 95.195; 2.2: 2464.9538; 2.3: 51.2469; 2.4: -2458.4563; 2.5: -51.1118
| 2 | 70.75 | 1: 0.85792; 1.1: 6.353; 1.2: 0.0085195; 1.3: 459.875; 1.4: 0.13199; 1.5: 6.353; 1.6: 459.875; 1.7: 183.95; 1.8: 8.4594; 1.9: 1532.9167; 2: 48.819; 2.1: 95.1958; 2.2: 2468.4207; 2.3: 51.2827; 2.4: -2462.0677; 2.5: -51.1507
| 2 | 70.8 | 1: 0.8379; 1.1: 6.2092; 1.2: 0.0083266; 1.3: 460.2; 1.4: 0.12891; 1.5: 6.2092; 1.6: 460.2; 1.7: 184.08; 1.8: 8.4594; 1.9: 1534; 2: 48.8535; 2.1: 95.1966; 2.2: 2471.8899; 2.3: 51.3185; 2.4: -2465.6807; 2.5: -51.1896
| 2 | 70.85 | 1: 0.818; 1.1: 6.066; 1.2: 0.0081346; 1.3: 460.525; 1.4: 0.12585; 1.5: 6.066; 1.6: 460.525; 1.7: 184.21; 1.8: 8.4594; 1.9: 1535.0833; 2: 48.888; 2.1: 95.1975; 2.2: 2475.3612; 2.3: 51.3543; 2.4: -2469.2953; 2.5: -51.2285
| 2 | 70.9 | 1: 0.79821; 1.1: 5.9234; 1.2: 0.0079434; 1.3: 460.85; 1.4: 0.1228; 1.5: 5.9234; 1.6: 460.85; 1.7: 184.34; 1.8: 8.4594; 1.9: 1536.1667; 2: 48.9225; 2.1: 95.1983; 2.2: 2478.8348; 2.3: 51.3901; 2.4: -2472.9114; 2.5: -51.2673
| 2 | 70.95 | 1: 0.77854; 1.1: 5.7815; 1.2: 0.0077531; 1.3: 461.175; 1.4: 0.11977; 1.5: 5.7815; 1.6: 461.175; 1.7: 184.47; 1.8: 8.4594; 1.9: 1537.25; 2: 48.957; 2.1: 95.1991; 2.2: 2482.3105; 2.3: 51.4259; 2.4: -2476.529; 2.5: -51.3061
| 2 | 71 | 1: 0.75898; 1.1: 5.6402; 1.2: 0.0075636; 1.3: 461.5; 1.4: 0.11677; 1.5: 5.6402; 1.6: 461.5; 1.7: 184.6; 1.8: 8.4594; 1.9: 1538.3333; 2: 48.9915; 2.1: 95.2; 2.2: 2485.7884; 2.3: 51.4617; 2.4: -2480.1482; 2.5: -51.3449
| 2 | 71.05 | 1: 0.73953; 1.1: 5.4996; 1.2: 0.007375; 1.3: 461.825; 1.4: 0.11377; 1.5: 5.4996; 1.6: 461.825; 1.7: 184.73; 1.8: 8.4594; 1.9: 1539.4167; 2: 49.026; 2.1: 95.2008; 2.2: 2489.2685; 2.3: 51.4975; 2.4: -2483.7689; 2.5: -51.3837
| 2 | 71.1 | 1: 0.7202; 1.1: 5.3596; 1.2: 0.0071873; 1.3: 462.15; 1.4: 0.1108; 1.5: 5.3596; 1.6: 462.15; 1.7: 184.86; 1.8: 8.4594; 1.9: 1540.5; 2: 49.0605; 2.1: 95.2017; 2.2: 2492.7508; 2.3: 51.5332; 2.4: -2487.3912; 2.5: -51.4224
| 2 | 71.15 | 1: 0.70097; 1.1: 5.2202; 1.2: 0.0070004; 1.3: 462.475; 1.4: 0.10784; 1.5: 5.2202; 1.6: 462.475; 1.7: 184.99; 1.8: 8.4594; 1.9: 1541.5833; 2: 49.095; 2.1: 95.2025; 2.2: 2496.2352; 2.3: 51.569; 2.4: -2491.015; 2.5: -51.4612
| 2 | 71.2 | 1: 0.68186; 1.1: 5.0814; 1.2: 0.0068143; 1.3: 462.8; 1.4: 0.1049; 1.5: 5.0814; 1.6: 462.8; 1.7: 185.12; 1.8: 8.4594; 1.9: 1542.6667; 2: 49.1295; 2.1: 95.2034; 2.2: 2499.7218; 2.3: 51.6048; 2.4: -2494.6404; 2.5: -51.4999
| 2 | 71.25 | 1: 0.66286; 1.1: 4.9433; 1.2: 0.006629; 1.3: 463.125; 1.4: 0.10198; 1.5: 4.9433; 1.6: 463.125; 1.7: 185.25; 1.8: 8.4594; 1.9: 1543.75; 2: 49.164; 2.1: 95.2043; 2.2: 2503.2105; 2.3: 51.6405; 2.4: -2498.2672; 2.5: -51.5386
| 2 | 71.3 | 1: 0.64397; 1.1: 4.8058; 1.2: 0.0064446; 1.3: 463.45; 1.4: 0.099072; 1.5: 4.8058; 1.6: 463.45; 1.7: 185.38; 1.8: 8.4594; 1.9: 1544.8333; 2: 49.1985; 2.1: 95.2052; 2.2: 2506.7014; 2.3: 51.6763; 2.4: -2501.8957; 2.5: -51.5772
| 2 | 71.35 | 1: 0.62518; 1.1: 4.6689; 1.2: 0.006261; 1.3: 463.775; 1.4: 0.096182; 1.5: 4.6689; 1.6: 463.775; 1.7: 185.51; 1.8: 8.4594; 1.9: 1545.9167; 2: 49.233; 2.1: 95.2061; 2.2: 2510.1945; 2.3: 51.712; 2.4: -2505.5256; 2.5: -51.6159
| 2 | 71.4 | 1: 0.60651; 1.1: 4.5326; 1.2: 0.0060783; 1.3: 464.1; 1.4: 0.093309; 1.5: 4.5326; 1.6: 464.1; 1.7: 185.64; 1.8: 8.4594; 1.9: 1547; 2: 49.2675; 2.1: 95.207; 2.2: 2513.6897; 2.3: 51.7478; 2.4: -2509.1571; 2.5: -51.6545
| 2 | 71.45 | 1: 0.58794; 1.1: 4.3969; 1.2: 0.0058963; 1.3: 464.425; 1.4: 0.090453; 1.5: 4.3969; 1.6: 464.425; 1.7: 185.77; 1.8: 8.4594; 1.9: 1548.0833; 2: 49.302; 2.1: 95.2079; 2.2: 2517.187; 2.3: 51.7835; 2.4: -2512.7901; 2.5: -51.6931
| 2 | 71.5 | 1: 0.56948; 1.1: 4.2618; 1.2: 0.0057152; 1.3: 464.75; 1.4: 0.087613; 1.5: 4.2618; 1.6: 464.75; 1.7: 185.9; 1.8: 8.4594; 1.9: 1549.1667; 2: 49.3365; 2.1: 95.2089; 2.2: 2520.6865; 2.3: 51.8192; 2.4: -2516.4246; 2.5: -51.7316
| 2 | 71.55 | 1: 0.55113; 1.1: 4.1274; 1.2: 0.0055349; 1.3: 465.075; 1.4: 0.084789; 1.5: 4.1274; 1.6: 465.075; 1.7: 186.03; 1.8: 8.4594; 1.9: 1550.25; 2: 49.371; 2.1: 95.2098; 2.2: 2524.1881; 2.3: 51.855; 2.4: -2520.0607; 2.5: -51.7702
| 2 | 71.6 | 1: 0.53288; 1.1: 3.9935; 1.2: 0.0053554; 1.3: 465.4; 1.4: 0.081982; 1.5: 3.9935; 1.6: 465.4; 1.7: 186.16; 1.8: 8.4594; 1.9: 1551.3333; 2: 49.4055; 2.1: 95.2108; 2.2: 2527.6918; 2.3: 51.8907; 2.4: -2523.6983; 2.5: -51.8087
| 2 | 71.65 | 1: 0.51474; 1.1: 3.8602; 1.2: 0.0051767; 1.3: 465.725; 1.4: 0.079191; 1.5: 3.8602; 1.6: 465.725; 1.7: 186.29; 1.8: 8.4594; 1.9: 1552.4167; 2: 49.44; 2.1: 95.2117; 2.2: 2531.1977; 2.3: 51.9264; 2.4: -2527.3374; 2.5: -51.8472
| 2 | 71.7 | 1: 0.4967; 1.1: 3.7276; 1.2: 0.0049988; 1.3: 466.05; 1.4: 0.076416; 1.5: 3.7276; 1.6: 466.05; 1.7: 186.42; 1.8: 8.4594; 1.9: 1553.5; 2: 49.4745; 2.1: 95.2127; 2.2: 2534.7056; 2.3: 51.9621; 2.4: -2530.9781; 2.5: -51.8857
| 2 | 71.75 | 1: 0.47877; 1.1: 3.5955; 1.2: 0.0048216; 1.3: 466.375; 1.4: 0.073657; 1.5: 3.5955; 1.6: 466.375; 1.7: 186.55; 1.8: 8.4594; 1.9: 1554.5833; 2: 49.509; 2.1: 95.2137; 2.2: 2538.2157; 2.3: 51.9978; 2.4: -2534.6202; 2.5: -51.9241
| 2 | 71.8 | 1: 0.46094; 1.1: 3.464; 1.2: 0.0046453; 1.3: 466.7; 1.4: 0.070914; 1.5: 3.464; 1.6: 466.7; 1.7: 186.68; 1.8: 8.4594; 1.9: 1555.6667; 2: 49.5435; 2.1: 95.2147; 2.2: 2541.7279; 2.3: 52.0335; 2.4: -2538.2639; 2.5: -51.9626
| 2 | 71.85 | 1: 0.44321; 1.1: 3.3331; 1.2: 0.0044697; 1.3: 467.025; 1.4: 0.068186; 1.5: 3.3331; 1.6: 467.025; 1.7: 186.81; 1.8: 8.4594; 1.9: 1556.75; 2: 49.578; 2.1: 95.2157; 2.2: 2545.2422; 2.3: 52.0692; 2.4: -2541.9091; 2.5: -52.001
| 2 | 71.9 | 1: 0.42559; 1.1: 3.2028; 1.2: 0.004295; 1.3: 467.35; 1.4: 0.065475; 1.5: 3.2028; 1.6: 467.35; 1.7: 186.94; 1.8: 8.4594; 1.9: 1557.8333; 2: 49.6125; 2.1: 95.2167; 2.2: 2548.7586; 2.3: 52.1048; 2.4: -2545.5558; 2.5: -52.0394
| 2 | 71.95 | 1: 0.40806; 1.1: 3.073; 1.2: 0.004121; 1.3: 467.675; 1.4: 0.062778; 1.5: 3.073; 1.6: 467.675; 1.7: 187.07; 1.8: 8.4594; 1.9: 1558.9167; 2: 49.647; 2.1: 95.2178; 2.2: 2552.2771; 2.3: 52.1405; 2.4: -2549.2041; 2.5: -52.0777
| 2 | 72 | 1: 0.39063; 1.1: 2.9438; 1.2: 0.0039477; 1.3: 468; 1.4: 0.060098; 1.5: 2.9438; 1.6: 468; 1.7: 187.2; 1.8: 8.4594; 1.9: 1560; 2: 49.6815; 2.1: 95.2188; 2.2: 2555.7976; 2.3: 52.1762; 2.4: -2552.8538; 2.5: -52.1161
| 2 | 72.05 | 1: 0.37331; 1.1: 2.8152; 1.2: 0.0037753; 1.3: 468.325; 1.4: 0.057432; 1.5: 2.8152; 1.6: 468.325; 1.7: 187.33; 1.8: 8.4594; 1.9: 1561.0833; 2: 49.716; 2.1: 95.2199; 2.2: 2559.3203; 2.3: 52.2118; 2.4: -2556.5051; 2.5: -52.1544
| 2 | 72.1 | 1: 0.35608; 1.1: 2.6872; 1.2: 0.0036036; 1.3: 468.65; 1.4: 0.054782; 1.5: 2.6872; 1.6: 468.65; 1.7: 187.46; 1.8: 8.4594; 1.9: 1562.1667; 2: 49.7505; 2.1: 95.2209; 2.2: 2562.845; 2.3: 52.2475; 2.4: -2560.1578; 2.5: -52.1927
| 2 | 72.15 | 1: 0.33896; 1.1: 2.5597; 1.2: 0.0034326; 1.3: 468.975; 1.4: 0.052147; 1.5: 2.5597; 1.6: 468.975; 1.7: 187.59; 1.8: 8.4594; 1.9: 1563.25; 2: 49.785; 2.1: 95.222; 2.2: 2566.3718; 2.3: 52.2831; 2.4: -2563.8121; 2.5: -52.231
| 2 | 72.2 | 1: 0.32192; 1.1: 2.4328; 1.2: 0.0032624; 1.3: 469.3; 1.4: 0.049527; 1.5: 2.4328; 1.6: 469.3; 1.7: 187.72; 1.8: 8.4594; 1.9: 1564.3333; 2: 49.8195; 2.1: 95.2231; 2.2: 2569.9007; 2.3: 52.3188; 2.4: -2567.4679; 2.5: -52.2692
| 2 | 72.25 | 1: 0.30499; 1.1: 2.3064; 1.2: 0.0030929; 1.3: 469.625; 1.4: 0.046922; 1.5: 2.3064; 1.6: 469.625; 1.7: 187.85; 1.8: 8.4594; 1.9: 1565.4167; 2: 49.854; 2.1: 95.2242; 2.2: 2573.4316; 2.3: 52.3544; 2.4: -2571.1252; 2.5: -52.3075
| 2 | 72.3 | 1: 0.28815; 1.1: 2.1806; 1.2: 0.0029242; 1.3: 469.95; 1.4: 0.044331; 1.5: 2.1806; 1.6: 469.95; 1.7: 187.98; 1.8: 8.4594; 1.9: 1566.5; 2: 49.8885; 2.1: 95.2253; 2.2: 2576.9646; 2.3: 52.39; 2.4: -2574.784; 2.5: -52.3457
| 2 | 72.35 | 1: 0.27141; 1.1: 2.0553; 1.2: 0.0027562; 1.3: 470.275; 1.4: 0.041756; 1.5: 2.0553; 1.6: 470.275; 1.7: 188.11; 1.8: 8.4594; 1.9: 1567.5833; 2: 49.923; 2.1: 95.2264; 2.2: 2580.4996; 2.3: 52.4256; 2.4: -2578.4443; 2.5: -52.3839
| 2 | 72.4 | 1: 0.25476; 1.1: 1.9306; 1.2: 0.0025889; 1.3: 470.6; 1.4: 0.039194; 1.5: 1.9306; 1.6: 470.6; 1.7: 188.24; 1.8: 8.4594; 1.9: 1568.6667; 2: 49.9575; 2.1: 95.2276; 2.2: 2584.0367; 2.3: 52.4612; 2.4: -2582.1061; 2.5: -52.422
| 2 | 72.45 | 1: 0.23821; 1.1: 1.8064; 1.2: 0.0024224; 1.3: 470.925; 1.4: 0.036648; 1.5: 1.8064; 1.6: 470.925; 1.7: 188.37; 1.8: 8.4594; 1.9: 1569.75; 2: 49.992; 2.1: 95.2287; 2.2: 2587.5758; 2.3: 52.4968; 2.4: -2585.7694; 2.5: -52.4602
| 2 | 72.5 | 1: 0.22175; 1.1: 1.6827; 1.2: 0.0022566; 1.3: 471.25; 1.4: 0.034115; 1.5: 1.6827; 1.6: 471.25; 1.7: 188.5; 1.8: 8.4594; 1.9: 1570.8333; 2: 50.0265; 2.1: 95.2299; 2.2: 2591.1169; 2.3: 52.5324; 2.4: -2589.4342; 2.5: -52.4983
| 2 | 72.55 | 1: 0.20538; 1.1: 1.5596; 1.2: 0.0020914; 1.3: 471.575; 1.4: 0.031597; 1.5: 1.5596; 1.6: 471.575; 1.7: 188.63; 1.8: 8.4594; 1.9: 1571.9167; 2: 50.061; 2.1: 95.231; 2.2: 2594.6601; 2.3: 52.568; 2.4: -2593.1005; 2.5: -52.5364
| 2 | 72.6 | 1: 0.18911; 1.1: 1.437; 1.2: 0.001927; 1.3: 471.9; 1.4: 0.029093; 1.5: 1.437; 1.6: 471.9; 1.7: 188.76; 1.8: 8.4594; 1.9: 1573; 2: 50.0955; 2.1: 95.2322; 2.2: 2598.2053; 2.3: 52.6036; 2.4: -2596.7683; 2.5: -52.5745
| 2 | 72.65 | 1: 0.17292; 1.1: 1.3149; 1.2: 0.0017633; 1.3: 472.225; 1.4: 0.026603; 1.5: 1.3149; 1.6: 472.225; 1.7: 188.89; 1.8: 8.4594; 1.9: 1574.0833; 2: 50.13; 2.1: 95.2334; 2.2: 2601.7525; 2.3: 52.6391; 2.4: -2600.4376; 2.5: -52.6125
| 2 | 72.7 | 1: 0.15683; 1.1: 1.1933; 1.2: 0.0016003; 1.3: 472.55; 1.4: 0.024127; 1.5: 1.1933; 1.6: 472.55; 1.7: 189.02; 1.8: 8.4594; 1.9: 1575.1667; 2: 50.1645; 2.1: 95.2347; 2.2: 2605.3018; 2.3: 52.6747; 2.4: -2604.1084; 2.5: -52.6505
| 2 | 72.75 | 1: 0.14082; 1.1: 1.0723; 1.2: 0.0014379; 1.3: 472.875; 1.4: 0.021665; 1.5: 1.0723; 1.6: 472.875; 1.7: 189.15; 1.8: 8.4594; 1.9: 1576.25; 2: 50.199; 2.1: 95.2359; 2.2: 2608.853; 2.3: 52.7102; 2.4: -2607.7807; 2.5: -52.6886
| 2 | 72.8 | 1: 0.1249; 1.1: 0.95173; 1.2: 0.0012763; 1.3: 473.2; 1.4: 0.019216; 1.5: 0.95173; 1.6: 473.2; 1.7: 189.28; 1.8: 8.4594; 1.9: 1577.3333; 2: 50.2335; 2.1: 95.2371; 2.2: 2612.4062; 2.3: 52.7458; 2.4: -2611.4545; 2.5: -52.7265
| 2 | 72.85 | 1: 0.10907; 1.1: 0.83169; 1.2: 0.0011153; 1.3: 473.525; 1.4: 0.016781; 1.5: 0.83169; 1.6: 473.525; 1.7: 189.41; 1.8: 8.4594; 1.9: 1578.4167; 2: 50.268; 2.1: 95.2384; 2.2: 2615.9614; 2.3: 52.7813; 2.4: -2615.1297; 2.5: -52.7645
| 2 | 72.9 | 1: 0.093332; 1.1: 0.71215; 1.2: 0.000955; 1.3: 473.85; 1.4: 0.014359; 1.5: 0.71215; 1.6: 473.85; 1.7: 189.54; 1.8: 8.4594; 1.9: 1579.5; 2: 50.3025; 2.1: 95.2396; 2.2: 2619.5186; 2.3: 52.8168; 2.4: -2618.8065; 2.5: -52.8025
| 2 | 72.95 | 1: 0.077677; 1.1: 0.5931; 1.2: 0.00079536; 1.3: 474.175; 1.4: 0.01195; 1.5: 0.5931; 1.6: 474.175; 1.7: 189.67; 1.8: 8.4594; 1.9: 1580.5833; 2: 50.337; 2.1: 95.2409; 2.2: 2623.0778; 2.3: 52.8523; 2.4: -2622.4847; 2.5: -52.8404
| 2 | 73 | 1: 0.062107; 1.1: 0.47454; 1.2: 0.00063637; 1.3: 474.5; 1.4: 0.009555; 1.5: 0.47454; 1.6: 474.5; 1.7: 189.8; 1.8: 8.4594; 1.9: 1581.6667; 2: 50.3715; 2.1: 95.2422; 2.2: 2626.639; 2.3: 52.8878; 2.4: -2626.1644; 2.5: -52.8783
| 2 | 73.05 | 1: 0.046622; 1.1: 0.35647; 1.2: 0.00047803; 1.3: 474.825; 1.4: 0.0071727; 1.5: 0.35647; 1.6: 474.825; 1.7: 189.93; 1.8: 8.4594; 1.9: 1582.75; 2: 50.4061; 2.1: 95.2435; 2.2: 2630.2021; 2.3: 52.9233; 2.4: -2629.8456; 2.5: -52.9162
| 2 | 73.1 | 1: 0.031221; 1.1: 0.23888; 1.2: 0.00032034; 1.3: 475.15; 1.4: 0.0048033; 1.5: 0.23888; 1.6: 475.15; 1.7: 190.06; 1.8: 8.4594; 1.9: 1583.8333; 2: 50.4406; 2.1: 95.2449; 2.2: 2633.7672; 2.3: 52.9588; 2.4: -2633.5283; 2.5: -52.954
| 2 | 73.15 | 1: 0.015904; 1.1: 0.12176; 1.2: 0.00016329; 1.3: 475.475; 1.4: 0.0024467; 1.5: 0.12176; 1.6: 475.475; 1.7: 190.19; 1.8: 8.4594; 1.9: 1584.9167; 2: 50.4751; 2.1: 95.2462; 2.2: 2637.3343; 2.3: 52.9943; 2.4: -2637.2125; 2.5: -52.9918
| 2 | 73.2 | 1: 0.00066827; 1.1: 0.00512; 1.2: 6.8661e-06; 1.3: 475.8; 1.4: 0.00010281; 1.5: 0.00512; 1.6: 475.8; 1.7: 190.32; 1.8: 8.4594; 1.9: 1586; 2: 50.5096; 2.1: 95.2476; 2.2: 2640.9033; 2.3: 53.0298; 2.4: -2640.8981; 2.5: -53.0297
| 2 | 73.25 | 1: -0.014485; 1.1: -0.11106; 1.2: -0.00014893; 1.3: 476.125; 1.4: -0.0022285; 1.5: -0.11106; 1.6: 476.125; 1.7: 190.45; 1.8: 8.4594; 1.9: 1587.0833; 2: 50.5441; 2.1: 95.2489; 2.2: 2644.4742; 2.3: 53.0652; 2.4: -2644.5853; 2.5: -53.0674
| 2 | 73.3 | 1: -0.029558; 1.1: -0.22677; 1.2: -0.00030411; 1.3: 476.45; 1.4: -0.0045474; 1.5: -0.22677; 1.6: 476.45; 1.7: 190.58; 1.8: 8.4594; 1.9: 1588.1667; 2: 50.5786; 2.1: 95.2503; 2.2: 2648.0471; 2.3: 53.1007; 2.4: -2648.2739; 2.5: -53.1052
| 2 | 73.35 | 1: -0.044551; 1.1: -0.34203; 1.2: -0.00045867; 1.3: 476.775; 1.4: -0.006854; 1.5: -0.34203; 1.6: 476.775; 1.7: 190.71; 1.8: 8.4594; 1.9: 1589.25; 2: 50.6131; 2.1: 95.2517; 2.2: 2651.6219; 2.3: 53.1361; 2.4: -2651.9639; 2.5: -53.143
| 2 | 73.4 | 1: -0.059465; 1.1: -0.45684; 1.2: -0.00061263; 1.3: 477.1; 1.4: -0.0091484; 1.5: -0.45684; 1.6: 477.1; 1.7: 190.84; 1.8: 8.4594; 1.9: 1590.3333; 2: 50.6476; 2.1: 95.2531; 2.2: 2655.1986; 2.3: 53.1715; 2.4: -2655.6555; 2.5: -53.1807
| 2 | 73.45 | 1: -0.0743; 1.1: -0.5712; 1.2: -0.00076599; 1.3: 477.425; 1.4: -0.011431; 1.5: -0.5712; 1.6: 477.425; 1.7: 190.97; 1.8: 8.4594; 1.9: 1591.4167; 2: 50.6821; 2.1: 95.2546; 2.2: 2658.7773; 2.3: 53.207; 2.4: -2659.3485; 2.5: -53.2184
| 2 | 73.5 | 1: -0.089058; 1.1: -0.68512; 1.2: -0.00091876; 1.3: 477.75; 1.4: -0.013701; 1.5: -0.68512; 1.6: 477.75; 1.7: 191.1; 1.8: 8.4594; 1.9: 1592.5; 2: 50.7166; 2.1: 95.256; 2.2: 2662.3578; 2.3: 53.2424; 2.4: -2663.043; 2.5: -53.2561
| 2 | 73.55 | 1: -0.10374; 1.1: -0.79861; 1.2: -0.0010709; 1.3: 478.075; 1.4: -0.01596; 1.5: -0.79861; 1.6: 478.075; 1.7: 191.23; 1.8: 8.4594; 1.9: 1593.5833; 2: 50.7511; 2.1: 95.2575; 2.2: 2665.9403; 2.3: 53.2778; 2.4: -2666.7389; 2.5: -53.2937
| 2 | 73.6 | 1: -0.11834; 1.1: -0.91166; 1.2: -0.0012226; 1.3: 478.4; 1.4: -0.018207; 1.5: -0.91166; 1.6: 478.4; 1.7: 191.36; 1.8: 8.4594; 1.9: 1594.6667; 2: 50.7856; 2.1: 95.259; 2.2: 2669.5247; 2.3: 53.3132; 2.4: -2670.4363; 2.5: -53.3314
| 2 | 73.65 | 1: -0.13287; 1.1: -1.0243; 1.2: -0.0013736; 1.3: 478.725; 1.4: -0.020442; 1.5: -1.0243; 1.6: 478.725; 1.7: 191.49; 1.8: 8.4594; 1.9: 1595.75; 2: 50.8201; 2.1: 95.2605; 2.2: 2673.1109; 2.3: 53.3485; 2.4: -2674.1352; 2.5: -53.369
| 2 | 73.7 | 1: -0.14733; 1.1: -1.1365; 1.2: -0.0015241; 1.3: 479.05; 1.4: -0.022666; 1.5: -1.1365; 1.6: 479.05; 1.7: 191.62; 1.8: 8.4594; 1.9: 1596.8333; 2: 50.8546; 2.1: 95.262; 2.2: 2676.6991; 2.3: 53.3839; 2.4: -2677.8356; 2.5: -53.4066
| 2 | 73.75 | 1: -0.16171; 1.1: -1.2483; 1.2: -0.001674; 1.3: 479.375; 1.4: -0.024879; 1.5: -1.2483; 1.6: 479.375; 1.7: 191.75; 1.8: 8.4594; 1.9: 1597.9167; 2: 50.8891; 2.1: 95.2635; 2.2: 2680.2891; 2.3: 53.4193; 2.4: -2681.5374; 2.5: -53.4441
| 2 | 73.8 | 1: -0.17602; 1.1: -1.3597; 1.2: -0.0018234; 1.3: 479.7; 1.4: -0.02708; 1.5: -1.3597; 1.6: 479.7; 1.7: 191.88; 1.8: 8.4594; 1.9: 1599; 2: 50.9236; 2.1: 95.2651; 2.2: 2683.881; 2.3: 53.4546; 2.4: -2685.2407; 2.5: -53.4817
| 2 | 73.85 | 1: -0.19026; 1.1: -1.4707; 1.2: -0.0019722; 1.3: 480.025; 1.4: -0.029271; 1.5: -1.4707; 1.6: 480.025; 1.7: 192.01; 1.8: 8.4594; 1.9: 1600.0833; 2: 50.9581; 2.1: 95.2666; 2.2: 2687.4748; 2.3: 53.4899; 2.4: -2688.9454; 2.5: -53.5192
| 2 | 73.9 | 1: -0.20443; 1.1: -1.5812; 1.2: -0.0021205; 1.3: 480.35; 1.4: -0.031451; 1.5: -1.5812; 1.6: 480.35; 1.7: 192.14; 1.8: 8.4594; 1.9: 1601.1667; 2: 50.9926; 2.1: 95.2682; 2.2: 2691.0704; 2.3: 53.5253; 2.4: -2692.6516; 2.5: -53.5567
| 2 | 73.95 | 1: -0.21853; 1.1: -1.6914; 1.2: -0.0022682; 1.3: 480.675; 1.4: -0.03362; 1.5: -1.6914; 1.6: 480.675; 1.7: 192.27; 1.8: 8.4594; 1.9: 1602.25; 2: 51.0271; 2.1: 95.2698; 2.2: 2694.6678; 2.3: 53.5606; 2.4: -2696.3593; 2.5: -53.5942
| 2 | 74 | 1: -0.23256; 1.1: -1.8012; 1.2: -0.0024155; 1.3: 481; 1.4: -0.035778; 1.5: -1.8012; 1.6: 481; 1.7: 192.4; 1.8: 8.4594; 1.9: 1603.3333; 2: 51.0616; 2.1: 95.2714; 2.2: 2698.2671; 2.3: 53.5959; 2.4: -2700.0684; 2.5: -53.6317
| 2 | 74.05 | 1: -0.24652; 1.1: -1.9106; 1.2: -0.0025622; 1.3: 481.325; 1.4: -0.037926; 1.5: -1.9106; 1.6: 481.325; 1.7: 192.53; 1.8: 8.4594; 1.9: 1604.4167; 2: 51.0961; 2.1: 95.2731; 2.2: 2701.8683; 2.3: 53.6312; 2.4: -2703.7789; 2.5: -53.6691
| 2 | 74.1 | 1: -0.26041; 1.1: -2.0197; 1.2: -0.0027084; 1.3: 481.65; 1.4: -0.040063; 1.5: -2.0197; 1.6: 481.65; 1.7: 192.66; 1.8: 8.4594; 1.9: 1605.5; 2: 51.1306; 2.1: 95.2747; 2.2: 2705.4712; 2.3: 53.6665; 2.4: -2707.4909; 2.5: -53.7065
| 2 | 74.15 | 1: -0.27424; 1.1: -2.1284; 1.2: -0.0028542; 1.3: 481.975; 1.4: -0.04219; 1.5: -2.1284; 1.6: 481.975; 1.7: 192.79; 1.8: 8.4594; 1.9: 1606.5833; 2: 51.1651; 2.1: 95.2764; 2.2: 2709.076; 2.3: 53.7017; 2.4: -2711.2044; 2.5: -53.7439
| 2 | 74.2 | 1: -0.288; 1.1: -2.2367; 1.2: -0.0029994; 1.3: 482.3; 1.4: -0.044308; 1.5: -2.2367; 1.6: 482.3; 1.7: 192.92; 1.8: 8.4594; 1.9: 1607.6667; 2: 51.1996; 2.1: 95.2781; 2.2: 2712.6826; 2.3: 53.737; 2.4: -2714.9193; 2.5: -53.7813
| 2 | 74.25 | 1: -0.3017; 1.1: -2.3446; 1.2: -0.0031442; 1.3: 482.625; 1.4: -0.046415; 1.5: -2.3446; 1.6: 482.625; 1.7: 193.05; 1.8: 8.4594; 1.9: 1608.75; 2: 51.2341; 2.1: 95.2798; 2.2: 2716.291; 2.3: 53.7722; 2.4: -2718.6357; 2.5: -53.8187
| 2 | 74.3 | 1: -0.31533; 1.1: -2.4522; 1.2: -0.0032885; 1.3: 482.95; 1.4: -0.048512; 1.5: -2.4522; 1.6: 482.95; 1.7: 193.18; 1.8: 8.4594; 1.9: 1609.8333; 2: 51.2686; 2.1: 95.2815; 2.2: 2719.9012; 2.3: 53.8075; 2.4: -2722.3535; 2.5: -53.856
| 2 | 74.35 | 1: -0.3289; 1.1: -2.5595; 1.2: -0.0034323; 1.3: 483.275; 1.4: -0.0506; 1.5: -2.5595; 1.6: 483.275; 1.7: 193.31; 1.8: 8.4594; 1.9: 1610.9167; 2: 51.3031; 2.1: 95.2833; 2.2: 2723.5132; 2.3: 53.8427; 2.4: -2726.0727; 2.5: -53.8933
| 2 | 74.4 | 1: -0.34241; 1.1: -2.6664; 1.2: -0.0035757; 1.3: 483.6; 1.4: -0.052678; 1.5: -2.6664; 1.6: 483.6; 1.7: 193.44; 1.8: 8.4594; 1.9: 1612; 2: 51.3376; 2.1: 95.285; 2.2: 2727.127; 2.3: 53.8779; 2.4: -2729.7934; 2.5: -53.9306
| 2 | 74.45 | 1: -0.35586; 1.1: -2.773; 1.2: -0.0037186; 1.3: 483.925; 1.4: -0.054747; 1.5: -2.773; 1.6: 483.925; 1.7: 193.57; 1.8: 8.4594; 1.9: 1613.0833; 2: 51.3721; 2.1: 95.2868; 2.2: 2730.7426; 2.3: 53.9131; 2.4: -2733.5156; 2.5: -53.9678
| 2 | 74.5 | 1: -0.36924; 1.1: -2.8792; 1.2: -0.0038611; 1.3: 484.25; 1.4: -0.056807; 1.5: -2.8792; 1.6: 484.25; 1.7: 193.7; 1.8: 8.4594; 1.9: 1614.1667; 2: 51.4066; 2.1: 95.2886; 2.2: 2734.3599; 2.3: 53.9483; 2.4: -2737.2391; 2.5: -54.0051
| 2 | 74.55 | 1: -0.38257; 1.1: -2.9852; 1.2: -0.0040032; 1.3: 484.575; 1.4: -0.058857; 1.5: -2.9852; 1.6: 484.575; 1.7: 193.83; 1.8: 8.4594; 1.9: 1615.25; 2: 51.4411; 2.1: 95.2905; 2.2: 2737.979; 2.3: 53.9835; 2.4: -2740.9642; 2.5: -54.0423
| 2 | 74.6 | 1: -0.39584; 1.1: -3.0908; 1.2: -0.0041448; 1.3: 484.9; 1.4: -0.060899; 1.5: -3.0908; 1.6: 484.9; 1.7: 193.96; 1.8: 8.4594; 1.9: 1616.3333; 2: 51.4756; 2.1: 95.2923; 2.2: 2741.5998; 2.3: 54.0186; 2.4: -2744.6906; 2.5: -54.0795
| 2 | 74.65 | 1: -0.40906; 1.1: -3.1961; 1.2: -0.0042861; 1.3: 485.225; 1.4: -0.062932; 1.5: -3.1961; 1.6: 485.225; 1.7: 194.09; 1.8: 8.4594; 1.9: 1617.4167; 2: 51.5101; 2.1: 95.2942; 2.2: 2745.2224; 2.3: 54.0538; 2.4: -2748.4185; 2.5: -54.1167
| 2 | 74.7 | 1: -0.42221; 1.1: -3.3011; 1.2: -0.0044269; 1.3: 485.55; 1.4: -0.064956; 1.5: -3.3011; 1.6: 485.55; 1.7: 194.22; 1.8: 8.4594; 1.9: 1618.5; 2: 51.5446; 2.1: 95.296; 2.2: 2748.8467; 2.3: 54.0889; 2.4: -2752.1478; 2.5: -54.1539
| 2 | 74.75 | 1: -0.43532; 1.1: -3.4058; 1.2: -0.0045673; 1.3: 485.875; 1.4: -0.066972; 1.5: -3.4058; 1.6: 485.875; 1.7: 194.35; 1.8: 8.4594; 1.9: 1619.5833; 2: 51.5791; 2.1: 95.298; 2.2: 2752.4728; 2.3: 54.124; 2.4: -2755.8786; 2.5: -54.191
| 2 | 74.8 | 1: -0.44836; 1.1: -3.5103; 1.2: -0.0047073; 1.3: 486.2; 1.4: -0.068979; 1.5: -3.5103; 1.6: 486.2; 1.7: 194.48; 1.8: 8.4594; 1.9: 1620.6667; 2: 51.6136; 2.1: 95.2999; 2.2: 2756.1005; 2.3: 54.1591; 2.4: -2759.6108; 2.5: -54.2281
| 2 | 74.85 | 1: -0.46136; 1.1: -3.6144; 1.2: -0.004847; 1.3: 486.525; 1.4: -0.070978; 1.5: -3.6144; 1.6: 486.525; 1.7: 194.61; 1.8: 8.4594; 1.9: 1621.75; 2: 51.6481; 2.1: 95.3018; 2.2: 2759.73; 2.3: 54.1942; 2.4: -2763.3444; 2.5: -54.2652
| 2 | 74.9 | 1: -0.4743; 1.1: -3.7183; 1.2: -0.0049863; 1.3: 486.85; 1.4: -0.072969; 1.5: -3.7183; 1.6: 486.85; 1.7: 194.74; 1.8: 8.4594; 1.9: 1622.8333; 2: 51.6826; 2.1: 95.3038; 2.2: 2763.3612; 2.3: 54.2293; 2.4: -2767.0795; 2.5: -54.3023
| 2 | 74.95 | 1: -0.48719; 1.1: -3.8219; 1.2: -0.0051252; 1.3: 487.175; 1.4: -0.074952; 1.5: -3.8219; 1.6: 487.175; 1.7: 194.87; 1.8: 8.4594; 1.9: 1623.9167; 2: 51.7171; 2.1: 95.3058; 2.2: 2766.9941; 2.3: 54.2644; 2.4: -2770.8159; 2.5: -54.3393
| 2 | 75 | 1: -0.50003; 1.1: -3.9252; 1.2: -0.0052638; 1.3: 487.5; 1.4: -0.076928; 1.5: -3.9252; 1.6: 487.5; 1.7: 195; 1.8: 8.4594; 1.9: 1625; 2: 51.7516; 2.1: 95.3078; 2.2: 2770.6286; 2.3: 54.2994; 2.4: -2774.5539; 2.5: -54.3764
| 2 | 75.05 | 1: -0.51282; 1.1: -4.0283; 1.2: -0.0054021; 1.3: 487.825; 1.4: -0.078895; 1.5: -4.0283; 1.6: 487.825; 1.7: 195.13; 1.8: 8.4594; 1.9: 1626.0833; 2: 51.7861; 2.1: 95.3098; 2.2: 2774.2649; 2.3: 54.3345; 2.4: -2778.2932; 2.5: -54.4134
| 2 | 75.1 | 1: -0.52556; 1.1: -4.1312; 1.2: -0.00554; 1.3: 488.15; 1.4: -0.080855; 1.5: -4.1312; 1.6: 488.15; 1.7: 195.26; 1.8: 8.4594; 1.9: 1627.1667; 2: 51.8206; 2.1: 95.3119; 2.2: 2777.9028; 2.3: 54.3695; 2.4: -2782.0339; 2.5: -54.4504
| 2 | 75.15 | 1: -0.53825; 1.1: -4.2337; 1.2: -0.0056775; 1.3: 488.475; 1.4: -0.082808; 1.5: -4.2337; 1.6: 488.475; 1.7: 195.39; 1.8: 8.4594; 1.9: 1628.25; 2: 51.8551; 2.1: 95.314; 2.2: 2781.5424; 2.3: 54.4045; 2.4: -2785.7761; 2.5: -54.4873
| 2 | 75.2 | 1: -0.5509; 1.1: -4.3361; 1.2: -0.0058148; 1.3: 488.8; 1.4: -0.084754; 1.5: -4.3361; 1.6: 488.8; 1.7: 195.52; 1.8: 8.4594; 1.9: 1629.3333; 2: 51.8896; 2.1: 95.3161; 2.2: 2785.1836; 2.3: 54.4395; 2.4: -2789.5197; 2.5: -54.5243
| 2 | 75.25 | 1: -0.5635; 1.1: -4.4382; 1.2: -0.0059518; 1.3: 489.125; 1.4: -0.086693; 1.5: -4.4382; 1.6: 489.125; 1.7: 195.65; 1.8: 8.4594; 1.9: 1630.4167; 2: 51.9241; 2.1: 95.3182; 2.2: 2788.8265; 2.3: 54.4745; 2.4: -2793.2647; 2.5: -54.5612
| 2 | 75.3 | 1: -0.57606; 1.1: -4.5402; 1.2: -0.0060885; 1.3: 489.45; 1.4: -0.088625; 1.5: -4.5402; 1.6: 489.45; 1.7: 195.78; 1.8: 8.4594; 1.9: 1631.5; 2: 51.9586; 2.1: 95.3203; 2.2: 2792.471; 2.3: 54.5095; 2.4: -2797.0111; 2.5: -54.5981
| 2 | 75.35 | 1: -0.58857; 1.1: -4.6419; 1.2: -0.0062249; 1.3: 489.775; 1.4: -0.09055; 1.5: -4.6419; 1.6: 489.775; 1.7: 195.91; 1.8: 8.4594; 1.9: 1632.5833; 2: 51.9931; 2.1: 95.3225; 2.2: 2796.1171; 2.3: 54.5444; 2.4: -2800.759; 2.5: -54.635
| 2 | 75.4 | 1: -0.60105; 1.1: -4.7434; 1.2: -0.006361; 1.3: 490.1; 1.4: -0.092469; 1.5: -4.7434; 1.6: 490.1; 1.7: 196.04; 1.8: 8.4594; 1.9: 1633.6667; 2: 52.0276; 2.1: 95.3247; 2.2: 2799.7649; 2.3: 54.5794; 2.4: -2804.5083; 2.5: -54.6718
| 2 | 75.45 | 1: -0.61348; 1.1: -4.8447; 1.2: -0.0064968; 1.3: 490.425; 1.4: -0.094381; 1.5: -4.8447; 1.6: 490.425; 1.7: 196.17; 1.8: 8.4594; 1.9: 1634.75; 2: 52.0621; 2.1: 95.3269; 2.2: 2803.4142; 2.3: 54.6143; 2.4: -2808.2589; 2.5: -54.7087
| 2 | 75.5 | 1: -0.62586; 1.1: -4.9458; 1.2: -0.0066324; 1.3: 490.75; 1.4: -0.096287; 1.5: -4.9458; 1.6: 490.75; 1.7: 196.3; 1.8: 8.4594; 1.9: 1635.8333; 2: 52.0966; 2.1: 95.3291; 2.2: 2807.0652; 2.3: 54.6492; 2.4: -2812.011; 2.5: -54.7455
| 2 | 75.55 | 1: -0.63821; 1.1: -5.0467; 1.2: -0.0067678; 1.3: 491.075; 1.4: -0.098187; 1.5: -5.0467; 1.6: 491.075; 1.7: 196.43; 1.8: 8.4594; 1.9: 1636.9167; 2: 52.1311; 2.1: 95.3314; 2.2: 2810.7178; 2.3: 54.6841; 2.4: -2815.7645; 2.5: -54.7823
| 2 | 75.6 | 1: -0.65053; 1.1: -5.1475; 1.2: -0.0069029; 1.3: 491.4; 1.4: -0.10008; 1.5: -5.1475; 1.6: 491.4; 1.7: 196.56; 1.8: 8.4594; 1.9: 1638; 2: 52.1656; 2.1: 95.3337; 2.2: 2814.3719; 2.3: 54.719; 2.4: -2819.5194; 2.5: -54.8191
| 2 | 75.65 | 1: -0.6628; 1.1: -5.2481; 1.2: -0.0070378; 1.3: 491.725; 1.4: -0.10197; 1.5: -5.2481; 1.6: 491.725; 1.7: 196.69; 1.8: 8.4594; 1.9: 1639.0833; 2: 52.2001; 2.1: 95.336; 2.2: 2818.0276; 2.3: 54.7538; 2.4: -2823.2757; 2.5: -54.8558
| 2 | 75.7 | 1: -0.67504; 1.1: -5.3485; 1.2: -0.0071725; 1.3: 492.05; 1.4: -0.10385; 1.5: -5.3485; 1.6: 492.05; 1.7: 196.82; 1.8: 8.4594; 1.9: 1640.1667; 2: 52.2346; 2.1: 95.3383; 2.2: 2821.6849; 2.3: 54.7887; 2.4: -2827.0334; 2.5: -54.8925
| 2 | 75.75 | 1: -0.68724; 1.1: -5.4488; 1.2: -0.0073069; 1.3: 492.375; 1.4: -0.10573; 1.5: -5.4488; 1.6: 492.375; 1.7: 196.95; 1.8: 8.4594; 1.9: 1641.25; 2: 52.2691; 2.1: 95.3407; 2.2: 2825.3438; 2.3: 54.8235; 2.4: -2830.7925; 2.5: -54.9292
| 2 | 75.8 | 1: -0.69941; 1.1: -5.5489; 1.2: -0.0074412; 1.3: 492.7; 1.4: -0.1076; 1.5: -5.5489; 1.6: 492.7; 1.7: 197.08; 1.8: 8.4594; 1.9: 1642.3333; 2: 52.3036; 2.1: 95.343; 2.2: 2829.0041; 2.3: 54.8583; 2.4: -2834.5531; 2.5: -54.9659
| 2 | 75.85 | 1: -0.71154; 1.1: -5.6489; 1.2: -0.0075753; 1.3: 493.025; 1.4: -0.10947; 1.5: -5.6489; 1.6: 493.025; 1.7: 197.21; 1.8: 8.4594; 1.9: 1643.4167; 2: 52.3381; 2.1: 95.3455; 2.2: 2832.6661; 2.3: 54.8931; 2.4: -2838.315; 2.5: -55.0026
| 2 | 75.9 | 1: -0.72364; 1.1: -5.7488; 1.2: -0.0077092; 1.3: 493.35; 1.4: -0.11133; 1.5: -5.7488; 1.6: 493.35; 1.7: 197.34; 1.8: 8.4594; 1.9: 1644.5; 2: 52.3726; 2.1: 95.3479; 2.2: 2836.3295; 2.3: 54.9279; 2.4: -2842.0783; 2.5: -55.0393
| 2 | 75.95 | 1: -0.73572; 1.1: -5.8485; 1.2: -0.007843; 1.3: 493.675; 1.4: -0.11319; 1.5: -5.8485; 1.6: 493.675; 1.7: 197.47; 1.8: 8.4594; 1.9: 1645.5833; 2: 52.4071; 2.1: 95.3503; 2.2: 2839.9945; 2.3: 54.9627; 2.4: -2845.843; 2.5: -55.0759
| 2 | 76 | 1: -0.74776; 1.1: -5.9482; 1.2: -0.0079766; 1.3: 494; 1.4: -0.11504; 1.5: -5.9482; 1.6: 494; 1.7: 197.6; 1.8: 8.4594; 1.9: 1646.6667; 2: 52.4416; 2.1: 95.3528; 2.2: 2843.6609; 2.3: 54.9974; 2.4: -2849.6091; 2.5: -55.1125
| 2 | 76.05 | 1: -0.75977; 1.1: -6.0477; 1.2: -0.0081101; 1.3: 494.325; 1.4: -0.11689; 1.5: -6.0477; 1.6: 494.325; 1.7: 197.73; 1.8: 8.4594; 1.9: 1647.75; 2: 52.4761; 2.1: 95.3553; 2.2: 2847.3289; 2.3: 55.0322; 2.4: -2853.3766; 2.5: -55.1491
| 2 | 76.1 | 1: -0.77176; 1.1: -6.1471; 1.2: -0.0082435; 1.3: 494.65; 1.4: -0.11873; 1.5: -6.1471; 1.6: 494.65; 1.7: 197.86; 1.8: 8.4594; 1.9: 1648.8333; 2: 52.5106; 2.1: 95.3579; 2.2: 2850.9984; 2.3: 55.0669; 2.4: -2857.1455; 2.5: -55.1856
| 2 | 76.15 | 1: -0.78372; 1.1: -6.2465; 1.2: -0.0083767; 1.3: 494.975; 1.4: -0.12057; 1.5: -6.2465; 1.6: 494.975; 1.7: 197.99; 1.8: 8.4594; 1.9: 1649.9167; 2: 52.5451; 2.1: 95.3604; 2.2: 2854.6693; 2.3: 55.1016; 2.4: -2860.9158; 2.5: -55.2222
| 2 | 76.2 | 1: -0.79565; 1.1: -6.3458; 1.2: -0.0085098; 1.3: 495.3; 1.4: -0.12241; 1.5: -6.3458; 1.6: 495.3; 1.7: 198.12; 1.8: 8.4594; 1.9: 1651; 2: 52.5796; 2.1: 95.363; 2.2: 2858.3417; 2.3: 55.1363; 2.4: -2864.6875; 2.5: -55.2587
| 2 | 76.25 | 1: -0.80756; 1.1: -6.445; 1.2: -0.0086429; 1.3: 495.625; 1.4: -0.12424; 1.5: -6.445; 1.6: 495.625; 1.7: 198.25; 1.8: 8.4594; 1.9: 1652.0833; 2: 52.6141; 2.1: 95.3656; 2.2: 2862.0156; 2.3: 55.1709; 2.4: -2868.4606; 2.5: -55.2952
| 2 | 76.3 | 1: -0.81944; 1.1: -6.5441; 1.2: -0.0087758; 1.3: 495.95; 1.4: -0.12607; 1.5: -6.5441; 1.6: 495.95; 1.7: 198.38; 1.8: 8.4594; 1.9: 1653.1667; 2: 52.6486; 2.1: 95.3683; 2.2: 2865.6909; 2.3: 55.2056; 2.4: -2872.235; 2.5: -55.3317
| 2 | 76.35 | 1: -0.8313; 1.1: -6.6432; 1.2: -0.0089087; 1.3: 496.275; 1.4: -0.12789; 1.5: -6.6432; 1.6: 496.275; 1.7: 198.51; 1.8: 8.4594; 1.9: 1654.25; 2: 52.6831; 2.1: 95.3709; 2.2: 2869.3677; 2.3: 55.2402; 2.4: -2876.0109; 2.5: -55.3681
| 2 | 76.4 | 1: -0.84315; 1.1: -6.7422; 1.2: -0.0090415; 1.3: 496.6; 1.4: -0.12971; 1.5: -6.7422; 1.6: 496.6; 1.7: 198.64; 1.8: 8.4594; 1.9: 1655.3333; 2: 52.7176; 2.1: 95.3736; 2.2: 2873.0458; 2.3: 55.2748; 2.4: -2879.7881; 2.5: -55.4045
| 2 | 76.45 | 1: -0.85497; 1.1: -6.8413; 1.2: -0.0091743; 1.3: 496.925; 1.4: -0.13153; 1.5: -6.8413; 1.6: 496.925; 1.7: 198.77; 1.8: 8.4594; 1.9: 1656.4167; 2: 52.7521; 2.1: 95.3764; 2.2: 2876.7254; 2.3: 55.3094; 2.4: -2883.5667; 2.5: -55.441
| 2 | 76.5 | 1: -0.86677; 1.1: -6.9402; 1.2: -0.009307; 1.3: 497.25; 1.4: -0.13335; 1.5: -6.9402; 1.6: 497.25; 1.7: 198.9; 1.8: 8.4594; 1.9: 1657.5; 2: 52.7866; 2.1: 95.3791; 2.2: 2880.4064; 2.3: 55.344; 2.4: -2887.3467; 2.5: -55.4774
| 2 | 76.55 | 1: -0.87856; 1.1: -7.0392; 1.2: -0.0094397; 1.3: 497.575; 1.4: -0.13516; 1.5: -7.0392; 1.6: 497.575; 1.7: 199.03; 1.8: 8.4594; 1.9: 1658.5833; 2: 52.8211; 2.1: 95.3819; 2.2: 2884.0888; 2.3: 55.3786; 2.4: -2891.128; 2.5: -55.5137
| 2 | 76.6 | 1: -0.89033; 1.1: -7.1382; 1.2: -0.0095724; 1.3: 497.9; 1.4: -0.13697; 1.5: -7.1382; 1.6: 497.9; 1.7: 199.16; 1.8: 8.4594; 1.9: 1659.6667; 2: 52.8556; 2.1: 95.3847; 2.2: 2887.7726; 2.3: 55.4131; 2.4: -2894.9108; 2.5: -55.5501
| 2 | 76.65 | 1: -0.90208; 1.1: -7.2371; 1.2: -0.0097051; 1.3: 498.225; 1.4: -0.13878; 1.5: -7.2371; 1.6: 498.225; 1.7: 199.29; 1.8: 8.4594; 1.9: 1660.75; 2: 52.8901; 2.1: 95.3875; 2.2: 2891.4578; 2.3: 55.4476; 2.4: -2898.6949; 2.5: -55.5864
| 2 | 76.7 | 1: -0.91382; 1.1: -7.3361; 1.2: -0.0098378; 1.3: 498.55; 1.4: -0.14059; 1.5: -7.3361; 1.6: 498.55; 1.7: 199.42; 1.8: 8.4594; 1.9: 1661.8333; 2: 52.9246; 2.1: 95.3904; 2.2: 2895.1443; 2.3: 55.4821; 2.4: -2902.4804; 2.5: -55.6227
| 2 | 76.75 | 1: -0.92554; 1.1: -7.435; 1.2: -0.0099706; 1.3: 498.875; 1.4: -0.14239; 1.5: -7.435; 1.6: 498.875; 1.7: 199.55; 1.8: 8.4594; 1.9: 1662.9167; 2: 52.9591; 2.1: 95.3933; 2.2: 2898.8322; 2.3: 55.5166; 2.4: -2906.2673; 2.5: -55.659
| 2 | 76.8 | 1: -0.93726; 1.1: -7.5341; 1.2: -0.010103; 1.3: 499.2; 1.4: -0.14419; 1.5: -7.5341; 1.6: 499.2; 1.7: 199.68; 1.8: 8.4594; 1.9: 1664; 2: 52.9936; 2.1: 95.3962; 2.2: 2902.5215; 2.3: 55.5511; 2.4: -2910.0555; 2.5: -55.6953
| 2 | 76.85 | 1: -0.94896; 1.1: -7.6331; 1.2: -0.010236; 1.3: 499.525; 1.4: -0.14599; 1.5: -7.6331; 1.6: 499.525; 1.7: 199.81; 1.8: 8.4594; 1.9: 1665.0833; 2: 53.0281; 2.1: 95.3992; 2.2: 2906.212; 2.3: 55.5855; 2.4: -2913.8451; 2.5: -55.7315
| 2 | 76.9 | 1: -0.96065; 1.1: -7.7322; 1.2: -0.010369; 1.3: 499.85; 1.4: -0.14779; 1.5: -7.7322; 1.6: 499.85; 1.7: 199.94; 1.8: 8.4594; 1.9: 1666.1667; 2: 53.0626; 2.1: 95.4022; 2.2: 2909.9039; 2.3: 55.6199; 2.4: -2917.6361; 2.5: -55.7677
| 2 | 76.95 | 1: -0.97234; 1.1: -7.8313; 1.2: -0.010502; 1.3: 500.175; 1.4: -0.14959; 1.5: -7.8313; 1.6: 500.175; 1.7: 200.07; 1.8: 8.4594; 1.9: 1667.25; 2: 53.0971; 2.1: 95.4052; 2.2: 2913.5971; 2.3: 55.6544; 2.4: -2921.4285; 2.5: -55.8039
| 2 | 77 | 1: -0.98402; 1.1: -7.9305; 1.2: -0.010635; 1.3: 500.5; 1.4: -0.15139; 1.5: -7.9305; 1.6: 500.5; 1.7: 200.2; 1.8: 8.4594; 1.9: 1668.3333; 2: 53.1316; 2.1: 95.4082; 2.2: 2917.2916; 2.3: 55.6887; 2.4: -2925.2222; 2.5: -55.8401
| 2 | 77.05 | 1: -0.99569; 1.1: -8.0298; 1.2: -0.010768; 1.3: 500.825; 1.4: -0.15318; 1.5: -8.0298; 1.6: 500.825; 1.7: 200.33; 1.8: 8.4594; 1.9: 1669.4167; 2: 53.1661; 2.1: 95.4113; 2.2: 2920.9874; 2.3: 55.7231; 2.4: -2929.0172; 2.5: -55.8763
| 2 | 77.1 | 1: -1.0074; 1.1: -8.1292; 1.2: -0.010901; 1.3: 501.15; 1.4: -0.15498; 1.5: -8.1292; 1.6: 501.15; 1.7: 200.46; 1.8: 8.4594; 1.9: 1670.5; 2: 53.2006; 2.1: 95.4144; 2.2: 2924.6845; 2.3: 55.7574; 2.4: -2932.8137; 2.5: -55.9124
| 2 | 77.15 | 1: -1.019; 1.1: -8.2286; 1.2: -0.011035; 1.3: 501.475; 1.4: -0.15677; 1.5: -8.2286; 1.6: 501.475; 1.7: 200.59; 1.8: 8.4594; 1.9: 1671.5833; 2: 53.2351; 2.1: 95.4175; 2.2: 2928.3829; 2.3: 55.7918; 2.4: -2936.6115; 2.5: -55.9485
| 2 | 77.2 | 1: -1.0307; 1.1: -8.3282; 1.2: -0.011168; 1.3: 501.8; 1.4: -0.15857; 1.5: -8.3282; 1.6: 501.8; 1.7: 200.72; 1.8: 8.4594; 1.9: 1672.6667; 2: 53.2696; 2.1: 95.4207; 2.2: 2932.0825; 2.3: 55.8261; 2.4: -2940.4106; 2.5: -55.9846
| 2 | 77.25 | 1: -1.0423; 1.1: -8.4279; 1.2: -0.011302; 1.3: 502.125; 1.4: -0.16036; 1.5: -8.4279; 1.6: 502.125; 1.7: 200.85; 1.8: 8.4594; 1.9: 1673.75; 2: 53.3041; 2.1: 95.4239; 2.2: 2935.7833; 2.3: 55.8604; 2.4: -2944.2112; 2.5: -56.0207
| 2 | 77.3 | 1: -1.054; 1.1: -8.5277; 1.2: -0.011436; 1.3: 502.45; 1.4: -0.16215; 1.5: -8.5277; 1.6: 502.45; 1.7: 200.98; 1.8: 8.4594; 1.9: 1674.8333; 2: 53.3386; 2.1: 95.4271; 2.2: 2939.4854; 2.3: 55.8946; 2.4: -2948.013; 2.5: -56.0568
| 2 | 77.35 | 1: -1.0657; 1.1: -8.6276; 1.2: -0.01157; 1.3: 502.775; 1.4: -0.16395; 1.5: -8.6276; 1.6: 502.775; 1.7: 201.11; 1.8: 8.4594; 1.9: 1675.9167; 2: 53.3731; 2.1: 95.4304; 2.2: 2943.1887; 2.3: 55.9289; 2.4: -2951.8163; 2.5: -56.0928
| 2 | 77.4 | 1: -1.0773; 1.1: -8.7277; 1.2: -0.011704; 1.3: 503.1; 1.4: -0.16574; 1.5: -8.7277; 1.6: 503.1; 1.7: 201.24; 1.8: 8.4594; 1.9: 1677; 2: 53.4076; 2.1: 95.4337; 2.2: 2946.8932; 2.3: 55.9631; 2.4: -2955.6208; 2.5: -56.1288
| 2 | 77.45 | 1: -1.089; 1.1: -8.8279; 1.2: -0.011838; 1.3: 503.425; 1.4: -0.16754; 1.5: -8.8279; 1.6: 503.425; 1.7: 201.37; 1.8: 8.4594; 1.9: 1678.0833; 2: 53.4421; 2.1: 95.437; 2.2: 2950.5989; 2.3: 55.9973; 2.4: -2959.4268; 2.5: -56.1648
| 2 | 77.5 | 1: -1.1007; 1.1: -8.9283; 1.2: -0.011973; 1.3: 503.75; 1.4: -0.16933; 1.5: -8.9283; 1.6: 503.75; 1.7: 201.5; 1.8: 8.4594; 1.9: 1679.1667; 2: 53.4766; 2.1: 95.4404; 2.2: 2954.3058; 2.3: 56.0315; 2.4: -2963.2341; 2.5: -56.2008
| 2 | 77.55 | 1: -1.1123; 1.1: -9.0288; 1.2: -0.012108; 1.3: 504.075; 1.4: -0.17113; 1.5: -9.0288; 1.6: 504.075; 1.7: 201.63; 1.8: 8.4594; 1.9: 1680.25; 2: 53.5111; 2.1: 95.4438; 2.2: 2958.0139; 2.3: 56.0656; 2.4: -2967.0427; 2.5: -56.2368
| 2 | 77.6 | 1: -1.124; 1.1: -9.1296; 1.2: -0.012243; 1.3: 504.4; 1.4: -0.17293; 1.5: -9.1296; 1.6: 504.4; 1.7: 201.76; 1.8: 8.4594; 1.9: 1681.3333; 2: 53.5456; 2.1: 95.4472; 2.2: 2961.7231; 2.3: 56.0998; 2.4: -2970.8527; 2.5: -56.2727
| 2 | 77.65 | 1: -1.1357; 1.1: -9.2305; 1.2: -0.012378; 1.3: 504.725; 1.4: -0.17473; 1.5: -9.2305; 1.6: 504.725; 1.7: 201.89; 1.8: 8.4594; 1.9: 1682.4167; 2: 53.5801; 2.1: 95.4507; 2.2: 2965.4335; 2.3: 56.1339; 2.4: -2974.664; 2.5: -56.3086
| 2 | 77.7 | 1: -1.1474; 1.1: -9.3317; 1.2: -0.012514; 1.3: 505.05; 1.4: -0.17653; 1.5: -9.3317; 1.6: 505.05; 1.7: 202.02; 1.8: 8.4594; 1.9: 1683.5; 2: 53.6146; 2.1: 95.4542; 2.2: 2969.145; 2.3: 56.168; 2.4: -2978.4767; 2.5: -56.3445
| 2 | 77.75 | 1: -1.1592; 1.1: -9.433; 1.2: -0.01265; 1.3: 505.375; 1.4: -0.17833; 1.5: -9.433; 1.6: 505.375; 1.7: 202.15; 1.8: 8.4594; 1.9: 1684.5833; 2: 53.6492; 2.1: 95.4577; 2.2: 2972.8576; 2.3: 56.202; 2.4: -2982.2907; 2.5: -56.3804
| 2 | 77.8 | 1: -1.1709; 1.1: -9.5346; 1.2: -0.012786; 1.3: 505.7; 1.4: -0.18014; 1.5: -9.5346; 1.6: 505.7; 1.7: 202.28; 1.8: 8.4594; 1.9: 1685.6667; 2: 53.6837; 2.1: 95.4612; 2.2: 2976.5714; 2.3: 56.2361; 2.4: -2986.106; 2.5: -56.4162
| 2 | 77.85 | 1: -1.1826; 1.1: -9.6364; 1.2: -0.012923; 1.3: 506.025; 1.4: -0.18194; 1.5: -9.6364; 1.6: 506.025; 1.7: 202.41; 1.8: 8.4594; 1.9: 1686.75; 2: 53.7182; 2.1: 95.4648; 2.2: 2980.2863; 2.3: 56.2701; 2.4: -2989.9227; 2.5: -56.452
| 2 | 77.9 | 1: -1.1944; 1.1: -9.7385; 1.2: -0.01306; 1.3: 506.35; 1.4: -0.18375; 1.5: -9.7385; 1.6: 506.35; 1.7: 202.54; 1.8: 8.4594; 1.9: 1687.8333; 2: 53.7527; 2.1: 95.4685; 2.2: 2984.0022; 2.3: 56.3041; 2.4: -2993.7407; 2.5: -56.4878
| 2 | 77.95 | 1: -1.2062; 1.1: -9.8408; 1.2: -0.013197; 1.3: 506.675; 1.4: -0.18556; 1.5: -9.8408; 1.6: 506.675; 1.7: 202.67; 1.8: 8.4594; 1.9: 1688.9167; 2: 53.7872; 2.1: 95.4721; 2.2: 2987.7193; 2.3: 56.3381; 2.4: -2997.5601; 2.5: -56.5236
| 2 | 78 | 1: -1.218; 1.1: -9.9434; 1.2: -0.013334; 1.3: 507; 1.4: -0.18738; 1.5: -9.9434; 1.6: 507; 1.7: 202.8; 1.8: 8.4594; 1.9: 1690; 2: 53.8217; 2.1: 95.4758; 2.2: 2991.4374; 2.3: 56.372; 2.4: -3001.3808; 2.5: -56.5594
| 2 | 78.05 | 1: -1.2298; 1.1: -10.0463; 1.2: -0.013472; 1.3: 507.325; 1.4: -0.1892; 1.5: -10.0463; 1.6: 507.325; 1.7: 202.93; 1.8: 8.4594; 1.9: 1691.0833; 2: 53.8562; 2.1: 95.4796; 2.2: 2995.1565; 2.3: 56.4059; 2.4: -3005.2028; 2.5: -56.5951
| 2 | 78.1 | 1: -1.2416; 1.1: -10.1495; 1.2: -0.013611; 1.3: 507.65; 1.4: -0.19102; 1.5: -10.1495; 1.6: 507.65; 1.7: 203.06; 1.8: 8.4594; 1.9: 1692.1667; 2: 53.8907; 2.1: 95.4834; 2.2: 2998.8767; 2.3: 56.4398; 2.4: -3009.0262; 2.5: -56.6309
| 2 | 78.15 | 1: -1.2535; 1.1: -10.2529; 1.2: -0.013749; 1.3: 507.975; 1.4: -0.19284; 1.5: -10.2529; 1.6: 507.975; 1.7: 203.19; 1.8: 8.4594; 1.9: 1693.25; 2: 53.9252; 2.1: 95.4872; 2.2: 3002.5979; 2.3: 56.4737; 2.4: -3012.8509; 2.5: -56.6666
| 2 | 78.2 | 1: -1.2653; 1.1: -10.3567; 1.2: -0.013889; 1.3: 508.3; 1.4: -0.19467; 1.5: -10.3567; 1.6: 508.3; 1.7: 203.32; 1.8: 8.4594; 1.9: 1694.3333; 2: 53.9597; 2.1: 95.491; 2.2: 3006.3202; 2.3: 56.5076; 2.4: -3016.6769; 2.5: -56.7022
| 2 | 78.25 | 1: -1.2772; 1.1: -10.4608; 1.2: -0.014028; 1.3: 508.625; 1.4: -0.1965; 1.5: -10.4608; 1.6: 508.625; 1.7: 203.45; 1.8: 8.4594; 1.9: 1695.4167; 2: 53.9942; 2.1: 95.4949; 2.2: 3010.0434; 2.3: 56.5414; 2.4: -3020.5042; 2.5: -56.7379
| 2 | 78.3 | 1: -1.2892; 1.1: -10.5653; 1.2: -0.014168; 1.3: 508.95; 1.4: -0.19833; 1.5: -10.5653; 1.6: 508.95; 1.7: 203.58; 1.8: 8.4594; 1.9: 1696.5; 2: 54.0287; 2.1: 95.4988; 2.2: 3013.7676; 2.3: 56.5752; 2.4: -3024.3329; 2.5: -56.7736
| 2 | 78.35 | 1: -1.3011; 1.1: -10.6701; 1.2: -0.014309; 1.3: 509.275; 1.4: -0.20017; 1.5: -10.6701; 1.6: 509.275; 1.7: 203.71; 1.8: 8.4594; 1.9: 1697.5833; 2: 54.0632; 2.1: 95.5028; 2.2: 3017.4928; 2.3: 56.609; 2.4: -3028.1629; 2.5: -56.8092
| 2 | 78.4 | 1: -1.3131; 1.1: -10.7752; 1.2: -0.01445; 1.3: 509.6; 1.4: -0.20202; 1.5: -10.7752; 1.6: 509.6; 1.7: 203.84; 1.8: 8.4594; 1.9: 1698.6667; 2: 54.0977; 2.1: 95.5068; 2.2: 3021.219; 2.3: 56.6428; 2.4: -3031.9942; 2.5: -56.8448
| 2 | 78.45 | 1: -1.3251; 1.1: -10.8808; 1.2: -0.014591; 1.3: 509.925; 1.4: -0.20387; 1.5: -10.8808; 1.6: 509.925; 1.7: 203.97; 1.8: 8.4594; 1.9: 1699.75; 2: 54.1322; 2.1: 95.5108; 2.2: 3024.9461; 2.3: 56.6765; 2.4: -3035.8268; 2.5: -56.8804
| 2 | 78.5 | 1: -1.3372; 1.1: -10.9867; 1.2: -0.014733; 1.3: 510.25; 1.4: -0.20572; 1.5: -10.9867; 1.6: 510.25; 1.7: 204.1; 1.8: 8.4594; 1.9: 1700.8333; 2: 54.1667; 2.1: 95.5149; 2.2: 3028.6741; 2.3: 56.7102; 2.4: -3039.6608; 2.5: -56.9159
| 2 | 78.55 | 1: -1.3493; 1.1: -11.093; 1.2: -0.014876; 1.3: 510.575; 1.4: -0.20758; 1.5: -11.093; 1.6: 510.575; 1.7: 204.23; 1.8: 8.4594; 1.9: 1701.9167; 2: 54.2012; 2.1: 95.519; 2.2: 3032.4031; 2.3: 56.7439; 2.4: -3043.4961; 2.5: -56.9515
| 2 | 78.6 | 1: -1.3614; 1.1: -11.1997; 1.2: -0.015019; 1.3: 510.9; 1.4: -0.20944; 1.5: -11.1997; 1.6: 510.9; 1.7: 204.36; 1.8: 8.4594; 1.9: 1703; 2: 54.2357; 2.1: 95.5231; 2.2: 3036.133; 2.3: 56.7775; 2.4: -3047.3326; 2.5: -56.987
| 2 | 78.65 | 1: -1.3735; 1.1: -11.3068; 1.2: -0.015163; 1.3: 511.225; 1.4: -0.21131; 1.5: -11.3068; 1.6: 511.225; 1.7: 204.49; 1.8: 8.4594; 1.9: 1704.0833; 2: 54.2702; 2.1: 95.5273; 2.2: 3039.8637; 2.3: 56.8112; 2.4: -3051.1705; 2.5: -57.0225
| 2 | 78.7 | 1: -1.3857; 1.1: -11.4144; 1.2: -0.015307; 1.3: 511.55; 1.4: -0.21318; 1.5: -11.4144; 1.6: 511.55; 1.7: 204.62; 1.8: 8.4594; 1.9: 1705.1667; 2: 54.3047; 2.1: 95.5315; 2.2: 3043.5954; 2.3: 56.8448; 2.4: -3055.0097; 2.5: -57.0579
| 2 | 78.75 | 1: -1.3979; 1.1: -11.5224; 1.2: -0.015452; 1.3: 511.875; 1.4: -0.21507; 1.5: -11.5224; 1.6: 511.875; 1.7: 204.75; 1.8: 8.4594; 1.9: 1706.25; 2: 54.3392; 2.1: 95.5358; 2.2: 3047.3279; 2.3: 56.8783; 2.4: -3058.8503; 2.5: -57.0934
| 2 | 78.8 | 1: -1.4102; 1.1: -11.6308; 1.2: -0.015597; 1.3: 512.2; 1.4: -0.21695; 1.5: -11.6308; 1.6: 512.2; 1.7: 204.88; 1.8: 8.4594; 1.9: 1707.3333; 2: 54.3737; 2.1: 95.5401; 2.2: 3051.0612; 2.3: 56.9119; 2.4: -3062.6921; 2.5: -57.1288
| 2 | 78.85 | 1: -1.4225; 1.1: -11.7398; 1.2: -0.015743; 1.3: 512.525; 1.4: -0.21884; 1.5: -11.7398; 1.6: 512.525; 1.7: 205.01; 1.8: 8.4594; 1.9: 1708.4167; 2: 54.4082; 2.1: 95.5444; 2.2: 3054.7955; 2.3: 56.9454; 2.4: -3066.5352; 2.5: -57.1643
| 2 | 78.9 | 1: -1.4348; 1.1: -11.8492; 1.2: -0.01589; 1.3: 512.85; 1.4: -0.22074; 1.5: -11.8492; 1.6: 512.85; 1.7: 205.14; 1.8: 8.4594; 1.9: 1709.5; 2: 54.4427; 2.1: 95.5488; 2.2: 3058.5305; 2.3: 56.9789; 2.4: -3070.3797; 2.5: -57.1996
| 2 | 78.95 | 1: -1.4472; 1.1: -11.9591; 1.2: -0.016037; 1.3: 513.175; 1.4: -0.22265; 1.5: -11.9591; 1.6: 513.175; 1.7: 205.27; 1.8: 8.4594; 1.9: 1710.5833; 2: 54.4772; 2.1: 95.5533; 2.2: 3062.2663; 2.3: 57.0124; 2.4: -3074.2254; 2.5: -57.235
| 2 | 79 | 1: -1.4597; 1.1: -12.0695; 1.2: -0.016185; 1.3: 513.5; 1.4: -0.22456; 1.5: -12.0695; 1.6: 513.5; 1.7: 205.4; 1.8: 8.4594; 1.9: 1711.6667; 2: 54.5117; 2.1: 95.5577; 2.2: 3066.003; 2.3: 57.0458; 2.4: -3078.0725; 2.5: -57.2704
| 2 | 79.05 | 1: -1.4722; 1.1: -12.1804; 1.2: -0.016334; 1.3: 513.825; 1.4: -0.22648; 1.5: -12.1804; 1.6: 513.825; 1.7: 205.53; 1.8: 8.4594; 1.9: 1712.75; 2: 54.5462; 2.1: 95.5622; 2.2: 3069.7404; 2.3: 57.0792; 2.4: -3081.9208; 2.5: -57.3057
| 2 | 79.1 | 1: -1.4847; 1.1: -12.2919; 1.2: -0.016484; 1.3: 514.15; 1.4: -0.22841; 1.5: -12.2919; 1.6: 514.15; 1.7: 205.66; 1.8: 8.4594; 1.9: 1713.8333; 2: 54.5807; 2.1: 95.5668; 2.2: 3073.4786; 2.3: 57.1126; 2.4: -3085.7705; 2.5: -57.341
| 2 | 79.15 | 1: -1.4973; 1.1: -12.4039; 1.2: -0.016634; 1.3: 514.475; 1.4: -0.23035; 1.5: -12.4039; 1.6: 514.475; 1.7: 205.79; 1.8: 8.4594; 1.9: 1714.9167; 2: 54.6152; 2.1: 95.5714; 2.2: 3077.2175; 2.3: 57.146; 2.4: -3089.6214; 2.5: -57.3763
| 2 | 79.2 | 1: -1.5099; 1.1: -12.5164; 1.2: -0.016785; 1.3: 514.8; 1.4: -0.23229; 1.5: -12.5164; 1.6: 514.8; 1.7: 205.92; 1.8: 8.4594; 1.9: 1716; 2: 54.6497; 2.1: 95.576; 2.2: 3080.9572; 2.3: 57.1793; 2.4: -3093.4737; 2.5: -57.4116
| 2 | 79.25 | 1: -1.5226; 1.1: -12.6296; 1.2: -0.016937; 1.3: 515.125; 1.4: -0.23424; 1.5: -12.6296; 1.6: 515.125; 1.7: 206.05; 1.8: 8.4594; 1.9: 1717.0833; 2: 54.6842; 2.1: 95.5807; 2.2: 3084.6976; 2.3: 57.2126; 2.4: -3097.3272; 2.5: -57.4468
| 2 | 79.3 | 1: -1.5353; 1.1: -12.7433; 1.2: -0.017089; 1.3: 515.45; 1.4: -0.2362; 1.5: -12.7433; 1.6: 515.45; 1.7: 206.18; 1.8: 8.4594; 1.9: 1718.1667; 2: 54.7187; 2.1: 95.5854; 2.2: 3088.4387; 2.3: 57.2459; 2.4: -3101.182; 2.5: -57.4821
| 2 | 79.35 | 1: -1.5481; 1.1: -12.8576; 1.2: -0.017242; 1.3: 515.775; 1.4: -0.23817; 1.5: -12.8576; 1.6: 515.775; 1.7: 206.31; 1.8: 8.4594; 1.9: 1719.25; 2: 54.7532; 2.1: 95.5902; 2.2: 3092.1806; 2.3: 57.2791; 2.4: -3105.0382; 2.5: -57.5173
| 2 | 79.4 | 1: -1.561; 1.1: -12.9725; 1.2: -0.017396; 1.3: 516.1; 1.4: -0.24015; 1.5: -12.9725; 1.6: 516.1; 1.7: 206.44; 1.8: 8.4594; 1.9: 1720.3333; 2: 54.7877; 2.1: 95.595; 2.2: 3095.9231; 2.3: 57.3123; 2.4: -3108.8956; 2.5: -57.5525
| 2 | 79.45 | 1: -1.5739; 1.1: -13.088; 1.2: -0.017551; 1.3: 516.425; 1.4: -0.24214; 1.5: -13.088; 1.6: 516.425; 1.7: 206.57; 1.8: 8.4594; 1.9: 1721.4167; 2: 54.8222; 2.1: 95.5998; 2.2: 3099.6662; 2.3: 57.3455; 2.4: -3112.7543; 2.5: -57.5876
| 2 | 79.5 | 1: -1.5869; 1.1: -13.2042; 1.2: -0.017707; 1.3: 516.75; 1.4: -0.24413; 1.5: -13.2042; 1.6: 516.75; 1.7: 206.7; 1.8: 8.4594; 1.9: 1722.5; 2: 54.8567; 2.1: 95.6047; 2.2: 3103.41; 2.3: 57.3786; 2.4: -3116.6142; 2.5: -57.6228
| 2 | 79.55 | 1: -1.5999; 1.1: -13.321; 1.2: -0.017864; 1.3: 517.075; 1.4: -0.24614; 1.5: -13.321; 1.6: 517.075; 1.7: 206.83; 1.8: 8.4594; 1.9: 1723.5833; 2: 54.8912; 2.1: 95.6096; 2.2: 3107.1545; 2.3: 57.4118; 2.4: -3120.4755; 2.5: -57.6579
| 2 | 79.6 | 1: -1.613; 1.1: -13.4385; 1.2: -0.018021; 1.3: 517.4; 1.4: -0.24815; 1.5: -13.4385; 1.6: 517.4; 1.7: 206.96; 1.8: 8.4594; 1.9: 1724.6667; 2: 54.9257; 2.1: 95.6146; 2.2: 3110.8995; 2.3: 57.4449; 2.4: -3124.3381; 2.5: -57.693
| 2 | 79.65 | 1: -1.6261; 1.1: -13.5567; 1.2: -0.01818; 1.3: 517.725; 1.4: -0.25018; 1.5: -13.5567; 1.6: 517.725; 1.7: 207.09; 1.8: 8.4594; 1.9: 1725.75; 2: 54.9602; 2.1: 95.6197; 2.2: 3114.6452; 2.3: 57.4779; 2.4: -3128.2019; 2.5: -57.7281
| 2 | 79.7 | 1: -1.6394; 1.1: -13.6756; 1.2: -0.018339; 1.3: 518.05; 1.4: -0.25221; 1.5: -13.6756; 1.6: 518.05; 1.7: 207.22; 1.8: 8.4594; 1.9: 1726.8333; 2: 54.9947; 2.1: 95.6247; 2.2: 3118.3915; 2.3: 57.511; 2.4: -3132.067; 2.5: -57.7632
| 2 | 79.75 | 1: -1.6527; 1.1: -13.7951; 1.2: -0.0185; 1.3: 518.375; 1.4: -0.25426; 1.5: -13.7951; 1.6: 518.375; 1.7: 207.35; 1.8: 8.4594; 1.9: 1727.9167; 2: 55.0292; 2.1: 95.6298; 2.2: 3122.1383; 2.3: 57.544; 2.4: -3135.9334; 2.5: -57.7982
| 2 | 79.8 | 1: -1.666; 1.1: -13.9154; 1.2: -0.018661; 1.3: 518.7; 1.4: -0.25631; 1.5: -13.9154; 1.6: 518.7; 1.7: 207.48; 1.8: 8.4594; 1.9: 1729; 2: 55.0637; 2.1: 95.635; 2.2: 3125.8857; 2.3: 57.5769; 2.4: -3139.8011; 2.5: -57.8332
| 2 | 79.85 | 1: -1.6795; 1.1: -14.0364; 1.2: -0.018823; 1.3: 519.025; 1.4: -0.25838; 1.5: -14.0364; 1.6: 519.025; 1.7: 207.61; 1.8: 8.4594; 1.9: 1730.0833; 2: 55.0982; 2.1: 95.6402; 2.2: 3129.6336; 2.3: 57.6099; 2.4: -3143.67; 2.5: -57.8682
| 2 | 79.9 | 1: -1.693; 1.1: -14.1582; 1.2: -0.018986; 1.3: 519.35; 1.4: -0.26046; 1.5: -14.1582; 1.6: 519.35; 1.7: 207.74; 1.8: 8.4594; 1.9: 1731.1667; 2: 55.1327; 2.1: 95.6455; 2.2: 3133.3821; 2.3: 57.6428; 2.4: -3147.5402; 2.5: -57.9032
| 2 | 79.95 | 1: -1.7066; 1.1: -14.2807; 1.2: -0.019151; 1.3: 519.675; 1.4: -0.26255; 1.5: -14.2807; 1.6: 519.675; 1.7: 207.87; 1.8: 8.4594; 1.9: 1732.25; 2: 55.1672; 2.1: 95.6508; 2.2: 3137.1311; 2.3: 57.6756; 2.4: -3151.4117; 2.5: -57.9382
| 2 | 80 | 1: -1.7202; 1.1: -14.404; 1.2: -0.019316; 1.3: 520; 1.4: -0.26465; 1.5: -14.404; 1.6: 520; 1.7: 208; 1.8: 8.4594; 1.9: 1733.3333; 2: 55.2017; 2.1: 95.6561; 2.2: 3140.8805; 2.3: 57.7085; 2.4: -3155.2845; 2.5: -57.9731
| 2 | 80.05 | 1: -1.734; 1.1: -14.5281; 1.2: -0.019482; 1.3: 520.325; 1.4: -0.26676; 1.5: -14.5281; 1.6: 520.325; 1.7: 208.13; 1.8: 8.4594; 1.9: 1734.4167; 2: 55.2362; 2.1: 95.6615; 2.2: 3144.6305; 2.3: 57.7413; 2.4: -3159.1585; 2.5: -58.0081
| 2 | 80.1 | 1: -1.7478; 1.1: -14.6529; 1.2: -0.01965; 1.3: 520.65; 1.4: -0.26889; 1.5: -14.6529; 1.6: 520.65; 1.7: 208.26; 1.8: 8.4594; 1.9: 1735.5; 2: 55.2707; 2.1: 95.667; 2.2: 3148.3809; 2.3: 57.7741; 2.4: -3163.0338; 2.5: -58.043
| 2 | 80.15 | 1: -1.7617; 1.1: -14.7786; 1.2: -0.019818; 1.3: 520.975; 1.4: -0.27103; 1.5: -14.7786; 1.6: 520.975; 1.7: 208.39; 1.8: 8.4594; 1.9: 1736.5833; 2: 55.3052; 2.1: 95.6725; 2.2: 3152.1317; 2.3: 57.8068; 2.4: -3166.9104; 2.5: -58.0778
| 2 | 80.2 | 1: -1.7756; 1.1: -14.9052; 1.2: -0.019988; 1.3: 521.3; 1.4: -0.27318; 1.5: -14.9052; 1.6: 521.3; 1.7: 208.52; 1.8: 8.4594; 1.9: 1737.6667; 2: 55.3397; 2.1: 95.678; 2.2: 3155.883; 2.3: 57.8395; 2.4: -3170.7882; 2.5: -58.1127
| 2 | 80.25 | 1: -1.7897; 1.1: -15.0326; 1.2: -0.020159; 1.3: 521.625; 1.4: -0.27534; 1.5: -15.0326; 1.6: 521.625; 1.7: 208.65; 1.8: 8.4594; 1.9: 1738.75; 2: 55.3742; 2.1: 95.6836; 2.2: 3159.6347; 2.3: 57.8722; 2.4: -3174.6673; 2.5: -58.1476
| 2 | 80.3 | 1: -1.8038; 1.1: -15.1608; 1.2: -0.020331; 1.3: 521.95; 1.4: -0.27751; 1.5: -15.1608; 1.6: 521.95; 1.7: 208.78; 1.8: 8.4594; 1.9: 1739.8333; 2: 55.4087; 2.1: 95.6892; 2.2: 3163.3868; 2.3: 57.9049; 2.4: -3178.5476; 2.5: -58.1824
| 2 | 80.35 | 1: -1.8181; 1.1: -15.29; 1.2: -0.020504; 1.3: 522.275; 1.4: -0.2797; 1.5: -15.29; 1.6: 522.275; 1.7: 208.91; 1.8: 8.4594; 1.9: 1740.9167; 2: 55.4432; 2.1: 95.6949; 2.2: 3167.1393; 2.3: 57.9375; 2.4: -3182.4292; 2.5: -58.2172
| 2 | 80.4 | 1: -1.8324; 1.1: -15.42; 1.2: -0.020679; 1.3: 522.6; 1.4: -0.28191; 1.5: -15.42; 1.6: 522.6; 1.7: 209.04; 1.8: 8.4594; 1.9: 1742; 2: 55.4777; 2.1: 95.7006; 2.2: 3170.8921; 2.3: 57.97; 2.4: -3186.3121; 2.5: -58.252
| 2 | 80.45 | 1: -1.8468; 1.1: -15.5509; 1.2: -0.020854; 1.3: 522.925; 1.4: -0.28412; 1.5: -15.5509; 1.6: 522.925; 1.7: 209.17; 1.8: 8.4594; 1.9: 1743.0833; 2: 55.5122; 2.1: 95.7064; 2.2: 3174.6453; 2.3: 58.0026; 2.4: -3190.1962; 2.5: -58.2867
| 2 | 80.5 | 1: -1.8613; 1.1: -15.6828; 1.2: -0.021031; 1.3: 523.25; 1.4: -0.28636; 1.5: -15.6828; 1.6: 523.25; 1.7: 209.3; 1.8: 8.4594; 1.9: 1744.1667; 2: 55.5467; 2.1: 95.7123; 2.2: 3178.3988; 2.3: 58.0351; 2.4: -3194.0816; 2.5: -58.3215
| 2 | 80.55 | 1: -1.8759; 1.1: -15.8156; 1.2: -0.021209; 1.3: 523.575; 1.4: -0.2886; 1.5: -15.8156; 1.6: 523.575; 1.7: 209.43; 1.8: 8.4594; 1.9: 1745.25; 2: 55.5812; 2.1: 95.7181; 2.2: 3182.1527; 2.3: 58.0676; 2.4: -3197.9682; 2.5: -58.3562
| 2 | 80.6 | 1: -1.8906; 1.1: -15.9493; 1.2: -0.021388; 1.3: 523.9; 1.4: -0.29086; 1.5: -15.9493; 1.6: 523.9; 1.7: 209.56; 1.8: 8.4594; 1.9: 1746.3333; 2: 55.6157; 2.1: 95.7241; 2.2: 3185.9068; 2.3: 58.1; 2.4: -3201.8561; 2.5: -58.3909
| 2 | 80.65 | 1: -1.9054; 1.1: -16.084; 1.2: -0.021569; 1.3: 524.225; 1.4: -0.29314; 1.5: -16.084; 1.6: 524.225; 1.7: 209.69; 1.8: 8.4594; 1.9: 1747.4167; 2: 55.6502; 2.1: 95.7301; 2.2: 3189.6612; 2.3: 58.1324; 2.4: -3205.7452; 2.5: -58.4256
| 2 | 80.7 | 1: -1.9203; 1.1: -16.2197; 1.2: -0.021751; 1.3: 524.55; 1.4: -0.29543; 1.5: -16.2197; 1.6: 524.55; 1.7: 209.82; 1.8: 8.4594; 1.9: 1748.5; 2: 55.6847; 2.1: 95.7361; 2.2: 3193.4159; 2.3: 58.1648; 2.4: -3209.6356; 2.5: -58.4602
| 2 | 80.75 | 1: -1.9353; 1.1: -16.3564; 1.2: -0.021934; 1.3: 524.875; 1.4: -0.29773; 1.5: -16.3564; 1.6: 524.875; 1.7: 209.95; 1.8: 8.4594; 1.9: 1749.5833; 2: 55.7192; 2.1: 95.7422; 2.2: 3197.1708; 2.3: 58.1971; 2.4: -3213.5272; 2.5: -58.4949
| 2 | 80.8 | 1: -1.9503; 1.1: -16.4942; 1.2: -0.022119; 1.3: 525.2; 1.4: -0.30005; 1.5: -16.4942; 1.6: 525.2; 1.7: 210.08; 1.8: 8.4594; 1.9: 1750.6667; 2: 55.7537; 2.1: 95.7484; 2.2: 3200.9259; 2.3: 58.2294; 2.4: -3217.4201; 2.5: -58.5295
| 2 | 80.85 | 1: -1.9655; 1.1: -16.6329; 1.2: -0.022305; 1.3: 525.525; 1.4: -0.30239; 1.5: -16.6329; 1.6: 525.525; 1.7: 210.21; 1.8: 8.4594; 1.9: 1751.75; 2: 55.7882; 2.1: 95.7545; 2.2: 3204.6813; 2.3: 58.2617; 2.4: -3221.3142; 2.5: -58.5641
| 2 | 80.9 | 1: -1.9808; 1.1: -16.7727; 1.2: -0.022493; 1.3: 525.85; 1.4: -0.30474; 1.5: -16.7727; 1.6: 525.85; 1.7: 210.34; 1.8: 8.4594; 1.9: 1752.8333; 2: 55.8227; 2.1: 95.7608; 2.2: 3208.4368; 2.3: 58.2939; 2.4: -3225.2095; 2.5: -58.5987
| 2 | 80.95 | 1: -1.9962; 1.1: -16.9136; 1.2: -0.022681; 1.3: 526.175; 1.4: -0.30711; 1.5: -16.9136; 1.6: 526.175; 1.7: 210.47; 1.8: 8.4594; 1.9: 1753.9167; 2: 55.8572; 2.1: 95.7671; 2.2: 3212.1925; 2.3: 58.3261; 2.4: -3229.1061; 2.5: -58.6332
| 2 | 81 | 1: -2.0117; 1.1: -17.0555; 1.2: -0.022872; 1.3: 526.5; 1.4: -0.3095; 1.5: -17.0555; 1.6: 526.5; 1.7: 210.6; 1.8: 8.4594; 1.9: 1755; 2: 55.8917; 2.1: 95.7735; 2.2: 3215.9484; 2.3: 58.3583; 2.4: -3233.004; 2.5: -58.6678
| 2 | 81.05 | 1: -2.0274; 1.1: -17.1986; 1.2: -0.023064; 1.3: 526.825; 1.4: -0.3119; 1.5: -17.1986; 1.6: 526.825; 1.7: 210.73; 1.8: 8.4594; 1.9: 1756.0833; 2: 55.9262; 2.1: 95.7799; 2.2: 3219.7044; 2.3: 58.3904; 2.4: -3236.903; 2.5: -58.7023
| 2 | 81.1 | 1: -2.0431; 1.1: -17.3427; 1.2: -0.023257; 1.3: 527.15; 1.4: -0.31432; 1.5: -17.3427; 1.6: 527.15; 1.7: 210.86; 1.8: 8.4594; 1.9: 1757.1667; 2: 55.9607; 2.1: 95.7863; 2.2: 3223.4606; 2.3: 58.4224; 2.4: -3240.8033; 2.5: -58.7368
| 2 | 81.15 | 1: -2.0589; 1.1: -17.488; 1.2: -0.023452; 1.3: 527.475; 1.4: -0.31676; 1.5: -17.488; 1.6: 527.475; 1.7: 210.99; 1.8: 8.4594; 1.9: 1758.25; 2: 55.9952; 2.1: 95.7929; 2.2: 3227.2168; 2.3: 58.4545; 2.4: -3244.7048; 2.5: -58.7712
| 2 | 81.2 | 1: -2.0749; 1.1: -17.6345; 1.2: -0.023648; 1.3: 527.8; 1.4: -0.31922; 1.5: -17.6345; 1.6: 527.8; 1.7: 211.12; 1.8: 8.4594; 1.9: 1759.3333; 2: 56.0297; 2.1: 95.7994; 2.2: 3230.9731; 2.3: 58.4865; 2.4: -3248.6076; 2.5: -58.8057
| 2 | 81.25 | 1: -2.091; 1.1: -17.7821; 1.2: -0.023846; 1.3: 528.125; 1.4: -0.32169; 1.5: -17.7821; 1.6: 528.125; 1.7: 211.25; 1.8: 8.4594; 1.9: 1760.4167; 2: 56.0642; 2.1: 95.8061; 2.2: 3234.7295; 2.3: 58.5185; 2.4: -3252.5116; 2.5: -58.8401
| 2 | 81.3 | 1: -2.1072; 1.1: -17.9309; 1.2: -0.024046; 1.3: 528.45; 1.4: -0.32418; 1.5: -17.9309; 1.6: 528.45; 1.7: 211.38; 1.8: 8.4594; 1.9: 1761.5; 2: 56.0987; 2.1: 95.8127; 2.2: 3238.4859; 2.3: 58.5504; 2.4: -3256.4168; 2.5: -58.8746
| 2 | 81.35 | 1: -2.1235; 1.1: -18.0808; 1.2: -0.024247; 1.3: 528.775; 1.4: -0.32669; 1.5: -18.0808; 1.6: 528.775; 1.7: 211.51; 1.8: 8.4594; 1.9: 1762.5833; 2: 56.1332; 2.1: 95.8195; 2.2: 3242.2424; 2.3: 58.5823; 2.4: -3260.3232; 2.5: -58.909
| 2 | 81.4 | 1: -2.1399; 1.1: -18.232; 1.2: -0.02445; 1.3: 529.1; 1.4: -0.32922; 1.5: -18.232; 1.6: 529.1; 1.7: 211.64; 1.8: 8.4594; 1.9: 1763.6667; 2: 56.1677; 2.1: 95.8263; 2.2: 3245.9989; 2.3: 58.6141; 2.4: -3264.2309; 2.5: -58.9433
| 2 | 81.45 | 1: -2.1565; 1.1: -18.3845; 1.2: -0.024654; 1.3: 529.425; 1.4: -0.33177; 1.5: -18.3845; 1.6: 529.425; 1.7: 211.77; 1.8: 8.4594; 1.9: 1764.75; 2: 56.2022; 2.1: 95.8331; 2.2: 3249.7553; 2.3: 58.6459; 2.4: -3268.1398; 2.5: -58.9777
| 2 | 81.5 | 1: -2.1732; 1.1: -18.5381; 1.2: -0.02486; 1.3: 529.75; 1.4: -0.33434; 1.5: -18.5381; 1.6: 529.75; 1.7: 211.9; 1.8: 8.4594; 1.9: 1765.8333; 2: 56.2367; 2.1: 95.8401; 2.2: 3253.5118; 2.3: 58.6777; 2.4: -3272.0499; 2.5: -59.012
| 2 | 81.55 | 1: -2.19; 1.1: -18.6931; 1.2: -0.025068; 1.3: 530.075; 1.4: -0.33693; 1.5: -18.6931; 1.6: 530.075; 1.7: 212.03; 1.8: 8.4594; 1.9: 1766.9167; 2: 56.2712; 2.1: 95.847; 2.2: 3257.2682; 2.3: 58.7094; 2.4: -3275.9613; 2.5: -59.0463
| 2 | 81.6 | 1: -2.207; 1.1: -18.8493; 1.2: -0.025277; 1.3: 530.4; 1.4: -0.33953; 1.5: -18.8493; 1.6: 530.4; 1.7: 212.16; 1.8: 8.4594; 1.9: 1768; 2: 56.3057; 2.1: 95.854; 2.2: 3261.0245; 2.3: 58.7411; 2.4: -3279.8738; 2.5: -59.0806
| 2 | 81.65 | 1: -2.2241; 1.1: -19.0068; 1.2: -0.025489; 1.3: 530.725; 1.4: -0.34216; 1.5: -19.0068; 1.6: 530.725; 1.7: 212.29; 1.8: 8.4594; 1.9: 1769.0833; 2: 56.3402; 2.1: 95.8611; 2.2: 3264.7807; 2.3: 58.7728; 2.4: -3283.7876; 2.5: -59.1149
| 2 | 81.7 | 1: -2.2413; 1.1: -19.1657; 1.2: -0.025702; 1.3: 531.05; 1.4: -0.34481; 1.5: -19.1657; 1.6: 531.05; 1.7: 212.42; 1.8: 8.4594; 1.9: 1770.1667; 2: 56.3747; 2.1: 95.8683; 2.2: 3268.5369; 2.3: 58.8044; 2.4: -3287.7026; 2.5: -59.1492
| 2 | 81.75 | 1: -2.2586; 1.1: -19.3259; 1.2: -0.025916; 1.3: 531.375; 1.4: -0.34748; 1.5: -19.3259; 1.6: 531.375; 1.7: 212.55; 1.8: 8.4594; 1.9: 1771.25; 2: 56.4092; 2.1: 95.8755; 2.2: 3272.2929; 2.3: 58.8359; 2.4: -3291.6188; 2.5: -59.1834
| 2 | 81.8 | 1: -2.2761; 1.1: -19.4874; 1.2: -0.026133; 1.3: 531.7; 1.4: -0.35017; 1.5: -19.4874; 1.6: 531.7; 1.7: 212.68; 1.8: 8.4594; 1.9: 1772.3333; 2: 56.4437; 2.1: 95.8827; 2.2: 3276.0488; 2.3: 58.8675; 2.4: -3295.5362; 2.5: -59.2176
| 2 | 81.85 | 1: -2.2937; 1.1: -19.6503; 1.2: -0.026352; 1.3: 532.025; 1.4: -0.35288; 1.5: -19.6503; 1.6: 532.025; 1.7: 212.81; 1.8: 8.4594; 1.9: 1773.4167; 2: 56.4782; 2.1: 95.8901; 2.2: 3279.8045; 2.3: 58.8989; 2.4: -3299.4548; 2.5: -59.2518
| 2 | 81.9 | 1: -2.3115; 1.1: -19.8146; 1.2: -0.026572; 1.3: 532.35; 1.4: -0.35562; 1.5: -19.8146; 1.6: 532.35; 1.7: 212.94; 1.8: 8.4594; 1.9: 1774.5; 2: 56.5127; 2.1: 95.8974; 2.2: 3283.56; 2.3: 58.9304; 2.4: -3303.3747; 2.5: -59.286
| 2 | 81.95 | 1: -2.3294; 1.1: -19.9803; 1.2: -0.026794; 1.3: 532.675; 1.4: -0.35837; 1.5: -19.9803; 1.6: 532.675; 1.7: 213.07; 1.8: 8.4594; 1.9: 1775.5833; 2: 56.5472; 2.1: 95.9049; 2.2: 3287.3154; 2.3: 58.9618; 2.4: -3307.2957; 2.5: -59.3202
| 2 | 82 | 1: -2.3475; 1.1: -20.1475; 1.2: -0.027018; 1.3: 533; 1.4: -0.36115; 1.5: -20.1475; 1.6: 533; 1.7: 213.2; 1.8: 8.4594; 1.9: 1776.6667; 2: 56.5817; 2.1: 95.9124; 2.2: 3291.0705; 2.3: 58.9931; 2.4: -3311.2179; 2.5: -59.3543
| 2 | 82.05 | 1: -2.3657; 1.1: -20.3161; 1.2: -0.027244; 1.3: 533.325; 1.4: -0.36395; 1.5: -20.3161; 1.6: 533.325; 1.7: 213.33; 1.8: 8.4594; 1.9: 1777.75; 2: 56.6162; 2.1: 95.92; 2.2: 3294.8253; 2.3: 59.0245; 2.4: -3315.1414; 2.5: -59.3884
| 2 | 82.1 | 1: -2.384; 1.1: -20.4861; 1.2: -0.027472; 1.3: 533.65; 1.4: -0.36677; 1.5: -20.4861; 1.6: 533.65; 1.7: 213.46; 1.8: 8.4594; 1.9: 1778.8333; 2: 56.6507; 2.1: 95.9276; 2.2: 3298.5799; 2.3: 59.0557; 2.4: -3319.0661; 2.5: -59.4225
| 2 | 82.15 | 1: -2.4025; 1.1: -20.6576; 1.2: -0.027702; 1.3: 533.975; 1.4: -0.36962; 1.5: -20.6576; 1.6: 533.975; 1.7: 213.59; 1.8: 8.4594; 1.9: 1779.9167; 2: 56.6852; 2.1: 95.9353; 2.2: 3302.3343; 2.3: 59.087; 2.4: -3322.9919; 2.5: -59.4566
| 2 | 82.2 | 1: -2.4212; 1.1: -20.8307; 1.2: -0.027934; 1.3: 534.3; 1.4: -0.37249; 1.5: -20.8307; 1.6: 534.3; 1.7: 213.72; 1.8: 8.4594; 1.9: 1781; 2: 56.7197; 2.1: 95.943; 2.2: 3306.0883; 2.3: 59.1182; 2.4: -3326.919; 2.5: -59.4906
| 2 | 82.25 | 1: -2.44; 1.1: -21.0052; 1.2: -0.028168; 1.3: 534.625; 1.4: -0.37538; 1.5: -21.0052; 1.6: 534.625; 1.7: 213.85; 1.8: 8.4594; 1.9: 1782.0833; 2: 56.7542; 2.1: 95.9508; 2.2: 3309.842; 2.3: 59.1493; 2.4: -3330.8472; 2.5: -59.5247
| 2 | 82.3 | 1: -2.4589; 1.1: -21.1813; 1.2: -0.028405; 1.3: 534.95; 1.4: -0.3783; 1.5: -21.1813; 1.6: 534.95; 1.7: 213.98; 1.8: 8.4594; 1.9: 1783.1667; 2: 56.7887; 2.1: 95.9587; 2.2: 3313.5954; 2.3: 59.1804; 2.4: -3334.7767; 2.5: -59.5587
| 2 | 82.35 | 1: -2.478; 1.1: -21.3589; 1.2: -0.028643; 1.3: 535.275; 1.4: -0.38124; 1.5: -21.3589; 1.6: 535.275; 1.7: 214.11; 1.8: 8.4594; 1.9: 1784.25; 2: 56.8232; 2.1: 95.9666; 2.2: 3317.3484; 2.3: 59.2115; 2.4: -3338.7073; 2.5: -59.5927
| 2 | 82.4 | 1: -2.4973; 1.1: -21.5381; 1.2: -0.028883; 1.3: 535.6; 1.4: -0.3842; 1.5: -21.5381; 1.6: 535.6; 1.7: 214.24; 1.8: 8.4594; 1.9: 1785.3333; 2: 56.8577; 2.1: 95.9747; 2.2: 3321.101; 2.3: 59.2425; 2.4: -3342.6392; 2.5: -59.6267
| 2 | 82.45 | 1: -2.5167; 1.1: -21.719; 1.2: -0.029126; 1.3: 535.925; 1.4: -0.38719; 1.5: -21.719; 1.6: 535.925; 1.7: 214.37; 1.8: 8.4594; 1.9: 1786.4167; 2: 56.8923; 2.1: 95.9827; 2.2: 3324.8532; 2.3: 59.2734; 2.4: -3346.5722; 2.5: -59.6606
| 2 | 82.5 | 1: -2.5364; 1.1: -21.9014; 1.2: -0.02937; 1.3: 536.25; 1.4: -0.39021; 1.5: -21.9014; 1.6: 536.25; 1.7: 214.5; 1.8: 8.4594; 1.9: 1787.5; 2: 56.9268; 2.1: 95.9908; 2.2: 3328.605; 2.3: 59.3044; 2.4: -3350.5064; 2.5: -59.6946
| 2 | 82.55 | 1: -2.5561; 1.1: -22.0855; 1.2: -0.029617; 1.3: 536.575; 1.4: -0.39325; 1.5: -22.0855; 1.6: 536.575; 1.7: 214.63; 1.8: 8.4594; 1.9: 1788.5833; 2: 56.9613; 2.1: 95.999; 2.2: 3332.3564; 2.3: 59.3352; 2.4: -3354.4418; 2.5: -59.7285
| 2 | 82.6 | 1: -2.5761; 1.1: -22.2712; 1.2: -0.029866; 1.3: 536.9; 1.4: -0.39632; 1.5: -22.2712; 1.6: 536.9; 1.7: 214.76; 1.8: 8.4594; 1.9: 1789.6667; 2: 56.9958; 2.1: 96.0073; 2.2: 3336.1073; 2.3: 59.3661; 2.4: -3358.3784; 2.5: -59.7624
| 2 | 82.65 | 1: -2.5962; 1.1: -22.4586; 1.2: -0.030117; 1.3: 537.225; 1.4: -0.39941; 1.5: -22.4586; 1.6: 537.225; 1.7: 214.89; 1.8: 8.4594; 1.9: 1790.75; 2: 57.0303; 2.1: 96.0156; 2.2: 3339.8577; 2.3: 59.3968; 2.4: -3362.3162; 2.5: -59.7963
| 2 | 82.7 | 1: -2.6164; 1.1: -22.6476; 1.2: -0.030371; 1.3: 537.55; 1.4: -0.40253; 1.5: -22.6476; 1.6: 537.55; 1.7: 215.02; 1.8: 8.4594; 1.9: 1791.8333; 2: 57.0648; 2.1: 96.024; 2.2: 3343.6076; 2.3: 59.4276; 2.4: -3366.2552; 2.5: -59.8301
| 2 | 82.75 | 1: -2.6369; 1.1: -22.8384; 1.2: -0.030627; 1.3: 537.875; 1.4: -0.40567; 1.5: -22.8384; 1.6: 537.875; 1.7: 215.15; 1.8: 8.4594; 1.9: 1792.9167; 2: 57.0993; 2.1: 96.0325; 2.2: 3347.3569; 2.3: 59.4583; 2.4: -3370.1954; 2.5: -59.8639
| 2 | 82.8 | 1: -2.6575; 1.1: -23.031; 1.2: -0.030885; 1.3: 538.2; 1.4: -0.40885; 1.5: -23.031; 1.6: 538.2; 1.7: 215.28; 1.8: 8.4594; 1.9: 1794; 2: 57.1338; 2.1: 96.041; 2.2: 3351.1058; 2.3: 59.4889; 2.4: -3374.1367; 2.5: -59.8978
| 2 | 82.85 | 1: -2.6783; 1.1: -23.2252; 1.2: -0.031146; 1.3: 538.525; 1.4: -0.41205; 1.5: -23.2252; 1.6: 538.525; 1.7: 215.41; 1.8: 8.4594; 1.9: 1795.0833; 2: 57.1683; 2.1: 96.0496; 2.2: 3354.854; 2.3: 59.5195; 2.4: -3378.0792; 2.5: -59.9316
| 2 | 82.9 | 1: -2.6993; 1.1: -23.4213; 1.2: -0.031408; 1.3: 538.85; 1.4: -0.41527; 1.5: -23.4213; 1.6: 538.85; 1.7: 215.54; 1.8: 8.4594; 1.9: 1796.1667; 2: 57.2028; 2.1: 96.0583; 2.2: 3358.6016; 2.3: 59.5501; 2.4: -3382.0229; 2.5: -59.9653
| 2 | 82.95 | 1: -2.7204; 1.1: -23.6191; 1.2: -0.031674; 1.3: 539.175; 1.4: -0.41853; 1.5: -23.6191; 1.6: 539.175; 1.7: 215.67; 1.8: 8.4594; 1.9: 1797.25; 2: 57.2373; 2.1: 96.067; 2.2: 3362.3487; 2.3: 59.5806; 2.4: -3385.9678; 2.5: -59.9991
| 2 | 83 | 1: -2.7418; 1.1: -23.8188; 1.2: -0.031942; 1.3: 539.5; 1.4: -0.42181; 1.5: -23.8188; 1.6: 539.5; 1.7: 215.8; 1.8: 8.4594; 1.9: 1798.3333; 2: 57.2718; 2.1: 96.0758; 2.2: 3366.0951; 2.3: 59.611; 2.4: -3389.9139; 2.5: -60.0328
| 2 | 83.05 | 1: -2.7633; 1.1: -24.0203; 1.2: -0.032212; 1.3: 539.825; 1.4: -0.42513; 1.5: -24.0203; 1.6: 539.825; 1.7: 215.93; 1.8: 8.4594; 1.9: 1799.4167; 2: 57.3063; 2.1: 96.0847; 2.2: 3369.8408; 2.3: 59.6414; 2.4: -3393.8611; 2.5: -60.0665
| 2 | 83.1 | 1: -2.785; 1.1: -24.2237; 1.2: -0.032484; 1.3: 540.15; 1.4: -0.42847; 1.5: -24.2237; 1.6: 540.15; 1.7: 216.06; 1.8: 8.4594; 1.9: 1800.5; 2: 57.3408; 2.1: 96.0936; 2.2: 3373.5859; 2.3: 59.6718; 2.4: -3397.8095; 2.5: -60.1002
| 2 | 83.15 | 1: -2.8069; 1.1: -24.4289; 1.2: -0.03276; 1.3: 540.475; 1.4: -0.43184; 1.5: -24.4289; 1.6: 540.475; 1.7: 216.19; 1.8: 8.4594; 1.9: 1801.5833; 2: 57.3753; 2.1: 96.1026; 2.2: 3377.3302; 2.3: 59.7021; 2.4: -3401.7591; 2.5: -60.1339
| 2 | 83.2 | 1: -2.829; 1.1: -24.636; 1.2: -0.033037; 1.3: 540.8; 1.4: -0.43524; 1.5: -24.636; 1.6: 540.8; 1.7: 216.32; 1.8: 8.4594; 1.9: 1802.6667; 2: 57.4098; 2.1: 96.1117; 2.2: 3381.0738; 2.3: 59.7323; 2.4: -3405.7098; 2.5: -60.1676
| 2 | 83.25 | 1: -2.8513; 1.1: -24.845; 1.2: -0.033318; 1.3: 541.125; 1.4: -0.43867; 1.5: -24.845; 1.6: 541.125; 1.7: 216.45; 1.8: 8.4594; 1.9: 1803.75; 2: 57.4443; 2.1: 96.1208; 2.2: 3384.8167; 2.3: 59.7626; 2.4: -3409.6617; 2.5: -60.2012
| 2 | 83.3 | 1: -2.8738; 1.1: -25.056; 1.2: -0.033601; 1.3: 541.45; 1.4: -0.44213; 1.5: -25.056; 1.6: 541.45; 1.7: 216.58; 1.8: 8.4594; 1.9: 1804.8333; 2: 57.4788; 2.1: 96.1301; 2.2: 3388.5588; 2.3: 59.7927; 2.4: -3413.6148; 2.5: -60.2348
| 2 | 83.35 | 1: -2.8965; 1.1: -25.269; 1.2: -0.033886; 1.3: 541.775; 1.4: -0.44562; 1.5: -25.269; 1.6: 541.775; 1.7: 216.71; 1.8: 8.4594; 1.9: 1805.9167; 2: 57.5133; 2.1: 96.1393; 2.2: 3392.3001; 2.3: 59.8228; 2.4: -3417.5691; 2.5: -60.2684
| 2 | 83.4 | 1: -2.9194; 1.1: -25.4839; 1.2: -0.034174; 1.3: 542.1; 1.4: -0.44914; 1.5: -25.4839; 1.6: 542.1; 1.7: 216.84; 1.8: 8.4594; 1.9: 1807; 2: 57.5478; 2.1: 96.1487; 2.2: 3396.0406; 2.3: 59.8529; 2.4: -3421.5245; 2.5: -60.302
| 2 | 83.45 | 1: -2.9425; 1.1: -25.7008; 1.2: -0.034465; 1.3: 542.425; 1.4: -0.45269; 1.5: -25.7008; 1.6: 542.425; 1.7: 216.97; 1.8: 8.4594; 1.9: 1808.0833; 2: 57.5823; 2.1: 96.1581; 2.2: 3399.7803; 2.3: 59.8829; 2.4: -3425.4811; 2.5: -60.3356
| 2 | 83.5 | 1: -2.9658; 1.1: -25.9198; 1.2: -0.034759; 1.3: 542.75; 1.4: -0.45627; 1.5: -25.9198; 1.6: 542.75; 1.7: 217.1; 1.8: 8.4594; 1.9: 1809.1667; 2: 57.6168; 2.1: 96.1676; 2.2: 3403.5191; 2.3: 59.9128; 2.4: -3429.4388; 2.5: -60.3691
| 2 | 83.55 | 1: -2.9893; 1.1: -26.1407; 1.2: -0.035055; 1.3: 543.075; 1.4: -0.45989; 1.5: -26.1407; 1.6: 543.075; 1.7: 217.23; 1.8: 8.4594; 1.9: 1810.25; 2: 57.6513; 2.1: 96.1772; 2.2: 3407.257; 2.3: 59.9428; 2.4: -3433.3977; 2.5: -60.4026
| 2 | 83.6 | 1: -3.013; 1.1: -26.3638; 1.2: -0.035354; 1.3: 543.4; 1.4: -0.46353; 1.5: -26.3638; 1.6: 543.4; 1.7: 217.36; 1.8: 8.4594; 1.9: 1811.3333; 2: 57.6858; 2.1: 96.1869; 2.2: 3410.994; 2.3: 59.9726; 2.4: -3437.3578; 2.5: -60.4361
| 2 | 83.65 | 1: -3.0369; 1.1: -26.589; 1.2: -0.035656; 1.3: 543.725; 1.4: -0.46721; 1.5: -26.589; 1.6: 543.725; 1.7: 217.49; 1.8: 8.4594; 1.9: 1812.4167; 2: 57.7203; 2.1: 96.1966; 2.2: 3414.73; 2.3: 60.0024; 2.4: -3441.319; 2.5: -60.4696
| 2 | 83.7 | 1: -3.061; 1.1: -26.8162; 1.2: -0.035961; 1.3: 544.05; 1.4: -0.47092; 1.5: -26.8162; 1.6: 544.05; 1.7: 217.62; 1.8: 8.4594; 1.9: 1813.5; 2: 57.7548; 2.1: 96.2064; 2.2: 3418.4652; 2.3: 60.0322; 2.4: -3445.2814; 2.5: -60.5031
| 2 | 83.75 | 1: -3.0853; 1.1: -27.0456; 1.2: -0.036269; 1.3: 544.375; 1.4: -0.47467; 1.5: -27.0456; 1.6: 544.375; 1.7: 217.75; 1.8: 8.4594; 1.9: 1814.5833; 2: 57.7893; 2.1: 96.2163; 2.2: 3422.1993; 2.3: 60.0619; 2.4: -3449.2449; 2.5: -60.5365
| 2 | 83.8 | 1: -3.1099; 1.1: -27.2772; 1.2: -0.036579; 1.3: 544.7; 1.4: -0.47845; 1.5: -27.2772; 1.6: 544.7; 1.7: 217.88; 1.8: 8.4594; 1.9: 1815.6667; 2: 57.8238; 2.1: 96.2262; 2.2: 3425.9324; 2.3: 60.0915; 2.4: -3453.2096; 2.5: -60.5699
| 2 | 83.85 | 1: -3.1347; 1.1: -27.5109; 1.2: -0.036893; 1.3: 545.025; 1.4: -0.48226; 1.5: -27.5109; 1.6: 545.025; 1.7: 218.01; 1.8: 8.4594; 1.9: 1816.75; 2: 57.8583; 2.1: 96.2363; 2.2: 3429.6645; 2.3: 60.1211; 2.4: -3457.1754; 2.5: -60.6033
| 2 | 83.9 | 1: -3.1597; 1.1: -27.7468; 1.2: -0.037209; 1.3: 545.35; 1.4: -0.4861; 1.5: -27.7468; 1.6: 545.35; 1.7: 218.14; 1.8: 8.4594; 1.9: 1817.8333; 2: 57.8928; 2.1: 96.2464; 2.2: 3433.3956; 2.3: 60.1506; 2.4: -3461.1424; 2.5: -60.6367
| 2 | 83.95 | 1: -3.1849; 1.1: -27.985; 1.2: -0.037528; 1.3: 545.675; 1.4: -0.48998; 1.5: -27.985; 1.6: 545.675; 1.7: 218.27; 1.8: 8.4594; 1.9: 1818.9167; 2: 57.9273; 2.1: 96.2565; 2.2: 3437.1256; 2.3: 60.1801; 2.4: -3465.1106; 2.5: -60.6701
| 2 | 84 | 1: -3.2103; 1.1: -28.2254; 1.2: -0.037851; 1.3: 546; 1.4: -0.4939; 1.5: -28.2254; 1.6: 546; 1.7: 218.4; 1.8: 8.4594; 1.9: 1820; 2: 57.9618; 2.1: 96.2668; 2.2: 3440.8545; 2.3: 60.2095; 2.4: -3469.0799; 2.5: -60.7034
| 2 | 84.05 | 1: -3.236; 1.1: -28.468; 1.2: -0.038176; 1.3: 546.325; 1.4: -0.49785; 1.5: -28.468; 1.6: 546.325; 1.7: 218.53; 1.8: 8.4594; 1.9: 1821.0833; 2: 57.9963; 2.1: 96.2771; 2.2: 3444.5823; 2.3: 60.2389; 2.4: -3473.0503; 2.5: -60.7368
| 2 | 84.1 | 1: -3.2619; 1.1: -28.713; 1.2: -0.038505; 1.3: 546.65; 1.4: -0.50183; 1.5: -28.713; 1.6: 546.65; 1.7: 218.66; 1.8: 8.4594; 1.9: 1822.1667; 2: 58.0308; 2.1: 96.2875; 2.2: 3448.3089; 2.3: 60.2682; 2.4: -3477.0219; 2.5: -60.7701
| 2 | 84.15 | 1: -3.2881; 1.1: -28.9603; 1.2: -0.038836; 1.3: 546.975; 1.4: -0.50586; 1.5: -28.9603; 1.6: 546.975; 1.7: 218.79; 1.8: 8.4594; 1.9: 1823.25; 2: 58.0653; 2.1: 96.298; 2.2: 3452.0344; 2.3: 60.2975; 2.4: -3480.9946; 2.5: -60.8033
| 2 | 84.2 | 1: -3.3144; 1.1: -29.2099; 1.2: -0.039171; 1.3: 547.3; 1.4: -0.50991; 1.5: -29.2099; 1.6: 547.3; 1.7: 218.92; 1.8: 8.4594; 1.9: 1824.3333; 2: 58.0998; 2.1: 96.3086; 2.2: 3455.7586; 2.3: 60.3267; 2.4: -3484.9685; 2.5: -60.8366
| 2 | 84.25 | 1: -3.341; 1.1: -29.4619; 1.2: -0.039509; 1.3: 547.625; 1.4: -0.51401; 1.5: -29.4619; 1.6: 547.625; 1.7: 219.05; 1.8: 8.4594; 1.9: 1825.4167; 2: 58.1343; 2.1: 96.3192; 2.2: 3459.4817; 2.3: 60.3559; 2.4: -3488.9435; 2.5: -60.8699
| 2 | 84.3 | 1: -3.3679; 1.1: -29.7162; 1.2: -0.03985; 1.3: 547.95; 1.4: -0.51814; 1.5: -29.7162; 1.6: 547.95; 1.7: 219.18; 1.8: 8.4594; 1.9: 1826.5; 2: 58.1688; 2.1: 96.33; 2.2: 3463.2035; 2.3: 60.3849; 2.4: -3492.9197; 2.5: -60.9031
| 2 | 84.35 | 1: -3.395; 1.1: -29.973; 1.2: -0.040194; 1.3: 548.275; 1.4: -0.5223; 1.5: -29.973; 1.6: 548.275; 1.7: 219.31; 1.8: 8.4594; 1.9: 1827.5833; 2: 58.2033; 2.1: 96.3408; 2.2: 3466.924; 2.3: 60.414; 2.4: -3496.897; 2.5: -60.9363
| 2 | 84.4 | 1: -3.4223; 1.1: -30.2322; 1.2: -0.040542; 1.3: 548.6; 1.4: -0.52651; 1.5: -30.2322; 1.6: 548.6; 1.7: 219.44; 1.8: 8.4594; 1.9: 1828.6667; 2: 58.2378; 2.1: 96.3516; 2.2: 3470.6433; 2.3: 60.443; 2.4: -3500.8755; 2.5: -60.9695
| 2 | 84.45 | 1: -3.4499; 1.1: -30.4939; 1.2: -0.040893; 1.3: 548.925; 1.4: -0.53075; 1.5: -30.4939; 1.6: 548.925; 1.7: 219.57; 1.8: 8.4594; 1.9: 1829.75; 2: 58.2723; 2.1: 96.3626; 2.2: 3474.3612; 2.3: 60.4719; 2.4: -3504.8551; 2.5: -61.0026
| 2 | 84.5 | 1: -3.4777; 1.1: -30.758; 1.2: -0.041247; 1.3: 549.25; 1.4: -0.53503; 1.5: -30.758; 1.6: 549.25; 1.7: 219.7; 1.8: 8.4594; 1.9: 1830.8333; 2: 58.3068; 2.1: 96.3737; 2.2: 3478.0778; 2.3: 60.5008; 2.4: -3508.8358; 2.5: -61.0358
| 2 | 84.55 | 1: -3.5058; 1.1: -31.0246; 1.2: -0.041605; 1.3: 549.575; 1.4: -0.53935; 1.5: -31.0246; 1.6: 549.575; 1.7: 219.83; 1.8: 8.4594; 1.9: 1831.9167; 2: 58.3413; 2.1: 96.3848; 2.2: 3481.793; 2.3: 60.5296; 2.4: -3512.8177; 2.5: -61.0689
| 2 | 84.6 | 1: -3.5341; 1.1: -31.2938; 1.2: -0.041966; 1.3: 549.9; 1.4: -0.54371; 1.5: -31.2938; 1.6: 549.9; 1.7: 219.96; 1.8: 8.4594; 1.9: 1833; 2: 58.3758; 2.1: 96.396; 2.2: 3485.5068; 2.3: 60.5583; 2.4: -3516.8007; 2.5: -61.102
| 2 | 84.65 | 1: -3.5627; 1.1: -31.5655; 1.2: -0.04233; 1.3: 550.225; 1.4: -0.54811; 1.5: -31.5655; 1.6: 550.225; 1.7: 220.09; 1.8: 8.4594; 1.9: 1834.0833; 2: 58.4103; 2.1: 96.4073; 2.2: 3489.2193; 2.3: 60.587; 2.4: -3520.7848; 2.5: -61.1351
| 2 | 84.7 | 1: -3.5915; 1.1: -31.8398; 1.2: -0.042698; 1.3: 550.55; 1.4: -0.55254; 1.5: -31.8398; 1.6: 550.55; 1.7: 220.22; 1.8: 8.4594; 1.9: 1835.1667; 2: 58.4448; 2.1: 96.4187; 2.2: 3492.9302; 2.3: 60.6156; 2.4: -3524.7701; 2.5: -61.1682
| 2 | 84.75 | 1: -3.6206; 1.1: -32.1167; 1.2: -0.043069; 1.3: 550.875; 1.4: -0.55702; 1.5: -32.1167; 1.6: 550.875; 1.7: 220.35; 1.8: 8.4594; 1.9: 1836.25; 2: 58.4793; 2.1: 96.4301; 2.2: 3496.6397; 2.3: 60.6442; 2.4: -3528.7565; 2.5: -61.2012
| 2 | 84.8 | 1: -3.65; 1.1: -32.3963; 1.2: -0.043444; 1.3: 551.2; 1.4: -0.56154; 1.5: -32.3963; 1.6: 551.2; 1.7: 220.48; 1.8: 8.4594; 1.9: 1837.3333; 2: 58.5138; 2.1: 96.4417; 2.2: 3500.3477; 2.3: 60.6727; 2.4: -3532.744; 2.5: -61.2343
| 2 | 84.85 | 1: -3.6796; 1.1: -32.6784; 1.2: -0.043822; 1.3: 551.525; 1.4: -0.56609; 1.5: -32.6784; 1.6: 551.525; 1.7: 220.61; 1.8: 8.4594; 1.9: 1838.4167; 2: 58.5483; 2.1: 96.4533; 2.2: 3504.0542; 2.3: 60.7012; 2.4: -3536.7326; 2.5: -61.2673
| 2 | 84.9 | 1: -3.7095; 1.1: -32.9633; 1.2: -0.044204; 1.3: 551.85; 1.4: -0.57069; 1.5: -32.9633; 1.6: 551.85; 1.7: 220.74; 1.8: 8.4594; 1.9: 1839.5; 2: 58.5828; 2.1: 96.465; 2.2: 3507.7592; 2.3: 60.7296; 2.4: -3540.7224; 2.5: -61.3003
| 2 | 84.95 | 1: -3.7396; 1.1: -33.2508; 1.2: -0.04459; 1.3: 552.175; 1.4: -0.57533; 1.5: -33.2508; 1.6: 552.175; 1.7: 220.87; 1.8: 8.4594; 1.9: 1840.5833; 2: 58.6173; 2.1: 96.4768; 2.2: 3511.4625; 2.3: 60.7579; 2.4: -3544.7134; 2.5: -61.3333
| 2 | 85 | 1: -3.7701; 1.1: -33.5411; 1.2: -0.044979; 1.3: 552.5; 1.4: -0.58001; 1.5: -33.5411; 1.6: 552.5; 1.7: 221; 1.8: 8.4594; 1.9: 1841.6667; 2: 58.6518; 2.1: 96.4887; 2.2: 3515.1643; 2.3: 60.7862; 2.4: -3548.7054; 2.5: -61.3662
| 2 | 85.05 | 1: -3.8008; 1.1: -33.8342; 1.2: -0.045372; 1.3: 552.825; 1.4: -0.58474; 1.5: -33.8342; 1.6: 552.825; 1.7: 221.13; 1.8: 8.4594; 1.9: 1842.75; 2: 58.6863; 2.1: 96.5007; 2.2: 3518.8644; 2.3: 60.8144; 2.4: -3552.6986; 2.5: -61.3991
| 2 | 85.1 | 1: -3.8318; 1.1: -34.13; 1.2: -0.045769; 1.3: 553.15; 1.4: -0.5895; 1.5: -34.13; 1.6: 553.15; 1.7: 221.26; 1.8: 8.4594; 1.9: 1843.8333; 2: 58.7208; 2.1: 96.5127; 2.2: 3522.5629; 2.3: 60.8426; 2.4: -3556.6929; 2.5: -61.4321
| 2 | 85.15 | 1: -3.863; 1.1: -34.4286; 1.2: -0.046169; 1.3: 553.475; 1.4: -0.59431; 1.5: -34.4286; 1.6: 553.475; 1.7: 221.39; 1.8: 8.4594; 1.9: 1844.9167; 2: 58.7553; 2.1: 96.5249; 2.2: 3526.2597; 2.3: 60.8706; 2.4: -3560.6883; 2.5: -61.465
| 2 | 85.2 | 1: -3.8945; 1.1: -34.73; 1.2: -0.046574; 1.3: 553.8; 1.4: -0.59916; 1.5: -34.73; 1.6: 553.8; 1.7: 221.52; 1.8: 8.4594; 1.9: 1846; 2: 58.7898; 2.1: 96.5371; 2.2: 3529.9549; 2.3: 60.8987; 2.4: -3564.6849; 2.5: -61.4978
| 2 | 85.25 | 1: -3.9264; 1.1: -35.0343; 1.2: -0.046982; 1.3: 554.125; 1.4: -0.60406; 1.5: -35.0343; 1.6: 554.125; 1.7: 221.65; 1.8: 8.4594; 1.9: 1847.0833; 2: 58.8243; 2.1: 96.5494; 2.2: 3533.6482; 2.3: 60.9266; 2.4: -3568.6826; 2.5: -61.5307
| 2 | 85.3 | 1: -3.9585; 1.1: -35.3415; 1.2: -0.047394; 1.3: 554.45; 1.4: -0.609; 1.5: -35.3415; 1.6: 554.45; 1.7: 221.78; 1.8: 8.4594; 1.9: 1848.1667; 2: 58.8588; 2.1: 96.5618; 2.2: 3537.3399; 2.3: 60.9545; 2.4: -3572.6814; 2.5: -61.5635
| 2 | 85.35 | 1: -3.9909; 1.1: -35.6516; 1.2: -0.04781; 1.3: 554.775; 1.4: -0.61398; 1.5: -35.6516; 1.6: 554.775; 1.7: 221.91; 1.8: 8.4594; 1.9: 1849.25; 2: 58.8933; 2.1: 96.5743; 2.2: 3541.0297; 2.3: 60.9824; 2.4: -3576.6813; 2.5: -61.5963
| 2 | 85.4 | 1: -4.0235; 1.1: -35.9646; 1.2: -0.048229; 1.3: 555.1; 1.4: -0.61901; 1.5: -35.9646; 1.6: 555.1; 1.7: 222.04; 1.8: 8.4594; 1.9: 1850.3333; 2: 58.9278; 2.1: 96.5869; 2.2: 3544.7177; 2.3: 61.0101; 2.4: -3580.6823; 2.5: -61.6291
| 2 | 85.45 | 1: -4.0565; 1.1: -36.2806; 1.2: -0.048653; 1.3: 555.425; 1.4: -0.62408; 1.5: -36.2806; 1.6: 555.425; 1.7: 222.17; 1.8: 8.4594; 1.9: 1851.4167; 2: 58.9623; 2.1: 96.5996; 2.2: 3548.4039; 2.3: 61.0379; 2.4: -3584.6845; 2.5: -61.6619
| 2 | 85.5 | 1: -4.0898; 1.1: -36.5995; 1.2: -0.049081; 1.3: 555.75; 1.4: -0.6292; 1.5: -36.5995; 1.6: 555.75; 1.7: 222.3; 1.8: 8.4594; 1.9: 1852.5; 2: 58.9968; 2.1: 96.6124; 2.2: 3552.0882; 2.3: 61.0655; 2.4: -3588.6878; 2.5: -61.6947
| 2 | 85.55 | 1: -4.1234; 1.1: -36.9215; 1.2: -0.049513; 1.3: 556.075; 1.4: -0.63436; 1.5: -36.9215; 1.6: 556.075; 1.7: 222.43; 1.8: 8.4594; 1.9: 1853.5833; 2: 59.0313; 2.1: 96.6252; 2.2: 3555.7707; 2.3: 61.0931; 2.4: -3592.6922; 2.5: -61.7274
| 2 | 85.6 | 1: -4.1572; 1.1: -37.2465; 1.2: -0.049948; 1.3: 556.4; 1.4: -0.63957; 1.5: -37.2465; 1.6: 556.4; 1.7: 222.56; 1.8: 8.4594; 1.9: 1854.6667; 2: 59.0658; 2.1: 96.6382; 2.2: 3559.4512; 2.3: 61.1206; 2.4: -3596.6977; 2.5: -61.7602
| 2 | 85.65 | 1: -4.1914; 1.1: -37.5746; 1.2: -0.050388; 1.3: 556.725; 1.4: -0.64483; 1.5: -37.5746; 1.6: 556.725; 1.7: 222.69; 1.8: 8.4594; 1.9: 1855.75; 2: 59.1003; 2.1: 96.6512; 2.2: 3563.1297; 2.3: 61.148; 2.4: -3600.7044; 2.5: -61.7929
| 2 | 85.7 | 1: -4.2259; 1.1: -37.9058; 1.2: -0.050833; 1.3: 557.05; 1.4: -0.65013; 1.5: -37.9058; 1.6: 557.05; 1.7: 222.82; 1.8: 8.4594; 1.9: 1856.8333; 2: 59.1348; 2.1: 96.6643; 2.2: 3566.8063; 2.3: 61.1754; 2.4: -3604.7121; 2.5: -61.8256
| 2 | 85.75 | 1: -4.2607; 1.1: -38.2401; 1.2: -0.051281; 1.3: 557.375; 1.4: -0.65549; 1.5: -38.2401; 1.6: 557.375; 1.7: 222.95; 1.8: 8.4594; 1.9: 1857.9167; 2: 59.1693; 2.1: 96.6776; 2.2: 3570.4809; 2.3: 61.2027; 2.4: -3608.721; 2.5: -61.8582
| 2 | 85.8 | 1: -4.2957; 1.1: -38.5775; 1.2: -0.051733; 1.3: 557.7; 1.4: -0.66088; 1.5: -38.5775; 1.6: 557.7; 1.7: 223.08; 1.8: 8.4594; 1.9: 1859; 2: 59.2038; 2.1: 96.6909; 2.2: 3574.1535; 2.3: 61.23; 2.4: -3612.731; 2.5: -61.8909
| 2 | 85.85 | 1: -4.3312; 1.1: -38.9181; 1.2: -0.05219; 1.3: 558.025; 1.4: -0.66633; 1.5: -38.9181; 1.6: 558.025; 1.7: 223.21; 1.8: 8.4594; 1.9: 1860.0833; 2: 59.2383; 2.1: 96.7043; 2.2: 3577.8239; 2.3: 61.2572; 2.4: -3616.7421; 2.5: -61.9235
| 2 | 85.9 | 1: -4.3669; 1.1: -39.262; 1.2: -0.052651; 1.3: 558.35; 1.4: -0.67183; 1.5: -39.262; 1.6: 558.35; 1.7: 223.34; 1.8: 8.4594; 1.9: 1861.1667; 2: 59.2728; 2.1: 96.7178; 2.2: 3581.4923; 2.3: 61.2843; 2.4: -3620.7543; 2.5: -61.9561
| 2 | 85.95 | 1: -4.4029; 1.1: -39.609; 1.2: -0.053117; 1.3: 558.675; 1.4: -0.67737; 1.5: -39.609; 1.6: 558.675; 1.7: 223.47; 1.8: 8.4594; 1.9: 1862.25; 2: 59.3073; 2.1: 96.7314; 2.2: 3585.1586; 2.3: 61.3113; 2.4: -3624.7677; 2.5: -61.9887
| 2 | 86 | 1: -4.4393; 1.1: -39.9593; 1.2: -0.053586; 1.3: 559; 1.4: -0.68296; 1.5: -39.9593; 1.6: 559; 1.7: 223.6; 1.8: 8.4594; 1.9: 1863.3333; 2: 59.3418; 2.1: 96.7451; 2.2: 3588.8228; 2.3: 61.3383; 2.4: -3628.7821; 2.5: -62.0213
| 2 | 86.05 | 1: -4.4759; 1.1: -40.3129; 1.2: -0.054061; 1.3: 559.325; 1.4: -0.68861; 1.5: -40.3129; 1.6: 559.325; 1.7: 223.73; 1.8: 8.4594; 1.9: 1864.4167; 2: 59.3763; 2.1: 96.7589; 2.2: 3592.4848; 2.3: 61.3652; 2.4: -3632.7977; 2.5: -62.0538
| 2 | 86.1 | 1: -4.513; 1.1: -40.6698; 1.2: -0.054539; 1.3: 559.65; 1.4: -0.6943; 1.5: -40.6698; 1.6: 559.65; 1.7: 223.86; 1.8: 8.4594; 1.9: 1865.5; 2: 59.4108; 2.1: 96.7728; 2.2: 3596.1445; 2.3: 61.3921; 2.4: -3636.8144; 2.5: -62.0864
| 2 | 86.15 | 1: -4.5503; 1.1: -41.0301; 1.2: -0.055022; 1.3: 559.975; 1.4: -0.70004; 1.5: -41.0301; 1.6: 559.975; 1.7: 223.99; 1.8: 8.4594; 1.9: 1866.5833; 2: 59.4453; 2.1: 96.7868; 2.2: 3599.8021; 2.3: 61.4188; 2.4: -3640.8321; 2.5: -62.1189
| 2 | 86.2 | 1: -4.588; 1.1: -41.3937; 1.2: -0.05551; 1.3: 560.3; 1.4: -0.70584; 1.5: -41.3937; 1.6: 560.3; 1.7: 224.12; 1.8: 8.4594; 1.9: 1867.6667; 2: 59.4798; 2.1: 96.8009; 2.2: 3603.4573; 2.3: 61.4455; 2.4: -3644.8511; 2.5: -62.1514
| 2 | 86.25 | 1: -4.6259; 1.1: -41.7607; 1.2: -0.056002; 1.3: 560.625; 1.4: -0.71168; 1.5: -41.7607; 1.6: 560.625; 1.7: 224.25; 1.8: 8.4594; 1.9: 1868.75; 2: 59.5143; 2.1: 96.8151; 2.2: 3607.1103; 2.3: 61.4722; 2.4: -3648.8711; 2.5: -62.1839
| 2 | 86.3 | 1: -4.6643; 1.1: -42.1312; 1.2: -0.056499; 1.3: 560.95; 1.4: -0.71758; 1.5: -42.1312; 1.6: 560.95; 1.7: 224.38; 1.8: 8.4594; 1.9: 1869.8333; 2: 59.5488; 2.1: 96.8294; 2.2: 3610.761; 2.3: 61.4987; 2.4: -3652.8922; 2.5: -62.2163
| 2 | 86.35 | 1: -4.7029; 1.1: -42.5051; 1.2: -0.057; 1.3: 561.275; 1.4: -0.72353; 1.5: -42.5051; 1.6: 561.275; 1.7: 224.51; 1.8: 8.4594; 1.9: 1870.9167; 2: 59.5833; 2.1: 96.8437; 2.2: 3614.4094; 2.3: 61.5252; 2.4: -3656.9144; 2.5: -62.2488
| 2 | 86.4 | 1: -4.742; 1.1: -42.8825; 1.2: -0.057506; 1.3: 561.6; 1.4: -0.72953; 1.5: -42.8825; 1.6: 561.6; 1.7: 224.64; 1.8: 8.4594; 1.9: 1872; 2: 59.6178; 2.1: 96.8582; 2.2: 3618.0553; 2.3: 61.5517; 2.4: -3660.9378; 2.5: -62.2812
| 2 | 86.45 | 1: -4.7813; 1.1: -43.2634; 1.2: -0.058017; 1.3: 561.925; 1.4: -0.73559; 1.5: -43.2634; 1.6: 561.925; 1.7: 224.77; 1.8: 8.4594; 1.9: 1873.0833; 2: 59.6523; 2.1: 96.8728; 2.2: 3621.6989; 2.3: 61.578; 2.4: -3664.9623; 2.5: -62.3136
| 2 | 86.5 | 1: -4.821; 1.1: -43.6479; 1.2: -0.058533; 1.3: 562.25; 1.4: -0.74169; 1.5: -43.6479; 1.6: 562.25; 1.7: 224.9; 1.8: 8.4594; 1.9: 1874.1667; 2: 59.6868; 2.1: 96.8875; 2.2: 3625.34; 2.3: 61.6043; 2.4: -3668.9879; 2.5: -62.346
| 2 | 86.55 | 1: -4.8611; 1.1: -44.0359; 1.2: -0.059053; 1.3: 562.575; 1.4: -0.74786; 1.5: -44.0359; 1.6: 562.575; 1.7: 225.03; 1.8: 8.4594; 1.9: 1875.25; 2: 59.7213; 2.1: 96.9023; 2.2: 3628.9786; 2.3: 61.6305; 2.4: -3673.0145; 2.5: -62.3783
| 2 | 86.6 | 1: -4.9015; 1.1: -44.4275; 1.2: -0.059578; 1.3: 562.9; 1.4: -0.75407; 1.5: -44.4275; 1.6: 562.9; 1.7: 225.16; 1.8: 8.4594; 1.9: 1876.3333; 2: 59.7558; 2.1: 96.9172; 2.2: 3632.6148; 2.3: 61.6566; 2.4: -3677.0423; 2.5: -62.4107
| 2 | 86.65 | 1: -4.9422; 1.1: -44.8228; 1.2: -0.060108; 1.3: 563.225; 1.4: -0.76034; 1.5: -44.8228; 1.6: 563.225; 1.7: 225.29; 1.8: 8.4594; 1.9: 1877.4167; 2: 59.7903; 2.1: 96.9321; 2.2: 3636.2485; 2.3: 61.6827; 2.4: -3681.0713; 2.5: -62.443
| 2 | 86.7 | 1: -4.9833; 1.1: -45.2217; 1.2: -0.060643; 1.3: 563.55; 1.4: -0.76667; 1.5: -45.2217; 1.6: 563.55; 1.7: 225.42; 1.8: 8.4594; 1.9: 1878.5; 2: 59.8248; 2.1: 96.9472; 2.2: 3639.8795; 2.3: 61.7087; 2.4: -3685.1013; 2.5: -62.4753
| 2 | 86.75 | 1: -5.0248; 1.1: -45.6244; 1.2: -0.061183; 1.3: 563.875; 1.4: -0.77305; 1.5: -45.6244; 1.6: 563.875; 1.7: 225.55; 1.8: 8.4594; 1.9: 1879.5833; 2: 59.8593; 2.1: 96.9624; 2.2: 3643.5081; 2.3: 61.7346; 2.4: -3689.1324; 2.5: -62.5076
| 2 | 86.8 | 1: -5.0666; 1.1: -46.0307; 1.2: -0.061728; 1.3: 564.2; 1.4: -0.77948; 1.5: -46.0307; 1.6: 564.2; 1.7: 225.68; 1.8: 8.4594; 1.9: 1880.6667; 2: 59.8938; 2.1: 96.9777; 2.2: 3647.134; 2.3: 61.7604; 2.4: -3693.1647; 2.5: -62.5399
| 2 | 86.85 | 1: -5.1088; 1.1: -46.4408; 1.2: -0.062278; 1.3: 564.525; 1.4: -0.78597; 1.5: -46.4408; 1.6: 564.525; 1.7: 225.81; 1.8: 8.4594; 1.9: 1881.75; 2: 59.9283; 2.1: 96.9931; 2.2: 3650.7572; 2.3: 61.7862; 2.4: -3697.198; 2.5: -62.5722
| 2 | 86.9 | 1: -5.1514; 1.1: -46.8547; 1.2: -0.062833; 1.3: 564.85; 1.4: -0.79252; 1.5: -46.8547; 1.6: 564.85; 1.7: 225.94; 1.8: 8.4594; 1.9: 1882.8333; 2: 59.9628; 2.1: 97.0086; 2.2: 3654.3778; 2.3: 61.8119; 2.4: -3701.2325; 2.5: -62.6044
| 2 | 86.95 | 1: -5.1943; 1.1: -47.2724; 1.2: -0.063393; 1.3: 565.175; 1.4: -0.79913; 1.5: -47.2724; 1.6: 565.175; 1.7: 226.07; 1.8: 8.4594; 1.9: 1883.9167; 2: 59.9973; 2.1: 97.0242; 2.2: 3657.9957; 2.3: 61.8375; 2.4: -3705.2681; 2.5: -62.6366
| 2 | 87 | 1: -5.2376; 1.1: -47.6939; 1.2: -0.063959; 1.3: 565.5; 1.4: -0.80579; 1.5: -47.6939; 1.6: 565.5; 1.7: 226.2; 1.8: 8.4594; 1.9: 1885; 2: 60.0318; 2.1: 97.0399; 2.2: 3661.6108; 2.3: 61.863; 2.4: -3709.3048; 2.5: -62.6688
| 2 | 87.05 | 1: -5.2813; 1.1: -48.1194; 1.2: -0.064529; 1.3: 565.825; 1.4: -0.81251; 1.5: -48.1194; 1.6: 565.825; 1.7: 226.33; 1.8: 8.4594; 1.9: 1886.0833; 2: 60.0663; 2.1: 97.0558; 2.2: 3665.2232; 2.3: 61.8885; 2.4: -3713.3426; 2.5: -62.701
| 2 | 87.1 | 1: -5.3254; 1.1: -48.5487; 1.2: -0.065105; 1.3: 566.15; 1.4: -0.81929; 1.5: -48.5487; 1.6: 566.15; 1.7: 226.46; 1.8: 8.4594; 1.9: 1887.1667; 2: 60.1008; 2.1: 97.0717; 2.2: 3668.8328; 2.3: 61.9139; 2.4: -3717.3815; 2.5: -62.7332
| 2 | 87.15 | 1: -5.3698; 1.1: -48.982; 1.2: -0.065686; 1.3: 566.475; 1.4: -0.82613; 1.5: -48.982; 1.6: 566.475; 1.7: 226.59; 1.8: 8.4594; 1.9: 1888.25; 2: 60.1354; 2.1: 97.0877; 2.2: 3672.4396; 2.3: 61.9392; 2.4: -3721.4215; 2.5: -62.7653
| 2 | 87.2 | 1: -5.4147; 1.1: -49.4192; 1.2: -0.066272; 1.3: 566.8; 1.4: -0.83302; 1.5: -49.4192; 1.6: 566.8; 1.7: 226.72; 1.8: 8.4594; 1.9: 1889.3333; 2: 60.1699; 2.1: 97.1039; 2.2: 3676.0435; 2.3: 61.9644; 2.4: -3725.4627; 2.5: -62.7974
| 2 | 87.25 | 1: -5.4599; 1.1: -49.8604; 1.2: -0.066864; 1.3: 567.125; 1.4: -0.83998; 1.5: -49.8604; 1.6: 567.125; 1.7: 226.85; 1.8: 8.4594; 1.9: 1890.4167; 2: 60.2044; 2.1: 97.1201; 2.2: 3679.6445; 2.3: 61.9896; 2.4: -3729.5049; 2.5: -62.8296
| 2 | 87.3 | 1: -5.5055; 1.1: -50.3057; 1.2: -0.067461; 1.3: 567.45; 1.4: -0.847; 1.5: -50.3057; 1.6: 567.45; 1.7: 226.98; 1.8: 8.4594; 1.9: 1891.5; 2: 60.2389; 2.1: 97.1365; 2.2: 3683.2426; 2.3: 62.0147; 2.4: -3733.5483; 2.5: -62.8617
| 2 | 87.35 | 1: -5.5515; 1.1: -50.755; 1.2: -0.068064; 1.3: 567.775; 1.4: -0.85407; 1.5: -50.755; 1.6: 567.775; 1.7: 227.11; 1.8: 8.4594; 1.9: 1892.5833; 2: 60.2734; 2.1: 97.153; 2.2: 3686.8377; 2.3: 62.0397; 2.4: -3737.5928; 2.5: -62.8937
| 2 | 87.4 | 1: -5.5979; 1.1: -51.2085; 1.2: -0.068672; 1.3: 568.1; 1.4: -0.86121; 1.5: -51.2085; 1.6: 568.1; 1.7: 227.24; 1.8: 8.4594; 1.9: 1893.6667; 2: 60.3079; 2.1: 97.1695; 2.2: 3690.4299; 2.3: 62.0646; 2.4: -3741.6384; 2.5: -62.9258
| 2 | 87.45 | 1: -5.6446; 1.1: -51.666; 1.2: -0.069285; 1.3: 568.425; 1.4: -0.86841; 1.5: -51.666; 1.6: 568.425; 1.7: 227.37; 1.8: 8.4594; 1.9: 1894.75; 2: 60.3424; 2.1: 97.1862; 2.2: 3694.019; 2.3: 62.0894; 2.4: -3745.6851; 2.5: -62.9578
| 2 | 87.5 | 1: -5.6918; 1.1: -52.1278; 1.2: -0.069904; 1.3: 568.75; 1.4: -0.87567; 1.5: -52.1278; 1.6: 568.75; 1.7: 227.5; 1.8: 8.4594; 1.9: 1895.8333; 2: 60.3769; 2.1: 97.203; 2.2: 3697.6051; 2.3: 62.1142; 2.4: -3749.7329; 2.5: -62.9898
| 2 | 87.55 | 1: -5.7394; 1.1: -52.5937; 1.2: -0.070529; 1.3: 569.075; 1.4: -0.88299; 1.5: -52.5937; 1.6: 569.075; 1.7: 227.63; 1.8: 8.4594; 1.9: 1896.9167; 2: 60.4114; 2.1: 97.2199; 2.2: 3701.1882; 2.3: 62.1389; 2.4: -3753.7819; 2.5: -63.0218
| 2 | 87.6 | 1: -5.7874; 1.1: -53.0638; 1.2: -0.07116; 1.3: 569.4; 1.4: -0.89037; 1.5: -53.0638; 1.6: 569.4; 1.7: 227.76; 1.8: 8.4594; 1.9: 1898; 2: 60.4459; 2.1: 97.237; 2.2: 3704.7681; 2.3: 62.1635; 2.4: -3757.8319; 2.5: -63.0538
| 2 | 87.65 | 1: -5.8358; 1.1: -53.5382; 1.2: -0.071796; 1.3: 569.725; 1.4: -0.89782; 1.5: -53.5382; 1.6: 569.725; 1.7: 227.89; 1.8: 8.4594; 1.9: 1899.0833; 2: 60.4804; 2.1: 97.2541; 2.2: 3708.3449; 2.3: 62.188; 2.4: -3761.8831; 2.5: -63.0858
| 2 | 87.7 | 1: -5.8847; 1.1: -54.0169; 1.2: -0.072438; 1.3: 570.05; 1.4: -0.90533; 1.5: -54.0169; 1.6: 570.05; 1.7: 228.02; 1.8: 8.4594; 1.9: 1900.1667; 2: 60.5149; 2.1: 97.2714; 2.2: 3711.9185; 2.3: 62.2124; 2.4: -3765.9354; 2.5: -63.1178
| 2 | 87.75 | 1: -5.9339; 1.1: -54.4999; 1.2: -0.073086; 1.3: 570.375; 1.4: -0.91291; 1.5: -54.4999; 1.6: 570.375; 1.7: 228.15; 1.8: 8.4594; 1.9: 1901.25; 2: 60.5494; 2.1: 97.2887; 2.2: 3715.4889; 2.3: 62.2368; 2.4: -3769.9888; 2.5: -63.1497
| 2 | 87.8 | 1: -5.9836; 1.1: -54.9873; 1.2: -0.073739; 1.3: 570.7; 1.4: -0.92055; 1.5: -54.9873; 1.6: 570.7; 1.7: 228.28; 1.8: 8.4594; 1.9: 1902.3333; 2: 60.5839; 2.1: 97.3062; 2.2: 3719.0561; 2.3: 62.2611; 2.4: -3774.0434; 2.5: -63.1816
| 2 | 87.85 | 1: -6.0336; 1.1: -55.479; 1.2: -0.074399; 1.3: 571.025; 1.4: -0.92825; 1.5: -55.479; 1.6: 571.025; 1.7: 228.41; 1.8: 8.4594; 1.9: 1903.4167; 2: 60.6184; 2.1: 97.3238; 2.2: 3722.62; 2.3: 62.2852; 2.4: -3778.099; 2.5: -63.2135
| 2 | 87.9 | 1: -6.0841; 1.1: -55.9752; 1.2: -0.075064; 1.3: 571.35; 1.4: -0.93602; 1.5: -55.9752; 1.6: 571.35; 1.7: 228.54; 1.8: 8.4594; 1.9: 1904.5; 2: 60.6529; 2.1: 97.3415; 2.2: 3726.1806; 2.3: 62.3094; 2.4: -3782.1558; 2.5: -63.2454
| 2 | 87.95 | 1: -6.1351; 1.1: -56.4759; 1.2: -0.075735; 1.3: 571.675; 1.4: -0.94386; 1.5: -56.4759; 1.6: 571.675; 1.7: 228.67; 1.8: 8.4594; 1.9: 1905.5833; 2: 60.6874; 2.1: 97.3593; 2.2: 3729.7379; 2.3: 62.3334; 2.4: -3786.2137; 2.5: -63.2772
| 2 | 88 | 1: -6.1864; 1.1: -56.981; 1.2: -0.076413; 1.3: 572; 1.4: -0.95176; 1.5: -56.981; 1.6: 572; 1.7: 228.8; 1.8: 8.4594; 1.9: 1906.6667; 2: 60.7219; 2.1: 97.3773; 2.2: 3733.2918; 2.3: 62.3573; 2.4: -3790.2728; 2.5: -63.3091
| 2 | 88.05 | 1: -6.2382; 1.1: -57.4907; 1.2: -0.077096; 1.3: 572.325; 1.4: -0.95972; 1.5: -57.4907; 1.6: 572.325; 1.7: 228.93; 1.8: 8.4594; 1.9: 1907.75; 2: 60.7564; 2.1: 97.3953; 2.2: 3736.8423; 2.3: 62.3812; 2.4: -3794.3329; 2.5: -63.3409
| 2 | 88.1 | 1: -6.2904; 1.1: -58.0049; 1.2: -0.077786; 1.3: 572.65; 1.4: -0.96776; 1.5: -58.0049; 1.6: 572.65; 1.7: 229.06; 1.8: 8.4594; 1.9: 1908.8333; 2: 60.7909; 2.1: 97.4135; 2.2: 3740.3893; 2.3: 62.405; 2.4: -3798.3942; 2.5: -63.3727
| 2 | 88.15 | 1: -6.3431; 1.1: -58.5237; 1.2: -0.078482; 1.3: 572.975; 1.4: -0.97586; 1.5: -58.5237; 1.6: 572.975; 1.7: 229.19; 1.8: 8.4594; 1.9: 1909.9167; 2: 60.8254; 2.1: 97.4318; 2.2: 3743.933; 2.3: 62.4287; 2.4: -3802.4566; 2.5: -63.4045
| 2 | 88.2 | 1: -6.3962; 1.1: -59.0471; 1.2: -0.079183; 1.3: 573.3; 1.4: -0.98403; 1.5: -59.0471; 1.6: 573.3; 1.7: 229.32; 1.8: 8.4594; 1.9: 1911; 2: 60.8599; 2.1: 97.4502; 2.2: 3747.4731; 2.3: 62.4523; 2.4: -3806.5202; 2.5: -63.4363
| 2 | 88.25 | 1: -6.4497; 1.1: -59.5752; 1.2: -0.079892; 1.3: 573.625; 1.4: -0.99227; 1.5: -59.5752; 1.6: 573.625; 1.7: 229.45; 1.8: 8.4594; 1.9: 1912.0833; 2: 60.8944; 2.1: 97.4688; 2.2: 3751.0096; 2.3: 62.4758; 2.4: -3810.5848; 2.5: -63.4681
| 2 | 88.3 | 1: -6.5037; 1.1: -60.108; 1.2: -0.080606; 1.3: 573.95; 1.4: -1.0006; 1.5: -60.108; 1.6: 573.95; 1.7: 229.58; 1.8: 8.4594; 1.9: 1913.1667; 2: 60.9289; 2.1: 97.4874; 2.2: 3754.5427; 2.3: 62.4992; 2.4: -3814.6507; 2.5: -63.4998
| 2 | 88.35 | 1: -6.5582; 1.1: -60.6455; 1.2: -0.081327; 1.3: 574.275; 1.4: -1.009; 1.5: -60.6455; 1.6: 574.275; 1.7: 229.71; 1.8: 8.4594; 1.9: 1914.25; 2: 60.9634; 2.1: 97.5062; 2.2: 3758.0721; 2.3: 62.5226; 2.4: -3818.7176; 2.5: -63.5315
| 2 | 88.4 | 1: -6.6131; 1.1: -61.1878; 1.2: -0.082054; 1.3: 574.6; 1.4: -1.0174; 1.5: -61.1878; 1.6: 574.6; 1.7: 229.84; 1.8: 8.4594; 1.9: 1915.3333; 2: 60.9979; 2.1: 97.5251; 2.2: 3761.5979; 2.3: 62.5458; 2.4: -3822.7857; 2.5: -63.5632
| 2 | 88.45 | 1: -6.6684; 1.1: -61.7349; 1.2: -0.082788; 1.3: 574.925; 1.4: -1.0259; 1.5: -61.7349; 1.6: 574.925; 1.7: 229.97; 1.8: 8.4594; 1.9: 1916.4167; 2: 61.0324; 2.1: 97.5441; 2.2: 3765.12; 2.3: 62.569; 2.4: -3826.8549; 2.5: -63.5949
| 2 | 88.5 | 1: -6.7243; 1.1: -62.2868; 1.2: -0.083528; 1.3: 575.25; 1.4: -1.0345; 1.5: -62.2868; 1.6: 575.25; 1.7: 230.1; 1.8: 8.4594; 1.9: 1917.5; 2: 61.0669; 2.1: 97.5633; 2.2: 3768.6384; 2.3: 62.5921; 2.4: -3830.9252; 2.5: -63.6266
| 2 | 88.55 | 1: -6.7805; 1.1: -62.8436; 1.2: -0.084275; 1.3: 575.575; 1.4: -1.0432; 1.5: -62.8436; 1.6: 575.575; 1.7: 230.23; 1.8: 8.4594; 1.9: 1918.5833; 2: 61.1014; 2.1: 97.5825; 2.2: 3772.1531; 2.3: 62.6151; 2.4: -3834.9967; 2.5: -63.6582
| 2 | 88.6 | 1: -6.8373; 1.1: -63.4053; 1.2: -0.085028; 1.3: 575.9; 1.4: -1.0519; 1.5: -63.4053; 1.6: 575.9; 1.7: 230.36; 1.8: 8.4594; 1.9: 1919.6667; 2: 61.1359; 2.1: 97.6019; 2.2: 3775.664; 2.3: 62.638; 2.4: -3839.0694; 2.5: -63.6899
| 2 | 88.65 | 1: -6.8945; 1.1: -63.972; 1.2: -0.085788; 1.3: 576.225; 1.4: -1.0607; 1.5: -63.972; 1.6: 576.225; 1.7: 230.49; 1.8: 8.4594; 1.9: 1920.75; 2: 61.1704; 2.1: 97.6214; 2.2: 3779.1711; 2.3: 62.6608; 2.4: -3843.1431; 2.5: -63.7215
| 2 | 88.7 | 1: -6.9522; 1.1: -64.5436; 1.2: -0.086554; 1.3: 576.55; 1.4: -1.0696; 1.5: -64.5436; 1.6: 576.55; 1.7: 230.62; 1.8: 8.4594; 1.9: 1921.8333; 2: 61.2049; 2.1: 97.6411; 2.2: 3782.6744; 2.3: 62.6836; 2.4: -3847.2181; 2.5: -63.7531
| 2 | 88.75 | 1: -7.0103; 1.1: -65.1203; 1.2: -0.087328; 1.3: 576.875; 1.4: -1.0785; 1.5: -65.1203; 1.6: 576.875; 1.7: 230.75; 1.8: 8.4594; 1.9: 1922.9167; 2: 61.2394; 2.1: 97.6608; 2.2: 3786.1739; 2.3: 62.7062; 2.4: -3851.2941; 2.5: -63.7847
| 2 | 88.8 | 1: -7.069; 1.1: -65.702; 1.2: -0.088108; 1.3: 577.2; 1.4: -1.0875; 1.5: -65.702; 1.6: 577.2; 1.7: 230.88; 1.8: 8.4594; 1.9: 1924; 2: 61.2739; 2.1: 97.6807; 2.2: 3789.6694; 2.3: 62.7287; 2.4: -3855.3713; 2.5: -63.8163
| 2 | 88.85 | 1: -7.1281; 1.1: -66.2887; 1.2: -0.088895; 1.3: 577.525; 1.4: -1.0966; 1.5: -66.2887; 1.6: 577.525; 1.7: 231.01; 1.8: 8.4594; 1.9: 1925.0833; 2: 61.3084; 2.1: 97.7007; 2.2: 3793.161; 2.3: 62.7512; 2.4: -3859.4497; 2.5: -63.8478
| 2 | 88.9 | 1: -7.1877; 1.1: -66.8807; 1.2: -0.089688; 1.3: 577.85; 1.4: -1.1058; 1.5: -66.8807; 1.6: 577.85; 1.7: 231.14; 1.8: 8.4594; 1.9: 1926.1667; 2: 61.3429; 2.1: 97.7209; 2.2: 3796.6486; 2.3: 62.7736; 2.4: -3863.5292; 2.5: -63.8794
| 2 | 88.95 | 1: -7.2478; 1.1: -67.4777; 1.2: -0.090489; 1.3: 578.175; 1.4: -1.115; 1.5: -67.4777; 1.6: 578.175; 1.7: 231.27; 1.8: 8.4594; 1.9: 1927.25; 2: 61.3774; 2.1: 97.7411; 2.2: 3800.1322; 2.3: 62.7959; 2.4: -3867.6099; 2.5: -63.9109
| 2 | 89 | 1: -7.3084; 1.1: -68.08; 1.2: -0.091297; 1.3: 578.5; 1.4: -1.1244; 1.5: -68.08; 1.6: 578.5; 1.7: 231.4; 1.8: 8.4594; 1.9: 1928.3333; 2: 61.4119; 2.1: 97.7615; 2.2: 3803.6117; 2.3: 62.818; 2.4: -3871.6917; 2.5: -63.9424
| 2 | 89.05 | 1: -7.3695; 1.1: -68.6875; 1.2: -0.092111; 1.3: 578.825; 1.4: -1.1338; 1.5: -68.6875; 1.6: 578.825; 1.7: 231.53; 1.8: 8.4594; 1.9: 1929.4167; 2: 61.4464; 2.1: 97.7821; 2.2: 3807.0872; 2.3: 62.8401; 2.4: -3875.7747; 2.5: -63.9739
| 2 | 89.1 | 1: -7.431; 1.1: -69.3003; 1.2: -0.092933; 1.3: 579.15; 1.4: -1.1432; 1.5: -69.3003; 1.6: 579.15; 1.7: 231.66; 1.8: 8.4594; 1.9: 1930.5; 2: 61.4809; 2.1: 97.8027; 2.2: 3810.5586; 2.3: 62.8621; 2.4: -3879.8589; 2.5: -64.0054
| 2 | 89.15 | 1: -7.4931; 1.1: -69.9184; 1.2: -0.093762; 1.3: 579.475; 1.4: -1.1528; 1.5: -69.9184; 1.6: 579.475; 1.7: 231.79; 1.8: 8.4594; 1.9: 1931.5833; 2: 61.5154; 2.1: 97.8235; 2.2: 3814.0258; 2.3: 62.8841; 2.4: -3883.9442; 2.5: -64.0368
| 2 | 89.2 | 1: -7.5557; 1.1: -70.5418; 1.2: -0.094598; 1.3: 579.8; 1.4: -1.1624; 1.5: -70.5418; 1.6: 579.8; 1.7: 231.92; 1.8: 8.4594; 1.9: 1932.6667; 2: 61.5499; 2.1: 97.8444; 2.2: 3817.4889; 2.3: 62.9059; 2.4: -3888.0307; 2.5: -64.0683
| 2 | 89.25 | 1: -7.6188; 1.1: -71.1706; 1.2: -0.095441; 1.3: 580.125; 1.4: -1.1721; 1.5: -71.1706; 1.6: 580.125; 1.7: 232.05; 1.8: 8.4594; 1.9: 1933.75; 2: 61.5844; 2.1: 97.8655; 2.2: 3820.9477; 2.3: 62.9276; 2.4: -3892.1184; 2.5: -64.0997
| 2 | 89.3 | 1: -7.6824; 1.1: -71.8049; 1.2: -0.096292; 1.3: 580.45; 1.4: -1.1819; 1.5: -71.8049; 1.6: 580.45; 1.7: 232.18; 1.8: 8.4594; 1.9: 1934.8333; 2: 61.6189; 2.1: 97.8867; 2.2: 3824.4023; 2.3: 62.9492; 2.4: -3896.2072; 2.5: -64.1311
| 2 | 89.35 | 1: -7.7465; 1.1: -72.4446; 1.2: -0.09715; 1.3: 580.775; 1.4: -1.1918; 1.5: -72.4446; 1.6: 580.775; 1.7: 232.31; 1.8: 8.4594; 1.9: 1935.9167; 2: 61.6534; 2.1: 97.908; 2.2: 3827.8526; 2.3: 62.9708; 2.4: -3900.2972; 2.5: -64.1625
| 2 | 89.4 | 1: -7.8111; 1.1: -73.0898; 1.2: -0.098015; 1.3: 581.1; 1.4: -1.2017; 1.5: -73.0898; 1.6: 581.1; 1.7: 232.44; 1.8: 8.4594; 1.9: 1937; 2: 61.6879; 2.1: 97.9294; 2.2: 3831.2986; 2.3: 62.9922; 2.4: -3904.3884; 2.5: -64.1939
| 2 | 89.45 | 1: -7.8762; 1.1: -73.7406; 1.2: -0.098888; 1.3: 581.425; 1.4: -1.2117; 1.5: -73.7406; 1.6: 581.425; 1.7: 232.57; 1.8: 8.4594; 1.9: 1938.0833; 2: 61.7224; 2.1: 97.951; 2.2: 3834.7402; 2.3: 63.0135; 2.4: -3908.4808; 2.5: -64.2253
| 2 | 89.5 | 1: -7.9419; 1.1: -74.3969; 1.2: -0.099768; 1.3: 581.75; 1.4: -1.2218; 1.5: -74.3969; 1.6: 581.75; 1.7: 232.7; 1.8: 8.4594; 1.9: 1939.1667; 2: 61.7569; 2.1: 97.9727; 2.2: 3838.1774; 2.3: 63.0348; 2.4: -3912.5743; 2.5: -64.2566
| 2 | 89.55 | 1: -8.0081; 1.1: -75.0588; 1.2: -0.10066; 1.3: 582.075; 1.4: -1.232; 1.5: -75.0588; 1.6: 582.075; 1.7: 232.83; 1.8: 8.4594; 1.9: 1940.25; 2: 61.7914; 2.1: 97.9946; 2.2: 3841.6102; 2.3: 63.0559; 2.4: -3916.669; 2.5: -64.2879
| 2 | 89.6 | 1: -8.0748; 1.1: -75.7264; 1.2: -0.10155; 1.3: 582.4; 1.4: -1.2423; 1.5: -75.7264; 1.6: 582.4; 1.7: 232.96; 1.8: 8.4594; 1.9: 1941.3333; 2: 61.8259; 2.1: 98.0166; 2.2: 3845.0386; 2.3: 63.077; 2.4: -3920.765; 2.5: -64.3193
| 2 | 89.65 | 1: -8.142; 1.1: -76.3997; 1.2: -0.10245; 1.3: 582.725; 1.4: -1.2526; 1.5: -76.3997; 1.6: 582.725; 1.7: 233.09; 1.8: 8.4594; 1.9: 1942.4167; 2: 61.8604; 2.1: 98.0387; 2.2: 3848.4624; 2.3: 63.0979; 2.4: -3924.8621; 2.5: -64.3506
| 2 | 89.7 | 1: -8.2098; 1.1: -77.0787; 1.2: -0.10336; 1.3: 583.05; 1.4: -1.263; 1.5: -77.0787; 1.6: 583.05; 1.7: 233.22; 1.8: 8.4594; 1.9: 1943.5; 2: 61.8949; 2.1: 98.061; 2.2: 3851.8817; 2.3: 63.1188; 2.4: -3928.9604; 2.5: -64.3819
| 2 | 89.75 | 1: -8.2781; 1.1: -77.7635; 1.2: -0.10428; 1.3: 583.375; 1.4: -1.2736; 1.5: -77.7635; 1.6: 583.375; 1.7: 233.35; 1.8: 8.4594; 1.9: 1944.5833; 2: 61.9294; 2.1: 98.0834; 2.2: 3855.2964; 2.3: 63.1396; 2.4: -3933.0599; 2.5: -64.4131
| 2 | 89.8 | 1: -8.347; 1.1: -78.4541; 1.2: -0.10521; 1.3: 583.7; 1.4: -1.2842; 1.5: -78.4541; 1.6: 583.7; 1.7: 233.48; 1.8: 8.4594; 1.9: 1945.6667; 2: 61.9639; 2.1: 98.1059; 2.2: 3858.7065; 2.3: 63.1602; 2.4: -3937.1606; 2.5: -64.4444
| 2 | 89.85 | 1: -8.4164; 1.1: -79.1506; 1.2: -0.10614; 1.3: 584.025; 1.4: -1.2948; 1.5: -79.1506; 1.6: 584.025; 1.7: 233.61; 1.8: 8.4594; 1.9: 1946.75; 2: 61.9984; 2.1: 98.1286; 2.2: 3862.112; 2.3: 63.1808; 2.4: -3941.2626; 2.5: -64.4756
| 2 | 89.9 | 1: -8.4864; 1.1: -79.8529; 1.2: -0.10708; 1.3: 584.35; 1.4: -1.3056; 1.5: -79.8529; 1.6: 584.35; 1.7: 233.74; 1.8: 8.4594; 1.9: 1947.8333; 2: 62.0329; 2.1: 98.1514; 2.2: 3865.5128; 2.3: 63.2013; 2.4: -3945.3657; 2.5: -64.5068
| 2 | 89.95 | 1: -8.5569; 1.1: -80.5612; 1.2: -0.10803; 1.3: 584.675; 1.4: -1.3164; 1.5: -80.5612; 1.6: 584.675; 1.7: 233.87; 1.8: 8.4594; 1.9: 1948.9167; 2: 62.0674; 2.1: 98.1744; 2.2: 3868.9088; 2.3: 63.2216; 2.4: -3949.4701; 2.5: -64.5381
| 2 | 90 | 1: -8.628; 1.1: -81.2755; 1.2: -0.10899; 1.3: 585; 1.4: -1.3274; 1.5: -81.2755; 1.6: 585; 1.7: 234; 1.8: 8.4594; 1.9: 1950; 2: 62.1019; 2.1: 98.1975; 2.2: 3872.3001; 2.3: 63.2419; 2.4: -3953.5756; 2.5: -64.5693
| 2 | 90.05 | 1: -8.6996; 1.1: -81.9958; 1.2: -0.10996; 1.3: 585.325; 1.4: -1.3384; 1.5: -81.9958; 1.6: 585.325; 1.7: 234.13; 1.8: 8.4594; 1.9: 1951.0833; 2: 62.1364; 2.1: 98.2207; 2.2: 3875.6867; 2.3: 63.262; 2.4: -3957.6824; 2.5: -64.6004
| 2 | 90.1 | 1: -8.7718; 1.1: -82.7221; 1.2: -0.11093; 1.3: 585.65; 1.4: -1.3495; 1.5: -82.7221; 1.6: 585.65; 1.7: 234.26; 1.8: 8.4594; 1.9: 1952.1667; 2: 62.1709; 2.1: 98.2441; 2.2: 3879.0684; 2.3: 63.2821; 2.4: -3961.7904; 2.5: -64.6316
| 2 | 90.15 | 1: -8.8445; 1.1: -83.4545; 1.2: -0.11191; 1.3: 585.975; 1.4: -1.3607; 1.5: -83.4545; 1.6: 585.975; 1.7: 234.39; 1.8: 8.4594; 1.9: 1953.25; 2: 62.2054; 2.1: 98.2676; 2.2: 3882.4452; 2.3: 63.3021; 2.4: -3965.8997; 2.5: -64.6628
| 2 | 90.2 | 1: -8.9179; 1.1: -84.193; 1.2: -0.1129; 1.3: 586.3; 1.4: -1.372; 1.5: -84.193; 1.6: 586.3; 1.7: 234.52; 1.8: 8.4594; 1.9: 1954.3333; 2: 62.2399; 2.1: 98.2913; 2.2: 3885.8171; 2.3: 63.3219; 2.4: -3970.0101; 2.5: -64.6939
| 2 | 90.25 | 1: -8.9918; 1.1: -84.9378; 1.2: -0.1139; 1.3: 586.625; 1.4: -1.3833; 1.5: -84.9378; 1.6: 586.625; 1.7: 234.65; 1.8: 8.4594; 1.9: 1955.4167; 2: 62.2744; 2.1: 98.3151; 2.2: 3889.1841; 2.3: 63.3417; 2.4: -3974.1219; 2.5: -64.725
| 2 | 90.3 | 1: -9.0662; 1.1: -85.6887; 1.2: -0.11491; 1.3: 586.95; 1.4: -1.3948; 1.5: -85.6887; 1.6: 586.95; 1.7: 234.78; 1.8: 8.4594; 1.9: 1956.5; 2: 62.3089; 2.1: 98.339; 2.2: 3892.5461; 2.3: 63.3613; 2.4: -3978.2348; 2.5: -64.7561
| 2 | 90.35 | 1: -9.1413; 1.1: -86.4459; 1.2: -0.11593; 1.3: 587.275; 1.4: -1.4064; 1.5: -86.4459; 1.6: 587.275; 1.7: 234.91; 1.8: 8.4594; 1.9: 1957.5833; 2: 62.3434; 2.1: 98.3631; 2.2: 3895.9031; 2.3: 63.3809; 2.4: -3982.349; 2.5: -64.7872
| 2 | 90.4 | 1: -9.2169; 1.1: -87.2094; 1.2: -0.11695; 1.3: 587.6; 1.4: -1.418; 1.5: -87.2094; 1.6: 587.6; 1.7: 235.04; 1.8: 8.4594; 1.9: 1958.6667; 2: 62.3779; 2.1: 98.3874; 2.2: 3899.255; 2.3: 63.4003; 2.4: -3986.4645; 2.5: -64.8183
| 2 | 90.45 | 1: -9.2932; 1.1: -87.9793; 1.2: -0.11798; 1.3: 587.925; 1.4: -1.4297; 1.5: -87.9793; 1.6: 587.925; 1.7: 235.17; 1.8: 8.4594; 1.9: 1959.75; 2: 62.4124; 2.1: 98.4118; 2.2: 3902.6019; 2.3: 63.4197; 2.4: -3990.5812; 2.5: -64.8494
| 2 | 90.5 | 1: -9.37; 1.1: -88.7555; 1.2: -0.11902; 1.3: 588.25; 1.4: -1.4415; 1.5: -88.7555; 1.6: 588.25; 1.7: 235.3; 1.8: 8.4594; 1.9: 1960.8333; 2: 62.4469; 2.1: 98.4363; 2.2: 3905.9436; 2.3: 63.4389; 2.4: -3994.6991; 2.5: -64.8804
| 2 | 90.55 | 1: -9.4474; 1.1: -89.5382; 1.2: -0.12007; 1.3: 588.575; 1.4: -1.4534; 1.5: -89.5382; 1.6: 588.575; 1.7: 235.43; 1.8: 8.4594; 1.9: 1961.9167; 2: 62.4814; 2.1: 98.461; 2.2: 3909.2802; 2.3: 63.458; 2.4: -3998.8184; 2.5: -64.9115
| 2 | 90.6 | 1: -9.5254; 1.1: -90.3273; 1.2: -0.12113; 1.3: 588.9; 1.4: -1.4654; 1.5: -90.3273; 1.6: 588.9; 1.7: 235.56; 1.8: 8.4594; 1.9: 1963; 2: 62.5159; 2.1: 98.4859; 2.2: 3912.6115; 2.3: 63.4771; 2.4: -4002.9389; 2.5: -64.9425
| 2 | 90.65 | 1: -9.604; 1.1: -91.123; 1.2: -0.1222; 1.3: 589.225; 1.4: -1.4775; 1.5: -91.123; 1.6: 589.225; 1.7: 235.69; 1.8: 8.4594; 1.9: 1964.0833; 2: 62.5504; 2.1: 98.5108; 2.2: 3915.9377; 2.3: 63.496; 2.4: -4007.0606; 2.5: -64.9735
| 2 | 90.7 | 1: -9.6832; 1.1: -91.9252; 1.2: -0.12327; 1.3: 589.55; 1.4: -1.4897; 1.5: -91.9252; 1.6: 589.55; 1.7: 235.82; 1.8: 8.4594; 1.9: 1965.1667; 2: 62.5849; 2.1: 98.536; 2.2: 3919.2585; 2.3: 63.5148; 2.4: -4011.1837; 2.5: -65.0045
| 2 | 90.75 | 1: -9.763; 1.1: -92.734; 1.2: -0.12436; 1.3: 589.875; 1.4: -1.502; 1.5: -92.734; 1.6: 589.875; 1.7: 235.95; 1.8: 8.4594; 1.9: 1966.25; 2: 62.6194; 2.1: 98.5613; 2.2: 3922.574; 2.3: 63.5335; 2.4: -4015.308; 2.5: -65.0355
| 2 | 90.8 | 1: -9.8434; 1.1: -93.5494; 1.2: -0.12545; 1.3: 590.2; 1.4: -1.5144; 1.5: -93.5494; 1.6: 590.2; 1.7: 236.08; 1.8: 8.4594; 1.9: 1967.3333; 2: 62.6539; 2.1: 98.5867; 2.2: 3925.8842; 2.3: 63.5521; 2.4: -4019.4336; 2.5: -65.0665
| 2 | 90.85 | 1: -9.9245; 1.1: -94.3716; 1.2: -0.12655; 1.3: 590.525; 1.4: -1.5268; 1.5: -94.3716; 1.6: 590.525; 1.7: 236.21; 1.8: 8.4594; 1.9: 1968.4167; 2: 62.6884; 2.1: 98.6123; 2.2: 3929.189; 2.3: 63.5706; 2.4: -4023.5606; 2.5: -65.0974
| 2 | 90.9 | 1: -10.0061; 1.1: -95.2004; 1.2: -0.12767; 1.3: 590.85; 1.4: -1.5394; 1.5: -95.2004; 1.6: 590.85; 1.7: 236.34; 1.8: 8.4594; 1.9: 1969.5; 2: 62.7229; 2.1: 98.6381; 2.2: 3932.4884; 2.3: 63.589; 2.4: -4027.6888; 2.5: -65.1284
| 2 | 90.95 | 1: -10.0884; 1.1: -96.0361; 1.2: -0.12879; 1.3: 591.175; 1.4: -1.5521; 1.5: -96.0361; 1.6: 591.175; 1.7: 236.47; 1.8: 8.4594; 1.9: 1970.5833; 2: 62.7574; 2.1: 98.664; 2.2: 3935.7823; 2.3: 63.6072; 2.4: -4031.8183; 2.5: -65.1593
| 2 | 91 | 1: -10.1713; 1.1: -96.8785; 1.2: -0.12992; 1.3: 591.5; 1.4: -1.5648; 1.5: -96.8785; 1.6: 591.5; 1.7: 236.6; 1.8: 8.4594; 1.9: 1971.6667; 2: 62.7919; 2.1: 98.69; 2.2: 3939.0706; 2.3: 63.6254; 2.4: -4035.9491; 2.5: -65.1902
| 2 | 91.05 | 1: -10.2549; 1.1: -97.7278; 1.2: -0.13106; 1.3: 591.825; 1.4: -1.5777; 1.5: -97.7278; 1.6: 591.825; 1.7: 236.73; 1.8: 8.4594; 1.9: 1972.75; 2: 62.8264; 2.1: 98.7162; 2.2: 3942.3535; 2.3: 63.6435; 2.4: -4040.0813; 2.5: -65.2211
| 2 | 91.1 | 1: -10.339; 1.1: -98.584; 1.2: -0.1322; 1.3: 592.15; 1.4: -1.5906; 1.5: -98.584; 1.6: 592.15; 1.7: 236.86; 1.8: 8.4594; 1.9: 1973.8333; 2: 62.8609; 2.1: 98.7426; 2.2: 3945.6307; 2.3: 63.6614; 2.4: -4044.2148; 2.5: -65.252
| 2 | 91.15 | 1: -10.4238; 1.1: -99.4472; 1.2: -0.13336; 1.3: 592.475; 1.4: -1.6037; 1.5: -99.4472; 1.6: 592.475; 1.7: 236.99; 1.8: 8.4594; 1.9: 1974.9167; 2: 62.8954; 2.1: 98.7691; 2.2: 3948.9024; 2.3: 63.6793; 2.4: -4048.3496; 2.5: -65.2829
| 2 | 91.2 | 1: -10.5093; 1.1: -100.3174; 1.2: -0.13453; 1.3: 592.8; 1.4: -1.6168; 1.5: -100.3174; 1.6: 592.8; 1.7: 237.12; 1.8: 8.4594; 1.9: 1976; 2: 62.9299; 2.1: 98.7958; 2.2: 3952.1684; 2.3: 63.697; 2.4: -4052.4857; 2.5: -65.3138
| 2 | 91.25 | 1: -10.5954; 1.1: -101.1946; 1.2: -0.1357; 1.3: 593.125; 1.4: -1.6301; 1.5: -101.1946; 1.6: 593.125; 1.7: 237.25; 1.8: 8.4594; 1.9: 1977.0833; 2: 62.9644; 2.1: 98.8226; 2.2: 3955.4286; 2.3: 63.7146; 2.4: -4056.6232; 2.5: -65.3447
| 2 | 91.3 | 1: -10.6821; 1.1: -102.0788; 1.2: -0.13689; 1.3: 593.45; 1.4: -1.6434; 1.5: -102.0788; 1.6: 593.45; 1.7: 237.38; 1.8: 8.4594; 1.9: 1978.1667; 2: 62.9989; 2.1: 98.8496; 2.2: 3958.6832; 2.3: 63.7321; 2.4: -4060.762; 2.5: -65.3755
| 2 | 91.35 | 1: -10.7695; 1.1: -102.9703; 1.2: -0.13809; 1.3: 593.775; 1.4: -1.6568; 1.5: -102.9703; 1.6: 593.775; 1.7: 237.51; 1.8: 8.4594; 1.9: 1979.25; 2: 63.0334; 2.1: 98.8768; 2.2: 3961.9319; 2.3: 63.7495; 2.4: -4064.9022; 2.5: -65.4063
| 2 | 91.4 | 1: -10.8575; 1.1: -103.8688; 1.2: -0.13929; 1.3: 594.1; 1.4: -1.6704; 1.5: -103.8688; 1.6: 594.1; 1.7: 237.64; 1.8: 8.4594; 1.9: 1980.3333; 2: 63.0679; 2.1: 98.9041; 2.2: 3965.1749; 2.3: 63.7668; 2.4: -4069.0437; 2.5: -65.4372
| 2 | 91.45 | 1: -10.9462; 1.1: -104.7746; 1.2: -0.14051; 1.3: 594.425; 1.4: -1.684; 1.5: -104.7746; 1.6: 594.425; 1.7: 237.77; 1.8: 8.4594; 1.9: 1981.4167; 2: 63.1024; 2.1: 98.9316; 2.2: 3968.412; 2.3: 63.7839; 2.4: -4073.1866; 2.5: -65.468
| 2 | 91.5 | 1: -11.0356; 1.1: -105.6877; 1.2: -0.14173; 1.3: 594.75; 1.4: -1.6978; 1.5: -105.6877; 1.6: 594.75; 1.7: 237.9; 1.8: 8.4594; 1.9: 1982.5; 2: 63.1369; 2.1: 98.9592; 2.2: 3971.6432; 2.3: 63.801; 2.4: -4077.3309; 2.5: -65.4988
| 2 | 91.55 | 1: -11.1256; 1.1: -106.6081; 1.2: -0.14296; 1.3: 595.075; 1.4: -1.7116; 1.5: -106.6081; 1.6: 595.075; 1.7: 238.03; 1.8: 8.4594; 1.9: 1983.5833; 2: 63.1714; 2.1: 98.987; 2.2: 3974.8685; 2.3: 63.8179; 2.4: -4081.4766; 2.5: -65.5296
| 2 | 91.6 | 1: -11.2163; 1.1: -107.5359; 1.2: -0.14421; 1.3: 595.4; 1.4: -1.7256; 1.5: -107.5359; 1.6: 595.4; 1.7: 238.16; 1.8: 8.4594; 1.9: 1984.6667; 2: 63.2059; 2.1: 99.015; 2.2: 3978.0878; 2.3: 63.8347; 2.4: -4085.6236; 2.5: -65.5603
| 2 | 91.65 | 1: -11.3077; 1.1: -108.471; 1.2: -0.14546; 1.3: 595.725; 1.4: -1.7396; 1.5: -108.471; 1.6: 595.725; 1.7: 238.29; 1.8: 8.4594; 1.9: 1985.75; 2: 63.2404; 2.1: 99.0431; 2.2: 3981.301; 2.3: 63.8515; 2.4: -4089.7721; 2.5: -65.5911
| 2 | 91.7 | 1: -11.3997; 1.1: -109.4136; 1.2: -0.14673; 1.3: 596.05; 1.4: -1.7538; 1.5: -109.4136; 1.6: 596.05; 1.7: 238.42; 1.8: 8.4594; 1.9: 1986.8333; 2: 63.2749; 2.1: 99.0714; 2.2: 3984.5083; 2.3: 63.868; 2.4: -4093.9219; 2.5: -65.6218
| 2 | 91.75 | 1: -11.4924; 1.1: -110.3637; 1.2: -0.148; 1.3: 596.375; 1.4: -1.7681; 1.5: -110.3637; 1.6: 596.375; 1.7: 238.55; 1.8: 8.4594; 1.9: 1987.9167; 2: 63.3094; 2.1: 99.0998; 2.2: 3987.7094; 2.3: 63.8845; 2.4: -4098.0731; 2.5: -65.6526
| 2 | 91.8 | 1: -11.5858; 1.1: -111.3214; 1.2: -0.14928; 1.3: 596.7; 1.4: -1.7824; 1.5: -111.3214; 1.6: 596.7; 1.7: 238.68; 1.8: 8.4594; 1.9: 1989; 2: 63.3439; 2.1: 99.1284; 2.2: 3990.9044; 2.3: 63.9009; 2.4: -4102.2258; 2.5: -65.6833
| 2 | 91.85 | 1: -11.6799; 1.1: -112.2866; 1.2: -0.15058; 1.3: 597.025; 1.4: -1.7969; 1.5: -112.2866; 1.6: 597.025; 1.7: 238.81; 1.8: 8.4594; 1.9: 1990.0833; 2: 63.3785; 2.1: 99.1572; 2.2: 3994.0933; 2.3: 63.9171; 2.4: -4106.3799; 2.5: -65.714
| 2 | 91.9 | 1: -11.7747; 1.1: -113.2595; 1.2: -0.15188; 1.3: 597.35; 1.4: -1.8115; 1.5: -113.2595; 1.6: 597.35; 1.7: 238.94; 1.8: 8.4594; 1.9: 1991.1667; 2: 63.413; 2.1: 99.1862; 2.2: 3997.2759; 2.3: 63.9333; 2.4: -4110.5354; 2.5: -65.7448
| 2 | 91.95 | 1: -11.8702; 1.1: -114.24; 1.2: -0.1532; 1.3: 597.675; 1.4: -1.8262; 1.5: -114.24; 1.6: 597.675; 1.7: 239.07; 1.8: 8.4594; 1.9: 1992.25; 2: 63.4475; 2.1: 99.2153; 2.2: 4000.4523; 2.3: 63.9493; 2.4: -4114.6924; 2.5: -65.7755
| 2 | 92 | 1: -11.9664; 1.1: -115.2283; 1.2: -0.15452; 1.3: 598; 1.4: -1.841; 1.5: -115.2283; 1.6: 598; 1.7: 239.2; 1.8: 8.4594; 1.9: 1993.3333; 2: 63.482; 2.1: 99.2446; 2.2: 4003.6224; 2.3: 63.9652; 2.4: -4118.8508; 2.5: -65.8061
| 2 | 92.05 | 1: -12.0633; 1.1: -116.2244; 1.2: -0.15586; 1.3: 598.325; 1.4: -1.8559; 1.5: -116.2244; 1.6: 598.325; 1.7: 239.33; 1.8: 8.4594; 1.9: 1994.4167; 2: 63.5165; 2.1: 99.274; 2.2: 4006.7862; 2.3: 63.9809; 2.4: -4123.0106; 2.5: -65.8368
| 2 | 92.1 | 1: -12.1609; 1.1: -117.2283; 1.2: -0.15721; 1.3: 598.65; 1.4: -1.8709; 1.5: -117.2283; 1.6: 598.65; 1.7: 239.46; 1.8: 8.4594; 1.9: 1995.5; 2: 63.551; 2.1: 99.3036; 2.2: 4009.9436; 2.3: 63.9966; 2.4: -4127.1719; 2.5: -65.8675
| 2 | 92.15 | 1: -12.2592; 1.1: -118.2401; 1.2: -0.15856; 1.3: 598.975; 1.4: -1.886; 1.5: -118.2401; 1.6: 598.975; 1.7: 239.59; 1.8: 8.4594; 1.9: 1996.5833; 2: 63.5855; 2.1: 99.3334; 2.2: 4013.0946; 2.3: 64.0121; 2.4: -4131.3347; 2.5: -65.8982
| 2 | 92.2 | 1: -12.3582; 1.1: -119.2599; 1.2: -0.15993; 1.3: 599.3; 1.4: -1.9013; 1.5: -119.2599; 1.6: 599.3; 1.7: 239.72; 1.8: 8.4594; 1.9: 1997.6667; 2: 63.62; 2.1: 99.3634; 2.2: 4016.2392; 2.3: 64.0276; 2.4: -4135.499; 2.5: -65.9288
| 2 | 92.25 | 1: -12.4579; 1.1: -120.2876; 1.2: -0.16131; 1.3: 599.625; 1.4: -1.9166; 1.5: -120.2876; 1.6: 599.625; 1.7: 239.85; 1.8: 8.4594; 1.9: 1998.75; 2: 63.6545; 2.1: 99.3935; 2.2: 4019.3772; 2.3: 64.0428; 2.4: -4139.6648; 2.5: -65.9595
| 2 | 92.3 | 1: -12.5584; 1.1: -121.3233; 1.2: -0.1627; 1.3: 599.95; 1.4: -1.9321; 1.5: -121.3233; 1.6: 599.95; 1.7: 239.98; 1.8: 8.4594; 1.9: 1999.8333; 2: 63.689; 2.1: 99.4239; 2.2: 4022.5087; 2.3: 64.058; 2.4: -4143.832; 2.5: -65.9901
| 2 | 92.35 | 1: -12.6596; 1.1: -122.3671; 1.2: -0.1641; 1.3: 600.275; 1.4: -1.9476; 1.5: -122.3671; 1.6: 600.275; 1.7: 240.11; 1.8: 8.4594; 1.9: 2000.9167; 2: 63.7235; 2.1: 99.4543; 2.2: 4025.6337; 2.3: 64.0731; 2.4: -4148.0008; 2.5: -66.0207
| 2 | 92.4 | 1: -12.7615; 1.1: -123.419; 1.2: -0.16551; 1.3: 600.6; 1.4: -1.9633; 1.5: -123.419; 1.6: 600.6; 1.7: 240.24; 1.8: 8.4594; 1.9: 2002; 2: 63.758; 2.1: 99.485; 2.2: 4028.7521; 2.3: 64.088; 2.4: -4152.1711; 2.5: -66.0513
| 2 | 92.45 | 1: -12.8642; 1.1: -124.4791; 1.2: -0.16693; 1.3: 600.925; 1.4: -1.9791; 1.5: -124.4791; 1.6: 600.925; 1.7: 240.37; 1.8: 8.4594; 1.9: 2003.0833; 2: 63.7925; 2.1: 99.5158; 2.2: 4031.8638; 2.3: 64.1028; 2.4: -4156.3429; 2.5: -66.0819
| 2 | 92.5 | 1: -12.9675; 1.1: -125.5474; 1.2: -0.16836; 1.3: 601.25; 1.4: -1.995; 1.5: -125.5474; 1.6: 601.25; 1.7: 240.5; 1.8: 8.4594; 1.9: 2004.1667; 2: 63.827; 2.1: 99.5468; 2.2: 4034.9688; 2.3: 64.1175; 2.4: -4160.5162; 2.5: -66.1125
| 2 | 92.55 | 1: -13.0717; 1.1: -126.624; 1.2: -0.16981; 1.3: 601.575; 1.4: -2.011; 1.5: -126.624; 1.6: 601.575; 1.7: 240.63; 1.8: 8.4594; 1.9: 2005.25; 2: 63.8615; 2.1: 99.578; 2.2: 4038.0671; 2.3: 64.1321; 2.4: -4164.6911; 2.5: -66.1431
| 2 | 92.6 | 1: -13.1766; 1.1: -127.709; 1.2: -0.17126; 1.3: 601.9; 1.4: -2.0272; 1.5: -127.709; 1.6: 601.9; 1.7: 240.76; 1.8: 8.4594; 1.9: 2006.3333; 2: 63.896; 2.1: 99.6094; 2.2: 4041.1586; 2.3: 64.1465; 2.4: -4168.8675; 2.5: -66.1737
| 2 | 92.65 | 1: -13.2822; 1.1: -128.8023; 1.2: -0.17273; 1.3: 602.225; 1.4: -2.0434; 1.5: -128.8023; 1.6: 602.225; 1.7: 240.89; 1.8: 8.4594; 1.9: 2007.4167; 2: 63.9305; 2.1: 99.6409; 2.2: 4044.2433; 2.3: 64.1608; 2.4: -4173.0455; 2.5: -66.2043
| 2 | 92.7 | 1: -13.3886; 1.1: -129.904; 1.2: -0.1742; 1.3: 602.55; 1.4: -2.0598; 1.5: -129.904; 1.6: 602.55; 1.7: 241.02; 1.8: 8.4594; 1.9: 2008.5; 2: 63.965; 2.1: 99.6727; 2.2: 4047.3211; 2.3: 64.175; 2.4: -4177.2251; 2.5: -66.2348
| 2 | 92.75 | 1: -13.4957; 1.1: -131.0142; 1.2: -0.17569; 1.3: 602.875; 1.4: -2.0763; 1.5: -131.0142; 1.6: 602.875; 1.7: 241.15; 1.8: 8.4594; 1.9: 2009.5833; 2: 63.9995; 2.1: 99.7045; 2.2: 4050.3921; 2.3: 64.1891; 2.4: -4181.4063; 2.5: -66.2654
| 2 | 92.8 | 1: -13.6036; 1.1: -132.1329; 1.2: -0.17719; 1.3: 603.2; 1.4: -2.0929; 1.5: -132.1329; 1.6: 603.2; 1.7: 241.28; 1.8: 8.4594; 1.9: 2010.6667; 2: 64.034; 2.1: 99.7366; 2.2: 4053.4561; 2.3: 64.2031; 2.4: -4185.589; 2.5: -66.2959
| 2 | 92.85 | 1: -13.7123; 1.1: -133.2602; 1.2: -0.1787; 1.3: 603.525; 1.4: -2.1096; 1.5: -133.2602; 1.6: 603.525; 1.7: 241.41; 1.8: 8.4594; 1.9: 2011.75; 2: 64.0685; 2.1: 99.7689; 2.2: 4056.5131; 2.3: 64.2169; 2.4: -4189.7734; 2.5: -66.3265
| 2 | 92.9 | 1: -13.8217; 1.1: -134.3961; 1.2: -0.18023; 1.3: 603.85; 1.4: -2.1264; 1.5: -134.3961; 1.6: 603.85; 1.7: 241.54; 1.8: 8.4594; 1.9: 2012.8333; 2: 64.103; 2.1: 99.8013; 2.2: 4059.5632; 2.3: 64.2306; 2.4: -4193.9593; 2.5: -66.357
| 2 | 92.95 | 1: -13.932; 1.1: -135.5408; 1.2: -0.18176; 1.3: 604.175; 1.4: -2.1434; 1.5: -135.5408; 1.6: 604.175; 1.7: 241.67; 1.8: 8.4594; 1.9: 2013.9167; 2: 64.1375; 2.1: 99.834; 2.2: 4062.6061; 2.3: 64.2441; 2.4: -4198.1469; 2.5: -66.3875
| 2 | 93 | 1: -14.043; 1.1: -136.6941; 1.2: -0.18331; 1.3: 604.5; 1.4: -2.1605; 1.5: -136.6941; 1.6: 604.5; 1.7: 241.8; 1.8: 8.4594; 1.9: 2015; 2: 64.172; 2.1: 99.8668; 2.2: 4065.642; 2.3: 64.2576; 2.4: -4202.3361; 2.5: -66.418
| 2 | 93.05 | 1: -14.1547; 1.1: -137.8562; 1.2: -0.18487; 1.3: 604.825; 1.4: -2.1777; 1.5: -137.8562; 1.6: 604.825; 1.7: 241.93; 1.8: 8.4594; 1.9: 2016.0833; 2: 64.2065; 2.1: 99.8998; 2.2: 4068.6708; 2.3: 64.2709; 2.4: -4206.527; 2.5: -66.4486
| 2 | 93.1 | 1: -14.2673; 1.1: -139.0272; 1.2: -0.18644; 1.3: 605.15; 1.4: -2.195; 1.5: -139.0272; 1.6: 605.15; 1.7: 242.06; 1.8: 8.4594; 1.9: 2017.1667; 2: 64.241; 2.1: 99.9329; 2.2: 4071.6923; 2.3: 64.2841; 2.4: -4210.7195; 2.5: -66.4791
| 2 | 93.15 | 1: -14.3807; 1.1: -140.2071; 1.2: -0.18802; 1.3: 605.475; 1.4: -2.2124; 1.5: -140.2071; 1.6: 605.475; 1.7: 242.19; 1.8: 8.4594; 1.9: 2018.25; 2: 64.2755; 2.1: 99.9663; 2.2: 4074.7066; 2.3: 64.2972; 2.4: -4214.9137; 2.5: -66.5096
| 2 | 93.2 | 1: -14.4948; 1.1: -141.3959; 1.2: -0.18961; 1.3: 605.8; 1.4: -2.23; 1.5: -141.3959; 1.6: 605.8; 1.7: 242.32; 1.8: 8.4594; 1.9: 2019.3333; 2: 64.31; 2.1: 99.9998; 2.2: 4077.7137; 2.3: 64.3101; 2.4: -4219.1096; 2.5: -66.5401
| 2 | 93.25 | 1: -14.6098; 1.1: -142.5936; 1.2: -0.19122; 1.3: 606.125; 1.4: -2.2477; 1.5: -142.5936; 1.6: 606.125; 1.7: 242.45; 1.8: 8.4594; 1.9: 2020.4167; 2: 64.3445; 2.1: 100.0336; 2.2: 4080.7135; 2.3: 64.3229; 2.4: -4223.3071; 2.5: -66.5705
| 2 | 93.3 | 1: -14.7255; 1.1: -143.8005; 1.2: -0.19284; 1.3: 606.45; 1.4: -2.2655; 1.5: -143.8005; 1.6: 606.45; 1.7: 242.58; 1.8: 8.4594; 1.9: 2021.5; 2: 64.379; 2.1: 100.0675; 2.2: 4083.7059; 2.3: 64.3356; 2.4: -4227.5064; 2.5: -66.601
| 2 | 93.35 | 1: -14.8421; 1.1: -145.0164; 1.2: -0.19447; 1.3: 606.775; 1.4: -2.2834; 1.5: -145.0164; 1.6: 606.775; 1.7: 242.71; 1.8: 8.4594; 1.9: 2022.5833; 2: 64.4135; 2.1: 100.1016; 2.2: 4086.6909; 2.3: 64.3481; 2.4: -4231.7074; 2.5: -66.6315
| 2 | 93.4 | 1: -14.9594; 1.1: -146.2415; 1.2: -0.19611; 1.3: 607.1; 1.4: -2.3015; 1.5: -146.2415; 1.6: 607.1; 1.7: 242.84; 1.8: 8.4594; 1.9: 2023.6667; 2: 64.448; 2.1: 100.1359; 2.2: 4089.6686; 2.3: 64.3605; 2.4: -4235.9101; 2.5: -66.662
| 2 | 93.45 | 1: -15.0776; 1.1: -147.4758; 1.2: -0.19777; 1.3: 607.425; 1.4: -2.3196; 1.5: -147.4758; 1.6: 607.425; 1.7: 242.97; 1.8: 8.4594; 1.9: 2024.75; 2: 64.4825; 2.1: 100.1704; 2.2: 4092.6387; 2.3: 64.3728; 2.4: -4240.1145; 2.5: -66.6924
| 2 | 93.5 | 1: -15.1966; 1.1: -148.7194; 1.2: -0.19944; 1.3: 607.75; 1.4: -2.3379; 1.5: -148.7194; 1.6: 607.75; 1.7: 243.1; 1.8: 8.4594; 1.9: 2025.8333; 2: 64.517; 2.1: 100.2051; 2.2: 4095.6013; 2.3: 64.3849; 2.4: -4244.3207; 2.5: -66.7229
| 2 | 93.55 | 1: -15.3165; 1.1: -149.9723; 1.2: -0.20112; 1.3: 608.075; 1.4: -2.3564; 1.5: -149.9723; 1.6: 608.075; 1.7: 243.23; 1.8: 8.4594; 1.9: 2026.9167; 2: 64.5515; 2.1: 100.24; 2.2: 4098.5564; 2.3: 64.397; 2.4: -4248.5287; 2.5: -66.7533
| 2 | 93.6 | 1: -15.4371; 1.1: -151.2345; 1.2: -0.20281; 1.3: 608.4; 1.4: -2.3749; 1.5: -151.2345; 1.6: 608.4; 1.7: 243.36; 1.8: 8.4594; 1.9: 2028; 2: 64.586; 2.1: 100.275; 2.2: 4101.5039; 2.3: 64.4088; 2.4: -4252.7384; 2.5: -66.7838
| 2 | 93.65 | 1: -15.5586; 1.1: -152.5062; 1.2: -0.20451; 1.3: 608.725; 1.4: -2.3936; 1.5: -152.5062; 1.6: 608.725; 1.7: 243.49; 1.8: 8.4594; 1.9: 2029.0833; 2: 64.6205; 2.1: 100.3103; 2.2: 4104.4438; 2.3: 64.4206; 2.4: -4256.95; 2.5: -66.8142
| 2 | 93.7 | 1: -15.681; 1.1: -153.7874; 1.2: -0.20623; 1.3: 609.05; 1.4: -2.4125; 1.5: -153.7874; 1.6: 609.05; 1.7: 243.62; 1.8: 8.4594; 1.9: 2030.1667; 2: 64.655; 2.1: 100.3457; 2.2: 4107.3759; 2.3: 64.4322; 2.4: -4261.1633; 2.5: -66.8447
| 2 | 93.75 | 1: -15.8041; 1.1: -155.0781; 1.2: -0.20796; 1.3: 609.375; 1.4: -2.4314; 1.5: -155.0781; 1.6: 609.375; 1.7: 243.75; 1.8: 8.4594; 1.9: 2031.25; 2: 64.6895; 2.1: 100.3814; 2.2: 4110.3004; 2.3: 64.4437; 2.4: -4265.3785; 2.5: -66.8751
| 2 | 93.8 | 1: -15.9282; 1.1: -156.3784; 1.2: -0.20971; 1.3: 609.7; 1.4: -2.4505; 1.5: -156.3784; 1.6: 609.7; 1.7: 243.88; 1.8: 8.4594; 1.9: 2032.3333; 2: 64.724; 2.1: 100.4172; 2.2: 4113.2171; 2.3: 64.4551; 2.4: -4269.5954; 2.5: -66.9055
| 2 | 93.85 | 1: -16.053; 1.1: -157.6883; 1.2: -0.21146; 1.3: 610.025; 1.4: -2.4697; 1.5: -157.6883; 1.6: 610.025; 1.7: 244.01; 1.8: 8.4594; 1.9: 2033.4167; 2: 64.7585; 2.1: 100.4533; 2.2: 4116.126; 2.3: 64.4663; 2.4: -4273.8143; 2.5: -66.936
| 2 | 93.9 | 1: -16.1787; 1.1: -159.0079; 1.2: -0.21323; 1.3: 610.35; 1.4: -2.489; 1.5: -159.0079; 1.6: 610.35; 1.7: 244.14; 1.8: 8.4594; 1.9: 2034.5; 2: 64.793; 2.1: 100.4895; 2.2: 4119.027; 2.3: 64.4774; 2.4: -4278.035; 2.5: -66.9664
| 2 | 93.95 | 1: -16.3053; 1.1: -160.3373; 1.2: -0.21502; 1.3: 610.675; 1.4: -2.5085; 1.5: -160.3373; 1.6: 610.675; 1.7: 244.27; 1.8: 8.4594; 1.9: 2035.5833; 2: 64.8275; 2.1: 100.526; 2.2: 4121.9202; 2.3: 64.4883; 2.4: -4282.2575; 2.5: -66.9968
| 2 | 94 | 1: -16.4328; 1.1: -161.6765; 1.2: -0.21681; 1.3: 611; 1.4: -2.5281; 1.5: -161.6765; 1.6: 611; 1.7: 244.4; 1.8: 8.4594; 1.9: 2036.6667; 2: 64.862; 2.1: 100.5626; 2.2: 4124.8054; 2.3: 64.4991; 2.4: -4286.482; 2.5: -67.0272
| 2 | 94.05 | 1: -16.5611; 1.1: -163.0256; 1.2: -0.21862; 1.3: 611.325; 1.4: -2.5479; 1.5: -163.0256; 1.6: 611.325; 1.7: 244.53; 1.8: 8.4594; 1.9: 2037.75; 2: 64.8965; 2.1: 100.5994; 2.2: 4127.6827; 2.3: 64.5098; 2.4: -4290.7083; 2.5: -67.0577
| 2 | 94.1 | 1: -16.6903; 1.1: -164.3846; 1.2: -0.22044; 1.3: 611.65; 1.4: -2.5677; 1.5: -164.3846; 1.6: 611.65; 1.7: 244.66; 1.8: 8.4594; 1.9: 2038.8333; 2: 64.931; 2.1: 100.6365; 2.2: 4130.552; 2.3: 64.5204; 2.4: -4294.9366; 2.5: -67.0881
| 2 | 94.15 | 1: -16.8203; 1.1: -165.7536; 1.2: -0.22228; 1.3: 611.975; 1.4: -2.5877; 1.5: -165.7536; 1.6: 611.975; 1.7: 244.79; 1.8: 8.4594; 1.9: 2039.9167; 2: 64.9655; 2.1: 100.6737; 2.2: 4133.4132; 2.3: 64.5308; 2.4: -4299.1668; 2.5: -67.1185
| 2 | 94.2 | 1: -16.9513; 1.1: -167.1326; 1.2: -0.22413; 1.3: 612.3; 1.4: -2.6079; 1.5: -167.1326; 1.6: 612.3; 1.7: 244.92; 1.8: 8.4594; 1.9: 2041; 2: 65; 2.1: 100.7111; 2.2: 4136.2663; 2.3: 64.541; 2.4: -4303.3989; 2.5: -67.1489
| 2 | 94.25 | 1: -17.0831; 1.1: -168.5217; 1.2: -0.22599; 1.3: 612.625; 1.4: -2.6282; 1.5: -168.5217; 1.6: 612.625; 1.7: 245.05; 1.8: 8.4594; 1.9: 2042.0833; 2: 65.0345; 2.1: 100.7488; 2.2: 4139.1113; 2.3: 64.5512; 2.4: -4307.633; 2.5: -67.1793
| 2 | 94.3 | 1: -17.2158; 1.1: -169.921; 1.2: -0.22787; 1.3: 612.95; 1.4: -2.6486; 1.5: -169.921; 1.6: 612.95; 1.7: 245.18; 1.8: 8.4594; 1.9: 2043.1667; 2: 65.069; 2.1: 100.7866; 2.2: 4141.9481; 2.3: 64.5611; 2.4: -4311.8691; 2.5: -67.2097
| 2 | 94.35 | 1: -17.3494; 1.1: -171.3305; 1.2: -0.22976; 1.3: 613.275; 1.4: -2.6691; 1.5: -171.3305; 1.6: 613.275; 1.7: 245.31; 1.8: 8.4594; 1.9: 2044.25; 2: 65.1035; 2.1: 100.8247; 2.2: 4144.7766; 2.3: 64.571; 2.4: -4316.1071; 2.5: -67.2401
| 2 | 94.4 | 1: -17.4839; 1.1: -172.7502; 1.2: -0.23166; 1.3: 613.6; 1.4: -2.6898; 1.5: -172.7502; 1.6: 613.6; 1.7: 245.44; 1.8: 8.4594; 1.9: 2045.3333; 2: 65.138; 2.1: 100.8629; 2.2: 4147.597; 2.3: 64.5807; 2.4: -4320.3472; 2.5: -67.2705
| 2 | 94.45 | 1: -17.6193; 1.1: -174.1803; 1.2: -0.23358; 1.3: 613.925; 1.4: -2.7107; 1.5: -174.1803; 1.6: 613.925; 1.7: 245.57; 1.8: 8.4594; 1.9: 2046.4167; 2: 65.1725; 2.1: 100.9014; 2.2: 4150.409; 2.3: 64.5903; 2.4: -4324.5893; 2.5: -67.3009
| 2 | 94.5 | 1: -17.7556; 1.1: -175.6208; 1.2: -0.23551; 1.3: 614.25; 1.4: -2.7316; 1.5: -175.6208; 1.6: 614.25; 1.7: 245.7; 1.8: 8.4594; 1.9: 2047.5; 2: 65.207; 2.1: 100.9401; 2.2: 4153.2126; 2.3: 64.5997; 2.4: -4328.8334; 2.5: -67.3313
| 2 | 94.55 | 1: -17.8928; 1.1: -177.0717; 1.2: -0.23746; 1.3: 614.575; 1.4: -2.7527; 1.5: -177.0717; 1.6: 614.575; 1.7: 245.83; 1.8: 8.4594; 1.9: 2048.5833; 2: 65.2415; 2.1: 100.979; 2.2: 4156.0079; 2.3: 64.609; 2.4: -4333.0796; 2.5: -67.3618
| 2 | 94.6 | 1: -18.031; 1.1: -178.5331; 1.2: -0.23942; 1.3: 614.9; 1.4: -2.774; 1.5: -178.5331; 1.6: 614.9; 1.7: 245.96; 1.8: 8.4594; 1.9: 2049.6667; 2: 65.276; 2.1: 101.0181; 2.2: 4158.7947; 2.3: 64.6182; 2.4: -4337.3279; 2.5: -67.3922
| 2 | 94.65 | 1: -18.17; 1.1: -180.0051; 1.2: -0.24139; 1.3: 615.225; 1.4: -2.7954; 1.5: -180.0051; 1.6: 615.225; 1.7: 246.09; 1.8: 8.4594; 1.9: 2050.75; 2: 65.3105; 2.1: 101.0574; 2.2: 4161.5731; 2.3: 64.6272; 2.4: -4341.5782; 2.5: -67.4226
| 2 | 94.7 | 1: -18.31; 1.1: -181.4877; 1.2: -0.24338; 1.3: 615.55; 1.4: -2.8169; 1.5: -181.4877; 1.6: 615.55; 1.7: 246.22; 1.8: 8.4594; 1.9: 2051.8333; 2: 65.345; 2.1: 101.0969; 2.2: 4164.343; 2.3: 64.636; 2.4: -4345.8307; 2.5: -67.453
| 2 | 94.75 | 1: -18.4509; 1.1: -182.981; 1.2: -0.24538; 1.3: 615.875; 1.4: -2.8386; 1.5: -182.981; 1.6: 615.875; 1.7: 246.35; 1.8: 8.4594; 1.9: 2052.9167; 2: 65.3795; 2.1: 101.1366; 2.2: 4167.1043; 2.3: 64.6448; 2.4: -4350.0853; 2.5: -67.4834
| 2 | 94.8 | 1: -18.5928; 1.1: -184.485; 1.2: -0.2474; 1.3: 616.2; 1.4: -2.8604; 1.5: -184.485; 1.6: 616.2; 1.7: 246.48; 1.8: 8.4594; 1.9: 2054; 2: 65.414; 2.1: 101.1765; 2.2: 4169.857; 2.3: 64.6534; 2.4: -4354.342; 2.5: -67.5138
| 2 | 94.85 | 1: -18.7356; 1.1: -185.9999; 1.2: -0.24943; 1.3: 616.525; 1.4: -2.8824; 1.5: -185.9999; 1.6: 616.525; 1.7: 246.61; 1.8: 8.4594; 1.9: 2055.0833; 2: 65.4485; 2.1: 101.2167; 2.2: 4172.601; 2.3: 64.6618; 2.4: -4358.6009; 2.5: -67.5442
| 2 | 94.9 | 1: -18.8793; 1.1: -187.5256; 1.2: -0.25148; 1.3: 616.85; 1.4: -2.9045; 1.5: -187.5256; 1.6: 616.85; 1.7: 246.74; 1.8: 8.4594; 1.9: 2056.1667; 2: 65.483; 2.1: 101.257; 2.2: 4175.3364; 2.3: 64.6701; 2.4: -4362.862; 2.5: -67.5746
| 2 | 94.95 | 1: -19.024; 1.1: -189.0622; 1.2: -0.25354; 1.3: 617.175; 1.4: -2.9268; 1.5: -189.0622; 1.6: 617.175; 1.7: 246.87; 1.8: 8.4594; 1.9: 2057.25; 2: 65.5175; 2.1: 101.2976; 2.2: 4178.063; 2.3: 64.6783; 2.4: -4367.1252; 2.5: -67.605
| 2 | 95 | 1: -19.1696; 1.1: -190.6098; 1.2: -0.25561; 1.3: 617.5; 1.4: -2.9492; 1.5: -190.6098; 1.6: 617.5; 1.7: 247; 1.8: 8.4594; 1.9: 2058.3333; 2: 65.552; 2.1: 101.3384; 2.2: 4180.7809; 2.3: 64.6863; 2.4: -4371.3907; 2.5: -67.6354
| 2 | 95.05 | 1: -19.3162; 1.1: -192.1684; 1.2: -0.2577; 1.3: 617.825; 1.4: -2.9717; 1.5: -192.1684; 1.6: 617.825; 1.7: 247.13; 1.8: 8.4594; 1.9: 2059.4167; 2: 65.5865; 2.1: 101.3794; 2.2: 4183.49; 2.3: 64.6941; 2.4: -4375.6584; 2.5: -67.6658
| 2 | 95.1 | 1: -19.4637; 1.1: -193.7381; 1.2: -0.25981; 1.3: 618.15; 1.4: -2.9944; 1.5: -193.7381; 1.6: 618.15; 1.7: 247.26; 1.8: 8.4594; 1.9: 2060.5; 2: 65.621; 2.1: 101.4206; 2.2: 4186.1902; 2.3: 64.7018; 2.4: -4379.9283; 2.5: -67.6963
| 2 | 95.15 | 1: -19.6122; 1.1: -195.319; 1.2: -0.26193; 1.3: 618.475; 1.4: -3.0173; 1.5: -195.319; 1.6: 618.475; 1.7: 247.39; 1.8: 8.4594; 1.9: 2061.5833; 2: 65.6555; 2.1: 101.4621; 2.2: 4188.8815; 2.3: 64.7094; 2.4: -4384.2006; 2.5: -67.7267
| 2 | 95.2 | 1: -19.7617; 1.1: -196.9112; 1.2: -0.26406; 1.3: 618.8; 1.4: -3.0403; 1.5: -196.9112; 1.6: 618.8; 1.7: 247.52; 1.8: 8.4594; 1.9: 2062.6667; 2: 65.69; 2.1: 101.5037; 2.2: 4191.5639; 2.3: 64.7169; 2.4: -4388.4751; 2.5: -67.7571
| 2 | 95.25 | 1: -19.9122; 1.1: -198.5146; 1.2: -0.26621; 1.3: 619.125; 1.4: -3.0634; 1.5: -198.5146; 1.6: 619.125; 1.7: 247.65; 1.8: 8.4594; 1.9: 2063.75; 2: 65.7245; 2.1: 101.5456; 2.2: 4194.2373; 2.3: 64.7241; 2.4: -4392.7519; 2.5: -67.7876
| 2 | 95.3 | 1: -20.0636; 1.1: -200.1294; 1.2: -0.26838; 1.3: 619.45; 1.4: -3.0867; 1.5: -200.1294; 1.6: 619.45; 1.7: 247.78; 1.8: 8.4594; 1.9: 2064.8333; 2: 65.759; 2.1: 101.5877; 2.2: 4196.9017; 2.3: 64.7313; 2.4: -4397.0311; 2.5: -67.818
| 2 | 95.35 | 1: -20.2161; 1.1: -201.7556; 1.2: -0.27056; 1.3: 619.775; 1.4: -3.1102; 1.5: -201.7556; 1.6: 619.775; 1.7: 247.91; 1.8: 8.4594; 1.9: 2065.9167; 2: 65.7935; 2.1: 101.63; 2.2: 4199.557; 2.3: 64.7383; 2.4: -4401.3126; 2.5: -67.8484
| 2 | 95.4 | 1: -20.3695; 1.1: -203.3932; 1.2: -0.27275; 1.3: 620.1; 1.4: -3.1338; 1.5: -203.3932; 1.6: 620.1; 1.7: 248.04; 1.8: 8.4594; 1.9: 2067; 2: 65.828; 2.1: 101.6726; 2.2: 4202.2032; 2.3: 64.7451; 2.4: -4405.5964; 2.5: -67.8789
| 2 | 95.45 | 1: -20.5239; 1.1: -205.0424; 1.2: -0.27497; 1.3: 620.425; 1.4: -3.1575; 1.5: -205.0424; 1.6: 620.425; 1.7: 248.17; 1.8: 8.4594; 1.9: 2068.0833; 2: 65.8625; 2.1: 101.7154; 2.2: 4204.8403; 2.3: 64.7518; 2.4: -4409.8827; 2.5: -67.9093
| 2 | 95.5 | 1: -20.6793; 1.1: -206.7032; 1.2: -0.27719; 1.3: 620.75; 1.4: -3.1814; 1.5: -206.7032; 1.6: 620.75; 1.7: 248.3; 1.8: 8.4594; 1.9: 2069.1667; 2: 65.897; 2.1: 101.7584; 2.2: 4207.4681; 2.3: 64.7583; 2.4: -4414.1714; 2.5: -67.9398
| 2 | 95.55 | 1: -20.8357; 1.1: -208.3757; 1.2: -0.27944; 1.3: 621.075; 1.4: -3.2055; 1.5: -208.3757; 1.6: 621.075; 1.7: 248.43; 1.8: 8.4594; 1.9: 2070.25; 2: 65.9315; 2.1: 101.8016; 2.2: 4210.0868; 2.3: 64.7647; 2.4: -4418.4625; 2.5: -67.9702
| 2 | 95.6 | 1: -20.9931; 1.1: -210.0599; 1.2: -0.28169; 1.3: 621.4; 1.4: -3.2297; 1.5: -210.0599; 1.6: 621.4; 1.7: 248.56; 1.8: 8.4594; 1.9: 2071.3333; 2: 65.966; 2.1: 101.845; 2.2: 4212.6961; 2.3: 64.771; 2.4: -4422.756; 2.5: -68.0007
| 2 | 95.65 | 1: -21.1515; 1.1: -211.7559; 1.2: -0.28397; 1.3: 621.725; 1.4: -3.2541; 1.5: -211.7559; 1.6: 621.725; 1.7: 248.69; 1.8: 8.4594; 1.9: 2072.4167; 2: 66.0005; 2.1: 101.8887; 2.2: 4215.2962; 2.3: 64.7771; 2.4: -4427.052; 2.5: -68.0312
| 2 | 95.7 | 1: -21.311; 1.1: -213.4637; 1.2: -0.28626; 1.3: 622.05; 1.4: -3.2786; 1.5: -213.4637; 1.6: 622.05; 1.7: 248.82; 1.8: 8.4594; 1.9: 2073.5; 2: 66.035; 2.1: 101.9326; 2.2: 4217.8869; 2.3: 64.783; 2.4: -4431.3506; 2.5: -68.0616
| 2 | 95.75 | 1: -21.4715; 1.1: -215.1834; 1.2: -0.28857; 1.3: 622.375; 1.4: -3.3033; 1.5: -215.1834; 1.6: 622.375; 1.7: 248.95; 1.8: 8.4594; 1.9: 2074.5833; 2: 66.0695; 2.1: 101.9767; 2.2: 4220.4681; 2.3: 64.7888; 2.4: -4435.6516; 2.5: -68.0921
| 2 | 95.8 | 1: -21.633; 1.1: -216.9152; 1.2: -0.29089; 1.3: 622.7; 1.4: -3.3281; 1.5: -216.9152; 1.6: 622.7; 1.7: 249.08; 1.8: 8.4594; 1.9: 2075.6667; 2: 66.104; 2.1: 102.0211; 2.2: 4223.04; 2.3: 64.7945; 2.4: -4439.9552; 2.5: -68.1226
| 2 | 95.85 | 1: -21.7955; 1.1: -218.659; 1.2: -0.29323; 1.3: 623.025; 1.4: -3.3532; 1.5: -218.659; 1.6: 623.025; 1.7: 249.21; 1.8: 8.4594; 1.9: 2076.75; 2: 66.1385; 2.1: 102.0657; 2.2: 4225.6023; 2.3: 64.8; 2.4: -4444.2613; 2.5: -68.1531
| 2 | 95.9 | 1: -21.9591; 1.1: -220.4149; 1.2: -0.29558; 1.3: 623.35; 1.4: -3.3783; 1.5: -220.4149; 1.6: 623.35; 1.7: 249.34; 1.8: 8.4594; 1.9: 2077.8333; 2: 66.173; 2.1: 102.1105; 2.2: 4228.1552; 2.3: 64.8053; 2.4: -4448.57; 2.5: -68.1836
| 2 | 95.95 | 1: -22.1237; 1.1: -222.183; 1.2: -0.29795; 1.3: 623.675; 1.4: -3.4036; 1.5: -222.183; 1.6: 623.675; 1.7: 249.47; 1.8: 8.4594; 1.9: 2078.9167; 2: 66.2075; 2.1: 102.1556; 2.2: 4230.6984; 2.3: 64.8105; 2.4: -4452.8814; 2.5: -68.2141
| 2 | 96 | 1: -22.2893; 1.1: -223.9633; 1.2: -0.30034; 1.3: 624; 1.4: -3.4291; 1.5: -223.9633; 1.6: 624; 1.7: 249.6; 1.8: 8.4594; 1.9: 2080; 2: 66.242; 2.1: 102.2009; 2.2: 4233.232; 2.3: 64.8155; 2.4: -4457.1953; 2.5: -68.2447
| 2 | 96.05 | 1: -22.4561; 1.1: -225.7559; 1.2: -0.30274; 1.3: 624.325; 1.4: -3.4548; 1.5: -225.7559; 1.6: 624.325; 1.7: 249.73; 1.8: 8.4594; 1.9: 2081.0833; 2: 66.2765; 2.1: 102.2464; 2.2: 4235.756; 2.3: 64.8204; 2.4: -4461.5119; 2.5: -68.2752
| 2 | 96.1 | 1: -22.6238; 1.1: -227.5609; 1.2: -0.30516; 1.3: 624.65; 1.4: -3.4806; 1.5: -227.5609; 1.6: 624.65; 1.7: 249.86; 1.8: 8.4594; 1.9: 2082.1667; 2: 66.311; 2.1: 102.2922; 2.2: 4238.2703; 2.3: 64.8251; 2.4: -4465.8312; 2.5: -68.3057
| 2 | 96.15 | 1: -22.7926; 1.1: -229.3784; 1.2: -0.3076; 1.3: 624.975; 1.4: -3.5066; 1.5: -229.3784; 1.6: 624.975; 1.7: 249.99; 1.8: 8.4594; 1.9: 2083.25; 2: 66.3455; 2.1: 102.3382; 2.2: 4240.7749; 2.3: 64.8297; 2.4: -4470.1532; 2.5: -68.3363
| 2 | 96.2 | 1: -22.9625; 1.1: -231.2083; 1.2: -0.31006; 1.3: 625.3; 1.4: -3.5327; 1.5: -231.2083; 1.6: 625.3; 1.7: 250.12; 1.8: 8.4594; 1.9: 2084.3333; 2: 66.38; 2.1: 102.3844; 2.2: 4243.2696; 2.3: 64.8341; 2.4: -4474.478; 2.5: -68.3668
| 2 | 96.25 | 1: -23.1335; 1.1: -233.0509; 1.2: -0.31253; 1.3: 625.625; 1.4: -3.559; 1.5: -233.0509; 1.6: 625.625; 1.7: 250.25; 1.8: 8.4594; 1.9: 2085.4167; 2: 66.4145; 2.1: 102.4309; 2.2: 4245.7546; 2.3: 64.8384; 2.4: -4478.8054; 2.5: -68.3974
| 2 | 96.3 | 1: -23.3056; 1.1: -234.906; 1.2: -0.31501; 1.3: 625.95; 1.4: -3.5855; 1.5: -234.906; 1.6: 625.95; 1.7: 250.38; 1.8: 8.4594; 1.9: 2086.5; 2: 66.449; 2.1: 102.4776; 2.2: 4248.2297; 2.3: 64.8425; 2.4: -4483.1357; 2.5: -68.428
| 2 | 96.35 | 1: -23.4787; 1.1: -236.7739; 1.2: -0.31752; 1.3: 626.275; 1.4: -3.6121; 1.5: -236.7739; 1.6: 626.275; 1.7: 250.51; 1.8: 8.4594; 1.9: 2087.5833; 2: 66.4835; 2.1: 102.5245; 2.2: 4250.6948; 2.3: 64.8465; 2.4: -4487.4687; 2.5: -68.4586
| 2 | 96.4 | 1: -23.6529; 1.1: -238.6546; 1.2: -0.32004; 1.3: 626.6; 1.4: -3.6389; 1.5: -238.6546; 1.6: 626.6; 1.7: 250.64; 1.8: 8.4594; 1.9: 2088.6667; 2: 66.518; 2.1: 102.5717; 2.2: 4253.15; 2.3: 64.8503; 2.4: -4491.8046; 2.5: -68.4892
| 2 | 96.45 | 1: -23.8282; 1.1: -240.5481; 1.2: -0.32258; 1.3: 626.925; 1.4: -3.6659; 1.5: -240.5481; 1.6: 626.925; 1.7: 250.77; 1.8: 8.4594; 1.9: 2089.75; 2: 66.5525; 2.1: 102.6191; 2.2: 4255.5953; 2.3: 64.8539; 2.4: -4496.1433; 2.5: -68.5198
| 2 | 96.5 | 1: -24.0046; 1.1: -242.4545; 1.2: -0.32514; 1.3: 627.25; 1.4: -3.693; 1.5: -242.4545; 1.6: 627.25; 1.7: 250.9; 1.8: 8.4594; 1.9: 2090.8333; 2: 66.587; 2.1: 102.6668; 2.2: 4258.0305; 2.3: 64.8574; 2.4: -4500.4849; 2.5: -68.5504
| 2 | 96.55 | 1: -24.1821; 1.1: -244.3739; 1.2: -0.32771; 1.3: 627.575; 1.4: -3.7203; 1.5: -244.3739; 1.6: 627.575; 1.7: 251.03; 1.8: 8.4594; 1.9: 2091.9167; 2: 66.6215; 2.1: 102.7147; 2.2: 4260.4556; 2.3: 64.8608; 2.4: -4504.8295; 2.5: -68.5811
| 2 | 96.6 | 1: -24.3607; 1.1: -246.3063; 1.2: -0.3303; 1.3: 627.9; 1.4: -3.7478; 1.5: -246.3063; 1.6: 627.9; 1.7: 251.16; 1.8: 8.4594; 1.9: 2093; 2: 66.6561; 2.1: 102.7629; 2.2: 4262.8706; 2.3: 64.8639; 2.4: -4509.1769; 2.5: -68.6117
| 2 | 96.65 | 1: -24.5404; 1.1: -248.2518; 1.2: -0.33291; 1.3: 628.225; 1.4: -3.7755; 1.5: -248.2518; 1.6: 628.225; 1.7: 251.29; 1.8: 8.4594; 1.9: 2094.0833; 2: 66.6906; 2.1: 102.8113; 2.2: 4265.2754; 2.3: 64.8669; 2.4: -4513.5273; 2.5: -68.6424
| 2 | 96.7 | 1: -24.7213; 1.1: -250.2106; 1.2: -0.33554; 1.3: 628.55; 1.4: -3.8033; 1.5: -250.2106; 1.6: 628.55; 1.7: 251.42; 1.8: 8.4594; 1.9: 2095.1667; 2: 66.7251; 2.1: 102.86; 2.2: 4267.6701; 2.3: 64.8698; 2.4: -4517.8807; 2.5: -68.6731
| 2 | 96.75 | 1: -24.9032; 1.1: -252.1826; 1.2: -0.33818; 1.3: 628.875; 1.4: -3.8313; 1.5: -252.1826; 1.6: 628.875; 1.7: 251.55; 1.8: 8.4594; 1.9: 2096.25; 2: 66.7596; 2.1: 102.9089; 2.2: 4270.0545; 2.3: 64.8725; 2.4: -4522.2371; 2.5: -68.7038
| 2 | 96.8 | 1: -25.0863; 1.1: -254.1679; 1.2: -0.34084; 1.3: 629.2; 1.4: -3.8594; 1.5: -254.1679; 1.6: 629.2; 1.7: 251.68; 1.8: 8.4594; 1.9: 2097.3333; 2: 66.7941; 2.1: 102.958; 2.2: 4272.4286; 2.3: 64.8751; 2.4: -4526.5965; 2.5: -68.7345
| 2 | 96.85 | 1: -25.2705; 1.1: -256.1666; 1.2: -0.34353; 1.3: 629.525; 1.4: -3.8878; 1.5: -256.1666; 1.6: 629.525; 1.7: 251.81; 1.8: 8.4594; 1.9: 2098.4167; 2: 66.8286; 2.1: 103.0074; 2.2: 4274.7924; 2.3: 64.8774; 2.4: -4530.959; 2.5: -68.7652
| 2 | 96.9 | 1: -25.4559; 1.1: -258.1788; 1.2: -0.34622; 1.3: 629.85; 1.4: -3.9163; 1.5: -258.1788; 1.6: 629.85; 1.7: 251.94; 1.8: 8.4594; 1.9: 2099.5; 2: 66.8631; 2.1: 103.057; 2.2: 4277.1458; 2.3: 64.8797; 2.4: -4535.3246; 2.5: -68.7959
| 2 | 96.95 | 1: -25.6424; 1.1: -260.2045; 1.2: -0.34894; 1.3: 630.175; 1.4: -3.945; 1.5: -260.2045; 1.6: 630.175; 1.7: 252.07; 1.8: 8.4594; 1.9: 2100.5833; 2: 66.8976; 2.1: 103.1069; 2.2: 4279.4888; 2.3: 64.8817; 2.4: -4539.6933; 2.5: -68.8267
| 2 | 97 | 1: -25.83; 1.1: -262.2438; 1.2: -0.35167; 1.3: 630.5; 1.4: -3.9739; 1.5: -262.2438; 1.6: 630.5; 1.7: 252.2; 1.8: 8.4594; 1.9: 2101.6667; 2: 66.9321; 2.1: 103.1571; 2.2: 4281.8214; 2.3: 64.8836; 2.4: -4544.0652; 2.5: -68.8575
| 2 | 97.05 | 1: -26.0188; 1.1: -264.2967; 1.2: -0.35443; 1.3: 630.825; 1.4: -4.0029; 1.5: -264.2967; 1.6: 630.825; 1.7: 252.33; 1.8: 8.4594; 1.9: 2102.75; 2: 66.9666; 2.1: 103.2075; 2.2: 4284.1435; 2.3: 64.8854; 2.4: -4548.4402; 2.5: -68.8883
| 2 | 97.1 | 1: -26.2088; 1.1: -266.3635; 1.2: -0.3572; 1.3: 631.15; 1.4: -4.0321; 1.5: -266.3635; 1.6: 631.15; 1.7: 252.46; 1.8: 8.4594; 1.9: 2103.8333; 2: 67.0011; 2.1: 103.2582; 2.2: 4286.455; 2.3: 64.8869; 2.4: -4552.8185; 2.5: -68.9191
| 2 | 97.15 | 1: -26.3999; 1.1: -268.444; 1.2: -0.35999; 1.3: 631.475; 1.4: -4.0615; 1.5: -268.444; 1.6: 631.475; 1.7: 252.59; 1.8: 8.4594; 1.9: 2104.9167; 2: 67.0356; 2.1: 103.3091; 2.2: 4288.756; 2.3: 64.8884; 2.4: -4557.2; 2.5: -68.9499
| 2 | 97.2 | 1: -26.5922; 1.1: -270.5384; 1.2: -0.3628; 1.3: 631.8; 1.4: -4.0911; 1.5: -270.5384; 1.6: 631.8; 1.7: 252.72; 1.8: 8.4594; 1.9: 2106; 2: 67.0701; 2.1: 103.3602; 2.2: 4291.0463; 2.3: 64.8896; 2.4: -4561.5848; 2.5: -68.9807
| 2 | 97.25 | 1: -26.7857; 1.1: -272.6468; 1.2: -0.36563; 1.3: 632.125; 1.4: -4.1209; 1.5: -272.6468; 1.6: 632.125; 1.7: 252.85; 1.8: 8.4594; 1.9: 2107.0833; 2: 67.1046; 2.1: 103.4117; 2.2: 4293.326; 2.3: 64.8907; 2.4: -4565.9728; 2.5: -69.0116
| 2 | 97.3 | 1: -26.9803; 1.1: -274.7692; 1.2: -0.36847; 1.3: 632.45; 1.4: -4.1508; 1.5: -274.7692; 1.6: 632.45; 1.7: 252.98; 1.8: 8.4594; 1.9: 2108.1667; 2: 67.1391; 2.1: 103.4634; 2.2: 4295.595; 2.3: 64.8916; 2.4: -4570.3643; 2.5: -69.0425
| 2 | 97.35 | 1: -27.1761; 1.1: -276.9057; 1.2: -0.37134; 1.3: 632.775; 1.4: -4.1809; 1.5: -276.9057; 1.6: 632.775; 1.7: 253.11; 1.8: 8.4594; 1.9: 2109.25; 2: 67.1736; 2.1: 103.5153; 2.2: 4297.8533; 2.3: 64.8924; 2.4: -4574.759; 2.5: -69.0733
| 2 | 97.4 | 1: -27.3731; 1.1: -279.0564; 1.2: -0.37422; 1.3: 633.1; 1.4: -4.2113; 1.5: -279.0564; 1.6: 633.1; 1.7: 253.24; 1.8: 8.4594; 1.9: 2110.3333; 2: 67.2081; 2.1: 103.5675; 2.2: 4300.1008; 2.3: 64.893; 2.4: -4579.1572; 2.5: -69.1043
| 2 | 97.45 | 1: -27.5714; 1.1: -281.2214; 1.2: -0.37712; 1.3: 633.425; 1.4: -4.2417; 1.5: -281.2214; 1.6: 633.425; 1.7: 253.37; 1.8: 8.4594; 1.9: 2111.4167; 2: 67.2426; 2.1: 103.62; 2.2: 4302.3374; 2.3: 64.8935; 2.4: -4583.5588; 2.5: -69.1352
| 2 | 97.5 | 1: -27.7708; 1.1: -283.4006; 1.2: -0.38005; 1.3: 633.75; 1.4: -4.2724; 1.5: -283.4006; 1.6: 633.75; 1.7: 253.5; 1.8: 8.4594; 1.9: 2112.5; 2: 67.2771; 2.1: 103.6727; 2.2: 4304.5632; 2.3: 64.8937; 2.4: -4587.9638; 2.5: -69.1662
| 2 | 97.55 | 1: -27.9714; 1.1: -285.5943; 1.2: -0.38299; 1.3: 634.075; 1.4: -4.3033; 1.5: -285.5943; 1.6: 634.075; 1.7: 253.63; 1.8: 8.4594; 1.9: 2113.5833; 2: 67.3116; 2.1: 103.7257; 2.2: 4306.7781; 2.3: 64.8938; 2.4: -4592.3724; 2.5: -69.1971
| 2 | 97.6 | 1: -28.1732; 1.1: -287.8024; 1.2: -0.38595; 1.3: 634.4; 1.4: -4.3343; 1.5: -287.8024; 1.6: 634.4; 1.7: 253.76; 1.8: 8.4594; 1.9: 2114.6667; 2: 67.3461; 2.1: 103.7789; 2.2: 4308.982; 2.3: 64.8938; 2.4: -4596.7844; 2.5: -69.2281
| 2 | 97.65 | 1: -28.3762; 1.1: -290.0251; 1.2: -0.38893; 1.3: 634.725; 1.4: -4.3656; 1.5: -290.0251; 1.6: 634.725; 1.7: 253.89; 1.8: 8.4594; 1.9: 2115.75; 2: 67.3806; 2.1: 103.8324; 2.2: 4311.175; 2.3: 64.8936; 2.4: -4601.2001; 2.5: -69.2591
| 2 | 97.7 | 1: -28.5805; 1.1: -292.2624; 1.2: -0.39193; 1.3: 635.05; 1.4: -4.397; 1.5: -292.2624; 1.6: 635.05; 1.7: 254.02; 1.8: 8.4594; 1.9: 2116.8333; 2: 67.4151; 2.1: 103.8862; 2.2: 4313.3569; 2.3: 64.8932; 2.4: -4605.6193; 2.5: -69.2902
| 2 | 97.75 | 1: -28.786; 1.1: -294.5143; 1.2: -0.39495; 1.3: 635.375; 1.4: -4.4286; 1.5: -294.5143; 1.6: 635.375; 1.7: 254.15; 1.8: 8.4594; 1.9: 2117.9167; 2: 67.4496; 2.1: 103.9403; 2.2: 4315.5278; 2.3: 64.8926; 2.4: -4610.0421; 2.5: -69.3212
| 2 | 97.8 | 1: -28.9927; 1.1: -296.7811; 1.2: -0.39799; 1.3: 635.7; 1.4: -4.4604; 1.5: -296.7811; 1.6: 635.7; 1.7: 254.28; 1.8: 8.4594; 1.9: 2119; 2: 67.4841; 2.1: 103.9946; 2.2: 4317.6875; 2.3: 64.8919; 2.4: -4614.4686; 2.5: -69.3523
| 2 | 97.85 | 1: -29.2007; 1.1: -299.0627; 1.2: -0.40105; 1.3: 636.025; 1.4: -4.4924; 1.5: -299.0627; 1.6: 636.025; 1.7: 254.41; 1.8: 8.4594; 1.9: 2120.0833; 2: 67.5186; 2.1: 104.0492; 2.2: 4319.8361; 2.3: 64.891; 2.4: -4618.8988; 2.5: -69.3834
| 2 | 97.9 | 1: -29.4099; 1.1: -301.3592; 1.2: -0.40413; 1.3: 636.35; 1.4: -4.5246; 1.5: -301.3592; 1.6: 636.35; 1.7: 254.54; 1.8: 8.4594; 1.9: 2121.1667; 2: 67.5531; 2.1: 104.104; 2.2: 4321.9735; 2.3: 64.89; 2.4: -4623.3327; 2.5: -69.4146
| 2 | 97.95 | 1: -29.6203; 1.1: -303.6706; 1.2: -0.40723; 1.3: 636.675; 1.4: -4.557; 1.5: -303.6706; 1.6: 636.675; 1.7: 254.67; 1.8: 8.4594; 1.9: 2122.25; 2: 67.5876; 2.1: 104.1591; 2.2: 4324.0997; 2.3: 64.8888; 2.4: -4627.7703; 2.5: -69.4457
| 2 | 98 | 1: -29.832; 1.1: -305.9972; 1.2: -0.41035; 1.3: 637; 1.4: -4.5895; 1.5: -305.9972; 1.6: 637; 1.7: 254.8; 1.8: 8.4594; 1.9: 2123.3333; 2: 67.6221; 2.1: 104.2145; 2.2: 4326.2146; 2.3: 64.8874; 2.4: -4632.2118; 2.5: -69.4769
| 2 | 98.05 | 1: -30.045; 1.1: -308.3389; 1.2: -0.41349; 1.3: 637.325; 1.4: -4.6223; 1.5: -308.3389; 1.6: 637.325; 1.7: 254.93; 1.8: 8.4594; 1.9: 2124.4167; 2: 67.6566; 2.1: 104.2702; 2.2: 4328.3182; 2.3: 64.8858; 2.4: -4636.6571; 2.5: -69.5081
| 2 | 98.1 | 1: -30.2592; 1.1: -310.6958; 1.2: -0.41665; 1.3: 637.65; 1.4: -4.6553; 1.5: -310.6958; 1.6: 637.65; 1.7: 255.06; 1.8: 8.4594; 1.9: 2125.5; 2: 67.6911; 2.1: 104.3261; 2.2: 4330.4105; 2.3: 64.8841; 2.4: -4641.1062; 2.5: -69.5394
| 2 | 98.15 | 1: -30.4747; 1.1: -313.068; 1.2: -0.41983; 1.3: 637.975; 1.4: -4.6884; 1.5: -313.068; 1.6: 637.975; 1.7: 255.19; 1.8: 8.4594; 1.9: 2126.5833; 2: 67.7256; 2.1: 104.3824; 2.2: 4332.4913; 2.3: 64.8822; 2.4: -4645.5593; 2.5: -69.5706
| 2 | 98.2 | 1: -30.6915; 1.1: -315.4555; 1.2: -0.42303; 1.3: 638.3; 1.4: -4.7218; 1.5: -315.4555; 1.6: 638.3; 1.7: 255.32; 1.8: 8.4594; 1.9: 2127.6667; 2: 67.7601; 2.1: 104.4389; 2.2: 4334.5608; 2.3: 64.8802; 2.4: -4650.0163; 2.5: -69.6019
| 2 | 98.25 | 1: -30.9096; 1.1: -317.8586; 1.2: -0.42626; 1.3: 638.625; 1.4: -4.7553; 1.5: -317.8586; 1.6: 638.625; 1.7: 255.45; 1.8: 8.4594; 1.9: 2128.75; 2: 67.7946; 2.1: 104.4956; 2.2: 4336.6187; 2.3: 64.8779; 2.4: -4654.4773; 2.5: -69.6332
| 2 | 98.3 | 1: -31.1289; 1.1: -320.2771; 1.2: -0.4295; 1.3: 638.95; 1.4: -4.7891; 1.5: -320.2771; 1.6: 638.95; 1.7: 255.58; 1.8: 8.4594; 1.9: 2129.8333; 2: 67.8291; 2.1: 104.5527; 2.2: 4338.6652; 2.3: 64.8755; 2.4: -4658.9423; 2.5: -69.6646
| 2 | 98.35 | 1: -31.3496; 1.1: -322.7113; 1.2: -0.43276; 1.3: 639.275; 1.4: -4.823; 1.5: -322.7113; 1.6: 639.275; 1.7: 255.71; 1.8: 8.4594; 1.9: 2130.9167; 2: 67.8636; 2.1: 104.61; 2.2: 4340.7001; 2.3: 64.873; 2.4: -4663.4113; 2.5: -69.696
| 2 | 98.4 | 1: -31.5715; 1.1: -325.1611; 1.2: -0.43605; 1.3: 639.6; 1.4: -4.8572; 1.5: -325.1611; 1.6: 639.6; 1.7: 255.84; 1.8: 8.4594; 1.9: 2132; 2: 67.8981; 2.1: 104.6676; 2.2: 4342.7234; 2.3: 64.8702; 2.4: -4667.8845; 2.5: -69.7274
| 2 | 98.45 | 1: -31.7947; 1.1: -327.6267; 1.2: -0.43935; 1.3: 639.925; 1.4: -4.8915; 1.5: -327.6267; 1.6: 639.925; 1.7: 255.97; 1.8: 8.4594; 1.9: 2133.0833; 2: 67.9326; 2.1: 104.7255; 2.2: 4344.7351; 2.3: 64.8673; 2.4: -4672.3617; 2.5: -69.7588
| 2 | 98.5 | 1: -32.0193; 1.1: -330.1081; 1.2: -0.44268; 1.3: 640.25; 1.4: -4.926; 1.5: -330.1081; 1.6: 640.25; 1.7: 256.1; 1.8: 8.4594; 1.9: 2134.1667; 2: 67.9671; 2.1: 104.7836; 2.2: 4346.7351; 2.3: 64.8642; 2.4: -4676.8432; 2.5: -69.7903
| 2 | 98.55 | 1: -32.2451; 1.1: -332.6054; 1.2: -0.44603; 1.3: 640.575; 1.4: -4.9608; 1.5: -332.6054; 1.6: 640.575; 1.7: 256.23; 1.8: 8.4594; 1.9: 2135.25; 2: 68.0016; 2.1: 104.8421; 2.2: 4348.7234; 2.3: 64.861; 2.4: -4681.3288; 2.5: -69.8218
| 2 | 98.6 | 1: -32.4723; 1.1: -335.1188; 1.2: -0.4494; 1.3: 640.9; 1.4: -4.9957; 1.5: -335.1188; 1.6: 640.9; 1.7: 256.36; 1.8: 8.4594; 1.9: 2136.3333; 2: 68.0361; 2.1: 104.9008; 2.2: 4350.6999; 2.3: 64.8575; 2.4: -4685.8187; 2.5: -69.8533
| 2 | 98.65 | 1: -32.7008; 1.1: -337.6482; 1.2: -0.45279; 1.3: 641.225; 1.4: -5.0309; 1.5: -337.6482; 1.6: 641.225; 1.7: 256.49; 1.8: 8.4594; 1.9: 2137.4167; 2: 68.0706; 2.1: 104.9598; 2.2: 4352.6647; 2.3: 64.8539; 2.4: -4690.3129; 2.5: -69.8848
| 2 | 98.7 | 1: -32.9307; 1.1: -340.1937; 1.2: -0.45621; 1.3: 641.55; 1.4: -5.0663; 1.5: -340.1937; 1.6: 641.55; 1.7: 256.62; 1.8: 8.4594; 1.9: 2138.5; 2: 68.1051; 2.1: 105.0191; 2.2: 4354.6176; 2.3: 64.8502; 2.4: -4694.8114; 2.5: -69.9164
| 2 | 98.75 | 1: -33.1619; 1.1: -342.7555; 1.2: -0.45964; 1.3: 641.875; 1.4: -5.1018; 1.5: -342.7555; 1.6: 641.875; 1.7: 256.75; 1.8: 8.4594; 1.9: 2139.5833; 2: 68.1396; 2.1: 105.0787; 2.2: 4356.5587; 2.3: 64.8462; 2.4: -4699.3143; 2.5: -69.9481
| 2 | 98.8 | 1: -33.3944; 1.1: -345.3336; 1.2: -0.4631; 1.3: 642.2; 1.4: -5.1376; 1.5: -345.3336; 1.6: 642.2; 1.7: 256.88; 1.8: 8.4594; 1.9: 2140.6667; 2: 68.1741; 2.1: 105.1386; 2.2: 4358.4879; 2.3: 64.8421; 2.4: -4703.8215; 2.5: -69.9797
| 2 | 98.85 | 1: -33.6283; 1.1: -347.9281; 1.2: -0.46658; 1.3: 642.525; 1.4: -5.1736; 1.5: -347.9281; 1.6: 642.525; 1.7: 257.01; 1.8: 8.4594; 1.9: 2141.75; 2: 68.2086; 2.1: 105.1988; 2.2: 4360.4051; 2.3: 64.8378; 2.4: -4708.3333; 2.5: -70.0114
| 2 | 98.9 | 1: -33.8635; 1.1: -350.5391; 1.2: -0.47008; 1.3: 642.85; 1.4: -5.2098; 1.5: -350.5391; 1.6: 642.85; 1.7: 257.14; 1.8: 8.4594; 1.9: 2142.8333; 2: 68.2431; 2.1: 105.2592; 2.2: 4362.3104; 2.3: 64.8334; 2.4: -4712.8495; 2.5: -70.0431
| 2 | 98.95 | 1: -34.1001; 1.1: -353.1667; 1.2: -0.4736; 1.3: 643.175; 1.4: -5.2462; 1.5: -353.1667; 1.6: 643.175; 1.7: 257.27; 1.8: 8.4594; 1.9: 2143.9167; 2: 68.2776; 2.1: 105.32; 2.2: 4364.2036; 2.3: 64.8287; 2.4: -4717.3702; 2.5: -70.0749
| 2 | 99 | 1: -34.338; 1.1: -355.8108; 1.2: -0.47715; 1.3: 643.5; 1.4: -5.2828; 1.5: -355.8108; 1.6: 643.5; 1.7: 257.4; 1.8: 8.4594; 1.9: 2145; 2: 68.3121; 2.1: 105.381; 2.2: 4366.0848; 2.3: 64.8239; 2.4: -4721.8956; 2.5: -70.1067
| 2 | 99.05 | 1: -34.5774; 1.1: -358.4717; 1.2: -0.48072; 1.3: 643.825; 1.4: -5.3196; 1.5: -358.4717; 1.6: 643.825; 1.7: 257.53; 1.8: 8.4594; 1.9: 2146.0833; 2: 68.3466; 2.1: 105.4424; 2.2: 4367.9538; 2.3: 64.8189; 2.4: -4726.4255; 2.5: -70.1385
| 2 | 99.1 | 1: -34.8181; 1.1: -361.1494; 1.2: -0.48431; 1.3: 644.15; 1.4: -5.3566; 1.5: -361.1494; 1.6: 644.15; 1.7: 257.66; 1.8: 8.4594; 1.9: 2147.1667; 2: 68.3811; 2.1: 105.504; 2.2: 4369.8108; 2.3: 64.8138; 2.4: -4730.9602; 2.5: -70.1704
| 2 | 99.15 | 1: -35.0602; 1.1: -363.844; 1.2: -0.48792; 1.3: 644.475; 1.4: -5.3939; 1.5: -363.844; 1.6: 644.475; 1.7: 257.79; 1.8: 8.4594; 1.9: 2148.25; 2: 68.4156; 2.1: 105.5659; 2.2: 4371.6555; 2.3: 64.8084; 2.4: -4735.4995; 2.5: -70.2023
| 2 | 99.2 | 1: -35.3037; 1.1: -366.5555; 1.2: -0.49156; 1.3: 644.8; 1.4: -5.4313; 1.5: -366.5555; 1.6: 644.8; 1.7: 257.92; 1.8: 8.4594; 1.9: 2149.3333; 2: 68.4501; 2.1: 105.6281; 2.2: 4373.4881; 2.3: 64.8029; 2.4: -4740.0436; 2.5: -70.2342
| 2 | 99.25 | 1: -35.5485; 1.1: -369.2841; 1.2: -0.49522; 1.3: 645.125; 1.4: -5.469; 1.5: -369.2841; 1.6: 645.125; 1.7: 258.05; 1.8: 8.4594; 1.9: 2150.4167; 2: 68.4846; 2.1: 105.6907; 2.2: 4375.3084; 2.3: 64.7972; 2.4: -4744.5924; 2.5: -70.2662
| 2 | 99.3 | 1: -35.7948; 1.1: -372.0298; 1.2: -0.4989; 1.3: 645.45; 1.4: -5.5069; 1.5: -372.0298; 1.6: 645.45; 1.7: 258.18; 1.8: 8.4594; 1.9: 2151.5; 2: 68.5191; 2.1: 105.7535; 2.2: 4377.1164; 2.3: 64.7914; 2.4: -4749.1461; 2.5: -70.2983
| 2 | 99.35 | 1: -36.0425; 1.1: -374.7927; 1.2: -0.50261; 1.3: 645.775; 1.4: -5.545; 1.5: -374.7927; 1.6: 645.775; 1.7: 258.31; 1.8: 8.4594; 1.9: 2152.5833; 2: 68.5536; 2.1: 105.8166; 2.2: 4378.912; 2.3: 64.7853; 2.4: -4753.7047; 2.5: -70.3303
| 2 | 99.4 | 1: -36.2916; 1.1: -377.5729; 1.2: -0.50633; 1.3: 646.1; 1.4: -5.5833; 1.5: -377.5729; 1.6: 646.1; 1.7: 258.44; 1.8: 8.4594; 1.9: 2153.6667; 2: 68.5881; 2.1: 105.88; 2.2: 4380.6954; 2.3: 64.7791; 2.4: -4758.2683; 2.5: -70.3624
| 2 | 99.45 | 1: -36.5421; 1.1: -380.3705; 1.2: -0.51009; 1.3: 646.425; 1.4: -5.6219; 1.5: -380.3705; 1.6: 646.425; 1.7: 258.57; 1.8: 8.4594; 1.9: 2154.75; 2: 68.6226; 2.1: 105.9437; 2.2: 4382.4663; 2.3: 64.7727; 2.4: -4762.8368; 2.5: -70.3946
| 2 | 99.5 | 1: -36.7941; 1.1: -383.1856; 1.2: -0.51386; 1.3: 646.75; 1.4: -5.6606; 1.5: -383.1856; 1.6: 646.75; 1.7: 258.7; 1.8: 8.4594; 1.9: 2155.8333; 2: 68.6571; 2.1: 106.0077; 2.2: 4384.2247; 2.3: 64.7661; 2.4: -4767.4103; 2.5: -70.4268
| 2 | 99.55 | 1: -37.0474; 1.1: -386.0182; 1.2: -0.51766; 1.3: 647.075; 1.4: -5.6996; 1.5: -386.0182; 1.6: 647.075; 1.7: 258.83; 1.8: 8.4594; 1.9: 2156.9167; 2: 68.6916; 2.1: 106.0721; 2.2: 4385.9707; 2.3: 64.7594; 2.4: -4771.9889; 2.5: -70.459
| 2 | 99.6 | 1: -37.3022; 1.1: -388.8684; 1.2: -0.52148; 1.3: 647.4; 1.4: -5.7388; 1.5: -388.8684; 1.6: 647.4; 1.7: 258.96; 1.8: 8.4594; 1.9: 2158; 2: 68.7261; 2.1: 106.1367; 2.2: 4387.7042; 2.3: 64.7525; 2.4: -4776.5727; 2.5: -70.4913
| 2 | 99.65 | 1: -37.5585; 1.1: -391.7364; 1.2: -0.52533; 1.3: 647.725; 1.4: -5.7782; 1.5: -391.7364; 1.6: 647.725; 1.7: 259.09; 1.8: 8.4594; 1.9: 2159.0833; 2: 68.7606; 2.1: 106.2016; 2.2: 4389.4252; 2.3: 64.7454; 2.4: -4781.1616; 2.5: -70.5236
| 2 | 99.7 | 1: -37.8162; 1.1: -394.6222; 1.2: -0.5292; 1.3: 648.05; 1.4: -5.8179; 1.5: -394.6222; 1.6: 648.05; 1.7: 259.22; 1.8: 8.4594; 1.9: 2160.1667; 2: 68.7951; 2.1: 106.2669; 2.2: 4391.1335; 2.3: 64.7381; 2.4: -4785.7557; 2.5: -70.5559
| 2 | 99.75 | 1: -38.0754; 1.1: -397.5258; 1.2: -0.53309; 1.3: 648.375; 1.4: -5.8577; 1.5: -397.5258; 1.6: 648.375; 1.7: 259.35; 1.8: 8.4594; 1.9: 2161.25; 2: 68.8296; 2.1: 106.3324; 2.2: 4392.8292; 2.3: 64.7306; 2.4: -4790.355; 2.5: -70.5884
| 2 | 99.8 | 1: -38.336; 1.1: -400.4475; 1.2: -0.53701; 1.3: 648.7; 1.4: -5.8978; 1.5: -400.4475; 1.6: 648.7; 1.7: 259.48; 1.8: 8.4594; 1.9: 2162.3333; 2: 68.8641; 2.1: 106.3983; 2.2: 4394.5123; 2.3: 64.723; 2.4: -4794.9597; 2.5: -70.6208
| 2 | 99.85 | 1: -38.5981; 1.1: -403.3872; 1.2: -0.54095; 1.3: 649.025; 1.4: -5.9382; 1.5: -403.3872; 1.6: 649.025; 1.7: 259.61; 1.8: 8.4594; 1.9: 2163.4167; 2: 68.8986; 2.1: 106.4645; 2.2: 4396.1826; 2.3: 64.7151; 2.4: -4799.5698; 2.5: -70.6533
| 2 | 99.9 | 1: -38.8616; 1.1: -406.345; 1.2: -0.54492; 1.3: 649.35; 1.4: -5.9787; 1.5: -406.345; 1.6: 649.35; 1.7: 259.74; 1.8: 8.4594; 1.9: 2164.5; 2: 68.9331; 2.1: 106.5309; 2.2: 4397.8403; 2.3: 64.7071; 2.4: -4804.1853; 2.5: -70.6859
| 2 | 99.95 | 1: -39.1267; 1.1: -409.3211; 1.2: -0.54891; 1.3: 649.675; 1.4: -6.0195; 1.5: -409.3211; 1.6: 649.675; 1.7: 259.87; 1.8: 8.4594; 1.9: 2165.5833; 2: 68.9676; 2.1: 106.5977; 2.2: 4399.4851; 2.3: 64.699; 2.4: -4808.8062; 2.5: -70.7184
| #REF! | 100 | 1: -39.3932; 1.1: -412.3155; 1.2: -0.55292; 1.3: 650; 1.4: -6.0605; 1.5: -412.3155; 1.6: 650; 1.7: 260; 1.8: 8.4594; 1.9: 2166.6667; 2: 69.0021; 2.1: 106.6648; 2.2: 4401.1172; 2.3: 64.6906; 2.4: -4813.4326; 2.5: -70.7511
y = 0,00000002528617138906x6 - 0,00000503932816969810x5 + 0,00036079147160084100x4 - 0,01087161097692050000x3 + 0,14941397962320500000x2 - 5,95856195388114000000x + 255,67308462894300000000
WIND SPEED m/s
| 8 |  | 1: συναρτηση με; 1.3: "Power shaft"; 1.4: "Power shaft"; 1.5: "Power shaft"; 1.9: Electric; 2: συναρτηση; 2.2: Power; 2.3: Torque
|  |  | βαση τις στροφές |  |  | rotation speed | torque | power |  |  |  | energy | Torque |  | supply | supply
|  | Turbine | 1: Turbine; 1.1: Turbine; 1.2: Turbine; 1.3: after; 1.4: after; 1.5: after; 1.6: Generators; 1.7: Generators; 1.8: Generators; 1.9: from; 2: output from; 2.1: συνάρτηση; 2.2: to; 2.3: to; 2.4: Rest of; 2.5: Rest of
|  | speed | 1: torque; 1.1: power; 1.2: power; 1.3: transmission; 1.4: transmission; 1.5: transmission; 1.6: speed; 1.7: voltage; 1.8: current; 1.9: generator; 2: generator; 2.1: Efficiency; 2.2: generator; 2.3: generator; 2.4: power; 2.5: torque
|  | rpm | 1: Nm; 1.1: watt; 1.2: Hp; 1.3: rpm; 1.4: Nm; 1.5: watt; 1.6: rpm; 1.7: acv; 1.8: ampere; 1.9: watt/hour; 2: Nm; 2.1: %; 2.2: watt; 2.3: Nm; 2.4: watt; 2.5: Nm
| 1 | 2 | 1: 3; 1.1: 4; 1.2: 5; 1.3: 6; 1.4: 7; 1.5: 8; 1.6: 9; 1.7: 10; 1.8: 11; 1.9: 12; 2: 13; 2.1: 14; 2.2: 15; 2.3: 16
14200 το 16200 | 1 | 0 | 1: 255.6731; 1.1: 0; 1.2: 0; 1.3: 0; 1.4: 39.3343; 1.5: 0; 1.6: 0; 1.7: 0; 1.8: 0; 1.9: 0; 2: 0; 2.1: 74.5037; 2.2: 0; 2.3: 0; 2.4: 0; 2.5: 39.3343
| 1 | 0.05 | 1: 255.3755; 1.1: 1.3365; 1.2: 0.0017922; 1.3: 0.325; 1.4: 39.2885; 1.5: 1.3365; 1.6: 0.325; 1.7: 0.13; 1.8: 8.4594; 1.9: 1.0833; 2: 0.034501; 2.1: 74.5874; 2.2: 0.0015735; 2.3: 0.046256; 2.4: 1.3349; 2.5: 39.2423
| 1 | 0.1 | 1: 255.0787; 1.1: 2.6698; 1.2: 0.0035803; 1.3: 0.65; 1.4: 39.2429; 1.5: 2.6698; 1.6: 0.65; 1.7: 0.26; 1.8: 8.4594; 1.9: 2.1667; 2: 0.069002; 2.1: 74.6708; 2.2: 0.0062869; 2.3: 0.092408; 2.4: 2.6635; 2.5: 39.1505
| 1 | 0.15 | 1: 254.7826; 1.1: 4.0001; 1.2: 0.0053642; 1.3: 0.975; 1.4: 39.1973; 1.5: 4.0001; 1.6: 0.975; 1.7: 0.39; 1.8: 8.4594; 1.9: 3.25; 2: 0.1035; 2.1: 74.754; 2.2: 0.01413; 2.3: 0.13846; 2.4: 3.986; 2.5: 39.0589
| 1 | 0.2 | 1: 254.4873; 1.1: 5.3273; 1.2: 0.007144; 1.3: 1.3; 1.4: 39.1519; 1.5: 5.3273; 1.6: 1.3; 1.7: 0.52; 1.8: 8.4594; 1.9: 4.3333; 2: 0.138; 2.1: 74.8368; 2.2: 0.025092; 2.3: 0.18441; 2.4: 5.3022; 2.5: 38.9675
| 1 | 0.25 | 1: 254.1926; 1.1: 6.6514; 1.2: 0.0089196; 1.3: 1.625; 1.4: 39.1066; 1.5: 6.6514; 1.6: 1.625; 1.7: 0.65; 1.8: 8.4594; 1.9: 5.4167; 2: 0.17251; 2.1: 74.9194; 2.2: 0.039162; 2.3: 0.23025; 2.4: 6.6122; 2.5: 38.8763
| 1 | 0.3 | 1: 253.8987; 1.1: 7.9724; 1.2: 0.010691; 1.3: 1.95; 1.4: 39.0613; 1.5: 7.9724; 1.6: 1.95; 1.7: 0.78; 1.8: 8.4594; 1.9: 6.5; 2: 0.20701; 2.1: 75.0017; 2.2: 0.056332; 2.3: 0.276; 2.4: 7.9161; 2.5: 38.7853
| 1 | 0.35 | 1: 253.6054; 1.1: 9.2904; 1.2: 0.012459; 1.3: 2.275; 1.4: 39.0162; 1.5: 9.2904; 1.6: 2.275; 1.7: 0.91; 1.8: 8.4594; 1.9: 7.5833; 2: 0.24151; 2.1: 75.0837; 2.2: 0.07659; 2.3: 0.32165; 2.4: 9.2138; 2.5: 38.6946
| 1 | 0.4 | 1: 253.3129; 1.1: 10.6054; 1.2: 0.014222; 1.3: 2.6; 1.4: 38.9712; 1.5: 10.6054; 1.6: 2.6; 1.7: 1.04; 1.8: 8.4594; 1.9: 8.6667; 2: 0.27601; 2.1: 75.1655; 2.2: 0.099928; 2.3: 0.3672; 2.4: 10.5054; 2.5: 38.604
| 1 | 0.45 | 1: 253.021; 1.1: 11.9173; 1.2: 0.015981; 1.3: 2.925; 1.4: 38.9263; 1.5: 11.9173; 1.6: 2.925; 1.7: 1.17; 1.8: 8.4594; 1.9: 9.75; 2: 0.31051; 2.1: 75.2469; 2.2: 0.12633; 2.3: 0.41265; 2.4: 11.791; 2.5: 38.5137
| 1 | 0.5 | 1: 252.7298; 1.1: 13.2262; 1.2: 0.017737; 1.3: 3.25; 1.4: 38.8815; 1.5: 13.2262; 1.6: 3.25; 1.7: 1.3; 1.8: 8.4594; 1.9: 10.8333; 2: 0.34501; 2.1: 75.3281; 2.2: 0.1558; 2.3: 0.45801; 2.4: 13.0704; 2.5: 38.4235
| 1 | 0.55 | 1: 252.4393; 1.1: 14.5321; 1.2: 0.019488; 1.3: 3.575; 1.4: 38.8368; 1.5: 14.5321; 1.6: 3.575; 1.7: 1.43; 1.8: 8.4594; 1.9: 11.9167; 2: 0.37951; 2.1: 75.409; 2.2: 0.18832; 2.3: 0.50327; 2.4: 14.3438; 2.5: 38.3335
| 1 | 0.6 | 1: 252.1494; 1.1: 15.835; 1.2: 0.021235; 1.3: 3.9; 1.4: 38.7922; 1.5: 15.835; 1.6: 3.9; 1.7: 1.56; 1.8: 8.4594; 1.9: 13; 2: 0.41401; 2.1: 75.4896; 2.2: 0.22387; 2.3: 0.54844; 2.4: 15.6111; 2.5: 38.2438
| 1 | 0.65 | 1: 251.8602; 1.1: 17.1349; 1.2: 0.022978; 1.3: 4.225; 1.4: 38.7477; 1.5: 17.1349; 1.6: 4.225; 1.7: 1.69; 1.8: 8.4594; 1.9: 14.0833; 2: 0.44851; 2.1: 75.57; 2.2: 0.26246; 2.3: 0.59351; 2.4: 16.8724; 2.5: 38.1542
| 1 | 0.7 | 1: 251.5717; 1.1: 18.4318; 1.2: 0.024717; 1.3: 4.55; 1.4: 38.7033; 1.5: 18.4318; 1.6: 4.55; 1.7: 1.82; 1.8: 8.4594; 1.9: 15.1667; 2: 0.48301; 2.1: 75.65; 2.2: 0.30407; 2.3: 0.63849; 2.4: 18.1277; 2.5: 38.0648
| 1 | 0.75 | 1: 251.2837; 1.1: 19.7258; 1.2: 0.026453; 1.3: 4.875; 1.4: 38.659; 1.5: 19.7258; 1.6: 4.875; 1.7: 1.95; 1.8: 8.4594; 1.9: 16.25; 2: 0.51752; 2.1: 75.7298; 2.2: 0.34869; 2.3: 0.68337; 2.4: 19.3771; 2.5: 37.9757
| 1 | 0.8 | 1: 250.9964; 1.1: 21.0168; 1.2: 0.028184; 1.3: 5.2; 1.4: 38.6148; 1.5: 21.0168; 1.6: 5.2; 1.7: 2.08; 1.8: 8.4594; 1.9: 17.3333; 2: 0.55202; 2.1: 75.8094; 2.2: 0.39632; 2.3: 0.72816; 2.4: 20.6205; 2.5: 37.8867
| 1 | 0.85 | 1: 250.7098; 1.1: 22.3048; 1.2: 0.029911; 1.3: 5.525; 1.4: 38.5707; 1.5: 22.3048; 1.6: 5.525; 1.7: 2.21; 1.8: 8.4594; 1.9: 18.4167; 2: 0.58652; 2.1: 75.8886; 2.2: 0.44694; 2.3: 0.77287; 2.4: 21.8579; 2.5: 37.7979
| 1 | 0.9 | 1: 250.4237; 1.1: 23.5899; 1.2: 0.031635; 1.3: 5.85; 1.4: 38.5267; 1.5: 23.5899; 1.6: 5.85; 1.7: 2.34; 1.8: 8.4594; 1.9: 19.5; 2: 0.62102; 2.1: 75.9676; 2.2: 0.50054; 2.3: 0.81748; 2.4: 23.0894; 2.5: 37.7092
| 1 | 0.95 | 1: 250.1383; 1.1: 24.8721; 1.2: 0.033354; 1.3: 6.175; 1.4: 38.4828; 1.5: 24.8721; 1.6: 6.175; 1.7: 2.47; 1.8: 8.4594; 1.9: 20.5833; 2: 0.65552; 2.1: 76.0463; 2.2: 0.55713; 2.3: 0.862; 2.4: 24.315; 2.5: 37.6208
| 1 | 1 | 1: 249.8534; 1.1: 26.1513; 1.2: 0.03507; 1.3: 6.5; 1.4: 38.439; 1.5: 26.1513; 1.6: 6.5; 1.7: 2.6; 1.8: 8.4594; 1.9: 21.6667; 2: 0.69002; 2.1: 76.1247; 2.2: 0.61668; 2.3: 0.90644; 2.4: 25.5346; 2.5: 37.5326
| 1 | 1.05 | 1: 249.5692; 1.1: 27.4277; 1.2: 0.036781; 1.3: 6.825; 1.4: 38.3953; 1.5: 27.4277; 1.6: 6.825; 1.7: 2.73; 1.8: 8.4594; 1.9: 22.75; 2: 0.72452; 2.1: 76.2028; 2.2: 0.67919; 2.3: 0.95078; 2.4: 26.7485; 2.5: 37.4445
| 1 | 1.1 | 1: 249.2855; 1.1: 28.7011; 1.2: 0.038489; 1.3: 7.15; 1.4: 38.3516; 1.5: 28.7011; 1.6: 7.15; 1.7: 2.86; 1.8: 8.4594; 1.9: 23.8333; 2: 0.75902; 2.1: 76.2807; 2.2: 0.74465; 2.3: 0.99504; 2.4: 27.9564; 2.5: 37.3566
| 1 | 1.15 | 1: 249.0024; 1.1: 29.9716; 1.2: 0.040193; 1.3: 7.475; 1.4: 38.3081; 1.5: 29.9716; 1.6: 7.475; 1.7: 2.99; 1.8: 8.4594; 1.9: 24.9167; 2: 0.79352; 2.1: 76.3583; 2.2: 0.81306; 2.3: 1.0392; 2.4: 29.1585; 2.5: 37.2689
| 1 | 1.2 | 1: 248.7199; 1.1: 31.2392; 1.2: 0.041892; 1.3: 7.8; 1.4: 38.2646; 1.5: 31.2392; 1.6: 7.8; 1.7: 3.12; 1.8: 8.4594; 1.9: 26; 2: 0.82803; 2.1: 76.4357; 2.2: 0.8844; 2.3: 1.0833; 2.4: 30.3548; 2.5: 37.1813
| 1 | 1.25 | 1: 248.438; 1.1: 32.504; 1.2: 0.043589; 1.3: 8.125; 1.4: 38.2212; 1.5: 32.504; 1.6: 8.125; 1.7: 3.25; 1.8: 8.4594; 1.9: 27.0833; 2: 0.86253; 2.1: 76.5128; 2.2: 0.95867; 2.3: 1.1273; 2.4: 31.5453; 2.5: 37.0939
| 1 | 1.3 | 1: 248.1566; 1.1: 33.7658; 1.2: 0.045281; 1.3: 8.45; 1.4: 38.1779; 1.5: 33.7658; 1.6: 8.45; 1.7: 3.38; 1.8: 8.4594; 1.9: 28.1667; 2: 0.89703; 2.1: 76.5896; 2.2: 1.0359; 2.3: 1.1712; 2.4: 32.73; 2.5: 37.0067
| 1 | 1.35 | 1: 247.8758; 1.1: 35.0248; 1.2: 0.046969; 1.3: 8.775; 1.4: 38.1347; 1.5: 35.0248; 1.6: 8.775; 1.7: 3.51; 1.8: 8.4594; 1.9: 29.25; 2: 0.93153; 2.1: 76.6661; 2.2: 1.116; 2.3: 1.215; 2.4: 33.9089; 2.5: 36.9197
| 1 | 1.4 | 1: 247.5955; 1.1: 36.281; 1.2: 0.048654; 1.3: 9.1; 1.4: 38.0916; 1.5: 36.281; 1.6: 9.1; 1.7: 3.64; 1.8: 8.4594; 1.9: 30.3333; 2: 0.96603; 2.1: 76.7424; 2.2: 1.199; 2.3: 1.2588; 2.4: 35.082; 2.5: 36.8328
| 1 | 1.45 | 1: 247.3157; 1.1: 37.5343; 1.2: 0.050334; 1.3: 9.425; 1.4: 38.0486; 1.5: 37.5343; 1.6: 9.425; 1.7: 3.77; 1.8: 8.4594; 1.9: 31.4167; 2: 1.0005; 2.1: 76.8184; 2.2: 1.2849; 2.3: 1.3025; 2.4: 36.2494; 2.5: 36.7461
| 1 | 1.5 | 1: 247.0365; 1.1: 38.7847; 1.2: 0.052011; 1.3: 9.75; 1.4: 38.0056; 1.5: 38.7847; 1.6: 9.75; 1.7: 3.9; 1.8: 8.4594; 1.9: 32.5; 2: 1.035; 2.1: 76.8941; 2.2: 1.3736; 2.3: 1.346; 2.4: 37.4111; 2.5: 36.6596
| 1 | 1.55 | 1: 246.7578; 1.1: 40.0323; 1.2: 0.053684; 1.3: 10.075; 1.4: 37.9627; 1.5: 40.0323; 1.6: 10.075; 1.7: 4.03; 1.8: 8.4594; 1.9: 33.5833; 2: 1.0695; 2.1: 76.9696; 2.2: 1.4653; 2.3: 1.3896; 2.4: 38.567; 2.5: 36.5732
| 1 | 1.6 | 1: 246.4797; 1.1: 41.2771; 1.2: 0.055354; 1.3: 10.4; 1.4: 37.9199; 1.5: 41.2771; 1.6: 10.4; 1.7: 4.16; 1.8: 8.4594; 1.9: 34.6667; 2: 1.104; 2.1: 77.0448; 2.2: 1.5598; 2.3: 1.433; 2.4: 39.7173; 2.5: 36.487
| 1 | 1.65 | 1: 246.202; 1.1: 42.5191; 1.2: 0.057019; 1.3: 10.725; 1.4: 37.8772; 1.5: 42.5191; 1.6: 10.725; 1.7: 4.29; 1.8: 8.4594; 1.9: 35.75; 2: 1.1385; 2.1: 77.1197; 2.2: 1.6572; 2.3: 1.4763; 2.4: 40.8618; 2.5: 36.4009
| 1 | 1.7 | 1: 245.9249; 1.1: 43.7582; 1.2: 0.058681; 1.3: 11.05; 1.4: 37.8346; 1.5: 43.7582; 1.6: 11.05; 1.7: 4.42; 1.8: 8.4594; 1.9: 36.8333; 2: 1.173; 2.1: 77.1944; 2.2: 1.7575; 2.3: 1.5196; 2.4: 42.0007; 2.5: 36.315
| 1 | 1.75 | 1: 245.6482; 1.1: 44.9946; 1.2: 0.060339; 1.3: 11.375; 1.4: 37.792; 1.5: 44.9946; 1.6: 11.375; 1.7: 4.55; 1.8: 8.4594; 1.9: 37.9167; 2: 1.2075; 2.1: 77.2689; 2.2: 1.8606; 2.3: 1.5628; 2.4: 43.134; 2.5: 36.2293
| 1 | 1.8 | 1: 245.3721; 1.1: 46.2281; 1.2: 0.061993; 1.3: 11.7; 1.4: 37.7495; 1.5: 46.2281; 1.6: 11.7; 1.7: 4.68; 1.8: 8.4594; 1.9: 39; 2: 1.242; 2.1: 77.343; 2.2: 1.9666; 2.3: 1.6059; 2.4: 44.2615; 2.5: 36.1437
| 1 | 1.85 | 1: 245.0964; 1.1: 47.4588; 1.2: 0.063643; 1.3: 12.025; 1.4: 37.7071; 1.5: 47.4588; 1.6: 12.025; 1.7: 4.81; 1.8: 8.4594; 1.9: 40.0833; 2: 1.2765; 2.1: 77.4169; 2.2: 2.0754; 2.3: 1.6489; 2.4: 45.3835; 2.5: 36.0582
| 1 | 1.9 | 1: 244.8212; 1.1: 48.6868; 1.2: 0.06529; 1.3: 12.35; 1.4: 37.6648; 1.5: 48.6868; 1.6: 12.35; 1.7: 4.94; 1.8: 8.4594; 1.9: 41.1667; 2: 1.311; 2.1: 77.4906; 2.2: 2.187; 2.3: 1.6919; 2.4: 46.4998; 2.5: 35.9729
| 1 | 1.95 | 1: 244.5465; 1.1: 49.9119; 1.2: 0.066933; 1.3: 12.675; 1.4: 37.6225; 1.5: 49.9119; 1.6: 12.675; 1.7: 5.07; 1.8: 8.4594; 1.9: 42.25; 2: 1.3455; 2.1: 77.5639; 2.2: 2.3014; 2.3: 1.7348; 2.4: 47.6105; 2.5: 35.8878
| 1 | 2 | 1: 244.2723; 1.1: 51.1343; 1.2: 0.068572; 1.3: 13; 1.4: 37.5803; 1.5: 51.1343; 1.6: 13; 1.7: 5.2; 1.8: 8.4594; 1.9: 43.3333; 2: 1.38; 2.1: 77.6371; 2.2: 2.4187; 2.3: 1.7776; 2.4: 48.7157; 2.5: 35.8028
| 1 | 2.05 | 1: 243.9985; 1.1: 52.3539; 1.2: 0.070208; 1.3: 13.325; 1.4: 37.5382; 1.5: 52.3539; 1.6: 13.325; 1.7: 5.33; 1.8: 8.4594; 1.9: 44.4167; 2: 1.4145; 2.1: 77.7099; 2.2: 2.5387; 2.3: 1.8203; 2.4: 49.8152; 2.5: 35.7179
| 1 | 2.1 | 1: 243.7252; 1.1: 53.5708; 1.2: 0.07184; 1.3: 13.65; 1.4: 37.4962; 1.5: 53.5708; 1.6: 13.65; 1.7: 5.46; 1.8: 8.4594; 1.9: 45.5; 2: 1.449; 2.1: 77.7825; 2.2: 2.6616; 2.3: 1.8629; 2.4: 50.9092; 2.5: 35.6332
| 1 | 2.15 | 1: 243.4523; 1.1: 54.7849; 1.2: 0.073468; 1.3: 13.975; 1.4: 37.4542; 1.5: 54.7849; 1.6: 13.975; 1.7: 5.59; 1.8: 8.4594; 1.9: 46.5833; 2: 1.4835; 2.1: 77.8549; 2.2: 2.7872; 2.3: 1.9055; 2.4: 51.9976; 2.5: 35.5487
| 1 | 2.2 | 1: 243.1798; 1.1: 55.9962; 1.2: 0.075092; 1.3: 14.3; 1.4: 37.4123; 1.5: 55.9962; 1.6: 14.3; 1.7: 5.72; 1.8: 8.4594; 1.9: 47.6667; 2: 1.518; 2.1: 77.927; 2.2: 2.9157; 2.3: 1.948; 2.4: 53.0805; 2.5: 35.4642
| 1 | 2.25 | 1: 242.9079; 1.1: 57.2048; 1.2: 0.076713; 1.3: 14.625; 1.4: 37.3704; 1.5: 57.2048; 1.6: 14.625; 1.7: 5.85; 1.8: 8.4594; 1.9: 48.75; 2: 1.5525; 2.1: 77.9988; 2.2: 3.0469; 2.3: 1.9905; 2.4: 54.1579; 2.5: 35.38
| 1 | 2.3 | 1: 242.6363; 1.1: 58.4106; 1.2: 0.07833; 1.3: 14.95; 1.4: 37.3287; 1.5: 58.4106; 1.6: 14.95; 1.7: 5.98; 1.8: 8.4594; 1.9: 49.8333; 2: 1.587; 2.1: 78.0704; 2.2: 3.1809; 2.3: 2.0328; 2.4: 55.2297; 2.5: 35.2958
| 1 | 2.35 | 1: 242.3652; 1.1: 59.6138; 1.2: 0.079943; 1.3: 15.275; 1.4: 37.2869; 1.5: 59.6138; 1.6: 15.275; 1.7: 6.11; 1.8: 8.4594; 1.9: 50.9167; 2: 1.6215; 2.1: 78.1417; 2.2: 3.3177; 2.3: 2.0751; 2.4: 56.2961; 2.5: 35.2118
| 1 | 2.4 | 1: 242.0944; 1.1: 60.8141; 1.2: 0.081553; 1.3: 15.6; 1.4: 37.2453; 1.5: 60.8141; 1.6: 15.6; 1.7: 6.24; 1.8: 8.4594; 1.9: 52; 2: 1.6561; 2.1: 78.2128; 2.2: 3.4572; 2.3: 2.1174; 2.4: 57.3569; 2.5: 35.1279
| 1 | 2.45 | 1: 241.8241; 1.1: 62.0118; 1.2: 0.083159; 1.3: 15.925; 1.4: 37.2037; 1.5: 62.0118; 1.6: 15.925; 1.7: 6.37; 1.8: 8.4594; 1.9: 53.0833; 2: 1.6906; 2.1: 78.2836; 2.2: 3.5995; 2.3: 2.1595; 2.4: 58.4122; 2.5: 35.0442
| 1 | 2.5 | 1: 241.5543; 1.1: 63.2067; 1.2: 0.084762; 1.3: 16.25; 1.4: 37.1622; 1.5: 63.2067; 1.6: 16.25; 1.7: 6.5; 1.8: 8.4594; 1.9: 54.1667; 2: 1.7251; 2.1: 78.3542; 2.2: 3.7446; 2.3: 2.2016; 2.4: 59.4621; 2.5: 34.9606
| 1 | 2.55 | 1: 241.2848; 1.1: 64.3989; 1.2: 0.08636; 1.3: 16.575; 1.4: 37.1207; 1.5: 64.3989; 1.6: 16.575; 1.7: 6.63; 1.8: 8.4594; 1.9: 55.25; 2: 1.7596; 2.1: 78.4245; 2.2: 3.8924; 2.3: 2.2436; 2.4: 60.5065; 2.5: 34.8771
| 1 | 2.6 | 1: 241.0157; 1.1: 65.5884; 1.2: 0.087955; 1.3: 16.9; 1.4: 37.0793; 1.5: 65.5884; 1.6: 16.9; 1.7: 6.76; 1.8: 8.4594; 1.9: 56.3333; 2: 1.7941; 2.1: 78.4946; 2.2: 4.0429; 2.3: 2.2856; 2.4: 61.5455; 2.5: 34.7938
| 1 | 2.65 | 1: 240.747; 1.1: 66.7752; 1.2: 0.089547; 1.3: 17.225; 1.4: 37.038; 1.5: 66.7752; 1.6: 17.225; 1.7: 6.89; 1.8: 8.4594; 1.9: 57.4167; 2: 1.8286; 2.1: 78.5644; 2.2: 4.1961; 2.3: 2.3275; 2.4: 62.579; 2.5: 34.7105
| 1 | 2.7 | 1: 240.4787; 1.1: 67.9593; 1.2: 0.091135; 1.3: 17.55; 1.4: 36.9967; 1.5: 67.9593; 1.6: 17.55; 1.7: 7.02; 1.8: 8.4594; 1.9: 58.5; 2: 1.8631; 2.1: 78.634; 2.2: 4.3521; 2.3: 2.3693; 2.4: 63.6071; 2.5: 34.6274
| 1 | 2.75 | 1: 240.2107; 1.1: 69.1407; 1.2: 0.092719; 1.3: 17.875; 1.4: 36.9555; 1.5: 69.1407; 1.6: 17.875; 1.7: 7.15; 1.8: 8.4594; 1.9: 59.5833; 2: 1.8976; 2.1: 78.7033; 2.2: 4.5108; 2.3: 2.411; 2.4: 64.6298; 2.5: 34.5445
| 1 | 2.8 | 1: 239.9432; 1.1: 70.3193; 1.2: 0.0943; 1.3: 18.2; 1.4: 36.9143; 1.5: 70.3193; 1.6: 18.2; 1.7: 7.28; 1.8: 8.4594; 1.9: 60.6667; 2: 1.9321; 2.1: 78.7724; 2.2: 4.6723; 2.3: 2.4527; 2.4: 65.6471; 2.5: 34.4616
| 1 | 2.85 | 1: 239.676; 1.1: 71.4954; 1.2: 0.095877; 1.3: 18.525; 1.4: 36.8732; 1.5: 71.4954; 1.6: 18.525; 1.7: 7.41; 1.8: 8.4594; 1.9: 61.75; 2: 1.9666; 2.1: 78.8412; 2.2: 4.8364; 2.3: 2.4943; 2.4: 66.659; 2.5: 34.3789
| 1 | 2.9 | 1: 239.4092; 1.1: 72.6687; 1.2: 0.09745; 1.3: 18.85; 1.4: 36.8322; 1.5: 72.6687; 1.6: 18.85; 1.7: 7.54; 1.8: 8.4594; 1.9: 62.8333; 2: 2.0011; 2.1: 78.9098; 2.2: 5.0032; 2.3: 2.5359; 2.4: 67.6654; 2.5: 34.2963
| 1 | 2.95 | 1: 239.1427; 1.1: 73.8393; 1.2: 0.09902; 1.3: 19.175; 1.4: 36.7912; 1.5: 73.8393; 1.6: 19.175; 1.7: 7.67; 1.8: 8.4594; 1.9: 63.9167; 2: 2.0356; 2.1: 78.9781; 2.2: 5.1728; 2.3: 2.5774; 2.4: 68.6665; 2.5: 34.2138
| 1 | 3 | 1: 238.8766; 1.1: 75.0073; 1.2: 0.10059; 1.3: 19.5; 1.4: 36.7502; 1.5: 75.0073; 1.6: 19.5; 1.7: 7.8; 1.8: 8.4594; 1.9: 65; 2: 2.0701; 2.1: 79.0462; 2.2: 5.345; 2.3: 2.6188; 2.4: 69.6623; 2.5: 34.1314
| 1 | 3.05 | 1: 238.6109; 1.1: 76.1725; 1.2: 0.10215; 1.3: 19.825; 1.4: 36.7094; 1.5: 76.1725; 1.6: 19.825; 1.7: 7.93; 1.8: 8.4594; 1.9: 66.0833; 2: 2.1046; 2.1: 79.114; 2.2: 5.5199; 2.3: 2.6602; 2.4: 70.6526; 2.5: 34.0492
| 1 | 3.1 | 1: 238.3454; 1.1: 77.3351; 1.2: 0.10371; 1.3: 20.15; 1.4: 36.6685; 1.5: 77.3351; 1.6: 20.15; 1.7: 8.06; 1.8: 8.4594; 1.9: 67.1667; 2: 2.1391; 2.1: 79.1816; 2.2: 5.6975; 2.3: 2.7015; 2.4: 71.6377; 2.5: 33.9671
| 1 | 3.15 | 1: 238.0804; 1.1: 78.4951; 1.2: 0.10526; 1.3: 20.475; 1.4: 36.6277; 1.5: 78.4951; 1.6: 20.475; 1.7: 8.19; 1.8: 8.4594; 1.9: 68.25; 2: 2.1736; 2.1: 79.249; 2.2: 5.8778; 2.3: 2.7427; 2.4: 72.6173; 2.5: 33.885
| 1 | 3.2 | 1: 237.8156; 1.1: 79.6524; 1.2: 0.10682; 1.3: 20.8; 1.4: 36.587; 1.5: 79.6524; 1.6: 20.8; 1.7: 8.32; 1.8: 8.4594; 1.9: 69.3333; 2: 2.2081; 2.1: 79.3161; 2.2: 6.0607; 2.3: 2.7839; 2.4: 73.5917; 2.5: 33.8031
| 1 | 3.25 | 1: 237.5512; 1.1: 80.807; 1.2: 0.10836; 1.3: 21.125; 1.4: 36.5463; 1.5: 80.807; 1.6: 21.125; 1.7: 8.45; 1.8: 8.4594; 1.9: 70.4167; 2: 2.2426; 2.1: 79.3829; 2.2: 6.2463; 2.3: 2.825; 2.4: 74.5607; 2.5: 33.7213
| 1 | 3.3 | 1: 237.2871; 1.1: 81.959; 1.2: 0.10991; 1.3: 21.45; 1.4: 36.5057; 1.5: 81.959; 1.6: 21.45; 1.7: 8.58; 1.8: 8.4594; 1.9: 71.5; 2: 2.2771; 2.1: 79.4496; 2.2: 6.4346; 2.3: 2.8661; 2.4: 75.5244; 2.5: 33.6397
| 1 | 3.35 | 1: 237.0233; 1.1: 83.1083; 1.2: 0.11145; 1.3: 21.775; 1.4: 36.4651; 1.5: 83.1083; 1.6: 21.775; 1.7: 8.71; 1.8: 8.4594; 1.9: 72.5833; 2: 2.3116; 2.1: 79.5159; 2.2: 6.6255; 2.3: 2.9071; 2.4: 76.4828; 2.5: 33.5581
| 1 | 3.4 | 1: 236.7599; 1.1: 84.2549; 1.2: 0.11299; 1.3: 22.1; 1.4: 36.4246; 1.5: 84.2549; 1.6: 22.1; 1.7: 8.84; 1.8: 8.4594; 1.9: 73.6667; 2: 2.3461; 2.1: 79.5821; 2.2: 6.8191; 2.3: 2.948; 2.4: 77.4359; 2.5: 33.4766
| 1 | 3.45 | 1: 236.4967; 1.1: 85.399; 1.2: 0.11452; 1.3: 22.425; 1.4: 36.3841; 1.5: 85.399; 1.6: 22.425; 1.7: 8.97; 1.8: 8.4594; 1.9: 74.75; 2: 2.3806; 2.1: 79.648; 2.2: 7.0153; 2.3: 2.9889; 2.4: 78.3836; 2.5: 33.3952
| 1 | 3.5 | 1: 236.2339; 1.1: 86.5403; 1.2: 0.11605; 1.3: 22.75; 1.4: 36.3437; 1.5: 86.5403; 1.6: 22.75; 1.7: 9.1; 1.8: 8.4594; 1.9: 75.8333; 2: 2.4151; 2.1: 79.7137; 2.2: 7.2142; 2.3: 3.0297; 2.4: 79.3261; 2.5: 33.314
| 1 | 3.55 | 1: 235.9713; 1.1: 87.6791; 1.2: 0.11758; 1.3: 23.075; 1.4: 36.3033; 1.5: 87.6791; 1.6: 23.075; 1.7: 9.23; 1.8: 8.4594; 1.9: 76.9167; 2: 2.4496; 2.1: 79.7791; 2.2: 7.4157; 2.3: 3.0704; 2.4: 80.2634; 2.5: 33.2328
| 1 | 3.6 | 1: 235.709; 1.1: 88.8152; 1.2: 0.1191; 1.3: 23.4; 1.4: 36.2629; 1.5: 88.8152; 1.6: 23.4; 1.7: 9.36; 1.8: 8.4594; 1.9: 78; 2: 2.4841; 2.1: 79.8443; 2.2: 7.6198; 2.3: 3.1112; 2.4: 81.1953; 2.5: 33.1518
| 1 | 3.65 | 1: 235.4471; 1.1: 89.9486; 1.2: 0.12062; 1.3: 23.725; 1.4: 36.2226; 1.5: 89.9486; 1.6: 23.725; 1.7: 9.49; 1.8: 8.4594; 1.9: 79.0833; 2: 2.5186; 2.1: 79.9092; 2.2: 7.8266; 2.3: 3.1518; 2.4: 82.122; 2.5: 33.0708
| 1 | 3.7 | 1: 235.1854; 1.1: 91.0795; 1.2: 0.12214; 1.3: 24.05; 1.4: 36.1824; 1.5: 91.0795; 1.6: 24.05; 1.7: 9.62; 1.8: 8.4594; 1.9: 80.1667; 2: 2.5531; 2.1: 79.974; 2.2: 8.036; 2.3: 3.1924; 2.4: 83.0435; 2.5: 32.99
| 1 | 3.75 | 1: 234.924; 1.1: 92.2077; 1.2: 0.12365; 1.3: 24.375; 1.4: 36.1422; 1.5: 92.2077; 1.6: 24.375; 1.7: 9.75; 1.8: 8.4594; 1.9: 81.25; 2: 2.5876; 2.1: 80.0384; 2.2: 8.248; 2.3: 3.2329; 2.4: 83.9597; 2.5: 32.9092
| 1 | 3.8 | 1: 234.6629; 1.1: 93.3332; 1.2: 0.12516; 1.3: 24.7; 1.4: 36.102; 1.5: 93.3332; 1.6: 24.7; 1.7: 9.88; 1.8: 8.4594; 1.9: 82.3333; 2: 2.6221; 2.1: 80.1027; 2.2: 8.4626; 2.3: 3.2734; 2.4: 84.8706; 2.5: 32.8286
| 1 | 3.85 | 1: 234.402; 1.1: 94.4562; 1.2: 0.12667; 1.3: 25.025; 1.4: 36.0618; 1.5: 94.4562; 1.6: 25.025; 1.7: 10.01; 1.8: 8.4594; 1.9: 83.4167; 2: 2.6566; 2.1: 80.1667; 2.2: 8.6798; 2.3: 3.3138; 2.4: 85.7763; 2.5: 32.748
| 1 | 3.9 | 1: 234.1414; 1.1: 95.5765; 1.2: 0.12817; 1.3: 25.35; 1.4: 36.0218; 1.5: 95.5765; 1.6: 25.35; 1.7: 10.14; 1.8: 8.4594; 1.9: 84.5; 2: 2.6911; 2.1: 80.2305; 2.2: 8.8997; 2.3: 3.3542; 2.4: 86.6768; 2.5: 32.6676
| 1 | 3.95 | 1: 233.8811; 1.1: 96.6942; 1.2: 0.12967; 1.3: 25.675; 1.4: 35.9817; 1.5: 96.6942; 1.6: 25.675; 1.7: 10.27; 1.8: 8.4594; 1.9: 85.5833; 2: 2.7256; 2.1: 80.294; 2.2: 9.1221; 2.3: 3.3945; 2.4: 87.5721; 2.5: 32.5872
| 1 | 4 | 1: 233.621; 1.1: 97.8093; 1.2: 0.13116; 1.3: 26; 1.4: 35.9417; 1.5: 97.8093; 1.6: 26; 1.7: 10.4; 1.8: 8.4594; 1.9: 86.6667; 2: 2.7601; 2.1: 80.3573; 2.2: 9.3471; 2.3: 3.4348; 2.4: 88.4622; 2.5: 32.5069
| 1 | 4.05 | 1: 233.3612; 1.1: 98.9218; 1.2: 0.13266; 1.3: 26.325; 1.4: 35.9017; 1.5: 98.9218; 1.6: 26.325; 1.7: 10.53; 1.8: 8.4594; 1.9: 87.75; 2: 2.7946; 2.1: 80.4204; 2.2: 9.5748; 2.3: 3.475; 2.4: 89.347; 2.5: 32.4267
| 1 | 4.1 | 1: 233.1016; 1.1: 100.0317; 1.2: 0.13414; 1.3: 26.65; 1.4: 35.8618; 1.5: 100.0317; 1.6: 26.65; 1.7: 10.66; 1.8: 8.4594; 1.9: 88.8333; 2: 2.8291; 2.1: 80.4832; 2.2: 9.805; 2.3: 3.5151; 2.4: 90.2267; 2.5: 32.3467
| 1 | 4.15 | 1: 232.8422; 1.1: 101.1389; 1.2: 0.13563; 1.3: 26.975; 1.4: 35.8219; 1.5: 101.1389; 1.6: 26.975; 1.7: 10.79; 1.8: 8.4594; 1.9: 89.9167; 2: 2.8636; 2.1: 80.5459; 2.2: 10.0378; 2.3: 3.5552; 2.4: 91.1011; 2.5: 32.2667
| 1 | 4.2 | 1: 232.5832; 1.1: 102.2436; 1.2: 0.13711; 1.3: 27.3; 1.4: 35.782; 1.5: 102.2436; 1.6: 27.3; 1.7: 10.92; 1.8: 8.4594; 1.9: 91; 2: 2.8981; 2.1: 80.6082; 2.2: 10.2731; 2.3: 3.5953; 2.4: 91.9704; 2.5: 32.1867
| 1 | 4.25 | 1: 232.3243; 1.1: 103.3456; 1.2: 0.13859; 1.3: 27.625; 1.4: 35.7422; 1.5: 103.3456; 1.6: 27.625; 1.7: 11.05; 1.8: 8.4594; 1.9: 92.0833; 2: 2.9326; 2.1: 80.6704; 2.2: 10.5111; 2.3: 3.6353; 2.4: 92.8345; 2.5: 32.1069
| 1 | 4.3 | 1: 232.0657; 1.1: 104.445; 1.2: 0.14006; 1.3: 27.95; 1.4: 35.7024; 1.5: 104.445; 1.6: 27.95; 1.7: 11.18; 1.8: 8.4594; 1.9: 93.1667; 2: 2.9671; 2.1: 80.7323; 2.2: 10.7516; 2.3: 3.6752; 2.4: 93.6934; 2.5: 32.0272
| 1 | 4.35 | 1: 231.8073; 1.1: 105.5418; 1.2: 0.14153; 1.3: 28.275; 1.4: 35.6627; 1.5: 105.5418; 1.6: 28.275; 1.7: 11.31; 1.8: 8.4594; 1.9: 94.25; 2: 3.0016; 2.1: 80.794; 2.2: 10.9947; 2.3: 3.7151; 2.4: 94.5471; 2.5: 31.9475
| 1 | 4.4 | 1: 231.5491; 1.1: 106.6361; 1.2: 0.143; 1.3: 28.6; 1.4: 35.6229; 1.5: 106.6361; 1.6: 28.6; 1.7: 11.44; 1.8: 8.4594; 1.9: 95.3333; 2: 3.0361; 2.1: 80.8555; 2.2: 11.2404; 2.3: 3.755; 2.4: 95.3957; 2.5: 31.868
| 1 | 4.45 | 1: 231.2911; 1.1: 107.7277; 1.2: 0.14447; 1.3: 28.925; 1.4: 35.5832; 1.5: 107.7277; 1.6: 28.925; 1.7: 11.57; 1.8: 8.4594; 1.9: 96.4167; 2: 3.0706; 2.1: 80.9167; 2.2: 11.4886; 2.3: 3.7948; 2.4: 96.2391; 2.5: 31.7885
| 1 | 4.5 | 1: 231.0334; 1.1: 108.8167; 1.2: 0.14593; 1.3: 29.25; 1.4: 35.5436; 1.5: 108.8167; 1.6: 29.25; 1.7: 11.7; 1.8: 8.4594; 1.9: 97.5; 2: 3.1051; 2.1: 80.9778; 2.2: 11.7393; 2.3: 3.8345; 2.4: 97.0774; 2.5: 31.7091
| 1 | 4.55 | 1: 230.7758; 1.1: 109.9031; 1.2: 0.14738; 1.3: 29.575; 1.4: 35.504; 1.5: 109.9031; 1.6: 29.575; 1.7: 11.83; 1.8: 8.4594; 1.9: 98.5833; 2: 3.1396; 2.1: 81.0385; 2.2: 11.9927; 2.3: 3.8742; 2.4: 97.9105; 2.5: 31.6298
| 1 | 4.6 | 1: 230.5185; 1.1: 110.987; 1.2: 0.14884; 1.3: 29.9; 1.4: 35.4644; 1.5: 110.987; 1.6: 29.9; 1.7: 11.96; 1.8: 8.4594; 1.9: 99.6667; 2: 3.1741; 2.1: 81.0991; 2.2: 12.2485; 2.3: 3.9139; 2.4: 98.7385; 2.5: 31.5505
| 1 | 4.65 | 1: 230.2614; 1.1: 112.0682; 1.2: 0.15029; 1.3: 30.225; 1.4: 35.4248; 1.5: 112.0682; 1.6: 30.225; 1.7: 12.09; 1.8: 8.4594; 1.9: 100.75; 2: 3.2086; 2.1: 81.1595; 2.2: 12.5069; 2.3: 3.9535; 2.4: 99.5613; 2.5: 31.4714
| 1 | 4.7 | 1: 230.0044; 1.1: 113.1469; 1.2: 0.15173; 1.3: 30.55; 1.4: 35.3853; 1.5: 113.1469; 1.6: 30.55; 1.7: 12.22; 1.8: 8.4594; 1.9: 101.8333; 2: 3.2431; 2.1: 81.2196; 2.2: 12.7679; 2.3: 3.993; 2.4: 100.379; 2.5: 31.3923
| 1 | 4.75 | 1: 229.7477; 1.1: 114.2229; 1.2: 0.15318; 1.3: 30.875; 1.4: 35.3458; 1.5: 114.2229; 1.6: 30.875; 1.7: 12.35; 1.8: 8.4594; 1.9: 102.9167; 2: 3.2776; 2.1: 81.2795; 2.2: 13.0314; 2.3: 4.0325; 2.4: 101.1915; 2.5: 31.3133
| 1 | 4.8 | 1: 229.4912; 1.1: 115.2964; 1.2: 0.15461; 1.3: 31.2; 1.4: 35.3063; 1.5: 115.2964; 1.6: 31.2; 1.7: 12.48; 1.8: 8.4594; 1.9: 104; 2: 3.3121; 2.1: 81.3391; 2.2: 13.2974; 2.3: 4.072; 2.4: 101.9989; 2.5: 31.2344
| 1 | 4.85 | 1: 229.2348; 1.1: 116.3672; 1.2: 0.15605; 1.3: 31.525; 1.4: 35.2669; 1.5: 116.3672; 1.6: 31.525; 1.7: 12.61; 1.8: 8.4594; 1.9: 105.0833; 2: 3.3466; 2.1: 81.3986; 2.2: 13.566; 2.3: 4.1114; 2.4: 102.8013; 2.5: 31.1555
| 1 | 4.9 | 1: 228.9786; 1.1: 117.4355; 1.2: 0.15748; 1.3: 31.85; 1.4: 35.2275; 1.5: 117.4355; 1.6: 31.85; 1.7: 12.74; 1.8: 8.4594; 1.9: 106.1667; 2: 3.3811; 2.1: 81.4578; 2.2: 13.8371; 2.3: 4.1507; 2.4: 103.5985; 2.5: 31.0767
| 1 | 4.95 | 1: 228.7226; 1.1: 118.5012; 1.2: 0.15891; 1.3: 32.175; 1.4: 35.1881; 1.5: 118.5012; 1.6: 32.175; 1.7: 12.87; 1.8: 8.4594; 1.9: 107.25; 2: 3.4156; 2.1: 81.5168; 2.2: 14.1107; 2.3: 4.1901; 2.4: 104.3905; 2.5: 30.998
| 1 | 5 | 1: 228.4668; 1.1: 119.5643; 1.2: 0.16034; 1.3: 32.5; 1.4: 35.1487; 1.5: 119.5643; 1.6: 32.5; 1.7: 13; 1.8: 8.4594; 1.9: 108.3333; 2: 3.4501; 2.1: 81.5756; 2.2: 14.3868; 2.3: 4.2293; 2.4: 105.1775; 2.5: 30.9194
| 1 | 5.05 | 1: 228.2112; 1.1: 120.6248; 1.2: 0.16176; 1.3: 32.825; 1.4: 35.1094; 1.5: 120.6248; 1.6: 32.825; 1.7: 13.13; 1.8: 8.4594; 1.9: 109.4167; 2: 3.4846; 2.1: 81.6342; 2.2: 14.6654; 2.3: 4.2686; 2.4: 105.9594; 2.5: 30.8408
| 1 | 5.1 | 1: 227.9557; 1.1: 121.6827; 1.2: 0.16318; 1.3: 33.15; 1.4: 35.0701; 1.5: 121.6827; 1.6: 33.15; 1.7: 13.26; 1.8: 8.4594; 1.9: 110.5; 2: 3.5191; 2.1: 81.6925; 2.2: 14.9466; 2.3: 4.3077; 2.4: 106.7362; 2.5: 30.7624
| 1 | 5.15 | 1: 227.7004; 1.1: 122.7381; 1.2: 0.16459; 1.3: 33.475; 1.4: 35.0308; 1.5: 122.7381; 1.6: 33.475; 1.7: 13.39; 1.8: 8.4594; 1.9: 111.5833; 2: 3.5536; 2.1: 81.7507; 2.2: 15.2303; 2.3: 4.3469; 2.4: 107.5078; 2.5: 30.6839
| 1 | 5.2 | 1: 227.4452; 1.1: 123.7909; 1.2: 0.16601; 1.3: 33.8; 1.4: 34.9916; 1.5: 123.7909; 1.6: 33.8; 1.7: 13.52; 1.8: 8.4594; 1.9: 112.6667; 2: 3.5881; 2.1: 81.8086; 2.2: 15.5164; 2.3: 4.386; 2.4: 108.2744; 2.5: 30.6056
| 1 | 5.25 | 1: 227.1902; 1.1: 124.841; 1.2: 0.16741; 1.3: 34.125; 1.4: 34.9523; 1.5: 124.841; 1.6: 34.125; 1.7: 13.65; 1.8: 8.4594; 1.9: 113.75; 2: 3.6226; 2.1: 81.8663; 2.2: 15.8051; 2.3: 4.425; 2.4: 109.0359; 2.5: 30.5273
| 1 | 5.3 | 1: 226.9354; 1.1: 125.8886; 1.2: 0.16882; 1.3: 34.45; 1.4: 34.9131; 1.5: 125.8886; 1.6: 34.45; 1.7: 13.78; 1.8: 8.4594; 1.9: 114.8333; 2: 3.6571; 2.1: 81.9237; 2.2: 16.0963; 2.3: 4.464; 2.4: 109.7923; 2.5: 30.4491
| 1 | 5.35 | 1: 226.6807; 1.1: 126.9336; 1.2: 0.17022; 1.3: 34.775; 1.4: 34.874; 1.5: 126.9336; 1.6: 34.775; 1.7: 13.91; 1.8: 8.4594; 1.9: 115.9167; 2: 3.6916; 2.1: 81.981; 2.2: 16.39; 2.3: 4.503; 2.4: 110.5436; 2.5: 30.3709
| 1 | 5.4 | 1: 226.4261; 1.1: 127.9761; 1.2: 0.17162; 1.3: 35.1; 1.4: 34.8348; 1.5: 127.9761; 1.6: 35.1; 1.7: 14.04; 1.8: 8.4594; 1.9: 117; 2: 3.7261; 2.1: 82.038; 2.2: 16.6862; 2.3: 4.5419; 2.4: 111.2899; 2.5: 30.2929
| 1 | 5.45 | 1: 226.1717; 1.1: 129.0159; 1.2: 0.17301; 1.3: 35.425; 1.4: 34.7957; 1.5: 129.0159; 1.6: 35.425; 1.7: 14.17; 1.8: 8.4594; 1.9: 118.0833; 2: 3.7606; 2.1: 82.0949; 2.2: 16.9848; 2.3: 4.5808; 2.4: 112.0311; 2.5: 30.2148
| 1 | 5.5 | 1: 225.9175; 1.1: 130.0532; 1.2: 0.1744; 1.3: 35.75; 1.4: 34.7565; 1.5: 130.0532; 1.6: 35.75; 1.7: 14.3; 1.8: 8.4594; 1.9: 119.1667; 2: 3.7951; 2.1: 82.1515; 2.2: 17.286; 2.3: 4.6197; 2.4: 112.7672; 2.5: 30.1369
| 1 | 5.55 | 1: 225.6634; 1.1: 131.0878; 1.2: 0.17579; 1.3: 36.075; 1.4: 34.7174; 1.5: 131.0878; 1.6: 36.075; 1.7: 14.43; 1.8: 8.4594; 1.9: 120.25; 2: 3.8296; 2.1: 82.2079; 2.2: 17.5896; 2.3: 4.6585; 2.4: 113.4982; 2.5: 30.059
| 1 | 5.6 | 1: 225.4094; 1.1: 132.12; 1.2: 0.17718; 1.3: 36.4; 1.4: 34.6784; 1.5: 132.12; 1.6: 36.4; 1.7: 14.56; 1.8: 8.4594; 1.9: 121.3333; 2: 3.8641; 2.1: 82.2641; 2.2: 17.8958; 2.3: 4.6972; 2.4: 114.2242; 2.5: 29.9812
| 1 | 5.65 | 1: 225.1555; 1.1: 133.1495; 1.2: 0.17856; 1.3: 36.725; 1.4: 34.6393; 1.5: 133.1495; 1.6: 36.725; 1.7: 14.69; 1.8: 8.4594; 1.9: 122.4167; 2: 3.8986; 2.1: 82.3201; 2.2: 18.2044; 2.3: 4.7359; 2.4: 114.9451; 2.5: 29.9034
| 1 | 5.7 | 1: 224.9018; 1.1: 134.1764; 1.2: 0.17993; 1.3: 37.05; 1.4: 34.6003; 1.5: 134.1764; 1.6: 37.05; 1.7: 14.82; 1.8: 8.4594; 1.9: 123.5; 2: 3.9331; 2.1: 82.3758; 2.2: 18.5154; 2.3: 4.7746; 2.4: 115.661; 2.5: 29.8257
| 1 | 5.75 | 1: 224.6482; 1.1: 135.2008; 1.2: 0.18131; 1.3: 37.375; 1.4: 34.5613; 1.5: 135.2008; 1.6: 37.375; 1.7: 14.95; 1.8: 8.4594; 1.9: 124.5833; 2: 3.9676; 2.1: 82.4314; 2.2: 18.829; 2.3: 4.8132; 2.4: 116.3718; 2.5: 29.748
| 1 | 5.8 | 1: 224.3947; 1.1: 136.2225; 1.2: 0.18268; 1.3: 37.7; 1.4: 34.5223; 1.5: 136.2225; 1.6: 37.7; 1.7: 15.08; 1.8: 8.4594; 1.9: 125.6667; 2: 4.0021; 2.1: 82.4867; 2.2: 19.145; 2.3: 4.8518; 2.4: 117.0775; 2.5: 29.6704
| 1 | 5.85 | 1: 224.1413; 1.1: 137.2417; 1.2: 0.18404; 1.3: 38.025; 1.4: 34.4833; 1.5: 137.2417; 1.6: 38.025; 1.7: 15.21; 1.8: 8.4594; 1.9: 126.75; 2: 4.0366; 2.1: 82.5419; 2.2: 19.4635; 2.3: 4.8904; 2.4: 117.7782; 2.5: 29.5929
| 1 | 5.9 | 1: 223.8881; 1.1: 138.2584; 1.2: 0.18541; 1.3: 38.35; 1.4: 34.4443; 1.5: 138.2584; 1.6: 38.35; 1.7: 15.34; 1.8: 8.4594; 1.9: 127.8333; 2: 4.0711; 2.1: 82.5968; 2.2: 19.7845; 2.3: 4.9289; 2.4: 118.4739; 2.5: 29.5154
| 1 | 5.95 | 1: 223.635; 1.1: 139.2724; 1.2: 0.18677; 1.3: 38.675; 1.4: 34.4054; 1.5: 139.2724; 1.6: 38.675; 1.7: 15.47; 1.8: 8.4594; 1.9: 128.9167; 2: 4.1056; 2.1: 82.6515; 2.2: 20.1079; 2.3: 4.9674; 2.4: 119.1645; 2.5: 29.438
| 1 | 6 | 1: 223.3819; 1.1: 140.2839; 1.2: 0.18812; 1.3: 39; 1.4: 34.3665; 1.5: 140.2839; 1.6: 39; 1.7: 15.6; 1.8: 8.4594; 1.9: 130; 2: 4.1401; 2.1: 82.706; 2.2: 20.4338; 2.3: 5.0058; 2.4: 119.85; 2.5: 29.3606
| 1 | 6.05 | 1: 223.129; 1.1: 141.2927; 1.2: 0.18948; 1.3: 39.325; 1.4: 34.3275; 1.5: 141.2927; 1.6: 39.325; 1.7: 15.73; 1.8: 8.4594; 1.9: 131.0833; 2: 4.1746; 2.1: 82.7603; 2.2: 20.7622; 2.3: 5.0442; 2.4: 120.5305; 2.5: 29.2833
| 1 | 6.1 | 1: 222.8762; 1.1: 142.299; 1.2: 0.19083; 1.3: 39.65; 1.4: 34.2886; 1.5: 142.299; 1.6: 39.65; 1.7: 15.86; 1.8: 8.4594; 1.9: 132.1667; 2: 4.2091; 2.1: 82.8144; 2.2: 21.093; 2.3: 5.0826; 2.4: 121.206; 2.5: 29.206
| 1 | 6.15 | 1: 222.6235; 1.1: 143.3027; 1.2: 0.19217; 1.3: 39.975; 1.4: 34.2498; 1.5: 143.3027; 1.6: 39.975; 1.7: 15.99; 1.8: 8.4594; 1.9: 133.25; 2: 4.2436; 2.1: 82.8683; 2.2: 21.4262; 2.3: 5.1209; 2.4: 121.8765; 2.5: 29.1288
| 1 | 6.2 | 1: 222.3709; 1.1: 144.3039; 1.2: 0.19351; 1.3: 40.3; 1.4: 34.2109; 1.5: 144.3039; 1.6: 40.3; 1.7: 16.12; 1.8: 8.4594; 1.9: 134.3333; 2: 4.2781; 2.1: 82.922; 2.2: 21.762; 2.3: 5.1592; 2.4: 122.5419; 2.5: 29.0517
| 1 | 6.25 | 1: 222.1183; 1.1: 145.3024; 1.2: 0.19485; 1.3: 40.625; 1.4: 34.1721; 1.5: 145.3024; 1.6: 40.625; 1.7: 16.25; 1.8: 8.4594; 1.9: 135.4167; 2: 4.3126; 2.1: 82.9754; 2.2: 22.1001; 2.3: 5.1975; 2.4: 123.2023; 2.5: 28.9746
| 1 | 6.3 | 1: 221.8659; 1.1: 146.2984; 1.2: 0.19619; 1.3: 40.95; 1.4: 34.1332; 1.5: 146.2984; 1.6: 40.95; 1.7: 16.38; 1.8: 8.4594; 1.9: 136.5; 2: 4.3471; 2.1: 83.0287; 2.2: 22.4407; 2.3: 5.2357; 2.4: 123.8576; 2.5: 28.8975
| 1 | 6.35 | 1: 221.6136; 1.1: 147.2918; 1.2: 0.19752; 1.3: 41.275; 1.4: 34.0944; 1.5: 147.2918; 1.6: 41.275; 1.7: 16.51; 1.8: 8.4594; 1.9: 137.5833; 2: 4.3816; 2.1: 83.0818; 2.2: 22.7838; 2.3: 5.2739; 2.4: 124.508; 2.5: 28.8205
| 1 | 6.4 | 1: 221.3613; 1.1: 148.2826; 1.2: 0.19885; 1.3: 41.6; 1.4: 34.0556; 1.5: 148.2826; 1.6: 41.6; 1.7: 16.64; 1.8: 8.4594; 1.9: 138.6667; 2: 4.4161; 2.1: 83.1346; 2.2: 23.1293; 2.3: 5.312; 2.4: 125.1533; 2.5: 28.7436
| 1 | 6.45 | 1: 221.1091; 1.1: 149.2708; 1.2: 0.20018; 1.3: 41.925; 1.4: 34.0168; 1.5: 149.2708; 1.6: 41.925; 1.7: 16.77; 1.8: 8.4594; 1.9: 139.75; 2: 4.4506; 2.1: 83.1873; 2.2: 23.4772; 2.3: 5.3501; 2.4: 125.7936; 2.5: 28.6666
| 1 | 6.5 | 1: 220.857; 1.1: 150.2564; 1.2: 0.2015; 1.3: 42.25; 1.4: 33.978; 1.5: 150.2564; 1.6: 42.25; 1.7: 16.9; 1.8: 8.4594; 1.9: 140.8333; 2: 4.4851; 2.1: 83.2398; 2.2: 23.8276; 2.3: 5.3882; 2.4: 126.4288; 2.5: 28.5898
| 1 | 6.55 | 1: 220.605; 1.1: 151.2394; 1.2: 0.20282; 1.3: 42.575; 1.4: 33.9392; 1.5: 151.2394; 1.6: 42.575; 1.7: 17.03; 1.8: 8.4594; 1.9: 141.9167; 2: 4.5196; 2.1: 83.292; 2.2: 24.1804; 2.3: 5.4263; 2.4: 127.059; 2.5: 28.513
| 1 | 6.6 | 1: 220.3531; 1.1: 152.2199; 1.2: 0.20413; 1.3: 42.9; 1.4: 33.9005; 1.5: 152.2199; 1.6: 42.9; 1.7: 17.16; 1.8: 8.4594; 1.9: 143; 2: 4.5541; 2.1: 83.3441; 2.2: 24.5356; 2.3: 5.4643; 2.4: 127.6843; 2.5: 28.4362
| 1 | 6.65 | 1: 220.1012; 1.1: 153.1978; 1.2: 0.20544; 1.3: 43.225; 1.4: 33.8617; 1.5: 153.1978; 1.6: 43.225; 1.7: 17.29; 1.8: 8.4594; 1.9: 144.0833; 2: 4.5886; 2.1: 83.3959; 2.2: 24.8933; 2.3: 5.5022; 2.4: 128.3045; 2.5: 28.3595
| 1 | 6.7 | 1: 219.8494; 1.1: 154.1731; 1.2: 0.20675; 1.3: 43.55; 1.4: 33.823; 1.5: 154.1731; 1.6: 43.55; 1.7: 17.42; 1.8: 8.4594; 1.9: 145.1667; 2: 4.6231; 2.1: 83.4476; 2.2: 25.2534; 2.3: 5.5402; 2.4: 128.9197; 2.5: 28.2828
| 1 | 6.75 | 1: 219.5977; 1.1: 155.1458; 1.2: 0.20805; 1.3: 43.875; 1.4: 33.7843; 1.5: 155.1458; 1.6: 43.875; 1.7: 17.55; 1.8: 8.4594; 1.9: 146.25; 2: 4.6576; 2.1: 83.499; 2.2: 25.6159; 2.3: 5.5781; 2.4: 129.5298; 2.5: 28.2062
| 1 | 6.8 | 1: 219.346; 1.1: 156.1159; 1.2: 0.20935; 1.3: 44.2; 1.4: 33.7455; 1.5: 156.1159; 1.6: 44.2; 1.7: 17.68; 1.8: 8.4594; 1.9: 147.3333; 2: 4.6921; 2.1: 83.5503; 2.2: 25.9809; 2.3: 5.616; 2.4: 130.135; 2.5: 28.1296
| 1 | 6.85 | 1: 219.0944; 1.1: 157.0834; 1.2: 0.21065; 1.3: 44.525; 1.4: 33.7068; 1.5: 157.0834; 1.6: 44.525; 1.7: 17.81; 1.8: 8.4594; 1.9: 148.4167; 2: 4.7266; 2.1: 83.6013; 2.2: 26.3483; 2.3: 5.6538; 2.4: 130.7351; 2.5: 28.053
| 1 | 6.9 | 1: 218.8429; 1.1: 158.0483; 1.2: 0.21195; 1.3: 44.85; 1.4: 33.6681; 1.5: 158.0483; 1.6: 44.85; 1.7: 17.94; 1.8: 8.4594; 1.9: 149.5; 2: 4.7611; 2.1: 83.6522; 2.2: 26.7181; 2.3: 5.6916; 2.4: 131.3303; 2.5: 27.9765
| 1 | 6.95 | 1: 218.5914; 1.1: 159.0107; 1.2: 0.21324; 1.3: 45.175; 1.4: 33.6295; 1.5: 159.0107; 1.6: 45.175; 1.7: 18.07; 1.8: 8.4594; 1.9: 150.5833; 2: 4.7956; 2.1: 83.7029; 2.2: 27.0903; 2.3: 5.7294; 2.4: 131.9204; 2.5: 27.9001
| 1 | 7 | 1: 218.34; 1.1: 159.9704; 1.2: 0.21452; 1.3: 45.5; 1.4: 33.5908; 1.5: 159.9704; 1.6: 45.5; 1.7: 18.2; 1.8: 8.4594; 1.9: 151.6667; 2: 4.8301; 2.1: 83.7533; 2.2: 27.4649; 2.3: 5.7671; 2.4: 132.5055; 2.5: 27.8237
| 1 | 7.05 | 1: 218.0886; 1.1: 160.9276; 1.2: 0.21581; 1.3: 45.825; 1.4: 33.5521; 1.5: 160.9276; 1.6: 45.825; 1.7: 18.33; 1.8: 8.4594; 1.9: 152.75; 2: 4.8646; 2.1: 83.8036; 2.2: 27.842; 2.3: 5.8048; 2.4: 133.0857; 2.5: 27.7473
| 1 | 7.1 | 1: 217.8373; 1.1: 161.8822; 1.2: 0.21709; 1.3: 46.15; 1.4: 33.5134; 1.5: 161.8822; 1.6: 46.15; 1.7: 18.46; 1.8: 8.4594; 1.9: 153.8333; 2: 4.8992; 2.1: 83.8537; 2.2: 28.2214; 2.3: 5.8425; 2.4: 133.6608; 2.5: 27.6709
| 1 | 7.15 | 1: 217.5861; 1.1: 162.8342; 1.2: 0.21836; 1.3: 46.475; 1.4: 33.4748; 1.5: 162.8342; 1.6: 46.475; 1.7: 18.59; 1.8: 8.4594; 1.9: 154.9167; 2: 4.9337; 2.1: 83.9036; 2.2: 28.6033; 2.3: 5.8801; 2.4: 134.2309; 2.5: 27.5946
| 1 | 7.2 | 1: 217.3349; 1.1: 163.7835; 1.2: 0.21964; 1.3: 46.8; 1.4: 33.4361; 1.5: 163.7835; 1.6: 46.8; 1.7: 18.72; 1.8: 8.4594; 1.9: 156; 2: 4.9682; 2.1: 83.9532; 2.2: 28.9876; 2.3: 5.9178; 2.4: 134.796; 2.5: 27.5184
| 1 | 7.25 | 1: 217.0837; 1.1: 164.7303; 1.2: 0.22091; 1.3: 47.125; 1.4: 33.3975; 1.5: 164.7303; 1.6: 47.125; 1.7: 18.85; 1.8: 8.4594; 1.9: 157.0833; 2: 5.0027; 2.1: 84.0027; 2.2: 29.3743; 2.3: 5.9553; 2.4: 135.3561; 2.5: 27.4421
| 1 | 7.3 | 1: 216.8326; 1.1: 165.6745; 1.2: 0.22217; 1.3: 47.45; 1.4: 33.3589; 1.5: 165.6745; 1.6: 47.45; 1.7: 18.98; 1.8: 8.4594; 1.9: 158.1667; 2: 5.0372; 2.1: 84.052; 2.2: 29.7633; 2.3: 5.9929; 2.4: 135.9112; 2.5: 27.366
| 1 | 7.35 | 1: 216.5815; 1.1: 166.6161; 1.2: 0.22344; 1.3: 47.775; 1.4: 33.3202; 1.5: 166.6161; 1.6: 47.775; 1.7: 19.11; 1.8: 8.4594; 1.9: 159.25; 2: 5.0717; 2.1: 84.1011; 2.2: 30.1548; 2.3: 6.0304; 2.4: 136.4613; 2.5: 27.2898
| 1 | 7.4 | 1: 216.3304; 1.1: 167.5551; 1.2: 0.2247; 1.3: 48.1; 1.4: 33.2816; 1.5: 167.5551; 1.6: 48.1; 1.7: 19.24; 1.8: 8.4594; 1.9: 160.3333; 2: 5.1062; 2.1: 84.15; 2.2: 30.5487; 2.3: 6.0679; 2.4: 137.0064; 2.5: 27.2137
| 1 | 7.45 | 1: 216.0794; 1.1: 168.4915; 1.2: 0.22595; 1.3: 48.425; 1.4: 33.243; 1.5: 168.4915; 1.6: 48.425; 1.7: 19.37; 1.8: 8.4594; 1.9: 161.4167; 2: 5.1407; 2.1: 84.1988; 2.2: 30.945; 2.3: 6.1054; 2.4: 137.5465; 2.5: 27.1376
| 1 | 7.5 | 1: 215.8284; 1.1: 169.4253; 1.2: 0.2272; 1.3: 48.75; 1.4: 33.2044; 1.5: 169.4253; 1.6: 48.75; 1.7: 19.5; 1.8: 8.4594; 1.9: 162.5; 2: 5.1752; 2.1: 84.2473; 2.2: 31.3437; 2.3: 6.1428; 2.4: 138.0816; 2.5: 27.0616
| 1 | 7.55 | 1: 215.5775; 1.1: 170.3565; 1.2: 0.22845; 1.3: 49.075; 1.4: 33.1658; 1.5: 170.3565; 1.6: 49.075; 1.7: 19.63; 1.8: 8.4594; 1.9: 163.5833; 2: 5.2097; 2.1: 84.2956; 2.2: 31.7448; 2.3: 6.1802; 2.4: 138.6117; 2.5: 26.9855
| 1 | 7.6 | 1: 215.3266; 1.1: 171.2851; 1.2: 0.2297; 1.3: 49.4; 1.4: 33.1272; 1.5: 171.2851; 1.6: 49.4; 1.7: 19.76; 1.8: 8.4594; 1.9: 164.6667; 2: 5.2442; 2.1: 84.3438; 2.2: 32.1483; 2.3: 6.2176; 2.4: 139.1368; 2.5: 26.9096
| 1 | 7.65 | 1: 215.0757; 1.1: 172.2111; 1.2: 0.23094; 1.3: 49.725; 1.4: 33.0886; 1.5: 172.2111; 1.6: 49.725; 1.7: 19.89; 1.8: 8.4594; 1.9: 165.75; 2: 5.2787; 2.1: 84.3918; 2.2: 32.5542; 2.3: 6.255; 2.4: 139.6569; 2.5: 26.8336
| 1 | 7.7 | 1: 214.8248; 1.1: 173.1345; 1.2: 0.23218; 1.3: 50.05; 1.4: 33.05; 1.5: 173.1345; 1.6: 50.05; 1.7: 20.02; 1.8: 8.4594; 1.9: 166.8333; 2: 5.3132; 2.1: 84.4395; 2.2: 32.9625; 2.3: 6.2923; 2.4: 140.172; 2.5: 26.7577
| 1 | 7.75 | 1: 214.574; 1.1: 174.0553; 1.2: 0.23341; 1.3: 50.375; 1.4: 33.0114; 1.5: 174.0553; 1.6: 50.375; 1.7: 20.15; 1.8: 8.4594; 1.9: 167.9167; 2: 5.3477; 2.1: 84.4871; 2.2: 33.3731; 2.3: 6.3296; 2.4: 140.6821; 2.5: 26.6818
| 1 | 7.8 | 1: 214.3232; 1.1: 174.9734; 1.2: 0.23464; 1.3: 50.7; 1.4: 32.9728; 1.5: 174.9734; 1.6: 50.7; 1.7: 20.28; 1.8: 8.4594; 1.9: 169; 2: 5.3822; 2.1: 84.5345; 2.2: 33.7862; 2.3: 6.3668; 2.4: 141.1872; 2.5: 26.606
| 1 | 7.85 | 1: 214.0724; 1.1: 175.889; 1.2: 0.23587; 1.3: 51.025; 1.4: 32.9342; 1.5: 175.889; 1.6: 51.025; 1.7: 20.41; 1.8: 8.4594; 1.9: 170.0833; 2: 5.4167; 2.1: 84.5817; 2.2: 34.2016; 2.3: 6.4041; 2.4: 141.6874; 2.5: 26.5301
| 1 | 7.9 | 1: 213.8216; 1.1: 176.802; 1.2: 0.2371; 1.3: 51.35; 1.4: 32.8956; 1.5: 176.802; 1.6: 51.35; 1.7: 20.54; 1.8: 8.4594; 1.9: 171.1667; 2: 5.4512; 2.1: 84.6287; 2.2: 34.6195; 2.3: 6.4413; 2.4: 142.1825; 2.5: 26.4544
| 1 | 7.95 | 1: 213.5709; 1.1: 177.7123; 1.2: 0.23832; 1.3: 51.675; 1.4: 32.8571; 1.5: 177.7123; 1.6: 51.675; 1.7: 20.67; 1.8: 8.4594; 1.9: 172.25; 2: 5.4857; 2.1: 84.6756; 2.2: 35.0397; 2.3: 6.4785; 2.4: 142.6726; 2.5: 26.3786
| 1 | 8 | 1: 213.3201; 1.1: 178.62; 1.2: 0.23953; 1.3: 52; 1.4: 32.8185; 1.5: 178.62; 1.6: 52; 1.7: 20.8; 1.8: 8.4594; 1.9: 173.3333; 2: 5.5202; 2.1: 84.7222; 2.2: 35.4623; 2.3: 6.5156; 2.4: 143.1578; 2.5: 26.3029
| 1 | 8.05 | 1: 213.0694; 1.1: 179.5252; 1.2: 0.24075; 1.3: 52.325; 1.4: 32.7799; 1.5: 179.5252; 1.6: 52.325; 1.7: 20.93; 1.8: 8.4594; 1.9: 174.4167; 2: 5.5547; 2.1: 84.7687; 2.2: 35.8873; 2.3: 6.5527; 2.4: 143.6379; 2.5: 26.2272
| 1 | 8.1 | 1: 212.8187; 1.1: 180.4277; 1.2: 0.24196; 1.3: 52.65; 1.4: 32.7413; 1.5: 180.4277; 1.6: 52.65; 1.7: 21.06; 1.8: 8.4594; 1.9: 175.5; 2: 5.5892; 2.1: 84.815; 2.2: 36.3146; 2.3: 6.5898; 2.4: 144.113; 2.5: 26.1515
| 1 | 8.15 | 1: 212.568; 1.1: 181.3276; 1.2: 0.24316; 1.3: 52.975; 1.4: 32.7028; 1.5: 181.3276; 1.6: 52.975; 1.7: 21.19; 1.8: 8.4594; 1.9: 176.5833; 2: 5.6237; 2.1: 84.8611; 2.2: 36.7444; 2.3: 6.6269; 2.4: 144.5832; 2.5: 26.0759
| 1 | 8.2 | 1: 212.3173; 1.1: 182.2249; 1.2: 0.24437; 1.3: 53.3; 1.4: 32.6642; 1.5: 182.2249; 1.6: 53.3; 1.7: 21.32; 1.8: 8.4594; 1.9: 177.6667; 2: 5.6582; 2.1: 84.907; 2.2: 37.1765; 2.3: 6.664; 2.4: 145.0484; 2.5: 26.0002
| 1 | 8.25 | 1: 212.0666; 1.1: 183.1195; 1.2: 0.24557; 1.3: 53.625; 1.4: 32.6256; 1.5: 183.1195; 1.6: 53.625; 1.7: 21.45; 1.8: 8.4594; 1.9: 178.75; 2: 5.6927; 2.1: 84.9527; 2.2: 37.611; 2.3: 6.701; 2.4: 145.5085; 2.5: 25.9246
| 1 | 8.3 | 1: 211.8159; 1.1: 184.0116; 1.2: 0.24676; 1.3: 53.95; 1.4: 32.5871; 1.5: 184.0116; 1.6: 53.95; 1.7: 21.58; 1.8: 8.4594; 1.9: 179.8333; 2: 5.7272; 2.1: 84.9983; 2.2: 38.0479; 2.3: 6.738; 2.4: 145.9637; 2.5: 25.8491
| 1 | 8.35 | 1: 211.5652; 1.1: 184.901; 1.2: 0.24796; 1.3: 54.275; 1.4: 32.5485; 1.5: 184.901; 1.6: 54.275; 1.7: 21.71; 1.8: 8.4594; 1.9: 180.9167; 2: 5.7617; 2.1: 85.0437; 2.2: 38.4871; 2.3: 6.775; 2.4: 146.4139; 2.5: 25.7735
| 1 | 8.4 | 1: 211.3146; 1.1: 185.7878; 1.2: 0.24915; 1.3: 54.6; 1.4: 32.5099; 1.5: 185.7878; 1.6: 54.6; 1.7: 21.84; 1.8: 8.4594; 1.9: 182; 2: 5.7962; 2.1: 85.0888; 2.2: 38.9287; 2.3: 6.8119; 2.4: 146.8591; 2.5: 25.698
| 1 | 8.45 | 1: 211.0639; 1.1: 186.672; 1.2: 0.25033; 1.3: 54.925; 1.4: 32.4714; 1.5: 186.672; 1.6: 54.925; 1.7: 21.97; 1.8: 8.4594; 1.9: 183.0833; 2: 5.8307; 2.1: 85.1339; 2.2: 39.3727; 2.3: 6.8488; 2.4: 147.2992; 2.5: 25.6225
| 1 | 8.5 | 1: 210.8132; 1.1: 187.5535; 1.2: 0.25151; 1.3: 55.25; 1.4: 32.4328; 1.5: 187.5535; 1.6: 55.25; 1.7: 22.1; 1.8: 8.4594; 1.9: 184.1667; 2: 5.8652; 2.1: 85.1787; 2.2: 39.8191; 2.3: 6.8857; 2.4: 147.7344; 2.5: 25.5471
| 1 | 8.55 | 1: 210.5626; 1.1: 188.4324; 1.2: 0.25269; 1.3: 55.575; 1.4: 32.3942; 1.5: 188.4324; 1.6: 55.575; 1.7: 22.23; 1.8: 8.4594; 1.9: 185.25; 2: 5.8997; 2.1: 85.2233; 2.2: 40.2678; 2.3: 6.9226; 2.4: 148.1646; 2.5: 25.4716
| 1 | 8.6 | 1: 210.3119; 1.1: 189.3087; 1.2: 0.25387; 1.3: 55.9; 1.4: 32.3557; 1.5: 189.3087; 1.6: 55.9; 1.7: 22.36; 1.8: 8.4594; 1.9: 186.3333; 2: 5.9342; 2.1: 85.2678; 2.2: 40.7189; 2.3: 6.9595; 2.4: 148.5898; 2.5: 25.3962
| 1 | 8.65 | 1: 210.0612; 1.1: 190.1824; 1.2: 0.25504; 1.3: 56.225; 1.4: 32.3171; 1.5: 190.1824; 1.6: 56.225; 1.7: 22.49; 1.8: 8.4594; 1.9: 187.4167; 2: 5.9687; 2.1: 85.3121; 2.2: 41.1724; 2.3: 6.9963; 2.4: 149.01; 2.5: 25.3208
| 1 | 8.7 | 1: 209.8105; 1.1: 191.0535; 1.2: 0.25621; 1.3: 56.55; 1.4: 32.2785; 1.5: 191.0535; 1.6: 56.55; 1.7: 22.62; 1.8: 8.4594; 1.9: 188.5; 2: 6.0032; 2.1: 85.3562; 2.2: 41.6282; 2.3: 7.0331; 2.4: 149.4253; 2.5: 25.2454
| 1 | 8.75 | 1: 209.5598; 1.1: 191.9219; 1.2: 0.25737; 1.3: 56.875; 1.4: 32.24; 1.5: 191.9219; 1.6: 56.875; 1.7: 22.75; 1.8: 8.4594; 1.9: 189.5833; 2: 6.0377; 2.1: 85.4002; 2.2: 42.0864; 2.3: 7.0699; 2.4: 149.8355; 2.5: 25.1701
| 1 | 8.8 | 1: 209.3091; 1.1: 192.7876; 1.2: 0.25853; 1.3: 57.2; 1.4: 32.2014; 1.5: 192.7876; 1.6: 57.2; 1.7: 22.88; 1.8: 8.4594; 1.9: 190.6667; 2: 6.0722; 2.1: 85.4439; 2.2: 42.5469; 2.3: 7.1066; 2.4: 150.2407; 2.5: 25.0948
| 1 | 8.85 | 1: 209.0584; 1.1: 193.6508; 1.2: 0.25969; 1.3: 57.525; 1.4: 32.1628; 1.5: 193.6508; 1.6: 57.525; 1.7: 23.01; 1.8: 8.4594; 1.9: 191.75; 2: 6.1067; 2.1: 85.4875; 2.2: 43.0099; 2.3: 7.1434; 2.4: 150.6409; 2.5: 25.0195
| 1 | 8.9 | 1: 208.8077; 1.1: 194.5113; 1.2: 0.26084; 1.3: 57.85; 1.4: 32.1243; 1.5: 194.5113; 1.6: 57.85; 1.7: 23.14; 1.8: 8.4594; 1.9: 192.8333; 2: 6.1412; 2.1: 85.5309; 2.2: 43.4752; 2.3: 7.1801; 2.4: 151.0362; 2.5: 24.9442
| 1 | 8.95 | 1: 208.5569; 1.1: 195.3692; 1.2: 0.26199; 1.3: 58.175; 1.4: 32.0857; 1.5: 195.3692; 1.6: 58.175; 1.7: 23.27; 1.8: 8.4594; 1.9: 193.9167; 2: 6.1757; 2.1: 85.5741; 2.2: 43.9428; 2.3: 7.2168; 2.4: 151.4264; 2.5: 24.8689
| 1 | 9 | 1: 208.3062; 1.1: 196.2244; 1.2: 0.26314; 1.3: 58.5; 1.4: 32.0471; 1.5: 196.2244; 1.6: 58.5; 1.7: 23.4; 1.8: 8.4594; 1.9: 195; 2: 6.2102; 2.1: 85.6172; 2.2: 44.4128; 2.3: 7.2534; 2.4: 151.8116; 2.5: 24.7937
| 1 | 9.05 | 1: 208.0554; 1.1: 197.077; 1.2: 0.26428; 1.3: 58.825; 1.4: 32.0085; 1.5: 197.077; 1.6: 58.825; 1.7: 23.53; 1.8: 8.4594; 1.9: 196.0833; 2: 6.2447; 2.1: 85.6601; 2.2: 44.8852; 2.3: 7.2901; 2.4: 152.1919; 2.5: 24.7184
| 1 | 9.1 | 1: 207.8046; 1.1: 197.927; 1.2: 0.26542; 1.3: 59.15; 1.4: 31.9699; 1.5: 197.927; 1.6: 59.15; 1.7: 23.66; 1.8: 8.4594; 1.9: 197.1667; 2: 6.2792; 2.1: 85.7028; 2.2: 45.3599; 2.3: 7.3267; 2.4: 152.5671; 2.5: 24.6432
| 1 | 9.15 | 1: 207.5538; 1.1: 198.7743; 1.2: 0.26656; 1.3: 59.475; 1.4: 31.9314; 1.5: 198.7743; 1.6: 59.475; 1.7: 23.79; 1.8: 8.4594; 1.9: 198.25; 2: 6.3137; 2.1: 85.7453; 2.2: 45.837; 2.3: 7.3633; 2.4: 152.9373; 2.5: 24.568
| 1 | 9.2 | 1: 207.303; 1.1: 199.619; 1.2: 0.26769; 1.3: 59.8; 1.4: 31.8928; 1.5: 199.619; 1.6: 59.8; 1.7: 23.92; 1.8: 8.4594; 1.9: 199.3333; 2: 6.3482; 2.1: 85.7877; 2.2: 46.3164; 2.3: 7.3999; 2.4: 153.3026; 2.5: 24.4929
| 1 | 9.25 | 1: 207.0522; 1.1: 200.461; 1.2: 0.26882; 1.3: 60.125; 1.4: 31.8542; 1.5: 200.461; 1.6: 60.125; 1.7: 24.05; 1.8: 8.4594; 1.9: 200.4167; 2: 6.3827; 2.1: 85.8299; 2.2: 46.7982; 2.3: 7.4364; 2.4: 153.6628; 2.5: 24.4177
| 1 | 9.3 | 1: 206.8013; 1.1: 201.3004; 1.2: 0.26995; 1.3: 60.45; 1.4: 31.8156; 1.5: 201.3004; 1.6: 60.45; 1.7: 24.18; 1.8: 8.4594; 1.9: 201.5; 2: 6.4172; 2.1: 85.8719; 2.2: 47.2823; 2.3: 7.473; 2.4: 154.0181; 2.5: 24.3426
| 1 | 9.35 | 1: 206.5504; 1.1: 202.1371; 1.2: 0.27107; 1.3: 60.775; 1.4: 31.777; 1.5: 202.1371; 1.6: 60.775; 1.7: 24.31; 1.8: 8.4594; 1.9: 202.5833; 2: 6.4517; 2.1: 85.9138; 2.2: 47.7688; 2.3: 7.5095; 2.4: 154.3683; 2.5: 24.2675
| 1 | 9.4 | 1: 206.2995; 1.1: 202.9712; 1.2: 0.27219; 1.3: 61.1; 1.4: 31.7384; 1.5: 202.9712; 1.6: 61.1; 1.7: 24.44; 1.8: 8.4594; 1.9: 203.6667; 2: 6.4862; 2.1: 85.9555; 2.2: 48.2577; 2.3: 7.546; 2.4: 154.7135; 2.5: 24.1924
| 1 | 9.45 | 1: 206.0486; 1.1: 203.8027; 1.2: 0.2733; 1.3: 61.425; 1.4: 31.6998; 1.5: 203.8027; 1.6: 61.425; 1.7: 24.57; 1.8: 8.4594; 1.9: 204.75; 2: 6.5207; 2.1: 85.997; 2.2: 48.7489; 2.3: 7.5825; 2.4: 155.0538; 2.5: 24.1173